## Instructions
NJCEP Pay for Performance NC ERP Tables Instructions - Version 2.0
Pay for Performance ERP Tables Workbookcalculates a project’s predicted energy reduction and the maximum incentives available through this program. In addition, this workbook includes tables for the Energy Reduction Plan.
All tables are required for completing the Energy Reduction Plan, with the exception of the CHP table. Where possible, data is linked between these tables. In addition, the tables include the necessary formulas for calculating the financial and other summary statistics.
Detailed instructions on how to fill out the tables can be found in each tab.
Throughout the ERP Tables Workbook, common information is linked where possible and will automatically update in white shaded cells. Any cells shaded in blue must be entered manually. There should not be any calculation errors when all blue-shaded cells are filled in with the required information.

## 1-Program Metrics
New Jersey Office of Clean Energy
Pay for Performance Program
ERP Tables and Incentive Calculator
Table 1. Summary of Program Metrics
Instructions
1) | Enter estimated baseline and proposed electricity demand in Row 17
2) | Enter Source Energy Use Intensity based on EPA Target Finder results or 2003 CBECS Table
3) | Enter EPA rating based on Target Finder results, if applicable for project building type
4) | The rest of the table will fill automatically.
|  | Baseline Simulation | Proposed Design Simulation | Savings | % Savings
| Total Annual Energy Cost (All Fuels) | 0 | 0 | 0 | 0%
| Annual Electricity Consumption (MMBtu) | 0 | 0 | 0 | 0%
| Annual Fuel Consumption (MMBtu) | 0 | 0 | 0 | 0%
| Total Annual Energy Consumption (MMBtu) | 0 | 0 | 0 | 0%
1) | Total Annual Electricity Demand (kW) |  |  | 0 | 0%
| Total Projected Incremental Costs ($) | 0
| Simple Payback (years) | 0
| Internal Rate of Return (IRR) | 0%
2) | Source Energy Use Intensity (kBtu/sqft/yr)
3) | EPA Target Finder Rating

## 2-Incentives
New Jersey Office of Clean Energy
Pay for Performance Program
ERP Tables and Incentive Calculator
Table 2. Summary of Program Incentives
Note: This table will fill automatically based on other entries in the workbook.
Project Summary
| Project Gross Heated Square Feet | 0
Incentives
| Incentive #1 | 0
| Incentive #2 | 0
| Incentive #3 | 0
Yes
No

## 3-Project Team
New Jersey Office of Clean Energy
Pay for Performance Program
ERP Tables and Incentive Calculator
Table 3. Project Team Contact Information
Instructions
1) | Fill in contact information, as appropriate for your project.
2) Hide any rows that are not applicable (e.g. LEED consultant)
|  | Name | Company Name | Phone Number and Email | Address
Developer
Architect
Construction Mgr / GC
Cx Authority
LEED Consultant
Mechanical Engineer
Mechanical Contractor
Electrical Engineer
Electrical Contractor
EMS Control Contractor
Yes
No

## 4-Spaces
New Jersey Office of Clean Energy
Pay for Performance Program
ERP Tables and Incentive Calculator
Table 4. Project Spaces
Instructions
1) | Select ASHRAE space type that best describes proposed space use in the building.
2) | Enter total amount of heated and/or unheated square footage for each space type.
3) | Select yes or no in Columns E and F for each space type.
4) | The information in this table should be the aggregate of square footage for the entire project.
Type of Garage
| Building Type or Space Activity | Heated SqFt | Unheated Sq Ft | Cooled (Y/N) | Mechanical Ventilation (Y/N)
| ASHRAE space type | 0 | 0 | Y/N | Y/N
| ASHRAE space type | 0 | 0 | Y/N | Y/N
| ASHRAE space type | 0 | 0 | Y/N | Y/N
| ASHRAE space type | 0 | 0 | Y/N | Y/N
| ASHRAE space type | 0 | 0 | Y/N | Y/N
| ASHRAE space type | 0 | 0 | Y/N | Y/N
| ASHRAE space type | 0 | 0 | Y/N | Y/N
| ASHRAE space type | 0 | 0 | Y/N | Y/N
| ASHRAE space type | 0 | 0 | Y/N | Y/N
| ASHRAE space type | 0 | 0 | Y/N | Y/N
| ASHRAE space type | 0 | 0 | Y/N | Y/N
| ASHRAE space type | 0 | 0 | Y/N | Y/N
| ASHRAE space type | 0 | 0 | Y/N | Y/N
| ASHRAE space type | 0 | 0 | Y/N | Y/N
| ASHRAE space type | 0 | 0 | Y/N | Y/N
| ASHRAE space type | 0 | 0 | Y/N | Y/N
| TOTAL | 0 | 0

## 5-Components
New Jersey Office of Clean Energy
Pay for Performance Program
ERP Tables and Incentive Calculator
Table 5. Proposed and Baseline Components Used in Energy Simulation
Instructions
1) | Depending on the stage of the project, chose "Proposed Design" or "As-Built" from the drop-down menu at the top of the second column.
2) | For each design component, describe how it was modeled in both the baseline and proposed/as-built models. Include all relevant information described in the building component column.
3) | All aspects of the design components should be described here, regardless of whether the difference between baseline and proposed designs result in better, worse, or equal building performance.
4) For any components that are not included in the project, enter "N/A."
Note: This table should show how each component was modeled in the baseline and proposed models. Please describe each component in terms of the units/data required for entry into the model. The baseline should be based on ASHRAE Standard 90.1-2007.
| Building Component | <Choose> | Baseline Design
Walls (above and below grade wall construction and U-value)
Doors
Windows (window-to-wall-ratio, frame material, U-Value and SHGC)
Floor (U-Value and construction for exposed floor and slabs)
Roof (U-Value and construction)
Lighting Power Density
Daylighting Controls
Other Lighting Controls
Exterior Lighting
Process Lighting
Misc. Plug Loads
Renewable Systems
Primary Heating System Description
Other Heating System Description
Boiler Parameters
Hot Water Loop and Pump Parameters
Cooling System Description
Chiller Parameters
Chilled Water Loop and Pump Parameters
Condenser Water Loop and Pump Parameters
Ventilation Exhaust/Supply Volume and System Description. (include code reference for baseline)
Demand Control Ventilation
Fan and Pump description
Fan Power
Economizer Control
Domestic Water Heating (include system type, efficiency, and hot water demand)

## 6-Energy Rates
New Jersey Office of Clean Energy
Pay for Performance Program
ERP Tables and Incentive Calculator
Table 6. Energy Rates
Instructions
1) | Enter energy rates in the blue cells. These may be based on the local utility schedule, actual rates for the building, or average rates for New Jersey posted by DOE Energy Information Administration (EIA).
2) | If applicable, include demand charges in the rate table below.
3) | Include a detailed description of the rate structure in Section I of the ERP. Also include a description of any adjustments made to Table 6, or to any calculations in other tables that are based on Table 6, in order to accommodate the rate structure in the Performance Rating.
| Electricity (baseline) |  | $/kWh
| Electricity (proposed) |  | $/kWh
| Natural Gas (baseline) |  | $/therm
| Natural Gas (proposed) |  | $/therm
| Oil |  | $/gal
2008 Average Energy Rates (for reference only)
| Electricity (Commercial) | 0.1456 | $/kWh
| Electricity (Industrial) | 0.127 | $/kWh
| Natural Gas (Commercial) | 1.21 | $/therm
| Natural Gas (Industrial) | 0.963 | $/therm
| #2 Oil (Residential) | 3.19 | $/gal
| #2 Oil (Wholesale) | 2.3 | $/gal

## 7-End Use
New Jersey Office of Clean Energy
Pay for Performance Program
ERP Tables and Incentive Calculator
Table 7. Annual Energy Use Summary
Instructions
1) | Make sure Table 4 is complete.
2) | Enter energy use data directly from the baseline and proposed model outputs into the blue cells in the Energy Unit Converter table to the right of Table 7. In the "Choose unit:" cells, choose the unit in which the energy use is expressed from the drop down menu. The Energy Unit Converter should not be included in the ERP.
3) | Baseline and Proposed fuel usage will be calculated using data in the Energy Unit Converter.
4) | Baseline heating and cooling usage should be calculated as average for four exposures, and adjusted as described in Section 5.6 of the Program Guidelines.
5) | Performance rating is shown in Red Font and must be at least 15%
Energy Unit Converter
[12 empty] | Baseline |  | Proposed
|  | Baseline |  |  |  | Proposed |  |  |  | Summary |  | Natural Gas | Electricity | Natural Gas | Electricity
| Annual Energy Use | Natural Gas (MMBtu) | Electricity (MMBtu) | Energy Cost ($) | Conditioned Space Energy Use (kBtu/SqFt) | Natural Gas (MMBtu) | Electricity (MMBtu) | Energy Cost ($) | Conditioned Space Energy Use (kBtu/SqFt) | Energy Savings | Cost Savings | Choose unit: | Choose unit: | Choose unit: | Choose unit:
| Heating | 0 | 0 | 0 | 0 | 0 | 0 | 0 | 0 | 0% | 0%
| Cooling | 0 | 0 | 0 | 0 | 0 | 0 | 0 | 0 | 0% | 0%
| Lighting | 0 | 0 | 0 | 0 | 0 | 0 | 0 | 0 | 0% | 0%
| Hot Water | 0 | 0 | 0 | 0 | 0 | 0 | 0 | 0 | 0% | 0%
| Appliance | 0 | 0 | 0 | 0 | 0 | 0 | 0 | 0 | 0% | 0%
| Pumps | 0 | 0 | 0 | 0 | 0 | 0 | 0 | 0 | 0% | 0%
| Heat Rejection | 0 | 0 | 0 | 0 | 0 | 0 | 0 | 0 | 0% | 0%
| Fans - Interior | 0 | 0 | 0 | 0 | 0 | 0 | 0 | 0 | 0% | 0%
| Fans - Parking Garage | 0 | 0 | 0 | 0 | 0 | 0 | 0 | 0 | 0% | 0%
| Other | 0 | 0 | 0 | 0 | 0 | 0 | 0 | 0 | 0% | 0%
| TOTAL | 0 | 0 | 0 | 0 | 0 | 0 | 0 | 0 | 0% | 0% | 0 | 0 | 0 | 0

## 8-Cost by Measure
New Jersey Office of Clean Energy
Pay for Performance Program
ERP Tables and Incentive Calculator
Table 8. Incremental Costs by Energy Efficiency Measure
Instructions
1) | In the "Energy Efficiency Measure" column, choose the measures recommended from the drop-down list. An Energy Efficiency Measure is a component in the proposed design that improves building performance when compared to the Baseline. All components that contribute to an improved building performance should be included here. Enter all of the indicated information in the blue cells.
2) | You may need to add or delete rows in order to accommodate all of the measures. If you add rows, be sure to copy down formulas from cells above.
3) | Enter partner fees at the bottom of the table.
|  | Proposed Components | [8 empty] | Baseline Components
| Energy Efficiency Measure | Manufacturer | Model | Capacity | Capacity Units | Quantity | Efficiency | Efficiency Units | Proposed Cost | Cost Source | Component Description | Baseline Cost | Cost Source | Incremental Costs
| 1 | [12 empty] | 0
| 2 | [12 empty] | 0
| 3 | [12 empty] | 0
| 4 | [12 empty] | 0
| 5 | [12 empty] | 0
| 6 | [12 empty] | 0
| 7 | [12 empty] | 0
| 8 | [12 empty] | 0
| 9 | [12 empty] | 0
| 10 | [12 empty] | 0
| 11 | [12 empty] | 0
| 12 | [12 empty] | 0
| 13 | [12 empty] | 0
| 14 | [12 empty] | 0
| 15 | [12 empty] | 0
| 16 | [12 empty] | 0
| 17 | [12 empty] | 0
| 18 | [12 empty] | 0
| 19 | [12 empty] | 0
| 20 | [12 empty] | 0
[6 empty] | Total Proposed Project Cost |  |  | 0 | Measure incremental costs: |  |  |  | 0
Partner fees for modeling:
Partner fees for inspection & verification:
Partner fees for other services*:
[10 empty] | Total Project Incremental cost: |  |  |  | 0
* Describe other services:

## 9-Energy Savings by Measure
New Jersey Office of Clean Energy
Pay for Performance Program
ERP Tables and Incentive Calculator
Table 9. Annual Energy Savings by Energy Efficiency Measure
Instructions
1) | Enter all of the requested information in the blue cells for each measure in your workscope.
2) | You may need to add or delete rows to these tables in order to accommodate all of the recommended measures in your workscope. If you add rows, be sure to copy down formulas from cells above.
3) | For measures with electricity demand savings, go to the Demand Savings Calculator to the right of Table 8 and select from the pull-down menu the measure description that most closely matches the recommended measure. The Demand Savings Calculator table should not be included in the ERP.
[16 empty] | Demand Savings Calculator |  |  |  | Cash Flow for IRR calculations
| Energy Efficiency Measure |  | Annual Energy Savings (MMBtu) (kWh) |  | Most Affected Fuel | Demand Savings (kW) | Annual Water/ Sewer Savings (1000 gals) | Annual O&M Savings ($) | Annual Cost Savings ($) | Lifetime (years) | Payback (years) | IRR | Lifecycle Savings | Weighted Lifetime | Additional Incentive (Y/N) | Measure Category (Select description that best matches the measure) | Annual Operation (days/year) | Daily Operation (hrs/day) | Diversity Factor | Year 0 | Year 1 | Year 2 | Year 3 | Year 4 | Year 5 | Year 6 | Year 7 | Year 8 | Year 9 | Year 10 | Year 11 | Year 12 | Year 13 | Year 14 | Year 15 | Year 16 | Year 17 | Year 18 | Year 19 | Year 20 | Year 21 | Year 22 | Year 23 | Year 24 | Year 25 | Year 26 | Year 27 | Year 28 | Year 29 | Year 30 | Year 31 | Year 32 | Year 33 | Year 34 | Year 35 | Year 36 | Year 37 | Year 38 | Year 39 | Year 40 | Year 41 | Year 42 | Year 43 | Year 44 | Year 45 | Year 46 | Year 47 | Year 48 | Year 49 | Year 50 | IRR Estimate
| 1 | [9 empty] | 0 |  | 0 | 0 | Y/N |  | #N/A | #N/A | #N/A | 0 | 0 | 0 | 0 | 0 | 0 | 0 | 0 | 0 | 0 | 0 | 0 | 0 | 0 | 0 | 0 | 0 | 0 | 0 | 0 | 0 | 0 | 0 | 0 | 0 | 0 | 0 | 0 | 0 | 0 | 0 | 0 | 0 | 0 | 0 | 0 | 0 | 0 | 0 | 0 | 0 | 0 | 0 | 0 | 0 | 0 | 0 | 0 | 0 | 0 | 0 | -30%
| 2 | [9 empty] | 0 |  | 0 | 0 | Y/N |  | #N/A | #N/A | #N/A | 0 | 0 | 0 | 0 | 0 | 0 | 0 | 0 | 0 | 0 | 0 | 0 | 0 | 0 | 0 | 0 | 0 | 0 | 0 | 0 | 0 | 0 | 0 | 0 | 0 | 0 | 0 | 0 | 0 | 0 | 0 | 0 | 0 | 0 | 0 | 0 | 0 | 0 | 0 | 0 | 0 | 0 | 0 | 0 | 0 | 0 | 0 | 0 | 0 | 0 | 0 | -30%
| 3 | [9 empty] | 0 |  | 0 | 0 | Y/N |  | #N/A | #N/A | #N/A | 0 | 0 | 0 | 0 | 0 | 0 | 0 | 0 | 0 | 0 | 0 | 0 | 0 | 0 | 0 | 0 | 0 | 0 | 0 | 0 | 0 | 0 | 0 | 0 | 0 | 0 | 0 | 0 | 0 | 0 | 0 | 0 | 0 | 0 | 0 | 0 | 0 | 0 | 0 | 0 | 0 | 0 | 0 | 0 | 0 | 0 | 0 | 0 | 0 | 0 | 0 | -30%
| 4 | [9 empty] | 0 |  | 0 | 0 | Y/N |  | #N/A | #N/A | #N/A | 0 | 0 | 0 | 0 | 0 | 0 | 0 | 0 | 0 | 0 | 0 | 0 | 0 | 0 | 0 | 0 | 0 | 0 | 0 | 0 | 0 | 0 | 0 | 0 | 0 | 0 | 0 | 0 | 0 | 0 | 0 | 0 | 0 | 0 | 0 | 0 | 0 | 0 | 0 | 0 | 0 | 0 | 0 | 0 | 0 | 0 | 0 | 0 | 0 | 0 | 0 | -30%
| 5 | [9 empty] | 0 |  | 0 | 0 | Y/N |  | #N/A | #N/A | #N/A | 0 | 0 | 0 | 0 | 0 | 0 | 0 | 0 | 0 | 0 | 0 | 0 | 0 | 0 | 0 | 0 | 0 | 0 | 0 | 0 | 0 | 0 | 0 | 0 | 0 | 0 | 0 | 0 | 0 | 0 | 0 | 0 | 0 | 0 | 0 | 0 | 0 | 0 | 0 | 0 | 0 | 0 | 0 | 0 | 0 | 0 | 0 | 0 | 0 | 0 | 0 | -30%
| 6 | [9 empty] | 0 |  | 0 | 0 | Y/N |  | #N/A | #N/A | #N/A | 0 | 0 | 0 | 0 | 0 | 0 | 0 | 0 | 0 | 0 | 0 | 0 | 0 | 0 | 0 | 0 | 0 | 0 | 0 | 0 | 0 | 0 | 0 | 0 | 0 | 0 | 0 | 0 | 0 | 0 | 0 | 0 | 0 | 0 | 0 | 0 | 0 | 0 | 0 | 0 | 0 | 0 | 0 | 0 | 0 | 0 | 0 | 0 | 0 | 0 | 0 | -30%
| 7 | [9 empty] | 0 |  | 0 | 0 | Y/N |  | #N/A | #N/A | #N/A | 0 | 0 | 0 | 0 | 0 | 0 | 0 | 0 | 0 | 0 | 0 | 0 | 0 | 0 | 0 | 0 | 0 | 0 | 0 | 0 | 0 | 0 | 0 | 0 | 0 | 0 | 0 | 0 | 0 | 0 | 0 | 0 | 0 | 0 | 0 | 0 | 0 | 0 | 0 | 0 | 0 | 0 | 0 | 0 | 0 | 0 | 0 | 0 | 0 | 0 | 0 | -30%
| 8 | [9 empty] | 0 |  | 0 | 0 | Y/N |  | #N/A | #N/A | #N/A | 0 | 0 | 0 | 0 | 0 | 0 | 0 | 0 | 0 | 0 | 0 | 0 | 0 | 0 | 0 | 0 | 0 | 0 | 0 | 0 | 0 | 0 | 0 | 0 | 0 | 0 | 0 | 0 | 0 | 0 | 0 | 0 | 0 | 0 | 0 | 0 | 0 | 0 | 0 | 0 | 0 | 0 | 0 | 0 | 0 | 0 | 0 | 0 | 0 | 0 | 0 | -30%
| 9 | [9 empty] | 0 |  | 0 | 0 | Y/N |  | #N/A | #N/A | #N/A | 0 | 0 | 0 | 0 | 0 | 0 | 0 | 0 | 0 | 0 | 0 | 0 | 0 | 0 | 0 | 0 | 0 | 0 | 0 | 0 | 0 | 0 | 0 | 0 | 0 | 0 | 0 | 0 | 0 | 0 | 0 | 0 | 0 | 0 | 0 | 0 | 0 | 0 | 0 | 0 | 0 | 0 | 0 | 0 | 0 | 0 | 0 | 0 | 0 | 0 | 0 | -30%
| 10 | [9 empty] | 0 |  | 0 | 0 | Y/N |  | #N/A | #N/A | #N/A | 0 | 0 | 0 | 0 | 0 | 0 | 0 | 0 | 0 | 0 | 0 | 0 | 0 | 0 | 0 | 0 | 0 | 0 | 0 | 0 | 0 | 0 | 0 | 0 | 0 | 0 | 0 | 0 | 0 | 0 | 0 | 0 | 0 | 0 | 0 | 0 | 0 | 0 | 0 | 0 | 0 | 0 | 0 | 0 | 0 | 0 | 0 | 0 | 0 | 0 | 0 | -30%
| 11 | [9 empty] | 0 |  | 0 | 0 | Y/N |  | #N/A | #N/A | #N/A | 0 | 0 | 0 | 0 | 0 | 0 | 0 | 0 | 0 | 0 | 0 | 0 | 0 | 0 | 0 | 0 | 0 | 0 | 0 | 0 | 0 | 0 | 0 | 0 | 0 | 0 | 0 | 0 | 0 | 0 | 0 | 0 | 0 | 0 | 0 | 0 | 0 | 0 | 0 | 0 | 0 | 0 | 0 | 0 | 0 | 0 | 0 | 0 | 0 | 0 | 0 | -30%
| 12 | [9 empty] | 0 |  | 0 | 0 | Y/N |  | #N/A | #N/A | #N/A | 0 | 0 | 0 | 0 | 0 | 0 | 0 | 0 | 0 | 0 | 0 | 0 | 0 | 0 | 0 | 0 | 0 | 0 | 0 | 0 | 0 | 0 | 0 | 0 | 0 | 0 | 0 | 0 | 0 | 0 | 0 | 0 | 0 | 0 | 0 | 0 | 0 | 0 | 0 | 0 | 0 | 0 | 0 | 0 | 0 | 0 | 0 | 0 | 0 | 0 | 0 | -30%
| 13 | [9 empty] | 0 |  | 0 | 0 | Y/N |  | #N/A | #N/A | #N/A | 0 | 0 | 0 | 0 | 0 | 0 | 0 | 0 | 0 | 0 | 0 | 0 | 0 | 0 | 0 | 0 | 0 | 0 | 0 | 0 | 0 | 0 | 0 | 0 | 0 | 0 | 0 | 0 | 0 | 0 | 0 | 0 | 0 | 0 | 0 | 0 | 0 | 0 | 0 | 0 | 0 | 0 | 0 | 0 | 0 | 0 | 0 | 0 | 0 | 0 | 0 | -30%
| 14 | [9 empty] | 0 |  | 0 | 0 | Y/N |  | #N/A | #N/A | #N/A | 0 | 0 | 0 | 0 | 0 | 0 | 0 | 0 | 0 | 0 | 0 | 0 | 0 | 0 | 0 | 0 | 0 | 0 | 0 | 0 | 0 | 0 | 0 | 0 | 0 | 0 | 0 | 0 | 0 | 0 | 0 | 0 | 0 | 0 | 0 | 0 | 0 | 0 | 0 | 0 | 0 | 0 | 0 | 0 | 0 | 0 | 0 | 0 | 0 | 0 | 0 | -30%
| 15 | [9 empty] | 0 |  | 0 | 0 | Y/N |  | #N/A | #N/A | #N/A | 0 | 0 | 0 | 0 | 0 | 0 | 0 | 0 | 0 | 0 | 0 | 0 | 0 | 0 | 0 | 0 | 0 | 0 | 0 | 0 | 0 | 0 | 0 | 0 | 0 | 0 | 0 | 0 | 0 | 0 | 0 | 0 | 0 | 0 | 0 | 0 | 0 | 0 | 0 | 0 | 0 | 0 | 0 | 0 | 0 | 0 | 0 | 0 | 0 | 0 | 0 | -30%
| 16 | [9 empty] | 0 |  | 0 | 0 | Y/N |  | #N/A | #N/A | #N/A | 0 | 0 | 0 | 0 | 0 | 0 | 0 | 0 | 0 | 0 | 0 | 0 | 0 | 0 | 0 | 0 | 0 | 0 | 0 | 0 | 0 | 0 | 0 | 0 | 0 | 0 | 0 | 0 | 0 | 0 | 0 | 0 | 0 | 0 | 0 | 0 | 0 | 0 | 0 | 0 | 0 | 0 | 0 | 0 | 0 | 0 | 0 | 0 | 0 | 0 | 0 | -30%
| 17 | [9 empty] | 0 |  | 0 | 0 | Y/N |  | #N/A | #N/A | #N/A | 0 | 0 | 0 | 0 | 0 | 0 | 0 | 0 | 0 | 0 | 0 | 0 | 0 | 0 | 0 | 0 | 0 | 0 | 0 | 0 | 0 | 0 | 0 | 0 | 0 | 0 | 0 | 0 | 0 | 0 | 0 | 0 | 0 | 0 | 0 | 0 | 0 | 0 | 0 | 0 | 0 | 0 | 0 | 0 | 0 | 0 | 0 | 0 | 0 | 0 | 0 | -30%
| 18 | [9 empty] | 0 |  | 0 | 0 | Y/N |  | #N/A | #N/A | #N/A | 0 | 0 | 0 | 0 | 0 | 0 | 0 | 0 | 0 | 0 | 0 | 0 | 0 | 0 | 0 | 0 | 0 | 0 | 0 | 0 | 0 | 0 | 0 | 0 | 0 | 0 | 0 | 0 | 0 | 0 | 0 | 0 | 0 | 0 | 0 | 0 | 0 | 0 | 0 | 0 | 0 | 0 | 0 | 0 | 0 | 0 | 0 | 0 | 0 | 0 | 0 | -30%
| 19 | [9 empty] | 0 |  | 0 | 0 | Y/N |  | #N/A | #N/A | #N/A | 0 | 0 | 0 | 0 | 0 | 0 | 0 | 0 | 0 | 0 | 0 | 0 | 0 | 0 | 0 | 0 | 0 | 0 | 0 | 0 | 0 | 0 | 0 | 0 | 0 | 0 | 0 | 0 | 0 | 0 | 0 | 0 | 0 | 0 | 0 | 0 | 0 | 0 | 0 | 0 | 0 | 0 | 0 | 0 | 0 | 0 | 0 | 0 | 0 | 0 | 0 | -30%
| 20 | [9 empty] | 0 |  | 0 | 0 | Y/N |  | #N/A | #N/A | #N/A | 0 | 0 | 0 | 0 | 0 | 0 | 0 | 0 | 0 | 0 | 0 | 0 | 0 | 0 | 0 | 0 | 0 | 0 | 0 | 0 | 0 | 0 | 0 | 0 | 0 | 0 | 0 | 0 | 0 | 0 | 0 | 0 | 0 | 0 | 0 | 0 | 0 | 0 | 0 | 0 | 0 | 0 | 0 | 0 | 0 | 0 | 0 | 0 | 0 | 0 | 0 | -30%
|  | TOTALS: | 0 | 0 |  | 0 | 0 | 0 | 0 |  | 0 |  | 0 | 0 | [5 empty] | 0 | 0 | 0 | 0 | 0 | 0 | 0 | 0 | 0 | 0 | 0 | 0 | 0 | 0 | 0 | 0 | 0 | 0 | 0 | 0 | 0 | 0 | 0 | 0 | 0 | 0 | 0 | 0 | 0 | 0 | 0 | 0 | 0 | 0 | 0 | 0 | 0 | 0 | 0 | 0 | 0 | 0 | 0 | 0 | 0 | 0 | 0 | 0 | 0 | 0 | 0 | -30%
|  | Discount Rate: | 3% | [67 empty] | ∞

## Tables of Values (hidden)
Baseline Fixtures, per EPAct 1992
Fixture | Flow Rate
Baseline Toilets (GPF) | 1.6
Baseline Urinals (GPF) | 1
Baseline Showerheads (GPM) | 2.5
Baseline Bathroom Faucets (GPM) | 2.5
Baseline Kitchen Faucets (GPM) | 2.5
Fixture Use
Fixture Type | Duration (sec) | Uses/Day/Occupant
Toilets | - | 5
Urinals | - | -
Showerheads | 300 | 1
Bathroom Faucets | 15 | 5
Kitchen Faucets | 60 | 4

## Locator Map (hidden)
| actual | actual |  | actual |  |  |  | climate mapped |  |  |  | weather normalization mapped
| zip_code | zip_state |  | zip_city |  |  |  | city state | state | CDD | HDD | city | state | file name
User | #REF! | [5 empty] | #REF!
| 574 | "South_Dakota" | SD | "Aberdeen" | 10 | Aberdeen | Aberdeen, SD | ABERDEEN SD | SD | 633 | 8446 | Fargo | ND | NDFARGO.txt
| 795 | "Texas" | TX | "Abilene" | 9 | Abilene | Abilene, TX | ABILENE TX | TX | 2451 | 2584 | Abilene | TX | TXABILEN.txt
| 796 | "Texas" | TX | "Abilene" | 9 | Abilene | Abilene, TX | ABILENE TX | TX | 2451 | 2584 | Abilene | TX | TXABILEN.txt
| 036 | "New_Hampshire" | NH | "Acworth" | 9 | Acworth | Acworth, NH | CONCORD NH | NH | 328 | 7554 | Concord | NH | NHCONCOR.txt
| 790 | "Texas" | TX | "Adrian" | 8 | Adrian | Adrian, TX | AMARILLO TX | TX | 1354 | 4258 | Amarillo | TX | TXAMARIL.txt
| 298 | "South_Carolina" | SC | "Aiken" | 7 | Aiken | Aiken, SC | COLUMBIA SC | SC | 1966 | 2649 | Columbia | SC | SCCOLMBA.txt
| 714 | "Louisiana" | LA | "Aimwell" | 9 | Aimwell | Aimwell, LA | SHREVEPORT LA | LA | 2368 | 2264 | Shreveport | LA | LASHREVE.txt
| 442 | "Ohio" | OH | "Akron" | 7 | Akron | Akron, OH | AKRON OH | OH | 625 | 6160 | Akron Canton | OH | OHAKRON.txt
| 443 | "Ohio" | OH | "Akron" | 7 | Akron | Akron, OH | AKRON OH | OH | 625 | 6160 | Akron Canton | OH | OHAKRON.txt
| 811 | "Colorado" | CO | "Alamosa" | 9 | Alamosa | Alamosa, CO | ALAMOSA CO | CO | 62 | 8749 | Colorado Springs | CO | COCOSPGS.txt
| 317 | "Georgia" | GA | "Albany" | 8 | Albany | Albany, GA | COLUMBUS GA | GA | 2284 | 2261 | Columbus | GA | GACOLMBS.txt
| 120 | "New_York" | NY | "Albany" | 8 | Albany | Albany, NY | ALBANY NY | NY | 507 | 6894 | Albany | NY | NYALBANY.txt
| 121 | "New_York" | NY | "Albany" | 8 | Albany | Albany, NY | ALBANY NY | NY | 507 | 6894 | Albany | NY | NYALBANY.txt
| 122 | "New_York" | NY | "Albany" | 8 | Albany | Albany, NY | ALBANY NY | NY | 507 | 6894 | Albany | NY | NYALBANY.txt
| 871 | "New_Mexico" | NM | "Albuquerque" | 13 | Albuquerque | Albuquerque, NM | ALBUQUERQUE NM | NM | 1244 | 4425 | Albuquerque | NM | NMALBUQU.txt
| 872 | "New_Mexico" | NM | "Albuquerque" | 13 | Albuquerque | Albuquerque, NM | ALBUQUERQUE NM | NM | 1244 | 4425 | Albuquerque | NM | NMALBUQU.txt
| 713 | "Louisiana" | LA | "Alexandria" | 12 | Alexandria | Alexandria, LA | SHREVEPORT LA | LA | 2368 | 2264 | Shreveport | LA | LASHREVE.txt
| 223 | "Virginia" | VA | "Alexandria" | 12 | Alexandria | Alexandria, VA | WASHINGTON NAT'L AP DC | DC | 1549 | 4047 | Washington | MD | MDWASHDC.txt
| 918 | "California" | CA | "Alhambra" | 10 | Alhambra | Alhambra, CA | LOS ANGELES C.O. CA | CA | 1537 | 1154 | Los Angeles | CA | CALOSANG.txt
| 181 | "Pennsylvania" | PA | "Allentown" | 11 | Allentown | Allentown, PA | ALLENTOWN PA | PA | 773 | 5785 | Allentown | PA | PAALLENT.txt
| 693 | "Nebraska" | NE | "Alliance" | 10 | Alliance | Alliance, NE | RAPID CITY SD | SD | 611 | 7301 | Rapid City | SD | SDRAPCTY.txt
| 166 | "Pennsylvania" | PA | "Altoona" | 9 | Altoona | Altoona, PA | PITTSBURGH PA | PA | 654 | 5968 | Pittsburgh | PA | PAPITTSB.txt
| 791 | "Texas" | TX | "Amarillo" | 10 | Amarillo | Amarillo, TX | AMARILLO TX | TX | 1354 | 4258 | Amarillo | TX | TXAMARIL.txt
| 928 | "California" | CA | "Anaheim" | 9 | Anaheim | Anaheim, CA | LONG BEACH CA | CA | 1201 | 1430 | Los Angeles | CA | CALOSANG.txt
| 995 | "Alaska" | AK | "Anchorage" | 11 | Anchorage | Anchorage, AK | ANCHORAGE AK | AK | 0 | 10570 | Anchorage | AK | AKANCHOR.txt
| 996 | "Alaska" | AK | "Anchorage" | 11 | Anchorage | Anchorage, AK | ANCHORAGE AK | AK | 0 | 10570 | Anchorage | AK | AKANCHOR.txt
| 289 | "North_Carolina" | NC | "Andrews" | 9 | Andrews | Andrews, NC | KNOXVILLE TN | TN | 1266 | 3937 | Knoxville | TN | TNKNOXVI.txt
| 481 | "Michigan" | MI | "Ann Arbor" | 11 | Ann Arbor | Ann Arbor, MI | DETROIT MI | MI | 626 | 6569 | Detroit | MI | MIDETROI.txt
| 214 | "Maryland" | MD | "Annapolis" | 11 | Annapolis | Annapolis, MD | BALTIMORE MD | MD | 1137 | 4707 | Baltimore | MD | MDBALTIM.txt
| 362 | "Alabama" | AL | "Anniston" | 10 | Anniston | Anniston, AL | BIRMINGHAM AP AL | AL | 1797 | 2918 | Birmingham | AL | ALBIRMIN.txt
| 734 | "Oklahoma" | OK | "Ardmore" | 9 | Ardmore | Ardmore, OK | DALLAS-FORT WORTH TX | TX | 2603 | 2407 | Dallas Ft Worth | TX | TXDALLAS.txt
| 222 | "Virginia" | VA | "Arlington" | 11 | Arlington | Arlington, VA | WASHINGTON NAT'L AP DC | DC | 1549 | 4047 | Washington | MD | MDWASHDC.txt
| 287 | "North_Carolina" | NC | "Asheville" | 11 | Asheville | Asheville, NC | BRISTOL-JHNSN CTY-KNGSPRT TN | TN | 972 | 4406 | Asheville | NC | NCASHEVI.txt
| 288 | "North_Carolina" | NC | "Asheville" | 11 | Asheville | Asheville, NC | ASHEVILLE NC | NC | 787 | 4308 | Asheville | NC | NCASHEVI.txt
| 411 | "Kentucky" | KY | "Ashland" | 9 | Ashland | Ashland, KY | LEXINGTON KY | KY | 1140 | 4783 | Lexington | KY | KYLEXING.txt
| 412 | "Kentucky" | KY | "Ashland" | 9 | Ashland | Ashland, KY | HUNTINGTON WV | WV | 1005 | 4665 | Charleston | WV | WVCHARLE.txt
| 306 | "Georgia" | GA | "Athens" | 8 | Athens | Athens, GA | ATHENS GA | GA | 1709 | 2893 | Atlanta | GA | GAATLANT.txt
| 457 | "Ohio" | OH | "Athens" | 8 | Athens | Athens, OH | COLUMBUS OH | OH | 797 | 5708 | Columbus | OH | OHCOLMBS.txt
| 300 | "Georgia" | GA | "Atlanta" | 9 | Atlanta | Atlanta, GA | ATLANTA GA | GA | 1667 | 2991 | Atlanta | GA | GAATLANT.txt
| 301 | "Georgia" | GA | "Atlanta" | 9 | Atlanta | Atlanta, GA | ATLANTA GA | GA | 1667 | 2991 | Atlanta | GA | GAATLANT.txt
| 302 | "Georgia" | GA | "Atlanta" | 9 | Atlanta | Atlanta, GA | ATLANTA GA | GA | 1667 | 2991 | Atlanta | GA | GAATLANT.txt
| 303 | "Georgia" | GA | "Atlanta" | 9 | Atlanta | Atlanta, GA | ATLANTA GA | GA | 1667 | 2991 | Atlanta | GA | GAATLANT.txt
| 084 | "New_Jersey" | NJ | "Atlantic City" | 15 | Atlantic City | Atlantic City, NJ | ATLANTIC CITY AP NJ | NJ | 826 | 5169 | Atlantic City | NJ | NJATLCTY.txt
| 042 | "Maine" | ME | "Auburn" | 8 | Auburn | Auburn, ME | PORTLAND ME | ME | 268 | 7378 | Portland | ME | MEPORTLA.txt
| 308 | "Georgia" | GA | "Augusta" | 9 | Augusta | Augusta, GA | ATHENS GA | GA | 1709 | 2893 | Columbia | SC | SCCOLMBA.txt
| 309 | "Georgia" | GA | "Augusta" | 9 | Augusta | Augusta, GA | AUGUSTA GA | GA | 1948 | 2565 | Columbia | SC | SCCOLMBA.txt
| 043 | "Maine" | ME | "Augusta" | 9 | Augusta | Augusta, ME | PORTLAND ME | ME | 268 | 7378 | Portland | ME | MEPORTLA.txt
| 786 | "Texas" | TX | "Austin" | 8 | Austin | Austin, TX | SAN ANTONIO TX | TX | 2996 | 1644 | Austin | TX | TXAUSTIN.txt
| 787 | "Texas" | TX | "Austin" | 8 | Austin | Austin, TX | AUSTIN TX | TX | 3016 | 1688 | Austin | TX | TXAUSTIN.txt
| 933 | "California" | CA | "Bakersfield" | 13 | Bakersfield | Bakersfield, CA | BAKERSFIELD CA | CA | 2365 | 2182 | Fresno | CA | CAFRESNO.txt
| 932 | "California" | CA | "Bakersfield/Visalia" | 21 | Bakersfield/Visalia | Bakersfield/Visalia, CA | FRESNO CA | CA | 1967 | 2556 | Fresno | CA | CAFRESNO.txt
| 210 | "Maryland" | MD | "Baltimore" | 11 | Baltimore | Baltimore, MD | BALTIMORE MD | MD | 1137 | 4707 | Baltimore | MD | MDBALTIM.txt
| 211 | "Maryland" | MD | "Baltimore" | 11 | Baltimore | Baltimore, MD | BALTIMORE MD | MD | 1137 | 4707 | Baltimore | MD | MDBALTIM.txt
| 212 | "Maryland" | MD | "Baltimore" | 11 | Baltimore | Baltimore, MD | BALTIMORE MD | MD | 1137 | 4707 | Baltimore | MD | MDBALTIM.txt
| 213 | "Maryland" | MD | "Baltimore" | 11 | Baltimore | Baltimore, MD | BALTIMORE MD | MD | 1137 | 4707 | Baltimore | MD | MDBALTIM.txt
| 044 | "Maine" | ME | "Bangor" | 8 | Bangor | Bangor, ME | PORTLAND ME | ME | 268 | 7378 | Portland | ME | MEPORTLA.txt
| 725 | "Arkansas" | AR | "Batesville" | 12 | Batesville | Batesville, AR | NORTH LITTLE ROCK AR | AR | 1916 | 3228 | Little Rock | AR | ARLIROCK.txt
| 045 | "Maine" | ME | "Bath" | 6 | Bath | Bath, ME | PORTLAND ME | ME | 268 | 7378 | Portland | ME | MEPORTLA.txt
| 707 | "Louisiana" | LA | "Baton Rouge" | 13 | Baton Rouge | Baton Rouge, LA | BATON ROUGE LA | LA | 2690 | 1669 | Baton Rouge | LA | LABATONR.txt
| 708 | "Louisiana" | LA | "Baton Rouge" | 13 | Baton Rouge | Baton Rouge, LA | BATON ROUGE LA | LA | 2690 | 1669 | Baton Rouge | LA | LABATONR.txt
| 408 | "Kentucky" | KY | "Baxter" | 8 | Baxter | Baxter, KY | BRISTOL-JHNSN CTY-KNGSPRT TN | TN | 972 | 4406 | Knoxville | TN | TNKNOXVI.txt
| 299 | "South_Carolina" | SC | "Beaufort" | 10 | Beaufort | Beaufort, SC | SAVANNAH GA | GA | 2365 | 1847 | Savannah | GA | GASAVANN.txt
| 776 | "Texas" | TX | "Beaumont" | 10 | Beaumont | Beaumont, TX | PORT ARTHUR TX | TX | 2764 | 1499 | Houston | TX | TXHOUSTO.txt
| 777 | "Texas" | TX | "Beaumont" | 10 | Beaumont | Beaumont, TX | PORT ARTHUR TX | TX | 2764 | 1499 | Houston | TX | TXHOUSTO.txt
| 258 | "West_Virginia" | WV | "Beckley" | 9 | Beckley | Beckley, WV | BECKLEY WV | WV | 463 | 5558 | Charleston | WV | WVCHARLE.txt
| 259 | "West_Virginia" | WV | "Beckley" | 9 | Beckley | Beckley, WV | BECKLEY WV | WV | 463 | 5558 | Charleston | WV | WVCHARLE.txt
| 051 | "Vermont" | VT | "Bellows Falls" | 15 | Bellows Falls | Bellows Falls, VT | CONCORD NH | NH | 328 | 7554 | Concord | NH | NHCONCOR.txt
| 566 | "Minnesota" | MN | "Bemidji" | 9 | Bemidji | Bemidji, MN | INTERNATIONAL FALLS MN | MN | 249 | 10487 | Duluth | MN | MNDULUTH.txt
| 977 | "Oregon" | OR | "Bend" | 6 | Bend | Bend, OR | BURNS OR | OR | 202 | 7785 | Yakima | WA | WAYAKIMA.txt
| 052 | "Vermont" | VT | "Bennington" | 12 | Bennington | Bennington, VT | ALBANY NY | NY | 507 | 6894 | Albany | NY | NYALBANY.txt
| 947 | "California" | CA | "Berkeley" | 10 | Berkeley | Berkeley, CA | SAN FRANCISCO AP CA | CA | 145 | 3016 | San Jose | CA | CASANJOS.txt
| 870 | "New_Mexico" | NM | "Bernalillo" | 12 | Bernalillo | Bernalillo, NM | ALBUQUERQUE NM | NM | 1244 | 4425 | Albuquerque | NM | NMALBUQU.txt
| 590 | "Montana" | MT | "Billings" | 10 | Billings | Billings, MT | BILLINGS MT | MT | 652 | 7164 | Billings | MT | MTBILLIN.txt
| 591 | "Montana" | MT | "Billings" | 10 | Billings | Billings, MT | BILLINGS MT | MT | 652 | 7164 | Billings | MT | MTBILLIN.txt
| 137 | "New_York" | NY | "Binghamton" | 12 | Binghamton | Binghamton, NY | ALBANY NY | NY | 507 | 6894 | Albany | NY | NYALBANY.txt
| 138 | "New_York" | NY | "Binghamton" | 12 | Binghamton | Binghamton, NY | ALBANY NY | NY | 507 | 6894 | Albany | NY | NYALBANY.txt
| 139 | "New_York" | NY | "Binghamton" | 12 | Binghamton | Binghamton, NY | BINGHAMTON NY | NY | 337 | 7273 | Wilkes-Barre | PA | PAWILKES.txt
| 350 | "Alabama" | AL | "Birmingham" | 12 | Birmingham | Birmingham, AL | BIRMINGHAM AP AL | AL | 1797 | 2918 | Birmingham | AL | ALBIRMIN.txt
| 351 | "Alabama" | AL | "Birmingham" | 12 | Birmingham | Birmingham, AL | BIRMINGHAM AP AL | AL | 1797 | 2918 | Birmingham | AL | ALBIRMIN.txt
| 352 | "Alabama" | AL | "Birmingham" | 12 | Birmingham | Birmingham, AL | BIRMINGHAM AP AL | AL | 1797 | 2918 | Birmingham | AL | ALBIRMIN.txt
| 585 | "North_Dakota" | ND | "Bismarck" | 10 | Bismarck | Bismarck, ND | BISMARCK ND | ND | 488 | 8968 | Bismarck | ND | NDBISMAR.txt
| 617 | "Illinois" | IL | "Bloomington" | 13 | Bloomington | Bloomington, IL | SPRINGFIELD IL | IL | 1141 | 5688 | Springfield | IL | ILSPRING.txt
| 474 | "Indiana" | IN | "Bloomington" | 13 | Bloomington | Bloomington, IN | INDIANAPOLIS IN | IN | 1014 | 5615 | Indianapolis | IN | ININDIAN.txt
| 247 | "West_Virginia" | WV | "Bluefield" | 11 | Bluefield | Bluefield, WV | ROANOKE VA | VA | 1052 | 4360 | Roanoke | VA | VAROANOK.txt
| 836 | "Idaho" | ID | "Boise" | 7 | Boise | Boise, ID | BOISE ID | ID | 754 | 5861 | Boise | ID | IDBOISE.txt
| 837 | "Idaho" | ID | "Boise" | 7 | Boise | Boise, ID | BOISE ID | ID | 754 | 5861 | Boise | ID | IDBOISE.txt
| 020 | "Massachusetts" | MA | "Boston" | 8 | Boston | Boston, MA | WORCESTER MA | MA | 333 | 6979 | Boston | MA | MABOSTON.txt
| 021 | "Massachusetts" | MA | "Boston" | 8 | Boston | Boston, MA | BOSTON MA | MA | 678 | 5641 | Boston | MA | MABOSTON.txt
| 022 | "Massachusetts" | MA | "Boston" | 8 | Boston | Boston, MA | BOSTON MA | MA | 678 | 5641 | Boston | MA | MABOSTON.txt
| 803 | "Colorado" | CO | "Boulder" | 9 | Boulder | Boulder, CO | DENVER CO | CO | 679 | 6020 | Denver | CO | CODENVER.txt
| 421 | "Kentucky" | KY | "Bowling Green" | 15 | Bowling Green | Bowling Green, KY | LOUISVILLE KY | KY | 1288 | 4514 | Louisville | KY | KYLOUISV.txt
| 434 | "Ohio" | OH | "Bowling Green" | 15 | Bowling Green | Bowling Green, OH | TOLEDO OH | OH | 610 | 6579 | Toledo | OH | OHTOLEDO.txt
| 342 | "Florida" | FL | "Bradenton" | 11 | Bradenton | Bradenton, FL | TAMPA FL | FL | 3427 | 725 | Tampa St. Petersburg | FL | FLTAMPA.txt
| 167 | "Pennsylvania" | PA | "Bradford" | 10 | Bradford | Bradford, PA | ERIE PA | PA | 550 | 6279 | Erie | PA | PAERIE.txt
| 564 | "Minnesota" | MN | "Brainerd" | 10 | Brainerd | Brainerd, MN | SAINT CLOUD MN | MN | 415 | 8928 | Minneapolis St. Paul | MN | MNMINPLS.txt
| 053 | "Vermont" | VT | "Brattleboro" | 13 | Brattleboro | Brattleboro, VT | WORCESTER MA | MA | 333 | 6979 | Albany | NY | NYALBANY.txt
| 066 | "Connecticut" | CT | "Bridgeport" | 12 | Bridgeport | Bridgeport, CT | BRIDGEPORT CT | CT | 724 | 5537 | Bridgeport | CT | CTBRIDGE.txt
| 242 | "Virginia" | VA | "Bristol" | 9 | Bristol | Bristol, VA | ROANOKE VA | VA | 1052 | 4360 | Roanoke | VA | VAROANOK.txt
| 023 | "Massachusetts" | MA | "Brockton" | 10 | Brockton | Brockton, MA | PROVIDENCE RI | RI | 606 | 5884 | Rhode Island | RI | RIPROVID.txt
| 024 | "Massachusetts" | MA | "Brockton" | 10 | Brockton | Brockton, MA | BOSTON MA | MA | 678 | 5641 | Boston | MA | MABOSTON.txt
| 104 | "New_York" | NY | "Bronx" | 7 | Bronx | Bronx, NY | NEW YORK (LAGUARDIA AP) NY | NY | 1052 | 4910 | New York City | NY | NYNEWYOR.txt
| 112 | "New_York" | NY | "Brooklyn" | 10 | Brooklyn | Brooklyn, NY | NEW YORK (LAGUARDIA AP) NY | NY | 1052 | 4910 | New York City | NY | NYNEWYOR.txt
| 785 | "Texas" | TX | "Brownsville" | 13 | Brownsville | Brownsville, TX | BROWNSVILLE TX | TX | 3888 | 635 | Brownsville | TX | TXBROWNS.txt
| 768 | "Texas" | TX | "Brownwood" | 11 | Brownwood | Brownwood, TX | ABILENE TX | TX | 2451 | 2584 | Abilene | TX | TXABILEN.txt
| 778 | "Texas" | TX | "Bryan" | 7 | Bryan | Bryan, TX | AUSTIN TX | TX | 3016 | 1688 | Austin | TX | TXAUSTIN.txt
| 853 | "Arizona" | AZ | "Buckeye/Yuma" | 14 | Buckeye/Yuma | Buckeye/Yuma, AZ | YUMA AZ | AZ | 4305 | 927 | Yuma | AZ | AZYUMA.txt
| 262 | "West_Virginia" | WV | "Buckhannon" | 12 | Buckhannon | Buckhannon, WV | CHARLESTON WV | WV | 1031 | 4646 | Charleston | WV | WVCHARLE.txt
| 140 | "New_York" | NY | "Buffalo" | 9 | Buffalo | Buffalo, NY | ERIE PA | PA | 550 | 6279 | Erie | PA | PAERIE.txt
| 141 | "New_York" | NY | "Buffalo" | 9 | Buffalo | Buffalo, NY | ROCHESTER NY | NY | 425 | 6734 | Rochester | NY | NYROCHES.txt
| 142 | "New_York" | NY | "Buffalo" | 9 | Buffalo | Buffalo, NY | BUFFALO NY | NY | 477 | 6747 | Buffalo | NY | NTBUFFAL.txt
| 915 | "California" | CA | "Burbank" | 9 | Burbank | Burbank, CA | LOS ANGELES C.O. CA | CA | 1537 | 1154 | Los Angeles | CA | CALOSANG.txt
| 526 | "Iowa" | IA | "Burlington" | 12 | Burlington | Burlington, IA | MOLINE IL | IL | 911 | 6474 | Des Moines | IA | IADESMOI.txt
| 054 | "Vermont" | VT | "Burlington" | 12 | Burlington | Burlington, VT | BURLINGTON VT | VT | 388 | 7771 | Burlington | VT | VTBURLIN.txt
| 369 | "Alabama" | AL | "Butler" | 8 | Butler | Butler, AL | MERIDIAN MS | MS | 2138 | 2444 | Jackson | MS | MSJACKSO.txt
| 160 | "Pennsylvania" | PA | "Butler" | 8 | Butler | Butler, PA | YOUNGSTOWN OH | OH | 497 | 6544 | Youngstown | OH | OHYOUNGS.txt
| 597 | "Montana" | MT | "Butte" | 7 | Butte | Butte, MT | MISSOULA MT | MT | 280 | 7792 | Helena | MT | MTHELENA.txt
| 025 | "Massachusetts" | MA | "Buzzards Bay" | 14 | Buzzards Bay | Buzzards Bay, MA | PROVIDENCE RI | RI | 606 | 5884 | Rhode Island | RI | RIPROVID.txt
| 717 | "Arkansas" | AR | "Camden" | 8 | Camden | Camden, AR | LITTLE ROCK AR | AR | 2005 | 3155 | Little Rock | AR | ARLIROCK.txt
| 081 | "New_Jersey" | NJ | "Camden" | 8 | Camden | Camden, NJ | PHILADELPHIA PA | PA | 1101 | 4954 | Philadelphia | PA | PAPHILAD.txt
| 413 | "Kentucky" | KY | "Campton" | 9 | Campton | Campton, KY | JACKSON KY | KY | 1033 | 4393 | Lexington | KY | KYLEXING.txt
| 414 | "Kentucky" | KY | "Campton" | 9 | Campton | Campton, KY | LEXINGTON KY | KY | 1140 | 4783 | Lexington | KY | KYLEXING.txt
| 059 | "Vermont" | VT | "Canaan" | 8 | Canaan | Canaan, VT | BURLINGTON VT | VT | 388 | 7771 | Burlington | VT | VTBURLIN.txt
| 446 | "Ohio" | OH | "Canton" | 8 | Canton | Canton, OH | AKRON OH | OH | 625 | 6160 | Akron Canton | OH | OHAKRON.txt
| 447 | "Ohio" | OH | "Canton" | 8 | Canton | Canton, OH | AKRON OH | OH | 625 | 6160 | Akron Canton | OH | OHAKRON.txt
| 637 | "Missouri" | MO | "Cape Girardeau" | 16 | Cape Girardeau | Cape Girardeau, MO | ST. LOUIS MO | MO | 1534 | 4758 | St Louis | MO | MOSTLOUI.txt
| 629 | "Illinois" | IL | "Carbondale" | 12 | Carbondale | Carbondale, IL | EVANSVILLE IN | IN | 1376 | 4708 | Evansville | IN | INEVANSV.txt
| 047 | "Maine" | ME | "Caribou" | 9 | Caribou | Caribou, ME | CARIBOU ME | ME | 131 | 9651 | Caribou | ME | MECARIBO.txt
| 883 | "New_Mexico" | NM | "Carrizozo" | 11 | Carrizozo | Carrizozo, NM | ALBUQUERQUE NM | NM | 1244 | 4425 | Albuquerque | NM | NMALBUQU.txt
| 514 | "Iowa" | IA | "Carroll" | 9 | Carroll | Carroll, IA | SIOUX CITY IA | IA | 907 | 6893 | Sioux City | IA | IASIOCTY.txt
| 897 | "Nevada" | NV | "Carson City" | 13 | Carson City | Carson City, NV | RENO NV | NV | 508 | 5674 | Reno | NV | NVRENO.txt
| 852 | "Arizona" | AZ | "Casa Grande" | 13 | Casa Grande | Casa Grande, AZ | TUCSON AZ | AZ | 2954 | 1678 | Tucson | AZ | AZTUCSON.txt
| 826 | "Wyoming" | WY | "Casper" | 8 | Casper | Casper, WY | SHERIDAN WY | WY | 439 | 7804 | Casper | WY | WYCASPER.txt
| 522 | "Iowa" | IA | "Cedar Rapids" | 14 | Cedar Rapids | Cedar Rapids, IA | DES MOINES IA | IA | 1036 | 6497 | Des Moines | IA | IADESMOI.txt
| 523 | "Iowa" | IA | "Cedar Rapids" | 14 | Cedar Rapids | Cedar Rapids, IA | DES MOINES IA | IA | 1036 | 6497 | Des Moines | IA | IADESMOI.txt
| 524 | "Iowa" | IA | "Cedar Rapids" | 14 | Cedar Rapids | Cedar Rapids, IA | WATERLOO IA | IA | 702 | 7406 | Des Moines | IA | IADESMOI.txt
| 628 | "Illinois" | IL | "Centralia" | 11 | Centralia | Centralia, IL | EVANSVILLE IN | IN | 1376 | 4708 | Evansville | IN | INEVANSV.txt
| 172 | "Pennsylvania" | PA | "Chambersburg" | 14 | Chambersburg | Chambersburg, PA | HARRISBURG PA | PA | 962 | 5347 | Harrisburg | PA | PAHARRIS.txt
| 618 | "Illinois" | IL | "Champaign/Urbana" | 18 | Champaign/Urbana | Champaign/Urbana, IL | SPRINGFIELD IL | IL | 1141 | 5688 | Springfield | IL | ILSPRING.txt
| 619 | "Illinois" | IL | "Champaign/Urbana" | 18 | Champaign/Urbana | Champaign/Urbana, IL | SPRINGFIELD IL | IL | 1141 | 5688 | Springfield | IL | ILSPRING.txt
| 294 | "South_Carolina" | SC | "Charleston" | 12 | Charleston | Charleston, SC | CHARLESTON AP SC | SC | 2266 | 2013 | Charleston | SC | SCCHARLE.txt
| 250 | "West_Virginia" | WV | "Charleston" | 12 | Charleston | Charleston, WV | CHARLESTON WV | WV | 1031 | 4646 | Charleston | WV | WVCHARLE.txt
| 251 | "West_Virginia" | WV | "Charleston" | 12 | Charleston | Charleston, WV | CHARLESTON WV | WV | 1031 | 4646 | Charleston | WV | WVCHARLE.txt
| 252 | "West_Virginia" | WV | "Charleston" | 12 | Charleston | Charleston, WV | CHARLESTON WV | WV | 1031 | 4646 | Charleston | WV | WVCHARLE.txt
| 253 | "West_Virginia" | WV | "Charleston" | 12 | Charleston | Charleston, WV | CHARLESTON WV | WV | 1031 | 4646 | Charleston | WV | WVCHARLE.txt
| 280 | "North_Carolina" | NC | "Charlotte" | 11 | Charlotte | Charlotte, NC | GREENVILLE-SPARTANBURG AP SC | SC | 1473 | 3272 | Charlotte | NC | NCCHARLO.txt
| 281 | "North_Carolina" | NC | "Charlotte" | 11 | Charlotte | Charlotte, NC | GREENVILLE-SPARTANBURG AP SC | SC | 1473 | 3272 | Charlotte | NC | NCCHARLO.txt
| 282 | "North_Carolina" | NC | "Charlotte" | 11 | Charlotte | Charlotte, NC | CHARLOTTE NC | NC | 1582 | 3341 | Charlotte | NC | NCCHARLO.txt
| 229 | "Virginia" | VA | "Charlottesville" | 17 | Charlottesville | Charlottesville, VA | RICHMOND VA | VA | 1348 | 3963 | Richmond | VA | VARICHMO.txt
| 373 | "Tennessee" | TN | "Chattanooga" | 13 | Chattanooga | Chattanooga, TN | HUNTSVILLE AL | AL | 1651 | 3323 | Chattanooga | TN | TNCHATTA.txt
| 374 | "Tennessee" | TN | "Chattanooga" | 13 | Chattanooga | Chattanooga, TN | CHATTANOOGA TN | TN | 1544 | 3587 | Chattanooga | TN | TNCHATTA.txt
| 080 | "New_Jersey" | NJ | "Cherry Hill" | 13 | Cherry Hill | Cherry Hill, NJ | PHILADELPHIA PA | PA | 1101 | 4954 | Philadelphia | PA | PAPHILAD.txt
| 820 | "Wyoming" | WY | "Cheyenne" | 10 | Cheyenne | Cheyenne, WY | CHEYENNE WY | WY | 285 | 7326 | Cheyenne | WY | WYCHEYEN.txt
| 606 | "Illinois" | IL | "Chicago" | 9 | Chicago | Chicago, IL | CHICAGO IL | IL | 752 | 6536 | Chicago | IL | ILCHICAG.txt
| 607 | "Illinois" | IL | "Chicago" | 9 | Chicago | Chicago, IL | CHICAGO IL | IL | 752 | 6536 | Chicago | IL | ILCHICAG.txt
| 792 | "Texas" | TX | "Childress" | 11 | Childress | Childress, TX | LUBBOCK TX | TX | 1689 | 3431 | Lubbock | TX | TXLUBBOC.txt
| 646 | "Missouri" | MO | "Chillicothe" | 13 | Chillicothe | Chillicothe, MO | KANSAS CITY MO | MO | 1288 | 5393 | Kansas City | MO | MOKANCTY.txt
| 456 | "Ohio" | OH | "Chillicothe" | 13 | Chillicothe | Chillicothe, OH | GREATER CINCINNATI AP KY | KY | 996 | 5248 | Cincinnati | OH | OHCINCIN.txt
| 450 | "Ohio" | OH | "Cincinnati" | 12 | Cincinnati | Cincinnati, OH | GREATER CINCINNATI AP KY | KY | 996 | 5248 | Cincinnati | OH | OHCINCIN.txt
| 451 | "Ohio" | OH | "Cincinnati" | 12 | Cincinnati | Cincinnati, OH | GREATER CINCINNATI AP KY | KY | 996 | 5248 | Cincinnati | OH | OHCINCIN.txt
| 452 | "Ohio" | OH | "Cincinnati" | 12 | Cincinnati | Cincinnati, OH | GREATER CINCINNATI AP KY | KY | 996 | 5248 | Cincinnati | OH | OHCINCIN.txt
| 037 | "New_Hampshire" | NH | "Claremont" | 11 | Claremont | Claremont, NH | BURLINGTON VT | VT | 388 | 7771 | Burlington | VT | VTBURLIN.txt
| 263 | "West_Virginia" | WV | "Clarksburg" | 12 | Clarksburg | Clarksburg, WV | ELKINS WV | WV | 346 | 6120 | Elkins | WV | WVELKINS.txt
| 264 | "West_Virginia" | WV | "Clarksburg" | 12 | Clarksburg | Clarksburg, WV | ELKINS WV | WV | 346 | 6120 | Elkins | WV | WVELKINS.txt
| 994 | "Washington" | WA | "Clarkston" | 11 | Clarkston | Clarkston, WA | PENDLETON OR | OR | 701 | 5294 | Yakima | WA | WAYAKIMA.txt
| 346 | "Florida" | FL | "Clearwater" | 12 | Clearwater | Clearwater, FL | TAMPA FL | FL | 3427 | 725 | Tampa St. Petersburg | FL | FLTAMPA.txt
| 440 | "Ohio" | OH | "Cleveland" | 11 | Cleveland | Cleveland, OH | CLEVELAND OH | OH | 621 | 6201 | Cleveland | OH | OHCLEVEL.txt
| 441 | "Ohio" | OH | "Cleveland" | 11 | Cleveland | Cleveland, OH | CLEVELAND OH | OH | 621 | 6201 | Cleveland | OH | OHCLEVEL.txt
| 736 | "Oklahoma" | OK | "Clinton" | 9 | Clinton | Clinton, OK | OKLAHOMA CITY OK | OK | 1859 | 3659 | Oklahoma City | OK | OKOKLCTY.txt
| 881 | "New_Mexico" | NM | "Clovis" | 8 | Clovis | Clovis, NM | CLAYTON NM | NM | 772 | 5064 | Amarillo | TX | TXAMARIL.txt
| 838 | "Idaho" | ID | "Coeur D'Alene" | 15 | Coeur D'Alene | Coeur D'Alene, ID | SPOKANE WA | WA | 398 | 6842 | Spokane | WA | WASPOKAN.txt
| 677 | "Kansas" | KS | "Colby" | 7 | Colby | Colby, KS | GOODLAND KS | KS | 859 | 5974 | Goodland | KS | KSGOODLA.txt
| 808 | "Colorado" | CO | "Colorado Springs" | 18 | Colorado Springs | Colorado Springs, CO | COLORADO SPRINGS CO | CO | 419 | 6415 | Colorado Springs | CO | COCOSPGS.txt
| 809 | "Colorado" | CO | "Colorado Springs" | 18 | Colorado Springs | Colorado Springs, CO | COLORADO SPRINGS CO | CO | 419 | 6415 | Colorado Springs | CO | COCOSPGS.txt
| 652 | "Missouri" | MO | "Columbia" | 10 | Columbia | Columbia, MO | COLUMBIA MO | MO | 1189 | 5212 | St Louis | MO | MOSTLOUI.txt
| 290 | "South_Carolina" | SC | "Columbia" | 10 | Columbia | Columbia, SC | COLUMBIA SC | SC | 1966 | 2649 | Columbia | SC | SCCOLMBA.txt
| 291 | "South_Carolina" | SC | "Columbia" | 10 | Columbia | Columbia, SC | COLUMBIA SC | SC | 1966 | 2649 | Columbia | SC | SCCOLMBA.txt
| 292 | "South_Carolina" | SC | "Columbia" | 10 | Columbia | Columbia, SC | COLUMBIA SC | SC | 1966 | 2649 | Columbia | SC | SCCOLMBA.txt
| 384 | "Tennessee" | TN | "Columbia" | 10 | Columbia | Columbia, TN | NASHVILLE TN | TN | 1616 | 3729 | Nashville | TN | TNNASHVI.txt
| 318 | "Georgia" | GA | "Columbus" | 10 | Columbus | Columbus, GA | MACON GA | GA | 2125 | 2334 | Columbus | GA | GACOLMBS.txt
| 319 | "Georgia" | GA | "Columbus" | 10 | Columbus | Columbus, GA | COLUMBUS GA | GA | 2284 | 2261 | Columbus | GA | GACOLMBS.txt
| 472 | "Indiana" | IN | "Columbus" | 10 | Columbus | Columbus, IN | INDIANAPOLIS IN | IN | 1014 | 5615 | Indianapolis | IN | ININDIAN.txt
| 397 | "Mississippi" | MS | "Columbus" | 10 | Columbus | Columbus, MS | BIRMINGHAM AP AL | AL | 1797 | 2918 | Birmingham | AL | ALBIRMIN.txt
| 686 | "Nebraska" | NE | "Columbus" | 10 | Columbus | Columbus, NE | GRAND ISLAND NE | NE | 997 | 6421 | Lincoln | NE | NELINCOL.txt
| 430 | "Ohio" | OH | "Columbus" | 10 | Columbus | Columbus, OH | COLUMBUS OH | OH | 797 | 5708 | Columbus | OH | OHCOLMBS.txt
| 431 | "Ohio" | OH | "Columbus" | 10 | Columbus | Columbus, OH | COLUMBUS OH | OH | 797 | 5708 | Columbus | OH | OHCOLMBS.txt
| 432 | "Ohio" | OH | "Columbus" | 10 | Columbus | Columbus, OH | COLUMBUS OH | OH | 797 | 5708 | Columbus | OH | OHCOLMBS.txt
| 945 | "California" | CA | "Concord" | 9 | Concord | Concord, CA | SACRAMENTO CA | CA | 1237 | 2749 | Sacramento | CA | CASACRAM.txt
| 033 | "New_Hampshire" | NH | "Concord" | 9 | Concord | Concord, NH | CONCORD NH | NH | 328 | 7554 | Concord | NH | NHCONCOR.txt
| 669 | "Kansas" | KS | "Concordia" | 11 | Concordia | Concordia, KS | CONCORDIA KS | KS | 1317 | 5574 | Topeka | KS | KSTOPEKA.txt
| 773 | "Texas" | TX | "Conroe" | 8 | Conroe | Conroe, TX | HOUSTON TX | TX | 2700 | 1599 | Houston | TX | TXHOUSTO.txt
| 385 | "Tennessee" | TN | "Cookeville" | 12 | Cookeville | Cookeville, TN | NASHVILLE TN | TN | 1616 | 3729 | Nashville | TN | TNNASHVI.txt
| 407 | "Kentucky" | KY | "Corbin" | 8 | Corbin | Corbin, KY | KNOXVILLE TN | TN | 1266 | 3937 | Knoxville | TN | TNKNOXVI.txt
| 783 | "Texas" | TX | "Corpus Christi" | 16 | Corpus Christi | Corpus Christi, TX | CORPUS CHRISTI TX | TX | 3439 | 1016 | Corpus Christi | TX | TXCORPUS.txt
| 784 | "Texas" | TX | "Corpus Christi" | 16 | Corpus Christi | Corpus Christi, TX | CORPUS CHRISTI TX | TX | 3439 | 1016 | Corpus Christi | TX | TXCORPUS.txt
| 515 | "Iowa" | IA | "Council Bluffs" | 16 | Council Bluffs | Council Bluffs, IA | OMAHA (NORTH) NE | NE | 1037 | 6413 | Omaha | NE | NEOMAHA.txt
| 917 | "California" | CA | "Covina" | 8 | Covina | Covina, CA | LONG BEACH CA | CA | 1201 | 1430 | Los Angeles | CA | CALOSANG.txt
| 508 | "Iowa" | IA | "Creston" | 9 | Creston | Creston, IA | DES MOINES IA | IA | 1036 | 6497 | Des Moines | IA | IADESMOI.txt
| 227 | "Virginia" | VA | "Culpeper" | 10 | Culpeper | Culpeper, VA | WASHINGTON DULLES AP DC | DC | 973 | 5006 | Washington | MD | MDWASHDC.txt
| 215 | "Maryland" | MD | "Cumberland" | 12 | Cumberland | Cumberland, MD | PITTSBURGH PA | PA | 654 | 5968 | Pittsburgh | PA | PAPITTSB.txt
| 750 | "Texas" | TX | "Dallas" | 8 | Dallas | Dallas, TX | DALLAS-FORT WORTH TX | TX | 2603 | 2407 | Dallas Ft Worth | TX | TXDALLAS.txt
| 751 | "Texas" | TX | "Dallas" | 8 | Dallas | Dallas, TX | DALLAS-FORT WORTH TX | TX | 2603 | 2407 | Dallas Ft Worth | TX | TXDALLAS.txt
| 752 | "Texas" | TX | "Dallas" | 8 | Dallas | Dallas, TX | DALLAS-FORT WORTH TX | TX | 2603 | 2407 | Dallas Ft Worth | TX | TXDALLAS.txt
| 753 | "Texas" | TX | "Dallas" | 8 | Dallas | Dallas, TX | DALLAS-FORT WORTH TX | TX | 2603 | 2407 | Dallas Ft Worth | TX | TXDALLAS.txt
| 307 | "Georgia" | GA | "Dalton" | 8 | Dalton | Dalton, GA | CHATTANOOGA TN | TN | 1544 | 3587 | Chattanooga | TN | TNCHATTA.txt
| 527 | "Iowa" | IA | "Davenport" | 11 | Davenport | Davenport, IA | MOLINE IL | IL | 911 | 6474 | Des Moines | IA | IADESMOI.txt
| 528 | "Iowa" | IA | "Davenport" | 11 | Davenport | Davenport, IA | MOLINE IL | IL | 911 | 6474 | Des Moines | IA | IADESMOI.txt
| 453 | "Ohio" | OH | "Dayton" | 8 | Dayton | Dayton, OH | COLUMBUS OH | OH | 797 | 5708 | Dayton | OH | OHDAYTON.txt
| 454 | "Ohio" | OH | "Dayton" | 8 | Dayton | Dayton, OH | DAYTON OH | OH | 886 | 5708 | Dayton | OH | OHDAYTON.txt
| 356 | "Alabama" | AL | "Decatur/Florence" | 18 | Decatur/Florence | Decatur/Florence, AL | HUNTSVILLE AL | AL | 1651 | 3323 | Huntsville | AL | ALHUNTSV.txt
| 521 | "Iowa" | IA | "Decorah" | 9 | Decorah | Decorah, IA | LA CROSSE WI | WI | 692 | 7491 | Des Moines | IA | IADESMOI.txt
| 762 | "Texas" | TX | "Denton" | 8 | Denton | Denton, TX | DALLAS-FORT WORTH TX | TX | 2603 | 2407 | Dallas Ft Worth | TX | TXDALLAS.txt
| 800 | "Colorado" | CO | "Denver" | 8 | Denver | Denver, CO | DENVER CO | CO | 679 | 6020 | Denver | CO | CODENVER.txt
| 801 | "Colorado" | CO | "Denver" | 8 | Denver | Denver, CO | DENVER CO | CO | 679 | 6020 | Denver | CO | CODENVER.txt
| 802 | "Colorado" | CO | "Denver" | 8 | Denver | Denver, CO | DENVER CO | CO | 679 | 6020 | Denver | CO | CODENVER.txt
| 500 | "Iowa" | IA | "Des Moines" | 12 | Des Moines | Des Moines, IA | DES MOINES IA | IA | 1036 | 6497 | Des Moines | IA | IADESMOI.txt
| 501 | "Iowa" | IA | "Des Moines" | 12 | Des Moines | Des Moines, IA | DES MOINES IA | IA | 1036 | 6497 | Des Moines | IA | IADESMOI.txt
| 502 | "Iowa" | IA | "Des Moines" | 12 | Des Moines | Des Moines, IA | DES MOINES IA | IA | 1036 | 6497 | Des Moines | IA | IADESMOI.txt
| 503 | "Iowa" | IA | "Des Moines" | 12 | Des Moines | Des Moines, IA | DES MOINES IA | IA | 1036 | 6497 | Des Moines | IA | IADESMOI.txt
| 565 | "Minnesota" | MN | "Detroit Lakes" | 15 | Detroit Lakes | Detroit Lakes, MN | FARGO ND | ND | 537 | 9254 | Fargo | ND | NDFARGO.txt
| 482 | "Michigan" | MI | "Detroit" | 9 | Detroit | Detroit, MI | DETROIT MI | MI | 626 | 6569 | Detroit | MI | MIDETROI.txt
| 483 | "Michigan" | MI | "Detroit" | 9 | Detroit | Detroit, MI | DETROIT MI | MI | 626 | 6569 | Detroit | MI | MIDETROI.txt
| 583 | "North_Dakota" | ND | "Devils Lake" | 13 | Devils Lake | Devils Lake, ND | FARGO ND | ND | 537 | 9254 | Fargo | ND | NDFARGO.txt
| 586 | "North_Dakota" | ND | "Dickinson" | 11 | Dickinson | Dickinson, ND | BISMARCK ND | ND | 488 | 8968 | Bismarck | ND | NDBISMAR.txt
| 678 | "Kansas" | KS | "Dodge City" | 12 | Dodge City | Dodge City, KS | DODGE CITY KS | KS | 1465 | 5001 | Wichita | KS | KSWICHIT.txt
| 363 | "Alabama" | AL | "Dothan" | 8 | Dothan | Dothan, AL | MONTGOMERY AL | AL | 2212 | 2224 | Montgomery | AL | ALMONTGO.txt
| 199 | "Delaware" | DE | "Dover" | 7 | Dover | Dover, DE | BALTIMORE MD | MD | 1137 | 4707 | Baltimore | MD | MDBALTIM.txt
| 078 | "New_Jersey" | NJ | "Dover" | 7 | Dover | Dover, NJ | ALLENTOWN PA | PA | 773 | 5785 | Allentown | PA | PAALLENT.txt
| 189 | "Pennsylvania" | PA | "Doylestown" | 12 | Doylestown | Doylestown, PA | PHILADELPHIA PA | PA | 1101 | 4954 | Philadelphia | PA | PAPHILAD.txt
| 158 | "Pennsylvania" | PA | "Du Bois" | 9 | Du Bois | Du Bois, PA | WILLIAMSPORT PA | PA | 622 | 6087 | Pittsburgh | PA | PAPITTSB.txt
| 520 | "Iowa" | IA | "Dubuque" | 9 | Dubuque | Dubuque, IA | DUBUQUE IA | IA | 593 | 7327 | Des Moines | IA | IADESMOI.txt
| 556 | "Minnesota" | MN | "Duluth" | 8 | Duluth | Duluth, MN | DULUTH MN | MN | 180 | 9818 | Duluth | MN | MNDULUTH.txt
| 557 | "Minnesota" | MN | "Duluth" | 8 | Duluth | Duluth, MN | DULUTH MN | MN | 180 | 9818 | Duluth | MN | MNDULUTH.txt
| 558 | "Minnesota" | MN | "Duluth" | 8 | Duluth | Duluth, MN | DULUTH MN | MN | 180 | 9818 | Duluth | MN | MNDULUTH.txt
| 813 | "Colorado" | CO | "Durango" | 9 | Durango | Durango, CO | GRAND JUNCTION CO | CO | 1183 | 5548 | Grand Junction | CO | COGRNDJU.txt
| 747 | "Oklahoma" | OK | "Durant" | 8 | Durant | Durant, OK | DALLAS-FORT WORTH TX | TX | 2603 | 2407 | Dallas Ft Worth | TX | TXDALLAS.txt
| 277 | "North_Carolina" | NC | "Durham" | 8 | Durham | Durham, NC | RALEIGH NC | NC | 1417 | 3457 | Raleigh Durham | NC | NCRALEIG.txt
| 620 | "Illinois" | IL | "East Saint Louis" | 18 | East Saint Louis | East Saint Louis, IL | ST. LOUIS MO | MO | 1534 | 4758 | St Louis | MO | MOSTLOUI.txt
| 622 | "Illinois" | IL | "East Saint Louis" | 18 | East Saint Louis | East Saint Louis, IL | ST. LOUIS MO | MO | 1534 | 4758 | St Louis | MO | MOSTLOUI.txt
| 216 | "Maryland" | MD | "Easton" | 8 | Easton | Easton, MD | WASHINGTON NAT'L AP DC | DC | 1549 | 4047 | Washington | MD | MDWASHDC.txt
| 547 | "Wisconsin" | WI | "Eau Claire" | 12 | Eau Claire | Eau Claire, WI | MINNEAPOLIS-ST.PAUL MN | MN | 682 | 7981 | Minneapolis St. Paul | MN | MNMINPLS.txt
| 624 | "Illinois" | IL | "Effingham" | 11 | Effingham | Effingham, IL | ST. LOUIS MO | MO | 1534 | 4758 | St Louis | MO | MOSTLOUI.txt
| 798 | "Texas" | TX | "El Paso" | 9 | El Paso | El Paso, TX | MIDLAND-ODESSA TX | TX | 2163 | 2751 | El Paso | TX | TXELPASO.txt
| 799 | "Texas" | TX | "El Paso" | 9 | El Paso | El Paso, TX | EL PASO TX | TX | 2094 | 2708 | El Paso | TX | TXELPASO.txt
| 279 | "North_Carolina" | NC | "Elizabeth City" | 16 | Elizabeth City | Elizabeth City, NC | NORFOLK VA | VA | 1422 | 3495 | Norfolk | VA | VANORFOL.txt
| 072 | "New_Jersey" | NJ | "Elizabeth" | 11 | Elizabeth | Elizabeth, NJ | NEWARK NJ | NJ | 1201 | 4888 | Newark | NJ | NJNEWARK.txt
| 427 | "Kentucky" | KY | "Elizabethtown" | 15 | Elizabethtown | Elizabethtown, KY | NASHVILLE TN | TN | 1616 | 3729 | Nashville | TN | TNNASHVI.txt
| 898 | "Nevada" | NV | "Elko" | 6 | Elko | Elko, NV | ELKO NV | NV | 457 | 7077 | Reno | NV | NVRENO.txt
| 219 | "Maryland" | MD | "Elkton" | 8 | Elkton | Elkton, MD | WILMINGTON DE | DE | 1046 | 4937 | Wilmington | DE | DEWILMIN.txt
| 046 | "Maine" | ME | "Ellsworth" | 11 | Ellsworth | Ellsworth, ME | PORTLAND ME | ME | 268 | 7378 | Portland | ME | MEPORTLA.txt
| 149 | "New_York" | NY | "Elmira" | 8 | Elmira | Elmira, NY | BINGHAMTON NY | NY | 337 | 7273 | Syracuse | NY | NYSYRACU.txt
| 893 | "Nevada" | NV | "Ely" | 5 | Ely | Ely, NV | ELY NV | NV | 208 | 7621 | Reno | NV | NVRENO.txt
| 668 | "Kansas" | KS | "Emporia" | 9 | Emporia | Emporia, KS | WICHITA KS | KS | 1628 | 4791 | Wichita | KS | KSWICHIT.txt
| 737 | "Oklahoma" | OK | "Enid" | 6 | Enid | Enid, OK | OKLAHOMA CITY OK | OK | 1859 | 3659 | Oklahoma City | OK | OKOKLCTY.txt
| 164 | "Pennsylvania" | PA | "Erie" | 6 | Erie | Erie, PA | ERIE PA | PA | 550 | 6279 | Erie | PA | PAERIE.txt
| 165 | "Pennsylvania" | PA | "Erie" | 6 | Erie | Erie, PA | ERIE PA | PA | 550 | 6279 | Erie | PA | PAERIE.txt
| 974 | "Oregon" | OR | "Eugene" | 8 | Eugene | Eugene, OR | EUGENE OR | OR | 300 | 4546 | Eugene | OR | OREUGENE.txt
| 955 | "California" | CA | "Eureka" | 8 | Eureka | Eureka, CA | EUREKA CA | CA | 725 | 4496 | Medford | OR | ORMEDFOR.txt
| 602 | "Illinois" | IL | "Evanston" | 10 | Evanston | Evanston, IL | CHICAGO IL | IL | 752 | 6536 | Chicago | IL | ILCHICAG.txt
| 476 | "Indiana" | IN | "Evansville" | 12 | Evansville | Evansville, IN | EVANSVILLE IN | IN | 1376 | 4708 | Evansville | IN | INEVANSV.txt
| 477 | "Indiana" | IN | "Evansville" | 12 | Evansville | Evansville, IN | EVANSVILLE IN | IN | 1376 | 4708 | Evansville | IN | INEVANSV.txt
| 982 | "Washington" | WA | "Everett" | 9 | Everett | Everett, WA | QUILLAYUTE WA | WA | 6 | 5858 | Seattle | WA | WASEATTL.txt
| 364 | "Alabama" | AL | "Evergreen" | 11 | Evergreen | Evergreen, AL | MONTGOMERY AL | AL | 2212 | 2224 | Montgomery | AL | ALMONTGO.txt
| 997 | "Alaska" | AK | "Fairbanks" | 11 | Fairbanks | Fairbanks, AK | FAIRBANKS AK | AK | 84 | 13940 | Fairbanks | AK | AKFAIRBA.txt
| 116 | "New_York" | NY | "Far Rockaway" | 14 | Far Rockaway | Far Rockaway, NY | ISLIP NY | NY | 706 | 5647 | Bridgeport | CT | CTBRIDGE.txt
| 580 | "North_Dakota" | ND | "Fargo" | 7 | Fargo | Fargo, ND | FARGO ND | ND | 537 | 9254 | Fargo | ND | NDFARGO.txt
| 581 | "North_Dakota" | ND | "Fargo" | 7 | Fargo | Fargo, ND | FARGO ND | ND | 537 | 9254 | Fargo | ND | NDFARGO.txt
| 874 | "New_Mexico" | NM | "Farmington" | 12 | Farmington | Farmington, NM | GRAND JUNCTION CO | CO | 1183 | 5548 | Grand Junction | CO | COGRNDJU.txt
| 239 | "Virginia" | VA | "Farmville" | 11 | Farmville | Farmville, VA | RICHMOND VA | VA | 1348 | 3963 | Richmond | VA | VARICHMO.txt
| 727 | "Arkansas" | AR | "Fayetteville" | 14 | Fayetteville | Fayetteville, AR | SPRINGFIELD MO | MO | 1320 | 4638 | Springfield | MO | MOSPRING.txt
| 283 | "North_Carolina" | NC | "Fayetteville" | 14 | Fayetteville | Fayetteville, NC | CHARLOTTE NC | NC | 1582 | 3341 | Charlotte | NC | NCCHARLO.txt
| 860 | "Arizona" | AZ | "Flagstaff" | 11 | Flagstaff | Flagstaff, AZ | FLAGSTAFF AZ | AZ | 145 | 7131 | Flagstaff | AZ | AZFLAGST.txt
| 636 | "Missouri" | MO | "Flat River" | 12 | Flat River | Flat River, MO | ST. LOUIS MO | MO | 1534 | 4758 | St Louis | MO | MOSTLOUI.txt
| 484 | "Michigan" | MI | "Flint" | 7 | Flint | Flint, MI | LANSING MI | MI | 490 | 7101 | Flint | MI | MIFLINT.txt
| 485 | "Michigan" | MI | "Flint" | 7 | Flint | Flint, MI | FLINT MI | MI | 483 | 6979 | Flint | MI | MIFLINT.txt
| 295 | "South_Carolina" | SC | "Florence" | 10 | Florence | Florence, SC | WILMINGTON NC | NC | 1926 | 2470 | Columbia | SC | SCCOLMBA.txt
| 113 | "New_York" | NY | "Flushing" | 10 | Flushing | Flushing, NY | NEW YORK (JFK AP) NY | NY | 921 | 5027 | New York City | NY | NYNEWYOR.txt
| 505 | "Iowa" | IA | "Fort Dodge" | 12 | Fort Dodge | Fort Dodge, IA | SIOUX CITY IA | IA | 907 | 6893 | Sioux City | IA | IASIOCTY.txt
| 333 | "Florida" | FL | "Fort Lauderdale" | 17 | Fort Lauderdale | Fort Lauderdale, FL | MIAMI FL | FL | 4198 | 200 | Miami Beach | FL | FLMIAMIB.txt
| 807 | "Colorado" | CO | "Fort Morgan" | 13 | Fort Morgan | Fort Morgan, CO | COLORADO SPRINGS CO | CO | 419 | 6415 | Colorado Springs | CO | COCOSPGS.txt
| 339 | "Florida" | FL | "Fort Myers" | 12 | Fort Myers | Fort Myers, FL | FORT MYERS FL | FL | 3855 | 418 | Tampa St. Petersburg | FL | FLTAMPA.txt
| 349 | "Florida" | FL | "Fort Pierce" | 13 | Fort Pierce | Fort Pierce, FL | TAMPA FL | FL | 3427 | 725 | Tampa St. Petersburg | FL | FLTAMPA.txt
| 667 | "Kansas" | KS | "Fort Scott" | 12 | Fort Scott | Fort Scott, KS | SPRINGFIELD MO | MO | 1320 | 4638 | Springfield | MO | MOSPRING.txt
| 729 | "Arkansas" | AR | "Fort Smith" | 12 | Fort Smith | Fort Smith, AR | FORT SMITH AR | AR | 1894 | 3478 | Fort Smith | AR | ARFTSMIT.txt
| 467 | "Indiana" | IN | "Fort Wayne" | 12 | Fort Wayne | Fort Wayne, IN | SOUTH BEND IN | IN | 728 | 6331 | Fort Wayne | IN | INFTWAYN.txt
| 468 | "Indiana" | IN | "Fort Wayne" | 12 | Fort Wayne | Fort Wayne, IN | FORT WAYNE IN | IN | 824 | 6273 | Fort Wayne | IN | INFTWAYN.txt
| 760 | "Texas" | TX | "Fort Worth" | 12 | Fort Worth | Fort Worth, TX | DALLAS-FORT WORTH TX | TX | 2603 | 2407 | Dallas Ft Worth | TX | TXDALLAS.txt
| 761 | "Texas" | TX | "Fort Worth" | 12 | Fort Worth | Fort Worth, TX | DALLAS-FORT WORTH TX | TX | 2603 | 2407 | Dallas Ft Worth | TX | TXDALLAS.txt
| 017 | "Massachusetts" | MA | "Framingham" | 12 | Framingham | Framingham, MA | WORCESTER MA | MA | 333 | 6979 | Boston | MA | MABOSTON.txt
| 406 | "Kentucky" | KY | "Frankfort" | 11 | Frankfort | Frankfort, KY | LEXINGTON KY | KY | 1140 | 4783 | Lexington | KY | KYLEXING.txt
| 217 | "Maryland" | MD | "Frederick" | 11 | Frederick | Frederick, MD | BALTIMORE MD | MD | 1137 | 4707 | Baltimore | MD | MDBALTIM.txt
| 224 | "Virginia" | VA | "Fredericksburg" | 16 | Fredericksburg | Fredericksburg, VA | RICHMOND VA | VA | 1348 | 3963 | Richmond | VA | VARICHMO.txt
| 225 | "Virginia" | VA | "Fredericksburg" | 16 | Fredericksburg | Fredericksburg, VA | RICHMOND VA | VA | 1348 | 3963 | Richmond | VA | VARICHMO.txt
| 936 | "California" | CA | "Fresno" | 8 | Fresno | Fresno, CA | FRESNO CA | CA | 1967 | 2556 | Fresno | CA | CAFRESNO.txt
| 937 | "California" | CA | "Fresno" | 8 | Fresno | Fresno, CA | FRESNO CA | CA | 1967 | 2556 | Fresno | CA | CAFRESNO.txt
| 359 | "Alabama" | AL | "Gadsden" | 9 | Gadsden | Gadsden, AL | ATLANTA GA | GA | 1667 | 2991 | Atlanta | GA | GAATLANT.txt
| 326 | "Florida" | FL | "Gainesville" | 13 | Gainesville | Gainesville, FL | GAINESVILLE FL | FL | 2609 | 1267 | Jacksonville | FL | FLJACKSV.txt
| 305 | "Georgia" | GA | "Gainesville" | 13 | Gainesville | Gainesville, GA | GREENVILLE-SPARTANBURG AP SC | SC | 1473 | 3272 | Atlanta | GA | GAATLANT.txt
| 614 | "Illinois" | IL | "Galesburg" | 11 | Galesburg | Galesburg, IL | MOLINE IL | IL | 911 | 6474 | Peoria | IL | ILPEORIA.txt
| 873 | "New_Mexico" | NM | "Gallup" | 8 | Gallup | Gallup, NM | ALBUQUERQUE NM | NM | 1244 | 4425 | Albuquerque | NM | NMALBUQU.txt
| 775 | "Texas" | TX | "Galveston" | 11 | Galveston | Galveston, TX | GALVESTON TX | TX | 2994 | 1263 | Houston | TX | TXHOUSTO.txt
| 463 | "Indiana" | IN | "Gary" | 6 | Gary | Gary, IN | SOUTH BEND IN | IN | 728 | 6331 | South Bend | IN | INSOBEND.txt
| 464 | "Indiana" | IN | "Gary" | 6 | Gary | Gary, IN | CHICAGO IL | IL | 752 | 6536 | Chicago | IL | ILCHICAG.txt
| 266 | "West_Virginia" | WV | "Gassaway" | 10 | Gassaway | Gassaway, WV | CHARLESTON WV | WV | 1031 | 4646 | Charleston | WV | WVCHARLE.txt
| 789 | "Texas" | TX | "Giddings" | 10 | Giddings | Giddings, TX | AUSTIN TX | TX | 3016 | 1688 | Austin | TX | TXAUSTIN.txt
| 827 | "Wyoming" | WY | "Gillette" | 10 | Gillette | Gillette, WY | CASPER WY | WY | 445 | 7682 | Casper | WY | WYCASPER.txt
| 950 | "California" | CA | "Gilroy" | 8 | Gilroy | Gilroy, CA | SAN FRANCISCO AP CA | CA | 145 | 3016 | San Jose | CA | CASANJOS.txt
| 912 | "California" | CA | "Glendale" | 10 | Glendale | Glendale, CA | LOS ANGELES C.O. CA | CA | 1537 | 1154 | Los Angeles | CA | CALOSANG.txt
| 128 | "New_York" | NY | "Glens Falls" | 13 | Glens Falls | Glens Falls, NY | BURLINGTON VT | VT | 388 | 7771 | Burlington | VT | VTBURLIN.txt
| 816 | "Colorado" | CO | "Glenwood Springs" | 18 | Glenwood Springs | Glenwood Springs, CO | GRAND JUNCTION CO | CO | 1183 | 5548 | Grand Junction | CO | COGRNDJU.txt
| 855 | "Arizona" | AZ | "Globe" | 7 | Globe | Globe, AZ | TUCSON AZ | AZ | 2954 | 1678 | Tucson | AZ | AZTUCSON.txt
| 804 | "Colorado" | CO | "Golden/Dillon" | 15 | Golden/Dillon | Golden/Dillon, CO | DENVER CO | CO | 679 | 6020 | Denver | CO | CODENVER.txt
| 582 | "North_Dakota" | ND | "Grand Forks" | 13 | Grand Forks | Grand Forks, ND | FARGO ND | ND | 537 | 9254 | Fargo | ND | NDFARGO.txt
| 688 | "Nebraska" | NE | "Grand Island" | 14 | Grand Island | Grand Island, NE | GRAND ISLAND NE | NE | 997 | 6421 | Lincoln | NE | NELINCOL.txt
| 815 | "Colorado" | CO | "Grand Junction" | 16 | Grand Junction | Grand Junction, CO | GRAND JUNCTION CO | CO | 1183 | 5548 | Grand Junction | CO | COGRNDJU.txt
| 493 | "Michigan" | MI | "Grand Rapids" | 14 | Grand Rapids | Grand Rapids, MI | MUSKEGON MI | MI | 431 | 6924 | Grand Rapids | MI | MIGRNDRA.txt
| 495 | "Michigan" | MI | "Grand Rapids" | 14 | Grand Rapids | Grand Rapids, MI | GRAND RAPIDS MI | MI | 534 | 6973 | Grand Rapids | MI | MIGRNDRA.txt
| 594 | "Montana" | MT | "Great Falls" | 13 | Great Falls | Great Falls, MT | GREAT FALLS MT | MT | 388 | 7741 | Great Falls | MT | MTGRFALL.txt
| 110 | "New_York" | NY | "Great Neck" | 12 | Great Neck | Great Neck, NY | NEW YORK (LAGUARDIA AP) NY | NY | 1052 | 4910 | New York City | NY | NYNEWYOR.txt
| 806 | "Colorado" | CO | "Greeley" | 9 | Greeley | Greeley, CO | DENVER CO | CO | 679 | 6020 | Denver | CO | CODENVER.txt
| 541 | "Wisconsin" | WI | "Green Bay" | 11 | Green Bay | Green Bay, WI | GREEN BAY WI | WI | 381 | 8089 | Green Bay | WI | WIGREBAY.txt
| 542 | "Wisconsin" | WI | "Green Bay" | 11 | Green Bay | Green Bay, WI | GREEN BAY WI | WI | 381 | 8089 | Green Bay | WI | WIGREBAY.txt
| 543 | "Wisconsin" | WI | "Green Bay" | 11 | Green Bay | Green Bay, WI | GREEN BAY WI | WI | 381 | 8089 | Green Bay | WI | WIGREBAY.txt
| 013 | "Massachusetts" | MA | "Greenfield" | 12 | Greenfield | Greenfield, MA | WORCESTER MA | MA | 333 | 6979 | Boston | MA | MABOSTON.txt
| 272 | "North_Carolina" | NC | "Greensboro" | 12 | Greensboro | Greensboro, NC | GREENSBORO-WNSTN-SALM-HGHPT NC | NC | 1253 | 3865 | Greensboro | NC | NCGRNSBO.txt
| 273 | "North_Carolina" | NC | "Greensboro" | 12 | Greensboro | Greensboro, NC | GREENSBORO-WNSTN-SALM-HGHPT NC | NC | 1253 | 3865 | Greensboro | NC | NCGRNSBO.txt
| 274 | "North_Carolina" | NC | "Greensboro" | 12 | Greensboro | Greensboro, NC | GREENSBORO-WNSTN-SALM-HGHPT NC | NC | 1253 | 3865 | Greensboro | NC | NCGRNSBO.txt
| 156 | "Pennsylvania" | PA | "Greensburg" | 12 | Greensburg | Greensburg, PA | PITTSBURGH PA | PA | 654 | 5968 | Pittsburgh | PA | PAPITTSB.txt
| 387 | "Mississippi" | MS | "Greenville" | 12 | Greenville | Greenville, MS | JACKSON MS | MS | 2215 | 2467 | Jackson | MS | MSJACKSO.txt
| 296 | "South_Carolina" | SC | "Greenville" | 12 | Greenville | Greenville, SC | GREENVILLE-SPARTANBURG AP SC | SC | 1473 | 3272 | Charlotte | NC | NCCHARLO.txt
| 754 | "Texas" | TX | "Greenville" | 12 | Greenville | Greenville, TX | DALLAS-FORT WORTH TX | TX | 2603 | 2407 | Dallas Ft Worth | TX | TXDALLAS.txt
| 389 | "Mississippi" | MS | "Grenada" | 9 | Grenada | Grenada, MS | MERIDIAN MS | MS | 2138 | 2444 | Tupelo | MS | MSTUPELO.txt
| 395 | "Mississippi" | MS | "Gulfport" | 10 | Gulfport | Gulfport, MS | NEW ORLEANS LA | LA | 2655 | 1513 | New Orleans | LA | LANEWORL.txt
| 739 | "Oklahoma" | OK | "Guymon" | 8 | Guymon | Guymon, OK | AMARILLO TX | TX | 1354 | 4258 | Oklahoma City | OK | OKOKLCTY.txt
| 076 | "New_Jersey" | NJ | "Hackensack" | 12 | Hackensack | Hackensack, NJ | NEWARK NJ | NJ | 1201 | 4888 | Newark | NJ | NJNEWARK.txt
| 704 | "Louisiana" | LA | "Hammond" | 9 | Hammond | Hammond, LA | BATON ROUGE LA | LA | 2690 | 1669 | Baton Rouge | LA | LABATONR.txt
| 634 | "Missouri" | MO | "Hannibal" | 10 | Hannibal | Hannibal, MO | COLUMBIA MO | MO | 1189 | 5212 | St Louis | MO | MOSTLOUI.txt
| 170 | "Pennsylvania" | PA | "Harrisburg" | 12 | Harrisburg | Harrisburg, PA | HARRISBURG PA | PA | 962 | 5347 | Harrisburg | PA | PAHARRIS.txt
| 171 | "Pennsylvania" | PA | "Harrisburg" | 12 | Harrisburg | Harrisburg, PA | HARRISBURG PA | PA | 962 | 5347 | Harrisburg | PA | PAHARRIS.txt
| 726 | "Arkansas" | AR | "Harrison" | 10 | Harrison | Harrison, AR | FORT SMITH AR | AR | 1894 | 3478 | Fort Smith | AR | ARFTSMIT.txt
| 228 | "Virginia" | VA | "Harrisonburg" | 14 | Harrisonburg | Harrisonburg, VA | WASHINGTON DULLES AP DC | DC | 973 | 5006 | Washington | MD | MDWASHDC.txt
| 647 | "Missouri" | MO | "Harrisonville" | 15 | Harrisonville | Harrisonville, MO | SPRINGFIELD MO | MO | 1320 | 4638 | Springfield | MO | MOSPRING.txt
| 060 | "Connecticut" | CT | "Hartford" | 10 | Hartford | Hartford, CT | WORCESTER MA | MA | 333 | 6979 | Hartford-Springfield | CT | CTHARTFO.txt
| 061 | "Connecticut" | CT | "Hartford" | 10 | Hartford | Hartford, CT | HARTFORD CT | CT | 677 | 6151 | Hartford-Springfield | CT | CTHARTFO.txt
| 689 | "Nebraska" | NE | "Hastings" | 10 | Hastings | Hastings, NE | GRAND ISLAND NE | NE | 997 | 6421 | Lincoln | NE | NELINCOL.txt
| 394 | "Mississippi" | MS | "Hattiesburg" | 13 | Hattiesburg | Hattiesburg, MS | MOBILE AL | AL | 2627 | 1702 | Mobile | AL | ALMOBILE.txt
| 595 | "Montana" | MT | "Havre" | 7 | Havre | Havre, MT | GREAT FALLS MT | MT | 388 | 7741 | Great Falls | MT | MTGRFALL.txt
| 676 | "Kansas" | KS | "Hays" | 6 | Hays | Hays, KS | DODGE CITY KS | KS | 1465 | 5001 | Wichita | KS | KSWICHIT.txt
| 417 | "Kentucky" | KY | "Hazard" | 8 | Hazard | Hazard, KY | HUNTINGTON WV | WV | 1005 | 4665 | Charleston | WV | WVCHARLE.txt
| 418 | "Kentucky" | KY | "Hazard" | 8 | Hazard | Hazard, KY | HUNTINGTON WV | WV | 1005 | 4665 | Charleston | WV | WVCHARLE.txt
| 182 | "Pennsylvania" | PA | "Hazleton" | 10 | Hazleton | Hazleton, PA | AVOCA PA | PA | 539 | 6291 | Wilkes-Barre | PA | PAWILKES.txt
| 596 | "Montana" | MT | "Helena" | 8 | Helena | Helena, MT | HELENA MT | MT | 386 | 8031 | Helena | MT | MTHELENA.txt
| 424 | "Kentucky" | KY | "Henderson" | 11 | Henderson | Henderson, KY | EVANSVILLE IN | IN | 1376 | 4708 | Evansville | IN | INEVANSV.txt
| 286 | "North_Carolina" | NC | "Hickory" | 9 | Hickory | Hickory, NC | GREENSBORO-WNSTN-SALM-HGHPT NC | NC | 1253 | 3865 | Greensboro | NC | NCGRNSBO.txt
| 117 | "New_York" | NY | "Hicksville" | 12 | Hicksville | Hicksville, NY | ISLIP NY | NY | 706 | 5647 | Bridgeport | CT | CTBRIDGE.txt
| 118 | "New_York" | NY | "Hicksville" | 12 | Hicksville | Hicksville, NY | ISLIP NY | NY | 706 | 5647 | Bridgeport | CT | CTBRIDGE.txt
| 967 | "Hawaii" | HI | "Honolulu" | 10 | Honolulu | Honolulu, HI | HILO HI | HI | 3284 | 0 | Honolulu | HI | HIHONOLU.txt
| 968 | "Hawaii" | HI | "Honolulu" | 10 | Honolulu | Honolulu, HI | HONOLULU HI | HI | 4474 | 0 | Honolulu | HI | HIHONOLU.txt
| 970 | "Oregon" | OR | "Hood River" | 12 | Hood River | Hood River, OR | SALEM OR | OR | 247 | 4927 | Salem | OR | ORSALEM.txt
| 718 | "Arkansas" | AR | "Hope" | 6 | Hope | Hope, AR | LITTLE ROCK AR | AR | 2005 | 3155 | Little Rock | AR | ARLIROCK.txt
| 719 | "Arkansas" | AR | "Hot Springs" | 13 | Hot Springs | Hot Springs, AR | LITTLE ROCK AR | AR | 2005 | 3155 | Little Rock | AR | ARLIROCK.txt
| 499 | "Michigan" | MI | "Houghton" | 10 | Houghton | Houghton, MI | HOUGHTON LAKE MI | MI | 256 | 8218 | Sault Ste Marie | MI | MISTEMAR.txt
| 770 | "Texas" | TX | "Houston" | 9 | Houston | Houston, TX | HOUSTON TX | TX | 2700 | 1599 | Houston | TX | TXHOUSTO.txt
| 771 | "Texas" | TX | "Houston" | 9 | Houston | Houston, TX | HOUSTON TX | TX | 2700 | 1599 | Houston | TX | TXHOUSTO.txt
| 772 | "Texas" | TX | "Houston" | 9 | Houston | Houston, TX | HOUSTON TX | TX | 2700 | 1599 | Houston | TX | TXHOUSTO.txt
| 774 | "Texas" | TX | "Houston" | 9 | Houston | Houston, TX | HOUSTON TX | TX | 2700 | 1599 | Houston | TX | TXHOUSTO.txt
| 255 | "West_Virginia" | WV | "Huntington" | 12 | Huntington | Huntington, WV | CHARLESTON WV | WV | 1031 | 4646 | Charleston | WV | WVCHARLE.txt
| 257 | "West_Virginia" | WV | "Huntington" | 12 | Huntington | Huntington, WV | HUNTINGTON WV | WV | 1005 | 4665 | Charleston | WV | WVCHARLE.txt
| 357 | "Alabama" | AL | "Huntsville" | 12 | Huntsville | Huntsville, AL | CHATTANOOGA TN | TN | 1544 | 3587 | Chattanooga | TN | TNCHATTA.txt
| 358 | "Alabama" | AL | "Huntsville" | 12 | Huntsville | Huntsville, AL | HUNTSVILLE AL | AL | 1651 | 3323 | Huntsville | AL | ALHUNTSV.txt
| 675 | "Kansas" | KS | "Hutchinson" | 12 | Hutchinson | Hutchinson, KS | WICHITA KS | KS | 1628 | 4791 | Wichita | KS | KSWICHIT.txt
| 026 | "Massachusetts" | MA | "Hyannis" | 9 | Hyannis | Hyannis, MA | PROVIDENCE RI | RI | 606 | 5884 | Rhode Island | RI | RIPROVID.txt
| 834 | "Idaho" | ID | "Idaho Falls" | 13 | Idaho Falls | Idaho Falls, ID | POCATELLO ID | ID | 421 | 7180 | Pocatello | ID | IDPOCATE.txt
| 673 | "Kansas" | KS | "Independence" | 14 | Independence | Independence, KS | SPRINGFIELD MO | MO | 1320 | 4638 | Springfield | MO | MOSPRING.txt
| 157 | "Pennsylvania" | PA | "Indiana" | 9 | Indiana | Indiana, PA | PITTSBURGH PA | PA | 654 | 5968 | Pittsburgh | PA | PAPITTSB.txt
| 460 | "Indiana" | IN | "Indianapolis" | 14 | Indianapolis | Indianapolis, IN | INDIANAPOLIS IN | IN | 1014 | 5615 | Indianapolis | IN | ININDIAN.txt
| 461 | "Indiana" | IN | "Indianapolis" | 14 | Indianapolis | Indianapolis, IN | INDIANAPOLIS IN | IN | 1014 | 5615 | Indianapolis | IN | ININDIAN.txt
| 462 | "Indiana" | IN | "Indianapolis" | 14 | Indianapolis | Indianapolis, IN | INDIANAPOLIS IN | IN | 1014 | 5615 | Indianapolis | IN | ININDIAN.txt
| 903 | "California" | CA | "Inglewood" | 11 | Inglewood | Inglewood, CA | LOS ANGELES AP CA | CA | 727 | 1458 | Los Angeles | CA | CALOSANG.txt
| 498 | "Michigan" | MI | "Iron Mountain" | 15 | Iron Mountain | Iron Mountain, MI | MARQUETTE MI | MI | 155 | 9567 | Sault Ste Marie | MI | MISTEMAR.txt
| 148 | "New_York" | NY | "Ithaca" | 8 | Ithaca | Ithaca, NY | SYRACUSE NY | NY | 438 | 6834 | Syracuse | NY | NYSYRACU.txt
| 492 | "Michigan" | MI | "Jackson" | 9 | Jackson | Jackson, MI | TOLEDO OH | OH | 610 | 6579 | Toledo | OH | OHTOLEDO.txt
| 390 | "Mississippi" | MS | "Jackson" | 9 | Jackson | Jackson, MS | JACKSON MS | MS | 2215 | 2467 | Jackson | MS | MSJACKSO.txt
| 391 | "Mississippi" | MS | "Jackson" | 9 | Jackson | Jackson, MS | JACKSON MS | MS | 2215 | 2467 | Jackson | MS | MSJACKSO.txt
| 392 | "Mississippi" | MS | "Jackson" | 9 | Jackson | Jackson, MS | JACKSON MS | MS | 2215 | 2467 | Jackson | MS | MSJACKSO.txt
| 383 | "Tennessee" | TN | "Jackson" | 9 | Jackson | Jackson, TN | HUNTSVILLE AL | AL | 1651 | 3323 | Huntsville | AL | ALHUNTSV.txt
| 830 | "Wyoming" | WY | "Jackson" | 9 | Jackson | Jackson, WY | LANDER WY | WY | 479 | 7889 | Casper | WY | WYCASPER.txt
| 320 | "Florida" | FL | "Jacksonville" | 14 | Jacksonville | Jacksonville, FL | JACKSONVILLE FL | FL | 2551 | 1434 | Jacksonville | FL | FLJACKSV.txt
| 321 | "Florida" | FL | "Jacksonville" | 14 | Jacksonville | Jacksonville, FL | JACKSONVILLE FL | FL | 2551 | 1434 | Jacksonville | FL | FLJACKSV.txt
| 322 | "Florida" | FL | "Jacksonville" | 14 | Jacksonville | Jacksonville, FL | JACKSONVILLE FL | FL | 2551 | 1434 | Jacksonville | FL | FLJACKSV.txt
| 114 | "New_York" | NY | "Jamaica" | 9 | Jamaica | Jamaica, NY | NEW YORK (JFK AP) NY | NY | 921 | 5027 | New York City | NY | NYNEWYOR.txt
| 584 | "North_Dakota" | ND | "Jamestown" | 11 | Jamestown | Jamestown, ND | BISMARCK ND | ND | 488 | 8968 | Bismarck | ND | NDBISMAR.txt
| 147 | "New_York" | NY | "Jamestown" | 11 | Jamestown | Jamestown, NY | ERIE PA | PA | 550 | 6279 | Erie | PA | PAERIE.txt
| 355 | "Alabama" | AL | "Jasper" | 8 | Jasper | Jasper, AL | HUNTSVILLE AL | AL | 1651 | 3323 | Huntsville | AL | ALHUNTSV.txt
| 650 | "Missouri" | MO | "Jefferson_City" | 16 | Jefferson_City | Jefferson_City, MO | ST. LOUIS MO | MO | 1534 | 4758 | St Louis | MO | MOSTLOUI.txt
| 651 | "Missouri" | MO | "Jefferson_City" | 16 | Jefferson_City | Jefferson_City, MO | COLUMBIA MO | MO | 1189 | 5212 | St Louis | MO | MOSTLOUI.txt
| 073 | "New_Jersey" | NJ | "Jersey_City" | 13 | Jersey_City | Jersey_City, NJ | NEWARK NJ | NJ | 1201 | 4888 | Newark | NJ | NJNEWARK.txt
| 376 | "Tennessee" | TN | "Johnson City" | 14 | Johnson City | Johnson City, TN | BRISTOL-JHNSN CTY-KNGSPRT TN | TN | 972 | 4406 | Knoxville | TN | TNKNOXVI.txt
| 159 | "Pennsylvania" | PA | "Johnstown" | 11 | Johnstown | Johnstown, PA | PITTSBURGH PA | PA | 654 | 5968 | Pittsburgh | PA | PAPITTSB.txt
| 724 | "Arkansas" | AR | "Jonesboro" | 11 | Jonesboro | Jonesboro, AR | NORTH LITTLE ROCK AR | AR | 1916 | 3228 | Little Rock | AR | ARLIROCK.txt
| 648 | "Missouri" | MO | "Joplin" | 8 | Joplin | Joplin, MO | SPRINGFIELD MO | MO | 1320 | 4638 | Springfield | MO | MOSPRING.txt
| 998 | "Alaska" | AK | "Juneau" | 8 | Juneau | Juneau, AK | JUNEAU AK | AK | 0 | 8897 | Juneau | AK | AKJUNEAU.txt
| 490 | "Michigan" | MI | "Kalamazoo" | 11 | Kalamazoo | Kalamazoo, MI | SOUTH BEND IN | IN | 728 | 6331 | South Bend | IN | INSOBEND.txt
| 491 | "Michigan" | MI | "Kalamazoo" | 11 | Kalamazoo | Kalamazoo, MI | SOUTH BEND IN | IN | 728 | 6331 | South Bend | IN | INSOBEND.txt
| 599 | "Montana" | MT | "Kalispell" | 11 | Kalispell | Kalispell, MT | KALISPELL MT | MT | 149 | 8378 | Great Falls | MT | MTGRFALL.txt
| 609 | "Illinois" | IL | "Kankakee" | 10 | Kankakee | Kankakee, IL | PEORIA IL | IL | 982 | 6148 | Peoria | IL | ILPEORIA.txt
| 660 | "Kansas" | KS | "Kansas City" | 13 | Kansas City | Kansas City, KS | TOPEKA KS | KS | 1304 | 5265 | Kansas City | MO | MOKANCTY.txt
| 661 | "Kansas" | KS | "Kansas City" | 13 | Kansas City | Kansas City, KS | KANSAS CITY MO | MO | 1288 | 5393 | Kansas City | MO | MOKANCTY.txt
| 640 | "Missouri" | MO | "Kansas City" | 13 | Kansas City | Kansas City, MO | KANSAS CITY MO | MO | 1288 | 5393 | Kansas City | MO | MOKANCTY.txt
| 641 | "Missouri" | MO | "Kansas City" | 13 | Kansas City | Kansas City, MO | KANSAS CITY MO | MO | 1288 | 5393 | Kansas City | MO | MOKANCTY.txt
| 034 | "New_Hampshire" | NH | "Keene" | 7 | Keene | Keene, NH | WORCESTER MA | MA | 333 | 6979 | Concord | NH | NHCONCOR.txt
| 831 | "Wyoming" | WY | "Kemmerer" | 10 | Kemmerer | Kemmerer, WY | LANDER WY | WY | 479 | 7889 | Casper | WY | WYCASPER.txt
| 999 | "Alaska" | AK | "Ketchikan" | 11 | Ketchikan | Ketchikan, AK | KING SALMON AK | AK | 0 | 11456 | Juneau | AK | AKJUNEAU.txt
| 267 | "West_Virginia" | WV | "Keyser" | 8 | Keyser | Keyser, WV | ELKINS WV | WV | 346 | 6120 | Elkins | WV | WVELKINS.txt
| 864 | "Arizona" | AZ | "Kingman" | 9 | Kingman | Kingman, AZ | LAS VEGAS NV | NV | 3201 | 2407 | Las Vegas | NV | NVLASVEG.txt
| 124 | "New_York" | NY | "Kingston" | 10 | Kingston | Kingston, NY | ALBANY NY | NY | 507 | 6894 | Albany | NY | NYALBANY.txt
| 285 | "North_Carolina" | NC | "Kinston" | 9 | Kinston | Kinston, NC | WILMINGTON NC | NC | 1926 | 2470 | Charlotte | NC | NCCHARLO.txt
| 635 | "Missouri" | MO | "Kirksville" | 12 | Kirksville | Kirksville, MO | MOLINE IL | IL | 911 | 6474 | Peoria | IL | ILPEORIA.txt
| 162 | "Pennsylvania" | PA | "Kittanning" | 12 | Kittanning | Kittanning, PA | YOUNGSTOWN OH | OH | 497 | 6544 | Youngstown | OH | OHYOUNGS.txt
| 039 | "Maine" | ME | "Kittery" | 9 | Kittery | Kittery, ME | PORTLAND ME | ME | 268 | 7378 | Portland | ME | MEPORTLA.txt
| 976 | "Oregon" | OR | "Klamath Falls" | 15 | Klamath Falls | Klamath Falls, OR | MEDFORD OR | OR | 725 | 4611 | Medford | OR | ORMEDFOR.txt
| 377 | "Tennessee" | TN | "Knoxville" | 11 | Knoxville | Knoxville, TN | KNOXVILLE TN | TN | 1266 | 3937 | Knoxville | TN | TNKNOXVI.txt
| 378 | "Tennessee" | TN | "Knoxville" | 11 | Knoxville | Knoxville, TN | KNOXVILLE TN | TN | 1266 | 3937 | Knoxville | TN | TNKNOXVI.txt
| 379 | "Tennessee" | TN | "Knoxville" | 11 | Knoxville | Knoxville, TN | KNOXVILLE TN | TN | 1266 | 3937 | Knoxville | TN | TNKNOXVI.txt
| 469 | "Indiana" | IN | "Kokomo" | 8 | Kokomo | Kokomo, IN | SOUTH BEND IN | IN | 728 | 6331 | South Bend | IN | INSOBEND.txt
| 546 | "Wisconsin" | WI | "La Crosse" | 11 | La Crosse | La Crosse, WI | MADISON WI | WI | 485 | 7673 | Madison | WI | WIMADISO.txt
| 613 | "Illinois" | IL | "La Salle" | 10 | La Salle | La Salle, IL | MOLINE IL | IL | 911 | 6474 | Peoria | IL | ILPEORIA.txt
| 479 | "Indiana" | IN | "Lafayette" | 11 | Lafayette | Lafayette, IN | SOUTH BEND IN | IN | 728 | 6331 | South Bend | IN | INSOBEND.txt
| 705 | "Louisiana" | LA | "Lafayette" | 11 | Lafayette | Lafayette, LA | BATON ROUGE LA | LA | 2690 | 1669 | Baton Rouge | LA | LABATONR.txt
| 706 | "Louisiana" | LA | "Lake Charles" | 14 | Lake Charles | Lake Charles, LA | LAKE CHARLES LA | LA | 2650 | 1616 | Lake Charles | LA | LALAKECH.txt
| 338 | "Florida" | FL | "Lakeland" | 10 | Lakeland | Lakeland, FL | TAMPA FL | FL | 3427 | 725 | Tampa St. Petersburg | FL | FLTAMPA.txt
| 087 | "New_Jersey" | NJ | "Lakewood" | 10 | Lakewood | Lakewood, NJ | ATLANTIC CITY AP NJ | NJ | 826 | 5169 | Atlantic City | NJ | NJATLCTY.txt
| 935 | "California" | CA | "Lancaster" | 11 | Lancaster | Lancaster, CA | BISHOP CA | CA | 1039 | 4310 | Reno | NV | NVRENO.txt
| 175 | "Pennsylvania" | PA | "Lancaster" | 11 | Lancaster | Lancaster, PA | HARRISBURG PA | PA | 962 | 5347 | Harrisburg | PA | PAHARRIS.txt
| 176 | "Pennsylvania" | PA | "Lancaster" | 11 | Lancaster | Lancaster, PA | HARRISBURG PA | PA | 962 | 5347 | Harrisburg | PA | PAHARRIS.txt
| 488 | "Michigan" | MI | "Lansing" | 9 | Lansing | Lansing, MI | FLINT MI | MI | 483 | 6979 | Lansing | MI | MILANSIN.txt
| 489 | "Michigan" | MI | "Lansing" | 9 | Lansing | Lansing, MI | LANSING MI | MI | 490 | 7101 | Lansing | MI | MILANSIN.txt
| 780 | "Texas" | TX | "Laredo/Pearsall" | 17 | Laredo/Pearsall | Laredo/Pearsall, TX | VICTORIA TX | TX | 3118 | 1296 | San Antonio | TX | TXSANANT.txt
| 880 | "New_Mexico" | NM | "Las Cruces" | 12 | Las Cruces | Las Cruces, NM | EL PASO TX | TX | 2094 | 2708 | El Paso | TX | TXELPASO.txt
| 877 | "New_Mexico" | NM | "Las Vegas" | 11 | Las Vegas | Las Vegas, NM | PUEBLO CO | CO | 973 | 5413 | Pueblo | CO | COPUEBLO.txt
| 891 | "Nevada" | NV | "Las Vegas" | 11 | Las Vegas | Las Vegas, NV | LAS VEGAS NV | NV | 3201 | 2407 | Las Vegas | NV | NVLASVEG.txt
| 207 | "Maryland" | MD | "Laurel" | 8 | Laurel | Laurel, MD | BALTIMORE MD | MD | 1137 | 4707 | Baltimore | MD | MDBALTIM.txt
| 470 | "Indiana" | IN | "Lawrenceburg" | 14 | Lawrenceburg | Lawrenceburg, IN | GREATER CINCINNATI AP KY | KY | 996 | 5248 | Cincinnati | OH | OHCINCIN.txt
| 735 | "Oklahoma" | OK | "Lawton" | 8 | Lawton | Lawton, OK | WICHITA FALLS TX | TX | 2340 | 3042 | Wichita Falls | TX | TXWICHFA.txt
| 180 | "Pennsylvania" | PA | "Lehigh_Valley" | 15 | Lehigh_Valley | Lehigh_Valley, PA | ALLENTOWN PA | PA | 773 | 5785 | Allentown | PA | PAALLENT.txt
| 249 | "West_Virginia" | WV | "Lewisburg" | 11 | Lewisburg | Lewisburg, WV | CHARLESTON WV | WV | 1031 | 4646 | Charleston | WV | WVCHARLE.txt
| 835 | "Idaho" | ID | "Lewiston" | 10 | Lewiston | Lewiston, ID | LEWISTON ID | ID | 814 | 5270 | Spokane | WA | WASPOKAN.txt
| 403 | "Kentucky" | KY | "Lexington" | 11 | Lexington | Lexington, KY | LEXINGTON KY | KY | 1140 | 4783 | Lexington | KY | KYLEXING.txt
| 404 | "Kentucky" | KY | "Lexington" | 11 | Lexington | Lexington, KY | LEXINGTON KY | KY | 1140 | 4783 | Lexington | KY | KYLEXING.txt
| 405 | "Kentucky" | KY | "Lexington" | 11 | Lexington | Lexington, KY | LEXINGTON KY | KY | 1140 | 4783 | Lexington | KY | KYLEXING.txt
| 679 | "Kansas" | KS | "Liberal" | 9 | Liberal | Liberal, KS | DODGE CITY KS | KS | 1465 | 5001 | Wichita | KS | KSWICHIT.txt
| 458 | "Ohio" | OH | "Lima" | 6 | Lima | Lima, OH | DAYTON OH | OH | 886 | 5708 | Dayton | OH | OHDAYTON.txt
| 683 | "Nebraska" | NE | "Lincoln" | 9 | Lincoln | Lincoln, NE | LINCOLN NE | NE | 1134 | 6278 | Lincoln | NE | NELINCOL.txt
| 684 | "Nebraska" | NE | "Lincoln" | 9 | Lincoln | Lincoln, NE | LINCOLN NE | NE | 1134 | 6278 | Lincoln | NE | NELINCOL.txt
| 685 | "Nebraska" | NE | "Lincoln" | 9 | Lincoln | Lincoln, NE | LINCOLN NE | NE | 1134 | 6278 | Lincoln | NE | NELINCOL.txt
| 720 | "Arkansas" | AR | "Little Rock" | 13 | Little Rock | Little Rock, AR | LITTLE ROCK AR | AR | 2005 | 3155 | Little Rock | AR | ARLIROCK.txt
| 721 | "Arkansas" | AR | "Little Rock" | 13 | Little Rock | Little Rock, AR | LITTLE ROCK AR | AR | 2005 | 3155 | Little Rock | AR | ARLIROCK.txt
| 722 | "Arkansas" | AR | "Little Rock" | 13 | Little Rock | Little Rock, AR | LITTLE ROCK AR | AR | 2005 | 3155 | Little Rock | AR | ARLIROCK.txt
| 035 | "New_Hampshire" | NH | "Littleton" | 11 | Littleton | Littleton, NH | BURLINGTON VT | VT | 388 | 7771 | Burlington | VT | VTBURLIN.txt
| 256 | "West_Virginia" | WV | "Logan" | 7 | Logan | Logan, WV | CHARLESTON WV | WV | 1031 | 4646 | Charleston | WV | WVCHARLE.txt
| 908 | "California" | CA | "Long Beach" | 12 | Long Beach | Long Beach, CA | LONG BEACH CA | CA | 1201 | 1430 | Los Angeles | CA | CALOSANG.txt
| 805 | "Colorado" | CO | "Longmont" | 10 | Longmont | Longmont, CO | DENVER CO | CO | 679 | 6020 | Denver | CO | CODENVER.txt
| 756 | "Texas" | TX | "Longview" | 10 | Longview | Longview, TX | SHREVEPORT LA | LA | 2368 | 2264 | Shreveport | LA | LASHREVE.txt
| 900 | "California" | CA | "Los Angeles" | 13 | Los Angeles | Los Angeles, CA | LOS ANGELES AP CA | CA | 727 | 1458 | Los Angeles | CA | CALOSANG.txt
| 901 | "California" | CA | "Los Angeles" | 13 | Los Angeles | Los Angeles, CA | LOS ANGELES AP CA | CA | 727 | 1458 | Los Angeles | CA | CALOSANG.txt
| 902 | "California" | CA | "Los Angeles" | 13 | Los Angeles | Los Angeles, CA | LOS ANGELES AP CA | CA | 727 | 1458 | Los Angeles | CA | CALOSANG.txt
| 400 | "Kentucky" | KY | "Louisville" | 12 | Louisville | Louisville, KY | LOUISVILLE KY | KY | 1288 | 4514 | Louisville | KY | KYLOUISV.txt
| 401 | "Kentucky" | KY | "Louisville" | 12 | Louisville | Louisville, KY | LOUISVILLE KY | KY | 1288 | 4514 | Louisville | KY | KYLOUISV.txt
| 402 | "Kentucky" | KY | "Louisville" | 12 | Louisville | Louisville, KY | LOUISVILLE KY | KY | 1288 | 4514 | Louisville | KY | KYLOUISV.txt
| 793 | "Texas" | TX | "Lubbock" | 9 | Lubbock | Lubbock, TX | LUBBOCK TX | TX | 1689 | 3431 | Lubbock | TX | TXLUBBOC.txt
| 794 | "Texas" | TX | "Lubbock" | 9 | Lubbock | Lubbock, TX | LUBBOCK TX | TX | 1689 | 3431 | Lubbock | TX | TXLUBBOC.txt
| 759 | "Texas" | TX | "Lufkin" | 8 | Lufkin | Lufkin, TX | WACO TX | TX | 2816 | 2179 | Waco | TX | TXWACO.txt
| 245 | "Virginia" | VA | "Lynchburg" | 11 | Lynchburg | Lynchburg, VA | LYNCHBURG VA | VA | 1048 | 4340 | Roanoke | VA | VAROANOK.txt
| 019 | "Massachusetts" | MA | "Lynn" | 6 | Lynn | Lynn, MA | BOSTON MA | MA | 678 | 5641 | Boston | MA | MABOSTON.txt
| 497 | "Michigan" | MI | "Mackinaw City" | 15 | Mackinaw City | Mackinaw City, MI | SAULT STE. MARIE MI | MI | 131 | 9316 | Sault Ste Marie | MI | MISTEMAR.txt
| 310 | "Georgia" | GA | "Macon" | 7 | Macon | Macon, GA | COLUMBUS GA | GA | 2284 | 2261 | Macon | GA | GAMACON.txt
| 311 | "Georgia" | GA | "Macon" | 7 | Macon | Macon, GA | COLUMBUS GA | GA | 2284 | 2261 | Macon | GA | GAMACON.txt
| 312 | "Georgia" | GA | "Macon" | 7 | Macon | Macon, GA | MACON GA | GA | 2125 | 2334 | Macon | GA | GAMACON.txt
| 535 | "Wisconsin" | WI | "Madison" | 9 | Madison | Madison, WI | LA CROSSE WI | WI | 692 | 7491 | Madison | WI | WIMADISO.txt
| 536 | "Wisconsin" | WI | "Madison" | 9 | Madison | Madison, WI | LA CROSSE WI | WI | 692 | 7491 | Madison | WI | WIMADISO.txt
| 537 | "Wisconsin" | WI | "Madison" | 9 | Madison | Madison, WI | MADISON WI | WI | 485 | 7673 | Madison | WI | WIMADISO.txt
| 030 | "New_Hampshire" | NH | "Manchester" | 12 | Manchester | Manchester, NH | WORCESTER MA | MA | 333 | 6979 | Concord | NH | NHCONCOR.txt
| 031 | "New_Hampshire" | NH | "Manchester" | 12 | Manchester | Manchester, NH | CONCORD NH | NH | 328 | 7554 | Concord | NH | NHCONCOR.txt
| 969 | "Guam" | GU | "Mangilao" | 10 | Mangilao | Mangilao, GU | GUAM PC | PC | 5034 | 0 | Honolulu | HI | HIHONOLU.txt
| 560 | "Minnesota" | MN | "Mankato" | 9 | Mankato | Mankato, MN | ROCHESTER MN | MN | 472 | 8250 | Minneapolis St. Paul | MN | MNMINPLS.txt
| 448 | "Ohio" | OH | "Mansfield" | 11 | Mansfield | Mansfield, OH | MANSFIELD OH | OH | 666 | 6258 | Akron Canton | OH | OHAKRON.txt
| 449 | "Ohio" | OH | "Mansfield" | 11 | Mansfield | Mansfield, OH | MANSFIELD OH | OH | 666 | 6258 | Akron Canton | OH | OHAKRON.txt
| 433 | "Ohio" | OH | "Marion" | 8 | Marion | Marion, OH | DAYTON OH | OH | 886 | 5708 | Dayton | OH | OHDAYTON.txt
| 254 | "West_Virginia" | WV | "Martinsburg" | 13 | Martinsburg | Martinsburg, WV | WASHINGTON DULLES AP DC | DC | 973 | 5006 | Washington | MD | MDWASHDC.txt
| 959 | "California" | CA | "Marysville" | 12 | Marysville | Marysville, CA | SACRAMENTO CA | CA | 1237 | 2749 | Sacramento | CA | CASACRAM.txt
| 504 | "Iowa" | IA | "Mason City" | 12 | Mason City | Mason City, IA | WATERLOO IA | IA | 702 | 7406 | Des Moines | IA | IADESMOI.txt
| 382 | "Tennessee" | TN | "Mc_Kenzie" | 11 | Mc_Kenzie | Mc_Kenzie, TN | NASHVILLE TN | TN | 1616 | 3729 | Nashville | TN | TNNASHVI.txt
| 745 | "Oklahoma" | OK | "McAlester" | 11 | McAlester | McAlester, OK | FORT SMITH AR | AR | 1894 | 3478 | Fort Smith | AR | ARFTSMIT.txt
| 396 | "Mississippi" | MS | "McComb" | 8 | McComb | McComb, MS | JACKSON MS | MS | 2215 | 2467 | Jackson | MS | MSJACKSO.txt
| 690 | "Nebraska" | NE | "McCook" | 8 | McCook | McCook, NE | GOODLAND KS | KS | 859 | 5974 | Goodland | KS | KSGOODLA.txt
| 975 | "Oregon" | OR | "Medford" | 9 | Medford | Medford, OR | MEDFORD OR | OR | 725 | 4611 | Medford | OR | ORMEDFOR.txt
| 329 | "Florida" | FL | "Melbourne" | 11 | Melbourne | Melbourne, FL | VERO BEACH FL | FL | 3278 | 548 | Orlando | FL | FLORLAND.txt
| 380 | "Tennessee" | TN | "Memphis" | 9 | Memphis | Memphis, TN | MEMPHIS TN | TN | 2118 | 3082 | Memphis | TN | TNMEMPHI.txt
| 381 | "Tennessee" | TN | "Memphis" | 9 | Memphis | Memphis, TN | MEMPHIS TN | TN | 2118 | 3082 | Memphis | TN | TNMEMPHI.txt
| 953 | "California" | CA | "Merced" | 8 | Merced | Merced, CA | SACRAMENTO CA | CA | 1237 | 2749 | Sacramento | CA | CASACRAM.txt
| 393 | "Mississippi" | MS | "Meridian" | 10 | Meridian | Meridian, MS | MERIDIAN MS | MS | 2138 | 2444 | Jackson | MS | MSJACKSO.txt
| 330 | "Florida" | FL | "Miami" | 7 | Miami | Miami, FL | KEY WEST FL | FL | 4798 | 100 | Miami Beach | FL | FLMIAMIB.txt
| 331 | "Florida" | FL | "Miami" | 7 | Miami | Miami, FL | MIAMI FL | FL | 4198 | 200 | Miami Beach | FL | FLMIAMIB.txt
| 332 | "Florida" | FL | "Miami" | 7 | Miami | Miami, FL | MIAMI FL | FL | 4198 | 200 | Miami Beach | FL | FLMIAMIB.txt
| 409 | "Kentucky" | KY | "Middlesboro" | 13 | Middlesboro | Middlesboro, KY | BRISTOL-JHNSN CTY-KNGSPRT TN | TN | 972 | 4406 | Knoxville | TN | TNKNOXVI.txt
| 797 | "Texas" | TX | "Midland" | 9 | Midland | Midland, TX | EL PASO TX | TX | 2094 | 2708 | Midland Odessa | TX | TXMIDLAN.txt
| 593 | "Montana" | MT | "Miles City" | 12 | Miles City | Miles City, MT | GLASGOW MT | MT | 558 | 8745 | Great Falls | MT | MTGRFALL.txt
| 530 | "Wisconsin" | WI | "Milwaukee" | 11 | Milwaukee | Milwaukee, WI | MADISON WI | WI | 485 | 7673 | Milwaukee | WI | WIMILWAU.txt
| 531 | "Wisconsin" | WI | "Milwaukee" | 11 | Milwaukee | Milwaukee, WI | MADISON WI | WI | 485 | 7673 | Milwaukee | WI | WIMILWAU.txt
| 532 | "Wisconsin" | WI | "Milwaukee" | 11 | Milwaukee | Milwaukee, WI | MILWAUKEE WI | WI | 479 | 7324 | Milwaukee | WI | WIMILWAU.txt
| 533 | "Wisconsin" | WI | "Milwaukee" | 11 | Milwaukee | Milwaukee, WI | MILWAUKEE WI | WI | 479 | 7324 | Milwaukee | WI | WIMILWAU.txt
| 553 | "Minnesota" | MN | "Minneapolis" | 13 | Minneapolis | Minneapolis, MN | MINNEAPOLIS-ST.PAUL MN | MN | 682 | 7981 | Minneapolis St. Paul | MN | MNMINPLS.txt
| 554 | "Minnesota" | MN | "Minneapolis" | 13 | Minneapolis | Minneapolis, MN | MINNEAPOLIS-ST.PAUL MN | MN | 682 | 7981 | Minneapolis St. Paul | MN | MNMINPLS.txt
| 115 | "New_York" | NY | "Minneola" | 10 | Minneola | Minneola, NY | NEW YORK (JFK AP) NY | NY | 921 | 5027 | New York City | NY | NYNEWYOR.txt
| 587 | "North_Dakota" | ND | "Minot" | 7 | Minot | Minot, ND | WILLISTON ND | ND | 548 | 9090 | Bismarck | ND | NDBISMAR.txt
| 598 | "Montana" | MT | "Missoula" | 10 | Missoula | Missoula, MT | MISSOULA MT | MT | 280 | 7792 | Helena | MT | MTHELENA.txt
| 573 | "South_Dakota" | SD | "Mitchell" | 10 | Mitchell | Mitchell, SD | RAPID CITY SD | SD | 611 | 7301 | Rapid City | SD | SDRAPCTY.txt
| 365 | "Alabama" | AL | "Mobile" | 8 | Mobile | Mobile, AL | MOBILE AL | AL | 2627 | 1702 | Mobile | AL | ALMOBILE.txt
| 366 | "Alabama" | AL | "Mobile" | 8 | Mobile | Mobile, AL | MOBILE AL | AL | 2627 | 1702 | Mobile | AL | ALMOBILE.txt
| 576 | "South_Dakota" | SD | "Mobridge" | 10 | Mobridge | Mobridge, SD | BISMARCK ND | ND | 488 | 8968 | Bismarck | ND | NDBISMAR.txt
| 712 | "Louisiana" | LA | "Monroe" | 8 | Monroe | Monroe, LA | JACKSON MS | MS | 2215 | 2467 | Jackson | MS | MSJACKSO.txt
| 939 | "California" | CA | "Monterey" | 10 | Monterey | Monterey, CA | SAN FRANCISCO C.O. CA | CA | 65 | 3005 | San Francisco | CA | CASANFRA.txt
| 360 | "Alabama" | AL | "Montgomery" | 12 | Montgomery | Montgomery, AL | COLUMBUS GA | GA | 2284 | 2261 | Montgomery | AL | ALMONTGO.txt
| 361 | "Alabama" | AL | "Montgomery" | 12 | Montgomery | Montgomery, AL | MONTGOMERY AL | AL | 2212 | 2224 | Montgomery | AL | ALMONTGO.txt
| 127 | "New_York" | NY | "Monticello" | 12 | Monticello | Monticello, NY | BINGHAMTON NY | NY | 337 | 7273 | Wilkes-Barre | PA | PAWILKES.txt
| 056 | "Vermont" | VT | "Montpelier" | 12 | Montpelier | Montpelier, VT | BURLINGTON VT | VT | 388 | 7771 | Burlington | VT | VTBURLIN.txt
| 814 | "Colorado" | CO | "Montrose" | 10 | Montrose | Montrose, CO | GRAND JUNCTION CO | CO | 1183 | 5548 | Grand Junction | CO | COGRNDJU.txt
| 188 | "Pennsylvania" | PA | "Montrose" | 10 | Montrose | Montrose, PA | BINGHAMTON NY | NY | 337 | 7273 | Wilkes-Barre | PA | PAWILKES.txt
| 265 | "West_Virginia" | WV | "Morgantown" | 12 | Morgantown | Morgantown, WV | PITTSBURGH PA | PA | 654 | 5968 | Pittsburgh | PA | PAPITTSB.txt
| 473 | "Indiana" | IN | "Muncie" | 8 | Muncie | Muncie, IN | DAYTON OH | OH | 886 | 5708 | Dayton | OH | OHDAYTON.txt
| 494 | "Michigan" | MI | "Muskegon" | 10 | Muskegon | Muskegon, MI | MUSKEGON MI | MI | 431 | 6924 | Grand Rapids | MI | MIGRNDRA.txt
| 744 | "Oklahoma" | OK | "Muskogee" | 10 | Muskogee | Muskogee, OK | FORT SMITH AR | AR | 1894 | 3478 | Fort Smith | AR | ARFTSMIT.txt
| 435 | "Ohio" | OH | "Napoleon" | 10 | Napoleon | Napoleon, OH | FORT WAYNE IN | IN | 824 | 6273 | Fort Wayne | IN | INFTWAYN.txt
| 370 | "Tennessee" | TN | "Nashville" | 11 | Nashville | Nashville, TN | NASHVILLE TN | TN | 1616 | 3729 | Nashville | TN | TNNASHVI.txt
| 371 | "Tennessee" | TN | "Nashville" | 11 | Nashville | Nashville, TN | NASHVILLE TN | TN | 1616 | 3729 | Nashville | TN | TNNASHVI.txt
| 372 | "Tennessee" | TN | "Nashville" | 11 | Nashville | Nashville, TN | NASHVILLE TN | TN | 1616 | 3729 | Nashville | TN | TNNASHVI.txt
| 471 | "Indiana" | IN | "New Albany" | 12 | New Albany | New Albany, IN | LOUISVILLE KY | KY | 1288 | 4514 | Louisville | KY | KYLOUISV.txt
| 027 | "Massachusetts" | MA | "New Bedford" | 13 | New Bedford | New Bedford, MA | PROVIDENCE RI | RI | 606 | 5884 | Rhode Island | RI | RIPROVID.txt
| 088 | "New_Jersey" | NJ | "New Brunswick" | 15 | New Brunswick | New Brunswick, NJ | NEWARK NJ | NJ | 1201 | 4888 | Newark | NJ | NJNEWARK.txt
| 089 | "New_Jersey" | NJ | "New Brunswick" | 15 | New Brunswick | New Brunswick, NJ | NEWARK NJ | NJ | 1201 | 4888 | Newark | NJ | NJNEWARK.txt
| 161 | "Pennsylvania" | PA | "New Castle" | 12 | New Castle | New Castle, PA | PITTSBURGH PA | PA | 654 | 5968 | Pittsburgh | PA | PAPITTSB.txt
| 064 | "Connecticut" | CT | "New Haven" | 11 | New Haven | New Haven, CT | HARTFORD CT | CT | 677 | 6151 | Hartford-Springfield | CT | CTHARTFO.txt
| 065 | "Connecticut" | CT | "New Haven" | 11 | New Haven | New Haven, CT | HARTFORD CT | CT | 677 | 6151 | Hartford-Springfield | CT | CTHARTFO.txt
| 063 | "Connecticut" | CT | "New London" | 12 | New London | New London, CT | PROVIDENCE RI | RI | 606 | 5884 | Rhode Island | RI | RIPROVID.txt
| 700 | "Louisiana" | LA | "New Orleans" | 13 | New Orleans | New Orleans, LA | NEW ORLEANS LA | LA | 2655 | 1513 | New Orleans | LA | LANEWORL.txt
| 701 | "Louisiana" | LA | "New Orleans" | 13 | New Orleans | New Orleans, LA | NEW ORLEANS LA | LA | 2655 | 1513 | New Orleans | LA | LANEWORL.txt
| 108 | "New_York" | NY | "New Rochelle" | 14 | New Rochelle | New Rochelle, NY | NEW YORK (LAGUARDIA AP) NY | NY | 1052 | 4910 | New York City | NY | NYNEWYOR.txt
| 100 | "New_York" | NY | "New York" | 10 | New York | New York, NY | NEW YORK C.PARK NY | NY | 1096 | 4805 | New York City | NY | NYNEWYOR.txt
| 101 | "New_York" | NY | "New York" | 10 | New York | New York, NY | NEW YORK C.PARK NY | NY | 1096 | 4805 | New York City | NY | NYNEWYOR.txt
| 102 | "New_York" | NY | "New York" | 10 | New York | New York, NY | NEW YORK C.PARK NY | NY | 1096 | 4805 | New York City | NY | NYNEWYOR.txt
| 070 | "New_Jersey" | NJ | "Newark" | 8 | Newark | Newark, NJ | NEW YORK (LAGUARDIA AP) NY | NY | 1052 | 4910 | Newark | NJ | NJNEWARK.txt
| 071 | "New_Jersey" | NJ | "Newark" | 8 | Newark | Newark, NJ | NEWARK NJ | NJ | 1201 | 4888 | Newark | NJ | NJNEWARK.txt
| 410 | "Kentucky" | KY | "Newport" | 9 | Newport | Newport, KY | GREATER CINCINNATI AP KY | KY | 996 | 5248 | Cincinnati | OH | OHCINCIN.txt
| 143 | "New_York" | NY | "Niagara Falls" | 15 | Niagara Falls | Niagara Falls, NY | BUFFALO NY | NY | 477 | 6747 | Buffalo | NY | NTBUFFAL.txt
| 687 | "Nebraska" | NE | "Norfolk" | 9 | Norfolk | Norfolk, NE | NORFOLK NE | NE | 877 | 6873 | Sioux City | IA | IASIOCTY.txt
| 233 | "Virginia" | VA | "Norfolk" | 9 | Norfolk | Norfolk, VA | NORFOLK VA | VA | 1422 | 3495 | Norfolk | VA | VANORFOL.txt
| 234 | "Virginia" | VA | "Norfolk" | 9 | Norfolk | Norfolk, VA | NORFOLK VA | VA | 1422 | 3495 | Norfolk | VA | VANORFOL.txt
| 235 | "Virginia" | VA | "Norfolk" | 9 | Norfolk | Norfolk, VA | NORFOLK VA | VA | 1422 | 3495 | Norfolk | VA | VANORFOL.txt
| 236 | "Virginia" | VA | "Norfolk" | 9 | Norfolk | Norfolk, VA | NORFOLK VA | VA | 1422 | 3495 | Norfolk | VA | VANORFOL.txt
| 600 | "Illinois" | IL | "North Chicago Sub." | 20 | North Chicago Sub. | North Chicago Sub., IL | ROCKFORD IL | IL | 702 | 6969 | Rockford | IL | ILROCKFO.txt
| 601 | "Illinois" | IL | "North Chicago Sub." | 20 | North Chicago Sub. | North Chicago Sub., IL | ROCKFORD IL | IL | 702 | 6969 | Rockford | IL | ILROCKFO.txt
| 916 | "California" | CA | "North Hollywood" | 17 | North Hollywood | North Hollywood, CA | LOS ANGELES C.O. CA | CA | 1537 | 1154 | Los Angeles | CA | CALOSANG.txt
| 691 | "Nebraska" | NE | "North_Platte" | 14 | North_Platte | North_Platte, NE | NORTH PLATTE NE | NE | 713 | 6859 | North Platte | NE | NENPLATT.txt
| 220 | "Virginia" | VA | "Northern VA" | 13 | Northern VA | Northern VA, VA | WASHINGTON DULLES AP DC | DC | 973 | 5006 | Washington | MD | MDWASHDC.txt
| 221 | "Virginia" | VA | "Northern VA" | 13 | Northern VA | Northern VA, VA | WASHINGTON DULLES AP DC | DC | 973 | 5006 | Washington | MD | MDWASHDC.txt
| 603 | "Illinois" | IL | "Oak Park" | 10 | Oak Park | Oak Park, IL | CHICAGO IL | IL | 752 | 6536 | Chicago | IL | ILCHICAG.txt
| 946 | "California" | CA | "Oakland" | 9 | Oakland | Oakland, CA | SAN FRANCISCO AP CA | CA | 145 | 3016 | San Jose | CA | CASANJOS.txt
| 344 | "Florida" | FL | "Ocala" | 7 | Ocala | Ocala, FL | DAYTONA BEACH FL | FL | 2919 | 909 | Daytona Beach | FL | FLDAYTNA.txt
| 844 | "Utah" | UT | "Ogden" | 7 | Ogden | Ogden, UT | SALT LAKE CITY UT | UT | 1047 | 5765 | Salt Lake City | UT | UTSALTLK.txt
| 843 | "Utah" | UT | "Ogden/Logan" | 13 | Ogden/Logan | Ogden/Logan, UT | SALT LAKE CITY UT | UT | 1047 | 5765 | Salt Lake City | UT | UTSALTLK.txt
| 163 | "Pennsylvania" | PA | "Oil City" | 10 | Oil City | Oil City, PA | YOUNGSTOWN OH | OH | 497 | 6544 | Youngstown | OH | OHYOUNGS.txt
| 730 | "Oklahoma" | OK | "Oklahoma City" | 15 | Oklahoma City | Oklahoma City, OK | OKLAHOMA CITY OK | OK | 1859 | 3659 | Oklahoma City | OK | OKOKLCTY.txt
| 731 | "Oklahoma" | OK | "Oklahoma City" | 15 | Oklahoma City | Oklahoma City, OK | OKLAHOMA CITY OK | OK | 1859 | 3659 | Oklahoma City | OK | OKOKLCTY.txt
| 985 | "Washington" | WA | "Olympia" | 9 | Olympia | Olympia, WA | OLYMPIA WA | WA | 101 | 5655 | Seattle | WA | WASEATTL.txt
| 680 | "Nebraska" | NE | "Omaha" | 7 | Omaha | Omaha, NE | OMAHA EPPLEY AP NE | NE | 1072 | 6300 | Omaha | NE | NEOMAHA.txt
| 681 | "Nebraska" | NE | "Omaha" | 7 | Omaha | Omaha, NE | OMAHA EPPLEY AP NE | NE | 1072 | 6300 | Omaha | NE | NEOMAHA.txt
| 979 | "Oregon" | OR | "Ontario" | 9 | Ontario | Ontario, OR | BOISE ID | ID | 754 | 5861 | Boise | ID | IDBOISE.txt
| 368 | "Alabama" | AL | "Opelika" | 9 | Opelika | Opelika, AL | COLUMBUS GA | GA | 2284 | 2261 | Columbus | GA | GACOLMBS.txt
| 328 | "Florida" | FL | "Orlando" | 9 | Orlando | Orlando, FL | ORLANDO FL | FL | 3381 | 686 | Orlando | FL | FLORLAND.txt
| 347 | "Florida" | FL | "Orlando" | 9 | Orlando | Orlando, FL | ORLANDO FL | FL | 3381 | 686 | Orlando | FL | FLORLAND.txt
| 549 | "Wisconsin" | WI | "Oshkosh" | 9 | Oshkosh | Oshkosh, WI | LA CROSSE WI | WI | 692 | 7491 | Madison | WI | WIMADISO.txt
| 525 | "Iowa" | IA | "Ottumwa" | 9 | Ottumwa | Ottumwa, IA | MOLINE IL | IL | 911 | 6474 | Des Moines | IA | IADESMOI.txt
| 423 | "Kentucky" | KY | "Owensboro" | 11 | Owensboro | Owensboro, KY | NASHVILLE TN | TN | 1616 | 3729 | Nashville | TN | TNNASHVI.txt
| 386 | "Mississippi" | MS | "Oxford" | 8 | Oxford | Oxford, MS | MEMPHIS TN | TN | 2118 | 3082 | Memphis | TN | TNMEMPHI.txt
| 420 | "Kentucky" | KY | "Paducah" | 9 | Paducah | Paducah, KY | PADUCAH KY | KY | 1475 | 4279 | Paducah | KY | KYPADUCA.txt
| 758 | "Texas" | TX | "Palestine" | 11 | Palestine | Palestine, TX | WACO TX | TX | 2816 | 2179 | Waco | TX | TXWACO.txt
| 922 | "California" | CA | "Palm Springs" | 14 | Palm Springs | Palm Springs, CA | SAN DIEGO CA | CA | 984 | 1256 | San Diego | CA | CASANDIE.txt
| 943 | "California" | CA | "Palo Alto" | 11 | Palo Alto | Palo Alto, CA | SAN FRANCISCO AP CA | CA | 145 | 3016 | San Jose | CA | CASANJOS.txt
| 324 | "Florida" | FL | "Panama City" | 13 | Panama City | Panama City, FL | APALACHICOLA FL | FL | 2582 | 1429 | Tallahassee | FL | FLTALLAH.txt
| 261 | "West_Virginia" | WV | "Parkersburg" | 13 | Parkersburg | Parkersburg, WV | CHARLESTON WV | WV | 1031 | 4646 | Charleston | WV | WVCHARLE.txt
| 910 | "California" | CA | "Pasadena" | 10 | Pasadena | Pasadena, CA | LOS ANGELES C.O. CA | CA | 1537 | 1154 | Los Angeles | CA | CALOSANG.txt
| 911 | "California" | CA | "Pasadena" | 10 | Pasadena | Pasadena, CA | LOS ANGELES C.O. CA | CA | 1537 | 1154 | Los Angeles | CA | CALOSANG.txt
| 074 | "New_Jersey" | NJ | "Paterson" | 10 | Paterson | Paterson, NJ | NEWARK NJ | NJ | 1201 | 4888 | Newark | NJ | NJNEWARK.txt
| 075 | "New_Jersey" | NJ | "Paterson" | 10 | Paterson | Paterson, NJ | NEWARK NJ | NJ | 1201 | 4888 | Newark | NJ | NJNEWARK.txt
| 978 | "Oregon" | OR | "Pendleton" | 11 | Pendleton | Pendleton, OR | PENDLETON OR | OR | 701 | 5294 | Yakima | WA | WAYAKIMA.txt
| 325 | "Florida" | FL | "Pensacola" | 11 | Pensacola | Pensacola, FL | PENSACOLA FL | FL | 2636 | 1617 | Mobile | AL | ALMOBILE.txt
| 615 | "Illinois" | IL | "Peoria" | 8 | Peoria | Peoria, IL | PEORIA IL | IL | 982 | 6148 | Peoria | IL | ILPEORIA.txt
| 616 | "Illinois" | IL | "Peoria" | 8 | Peoria | Peoria, IL | PEORIA IL | IL | 982 | 6148 | Peoria | IL | ILPEORIA.txt
| 238 | "Virginia" | VA | "Petersburg" | 12 | Petersburg | Petersburg, VA | NORFOLK VA | VA | 1422 | 3495 | Norfolk | VA | VANORFOL.txt
| 268 | "West_Virginia" | WV | "Petersburg" | 12 | Petersburg | Petersburg, WV | ELKINS WV | WV | 346 | 6120 | Elkins | WV | WVELKINS.txt
| 190 | "Pennsylvania" | PA | "Philadelphia" | 14 | Philadelphia | Philadelphia, PA | WILMINGTON DE | DE | 1046 | 4937 | Philadelphia | PA | PAPHILAD.txt
| 191 | "Pennsylvania" | PA | "Philadelphia" | 14 | Philadelphia | Philadelphia, PA | PHILADELPHIA PA | PA | 1101 | 4954 | Philadelphia | PA | PAPHILAD.txt
| 850 | "Arizona" | AZ | "Phoenix" | 9 | Phoenix | Phoenix, AZ | PHOENIX AZ | AZ | 4162 | 1350 | Phoenix | AZ | AZPHOENI.txt
| 851 | "Arizona" | AZ | "Phoenix" | 9 | Phoenix | Phoenix, AZ | PHOENIX AZ | AZ | 4162 | 1350 | Phoenix | AZ | AZPHOENI.txt
| 575 | "South_Dakota" | SD | "Pierre" | 8 | Pierre | Pierre, SD | RAPID CITY SD | SD | 611 | 7301 | Rapid City | SD | SDRAPCTY.txt
| 415 | "Kentucky" | KY | "Pikeville" | 11 | Pikeville | Pikeville, KY | CHARLESTON WV | WV | 1031 | 4646 | Charleston | WV | WVCHARLE.txt
| 416 | "Kentucky" | KY | "Pikeville" | 11 | Pikeville | Pikeville, KY | HUNTINGTON WV | WV | 1005 | 4665 | Charleston | WV | WVCHARLE.txt
| 716 | "Arkansas" | AR | "Pine Bluff" | 12 | Pine Bluff | Pine Bluff, AR | JACKSON MS | MS | 2215 | 2467 | Jackson | MS | MSJACKSO.txt
| 150 | "Pennsylvania" | PA | "Pittsburgh" | 12 | Pittsburgh | Pittsburgh, PA | PITTSBURGH PA | PA | 654 | 5968 | Pittsburgh | PA | PAPITTSB.txt
| 151 | "Pennsylvania" | PA | "Pittsburgh" | 12 | Pittsburgh | Pittsburgh, PA | PITTSBURGH PA | PA | 654 | 5968 | Pittsburgh | PA | PAPITTSB.txt
| 152 | "Pennsylvania" | PA | "Pittsburgh" | 12 | Pittsburgh | Pittsburgh, PA | PITTSBURGH PA | PA | 654 | 5968 | Pittsburgh | PA | PAPITTSB.txt
| 012 | "Massachusetts" | MA | "Pittsfield" | 12 | Pittsfield | Pittsfield, MA | ALBANY NY | NY | 507 | 6894 | Albany | NY | NYALBANY.txt
| 032 | "New_Hampshire" | NH | "Pittsfield" | 12 | Pittsfield | Pittsfield, NH | CONCORD NH | NH | 328 | 7554 | Concord | NH | NHCONCOR.txt
| 538 | "Wisconsin" | WI | "Platteville" | 13 | Platteville | Platteville, WI | WATERLOO IA | IA | 702 | 7406 | Madison | WI | WIMADISO.txt
| 129 | "New_York" | NY | "Plattsburgh" | 13 | Plattsburgh | Plattsburgh, NY | BURLINGTON VT | VT | 388 | 7771 | Burlington | VT | VTBURLIN.txt
| 832 | "Idaho" | ID | "Pocatello" | 11 | Pocatello | Pocatello, ID | POCATELLO ID | ID | 421 | 7180 | Pocatello | ID | IDPOCATE.txt
| 957 | "California" | CA | "Pollock Pines" | 15 | Pollock Pines | Pollock Pines, CA | RENO NV | NV | 508 | 5674 | Reno | NV | NVRENO.txt
| 746 | "Oklahoma" | OK | "Ponca City" | 12 | Ponca City | Ponca City, OK | TULSA OK | OK | 2017 | 3691 | Tulsa | OK | OKTULSA.txt
| 639 | "Missouri" | MO | "Poplar Bluff" | 14 | Poplar Bluff | Poplar Bluff, MO | SPRINGFIELD MO | MO | 1320 | 4638 | Springfield | MO | MOSPRING.txt
| 539 | "Wisconsin" | WI | "Portage" | 9 | Portage | Portage, WI | MADISON WI | WI | 485 | 7673 | Madison | WI | WIMADISO.txt
| 040 | "Maine" | ME | "Portland" | 10 | Portland | Portland, ME | PORTLAND ME | ME | 268 | 7378 | Portland | ME | MEPORTLA.txt
| 041 | "Maine" | ME | "Portland" | 10 | Portland | Portland, ME | PORTLAND ME | ME | 268 | 7378 | Portland | ME | MEPORTLA.txt
| 971 | "Oregon" | OR | "Portland" | 10 | Portland | Portland, OR | PORTLAND OR | OR | 371 | 4522 | Portland | OR | ORPORTLA.txt
| 972 | "Oregon" | OR | "Portland" | 10 | Portland | Portland, OR | PORTLAND OR | OR | 371 | 4522 | Portland | OR | ORPORTLA.txt
| 038 | "New_Hampshire" | NH | "Portsmouth" | 12 | Portsmouth | Portsmouth, NH | PORTLAND ME | ME | 268 | 7378 | Portland | ME | MEPORTLA.txt
| 237 | "Virginia" | VA | "Portsmouth" | 12 | Portsmouth | Portsmouth, VA | NORFOLK VA | VA | 1422 | 3495 | Norfolk | VA | VANORFOL.txt
| 749 | "Oklahoma" | OK | "Poteau" | 8 | Poteau | Poteau, OK | FORT SMITH AR | AR | 1894 | 3478 | Fort Smith | AR | ARFTSMIT.txt
| 179 | "Pennsylvania" | PA | "Pottsville" | 12 | Pottsville | Pottsville, PA | ALLENTOWN PA | PA | 773 | 5785 | Allentown | PA | PAALLENT.txt
| 125 | "New_York" | NY | "Poughkeepsie" | 14 | Poughkeepsie | Poughkeepsie, NY | HARTFORD CT | CT | 677 | 6151 | Hartford-Springfield | CT | CTHARTFO.txt
| 126 | "New_York" | NY | "Poughkeepsie" | 14 | Poughkeepsie | Poughkeepsie, NY | BRIDGEPORT CT | CT | 724 | 5537 | Bridgeport | CT | CTBRIDGE.txt
| 863 | "Arizona" | AZ | "Prescott" | 10 | Prescott | Prescott, AZ | FLAGSTAFF AZ | AZ | 145 | 7131 | Flagstaff | AZ | AZFLAGST.txt
| 028 | "Rhode_Island" | RI | "Providence" | 12 | Providence | Providence, RI | WORCESTER MA | MA | 333 | 6979 | Rhode Island | RI | RIPROVID.txt
| 029 | "Rhode_Island" | RI | "Providence" | 12 | Providence | Providence, RI | PROVIDENCE RI | RI | 606 | 5884 | Rhode Island | RI | RIPROVID.txt
| 846 | "Utah" | UT | "Provo" | 7 | Provo | Provo, UT | SALT LAKE CITY UT | UT | 1047 | 5765 | Salt Lake City | UT | UTSALTLK.txt
| 810 | "Colorado" | CO | "Pueblo" | 8 | Pueblo | Pueblo, CO | PUEBLO CO | CO | 973 | 5413 | Pueblo | CO | COPUEBLO.txt
| 243 | "Virginia" | VA | "Pulaski" | 9 | Pulaski | Pulaski, VA | ROANOKE VA | VA | 1052 | 4360 | Roanoke | VA | VAROANOK.txt
| 111 | "New_York" | NY | "Queens" | 8 | Queens | Queens, NY | NEW YORK (LAGUARDIA AP) NY | NY | 1052 | 4910 | New York City | NY | NYNEWYOR.txt
| 623 | "Illinois" | IL | "Quincy" | 8 | Quincy | Quincy, IL | SPRINGFIELD IL | IL | 1141 | 5688 | Springfield | IL | ILSPRING.txt
| 534 | "Wisconsin" | WI | "Racine" | 8 | Racine | Racine, WI | MILWAUKEE WI | WI | 479 | 7324 | Milwaukee | WI | WIMILWAU.txt
| 275 | "North_Carolina" | NC | "Raleigh" | 9 | Raleigh | Raleigh, NC | RALEIGH NC | NC | 1417 | 3457 | Raleigh Durham | NC | NCRALEIG.txt
| 276 | "North_Carolina" | NC | "Raleigh" | 9 | Raleigh | Raleigh, NC | RALEIGH NC | NC | 1417 | 3457 | Raleigh Durham | NC | NCRALEIG.txt
| 577 | "South_Dakota" | SD | "Rapid City" | 12 | Rapid City | Rapid City, SD | RAPID CITY SD | SD | 611 | 7301 | Rapid City | SD | SDRAPCTY.txt
| 823 | "Wyoming" | WY | "Rawlins" | 9 | Rawlins | Rawlins, WY | CHEYENNE WY | WY | 285 | 7326 | Cheyenne | WY | WYCHEYEN.txt
| 195 | "Pennsylvania" | PA | "Reading" | 9 | Reading | Reading, PA | ALLENTOWN PA | PA | 773 | 5785 | Allentown | PA | PAALLENT.txt
| 196 | "Pennsylvania" | PA | "Reading" | 9 | Reading | Reading, PA | ALLENTOWN PA | PA | 773 | 5785 | Allentown | PA | PAALLENT.txt
| 077 | "New_Jersey" | NJ | "Red Bank" | 10 | Red Bank | Red Bank, NJ | NEWARK NJ | NJ | 1201 | 4888 | Newark | NJ | NJNEWARK.txt
| 960 | "California" | CA | "Redding" | 9 | Redding | Redding, CA | REDDING CA | CA | 1797 | 2855 | Sacramento | CA | CASACRAM.txt
| 894 | "Nevada" | NV | "Reno" | 6 | Reno | Reno, NV | RENO NV | NV | 508 | 5674 | Reno | NV | NVRENO.txt
| 895 | "Nevada" | NV | "Reno" | 6 | Reno | Reno, NV | RENO NV | NV | 508 | 5674 | Reno | NV | NVRENO.txt
| 896 | "Nevada" | NV | "Reno" | 6 | Reno | Reno, NV | RENO NV | NV | 508 | 5674 | Reno | NV | NVRENO.txt
| 545 | "Wisconsin" | WI | "Rhinelander" | 13 | Rhinelander | Rhinelander, WI | HOUGHTON LAKE MI | MI | 256 | 8218 | Green Bay | WI | WIGREBAY.txt
| 993 | "Washington" | WA | "Richland" | 10 | Richland | Richland, WA | PENDLETON OR | OR | 701 | 5294 | Yakima | WA | WAYAKIMA.txt
| 948 | "California" | CA | "Richmond" | 10 | Richmond | Richmond, CA | SAN FRANCISCO AP CA | CA | 145 | 3016 | San Jose | CA | CASANJOS.txt
| 230 | "Virginia" | VA | "Richmond" | 10 | Richmond | Richmond, VA | RICHMOND VA | VA | 1348 | 3963 | Richmond | VA | VARICHMO.txt
| 231 | "Virginia" | VA | "Richmond" | 10 | Richmond | Richmond, VA | RICHMOND VA | VA | 1348 | 3963 | Richmond | VA | VARICHMO.txt
| 232 | "Virginia" | VA | "Richmond" | 10 | Richmond | Richmond, VA | RICHMOND VA | VA | 1348 | 3963 | Richmond | VA | VARICHMO.txt
| 540 | "Wisconsin" | WI | "River Falls" | 13 | River Falls | River Falls, WI | MINNEAPOLIS-ST.PAUL MN | MN | 682 | 7981 | Minneapolis St. Paul | MN | MNMINPLS.txt
| 119 | "New_York" | NY | "Riverhead" | 11 | Riverhead | Riverhead, NY | BRIDGEPORT CT | CT | 724 | 5537 | Bridgeport | CT | CTBRIDGE.txt
| 925 | "California" | CA | "Riverside" | 11 | Riverside | Riverside, CA | LOS ANGELES C.O. CA | CA | 1537 | 1154 | Los Angeles | CA | CALOSANG.txt
| 825 | "Wyoming" | WY | "Riverton" | 10 | Riverton | Riverton, WY | LANDER WY | WY | 479 | 7889 | Casper | WY | WYCASPER.txt
| 240 | "Virginia" | VA | "Roanoke" | 9 | Roanoke | Roanoke, VA | ROANOKE VA | VA | 1052 | 4360 | Roanoke | VA | VAROANOK.txt
| 241 | "Virginia" | VA | "Roanoke" | 9 | Roanoke | Roanoke, VA | ROANOKE VA | VA | 1052 | 4360 | Roanoke | VA | VAROANOK.txt
| 559 | "Minnesota" | MN | "Rochester" | 11 | Rochester | Rochester, MN | ROCHESTER MN | MN | 472 | 8250 | Minneapolis St. Paul | MN | MNMINPLS.txt
| 144 | "New_York" | NY | "Rochester" | 11 | Rochester | Rochester, NY | BUFFALO NY | NY | 477 | 6747 | Buffalo | NY | NTBUFFAL.txt
| 145 | "New_York" | NY | "Rochester" | 11 | Rochester | Rochester, NY | BUFFALO NY | NY | 477 | 6747 | Buffalo | NY | NTBUFFAL.txt
| 146 | "New_York" | NY | "Rochester" | 11 | Rochester | Rochester, NY | ROCHESTER NY | NY | 425 | 6734 | Rochester | NY | NYROCHES.txt
| 612 | "Illinois" | IL | "Rock Island" | 13 | Rock Island | Rock Island, IL | MOLINE IL | IL | 911 | 6474 | Peoria | IL | ILPEORIA.txt
| 829 | "Wyoming" | WY | "Rock Springs" | 14 | Rock Springs | Rock Springs, WY | LANDER WY | WY | 479 | 7889 | Casper | WY | WYCASPER.txt
| 297 | "South_Carolina" | SC | "Rock_Hill" | 11 | Rock_Hill | Rock_Hill, SC | COLUMBIA SC | SC | 1966 | 2649 | Columbia | SC | SCCOLMBA.txt
| 610 | "Illinois" | IL | "Rockford" | 10 | Rockford | Rockford, IL | ROCKFORD IL | IL | 702 | 6969 | Rockford | IL | ILROCKFO.txt
| 611 | "Illinois" | IL | "Rockford" | 10 | Rockford | Rockford, IL | ROCKFORD IL | IL | 702 | 6969 | Rockford | IL | ILROCKFO.txt
| 048 | "Maine" | ME | "Rockland" | 10 | Rockland | Rockland, ME | PORTLAND ME | ME | 268 | 7378 | Portland | ME | MEPORTLA.txt
| 208 | "Maryland" | MD | "Rockville" | 11 | Rockville | Rockville, MD | BALTIMORE MD | MD | 1137 | 4707 | Baltimore | MD | MDBALTIM.txt
| 278 | "North_Carolina" | NC | "Rocky Mount" | 13 | Rocky Mount | Rocky Mount, NC | RALEIGH NC | NC | 1417 | 3457 | Raleigh Durham | NC | NCRALEIG.txt
| 654 | "Missouri" | MO | "Rolla" | 7 | Rolla | Rolla, MO | SPRINGFIELD MO | MO | 1320 | 4638 | Springfield | MO | MOSPRING.txt
| 655 | "Missouri" | MO | "Rolla" | 7 | Rolla | Rolla, MO | SPRINGFIELD MO | MO | 1320 | 4638 | Springfield | MO | MOSPRING.txt
| 882 | "New_Mexico" | NM | "Roswell" | 9 | Roswell | Roswell, NM | ROSWELL NM | NM | 1776 | 3267 | Lubbock | TX | TXLUBBOC.txt
| 480 | "Michigan" | MI | "Royal Oak" | 11 | Royal Oak | Royal Oak, MI | DETROIT MI | MI | 626 | 6569 | Detroit | MI | MIDETROI.txt
| 728 | "Arkansas" | AR | "Russellville" | 14 | Russellville | Russellville, AR | FORT SMITH AR | AR | 1894 | 3478 | Fort Smith | AR | ARFTSMIT.txt
| 422 | "Kentucky" | KY | "Russellville" | 14 | Russellville | Russellville, KY | LOUISVILLE KY | KY | 1288 | 4514 | Louisville | KY | KYLOUISV.txt
| 057 | "Vermont" | VT | "Rutland" | 9 | Rutland | Rutland, VT | ALBANY NY | NY | 507 | 6894 | Albany | NY | NYALBANY.txt
| 958 | "California" | CA | "Sacramento" | 12 | Sacramento | Sacramento, CA | SACRAMENTO CA | CA | 1237 | 2749 | Sacramento | CA | CASACRAM.txt
| 942 | "California" | CA | "Sacramento/Placerville" | 24 | Sacramento/Placerville | Sacramento/Placerville, CA | SAN FRANCISCO AP CA | CA | 145 | 3016 | Sacramento | CA | CASACRAM.txt
| 956 | "California" | CA | "Sacramento/Placerville" | 24 | Sacramento/Placerville | Sacramento/Placerville, CA | SACRAMENTO CA | CA | 1237 | 2749 | Sacramento | CA | CASACRAM.txt
| 486 | "Michigan" | MI | "Saginaw" | 9 | Saginaw | Saginaw, MI | LANSING MI | MI | 490 | 7101 | Lansing | MI | MILANSIN.txt
| 487 | "Michigan" | MI | "Saginaw" | 9 | Saginaw | Saginaw, MI | FLINT MI | MI | 483 | 6979 | Flint | MI | MIFLINT.txt
| 633 | "Missouri" | MO | "Saint Charles" | 15 | Saint Charles | Saint Charles, MO | ST. LOUIS MO | MO | 1534 | 4758 | St Louis | MO | MOSTLOUI.txt
| 563 | "Minnesota" | MN | "Saint Cloud" | 13 | Saint Cloud | Saint Cloud, MN | SAINT CLOUD MN | MN | 415 | 8928 | Minneapolis St. Paul | MN | MNMINPLS.txt
| 644 | "Missouri" | MO | "Saint Joseph" | 14 | Saint Joseph | Saint Joseph, MO | TOPEKA KS | KS | 1304 | 5265 | Topeka | KS | KSTOPEKA.txt
| 645 | "Missouri" | MO | "Saint Joseph" | 14 | Saint Joseph | Saint Joseph, MO | KANSAS CITY MO | MO | 1288 | 5393 | Kansas City | MO | MOKANCTY.txt
| 630 | "Missouri" | MO | "Saint Louis" | 13 | Saint Louis | Saint Louis, MO | ST. LOUIS MO | MO | 1534 | 4758 | St Louis | MO | MOSTLOUI.txt
| 631 | "Missouri" | MO | "Saint Louis" | 13 | Saint Louis | Saint Louis, MO | ST. LOUIS MO | MO | 1534 | 4758 | St Louis | MO | MOSTLOUI.txt
| 632 | "Missouri" | MO | "Saint Louis" | 13 | Saint Louis | Saint Louis, MO | ST. LOUIS MO | MO | 1534 | 4758 | St Louis | MO | MOSTLOUI.txt
| 550 | "Minnesota" | MN | "Saint Paul" | 12 | Saint Paul | Saint Paul, MN | MINNEAPOLIS-ST.PAUL MN | MN | 682 | 7981 | Minneapolis St. Paul | MN | MNMINPLS.txt
| 551 | "Minnesota" | MN | "Saint Paul" | 12 | Saint Paul | Saint Paul, MN | MINNEAPOLIS-ST.PAUL MN | MN | 682 | 7981 | Minneapolis St. Paul | MN | MNMINPLS.txt
| 973 | "Oregon" | OR | "Salem" | 7 | Salem | Salem, OR | SALEM OR | OR | 247 | 4927 | Salem | OR | ORSALEM.txt
| 812 | "Colorado" | CO | "Salida" | 8 | Salida | Salida, CO | ALAMOSA CO | CO | 62 | 8749 | Pueblo | CO | COPUEBLO.txt
| 674 | "Kansas" | KS | "Salina" | 8 | Salina | Salina, KS | TOPEKA KS | KS | 1304 | 5265 | Topeka | KS | KSTOPEKA.txt
| 218 | "Maryland" | MD | "Salisbury" | 11 | Salisbury | Salisbury, MD | WALLOPS ISLAND VA | VA | 1096 | 4261 | Richmond | VA | VARICHMO.txt
| 841 | "Utah" | UT | "Salt Lake City" | 16 | Salt Lake City | Salt Lake City, UT | SALT LAKE CITY UT | UT | 1047 | 5765 | Salt Lake City | UT | UTSALTLK.txt
| 840 | "Utah" | UT | "Salt Lake City/Heber City" | 27 | Salt Lake City/Heber City | Salt Lake City/Heber City, UT | SALT LAKE CITY UT | UT | 1047 | 5765 | Salt Lake City | UT | UTSALTLK.txt
| 769 | "Texas" | TX | "San Angelo" | 12 | San Angelo | San Angelo, TX | SAN ANGELO TX | TX | 2400 | 2414 | San Angelo | TX | TXSANANG.txt
| 781 | "Texas" | TX | "San Antonio" | 13 | San Antonio | San Antonio, TX | AUSTIN TX | TX | 3016 | 1688 | San Antonio | TX | TXSANANT.txt
| 782 | "Texas" | TX | "San Antonio" | 13 | San Antonio | San Antonio, TX | SAN ANTONIO TX | TX | 2996 | 1644 | San Antonio | TX | TXSANANT.txt
| 923 | "California" | CA | "San Bern./Victorville/Redlands" | 32 | San Bern./Victorville/Redlands | San Bern./Victorville/Redlands, CA | LAS VEGAS NV | NV | 3201 | 2407 | Las Vegas | NV | NVLASVEG.txt
| 924 | "California" | CA | "San Bernardino" | 16 | San Bernardino | San Bernardino, CA | LOS ANGELES C.O. CA | CA | 1537 | 1154 | Los Angeles | CA | CALOSANG.txt
| 919 | "California" | CA | "San Diego" | 11 | San Diego | San Diego, CA | SAN DIEGO CA | CA | 984 | 1256 | San Diego | CA | CASANDIE.txt
| 920 | "California" | CA | "San Diego" | 11 | San Diego | San Diego, CA | LONG BEACH CA | CA | 1201 | 1430 | San Diego | CA | CASANDIE.txt
| 921 | "California" | CA | "San Diego" | 11 | San Diego | San Diego, CA | SAN DIEGO CA | CA | 984 | 1256 | San Diego | CA | CASANDIE.txt
| 941 | "California" | CA | "San Francisco" | 15 | San Francisco | San Francisco, CA | SAN FRANCISCO C.O. CA | CA | 65 | 3005 | San Francisco | CA | CASANFRA.txt
| 951 | "California" | CA | "San Jose" | 10 | San Jose | San Jose, CA | SAN FRANCISCO AP CA | CA | 145 | 3016 | San Jose | CA | CASANJOS.txt
| 009 | "Puerto_Rico" | PR | "San Juan" | 10 | San Juan | San Juan, PR | SAN JUAN PR | PR | 5558 | 0 | San Juan Puerto Rico | PR | XXSANJUA.txt
| 934 | "California" | CA | "San Luis Obispo" | 17 | San Luis Obispo | San Luis Obispo, CA | SANTA MARIA CA | CA | 169 | 2984 | Fresno | CA | CAFRESNO.txt
| 944 | "California" | CA | "San Mateo" | 11 | San Mateo | San Mateo, CA | SAN FRANCISCO AP CA | CA | 145 | 3016 | San Jose | CA | CASANJOS.txt
| 907 | "California" | CA | "San Pedro" | 11 | San Pedro | San Pedro, CA | LONG BEACH CA | CA | 1201 | 1430 | Los Angeles | CA | CALOSANG.txt
| 949 | "California" | CA | "San Rafael" | 12 | San Rafael | San Rafael, CA | SAN FRANCISCO AP CA | CA | 145 | 3016 | San Jose | CA | CASANJOS.txt
| 926 | "California" | CA | "Santa Ana" | 11 | Santa Ana | Santa Ana, CA | LONG BEACH CA | CA | 1201 | 1430 | Los Angeles | CA | CALOSANG.txt
| 927 | "California" | CA | "Santa Ana" | 11 | Santa Ana | Santa Ana, CA | LONG BEACH CA | CA | 1201 | 1430 | Los Angeles | CA | CALOSANG.txt
| 931 | "California" | CA | "Santa Barbara" | 15 | Santa Barbara | Santa Barbara, CA | SANTA BARBARA CA | CA | 289 | 2438 | Los Angeles | CA | CALOSANG.txt
| 875 | "New_Mexico" | NM | "Santa Fe" | 10 | Santa Fe | Santa Fe, NM | ALBUQUERQUE NM | NM | 1244 | 4425 | Santa Fe | NM | NMSANTAF.txt
| 904 | "California" | CA | "Santa Monica" | 14 | Santa Monica | Santa Monica, CA | LOS ANGELES AP CA | CA | 727 | 1458 | Los Angeles | CA | CALOSANG.txt
| 954 | "California" | CA | "Santa Rosa" | 12 | Santa Rosa | Santa Rosa, CA | SACRAMENTO CA | CA | 1237 | 2749 | Sacramento | CA | CASACRAM.txt
| 313 | "Georgia" | GA | "Savannah" | 10 | Savannah | Savannah, GA | SAVANNAH GA | GA | 2365 | 1847 | Savannah | GA | GASAVANN.txt
| 314 | "Georgia" | GA | "Savannah" | 10 | Savannah | Savannah, GA | SAVANNAH GA | GA | 2365 | 1847 | Savannah | GA | GASAVANN.txt
| 123 | "New_York" | NY | "Schenectady" | 13 | Schenectady | Schenectady, NY | ALBANY NY | NY | 507 | 6894 | Albany | NY | NYALBANY.txt
| 184 | "Pennsylvania" | PA | "Scranton" | 10 | Scranton | Scranton, PA | AVOCA PA | PA | 539 | 6291 | Wilkes-Barre | PA | PAWILKES.txt
| 185 | "Pennsylvania" | PA | "Scranton" | 10 | Scranton | Scranton, PA | AVOCA PA | PA | 539 | 6291 | Wilkes-Barre | PA | PAWILKES.txt
| 980 | "Washington" | WA | "Seattle" | 9 | Seattle | Seattle, WA | SEATTLE C.O. WA | WA | 167 | 4611 | Seattle | WA | WASEATTL.txt
| 981 | "Washington" | WA | "Seattle" | 9 | Seattle | Seattle, WA | SEATTLE C.O. WA | WA | 167 | 4611 | Seattle | WA | WASEATTL.txt
| 653 | "Missouri" | MO | "Sedalia" | 9 | Sedalia | Sedalia, MO | COLUMBIA MO | MO | 1189 | 5212 | St Louis | MO | MOSTLOUI.txt
| 367 | "Alabama" | AL | "Selma" | 7 | Selma | Selma, AL | MONTGOMERY AL | AL | 2212 | 2224 | Montgomery | AL | ALMONTGO.txt
| 748 | "Oklahoma" | OK | "Shawnee" | 9 | Shawnee | Shawnee, OK | WICHITA FALLS TX | TX | 2340 | 3042 | Wichita Falls | TX | TXWICHFA.txt
| 662 | "Kansas" | KS | "Shawnee/Mission" | 17 | Shawnee/Mission | Shawnee/Mission, KS | KANSAS CITY MO | MO | 1288 | 5393 | Kansas City | MO | MOKANCTY.txt
| 512 | "Iowa" | IA | "Sheldon" | 9 | Sheldon | Sheldon, IA | SIOUX FALLS SD | SD | 744 | 7809 | Sioux Falls | SD | SDSIOFAL.txt
| 516 | "Iowa" | IA | "Shenandoah" | 12 | Shenandoah | Shenandoah, IA | OMAHA (NORTH) NE | NE | 1037 | 6413 | Omaha | NE | NEOMAHA.txt
| 828 | "Wyoming" | WY | "Sheridan" | 10 | Sheridan | Sheridan, WY | SHERIDAN WY | WY | 439 | 7804 | Casper | WY | WYCASPER.txt
| 859 | "Arizona" | AZ | "Show Low" | 10 | Show Low | Show Low, AZ | ALBUQUERQUE NM | NM | 1244 | 4425 | Albuquerque | NM | NMALBUQU.txt
| 710 | "Louisiana" | LA | "Shreveport" | 12 | Shreveport | Shreveport, LA | SHREVEPORT LA | LA | 2368 | 2264 | Shreveport | LA | LASHREVE.txt
| 711 | "Louisiana" | LA | "Shreveport" | 12 | Shreveport | Shreveport, LA | SHREVEPORT LA | LA | 2368 | 2264 | Shreveport | LA | LASHREVE.txt
| 856 | "Arizona" | AZ | "Sierra Vista/Nogales" | 22 | Sierra Vista/Nogales | Sierra Vista/Nogales, AZ | TUCSON AZ | AZ | 2954 | 1678 | Tucson | AZ | AZTUCSON.txt
| 638 | "Missouri" | MO | "Sikeston" | 10 | Sikeston | Sikeston, MO | EVANSVILLE IN | IN | 1376 | 4708 | Evansville | IN | INEVANSV.txt
| 209 | "Maryland" | MD | "Silver Spring" | 15 | Silver Spring | Silver Spring, MD | WASHINGTON NAT'L AP DC | DC | 1549 | 4047 | Washington | MD | MDWASHDC.txt
| 510 | "Iowa" | IA | "Sioux City" | 12 | Sioux City | Sioux City, IA | SIOUX CITY IA | IA | 907 | 6893 | Sioux City | IA | IASIOCTY.txt
| 511 | "Iowa" | IA | "Sioux City" | 12 | Sioux City | Sioux City, IA | SIOUX CITY IA | IA | 907 | 6893 | Sioux City | IA | IASIOCTY.txt
| 570 | "South_Dakota" | SD | "Sioux Falls" | 13 | Sioux Falls | Sioux Falls, SD | SIOUX FALLS SD | SD | 744 | 7809 | Sioux Falls | SD | SDSIOFAL.txt
| 571 | "South_Dakota" | SD | "Sioux Falls" | 13 | Sioux Falls | Sioux Falls, SD | SIOUX FALLS SD | SD | 744 | 7809 | Sioux Falls | SD | SDSIOFAL.txt
| 940 | "California" | CA | "So. San Francisco" | 19 | So. San Francisco | So. San Francisco, CA | SAN FRANCISCO C.O. CA | CA | 65 | 3005 | San Francisco | CA | CASANFRA.txt
| 878 | "New_Mexico" | NM | "Socorro" | 9 | Socorro | Socorro, NM | ALBUQUERQUE NM | NM | 1244 | 4425 | Albuquerque | NM | NMALBUQU.txt
| 425 | "Kentucky" | KY | "Somerset" | 10 | Somerset | Somerset, KY | LEXINGTON KY | KY | 1140 | 4783 | Lexington | KY | KYLEXING.txt
| 426 | "Kentucky" | KY | "Somerset" | 10 | Somerset | Somerset, KY | LEXINGTON KY | KY | 1140 | 4783 | Lexington | KY | KYLEXING.txt
| 155 | "Pennsylvania" | PA | "Somerset" | 10 | Somerset | Somerset, PA | PITTSBURGH PA | PA | 654 | 5968 | Pittsburgh | PA | PAPITTSB.txt
| 465 | "Indiana" | IN | "South Bend" | 12 | South Bend | South Bend, IN | FORT WAYNE IN | IN | 824 | 6273 | South Bend | IN | INSOBEND.txt
| 466 | "Indiana" | IN | "South Bend" | 12 | South Bend | South Bend, IN | SOUTH BEND IN | IN | 728 | 6331 | South Bend | IN | INSOBEND.txt
| 604 | "Illinois" | IL | "South Chicago Sub." | 20 | South Chicago Sub. | South Chicago Sub., IL | CHICAGO IL | IL | 752 | 6536 | Chicago | IL | ILCHICAG.txt
| 605 | "Illinois" | IL | "South Chicago Sub." | 20 | South Chicago Sub. | South Chicago Sub., IL | CHICAGO IL | IL | 752 | 6536 | Chicago | IL | ILCHICAG.txt
| 082 | "New_Jersey" | NJ | "South Jersey" | 14 | South Jersey | South Jersey, NJ | ATLANTIC CITY AP NJ | NJ | 826 | 5169 | Atlantic City | NJ | NJATLCTY.txt
| 083 | "New_Jersey" | NJ | "South Jersey" | 14 | South Jersey | South Jersey, NJ | WILMINGTON DE | DE | 1046 | 4937 | Wilmington | DE | DEWILMIN.txt
| 845 | "Utah" | UT | "Southeast Utah/Green River" | 28 | Southeast Utah/Green River | Southeast Utah/Green River, UT | GRAND JUNCTION CO | CO | 1183 | 5548 | Grand Junction | CO | COGRNDJU.txt
| 193 | "Pennsylvania" | PA | "Southeastern" | 14 | Southeastern | Southeastern, PA | WILMINGTON DE | DE | 1046 | 4937 | Wilmington | DE | DEWILMIN.txt
| 194 | "Pennsylvania" | PA | "Southeastern" | 14 | Southeastern | Southeastern, PA | WILMINGTON DE | DE | 1046 | 4937 | Wilmington | DE | DEWILMIN.txt
| 847 | "Utah" | UT | "Southwest Utah/Cedar City" | 27 | Southwest Utah/Cedar City | Southwest Utah/Cedar City, UT | MILFORD UT | UT | 647 | 6511 | Grand Junction | CO | COGRNDJU.txt
| 293 | "South_Carolina" | SC | "Spartanburg" | 13 | Spartanburg | Spartanburg, SC | GREENVILLE-SPARTANBURG AP SC | SC | 1473 | 3272 | Charlotte | NC | NCCHARLO.txt
| 513 | "Iowa" | IA | "Spencer" | 9 | Spencer | Spencer, IA | SIOUX FALLS SD | SD | 744 | 7809 | Sioux Falls | SD | SDSIOFAL.txt
| 990 | "Washington" | WA | "Spokane" | 9 | Spokane | Spokane, WA | SPOKANE WA | WA | 398 | 6842 | Spokane | WA | WASPOKAN.txt
| 991 | "Washington" | WA | "Spokane" | 9 | Spokane | Spokane, WA | SPOKANE WA | WA | 398 | 6842 | Spokane | WA | WASPOKAN.txt
| 992 | "Washington" | WA | "Spokane" | 9 | Spokane | Spokane, WA | SPOKANE WA | WA | 398 | 6842 | Spokane | WA | WASPOKAN.txt
| 548 | "Wisconsin" | WI | "Spooner" | 9 | Spooner | Spooner, WI | SAINT CLOUD MN | MN | 415 | 8928 | Madison | WI | WIMADISO.txt
| 625 | "Illinois" | IL | "Springfield" | 13 | Springfield | Springfield, IL | SPRINGFIELD IL | IL | 1141 | 5688 | Springfield | IL | ILSPRING.txt
| 626 | "Illinois" | IL | "Springfield" | 13 | Springfield | Springfield, IL | SPRINGFIELD IL | IL | 1141 | 5688 | Springfield | IL | ILSPRING.txt
| 627 | "Illinois" | IL | "Springfield" | 13 | Springfield | Springfield, IL | SPRINGFIELD IL | IL | 1141 | 5688 | Springfield | IL | ILSPRING.txt
| 010 | "Massachusetts" | MA | "Springfield" | 13 | Springfield | Springfield, MA | WORCESTER MA | MA | 333 | 6979 | Hartford-Springfield | CT | CTHARTFO.txt
| 011 | "Massachusetts" | MA | "Springfield" | 13 | Springfield | Springfield, MA | HARTFORD CT | CT | 677 | 6151 | Hartford-Springfield | CT | CTHARTFO.txt
| 656 | "Missouri" | MO | "Springfield" | 13 | Springfield | Springfield, MO | SPRINGFIELD MO | MO | 1320 | 4638 | Springfield | MO | MOSPRING.txt
| 657 | "Missouri" | MO | "Springfield" | 13 | Springfield | Springfield, MO | SPRINGFIELD MO | MO | 1320 | 4638 | Springfield | MO | MOSPRING.txt
| 658 | "Missouri" | MO | "Springfield" | 13 | Springfield | Springfield, MO | SPRINGFIELD MO | MO | 1320 | 4638 | Springfield | MO | MOSPRING.txt
| 455 | "Ohio" | OH | "Springfield" | 13 | Springfield | Springfield, OH | DAYTON OH | OH | 886 | 5708 | Dayton | OH | OHDAYTON.txt
| 058 | "Vermont" | VT | "St. Johnsbury" | 15 | St. Johnsbury | St. Johnsbury, VT | BURLINGTON VT | VT | 388 | 7771 | Burlington | VT | VTBURLIN.txt
| 337 | "Florida" | FL | "St. Petersburg" | 16 | St. Petersburg | St. Petersburg, FL | TAMPA FL | FL | 3427 | 725 | Tampa St. Petersburg | FL | FLTAMPA.txt
| 068 | "Connecticut" | CT | "Stamford" | 10 | Stamford | Stamford, CT | BRIDGEPORT CT | CT | 724 | 5537 | Bridgeport | CT | CTBRIDGE.txt
| 069 | "Connecticut" | CT | "Stamford" | 10 | Stamford | Stamford, CT | BRIDGEPORT CT | CT | 724 | 5537 | Bridgeport | CT | CTBRIDGE.txt
| 168 | "Pennsylvania" | PA | "State College" | 15 | State College | State College, PA | WILLIAMSPORT PA | PA | 622 | 6087 | Harrisburg | PA | PAHARRIS.txt
| 103 | "New_York" | NY | "Staten Island" | 15 | Staten Island | Staten Island, NY | NEW YORK (LAGUARDIA AP) NY | NY | 1052 | 4910 | New York City | NY | NYNEWYOR.txt
| 244 | "Virginia" | VA | "Staunton" | 10 | Staunton | Staunton, VA | ROANOKE VA | VA | 1052 | 4360 | Roanoke | VA | VAROANOK.txt
| 764 | "Texas" | TX | "Stephenville" | 14 | Stephenville | Stephenville, TX | ABILENE TX | TX | 2451 | 2584 | Abilene | TX | TXABILEN.txt
| 952 | "California" | CA | "Stockton" | 10 | Stockton | Stockton, CA | STOCKTON CA | CA | 1470 | 2707 | Sacramento | CA | CASACRAM.txt
| 183 | "Pennsylvania" | PA | "Stroudsburg" | 13 | Stroudsburg | Stroudsburg, PA | ALLENTOWN PA | PA | 773 | 5785 | Allentown | PA | PAALLENT.txt
| 439 | "Ohio" | OH | "Stuebenville" | 14 | Stuebenville | Stuebenville, OH | PITTSBURGH PA | PA | 654 | 5968 | Pittsburgh | PA | PAPITTSB.txt
| 109 | "New_York" | NY | "Suffern" | 9 | Suffern | Suffern, NY | BRIDGEPORT CT | CT | 724 | 5537 | Bridgeport | CT | CTBRIDGE.txt
| 079 | "New_Jersey" | NJ | "Summit" | 8 | Summit | Summit, NJ | NEWARK NJ | NJ | 1201 | 4888 | Newark | NJ | NJNEWARK.txt
| 178 | "Pennsylvania" | PA | "Sunbury" | 9 | Sunbury | Sunbury, PA | WILLIAMSPORT PA | PA | 622 | 6087 | Harrisburg | PA | PAHARRIS.txt
| 961 | "California" | CA | "Susanville" | 12 | Susanville | Susanville, CA | WINNEMUCCA NV | NV | 538 | 6315 | Sacramento | CA | CASACRAM.txt
| 304 | "Georgia" | GA | "Swainsboro" | 12 | Swainsboro | Swainsboro, GA | SAVANNAH GA | GA | 2365 | 1847 | Savannah | GA | GASAVANN.txt
| 130 | "New_York" | NY | "Syracuse" | 10 | Syracuse | Syracuse, NY | SYRACUSE NY | NY | 438 | 6834 | Syracuse | NY | NYSYRACU.txt
| 131 | "New_York" | NY | "Syracuse" | 10 | Syracuse | Syracuse, NY | ROCHESTER NY | NY | 425 | 6734 | Syracuse | NY | NYSYRACU.txt
| 132 | "New_York" | NY | "Syracuse" | 10 | Syracuse | Syracuse, NY | SYRACUSE NY | NY | 438 | 6834 | Syracuse | NY | NYSYRACU.txt
| 983 | "Washington" | WA | "Tacoma" | 8 | Tacoma | Tacoma, WA | SEATTLE SEA-TAC AP WA | WA | 190 | 4908 | Seattle | WA | WASEATTL.txt
| 984 | "Washington" | WA | "Tacoma" | 8 | Tacoma | Tacoma, WA | SEATTLE SEA-TAC AP WA | WA | 190 | 4908 | Seattle | WA | WASEATTL.txt
| 323 | "Florida" | FL | "Tallahassee" | 13 | Tallahassee | Tallahassee, FL | TALLAHASSEE FL | FL | 2518 | 1705 | Tallahassee | FL | FLTALLAH.txt
| 335 | "Florida" | FL | "Tampa" | 7 | Tampa | Tampa, FL | TAMPA FL | FL | 3427 | 725 | Tampa St. Petersburg | FL | FLTAMPA.txt
| 336 | "Florida" | FL | "Tampa" | 7 | Tampa | Tampa, FL | TAMPA FL | FL | 3427 | 725 | Tampa St. Petersburg | FL | FLTAMPA.txt
| 246 | "Virginia" | VA | "Tazewell" | 10 | Tazewell | Tazewell, VA | ROANOKE VA | VA | 1052 | 4360 | Roanoke | VA | VAROANOK.txt
| 765 | "Texas" | TX | "Temple" | 8 | Temple | Temple, TX | WACO TX | TX | 2816 | 2179 | Waco | TX | TXWACO.txt
| 478 | "Indiana" | IN | "Terre Haute" | 13 | Terre Haute | Terre Haute, IN | INDIANAPOLIS IN | IN | 1014 | 5615 | Indianapolis | IN | ININDIAN.txt
| 755 | "Texas" | TX | "Texarkana" | 11 | Texarkana | Texarkana, TX | SHREVEPORT LA | LA | 2368 | 2264 | Shreveport | LA | LASHREVE.txt
| 703 | "Louisiana" | LA | "Thibodaux" | 11 | Thibodaux | Thibodaux, LA | NEW ORLEANS LA | LA | 2655 | 1513 | New Orleans | LA | LANEWORL.txt
| 567 | "Minnesota" | MN | "Thief River Falls" | 19 | Thief River Falls | Thief River Falls, MN | FARGO ND | ND | 537 | 9254 | Fargo | ND | NDFARGO.txt
| 327 | "Florida" | FL | "Titusville" | 12 | Titusville | Titusville, FL | DAYTONA BEACH FL | FL | 2919 | 909 | Daytona Beach | FL | FLDAYTNA.txt
| 436 | "Ohio" | OH | "Toledo" | 8 | Toledo | Toledo, OH | TOLEDO OH | OH | 610 | 6579 | Toledo | OH | OHTOLEDO.txt
| 890 | "Nevada" | NV | "Tonopah" | 9 | Tonopah | Tonopah, NV | MILFORD UT | UT | 647 | 6511 | Las Vegas | NV | NVLASVEG.txt
| 664 | "Kansas" | KS | "Topeka" | 8 | Topeka | Topeka, KS | TOPEKA KS | KS | 1304 | 5265 | Topeka | KS | KSTOPEKA.txt
| 665 | "Kansas" | KS | "Topeka" | 8 | Topeka | Topeka, KS | TOPEKA KS | KS | 1304 | 5265 | Topeka | KS | KSTOPEKA.txt
| 666 | "Kansas" | KS | "Topeka" | 8 | Topeka | Topeka, KS | TOPEKA KS | KS | 1304 | 5265 | Topeka | KS | KSTOPEKA.txt
| 905 | "California" | CA | "Torrance" | 10 | Torrance | Torrance, CA | LONG BEACH CA | CA | 1201 | 1430 | Los Angeles | CA | CALOSANG.txt
| 496 | "Michigan" | MI | "Traverse City" | 15 | Traverse City | Traverse City, MI | ALPENA MI | MI | 231 | 8284 | Sault Ste Marie | MI | MISTEMAR.txt
| 085 | "New_Jersey" | NJ | "Trenton" | 9 | Trenton | Trenton, NJ | NEWARK NJ | NJ | 1201 | 4888 | Newark | NJ | NJNEWARK.txt
| 086 | "New_Jersey" | NJ | "Trenton" | 9 | Trenton | Trenton, NJ | NEWARK NJ | NJ | 1201 | 4888 | Newark | NJ | NJNEWARK.txt
| 879 | "New_Mexico" | NM | "Truth or Conseq." | 18 | Truth or Conseq. | Truth or Conseq., NM | EL PASO TX | TX | 2094 | 2708 | El Paso | TX | TXELPASO.txt
| 857 | "Arizona" | AZ | "Tucson" | 8 | Tucson | Tucson, AZ | TUCSON AZ | AZ | 2954 | 1678 | Tucson | AZ | AZTUCSON.txt
| 884 | "New_Mexico" | NM | "Tucumcari" | 11 | Tucumcari | Tucumcari, NM | CLAYTON NM | NM | 772 | 5064 | Amarillo | TX | TXAMARIL.txt
| 740 | "Oklahoma" | OK | "Tulsa" | 7 | Tulsa | Tulsa, OK | OKLAHOMA CITY OK | OK | 1859 | 3659 | Tulsa | OK | OKTULSA.txt
| 741 | "Oklahoma" | OK | "Tulsa" | 7 | Tulsa | Tulsa, OK | TULSA OK | OK | 2017 | 3691 | Tulsa | OK | OKTULSA.txt
| 388 | "Mississippi" | MS | "Tupelo" | 8 | Tupelo | Tupelo, MS | TUPELO MS | MS | 1908 | 3079 | Tupelo | MS | MSTUPELO.txt
| 354 | "Alabama" | AL | "Tuscaloosa" | 12 | Tuscaloosa | Tuscaloosa, AL | MERIDIAN MS | MS | 2138 | 2444 | Birmingham | AL | ALBIRMIN.txt
| 833 | "Idaho" | ID | "Twin Falls" | 12 | Twin Falls | Twin Falls, ID | POCATELLO ID | ID | 421 | 7180 | Pocatello | ID | IDPOCATE.txt
| 757 | "Texas" | TX | "Tyler" | 7 | Tyler | Tyler, TX | DALLAS-FORT WORTH TX | TX | 2603 | 2407 | Dallas Ft Worth | TX | TXDALLAS.txt
| 154 | "Pennsylvania" | PA | "Uniontown" | 11 | Uniontown | Uniontown, PA | PITTSBURGH PA | PA | 654 | 5968 | Pittsburgh | PA | PAPITTSB.txt
| 133 | "New_York" | NY | "Utica" | 7 | Utica | Utica, NY | BINGHAMTON NY | NY | 337 | 7273 | Wilkes-Barre | PA | PAWILKES.txt
| 134 | "New_York" | NY | "Utica" | 7 | Utica | Utica, NY | BINGHAMTON NY | NY | 337 | 7273 | Wilkes-Barre | PA | PAWILKES.txt
| 135 | "New_York" | NY | "Utica" | 7 | Utica | Utica, NY | SYRACUSE NY | NY | 438 | 6834 | Syracuse | NY | NYSYRACU.txt
| 788 | "Texas" | TX | "Uvalde" | 8 | Uvalde | Uvalde, TX | DEL RIO TX | TX | 3142 | 1506 | San Antonio | TX | TXSANANT.txt
| 316 | "Georgia" | GA | "Valdosta" | 10 | Valdosta | Valdosta, GA | TALLAHASSEE FL | FL | 2518 | 1705 | Tallahassee | FL | FLTALLAH.txt
| 692 | "Nebraska" | NE | "Valentine" | 11 | Valentine | Valentine, NE | VALENTINE NE | NE | 752 | 7282 | North Platte | NE | NENPLATT.txt
| 913 | "California" | CA | "Van Nuys" | 10 | Van Nuys | Van Nuys, CA | BAKERSFIELD CA | CA | 2365 | 2182 | Los Angeles | CA | CALOSANG.txt
| 914 | "California" | CA | "Van Nuys" | 10 | Van Nuys | Van Nuys, CA | LOS ANGELES C.O. CA | CA | 1537 | 1154 | Los Angeles | CA | CALOSANG.txt
| 986 | "Washington" | WA | "Vancouver" | 11 | Vancouver | Vancouver, WA | PORTLAND OR | OR | 371 | 4522 | Portland | OR | ORPORTLA.txt
| 930 | "California" | CA | "Ventura/Oxnard" | 16 | Ventura/Oxnard | Ventura/Oxnard, CA | BAKERSFIELD CA | CA | 2365 | 2182 | Los Angeles | CA | CALOSANG.txt
| 779 | "Texas" | TX | "Victoria" | 10 | Victoria | Victoria, TX | VICTORIA TX | TX | 3118 | 1296 | Corpus Christi | TX | TXCORPUS.txt
| 743 | "Oklahoma" | OK | "Vinita" | 8 | Vinita | Vinita, OK | TULSA OK | OK | 2017 | 3691 | Tulsa | OK | OKTULSA.txt
| 766 | "Texas" | TX | "Waco" | 6 | Waco | Waco, TX | WACO TX | TX | 2816 | 2179 | Waco | TX | TXWACO.txt
| 767 | "Texas" | TX | "Waco" | 6 | Waco | Waco, TX | WACO TX | TX | 2816 | 2179 | Waco | TX | TXWACO.txt
| 206 | "Maryland" | MD | "Waldorf" | 9 | Waldorf | Waldorf, MD | WASHINGTON NAT'L AP DC | DC | 1549 | 4047 | Washington | MD | MDWASHDC.txt
| 200 | "DC" | DC | "Washington" | 12 | Washington | Washington, DC | WASHINGTON NAT'L AP DC | DC | 1549 | 4047 | Washington | MD | MDWASHDC.txt
| 201 | "DC" | DC | "Washington" | 12 | Washington | Washington, DC | WASHINGTON NAT'L AP DC | DC | 1549 | 4047 | Washington | MD | MDWASHDC.txt
| 202 | "DC" | DC | "Washington" | 12 | Washington | Washington, DC | WASHINGTON NAT'L AP DC | DC | 1549 | 4047 | Washington | MD | MDWASHDC.txt
| 203 | "DC" | DC | "Washington" | 12 | Washington | Washington, DC | WASHINGTON NAT'L AP DC | DC | 1549 | 4047 | Washington | MD | MDWASHDC.txt
| 204 | "DC" | DC | "Washington" | 12 | Washington | Washington, DC | WASHINGTON NAT'L AP DC | DC | 1549 | 4047 | Washington | MD | MDWASHDC.txt
| 205 | "DC" | DC | "Washington" | 12 | Washington | Washington, DC | WASHINGTON NAT'L AP DC | DC | 1549 | 4047 | Washington | MD | MDWASHDC.txt
| 475 | "Indiana" | IN | "Washington" | 12 | Washington | Washington, IN | EVANSVILLE IN | IN | 1376 | 4708 | Evansville | IN | INEVANSV.txt
| 153 | "Pennsylvania" | PA | "Washington" | 12 | Washington | Washington, PA | PITTSBURGH PA | PA | 654 | 5968 | Pittsburgh | PA | PAPITTSB.txt
| 067 | "Connecticut" | CT | "Waterbury" | 11 | Waterbury | Waterbury, CT | HARTFORD CT | CT | 677 | 6151 | Hartford-Springfield | CT | CTHARTFO.txt
| 506 | "Iowa" | IA | "Waterloo" | 10 | Waterloo | Waterloo, IA | WATERLOO IA | IA | 702 | 7406 | Des Moines | IA | IADESMOI.txt
| 507 | "Iowa" | IA | "Waterloo" | 10 | Waterloo | Waterloo, IA | WATERLOO IA | IA | 702 | 7406 | Des Moines | IA | IADESMOI.txt
| 136 | "New_York" | NY | "Watertown" | 11 | Watertown | Watertown, NY | SYRACUSE NY | NY | 438 | 6834 | Syracuse | NY | NYSYRACU.txt
| 572 | "South_Dakota" | SD | "Watertown" | 11 | Watertown | Watertown, SD | FARGO ND | ND | 537 | 9254 | Fargo | ND | NDFARGO.txt
| 049 | "Maine" | ME | "Waterville" | 12 | Waterville | Waterville, ME | PORTLAND ME | ME | 268 | 7378 | Portland | ME | MEPORTLA.txt
| 544 | "Wisconsin" | WI | "Wausau" | 8 | Wausau | Wausau, WI | GREEN BAY WI | WI | 381 | 8089 | Green Bay | WI | WIGREBAY.txt
| 315 | "Georgia" | GA | "Waycross" | 10 | Waycross | Waycross, GA | SAVANNAH GA | GA | 2365 | 1847 | Savannah | GA | GASAVANN.txt
| 248 | "West_Virginia" | WV | "Welch" | 7 | Welch | Welch, WV | CHARLESTON WV | WV | 1031 | 4646 | Charleston | WV | WVCHARLE.txt
| 169 | "Pennsylvania" | PA | "Wellsboro" | 11 | Wellsboro | Wellsboro, PA | BINGHAMTON NY | NY | 337 | 7273 | Wilkes-Barre | PA | PAWILKES.txt
| 988 | "Washington" | WA | "Wenatchee" | 11 | Wenatchee | Wenatchee, WA | YAKIMA WA | WA | 458 | 5967 | Yakima | WA | WAYAKIMA.txt
| 723 | "Arkansas" | AR | "West Memphis" | 14 | West Memphis | West Memphis, AR | NORTH LITTLE ROCK AR | AR | 1916 | 3228 | Little Rock | AR | ARLIROCK.txt
| 334 | "Florida" | FL | "West Palm Beach" | 17 | West Palm Beach | West Palm Beach, FL | WEST PALM BEACH FL | FL | 3891 | 323 | West Palm Beach | FL | FLWPALMB.txt
| 105 | "New_York" | NY | "Westchester" | 13 | Westchester | Westchester, NY | BRIDGEPORT CT | CT | 724 | 5537 | Bridgeport | CT | CTBRIDGE.txt
| 822 | "Wyoming" | WY | "Wheatland" | 11 | Wheatland | Wheatland, WY | SCOTTSBLUFF NE | NE | 713 | 6729 | Cheyenne | WY | WYCHEYEN.txt
| 260 | "West_Virginia" | WV | "Wheeling" | 10 | Wheeling | Wheeling, WV | PITTSBURGH PA | PA | 654 | 5968 | Pittsburgh | PA | PAPITTSB.txt
| 106 | "New_York" | NY | "White Plains" | 14 | White Plains | White Plains, NY | BRIDGEPORT CT | CT | 724 | 5537 | Bridgeport | CT | CTBRIDGE.txt
| 050 | "Vermont" | VT | "White River Junction" | 22 | White River Junction | White River Junction, VT | BURLINGTON VT | VT | 388 | 7771 | Burlington | VT | VTBURLIN.txt
| 906 | "California" | CA | "Whittier" | 10 | Whittier | Whittier, CA | LONG BEACH CA | CA | 1201 | 1430 | Los Angeles | CA | CALOSANG.txt
| 763 | "Texas" | TX | "Wichita Falls" | 15 | Wichita Falls | Wichita Falls, TX | WICHITA FALLS TX | TX | 2340 | 3042 | Wichita Falls | TX | TXWICHFA.txt
| 670 | "Kansas" | KS | "Wichita" | 9 | Wichita | Wichita, KS | WICHITA KS | KS | 1628 | 4791 | Wichita | KS | KSWICHIT.txt
| 671 | "Kansas" | KS | "Wichita" | 9 | Wichita | Wichita, KS | WICHITA KS | KS | 1628 | 4791 | Wichita | KS | KSWICHIT.txt
| 672 | "Kansas" | KS | "Wichita" | 9 | Wichita | Wichita, KS | WICHITA KS | KS | 1628 | 4791 | Wichita | KS | KSWICHIT.txt
| 186 | "Pennsylvania" | PA | "Wilkes-Barre" | 14 | Wilkes-Barre | Wilkes-Barre, PA | AVOCA PA | PA | 539 | 6291 | Wilkes-Barre | PA | PAWILKES.txt
| 187 | "Pennsylvania" | PA | "Wilkes-Barre" | 14 | Wilkes-Barre | Wilkes-Barre, PA | AVOCA PA | PA | 539 | 6291 | Wilkes-Barre | PA | PAWILKES.txt
| 177 | "Pennsylvania" | PA | "Williamsport" | 14 | Williamsport | Williamsport, PA | WILLIAMSPORT PA | PA | 622 | 6087 | Harrisburg | PA | PAHARRIS.txt
| 062 | "Connecticut" | CT | "Willimantic" | 13 | Willimantic | Willimantic, CT | WORCESTER MA | MA | 333 | 6979 | Hartford-Springfield | CT | CTHARTFO.txt
| 588 | "North_Dakota" | ND | "Williston" | 11 | Williston | Williston, ND | WILLISTON ND | ND | 548 | 9090 | Bismarck | ND | NDBISMAR.txt
| 562 | "Minnesota" | MN | "Willmar" | 9 | Willmar | Willmar, MN | HURON SD | SD | 743 | 7923 | Minneapolis St. Paul | MN | MNMINPLS.txt
| 197 | "Delaware" | DE | "Wilmington" | 12 | Wilmington | Wilmington, DE | WILMINGTON DE | DE | 1046 | 4937 | Wilmington | DE | DEWILMIN.txt
| 198 | "Delaware" | DE | "Wilmington" | 12 | Wilmington | Wilmington, DE | WILMINGTON DE | DE | 1046 | 4937 | Wilmington | DE | DEWILMIN.txt
| 284 | "North_Carolina" | NC | "Wilmington" | 12 | Wilmington | Wilmington, NC | WILMINGTON NC | NC | 1926 | 2470 | Charlotte | NC | NCCHARLO.txt
| 226 | "Virginia" | VA | "Winchester" | 12 | Winchester | Winchester, VA | WASHINGTON DULLES AP DC | DC | 973 | 5006 | Washington | MD | MDWASHDC.txt
| 561 | "Minnesota" | MN | "Windom" | 8 | Windom | Windom, MN | SIOUX FALLS SD | SD | 744 | 7809 | Sioux Falls | SD | SDSIOFAL.txt
| 865 | "Arizona" | AZ | "Window Rock" | 13 | Window Rock | Window Rock, AZ | FLAGSTAFF AZ | AZ | 145 | 7131 | Flagstaff | AZ | AZFLAGST.txt
| 270 | "North_Carolina" | NC | "Winston-Salem" | 15 | Winston-Salem | Winston-Salem, NC | GREENSBORO-WNSTN-SALM-HGHPT NC | NC | 1253 | 3865 | Greensboro | NC | NCGRNSBO.txt
| 271 | "North_Carolina" | NC | "Winston-Salem" | 15 | Winston-Salem | Winston-Salem, NC | GREENSBORO-WNSTN-SALM-HGHPT NC | NC | 1253 | 3865 | Greensboro | NC | NCGRNSBO.txt
| 018 | "Massachusetts" | MA | "Woburn" | 8 | Woburn | Woburn, MA | WORCESTER MA | MA | 333 | 6979 | Boston | MA | MABOSTON.txt
| 592 | "Montana" | MT | "Wolf Point" | 12 | Wolf Point | Wolf Point, MT | GLASGOW MT | MT | 558 | 8745 | Great Falls | MT | MTGRFALL.txt
| 738 | "Oklahoma" | OK | "Woodward" | 10 | Woodward | Woodward, OK | AMARILLO TX | TX | 1354 | 4258 | Amarillo | TX | TXAMARIL.txt
| 014 | "Massachusetts" | MA | "Worcester" | 11 | Worcester | Worcester, MA | WORCESTER MA | MA | 333 | 6979 | Boston | MA | MABOSTON.txt
| 015 | "Massachusetts" | MA | "Worcester" | 11 | Worcester | Worcester, MA | WORCESTER MA | MA | 333 | 6979 | Boston | MA | MABOSTON.txt
| 016 | "Massachusetts" | MA | "Worcester" | 11 | Worcester | Worcester, MA | WORCESTER MA | MA | 333 | 6979 | Boston | MA | MABOSTON.txt
| 824 | "Wyoming" | WY | "Worland" | 9 | Worland | Worland, WY | LANDER WY | WY | 479 | 7889 | Casper | WY | WYCASPER.txt
| 989 | "Washington" | WA | "Yakima" | 8 | Yakima | Yakima, WA | YAKIMA WA | WA | 458 | 5967 | Yakima | WA | WAYAKIMA.txt
| 821 | "Wyoming" | WY | "Yellowstone Nat Pk" | 20 | Yellowstone Nat Pk | Yellowstone Nat Pk, WY | HELENA MT | MT | 386 | 8031 | Helena | MT | MTHELENA.txt
| 107 | "New_York" | NY | "Yonkers" | 9 | Yonkers | Yonkers, NY | NEW YORK (LAGUARDIA AP) NY | NY | 1052 | 4910 | New York City | NY | NYNEWYOR.txt
| 173 | "Pennsylvania" | PA | "York" | 6 | York | York, PA | HARRISBURG PA | PA | 962 | 5347 | Harrisburg | PA | PAHARRIS.txt
| 174 | "Pennsylvania" | PA | "York" | 6 | York | York, PA | HARRISBURG PA | PA | 962 | 5347 | Harrisburg | PA | PAHARRIS.txt
| 444 | "Ohio" | OH | "Youngstown" | 12 | Youngstown | Youngstown, OH | YOUNGSTOWN OH | OH | 497 | 6544 | Youngstown | OH | OHYOUNGS.txt
| 445 | "Ohio" | OH | "Youngstown" | 12 | Youngstown | Youngstown, OH | YOUNGSTOWN OH | OH | 497 | 6544 | Youngstown | OH | OHYOUNGS.txt
| 437 | "Ohio" | OH | "Zanesville" | 12 | Zanesville | Zanesville, OH | PITTSBURGH PA | PA | 654 | 5968 | Pittsburgh | PA | PAPITTSB.txt
| 438 | "Ohio" | OH | "Zanesville" | 12 | Zanesville | Zanesville, OH | COLUMBUS OH | OH | 797 | 5708 | Columbus | OH | OHCOLMBS.txt
| 901 Unique Zip Codes | [6 empty] | 242 Unique Climates |  |  |  | 159 IWIN - NCDC Sites

## Side Calcs - Baseline (hidden)
|  |  | Elec. Units |  |  |  | Gas Units |  |  |  | Oil Units |  |  |  | Steam Units |  |  |  | Chilled Water Units |  |  |  | Cooking |  |  | Cooling |  | Months in Use
[5 empty] | Source | Site |  |  | Source | Site |  |  | Source | Site |  |  | Source | Site |  |  | Source | Site |  |  | Value |  | Value |  | Value
|  |  | 2 | kBTU | 3.0188 | 1 | 2 | kBTU | 1.024 | 1 | 1 | Gal | 138.6 | 138.6 | 2 | kBTU | 1.38 | 1 | 1 | Ton-Hrs | 12000 | 12000 | 1 | Yes | 1 | 1 | 0 | 2 | 10
|  |  | 5 |  |  |  | 5 |  |  |  | 5 |  |  |  | 5 |  |  |  | 5 |  |  |  | 5 |  |  | 5 |  | 5
|  |  |  | kWh | 10.3 | 3.412 |  | Therms | 102.4 | 100 |  | Gal | 138.6 | 138.6 |  | MLbs | 14.8764 | 10.78 |  | Ton-Hrs | 12000 | 12000 |  | Yes | 1 |  | 0 |  | 9
|  |  |  | kBTU | 3.0188 | 1 |  | kBTU | 1.024 | 1 |  | kBTU | 1 | 1 |  | kBTU | 1.38 | 1 |  | kBTU | 1 | 1 |  | No | 0 |  | 10 |  | 10
[27 empty] | 20 |  | 11
Old Below Ground EUI = | 131.4 | kBtu/ft2-yr | [24 empty] | 30 |  | 12
New Below Ground EUI = | 76.3 | kBtu/ft2-yr | [24 empty] | 40
50
[5 empty] | Electricity | Gas | Oil | Steam | Chilled Water | Total | [16 empty] | 60
[5 empty] | kBtu | kBtu | kBtu | kBtu | kBtu | kBtu | [16 empty] | 70
|  |  |  | Source | #N/A | #N/A | #N/A | #N/A | #N/A | #N/A | [16 empty] | 80
|  |  |  | Site | #N/A | #N/A | #N/A | #N/A | #N/A | #N/A | [16 empty] | 90
|  |  |  | %Source | #N/A | #N/A | #N/A | #N/A | #N/A | [17 empty] | 100
|  |  |  | %Site | #N/A | #N/A

## ZipCode Map (hidden)
| actual | actual |  | actual |  |  |  | climate mapped |  |  |  | weather normalization mapped
| zip_code | zip_state |  | zip_city |  |  |  | city state | state | CDD | HDD | city | state | file name
User Data: | #N/A | #N/A | #N/A | #N/A |  | #N/A | #N/A | #N/A | #N/A | #N/A | #N/A | #N/A | #N/A | #N/A
| 009 | "Puerto_Rico" | PR | "San Juan" | 10 | San Juan |  | SAN JUAN PR | PR | 5558 | 0 | San Juan Puerto Rico | PR | XXSANJUA.txt
| 010 | "Massachusetts" | MA | "Springfield" | 13 | Springfield |  | WORCESTER MA | MA | 333 | 6979 | Hartford-Springfield | CT | CTHARTFO.txt
| 011 | "Massachusetts" | MA | "Springfield" | 13 | Springfield |  | HARTFORD CT | CT | 677 | 6151 | Hartford-Springfield | CT | CTHARTFO.txt
| 012 | "Massachusetts" | MA | "Pittsfield" | 12 | Pittsfield |  | ALBANY NY | NY | 507 | 6894 | Albany | NY | NYALBANY.txt
| 013 | "Massachusetts" | MA | "Greenfield" | 12 | Greenfield |  | WORCESTER MA | MA | 333 | 6979 | Boston | MA | MABOSTON.txt
| 014 | "Massachusetts" | MA | "Worcester" | 11 | Worcester |  | WORCESTER MA | MA | 333 | 6979 | Boston | MA | MABOSTON.txt
| 015 | "Massachusetts" | MA | "Worcester" | 11 | Worcester |  | WORCESTER MA | MA | 333 | 6979 | Boston | MA | MABOSTON.txt
| 016 | "Massachusetts" | MA | "Worcester" | 11 | Worcester |  | WORCESTER MA | MA | 333 | 6979 | Boston | MA | MABOSTON.txt
| 017 | "Massachusetts" | MA | "Framingham" | 12 | Framingham |  | WORCESTER MA | MA | 333 | 6979 | Boston | MA | MABOSTON.txt
| 018 | "Massachusetts" | MA | "Woburn" | 8 | Woburn |  | WORCESTER MA | MA | 333 | 6979 | Boston | MA | MABOSTON.txt
| 019 | "Massachusetts" | MA | "Lynn" | 6 | Lynn |  | BOSTON MA | MA | 678 | 5641 | Boston | MA | MABOSTON.txt
| 020 | "Massachusetts" | MA | "Boston" | 8 | Boston |  | WORCESTER MA | MA | 333 | 6979 | Boston | MA | MABOSTON.txt
| 021 | "Massachusetts" | MA | "Boston" | 8 | Boston |  | BOSTON MA | MA | 678 | 5641 | Boston | MA | MABOSTON.txt
| 022 | "Massachusetts" | MA | "Boston" | 8 | Boston |  | BOSTON MA | MA | 678 | 5641 | Boston | MA | MABOSTON.txt
| 023 | "Massachusetts" | MA | "Brockton" | 10 | Brockton |  | PROVIDENCE RI | RI | 606 | 5884 | Rhode Island | RI | RIPROVID.txt
| 024 | "Massachusetts" | MA | "Brockton" | 10 | Brockton |  | BOSTON MA | MA | 678 | 5641 | Boston | MA | MABOSTON.txt
| 025 | "Massachusetts" | MA | "Buzzards Bay" | 14 | Buzzards Bay |  | PROVIDENCE RI | RI | 606 | 5884 | Rhode Island | RI | RIPROVID.txt
| 026 | "Massachusetts" | MA | "Hyannis" | 9 | Hyannis |  | PROVIDENCE RI | RI | 606 | 5884 | Rhode Island | RI | RIPROVID.txt
| 027 | "Massachusetts" | MA | "New Bedford" | 13 | New Bedford |  | PROVIDENCE RI | RI | 606 | 5884 | Rhode Island | RI | RIPROVID.txt
| 028 | "Rhode_Island" | RI | "Providence" | 12 | Providence |  | WORCESTER MA | MA | 333 | 6979 | Rhode Island | RI | RIPROVID.txt
| 029 | "Rhode_Island" | RI | "Providence" | 12 | Providence |  | PROVIDENCE RI | RI | 606 | 5884 | Rhode Island | RI | RIPROVID.txt
| 030 | "New_Hampshire" | NH | "Manchester" | 12 | Manchester |  | WORCESTER MA | MA | 333 | 6979 | Concord | NH | NHCONCOR.txt
| 031 | "New_Hampshire" | NH | "Manchester" | 12 | Manchester |  | CONCORD NH | NH | 328 | 7554 | Concord | NH | NHCONCOR.txt
| 032 | "New_Hampshire" | NH | "Pittsfield" | 12 | Pittsfield |  | CONCORD NH | NH | 328 | 7554 | Concord | NH | NHCONCOR.txt
| 033 | "New_Hampshire" | NH | "Concord" | 9 | Concord |  | CONCORD NH | NH | 328 | 7554 | Concord | NH | NHCONCOR.txt
| 034 | "New_Hampshire" | NH | "Keene" | 7 | Keene |  | WORCESTER MA | MA | 333 | 6979 | Concord | NH | NHCONCOR.txt
| 035 | "New_Hampshire" | NH | "Littleton" | 11 | Littleton |  | BURLINGTON VT | VT | 388 | 7771 | Burlington | VT | VTBURLIN.txt
| 036 | "New_Hampshire" | NH | "Acworth" | 9 | Acworth |  | CONCORD NH | NH | 328 | 7554 | Concord | NH | NHCONCOR.txt
| 037 | "New_Hampshire" | NH | "Claremont" | 11 | Claremont |  | BURLINGTON VT | VT | 388 | 7771 | Burlington | VT | VTBURLIN.txt
| 038 | "New_Hampshire" | NH | "Portsmouth" | 12 | Portsmouth |  | PORTLAND ME | ME | 268 | 7378 | Portland | ME | MEPORTLA.txt
| 039 | "Maine" | ME | "Kittery" | 9 | Kittery |  | PORTLAND ME | ME | 268 | 7378 | Portland | ME | MEPORTLA.txt
| 040 | "Maine" | ME | "Portland" | 10 | Portland |  | PORTLAND ME | ME | 268 | 7378 | Portland | ME | MEPORTLA.txt
| 041 | "Maine" | ME | "Portland" | 10 | Portland |  | PORTLAND ME | ME | 268 | 7378 | Portland | ME | MEPORTLA.txt
| 042 | "Maine" | ME | "Auburn" | 8 | Auburn |  | PORTLAND ME | ME | 268 | 7378 | Portland | ME | MEPORTLA.txt
| 043 | "Maine" | ME | "Augusta" | 9 | Augusta |  | PORTLAND ME | ME | 268 | 7378 | Portland | ME | MEPORTLA.txt
| 044 | "Maine" | ME | "Bangor" | 8 | Bangor |  | PORTLAND ME | ME | 268 | 7378 | Portland | ME | MEPORTLA.txt
| 045 | "Maine" | ME | "Bath" | 6 | Bath |  | PORTLAND ME | ME | 268 | 7378 | Portland | ME | MEPORTLA.txt
| 046 | "Maine" | ME | "Ellsworth" | 11 | Ellsworth |  | PORTLAND ME | ME | 268 | 7378 | Portland | ME | MEPORTLA.txt
| 047 | "Maine" | ME | "Caribou" | 9 | Caribou |  | CARIBOU ME | ME | 131 | 9651 | Caribou | ME | MECARIBO.txt
| 048 | "Maine" | ME | "Rockland" | 10 | Rockland |  | PORTLAND ME | ME | 268 | 7378 | Portland | ME | MEPORTLA.txt
| 049 | "Maine" | ME | "Waterville" | 12 | Waterville |  | PORTLAND ME | ME | 268 | 7378 | Portland | ME | MEPORTLA.txt
| 050 | "Vermont" | VT | "White River Junction" | 22 | White River Junction |  | BURLINGTON VT | VT | 388 | 7771 | Burlington | VT | VTBURLIN.txt
| 051 | "Vermont" | VT | "Bellows Falls" | 15 | Bellows Falls |  | CONCORD NH | NH | 328 | 7554 | Concord | NH | NHCONCOR.txt
| 052 | "Vermont" | VT | "Bennington" | 12 | Bennington |  | ALBANY NY | NY | 507 | 6894 | Albany | NY | NYALBANY.txt
| 053 | "Vermont" | VT | "Brattleboro" | 13 | Brattleboro |  | WORCESTER MA | MA | 333 | 6979 | Albany | NY | NYALBANY.txt
| 054 | "Vermont" | VT | "Burlington" | 12 | Burlington |  | BURLINGTON VT | VT | 388 | 7771 | Burlington | VT | VTBURLIN.txt
| 056 | "Vermont" | VT | "Montpelier" | 12 | Montpelier |  | BURLINGTON VT | VT | 388 | 7771 | Burlington | VT | VTBURLIN.txt
| 057 | "Vermont" | VT | "Rutland" | 9 | Rutland |  | ALBANY NY | NY | 507 | 6894 | Albany | NY | NYALBANY.txt
| 058 | "Vermont" | VT | "St. Johnsbury" | 15 | St. Johnsbury |  | BURLINGTON VT | VT | 388 | 7771 | Burlington | VT | VTBURLIN.txt
| 059 | "Vermont" | VT | "Canaan" | 8 | Canaan |  | BURLINGTON VT | VT | 388 | 7771 | Burlington | VT | VTBURLIN.txt
| 060 | "Connecticut" | CT | "Hartford" | 10 | Hartford |  | WORCESTER MA | MA | 333 | 6979 | Hartford-Springfield | CT | CTHARTFO.txt
| 061 | "Connecticut" | CT | "Hartford" | 10 | Hartford |  | HARTFORD CT | CT | 677 | 6151 | Hartford-Springfield | CT | CTHARTFO.txt
| 062 | "Connecticut" | CT | "Willimantic" | 13 | Willimantic |  | WORCESTER MA | MA | 333 | 6979 | Hartford-Springfield | CT | CTHARTFO.txt
| 063 | "Connecticut" | CT | "New London" | 12 | New London |  | PROVIDENCE RI | RI | 606 | 5884 | Rhode Island | RI | RIPROVID.txt
| 064 | "Connecticut" | CT | "New Haven" | 11 | New Haven |  | HARTFORD CT | CT | 677 | 6151 | Hartford-Springfield | CT | CTHARTFO.txt
| 065 | "Connecticut" | CT | "New Haven" | 11 | New Haven |  | HARTFORD CT | CT | 677 | 6151 | Hartford-Springfield | CT | CTHARTFO.txt
| 066 | "Connecticut" | CT | "Bridgeport" | 12 | Bridgeport |  | BRIDGEPORT CT | CT | 724 | 5537 | Bridgeport | CT | CTBRIDGE.txt
| 067 | "Connecticut" | CT | "Waterbury" | 11 | Waterbury |  | HARTFORD CT | CT | 677 | 6151 | Hartford-Springfield | CT | CTHARTFO.txt
| 068 | "Connecticut" | CT | "Stamford" | 10 | Stamford |  | BRIDGEPORT CT | CT | 724 | 5537 | Bridgeport | CT | CTBRIDGE.txt
| 069 | "Connecticut" | CT | "Stamford" | 10 | Stamford |  | BRIDGEPORT CT | CT | 724 | 5537 | Bridgeport | CT | CTBRIDGE.txt
| 070 | "New_Jersey" | NJ | "Newark" | 8 | Newark |  | NEW YORK (LAGUARDIA AP) NY | NY | 1052 | 4910 | Newark | NJ | NJNEWARK.txt
| 071 | "New_Jersey" | NJ | "Newark" | 8 | Newark |  | NEWARK NJ | NJ | 1201 | 4888 | Newark | NJ | NJNEWARK.txt
| 072 | "New_Jersey" | NJ | "Elizabeth" | 11 | Elizabeth |  | NEWARK NJ | NJ | 1201 | 4888 | Newark | NJ | NJNEWARK.txt
| 073 | "New_Jersey" | NJ | "Jersey_City" | 13 | Jersey_City |  | NEWARK NJ | NJ | 1201 | 4888 | Newark | NJ | NJNEWARK.txt
| 074 | "New_Jersey" | NJ | "Paterson" | 10 | Paterson |  | NEWARK NJ | NJ | 1201 | 4888 | Newark | NJ | NJNEWARK.txt
| 075 | "New_Jersey" | NJ | "Paterson" | 10 | Paterson |  | NEWARK NJ | NJ | 1201 | 4888 | Newark | NJ | NJNEWARK.txt
| 076 | "New_Jersey" | NJ | "Hackensack" | 12 | Hackensack |  | NEWARK NJ | NJ | 1201 | 4888 | Newark | NJ | NJNEWARK.txt
| 077 | "New_Jersey" | NJ | "Red Bank" | 10 | Red Bank |  | NEWARK NJ | NJ | 1201 | 4888 | Newark | NJ | NJNEWARK.txt
| 078 | "New_Jersey" | NJ | "Dover" | 7 | Dover |  | ALLENTOWN PA | PA | 773 | 5785 | Allentown | PA | PAALLENT.txt
| 079 | "New_Jersey" | NJ | "Summit" | 8 | Summit |  | NEWARK NJ | NJ | 1201 | 4888 | Newark | NJ | NJNEWARK.txt
| 080 | "New_Jersey" | NJ | "Cherry Hill" | 13 | Cherry Hill |  | PHILADELPHIA PA | PA | 1101 | 4954 | Philadelphia | PA | PAPHILAD.txt
| 081 | "New_Jersey" | NJ | "Camden" | 8 | Camden |  | PHILADELPHIA PA | PA | 1101 | 4954 | Philadelphia | PA | PAPHILAD.txt
| 082 | "New_Jersey" | NJ | "South Jersey" | 14 | South Jersey |  | ATLANTIC CITY AP NJ | NJ | 826 | 5169 | Atlantic City | NJ | NJATLCTY.txt
| 083 | "New_Jersey" | NJ | "South Jersey" | 14 | South Jersey |  | WILMINGTON DE | DE | 1046 | 4937 | Wilmington | DE | DEWILMIN.txt
| 084 | "New_Jersey" | NJ | "Atlantic City" | 15 | Atlantic City |  | ATLANTIC CITY AP NJ | NJ | 826 | 5169 | Atlantic City | NJ | NJATLCTY.txt
| 085 | "New_Jersey" | NJ | "Trenton" | 9 | Trenton |  | NEWARK NJ | NJ | 1201 | 4888 | Newark | NJ | NJNEWARK.txt
| 086 | "New_Jersey" | NJ | "Trenton" | 9 | Trenton |  | NEWARK NJ | NJ | 1201 | 4888 | Newark | NJ | NJNEWARK.txt
| 087 | "New_Jersey" | NJ | "Lakewood" | 10 | Lakewood |  | ATLANTIC CITY AP NJ | NJ | 826 | 5169 | Atlantic City | NJ | NJATLCTY.txt
| 088 | "New_Jersey" | NJ | "New Brunswick" | 15 | New Brunswick |  | NEWARK NJ | NJ | 1201 | 4888 | Newark | NJ | NJNEWARK.txt
| 089 | "New_Jersey" | NJ | "New Brunswick" | 15 | New Brunswick |  | NEWARK NJ | NJ | 1201 | 4888 | Newark | NJ | NJNEWARK.txt
| 100 | "New_York" | NY | "New York" | 10 | New York |  | NEW YORK C.PARK NY | NY | 1096 | 4805 | New York City | NY | NYNEWYOR.txt
| 101 | "New_York" | NY | "New York" | 10 | New York |  | NEW YORK C.PARK NY | NY | 1096 | 4805 | New York City | NY | NYNEWYOR.txt
| 102 | "New_York" | NY | "New York" | 10 | New York |  | NEW YORK C.PARK NY | NY | 1096 | 4805 | New York City | NY | NYNEWYOR.txt
| 103 | "New_York" | NY | "Staten Island" | 15 | Staten Island |  | NEW YORK (LAGUARDIA AP) NY | NY | 1052 | 4910 | New York City | NY | NYNEWYOR.txt
| 104 | "New_York" | NY | "Bronx" | 7 | Bronx |  | NEW YORK (LAGUARDIA AP) NY | NY | 1052 | 4910 | New York City | NY | NYNEWYOR.txt
| 105 | "New_York" | NY | "Westchester" | 13 | Westchester |  | BRIDGEPORT CT | CT | 724 | 5537 | Bridgeport | CT | CTBRIDGE.txt
| 106 | "New_York" | NY | "White Plains" | 14 | White Plains |  | BRIDGEPORT CT | CT | 724 | 5537 | Bridgeport | CT | CTBRIDGE.txt
| 107 | "New_York" | NY | "Yonkers" | 9 | Yonkers |  | NEW YORK (LAGUARDIA AP) NY | NY | 1052 | 4910 | New York City | NY | NYNEWYOR.txt
| 108 | "New_York" | NY | "New Rochelle" | 14 | New Rochelle |  | NEW YORK (LAGUARDIA AP) NY | NY | 1052 | 4910 | New York City | NY | NYNEWYOR.txt
| 109 | "New_York" | NY | "Suffern" | 9 | Suffern |  | BRIDGEPORT CT | CT | 724 | 5537 | Bridgeport | CT | CTBRIDGE.txt
| 110 | "New_York" | NY | "Great Neck" | 12 | Great Neck |  | NEW YORK (LAGUARDIA AP) NY | NY | 1052 | 4910 | New York City | NY | NYNEWYOR.txt
| 111 | "New_York" | NY | "Queens" | 8 | Queens |  | NEW YORK (LAGUARDIA AP) NY | NY | 1052 | 4910 | New York City | NY | NYNEWYOR.txt
| 112 | "New_York" | NY | "Brooklyn" | 10 | Brooklyn |  | NEW YORK (LAGUARDIA AP) NY | NY | 1052 | 4910 | New York City | NY | NYNEWYOR.txt
| 113 | "New_York" | NY | "Flushing" | 10 | Flushing |  | NEW YORK (JFK AP) NY | NY | 921 | 5027 | New York City | NY | NYNEWYOR.txt
| 114 | "New_York" | NY | "Jamaica" | 9 | Jamaica |  | NEW YORK (JFK AP) NY | NY | 921 | 5027 | New York City | NY | NYNEWYOR.txt
| 115 | "New_York" | NY | "Minneola" | 10 | Minneola |  | NEW YORK (JFK AP) NY | NY | 921 | 5027 | New York City | NY | NYNEWYOR.txt
| 116 | "New_York" | NY | "Far Rockaway" | 14 | Far Rockaway |  | ISLIP NY | NY | 706 | 5647 | Bridgeport | CT | CTBRIDGE.txt
| 117 | "New_York" | NY | "Hicksville" | 12 | Hicksville |  | ISLIP NY | NY | 706 | 5647 | Bridgeport | CT | CTBRIDGE.txt
| 118 | "New_York" | NY | "Hicksville" | 12 | Hicksville |  | ISLIP NY | NY | 706 | 5647 | Bridgeport | CT | CTBRIDGE.txt
| 119 | "New_York" | NY | "Riverhead" | 11 | Riverhead |  | BRIDGEPORT CT | CT | 724 | 5537 | Bridgeport | CT | CTBRIDGE.txt
| 120 | "New_York" | NY | "Albany" | 8 | Albany |  | ALBANY NY | NY | 507 | 6894 | Albany | NY | NYALBANY.txt
| 121 | "New_York" | NY | "Albany" | 8 | Albany |  | ALBANY NY | NY | 507 | 6894 | Albany | NY | NYALBANY.txt
| 122 | "New_York" | NY | "Albany" | 8 | Albany |  | ALBANY NY | NY | 507 | 6894 | Albany | NY | NYALBANY.txt
| 123 | "New_York" | NY | "Schenectady" | 13 | Schenectady |  | ALBANY NY | NY | 507 | 6894 | Albany | NY | NYALBANY.txt
| 124 | "New_York" | NY | "Kingston" | 10 | Kingston |  | ALBANY NY | NY | 507 | 6894 | Albany | NY | NYALBANY.txt
| 125 | "New_York" | NY | "Poughkeepsie" | 14 | Poughkeepsie |  | HARTFORD CT | CT | 677 | 6151 | Hartford-Springfield | CT | CTHARTFO.txt
| 126 | "New_York" | NY | "Poughkeepsie" | 14 | Poughkeepsie |  | BRIDGEPORT CT | CT | 724 | 5537 | Bridgeport | CT | CTBRIDGE.txt
| 127 | "New_York" | NY | "Monticello" | 12 | Monticello |  | BINGHAMTON NY | NY | 337 | 7273 | Wilkes-Barre | PA | PAWILKES.txt
| 128 | "New_York" | NY | "Glens Falls" | 13 | Glens Falls |  | BURLINGTON VT | VT | 388 | 7771 | Burlington | VT | VTBURLIN.txt
| 129 | "New_York" | NY | "Plattsburgh" | 13 | Plattsburgh |  | BURLINGTON VT | VT | 388 | 7771 | Burlington | VT | VTBURLIN.txt
| 130 | "New_York" | NY | "Syracuse" | 10 | Syracuse |  | SYRACUSE NY | NY | 438 | 6834 | Syracuse | NY | NYSYRACU.txt
| 131 | "New_York" | NY | "Syracuse" | 10 | Syracuse |  | ROCHESTER NY | NY | 425 | 6734 | Syracuse | NY | NYSYRACU.txt
| 132 | "New_York" | NY | "Syracuse" | 10 | Syracuse |  | SYRACUSE NY | NY | 438 | 6834 | Syracuse | NY | NYSYRACU.txt
| 133 | "New_York" | NY | "Utica" | 7 | Utica |  | BINGHAMTON NY | NY | 337 | 7273 | Wilkes-Barre | PA | PAWILKES.txt
| 134 | "New_York" | NY | "Utica" | 7 | Utica |  | BINGHAMTON NY | NY | 337 | 7273 | Wilkes-Barre | PA | PAWILKES.txt
| 135 | "New_York" | NY | "Utica" | 7 | Utica |  | SYRACUSE NY | NY | 438 | 6834 | Syracuse | NY | NYSYRACU.txt
| 136 | "New_York" | NY | "Watertown" | 11 | Watertown |  | SYRACUSE NY | NY | 438 | 6834 | Syracuse | NY | NYSYRACU.txt
| 137 | "New_York" | NY | "Binghamton" | 12 | Binghamton |  | ALBANY NY | NY | 507 | 6894 | Albany | NY | NYALBANY.txt
| 138 | "New_York" | NY | "Binghamton" | 12 | Binghamton |  | ALBANY NY | NY | 507 | 6894 | Albany | NY | NYALBANY.txt
| 139 | "New_York" | NY | "Binghamton" | 12 | Binghamton |  | BINGHAMTON NY | NY | 337 | 7273 | Wilkes-Barre | PA | PAWILKES.txt
| 140 | "New_York" | NY | "Buffalo" | 9 | Buffalo |  | ERIE PA | PA | 550 | 6279 | Erie | PA | PAERIE.txt
| 141 | "New_York" | NY | "Buffalo" | 9 | Buffalo |  | ROCHESTER NY | NY | 425 | 6734 | Rochester | NY | NYROCHES.txt
| 142 | "New_York" | NY | "Buffalo" | 9 | Buffalo |  | BUFFALO NY | NY | 477 | 6747 | Buffalo | NY | NTBUFFAL.txt
| 143 | "New_York" | NY | "Niagara Falls" | 15 | Niagara Falls |  | BUFFALO NY | NY | 477 | 6747 | Buffalo | NY | NTBUFFAL.txt
| 144 | "New_York" | NY | "Rochester" | 11 | Rochester |  | BUFFALO NY | NY | 477 | 6747 | Buffalo | NY | NTBUFFAL.txt
| 145 | "New_York" | NY | "Rochester" | 11 | Rochester |  | BUFFALO NY | NY | 477 | 6747 | Buffalo | NY | NTBUFFAL.txt
| 146 | "New_York" | NY | "Rochester" | 11 | Rochester |  | ROCHESTER NY | NY | 425 | 6734 | Rochester | NY | NYROCHES.txt
| 147 | "New_York" | NY | "Jamestown" | 11 | Jamestown |  | ERIE PA | PA | 550 | 6279 | Erie | PA | PAERIE.txt
| 148 | "New_York" | NY | "Ithaca" | 8 | Ithaca |  | SYRACUSE NY | NY | 438 | 6834 | Syracuse | NY | NYSYRACU.txt
| 149 | "New_York" | NY | "Elmira" | 8 | Elmira |  | BINGHAMTON NY | NY | 337 | 7273 | Syracuse | NY | NYSYRACU.txt
| 150 | "Pennsylvania" | PA | "Pittsburgh" | 12 | Pittsburgh |  | PITTSBURGH PA | PA | 654 | 5968 | Pittsburgh | PA | PAPITTSB.txt
| 151 | "Pennsylvania" | PA | "Pittsburgh" | 12 | Pittsburgh |  | PITTSBURGH PA | PA | 654 | 5968 | Pittsburgh | PA | PAPITTSB.txt
| 152 | "Pennsylvania" | PA | "Pittsburgh" | 12 | Pittsburgh |  | PITTSBURGH PA | PA | 654 | 5968 | Pittsburgh | PA | PAPITTSB.txt
| 153 | "Pennsylvania" | PA | "Washington" | 12 | Washington |  | PITTSBURGH PA | PA | 654 | 5968 | Pittsburgh | PA | PAPITTSB.txt
| 154 | "Pennsylvania" | PA | "Uniontown" | 11 | Uniontown |  | PITTSBURGH PA | PA | 654 | 5968 | Pittsburgh | PA | PAPITTSB.txt
| 155 | "Pennsylvania" | PA | "Somerset" | 10 | Somerset |  | PITTSBURGH PA | PA | 654 | 5968 | Pittsburgh | PA | PAPITTSB.txt
| 156 | "Pennsylvania" | PA | "Greensburg" | 12 | Greensburg |  | PITTSBURGH PA | PA | 654 | 5968 | Pittsburgh | PA | PAPITTSB.txt
| 157 | "Pennsylvania" | PA | "Indiana" | 9 | Indiana |  | PITTSBURGH PA | PA | 654 | 5968 | Pittsburgh | PA | PAPITTSB.txt
| 158 | "Pennsylvania" | PA | "Du Bois" | 9 | Du Bois |  | WILLIAMSPORT PA | PA | 622 | 6087 | Pittsburgh | PA | PAPITTSB.txt
| 159 | "Pennsylvania" | PA | "Johnstown" | 11 | Johnstown |  | PITTSBURGH PA | PA | 654 | 5968 | Pittsburgh | PA | PAPITTSB.txt
| 160 | "Pennsylvania" | PA | "Butler" | 8 | Butler |  | YOUNGSTOWN OH | OH | 497 | 6544 | Youngstown | OH | OHYOUNGS.txt
| 161 | "Pennsylvania" | PA | "New Castle" | 12 | New Castle |  | PITTSBURGH PA | PA | 654 | 5968 | Pittsburgh | PA | PAPITTSB.txt
| 162 | "Pennsylvania" | PA | "Kittanning" | 12 | Kittanning |  | YOUNGSTOWN OH | OH | 497 | 6544 | Youngstown | OH | OHYOUNGS.txt
| 163 | "Pennsylvania" | PA | "Oil City" | 10 | Oil City |  | YOUNGSTOWN OH | OH | 497 | 6544 | Youngstown | OH | OHYOUNGS.txt
| 164 | "Pennsylvania" | PA | "Erie" | 6 | Erie |  | ERIE PA | PA | 550 | 6279 | Erie | PA | PAERIE.txt
| 165 | "Pennsylvania" | PA | "Erie" | 6 | Erie |  | ERIE PA | PA | 550 | 6279 | Erie | PA | PAERIE.txt
| 166 | "Pennsylvania" | PA | "Altoona" | 9 | Altoona |  | PITTSBURGH PA | PA | 654 | 5968 | Pittsburgh | PA | PAPITTSB.txt
| 167 | "Pennsylvania" | PA | "Bradford" | 10 | Bradford |  | ERIE PA | PA | 550 | 6279 | Erie | PA | PAERIE.txt
| 168 | "Pennsylvania" | PA | "State College" | 15 | State College |  | WILLIAMSPORT PA | PA | 622 | 6087 | Harrisburg | PA | PAHARRIS.txt
| 169 | "Pennsylvania" | PA | "Wellsboro" | 11 | Wellsboro |  | BINGHAMTON NY | NY | 337 | 7273 | Wilkes-Barre | PA | PAWILKES.txt
| 170 | "Pennsylvania" | PA | "Harrisburg" | 12 | Harrisburg |  | HARRISBURG PA | PA | 962 | 5347 | Harrisburg | PA | PAHARRIS.txt
| 171 | "Pennsylvania" | PA | "Harrisburg" | 12 | Harrisburg |  | HARRISBURG PA | PA | 962 | 5347 | Harrisburg | PA | PAHARRIS.txt
| 172 | "Pennsylvania" | PA | "Chambersburg" | 14 | Chambersburg |  | HARRISBURG PA | PA | 962 | 5347 | Harrisburg | PA | PAHARRIS.txt
| 173 | "Pennsylvania" | PA | "York" | 6 | York |  | HARRISBURG PA | PA | 962 | 5347 | Harrisburg | PA | PAHARRIS.txt
| 174 | "Pennsylvania" | PA | "York" | 6 | York |  | HARRISBURG PA | PA | 962 | 5347 | Harrisburg | PA | PAHARRIS.txt
| 175 | "Pennsylvania" | PA | "Lancaster" | 11 | Lancaster |  | HARRISBURG PA | PA | 962 | 5347 | Harrisburg | PA | PAHARRIS.txt
| 176 | "Pennsylvania" | PA | "Lancaster" | 11 | Lancaster |  | HARRISBURG PA | PA | 962 | 5347 | Harrisburg | PA | PAHARRIS.txt
| 177 | "Pennsylvania" | PA | "Williamsport" | 14 | Williamsport |  | WILLIAMSPORT PA | PA | 622 | 6087 | Harrisburg | PA | PAHARRIS.txt
| 178 | "Pennsylvania" | PA | "Sunbury" | 9 | Sunbury |  | WILLIAMSPORT PA | PA | 622 | 6087 | Harrisburg | PA | PAHARRIS.txt
| 179 | "Pennsylvania" | PA | "Pottsville" | 12 | Pottsville |  | ALLENTOWN PA | PA | 773 | 5785 | Allentown | PA | PAALLENT.txt
| 180 | "Pennsylvania" | PA | "Lehigh_Valley" | 15 | Lehigh_Valley |  | ALLENTOWN PA | PA | 773 | 5785 | Allentown | PA | PAALLENT.txt
| 181 | "Pennsylvania" | PA | "Allentown" | 11 | Allentown |  | ALLENTOWN PA | PA | 773 | 5785 | Allentown | PA | PAALLENT.txt
| 182 | "Pennsylvania" | PA | "Hazleton" | 10 | Hazleton |  | AVOCA PA | PA | 539 | 6291 | Wilkes-Barre | PA | PAWILKES.txt
| 183 | "Pennsylvania" | PA | "Stroudsburg" | 13 | Stroudsburg |  | ALLENTOWN PA | PA | 773 | 5785 | Allentown | PA | PAALLENT.txt
| 184 | "Pennsylvania" | PA | "Scranton" | 10 | Scranton |  | AVOCA PA | PA | 539 | 6291 | Wilkes-Barre | PA | PAWILKES.txt
| 185 | "Pennsylvania" | PA | "Scranton" | 10 | Scranton |  | AVOCA PA | PA | 539 | 6291 | Wilkes-Barre | PA | PAWILKES.txt
| 186 | "Pennsylvania" | PA | "Wilkes-Barre" | 14 | Wilkes-Barre |  | AVOCA PA | PA | 539 | 6291 | Wilkes-Barre | PA | PAWILKES.txt
| 187 | "Pennsylvania" | PA | "Wilkes-Barre" | 14 | Wilkes-Barre |  | AVOCA PA | PA | 539 | 6291 | Wilkes-Barre | PA | PAWILKES.txt
| 188 | "Pennsylvania" | PA | "Montrose" | 10 | Montrose |  | BINGHAMTON NY | NY | 337 | 7273 | Wilkes-Barre | PA | PAWILKES.txt
| 189 | "Pennsylvania" | PA | "Doylestown" | 12 | Doylestown |  | PHILADELPHIA PA | PA | 1101 | 4954 | Philadelphia | PA | PAPHILAD.txt
| 190 | "Pennsylvania" | PA | "Philadelphia" | 14 | Philadelphia |  | WILMINGTON DE | DE | 1046 | 4937 | Philadelphia | PA | PAPHILAD.txt
| 191 | "Pennsylvania" | PA | "Philadelphia" | 14 | Philadelphia |  | PHILADELPHIA PA | PA | 1101 | 4954 | Philadelphia | PA | PAPHILAD.txt
| 193 | "Pennsylvania" | PA | "Southeastern" | 14 | Southeastern |  | WILMINGTON DE | DE | 1046 | 4937 | Wilmington | DE | DEWILMIN.txt
| 194 | "Pennsylvania" | PA | "Southeastern" | 14 | Southeastern |  | WILMINGTON DE | DE | 1046 | 4937 | Wilmington | DE | DEWILMIN.txt
| 195 | "Pennsylvania" | PA | "Reading" | 9 | Reading |  | ALLENTOWN PA | PA | 773 | 5785 | Allentown | PA | PAALLENT.txt
| 196 | "Pennsylvania" | PA | "Reading" | 9 | Reading |  | ALLENTOWN PA | PA | 773 | 5785 | Allentown | PA | PAALLENT.txt
| 197 | "Delaware" | DE | "Wilmington" | 12 | Wilmington |  | WILMINGTON DE | DE | 1046 | 4937 | Wilmington | DE | DEWILMIN.txt
| 198 | "Delaware" | DE | "Wilmington" | 12 | Wilmington |  | WILMINGTON DE | DE | 1046 | 4937 | Wilmington | DE | DEWILMIN.txt
| 199 | "Delaware" | DE | "Dover" | 7 | Dover |  | BALTIMORE MD | MD | 1137 | 4707 | Baltimore | MD | MDBALTIM.txt
| 200 | "DC" | DC | "Washington" | 12 | Washington |  | WASHINGTON NAT'L AP DC | DC | 1549 | 4047 | Washington | MD | MDWASHDC.txt
| 201 | "DC" | DC | "Washington" | 12 | Washington |  | WASHINGTON NAT'L AP DC | DC | 1549 | 4047 | Washington | MD | MDWASHDC.txt
| 202 | "DC" | DC | "Washington" | 12 | Washington |  | WASHINGTON NAT'L AP DC | DC | 1549 | 4047 | Washington | MD | MDWASHDC.txt
| 203 | "DC" | DC | "Washington" | 12 | Washington |  | WASHINGTON NAT'L AP DC | DC | 1549 | 4047 | Washington | MD | MDWASHDC.txt
| 204 | "DC" | DC | "Washington" | 12 | Washington |  | WASHINGTON NAT'L AP DC | DC | 1549 | 4047 | Washington | MD | MDWASHDC.txt
| 205 | "DC" | DC | "Washington" | 12 | Washington |  | WASHINGTON NAT'L AP DC | DC | 1549 | 4047 | Washington | MD | MDWASHDC.txt
| 206 | "Maryland" | MD | "Waldorf" | 9 | Waldorf |  | WASHINGTON NAT'L AP DC | DC | 1549 | 4047 | Washington | MD | MDWASHDC.txt
| 207 | "Maryland" | MD | "Laurel" | 8 | Laurel |  | BALTIMORE MD | MD | 1137 | 4707 | Baltimore | MD | MDBALTIM.txt
| 208 | "Maryland" | MD | "Rockville" | 11 | Rockville |  | BALTIMORE MD | MD | 1137 | 4707 | Baltimore | MD | MDBALTIM.txt
| 209 | "Maryland" | MD | "Silver Spring" | 15 | Silver Spring |  | WASHINGTON NAT'L AP DC | DC | 1549 | 4047 | Washington | MD | MDWASHDC.txt
| 210 | "Maryland" | MD | "Baltimore" | 11 | Baltimore |  | BALTIMORE MD | MD | 1137 | 4707 | Baltimore | MD | MDBALTIM.txt
| 211 | "Maryland" | MD | "Baltimore" | 11 | Baltimore |  | BALTIMORE MD | MD | 1137 | 4707 | Baltimore | MD | MDBALTIM.txt
| 212 | "Maryland" | MD | "Baltimore" | 11 | Baltimore |  | BALTIMORE MD | MD | 1137 | 4707 | Baltimore | MD | MDBALTIM.txt
| 213 | "Maryland" | MD | "Baltimore" | 11 | Baltimore |  | BALTIMORE MD | MD | 1137 | 4707 | Baltimore | MD | MDBALTIM.txt
| 214 | "Maryland" | MD | "Annapolis" | 11 | Annapolis |  | BALTIMORE MD | MD | 1137 | 4707 | Baltimore | MD | MDBALTIM.txt
| 215 | "Maryland" | MD | "Cumberland" | 12 | Cumberland |  | PITTSBURGH PA | PA | 654 | 5968 | Pittsburgh | PA | PAPITTSB.txt
| 216 | "Maryland" | MD | "Easton" | 8 | Easton |  | WASHINGTON NAT'L AP DC | DC | 1549 | 4047 | Washington | MD | MDWASHDC.txt
| 217 | "Maryland" | MD | "Frederick" | 11 | Frederick |  | BALTIMORE MD | MD | 1137 | 4707 | Baltimore | MD | MDBALTIM.txt
| 218 | "Maryland" | MD | "Salisbury" | 11 | Salisbury |  | WALLOPS ISLAND VA | VA | 1096 | 4261 | Richmond | VA | VARICHMO.txt
| 219 | "Maryland" | MD | "Elkton" | 8 | Elkton |  | WILMINGTON DE | DE | 1046 | 4937 | Wilmington | DE | DEWILMIN.txt
| 220 | "Virginia" | VA | "Northern VA" | 13 | Northern VA |  | WASHINGTON DULLES AP DC | DC | 973 | 5006 | Washington | MD | MDWASHDC.txt
| 221 | "Virginia" | VA | "Northern VA" | 13 | Northern VA |  | WASHINGTON DULLES AP DC | DC | 973 | 5006 | Washington | MD | MDWASHDC.txt
| 222 | "Virginia" | VA | "Arlington" | 11 | Arlington |  | WASHINGTON NAT'L AP DC | DC | 1549 | 4047 | Washington | MD | MDWASHDC.txt
| 223 | "Virginia" | VA | "Alexandria" | 12 | Alexandria |  | WASHINGTON NAT'L AP DC | DC | 1549 | 4047 | Washington | MD | MDWASHDC.txt
| 224 | "Virginia" | VA | "Fredericksburg" | 16 | Fredericksburg |  | RICHMOND VA | VA | 1348 | 3963 | Richmond | VA | VARICHMO.txt
| 225 | "Virginia" | VA | "Fredericksburg" | 16 | Fredericksburg |  | RICHMOND VA | VA | 1348 | 3963 | Richmond | VA | VARICHMO.txt
| 226 | "Virginia" | VA | "Winchester" | 12 | Winchester |  | WASHINGTON DULLES AP DC | DC | 973 | 5006 | Washington | MD | MDWASHDC.txt
| 227 | "Virginia" | VA | "Culpeper" | 10 | Culpeper |  | WASHINGTON DULLES AP DC | DC | 973 | 5006 | Washington | MD | MDWASHDC.txt
| 228 | "Virginia" | VA | "Harrisonburg" | 14 | Harrisonburg |  | WASHINGTON DULLES AP DC | DC | 973 | 5006 | Washington | MD | MDWASHDC.txt
| 229 | "Virginia" | VA | "Charlottesville" | 17 | Charlottesville |  | RICHMOND VA | VA | 1348 | 3963 | Richmond | VA | VARICHMO.txt
| 230 | "Virginia" | VA | "Richmond" | 10 | Richmond |  | RICHMOND VA | VA | 1348 | 3963 | Richmond | VA | VARICHMO.txt
| 231 | "Virginia" | VA | "Richmond" | 10 | Richmond |  | RICHMOND VA | VA | 1348 | 3963 | Richmond | VA | VARICHMO.txt
| 232 | "Virginia" | VA | "Richmond" | 10 | Richmond |  | RICHMOND VA | VA | 1348 | 3963 | Richmond | VA | VARICHMO.txt
| 233 | "Virginia" | VA | "Norfolk" | 9 | Norfolk |  | NORFOLK VA | VA | 1422 | 3495 | Norfolk | VA | VANORFOL.txt
| 234 | "Virginia" | VA | "Norfolk" | 9 | Norfolk |  | NORFOLK VA | VA | 1422 | 3495 | Norfolk | VA | VANORFOL.txt
| 235 | "Virginia" | VA | "Norfolk" | 9 | Norfolk |  | NORFOLK VA | VA | 1422 | 3495 | Norfolk | VA | VANORFOL.txt
| 236 | "Virginia" | VA | "Norfolk" | 9 | Norfolk |  | NORFOLK VA | VA | 1422 | 3495 | Norfolk | VA | VANORFOL.txt
| 237 | "Virginia" | VA | "Portsmouth" | 12 | Portsmouth |  | NORFOLK VA | VA | 1422 | 3495 | Norfolk | VA | VANORFOL.txt
| 238 | "Virginia" | VA | "Petersburg" | 12 | Petersburg |  | NORFOLK VA | VA | 1422 | 3495 | Norfolk | VA | VANORFOL.txt
| 239 | "Virginia" | VA | "Farmville" | 11 | Farmville |  | RICHMOND VA | VA | 1348 | 3963 | Richmond | VA | VARICHMO.txt
| 240 | "Virginia" | VA | "Roanoke" | 9 | Roanoke |  | ROANOKE VA | VA | 1052 | 4360 | Roanoke | VA | VAROANOK.txt
| 241 | "Virginia" | VA | "Roanoke" | 9 | Roanoke |  | ROANOKE VA | VA | 1052 | 4360 | Roanoke | VA | VAROANOK.txt
| 242 | "Virginia" | VA | "Bristol" | 9 | Bristol |  | ROANOKE VA | VA | 1052 | 4360 | Roanoke | VA | VAROANOK.txt
| 243 | "Virginia" | VA | "Pulaski" | 9 | Pulaski |  | ROANOKE VA | VA | 1052 | 4360 | Roanoke | VA | VAROANOK.txt
| 244 | "Virginia" | VA | "Staunton" | 10 | Staunton |  | ROANOKE VA | VA | 1052 | 4360 | Roanoke | VA | VAROANOK.txt
| 245 | "Virginia" | VA | "Lynchburg" | 11 | Lynchburg |  | LYNCHBURG VA | VA | 1048 | 4340 | Roanoke | VA | VAROANOK.txt
| 246 | "Virginia" | VA | "Tazewell" | 10 | Tazewell |  | ROANOKE VA | VA | 1052 | 4360 | Roanoke | VA | VAROANOK.txt
| 247 | "West_Virginia" | WV | "Bluefield" | 11 | Bluefield |  | ROANOKE VA | VA | 1052 | 4360 | Roanoke | VA | VAROANOK.txt
| 248 | "West_Virginia" | WV | "Welch" | 7 | Welch |  | CHARLESTON WV | WV | 1031 | 4646 | Charleston | WV | WVCHARLE.txt
| 249 | "West_Virginia" | WV | "Lewisburg" | 11 | Lewisburg |  | CHARLESTON WV | WV | 1031 | 4646 | Charleston | WV | WVCHARLE.txt
| 250 | "West_Virginia" | WV | "Charleston" | 12 | Charleston |  | CHARLESTON WV | WV | 1031 | 4646 | Charleston | WV | WVCHARLE.txt
| 251 | "West_Virginia" | WV | "Charleston" | 12 | Charleston |  | CHARLESTON WV | WV | 1031 | 4646 | Charleston | WV | WVCHARLE.txt
| 252 | "West_Virginia" | WV | "Charleston" | 12 | Charleston |  | CHARLESTON WV | WV | 1031 | 4646 | Charleston | WV | WVCHARLE.txt
| 253 | "West_Virginia" | WV | "Charleston" | 12 | Charleston |  | CHARLESTON WV | WV | 1031 | 4646 | Charleston | WV | WVCHARLE.txt
| 254 | "West_Virginia" | WV | "Martinsburg" | 13 | Martinsburg |  | WASHINGTON DULLES AP DC | DC | 973 | 5006 | Washington | MD | MDWASHDC.txt
| 255 | "West_Virginia" | WV | "Huntington" | 12 | Huntington |  | CHARLESTON WV | WV | 1031 | 4646 | Charleston | WV | WVCHARLE.txt
| 256 | "West_Virginia" | WV | "Logan" | 7 | Logan |  | CHARLESTON WV | WV | 1031 | 4646 | Charleston | WV | WVCHARLE.txt
| 257 | "West_Virginia" | WV | "Huntington" | 12 | Huntington |  | HUNTINGTON WV | WV | 1005 | 4665 | Charleston | WV | WVCHARLE.txt
| 258 | "West_Virginia" | WV | "Beckley" | 9 | Beckley |  | BECKLEY WV | WV | 463 | 5558 | Charleston | WV | WVCHARLE.txt
| 259 | "West_Virginia" | WV | "Beckley" | 9 | Beckley |  | BECKLEY WV | WV | 463 | 5558 | Charleston | WV | WVCHARLE.txt
| 260 | "West_Virginia" | WV | "Wheeling" | 10 | Wheeling |  | PITTSBURGH PA | PA | 654 | 5968 | Pittsburgh | PA | PAPITTSB.txt
| 261 | "West_Virginia" | WV | "Parkersburg" | 13 | Parkersburg |  | CHARLESTON WV | WV | 1031 | 4646 | Charleston | WV | WVCHARLE.txt
| 262 | "West_Virginia" | WV | "Buckhannon" | 12 | Buckhannon |  | CHARLESTON WV | WV | 1031 | 4646 | Charleston | WV | WVCHARLE.txt
| 263 | "West_Virginia" | WV | "Clarksburg" | 12 | Clarksburg |  | ELKINS WV | WV | 346 | 6120 | Elkins | WV | WVELKINS.txt
| 264 | "West_Virginia" | WV | "Clarksburg" | 12 | Clarksburg |  | ELKINS WV | WV | 346 | 6120 | Elkins | WV | WVELKINS.txt
| 265 | "West_Virginia" | WV | "Morgantown" | 12 | Morgantown |  | PITTSBURGH PA | PA | 654 | 5968 | Pittsburgh | PA | PAPITTSB.txt
| 266 | "West_Virginia" | WV | "Gassaway" | 10 | Gassaway |  | CHARLESTON WV | WV | 1031 | 4646 | Charleston | WV | WVCHARLE.txt
| 267 | "West_Virginia" | WV | "Keyser" | 8 | Keyser |  | ELKINS WV | WV | 346 | 6120 | Elkins | WV | WVELKINS.txt
| 268 | "West_Virginia" | WV | "Petersburg" | 12 | Petersburg |  | ELKINS WV | WV | 346 | 6120 | Elkins | WV | WVELKINS.txt
| 270 | "North_Carolina" | NC | "Winston-Salem" | 15 | Winston-Salem |  | GREENSBORO-WNSTN-SALM-HGHPT NC | NC | 1253 | 3865 | Greensboro | NC | NCGRNSBO.txt
| 271 | "North_Carolina" | NC | "Winston-Salem" | 15 | Winston-Salem |  | GREENSBORO-WNSTN-SALM-HGHPT NC | NC | 1253 | 3865 | Greensboro | NC | NCGRNSBO.txt
| 272 | "North_Carolina" | NC | "Greensboro" | 12 | Greensboro |  | GREENSBORO-WNSTN-SALM-HGHPT NC | NC | 1253 | 3865 | Greensboro | NC | NCGRNSBO.txt
| 273 | "North_Carolina" | NC | "Greensboro" | 12 | Greensboro |  | GREENSBORO-WNSTN-SALM-HGHPT NC | NC | 1253 | 3865 | Greensboro | NC | NCGRNSBO.txt
| 274 | "North_Carolina" | NC | "Greensboro" | 12 | Greensboro |  | GREENSBORO-WNSTN-SALM-HGHPT NC | NC | 1253 | 3865 | Greensboro | NC | NCGRNSBO.txt
| 275 | "North_Carolina" | NC | "Raleigh" | 9 | Raleigh |  | RALEIGH NC | NC | 1417 | 3457 | Raleigh Durham | NC | NCRALEIG.txt
| 276 | "North_Carolina" | NC | "Raleigh" | 9 | Raleigh |  | RALEIGH NC | NC | 1417 | 3457 | Raleigh Durham | NC | NCRALEIG.txt
| 277 | "North_Carolina" | NC | "Durham" | 8 | Durham |  | RALEIGH NC | NC | 1417 | 3457 | Raleigh Durham | NC | NCRALEIG.txt
| 278 | "North_Carolina" | NC | "Rocky Mount" | 13 | Rocky Mount |  | RALEIGH NC | NC | 1417 | 3457 | Raleigh Durham | NC | NCRALEIG.txt
| 279 | "North_Carolina" | NC | "Elizabeth City" | 16 | Elizabeth City |  | NORFOLK VA | VA | 1422 | 3495 | Norfolk | VA | VANORFOL.txt
| 280 | "North_Carolina" | NC | "Charlotte" | 11 | Charlotte |  | GREENVILLE-SPARTANBURG AP SC | SC | 1473 | 3272 | Charlotte | NC | NCCHARLO.txt
| 281 | "North_Carolina" | NC | "Charlotte" | 11 | Charlotte |  | GREENVILLE-SPARTANBURG AP SC | SC | 1473 | 3272 | Charlotte | NC | NCCHARLO.txt
| 282 | "North_Carolina" | NC | "Charlotte" | 11 | Charlotte |  | CHARLOTTE NC | NC | 1582 | 3341 | Charlotte | NC | NCCHARLO.txt
| 283 | "North_Carolina" | NC | "Fayetteville" | 14 | Fayetteville |  | CHARLOTTE NC | NC | 1582 | 3341 | Charlotte | NC | NCCHARLO.txt
| 284 | "North_Carolina" | NC | "Wilmington" | 12 | Wilmington |  | WILMINGTON NC | NC | 1926 | 2470 | Charlotte | NC | NCCHARLO.txt
| 285 | "North_Carolina" | NC | "Kinston" | 9 | Kinston |  | WILMINGTON NC | NC | 1926 | 2470 | Charlotte | NC | NCCHARLO.txt
| 286 | "North_Carolina" | NC | "Hickory" | 9 | Hickory |  | GREENSBORO-WNSTN-SALM-HGHPT NC | NC | 1253 | 3865 | Greensboro | NC | NCGRNSBO.txt
| 287 | "North_Carolina" | NC | "Asheville" | 11 | Asheville |  | BRISTOL-JHNSN CTY-KNGSPRT TN | TN | 972 | 4406 | Asheville | NC | NCASHEVI.txt
| 288 | "North_Carolina" | NC | "Asheville" | 11 | Asheville |  | ASHEVILLE NC | NC | 787 | 4308 | Asheville | NC | NCASHEVI.txt
| 289 | "North_Carolina" | NC | "Andrews" | 9 | Andrews |  | KNOXVILLE TN | TN | 1266 | 3937 | Knoxville | TN | TNKNOXVI.txt
| 290 | "South_Carolina" | SC | "Columbia" | 10 | Columbia |  | COLUMBIA SC | SC | 1966 | 2649 | Columbia | SC | SCCOLMBA.txt
| 291 | "South_Carolina" | SC | "Columbia" | 10 | Columbia |  | COLUMBIA SC | SC | 1966 | 2649 | Columbia | SC | SCCOLMBA.txt
| 292 | "South_Carolina" | SC | "Columbia" | 10 | Columbia |  | COLUMBIA SC | SC | 1966 | 2649 | Columbia | SC | SCCOLMBA.txt
| 293 | "South_Carolina" | SC | "Spartanburg" | 13 | Spartanburg |  | GREENVILLE-SPARTANBURG AP SC | SC | 1473 | 3272 | Charlotte | NC | NCCHARLO.txt
| 294 | "South_Carolina" | SC | "Charleston" | 12 | Charleston |  | CHARLESTON AP SC | SC | 2266 | 2013 | Charleston | SC | SCCHARLE.txt
| 295 | "South_Carolina" | SC | "Florence" | 10 | Florence |  | WILMINGTON NC | NC | 1926 | 2470 | Columbia | SC | SCCOLMBA.txt
| 296 | "South_Carolina" | SC | "Greenville" | 12 | Greenville |  | GREENVILLE-SPARTANBURG AP SC | SC | 1473 | 3272 | Charlotte | NC | NCCHARLO.txt
| 297 | "South_Carolina" | SC | "Rock_Hill" | 11 | Rock_Hill |  | COLUMBIA SC | SC | 1966 | 2649 | Columbia | SC | SCCOLMBA.txt
| 298 | "South_Carolina" | SC | "Aiken" | 7 | Aiken |  | COLUMBIA SC | SC | 1966 | 2649 | Columbia | SC | SCCOLMBA.txt
| 299 | "South_Carolina" | SC | "Beaufort" | 10 | Beaufort |  | SAVANNAH GA | GA | 2365 | 1847 | Savannah | GA | GASAVANN.txt
| 300 | "Georgia" | GA | "Atlanta" | 9 | Atlanta |  | ATLANTA GA | GA | 1667 | 2991 | Atlanta | GA | GAATLANT.txt
| 301 | "Georgia" | GA | "Atlanta" | 9 | Atlanta |  | ATLANTA GA | GA | 1667 | 2991 | Atlanta | GA | GAATLANT.txt
| 302 | "Georgia" | GA | "Atlanta" | 9 | Atlanta |  | ATLANTA GA | GA | 1667 | 2991 | Atlanta | GA | GAATLANT.txt
| 303 | "Georgia" | GA | "Atlanta" | 9 | Atlanta |  | ATLANTA GA | GA | 1667 | 2991 | Atlanta | GA | GAATLANT.txt
| 304 | "Georgia" | GA | "Swainsboro" | 12 | Swainsboro |  | SAVANNAH GA | GA | 2365 | 1847 | Savannah | GA | GASAVANN.txt
| 305 | "Georgia" | GA | "Gainesville" | 13 | Gainesville |  | GREENVILLE-SPARTANBURG AP SC | SC | 1473 | 3272 | Atlanta | GA | GAATLANT.txt
| 306 | "Georgia" | GA | "Athens" | 8 | Athens |  | ATHENS GA | GA | 1709 | 2893 | Atlanta | GA | GAATLANT.txt
| 307 | "Georgia" | GA | "Dalton" | 8 | Dalton |  | CHATTANOOGA TN | TN | 1544 | 3587 | Chattanooga | TN | TNCHATTA.txt
| 308 | "Georgia" | GA | "Augusta" | 9 | Augusta |  | ATHENS GA | GA | 1709 | 2893 | Columbia | SC | SCCOLMBA.txt
| 309 | "Georgia" | GA | "Augusta" | 9 | Augusta |  | AUGUSTA GA | GA | 1948 | 2565 | Columbia | SC | SCCOLMBA.txt
| 310 | "Georgia" | GA | "Macon" | 7 | Macon |  | COLUMBUS GA | GA | 2284 | 2261 | Macon | GA | GAMACON.txt
| 311 | "Georgia" | GA | "Macon" | 7 | Macon |  | COLUMBUS GA | GA | 2284 | 2261 | Macon | GA | GAMACON.txt
| 312 | "Georgia" | GA | "Macon" | 7 | Macon |  | MACON GA | GA | 2125 | 2334 | Macon | GA | GAMACON.txt
| 313 | "Georgia" | GA | "Savannah" | 10 | Savannah |  | SAVANNAH GA | GA | 2365 | 1847 | Savannah | GA | GASAVANN.txt
| 314 | "Georgia" | GA | "Savannah" | 10 | Savannah |  | SAVANNAH GA | GA | 2365 | 1847 | Savannah | GA | GASAVANN.txt
| 315 | "Georgia" | GA | "Waycross" | 10 | Waycross |  | SAVANNAH GA | GA | 2365 | 1847 | Savannah | GA | GASAVANN.txt
| 316 | "Georgia" | GA | "Valdosta" | 10 | Valdosta |  | TALLAHASSEE FL | FL | 2518 | 1705 | Tallahassee | FL | FLTALLAH.txt
| 317 | "Georgia" | GA | "Albany" | 8 | Albany |  | COLUMBUS GA | GA | 2284 | 2261 | Columbus | GA | GACOLMBS.txt
| 318 | "Georgia" | GA | "Columbus" | 10 | Columbus |  | MACON GA | GA | 2125 | 2334 | Columbus | GA | GACOLMBS.txt
| 319 | "Georgia" | GA | "Columbus" | 10 | Columbus |  | COLUMBUS GA | GA | 2284 | 2261 | Columbus | GA | GACOLMBS.txt
| 320 | "Florida" | FL | "Jacksonville" | 14 | Jacksonville |  | JACKSONVILLE FL | FL | 2551 | 1434 | Jacksonville | FL | FLJACKSV.txt
| 321 | "Florida" | FL | "Jacksonville" | 14 | Jacksonville |  | JACKSONVILLE FL | FL | 2551 | 1434 | Jacksonville | FL | FLJACKSV.txt
| 322 | "Florida" | FL | "Jacksonville" | 14 | Jacksonville |  | JACKSONVILLE FL | FL | 2551 | 1434 | Jacksonville | FL | FLJACKSV.txt
| 323 | "Florida" | FL | "Tallahassee" | 13 | Tallahassee |  | TALLAHASSEE FL | FL | 2518 | 1705 | Tallahassee | FL | FLTALLAH.txt
| 324 | "Florida" | FL | "Panama City" | 13 | Panama City |  | APALACHICOLA FL | FL | 2582 | 1429 | Tallahassee | FL | FLTALLAH.txt
| 325 | "Florida" | FL | "Pensacola" | 11 | Pensacola |  | PENSACOLA FL | FL | 2636 | 1617 | Mobile | AL | ALMOBILE.txt
| 326 | "Florida" | FL | "Gainesville" | 13 | Gainesville |  | GAINESVILLE FL | FL | 2609 | 1267 | Jacksonville | FL | FLJACKSV.txt
| 327 | "Florida" | FL | "Titusville" | 12 | Titusville |  | DAYTONA BEACH FL | FL | 2919 | 909 | Daytona Beach | FL | FLDAYTNA.txt
| 328 | "Florida" | FL | "Orlando" | 9 | Orlando |  | ORLANDO FL | FL | 3381 | 686 | Orlando | FL | FLORLAND.txt
| 329 | "Florida" | FL | "Melbourne" | 11 | Melbourne |  | VERO BEACH FL | FL | 3278 | 548 | Orlando | FL | FLORLAND.txt
| 330 | "Florida" | FL | "Miami" | 7 | Miami |  | KEY WEST FL | FL | 4798 | 100 | Miami Beach | FL | FLMIAMIB.txt
| 331 | "Florida" | FL | "Miami" | 7 | Miami |  | MIAMI FL | FL | 4198 | 200 | Miami Beach | FL | FLMIAMIB.txt
| 332 | "Florida" | FL | "Miami" | 7 | Miami |  | MIAMI FL | FL | 4198 | 200 | Miami Beach | FL | FLMIAMIB.txt
| 333 | "Florida" | FL | "Fort Lauderdale" | 17 | Fort Lauderdale |  | MIAMI FL | FL | 4198 | 200 | Miami Beach | FL | FLMIAMIB.txt
| 334 | "Florida" | FL | "West Palm Beach" | 17 | West Palm Beach |  | WEST PALM BEACH FL | FL | 3891 | 323 | West Palm Beach | FL | FLWPALMB.txt
| 335 | "Florida" | FL | "Tampa" | 7 | Tampa |  | TAMPA FL | FL | 3427 | 725 | Tampa St. Petersburg | FL | FLTAMPA.txt
| 336 | "Florida" | FL | "Tampa" | 7 | Tampa |  | TAMPA FL | FL | 3427 | 725 | Tampa St. Petersburg | FL | FLTAMPA.txt
| 337 | "Florida" | FL | "St. Petersburg" | 16 | St. Petersburg |  | TAMPA FL | FL | 3427 | 725 | Tampa St. Petersburg | FL | FLTAMPA.txt
| 338 | "Florida" | FL | "Lakeland" | 10 | Lakeland |  | TAMPA FL | FL | 3427 | 725 | Tampa St. Petersburg | FL | FLTAMPA.txt
| 339 | "Florida" | FL | "Fort Myers" | 12 | Fort Myers |  | FORT MYERS FL | FL | 3855 | 418 | Tampa St. Petersburg | FL | FLTAMPA.txt
| 342 | "Florida" | FL | "Bradenton" | 11 | Bradenton |  | TAMPA FL | FL | 3427 | 725 | Tampa St. Petersburg | FL | FLTAMPA.txt
| 344 | "Florida" | FL | "Ocala" | 7 | Ocala |  | DAYTONA BEACH FL | FL | 2919 | 909 | Daytona Beach | FL | FLDAYTNA.txt
| 346 | "Florida" | FL | "Clearwater" | 12 | Clearwater |  | TAMPA FL | FL | 3427 | 725 | Tampa St. Petersburg | FL | FLTAMPA.txt
| 347 | "Florida" | FL | "Orlando" | 9 | Orlando |  | ORLANDO FL | FL | 3381 | 686 | Orlando | FL | FLORLAND.txt
| 349 | "Florida" | FL | "Fort Pierce" | 13 | Fort Pierce |  | TAMPA FL | FL | 3427 | 725 | Tampa St. Petersburg | FL | FLTAMPA.txt
| 350 | "Alabama" | AL | "Birmingham" | 12 | Birmingham |  | BIRMINGHAM AP AL | AL | 1797 | 2918 | Birmingham | AL | ALBIRMIN.txt
| 351 | "Alabama" | AL | "Birmingham" | 12 | Birmingham |  | BIRMINGHAM AP AL | AL | 1797 | 2918 | Birmingham | AL | ALBIRMIN.txt
| 352 | "Alabama" | AL | "Birmingham" | 12 | Birmingham |  | BIRMINGHAM AP AL | AL | 1797 | 2918 | Birmingham | AL | ALBIRMIN.txt
| 354 | "Alabama" | AL | "Tuscaloosa" | 12 | Tuscaloosa |  | MERIDIAN MS | MS | 2138 | 2444 | Birmingham | AL | ALBIRMIN.txt
| 355 | "Alabama" | AL | "Jasper" | 8 | Jasper |  | HUNTSVILLE AL | AL | 1651 | 3323 | Huntsville | AL | ALHUNTSV.txt
| 356 | "Alabama" | AL | "Decatur/Florence" | 18 | Decatur/Florence |  | HUNTSVILLE AL | AL | 1651 | 3323 | Huntsville | AL | ALHUNTSV.txt
| 357 | "Alabama" | AL | "Huntsville" | 12 | Huntsville |  | CHATTANOOGA TN | TN | 1544 | 3587 | Chattanooga | TN | TNCHATTA.txt
| 358 | "Alabama" | AL | "Huntsville" | 12 | Huntsville |  | HUNTSVILLE AL | AL | 1651 | 3323 | Huntsville | AL | ALHUNTSV.txt
| 359 | "Alabama" | AL | "Gadsden" | 9 | Gadsden |  | ATLANTA GA | GA | 1667 | 2991 | Atlanta | GA | GAATLANT.txt
| 360 | "Alabama" | AL | "Montgomery" | 12 | Montgomery |  | COLUMBUS GA | GA | 2284 | 2261 | Montgomery | AL | ALMONTGO.txt
| 361 | "Alabama" | AL | "Montgomery" | 12 | Montgomery |  | MONTGOMERY AL | AL | 2212 | 2224 | Montgomery | AL | ALMONTGO.txt
| 362 | "Alabama" | AL | "Anniston" | 10 | Anniston |  | BIRMINGHAM AP AL | AL | 1797 | 2918 | Birmingham | AL | ALBIRMIN.txt
| 363 | "Alabama" | AL | "Dothan" | 8 | Dothan |  | MONTGOMERY AL | AL | 2212 | 2224 | Montgomery | AL | ALMONTGO.txt
| 364 | "Alabama" | AL | "Evergreen" | 11 | Evergreen |  | MONTGOMERY AL | AL | 2212 | 2224 | Montgomery | AL | ALMONTGO.txt
| 365 | "Alabama" | AL | "Mobile" | 8 | Mobile |  | MOBILE AL | AL | 2627 | 1702 | Mobile | AL | ALMOBILE.txt
| 366 | "Alabama" | AL | "Mobile" | 8 | Mobile |  | MOBILE AL | AL | 2627 | 1702 | Mobile | AL | ALMOBILE.txt
| 367 | "Alabama" | AL | "Selma" | 7 | Selma |  | MONTGOMERY AL | AL | 2212 | 2224 | Montgomery | AL | ALMONTGO.txt
| 368 | "Alabama" | AL | "Opelika" | 9 | Opelika |  | COLUMBUS GA | GA | 2284 | 2261 | Columbus | GA | GACOLMBS.txt
| 369 | "Alabama" | AL | "Butler" | 8 | Butler |  | MERIDIAN MS | MS | 2138 | 2444 | Jackson | MS | MSJACKSO.txt
| 370 | "Tennessee" | TN | "Nashville" | 11 | Nashville |  | NASHVILLE TN | TN | 1616 | 3729 | Nashville | TN | TNNASHVI.txt
| 371 | "Tennessee" | TN | "Nashville" | 11 | Nashville |  | NASHVILLE TN | TN | 1616 | 3729 | Nashville | TN | TNNASHVI.txt
| 372 | "Tennessee" | TN | "Nashville" | 11 | Nashville |  | NASHVILLE TN | TN | 1616 | 3729 | Nashville | TN | TNNASHVI.txt
| 373 | "Tennessee" | TN | "Chattanooga" | 13 | Chattanooga |  | HUNTSVILLE AL | AL | 1651 | 3323 | Chattanooga | TN | TNCHATTA.txt
| 374 | "Tennessee" | TN | "Chattanooga" | 13 | Chattanooga |  | CHATTANOOGA TN | TN | 1544 | 3587 | Chattanooga | TN | TNCHATTA.txt
| 376 | "Tennessee" | TN | "Johnson City" | 14 | Johnson City |  | BRISTOL-JHNSN CTY-KNGSPRT TN | TN | 972 | 4406 | Knoxville | TN | TNKNOXVI.txt
| 377 | "Tennessee" | TN | "Knoxville" | 11 | Knoxville |  | KNOXVILLE TN | TN | 1266 | 3937 | Knoxville | TN | TNKNOXVI.txt
| 378 | "Tennessee" | TN | "Knoxville" | 11 | Knoxville |  | KNOXVILLE TN | TN | 1266 | 3937 | Knoxville | TN | TNKNOXVI.txt
| 379 | "Tennessee" | TN | "Knoxville" | 11 | Knoxville |  | KNOXVILLE TN | TN | 1266 | 3937 | Knoxville | TN | TNKNOXVI.txt
| 380 | "Tennessee" | TN | "Memphis" | 9 | Memphis |  | MEMPHIS TN | TN | 2118 | 3082 | Memphis | TN | TNMEMPHI.txt
| 381 | "Tennessee" | TN | "Memphis" | 9 | Memphis |  | MEMPHIS TN | TN | 2118 | 3082 | Memphis | TN | TNMEMPHI.txt
| 382 | "Tennessee" | TN | "Mc_Kenzie" | 11 | Mc_Kenzie |  | NASHVILLE TN | TN | 1616 | 3729 | Nashville | TN | TNNASHVI.txt
| 383 | "Tennessee" | TN | "Jackson" | 9 | Jackson |  | HUNTSVILLE AL | AL | 1651 | 3323 | Huntsville | AL | ALHUNTSV.txt
| 384 | "Tennessee" | TN | "Columbia" | 10 | Columbia |  | NASHVILLE TN | TN | 1616 | 3729 | Nashville | TN | TNNASHVI.txt
| 385 | "Tennessee" | TN | "Cookeville" | 12 | Cookeville |  | NASHVILLE TN | TN | 1616 | 3729 | Nashville | TN | TNNASHVI.txt
| 386 | "Mississippi" | MS | "Oxford" | 8 | Oxford |  | MEMPHIS TN | TN | 2118 | 3082 | Memphis | TN | TNMEMPHI.txt
| 387 | "Mississippi" | MS | "Greenville" | 12 | Greenville |  | JACKSON MS | MS | 2215 | 2467 | Jackson | MS | MSJACKSO.txt
| 388 | "Mississippi" | MS | "Tupelo" | 8 | Tupelo |  | TUPELO MS | MS | 1908 | 3079 | Tupelo | MS | MSTUPELO.txt
| 389 | "Mississippi" | MS | "Grenada" | 9 | Grenada |  | MERIDIAN MS | MS | 2138 | 2444 | Tupelo | MS | MSTUPELO.txt
| 390 | "Mississippi" | MS | "Jackson" | 9 | Jackson |  | JACKSON MS | MS | 2215 | 2467 | Jackson | MS | MSJACKSO.txt
| 391 | "Mississippi" | MS | "Jackson" | 9 | Jackson |  | JACKSON MS | MS | 2215 | 2467 | Jackson | MS | MSJACKSO.txt
| 392 | "Mississippi" | MS | "Jackson" | 9 | Jackson |  | JACKSON MS | MS | 2215 | 2467 | Jackson | MS | MSJACKSO.txt
| 393 | "Mississippi" | MS | "Meridian" | 10 | Meridian |  | MERIDIAN MS | MS | 2138 | 2444 | Jackson | MS | MSJACKSO.txt
| 394 | "Mississippi" | MS | "Hattiesburg" | 13 | Hattiesburg |  | MOBILE AL | AL | 2627 | 1702 | Mobile | AL | ALMOBILE.txt
| 395 | "Mississippi" | MS | "Gulfport" | 10 | Gulfport |  | NEW ORLEANS LA | LA | 2655 | 1513 | New Orleans | LA | LANEWORL.txt
| 396 | "Mississippi" | MS | "McComb" | 8 | McComb |  | JACKSON MS | MS | 2215 | 2467 | Jackson | MS | MSJACKSO.txt
| 397 | "Mississippi" | MS | "Columbus" | 10 | Columbus |  | BIRMINGHAM AP AL | AL | 1797 | 2918 | Birmingham | AL | ALBIRMIN.txt
| 400 | "Kentucky" | KY | "Louisville" | 12 | Louisville |  | LOUISVILLE KY | KY | 1288 | 4514 | Louisville | KY | KYLOUISV.txt
| 401 | "Kentucky" | KY | "Louisville" | 12 | Louisville |  | LOUISVILLE KY | KY | 1288 | 4514 | Louisville | KY | KYLOUISV.txt
| 402 | "Kentucky" | KY | "Louisville" | 12 | Louisville |  | LOUISVILLE KY | KY | 1288 | 4514 | Louisville | KY | KYLOUISV.txt
| 403 | "Kentucky" | KY | "Lexington" | 11 | Lexington |  | LEXINGTON KY | KY | 1140 | 4783 | Lexington | KY | KYLEXING.txt
| 404 | "Kentucky" | KY | "Lexington" | 11 | Lexington |  | LEXINGTON KY | KY | 1140 | 4783 | Lexington | KY | KYLEXING.txt
| 405 | "Kentucky" | KY | "Lexington" | 11 | Lexington |  | LEXINGTON KY | KY | 1140 | 4783 | Lexington | KY | KYLEXING.txt
| 406 | "Kentucky" | KY | "Frankfort" | 11 | Frankfort |  | LEXINGTON KY | KY | 1140 | 4783 | Lexington | KY | KYLEXING.txt
| 407 | "Kentucky" | KY | "Corbin" | 8 | Corbin |  | KNOXVILLE TN | TN | 1266 | 3937 | Knoxville | TN | TNKNOXVI.txt
| 408 | "Kentucky" | KY | "Baxter" | 8 | Baxter |  | BRISTOL-JHNSN CTY-KNGSPRT TN | TN | 972 | 4406 | Knoxville | TN | TNKNOXVI.txt
| 409 | "Kentucky" | KY | "Middlesboro" | 13 | Middlesboro |  | BRISTOL-JHNSN CTY-KNGSPRT TN | TN | 972 | 4406 | Knoxville | TN | TNKNOXVI.txt
| 410 | "Kentucky" | KY | "Newport" | 9 | Newport |  | GREATER CINCINNATI AP KY | KY | 996 | 5248 | Cincinnati | OH | OHCINCIN.txt
| 411 | "Kentucky" | KY | "Ashland" | 9 | Ashland |  | LEXINGTON KY | KY | 1140 | 4783 | Lexington | KY | KYLEXING.txt
| 412 | "Kentucky" | KY | "Ashland" | 9 | Ashland |  | HUNTINGTON WV | WV | 1005 | 4665 | Charleston | WV | WVCHARLE.txt
| 413 | "Kentucky" | KY | "Campton" | 9 | Campton |  | JACKSON KY | KY | 1033 | 4393 | Lexington | KY | KYLEXING.txt
| 414 | "Kentucky" | KY | "Campton" | 9 | Campton |  | LEXINGTON KY | KY | 1140 | 4783 | Lexington | KY | KYLEXING.txt
| 415 | "Kentucky" | KY | "Pikeville" | 11 | Pikeville |  | CHARLESTON WV | WV | 1031 | 4646 | Charleston | WV | WVCHARLE.txt
| 416 | "Kentucky" | KY | "Pikeville" | 11 | Pikeville |  | HUNTINGTON WV | WV | 1005 | 4665 | Charleston | WV | WVCHARLE.txt
| 417 | "Kentucky" | KY | "Hazard" | 8 | Hazard |  | HUNTINGTON WV | WV | 1005 | 4665 | Charleston | WV | WVCHARLE.txt
| 418 | "Kentucky" | KY | "Hazard" | 8 | Hazard |  | HUNTINGTON WV | WV | 1005 | 4665 | Charleston | WV | WVCHARLE.txt
| 420 | "Kentucky" | KY | "Paducah" | 9 | Paducah |  | PADUCAH KY | KY | 1475 | 4279 | Paducah | KY | KYPADUCA.txt
| 421 | "Kentucky" | KY | "Bowling Green" | 15 | Bowling Green |  | LOUISVILLE KY | KY | 1288 | 4514 | Louisville | KY | KYLOUISV.txt
| 422 | "Kentucky" | KY | "Russellville" | 14 | Russellville |  | LOUISVILLE KY | KY | 1288 | 4514 | Louisville | KY | KYLOUISV.txt
| 423 | "Kentucky" | KY | "Owensboro" | 11 | Owensboro |  | NASHVILLE TN | TN | 1616 | 3729 | Nashville | TN | TNNASHVI.txt
| 424 | "Kentucky" | KY | "Henderson" | 11 | Henderson |  | EVANSVILLE IN | IN | 1376 | 4708 | Evansville | IN | INEVANSV.txt
| 425 | "Kentucky" | KY | "Somerset" | 10 | Somerset |  | LEXINGTON KY | KY | 1140 | 4783 | Lexington | KY | KYLEXING.txt
| 426 | "Kentucky" | KY | "Somerset" | 10 | Somerset |  | LEXINGTON KY | KY | 1140 | 4783 | Lexington | KY | KYLEXING.txt
| 427 | "Kentucky" | KY | "Elizabethtown" | 15 | Elizabethtown |  | NASHVILLE TN | TN | 1616 | 3729 | Nashville | TN | TNNASHVI.txt
| 430 | "Ohio" | OH | "Columbus" | 10 | Columbus |  | COLUMBUS OH | OH | 797 | 5708 | Columbus | OH | OHCOLMBS.txt
| 431 | "Ohio" | OH | "Columbus" | 10 | Columbus |  | COLUMBUS OH | OH | 797 | 5708 | Columbus | OH | OHCOLMBS.txt
| 432 | "Ohio" | OH | "Columbus" | 10 | Columbus |  | COLUMBUS OH | OH | 797 | 5708 | Columbus | OH | OHCOLMBS.txt
| 433 | "Ohio" | OH | "Marion" | 8 | Marion |  | DAYTON OH | OH | 886 | 5708 | Dayton | OH | OHDAYTON.txt
| 434 | "Ohio" | OH | "Bowling Green" | 15 | Bowling Green |  | TOLEDO OH | OH | 610 | 6579 | Toledo | OH | OHTOLEDO.txt
| 435 | "Ohio" | OH | "Napoleon" | 10 | Napoleon |  | FORT WAYNE IN | IN | 824 | 6273 | Fort Wayne | IN | INFTWAYN.txt
| 436 | "Ohio" | OH | "Toledo" | 8 | Toledo |  | TOLEDO OH | OH | 610 | 6579 | Toledo | OH | OHTOLEDO.txt
| 437 | "Ohio" | OH | "Zanesville" | 12 | Zanesville |  | PITTSBURGH PA | PA | 654 | 5968 | Pittsburgh | PA | PAPITTSB.txt
| 438 | "Ohio" | OH | "Zanesville" | 12 | Zanesville |  | COLUMBUS OH | OH | 797 | 5708 | Columbus | OH | OHCOLMBS.txt
| 439 | "Ohio" | OH | "Stuebenville" | 14 | Stuebenville |  | PITTSBURGH PA | PA | 654 | 5968 | Pittsburgh | PA | PAPITTSB.txt
| 440 | "Ohio" | OH | "Cleveland" | 11 | Cleveland |  | CLEVELAND OH | OH | 621 | 6201 | Cleveland | OH | OHCLEVEL.txt
| 441 | "Ohio" | OH | "Cleveland" | 11 | Cleveland |  | CLEVELAND OH | OH | 621 | 6201 | Cleveland | OH | OHCLEVEL.txt
| 442 | "Ohio" | OH | "Akron" | 7 | Akron |  | AKRON OH | OH | 625 | 6160 | Akron Canton | OH | OHAKRON.txt
| 443 | "Ohio" | OH | "Akron" | 7 | Akron |  | AKRON OH | OH | 625 | 6160 | Akron Canton | OH | OHAKRON.txt
| 444 | "Ohio" | OH | "Youngstown" | 12 | Youngstown |  | YOUNGSTOWN OH | OH | 497 | 6544 | Youngstown | OH | OHYOUNGS.txt
| 445 | "Ohio" | OH | "Youngstown" | 12 | Youngstown |  | YOUNGSTOWN OH | OH | 497 | 6544 | Youngstown | OH | OHYOUNGS.txt
| 446 | "Ohio" | OH | "Canton" | 8 | Canton |  | AKRON OH | OH | 625 | 6160 | Akron Canton | OH | OHAKRON.txt
| 447 | "Ohio" | OH | "Canton" | 8 | Canton |  | AKRON OH | OH | 625 | 6160 | Akron Canton | OH | OHAKRON.txt
| 448 | "Ohio" | OH | "Mansfield" | 11 | Mansfield |  | MANSFIELD OH | OH | 666 | 6258 | Akron Canton | OH | OHAKRON.txt
| 449 | "Ohio" | OH | "Mansfield" | 11 | Mansfield |  | MANSFIELD OH | OH | 666 | 6258 | Akron Canton | OH | OHAKRON.txt
| 450 | "Ohio" | OH | "Cincinnati" | 12 | Cincinnati |  | GREATER CINCINNATI AP KY | KY | 996 | 5248 | Cincinnati | OH | OHCINCIN.txt
| 451 | "Ohio" | OH | "Cincinnati" | 12 | Cincinnati |  | GREATER CINCINNATI AP KY | KY | 996 | 5248 | Cincinnati | OH | OHCINCIN.txt
| 452 | "Ohio" | OH | "Cincinnati" | 12 | Cincinnati |  | GREATER CINCINNATI AP KY | KY | 996 | 5248 | Cincinnati | OH | OHCINCIN.txt
| 453 | "Ohio" | OH | "Dayton" | 8 | Dayton |  | COLUMBUS OH | OH | 797 | 5708 | Dayton | OH | OHDAYTON.txt
| 454 | "Ohio" | OH | "Dayton" | 8 | Dayton |  | DAYTON OH | OH | 886 | 5708 | Dayton | OH | OHDAYTON.txt
| 455 | "Ohio" | OH | "Springfield" | 13 | Springfield |  | DAYTON OH | OH | 886 | 5708 | Dayton | OH | OHDAYTON.txt
| 456 | "Ohio" | OH | "Chillicothe" | 13 | Chillicothe |  | GREATER CINCINNATI AP KY | KY | 996 | 5248 | Cincinnati | OH | OHCINCIN.txt
| 457 | "Ohio" | OH | "Athens" | 8 | Athens |  | COLUMBUS OH | OH | 797 | 5708 | Columbus | OH | OHCOLMBS.txt
| 458 | "Ohio" | OH | "Lima" | 6 | Lima |  | DAYTON OH | OH | 886 | 5708 | Dayton | OH | OHDAYTON.txt
| 460 | "Indiana" | IN | "Indianapolis" | 14 | Indianapolis |  | INDIANAPOLIS IN | IN | 1014 | 5615 | Indianapolis | IN | ININDIAN.txt
| 461 | "Indiana" | IN | "Indianapolis" | 14 | Indianapolis |  | INDIANAPOLIS IN | IN | 1014 | 5615 | Indianapolis | IN | ININDIAN.txt
| 462 | "Indiana" | IN | "Indianapolis" | 14 | Indianapolis |  | INDIANAPOLIS IN | IN | 1014 | 5615 | Indianapolis | IN | ININDIAN.txt
| 463 | "Indiana" | IN | "Gary" | 6 | Gary |  | SOUTH BEND IN | IN | 728 | 6331 | South Bend | IN | INSOBEND.txt
| 464 | "Indiana" | IN | "Gary" | 6 | Gary |  | CHICAGO IL | IL | 752 | 6536 | Chicago | IL | ILCHICAG.txt
| 465 | "Indiana" | IN | "South Bend" | 12 | South Bend |  | FORT WAYNE IN | IN | 824 | 6273 | South Bend | IN | INSOBEND.txt
| 466 | "Indiana" | IN | "South Bend" | 12 | South Bend |  | SOUTH BEND IN | IN | 728 | 6331 | South Bend | IN | INSOBEND.txt
| 467 | "Indiana" | IN | "Fort Wayne" | 12 | Fort Wayne |  | SOUTH BEND IN | IN | 728 | 6331 | Fort Wayne | IN | INFTWAYN.txt
| 468 | "Indiana" | IN | "Fort Wayne" | 12 | Fort Wayne |  | FORT WAYNE IN | IN | 824 | 6273 | Fort Wayne | IN | INFTWAYN.txt
| 469 | "Indiana" | IN | "Kokomo" | 8 | Kokomo |  | SOUTH BEND IN | IN | 728 | 6331 | South Bend | IN | INSOBEND.txt
| 470 | "Indiana" | IN | "Lawrenceburg" | 14 | Lawrenceburg |  | GREATER CINCINNATI AP KY | KY | 996 | 5248 | Cincinnati | OH | OHCINCIN.txt
| 471 | "Indiana" | IN | "New Albany" | 12 | New Albany |  | LOUISVILLE KY | KY | 1288 | 4514 | Louisville | KY | KYLOUISV.txt
| 472 | "Indiana" | IN | "Columbus" | 10 | Columbus |  | INDIANAPOLIS IN | IN | 1014 | 5615 | Indianapolis | IN | ININDIAN.txt
| 473 | "Indiana" | IN | "Muncie" | 8 | Muncie |  | DAYTON OH | OH | 886 | 5708 | Dayton | OH | OHDAYTON.txt
| 474 | "Indiana" | IN | "Bloomington" | 13 | Bloomington |  | INDIANAPOLIS IN | IN | 1014 | 5615 | Indianapolis | IN | ININDIAN.txt
| 475 | "Indiana" | IN | "Washington" | 12 | Washington |  | EVANSVILLE IN | IN | 1376 | 4708 | Evansville | IN | INEVANSV.txt
| 476 | "Indiana" | IN | "Evansville" | 12 | Evansville |  | EVANSVILLE IN | IN | 1376 | 4708 | Evansville | IN | INEVANSV.txt
| 477 | "Indiana" | IN | "Evansville" | 12 | Evansville |  | EVANSVILLE IN | IN | 1376 | 4708 | Evansville | IN | INEVANSV.txt
| 478 | "Indiana" | IN | "Terre Haute" | 13 | Terre Haute |  | INDIANAPOLIS IN | IN | 1014 | 5615 | Indianapolis | IN | ININDIAN.txt
| 479 | "Indiana" | IN | "Lafayette" | 11 | Lafayette |  | SOUTH BEND IN | IN | 728 | 6331 | South Bend | IN | INSOBEND.txt
| 480 | "Michigan" | MI | "Royal Oak" | 11 | Royal Oak |  | DETROIT MI | MI | 626 | 6569 | Detroit | MI | MIDETROI.txt
| 481 | "Michigan" | MI | "Ann Arbor" | 11 | Ann Arbor |  | DETROIT MI | MI | 626 | 6569 | Detroit | MI | MIDETROI.txt
| 482 | "Michigan" | MI | "Detroit" | 9 | Detroit |  | DETROIT MI | MI | 626 | 6569 | Detroit | MI | MIDETROI.txt
| 483 | "Michigan" | MI | "Detroit" | 9 | Detroit |  | DETROIT MI | MI | 626 | 6569 | Detroit | MI | MIDETROI.txt
| 484 | "Michigan" | MI | "Flint" | 7 | Flint |  | LANSING MI | MI | 490 | 7101 | Flint | MI | MIFLINT.txt
| 485 | "Michigan" | MI | "Flint" | 7 | Flint |  | FLINT MI | MI | 483 | 6979 | Flint | MI | MIFLINT.txt
| 486 | "Michigan" | MI | "Saginaw" | 9 | Saginaw |  | LANSING MI | MI | 490 | 7101 | Lansing | MI | MILANSIN.txt
| 487 | "Michigan" | MI | "Saginaw" | 9 | Saginaw |  | FLINT MI | MI | 483 | 6979 | Flint | MI | MIFLINT.txt
| 488 | "Michigan" | MI | "Lansing" | 9 | Lansing |  | FLINT MI | MI | 483 | 6979 | Lansing | MI | MILANSIN.txt
| 489 | "Michigan" | MI | "Lansing" | 9 | Lansing |  | LANSING MI | MI | 490 | 7101 | Lansing | MI | MILANSIN.txt
| 490 | "Michigan" | MI | "Kalamazoo" | 11 | Kalamazoo |  | SOUTH BEND IN | IN | 728 | 6331 | South Bend | IN | INSOBEND.txt
| 491 | "Michigan" | MI | "Kalamazoo" | 11 | Kalamazoo |  | SOUTH BEND IN | IN | 728 | 6331 | South Bend | IN | INSOBEND.txt
| 492 | "Michigan" | MI | "Jackson" | 9 | Jackson |  | TOLEDO OH | OH | 610 | 6579 | Toledo | OH | OHTOLEDO.txt
| 493 | "Michigan" | MI | "Grand Rapids" | 14 | Grand Rapids |  | MUSKEGON MI | MI | 431 | 6924 | Grand Rapids | MI | MIGRNDRA.txt
| 494 | "Michigan" | MI | "Muskegon" | 10 | Muskegon |  | MUSKEGON MI | MI | 431 | 6924 | Grand Rapids | MI | MIGRNDRA.txt
| 495 | "Michigan" | MI | "Grand Rapids" | 14 | Grand Rapids |  | GRAND RAPIDS MI | MI | 534 | 6973 | Grand Rapids | MI | MIGRNDRA.txt
| 496 | "Michigan" | MI | "Traverse City" | 15 | Traverse City |  | ALPENA MI | MI | 231 | 8284 | Sault Ste Marie | MI | MISTEMAR.txt
| 497 | "Michigan" | MI | "Mackinaw City" | 15 | Mackinaw City |  | SAULT STE. MARIE MI | MI | 131 | 9316 | Sault Ste Marie | MI | MISTEMAR.txt
| 498 | "Michigan" | MI | "Iron Mountain" | 15 | Iron Mountain |  | MARQUETTE MI | MI | 155 | 9567 | Sault Ste Marie | MI | MISTEMAR.txt
| 499 | "Michigan" | MI | "Houghton" | 10 | Houghton |  | HOUGHTON LAKE MI | MI | 256 | 8218 | Sault Ste Marie | MI | MISTEMAR.txt
| 500 | "Iowa" | IA | "Des Moines" | 12 | Des Moines |  | DES MOINES IA | IA | 1036 | 6497 | Des Moines | IA | IADESMOI.txt
| 501 | "Iowa" | IA | "Des Moines" | 12 | Des Moines |  | DES MOINES IA | IA | 1036 | 6497 | Des Moines | IA | IADESMOI.txt
| 502 | "Iowa" | IA | "Des Moines" | 12 | Des Moines |  | DES MOINES IA | IA | 1036 | 6497 | Des Moines | IA | IADESMOI.txt
| 503 | "Iowa" | IA | "Des Moines" | 12 | Des Moines |  | DES MOINES IA | IA | 1036 | 6497 | Des Moines | IA | IADESMOI.txt
| 504 | "Iowa" | IA | "Mason City" | 12 | Mason City |  | WATERLOO IA | IA | 702 | 7406 | Des Moines | IA | IADESMOI.txt
| 505 | "Iowa" | IA | "Fort Dodge" | 12 | Fort Dodge |  | SIOUX CITY IA | IA | 907 | 6893 | Sioux City | IA | IASIOCTY.txt
| 506 | "Iowa" | IA | "Waterloo" | 10 | Waterloo |  | WATERLOO IA | IA | 702 | 7406 | Des Moines | IA | IADESMOI.txt
| 507 | "Iowa" | IA | "Waterloo" | 10 | Waterloo |  | WATERLOO IA | IA | 702 | 7406 | Des Moines | IA | IADESMOI.txt
| 508 | "Iowa" | IA | "Creston" | 9 | Creston |  | DES MOINES IA | IA | 1036 | 6497 | Des Moines | IA | IADESMOI.txt
| 510 | "Iowa" | IA | "Sioux City" | 12 | Sioux City |  | SIOUX CITY IA | IA | 907 | 6893 | Sioux City | IA | IASIOCTY.txt
| 511 | "Iowa" | IA | "Sioux City" | 12 | Sioux City |  | SIOUX CITY IA | IA | 907 | 6893 | Sioux City | IA | IASIOCTY.txt
| 512 | "Iowa" | IA | "Sheldon" | 9 | Sheldon |  | SIOUX FALLS SD | SD | 744 | 7809 | Sioux Falls | SD | SDSIOFAL.txt
| 513 | "Iowa" | IA | "Spencer" | 9 | Spencer |  | SIOUX FALLS SD | SD | 744 | 7809 | Sioux Falls | SD | SDSIOFAL.txt
| 514 | "Iowa" | IA | "Carroll" | 9 | Carroll |  | SIOUX CITY IA | IA | 907 | 6893 | Sioux City | IA | IASIOCTY.txt
| 515 | "Iowa" | IA | "Council Bluffs" | 16 | Council Bluffs |  | OMAHA (NORTH) NE | NE | 1037 | 6413 | Omaha | NE | NEOMAHA.txt
| 516 | "Iowa" | IA | "Shenandoah" | 12 | Shenandoah |  | OMAHA (NORTH) NE | NE | 1037 | 6413 | Omaha | NE | NEOMAHA.txt
| 520 | "Iowa" | IA | "Dubuque" | 9 | Dubuque |  | DUBUQUE IA | IA | 593 | 7327 | Des Moines | IA | IADESMOI.txt
| 521 | "Iowa" | IA | "Decorah" | 9 | Decorah |  | LA CROSSE WI | WI | 692 | 7491 | Des Moines | IA | IADESMOI.txt
| 522 | "Iowa" | IA | "Cedar Rapids" | 14 | Cedar Rapids |  | DES MOINES IA | IA | 1036 | 6497 | Des Moines | IA | IADESMOI.txt
| 523 | "Iowa" | IA | "Cedar Rapids" | 14 | Cedar Rapids |  | DES MOINES IA | IA | 1036 | 6497 | Des Moines | IA | IADESMOI.txt
| 524 | "Iowa" | IA | "Cedar Rapids" | 14 | Cedar Rapids |  | WATERLOO IA | IA | 702 | 7406 | Des Moines | IA | IADESMOI.txt
| 525 | "Iowa" | IA | "Ottumwa" | 9 | Ottumwa |  | MOLINE IL | IL | 911 | 6474 | Des Moines | IA | IADESMOI.txt
| 526 | "Iowa" | IA | "Burlington" | 12 | Burlington |  | MOLINE IL | IL | 911 | 6474 | Des Moines | IA | IADESMOI.txt
| 527 | "Iowa" | IA | "Davenport" | 11 | Davenport |  | MOLINE IL | IL | 911 | 6474 | Des Moines | IA | IADESMOI.txt
| 528 | "Iowa" | IA | "Davenport" | 11 | Davenport |  | MOLINE IL | IL | 911 | 6474 | Des Moines | IA | IADESMOI.txt
| 530 | "Wisconsin" | WI | "Milwaukee" | 11 | Milwaukee |  | MADISON WI | WI | 485 | 7673 | Milwaukee | WI | WIMILWAU.txt
| 531 | "Wisconsin" | WI | "Milwaukee" | 11 | Milwaukee |  | MADISON WI | WI | 485 | 7673 | Milwaukee | WI | WIMILWAU.txt
| 532 | "Wisconsin" | WI | "Milwaukee" | 11 | Milwaukee |  | MILWAUKEE WI | WI | 479 | 7324 | Milwaukee | WI | WIMILWAU.txt
| 533 | "Wisconsin" | WI | "Milwaukee" | 11 | Milwaukee |  | MILWAUKEE WI | WI | 479 | 7324 | Milwaukee | WI | WIMILWAU.txt
| 534 | "Wisconsin" | WI | "Racine" | 8 | Racine |  | MILWAUKEE WI | WI | 479 | 7324 | Milwaukee | WI | WIMILWAU.txt
| 535 | "Wisconsin" | WI | "Madison" | 9 | Madison |  | LA CROSSE WI | WI | 692 | 7491 | Madison | WI | WIMADISO.txt
| 536 | "Wisconsin" | WI | "Madison" | 9 | Madison |  | LA CROSSE WI | WI | 692 | 7491 | Madison | WI | WIMADISO.txt
| 537 | "Wisconsin" | WI | "Madison" | 9 | Madison |  | MADISON WI | WI | 485 | 7673 | Madison | WI | WIMADISO.txt
| 538 | "Wisconsin" | WI | "Platteville" | 13 | Platteville |  | WATERLOO IA | IA | 702 | 7406 | Madison | WI | WIMADISO.txt
| 539 | "Wisconsin" | WI | "Portage" | 9 | Portage |  | MADISON WI | WI | 485 | 7673 | Madison | WI | WIMADISO.txt
| 540 | "Wisconsin" | WI | "River Falls" | 13 | River Falls |  | MINNEAPOLIS-ST.PAUL MN | MN | 682 | 7981 | Minneapolis St. Paul | MN | MNMINPLS.txt
| 541 | "Wisconsin" | WI | "Green Bay" | 11 | Green Bay |  | GREEN BAY WI | WI | 381 | 8089 | Green Bay | WI | WIGREBAY.txt
| 542 | "Wisconsin" | WI | "Green Bay" | 11 | Green Bay |  | GREEN BAY WI | WI | 381 | 8089 | Green Bay | WI | WIGREBAY.txt
| 543 | "Wisconsin" | WI | "Green Bay" | 11 | Green Bay |  | GREEN BAY WI | WI | 381 | 8089 | Green Bay | WI | WIGREBAY.txt
| 544 | "Wisconsin" | WI | "Wausau" | 8 | Wausau |  | GREEN BAY WI | WI | 381 | 8089 | Green Bay | WI | WIGREBAY.txt
| 545 | "Wisconsin" | WI | "Rhinelander" | 13 | Rhinelander |  | HOUGHTON LAKE MI | MI | 256 | 8218 | Green Bay | WI | WIGREBAY.txt
| 546 | "Wisconsin" | WI | "La Crosse" | 11 | La Crosse |  | MADISON WI | WI | 485 | 7673 | Madison | WI | WIMADISO.txt
| 547 | "Wisconsin" | WI | "Eau Claire" | 12 | Eau Claire |  | MINNEAPOLIS-ST.PAUL MN | MN | 682 | 7981 | Minneapolis St. Paul | MN | MNMINPLS.txt
| 548 | "Wisconsin" | WI | "Spooner" | 9 | Spooner |  | SAINT CLOUD MN | MN | 415 | 8928 | Madison | WI | WIMADISO.txt
| 549 | "Wisconsin" | WI | "Oshkosh" | 9 | Oshkosh |  | LA CROSSE WI | WI | 692 | 7491 | Madison | WI | WIMADISO.txt
| 550 | "Minnesota" | MN | "Saint Paul" | 12 | Saint Paul |  | MINNEAPOLIS-ST.PAUL MN | MN | 682 | 7981 | Minneapolis St. Paul | MN | MNMINPLS.txt
| 551 | "Minnesota" | MN | "Saint Paul" | 12 | Saint Paul |  | MINNEAPOLIS-ST.PAUL MN | MN | 682 | 7981 | Minneapolis St. Paul | MN | MNMINPLS.txt
| 553 | "Minnesota" | MN | "Minneapolis" | 13 | Minneapolis |  | MINNEAPOLIS-ST.PAUL MN | MN | 682 | 7981 | Minneapolis St. Paul | MN | MNMINPLS.txt
| 554 | "Minnesota" | MN | "Minneapolis" | 13 | Minneapolis |  | MINNEAPOLIS-ST.PAUL MN | MN | 682 | 7981 | Minneapolis St. Paul | MN | MNMINPLS.txt
| 556 | "Minnesota" | MN | "Duluth" | 8 | Duluth |  | DULUTH MN | MN | 180 | 9818 | Duluth | MN | MNDULUTH.txt
| 557 | "Minnesota" | MN | "Duluth" | 8 | Duluth |  | DULUTH MN | MN | 180 | 9818 | Duluth | MN | MNDULUTH.txt
| 558 | "Minnesota" | MN | "Duluth" | 8 | Duluth |  | DULUTH MN | MN | 180 | 9818 | Duluth | MN | MNDULUTH.txt
| 559 | "Minnesota" | MN | "Rochester" | 11 | Rochester |  | ROCHESTER MN | MN | 472 | 8250 | Minneapolis St. Paul | MN | MNMINPLS.txt
| 560 | "Minnesota" | MN | "Mankato" | 9 | Mankato |  | ROCHESTER MN | MN | 472 | 8250 | Minneapolis St. Paul | MN | MNMINPLS.txt
| 561 | "Minnesota" | MN | "Windom" | 8 | Windom |  | SIOUX FALLS SD | SD | 744 | 7809 | Sioux Falls | SD | SDSIOFAL.txt
| 562 | "Minnesota" | MN | "Willmar" | 9 | Willmar |  | HURON SD | SD | 743 | 7923 | Minneapolis St. Paul | MN | MNMINPLS.txt
| 563 | "Minnesota" | MN | "Saint Cloud" | 13 | Saint Cloud |  | SAINT CLOUD MN | MN | 415 | 8928 | Minneapolis St. Paul | MN | MNMINPLS.txt
| 564 | "Minnesota" | MN | "Brainerd" | 10 | Brainerd |  | SAINT CLOUD MN | MN | 415 | 8928 | Minneapolis St. Paul | MN | MNMINPLS.txt
| 565 | "Minnesota" | MN | "Detroit Lakes" | 15 | Detroit Lakes |  | FARGO ND | ND | 537 | 9254 | Fargo | ND | NDFARGO.txt
| 566 | "Minnesota" | MN | "Bemidji" | 9 | Bemidji |  | INTERNATIONAL FALLS MN | MN | 249 | 10487 | Duluth | MN | MNDULUTH.txt
| 567 | "Minnesota" | MN | "Thief River Falls" | 19 | Thief River Falls |  | FARGO ND | ND | 537 | 9254 | Fargo | ND | NDFARGO.txt
| 570 | "South_Dakota" | SD | "Sioux Falls" | 13 | Sioux Falls |  | SIOUX FALLS SD | SD | 744 | 7809 | Sioux Falls | SD | SDSIOFAL.txt
| 571 | "South_Dakota" | SD | "Sioux Falls" | 13 | Sioux Falls |  | SIOUX FALLS SD | SD | 744 | 7809 | Sioux Falls | SD | SDSIOFAL.txt
| 572 | "South_Dakota" | SD | "Watertown" | 11 | Watertown |  | FARGO ND | ND | 537 | 9254 | Fargo | ND | NDFARGO.txt
| 573 | "South_Dakota" | SD | "Mitchell" | 10 | Mitchell |  | RAPID CITY SD | SD | 611 | 7301 | Rapid City | SD | SDRAPCTY.txt
| 574 | "South_Dakota" | SD | "Aberdeen" | 10 | Aberdeen |  | ABERDEEN SD | SD | 633 | 8446 | Fargo | ND | NDFARGO.txt
| 575 | "South_Dakota" | SD | "Pierre" | 8 | Pierre |  | RAPID CITY SD | SD | 611 | 7301 | Rapid City | SD | SDRAPCTY.txt
| 576 | "South_Dakota" | SD | "Mobridge" | 10 | Mobridge |  | BISMARCK ND | ND | 488 | 8968 | Bismarck | ND | NDBISMAR.txt
| 577 | "South_Dakota" | SD | "Rapid City" | 12 | Rapid City |  | RAPID CITY SD | SD | 611 | 7301 | Rapid City | SD | SDRAPCTY.txt
| 580 | "North_Dakota" | ND | "Fargo" | 7 | Fargo |  | FARGO ND | ND | 537 | 9254 | Fargo | ND | NDFARGO.txt
| 581 | "North_Dakota" | ND | "Fargo" | 7 | Fargo |  | FARGO ND | ND | 537 | 9254 | Fargo | ND | NDFARGO.txt
| 582 | "North_Dakota" | ND | "Grand Forks" | 13 | Grand Forks |  | FARGO ND | ND | 537 | 9254 | Fargo | ND | NDFARGO.txt
| 583 | "North_Dakota" | ND | "Devils Lake" | 13 | Devils Lake |  | FARGO ND | ND | 537 | 9254 | Fargo | ND | NDFARGO.txt
| 584 | "North_Dakota" | ND | "Jamestown" | 11 | Jamestown |  | BISMARCK ND | ND | 488 | 8968 | Bismarck | ND | NDBISMAR.txt
| 585 | "North_Dakota" | ND | "Bismarck" | 10 | Bismarck |  | BISMARCK ND | ND | 488 | 8968 | Bismarck | ND | NDBISMAR.txt
| 586 | "North_Dakota" | ND | "Dickinson" | 11 | Dickinson |  | BISMARCK ND | ND | 488 | 8968 | Bismarck | ND | NDBISMAR.txt
| 587 | "North_Dakota" | ND | "Minot" | 7 | Minot |  | WILLISTON ND | ND | 548 | 9090 | Bismarck | ND | NDBISMAR.txt
| 588 | "North_Dakota" | ND | "Williston" | 11 | Williston |  | WILLISTON ND | ND | 548 | 9090 | Bismarck | ND | NDBISMAR.txt
| 590 | "Montana" | MT | "Billings" | 10 | Billings |  | BILLINGS MT | MT | 652 | 7164 | Billings | MT | MTBILLIN.txt
| 591 | "Montana" | MT | "Billings" | 10 | Billings |  | BILLINGS MT | MT | 652 | 7164 | Billings | MT | MTBILLIN.txt
| 592 | "Montana" | MT | "Wolf Point" | 12 | Wolf Point |  | GLASGOW MT | MT | 558 | 8745 | Great Falls | MT | MTGRFALL.txt
| 593 | "Montana" | MT | "Miles City" | 12 | Miles City |  | GLASGOW MT | MT | 558 | 8745 | Great Falls | MT | MTGRFALL.txt
| 594 | "Montana" | MT | "Great Falls" | 13 | Great Falls |  | GREAT FALLS MT | MT | 388 | 7741 | Great Falls | MT | MTGRFALL.txt
| 595 | "Montana" | MT | "Havre" | 7 | Havre |  | GREAT FALLS MT | MT | 388 | 7741 | Great Falls | MT | MTGRFALL.txt
| 596 | "Montana" | MT | "Helena" | 8 | Helena |  | HELENA MT | MT | 386 | 8031 | Helena | MT | MTHELENA.txt
| 597 | "Montana" | MT | "Butte" | 7 | Butte |  | MISSOULA MT | MT | 280 | 7792 | Helena | MT | MTHELENA.txt
| 598 | "Montana" | MT | "Missoula" | 10 | Missoula |  | MISSOULA MT | MT | 280 | 7792 | Helena | MT | MTHELENA.txt
| 599 | "Montana" | MT | "Kalispell" | 11 | Kalispell |  | KALISPELL MT | MT | 149 | 8378 | Great Falls | MT | MTGRFALL.txt
| 600 | "Illinois" | IL | "North Chicago Sub." | 20 | North Chicago Sub. |  | ROCKFORD IL | IL | 702 | 6969 | Rockford | IL | ILROCKFO.txt
| 601 | "Illinois" | IL | "North Chicago Sub." | 20 | North Chicago Sub. |  | ROCKFORD IL | IL | 702 | 6969 | Rockford | IL | ILROCKFO.txt
| 602 | "Illinois" | IL | "Evanston" | 10 | Evanston |  | CHICAGO IL | IL | 752 | 6536 | Chicago | IL | ILCHICAG.txt
| 603 | "Illinois" | IL | "Oak Park" | 10 | Oak Park |  | CHICAGO IL | IL | 752 | 6536 | Chicago | IL | ILCHICAG.txt
| 604 | "Illinois" | IL | "South Chicago Sub." | 20 | South Chicago Sub. |  | CHICAGO IL | IL | 752 | 6536 | Chicago | IL | ILCHICAG.txt
| 605 | "Illinois" | IL | "South Chicago Sub." | 20 | South Chicago Sub. |  | CHICAGO IL | IL | 752 | 6536 | Chicago | IL | ILCHICAG.txt
| 606 | "Illinois" | IL | "Chicago" | 9 | Chicago |  | CHICAGO IL | IL | 752 | 6536 | Chicago | IL | ILCHICAG.txt
| 607 | "Illinois" | IL | "Chicago" | 9 | Chicago |  | CHICAGO IL | IL | 752 | 6536 | Chicago | IL | ILCHICAG.txt
| 609 | "Illinois" | IL | "Kankakee" | 10 | Kankakee |  | PEORIA IL | IL | 982 | 6148 | Peoria | IL | ILPEORIA.txt
| 610 | "Illinois" | IL | "Rockford" | 10 | Rockford |  | ROCKFORD IL | IL | 702 | 6969 | Rockford | IL | ILROCKFO.txt
| 611 | "Illinois" | IL | "Rockford" | 10 | Rockford |  | ROCKFORD IL | IL | 702 | 6969 | Rockford | IL | ILROCKFO.txt
| 612 | "Illinois" | IL | "Rock Island" | 13 | Rock Island |  | MOLINE IL | IL | 911 | 6474 | Peoria | IL | ILPEORIA.txt
| 613 | "Illinois" | IL | "La Salle" | 10 | La Salle |  | MOLINE IL | IL | 911 | 6474 | Peoria | IL | ILPEORIA.txt
| 614 | "Illinois" | IL | "Galesburg" | 11 | Galesburg |  | MOLINE IL | IL | 911 | 6474 | Peoria | IL | ILPEORIA.txt
| 615 | "Illinois" | IL | "Peoria" | 8 | Peoria |  | PEORIA IL | IL | 982 | 6148 | Peoria | IL | ILPEORIA.txt
| 616 | "Illinois" | IL | "Peoria" | 8 | Peoria |  | PEORIA IL | IL | 982 | 6148 | Peoria | IL | ILPEORIA.txt
| 617 | "Illinois" | IL | "Bloomington" | 13 | Bloomington |  | SPRINGFIELD IL | IL | 1141 | 5688 | Springfield | IL | ILSPRING.txt
| 618 | "Illinois" | IL | "Champaign/Urbana" | 18 | Champaign/Urbana |  | SPRINGFIELD IL | IL | 1141 | 5688 | Springfield | IL | ILSPRING.txt
| 619 | "Illinois" | IL | "Champaign/Urbana" | 18 | Champaign/Urbana |  | SPRINGFIELD IL | IL | 1141 | 5688 | Springfield | IL | ILSPRING.txt
| 620 | "Illinois" | IL | "East Saint Louis" | 18 | East Saint Louis |  | ST. LOUIS MO | MO | 1534 | 4758 | St Louis | MO | MOSTLOUI.txt
| 622 | "Illinois" | IL | "East Saint Louis" | 18 | East Saint Louis |  | ST. LOUIS MO | MO | 1534 | 4758 | St Louis | MO | MOSTLOUI.txt
| 623 | "Illinois" | IL | "Quincy" | 8 | Quincy |  | SPRINGFIELD IL | IL | 1141 | 5688 | Springfield | IL | ILSPRING.txt
| 624 | "Illinois" | IL | "Effingham" | 11 | Effingham |  | ST. LOUIS MO | MO | 1534 | 4758 | St Louis | MO | MOSTLOUI.txt
| 625 | "Illinois" | IL | "Springfield" | 13 | Springfield |  | SPRINGFIELD IL | IL | 1141 | 5688 | Springfield | IL | ILSPRING.txt
| 626 | "Illinois" | IL | "Springfield" | 13 | Springfield |  | SPRINGFIELD IL | IL | 1141 | 5688 | Springfield | IL | ILSPRING.txt
| 627 | "Illinois" | IL | "Springfield" | 13 | Springfield |  | SPRINGFIELD IL | IL | 1141 | 5688 | Springfield | IL | ILSPRING.txt
| 628 | "Illinois" | IL | "Centralia" | 11 | Centralia |  | EVANSVILLE IN | IN | 1376 | 4708 | Evansville | IN | INEVANSV.txt
| 629 | "Illinois" | IL | "Carbondale" | 12 | Carbondale |  | EVANSVILLE IN | IN | 1376 | 4708 | Evansville | IN | INEVANSV.txt
| 630 | "Missouri" | MO | "Saint Louis" | 13 | Saint Louis |  | ST. LOUIS MO | MO | 1534 | 4758 | St Louis | MO | MOSTLOUI.txt
| 631 | "Missouri" | MO | "Saint Louis" | 13 | Saint Louis |  | ST. LOUIS MO | MO | 1534 | 4758 | St Louis | MO | MOSTLOUI.txt
| 632 | "Missouri" | MO | "Saint Louis" | 13 | Saint Louis |  | ST. LOUIS MO | MO | 1534 | 4758 | St Louis | MO | MOSTLOUI.txt
| 633 | "Missouri" | MO | "Saint Charles" | 15 | Saint Charles |  | ST. LOUIS MO | MO | 1534 | 4758 | St Louis | MO | MOSTLOUI.txt
| 634 | "Missouri" | MO | "Hannibal" | 10 | Hannibal |  | COLUMBIA MO | MO | 1189 | 5212 | St Louis | MO | MOSTLOUI.txt
| 635 | "Missouri" | MO | "Kirksville" | 12 | Kirksville |  | MOLINE IL | IL | 911 | 6474 | Peoria | IL | ILPEORIA.txt
| 636 | "Missouri" | MO | "Flat River" | 12 | Flat River |  | ST. LOUIS MO | MO | 1534 | 4758 | St Louis | MO | MOSTLOUI.txt
| 637 | "Missouri" | MO | "Cape Girardeau" | 16 | Cape Girardeau |  | ST. LOUIS MO | MO | 1534 | 4758 | St Louis | MO | MOSTLOUI.txt
| 638 | "Missouri" | MO | "Sikeston" | 10 | Sikeston |  | EVANSVILLE IN | IN | 1376 | 4708 | Evansville | IN | INEVANSV.txt
| 639 | "Missouri" | MO | "Poplar Bluff" | 14 | Poplar Bluff |  | SPRINGFIELD MO | MO | 1320 | 4638 | Springfield | MO | MOSPRING.txt
| 640 | "Missouri" | MO | "Kansas City" | 13 | Kansas City |  | KANSAS CITY MO | MO | 1288 | 5393 | Kansas City | MO | MOKANCTY.txt
| 641 | "Missouri" | MO | "Kansas City" | 13 | Kansas City |  | KANSAS CITY MO | MO | 1288 | 5393 | Kansas City | MO | MOKANCTY.txt
| 644 | "Missouri" | MO | "Saint Joseph" | 14 | Saint Joseph |  | TOPEKA KS | KS | 1304 | 5265 | Topeka | KS | KSTOPEKA.txt
| 645 | "Missouri" | MO | "Saint Joseph" | 14 | Saint Joseph |  | KANSAS CITY MO | MO | 1288 | 5393 | Kansas City | MO | MOKANCTY.txt
| 646 | "Missouri" | MO | "Chillicothe" | 13 | Chillicothe |  | KANSAS CITY MO | MO | 1288 | 5393 | Kansas City | MO | MOKANCTY.txt
| 647 | "Missouri" | MO | "Harrisonville" | 15 | Harrisonville |  | SPRINGFIELD MO | MO | 1320 | 4638 | Springfield | MO | MOSPRING.txt
| 648 | "Missouri" | MO | "Joplin" | 8 | Joplin |  | SPRINGFIELD MO | MO | 1320 | 4638 | Springfield | MO | MOSPRING.txt
| 650 | "Missouri" | MO | "Jefferson_City" | 16 | Jefferson_City |  | ST. LOUIS MO | MO | 1534 | 4758 | St Louis | MO | MOSTLOUI.txt
| 651 | "Missouri" | MO | "Jefferson_City" | 16 | Jefferson_City |  | COLUMBIA MO | MO | 1189 | 5212 | St Louis | MO | MOSTLOUI.txt
| 652 | "Missouri" | MO | "Columbia" | 10 | Columbia |  | COLUMBIA MO | MO | 1189 | 5212 | St Louis | MO | MOSTLOUI.txt
| 653 | "Missouri" | MO | "Sedalia" | 9 | Sedalia |  | COLUMBIA MO | MO | 1189 | 5212 | St Louis | MO | MOSTLOUI.txt
| 654 | "Missouri" | MO | "Rolla" | 7 | Rolla |  | SPRINGFIELD MO | MO | 1320 | 4638 | Springfield | MO | MOSPRING.txt
| 655 | "Missouri" | MO | "Rolla" | 7 | Rolla |  | SPRINGFIELD MO | MO | 1320 | 4638 | Springfield | MO | MOSPRING.txt
| 656 | "Missouri" | MO | "Springfield" | 13 | Springfield |  | SPRINGFIELD MO | MO | 1320 | 4638 | Springfield | MO | MOSPRING.txt
| 657 | "Missouri" | MO | "Springfield" | 13 | Springfield |  | SPRINGFIELD MO | MO | 1320 | 4638 | Springfield | MO | MOSPRING.txt
| 658 | "Missouri" | MO | "Springfield" | 13 | Springfield |  | SPRINGFIELD MO | MO | 1320 | 4638 | Springfield | MO | MOSPRING.txt
| 660 | "Kansas" | KS | "Kansas City" | 13 | Kansas City |  | TOPEKA KS | KS | 1304 | 5265 | Kansas City | MO | MOKANCTY.txt
| 661 | "Kansas" | KS | "Kansas City" | 13 | Kansas City |  | KANSAS CITY MO | MO | 1288 | 5393 | Kansas City | MO | MOKANCTY.txt
| 662 | "Kansas" | KS | "Shawnee/Mission" | 17 | Shawnee/Mission |  | KANSAS CITY MO | MO | 1288 | 5393 | Kansas City | MO | MOKANCTY.txt
| 664 | "Kansas" | KS | "Topeka" | 8 | Topeka |  | TOPEKA KS | KS | 1304 | 5265 | Topeka | KS | KSTOPEKA.txt
| 665 | "Kansas" | KS | "Topeka" | 8 | Topeka |  | TOPEKA KS | KS | 1304 | 5265 | Topeka | KS | KSTOPEKA.txt
| 666 | "Kansas" | KS | "Topeka" | 8 | Topeka |  | TOPEKA KS | KS | 1304 | 5265 | Topeka | KS | KSTOPEKA.txt
| 667 | "Kansas" | KS | "Fort Scott" | 12 | Fort Scott |  | SPRINGFIELD MO | MO | 1320 | 4638 | Springfield | MO | MOSPRING.txt
| 668 | "Kansas" | KS | "Emporia" | 9 | Emporia |  | WICHITA KS | KS | 1628 | 4791 | Wichita | KS | KSWICHIT.txt
| 669 | "Kansas" | KS | "Concordia" | 11 | Concordia |  | CONCORDIA KS | KS | 1317 | 5574 | Topeka | KS | KSTOPEKA.txt
| 670 | "Kansas" | KS | "Wichita" | 9 | Wichita |  | WICHITA KS | KS | 1628 | 4791 | Wichita | KS | KSWICHIT.txt
| 671 | "Kansas" | KS | "Wichita" | 9 | Wichita |  | WICHITA KS | KS | 1628 | 4791 | Wichita | KS | KSWICHIT.txt
| 672 | "Kansas" | KS | "Wichita" | 9 | Wichita |  | WICHITA KS | KS | 1628 | 4791 | Wichita | KS | KSWICHIT.txt
| 673 | "Kansas" | KS | "Independence" | 14 | Independence |  | SPRINGFIELD MO | MO | 1320 | 4638 | Springfield | MO | MOSPRING.txt
| 674 | "Kansas" | KS | "Salina" | 8 | Salina |  | TOPEKA KS | KS | 1304 | 5265 | Topeka | KS | KSTOPEKA.txt
| 675 | "Kansas" | KS | "Hutchinson" | 12 | Hutchinson |  | WICHITA KS | KS | 1628 | 4791 | Wichita | KS | KSWICHIT.txt
| 676 | "Kansas" | KS | "Hays" | 6 | Hays |  | DODGE CITY KS | KS | 1465 | 5001 | Wichita | KS | KSWICHIT.txt
| 677 | "Kansas" | KS | "Colby" | 7 | Colby |  | GOODLAND KS | KS | 859 | 5974 | Goodland | KS | KSGOODLA.txt
| 678 | "Kansas" | KS | "Dodge City" | 12 | Dodge City |  | DODGE CITY KS | KS | 1465 | 5001 | Wichita | KS | KSWICHIT.txt
| 679 | "Kansas" | KS | "Liberal" | 9 | Liberal |  | DODGE CITY KS | KS | 1465 | 5001 | Wichita | KS | KSWICHIT.txt
| 680 | "Nebraska" | NE | "Omaha" | 7 | Omaha |  | OMAHA EPPLEY AP NE | NE | 1072 | 6300 | Omaha | NE | NEOMAHA.txt
| 681 | "Nebraska" | NE | "Omaha" | 7 | Omaha |  | OMAHA EPPLEY AP NE | NE | 1072 | 6300 | Omaha | NE | NEOMAHA.txt
| 683 | "Nebraska" | NE | "Lincoln" | 9 | Lincoln |  | LINCOLN NE | NE | 1134 | 6278 | Lincoln | NE | NELINCOL.txt
| 684 | "Nebraska" | NE | "Lincoln" | 9 | Lincoln |  | LINCOLN NE | NE | 1134 | 6278 | Lincoln | NE | NELINCOL.txt
| 685 | "Nebraska" | NE | "Lincoln" | 9 | Lincoln |  | LINCOLN NE | NE | 1134 | 6278 | Lincoln | NE | NELINCOL.txt
| 686 | "Nebraska" | NE | "Columbus" | 10 | Columbus |  | GRAND ISLAND NE | NE | 997 | 6421 | Lincoln | NE | NELINCOL.txt
| 687 | "Nebraska" | NE | "Norfolk" | 9 | Norfolk |  | NORFOLK NE | NE | 877 | 6873 | Sioux City | IA | IASIOCTY.txt
| 688 | "Nebraska" | NE | "Grand Island" | 14 | Grand Island |  | GRAND ISLAND NE | NE | 997 | 6421 | Lincoln | NE | NELINCOL.txt
| 689 | "Nebraska" | NE | "Hastings" | 10 | Hastings |  | GRAND ISLAND NE | NE | 997 | 6421 | Lincoln | NE | NELINCOL.txt
| 690 | "Nebraska" | NE | "McCook" | 8 | McCook |  | GOODLAND KS | KS | 859 | 5974 | Goodland | KS | KSGOODLA.txt
| 691 | "Nebraska" | NE | "North_Platte" | 14 | North_Platte |  | NORTH PLATTE NE | NE | 713 | 6859 | North Platte | NE | NENPLATT.txt
| 692 | "Nebraska" | NE | "Valentine" | 11 | Valentine |  | VALENTINE NE | NE | 752 | 7282 | North Platte | NE | NENPLATT.txt
| 693 | "Nebraska" | NE | "Alliance" | 10 | Alliance |  | RAPID CITY SD | SD | 611 | 7301 | Rapid City | SD | SDRAPCTY.txt
| 700 | "Louisiana" | LA | "New Orleans" | 13 | New Orleans |  | NEW ORLEANS LA | LA | 2655 | 1513 | New Orleans | LA | LANEWORL.txt
| 701 | "Louisiana" | LA | "New Orleans" | 13 | New Orleans |  | NEW ORLEANS LA | LA | 2655 | 1513 | New Orleans | LA | LANEWORL.txt
| 703 | "Louisiana" | LA | "Thibodaux" | 11 | Thibodaux |  | NEW ORLEANS LA | LA | 2655 | 1513 | New Orleans | LA | LANEWORL.txt
| 704 | "Louisiana" | LA | "Hammond" | 9 | Hammond |  | BATON ROUGE LA | LA | 2690 | 1669 | Baton Rouge | LA | LABATONR.txt
| 705 | "Louisiana" | LA | "Lafayette" | 11 | Lafayette |  | BATON ROUGE LA | LA | 2690 | 1669 | Baton Rouge | LA | LABATONR.txt
| 706 | "Louisiana" | LA | "Lake Charles" | 14 | Lake Charles |  | LAKE CHARLES LA | LA | 2650 | 1616 | Lake Charles | LA | LALAKECH.txt
| 707 | "Louisiana" | LA | "Baton Rouge" | 13 | Baton Rouge |  | BATON ROUGE LA | LA | 2690 | 1669 | Baton Rouge | LA | LABATONR.txt
| 708 | "Louisiana" | LA | "Baton Rouge" | 13 | Baton Rouge |  | BATON ROUGE LA | LA | 2690 | 1669 | Baton Rouge | LA | LABATONR.txt
| 710 | "Louisiana" | LA | "Shreveport" | 12 | Shreveport |  | SHREVEPORT LA | LA | 2368 | 2264 | Shreveport | LA | LASHREVE.txt
| 711 | "Louisiana" | LA | "Shreveport" | 12 | Shreveport |  | SHREVEPORT LA | LA | 2368 | 2264 | Shreveport | LA | LASHREVE.txt
| 712 | "Louisiana" | LA | "Monroe" | 8 | Monroe |  | JACKSON MS | MS | 2215 | 2467 | Jackson | MS | MSJACKSO.txt
| 713 | "Louisiana" | LA | "Alexandria" | 12 | Alexandria |  | SHREVEPORT LA | LA | 2368 | 2264 | Shreveport | LA | LASHREVE.txt
| 714 | "Louisiana" | LA | "Aimwell" | 9 | Aimwell |  | SHREVEPORT LA | LA | 2368 | 2264 | Shreveport | LA | LASHREVE.txt
| 716 | "Arkansas" | AR | "Pine Bluff" | 12 | Pine Bluff |  | JACKSON MS | MS | 2215 | 2467 | Jackson | MS | MSJACKSO.txt
| 717 | "Arkansas" | AR | "Camden" | 8 | Camden |  | LITTLE ROCK AR | AR | 2005 | 3155 | Little Rock | AR | ARLIROCK.txt
| 718 | "Arkansas" | AR | "Hope" | 6 | Hope |  | LITTLE ROCK AR | AR | 2005 | 3155 | Little Rock | AR | ARLIROCK.txt
| 719 | "Arkansas" | AR | "Hot Springs" | 13 | Hot Springs |  | LITTLE ROCK AR | AR | 2005 | 3155 | Little Rock | AR | ARLIROCK.txt
| 720 | "Arkansas" | AR | "Little Rock" | 13 | Little Rock |  | LITTLE ROCK AR | AR | 2005 | 3155 | Little Rock | AR | ARLIROCK.txt
| 721 | "Arkansas" | AR | "Little Rock" | 13 | Little Rock |  | LITTLE ROCK AR | AR | 2005 | 3155 | Little Rock | AR | ARLIROCK.txt
| 722 | "Arkansas" | AR | "Little Rock" | 13 | Little Rock |  | LITTLE ROCK AR | AR | 2005 | 3155 | Little Rock | AR | ARLIROCK.txt
| 723 | "Arkansas" | AR | "West Memphis" | 14 | West Memphis |  | NORTH LITTLE ROCK AR | AR | 1916 | 3228 | Little Rock | AR | ARLIROCK.txt
| 724 | "Arkansas" | AR | "Jonesboro" | 11 | Jonesboro |  | NORTH LITTLE ROCK AR | AR | 1916 | 3228 | Little Rock | AR | ARLIROCK.txt
| 725 | "Arkansas" | AR | "Batesville" | 12 | Batesville |  | NORTH LITTLE ROCK AR | AR | 1916 | 3228 | Little Rock | AR | ARLIROCK.txt
| 726 | "Arkansas" | AR | "Harrison" | 10 | Harrison |  | FORT SMITH AR | AR | 1894 | 3478 | Fort Smith | AR | ARFTSMIT.txt
| 727 | "Arkansas" | AR | "Fayetteville" | 14 | Fayetteville |  | SPRINGFIELD MO | MO | 1320 | 4638 | Springfield | MO | MOSPRING.txt
| 728 | "Arkansas" | AR | "Russellville" | 14 | Russellville |  | FORT SMITH AR | AR | 1894 | 3478 | Fort Smith | AR | ARFTSMIT.txt
| 729 | "Arkansas" | AR | "Fort Smith" | 12 | Fort Smith |  | FORT SMITH AR | AR | 1894 | 3478 | Fort Smith | AR | ARFTSMIT.txt
| 730 | "Oklahoma" | OK | "Oklahoma City" | 15 | Oklahoma City |  | OKLAHOMA CITY OK | OK | 1859 | 3659 | Oklahoma City | OK | OKOKLCTY.txt
| 731 | "Oklahoma" | OK | "Oklahoma City" | 15 | Oklahoma City |  | OKLAHOMA CITY OK | OK | 1859 | 3659 | Oklahoma City | OK | OKOKLCTY.txt
| 734 | "Oklahoma" | OK | "Ardmore" | 9 | Ardmore |  | DALLAS-FORT WORTH TX | TX | 2603 | 2407 | Dallas Ft Worth | TX | TXDALLAS.txt
| 735 | "Oklahoma" | OK | "Lawton" | 8 | Lawton |  | WICHITA FALLS TX | TX | 2340 | 3042 | Wichita Falls | TX | TXWICHFA.txt
| 736 | "Oklahoma" | OK | "Clinton" | 9 | Clinton |  | OKLAHOMA CITY OK | OK | 1859 | 3659 | Oklahoma City | OK | OKOKLCTY.txt
| 737 | "Oklahoma" | OK | "Enid" | 6 | Enid |  | OKLAHOMA CITY OK | OK | 1859 | 3659 | Oklahoma City | OK | OKOKLCTY.txt
| 738 | "Oklahoma" | OK | "Woodward" | 10 | Woodward |  | AMARILLO TX | TX | 1354 | 4258 | Amarillo | TX | TXAMARIL.txt
| 739 | "Oklahoma" | OK | "Guymon" | 8 | Guymon |  | AMARILLO TX | TX | 1354 | 4258 | Oklahoma City | OK | OKOKLCTY.txt
| 740 | "Oklahoma" | OK | "Tulsa" | 7 | Tulsa |  | OKLAHOMA CITY OK | OK | 1859 | 3659 | Tulsa | OK | OKTULSA.txt
| 741 | "Oklahoma" | OK | "Tulsa" | 7 | Tulsa |  | TULSA OK | OK | 2017 | 3691 | Tulsa | OK | OKTULSA.txt
| 743 | "Oklahoma" | OK | "Vinita" | 8 | Vinita |  | TULSA OK | OK | 2017 | 3691 | Tulsa | OK | OKTULSA.txt
| 744 | "Oklahoma" | OK | "Muskogee" | 10 | Muskogee |  | FORT SMITH AR | AR | 1894 | 3478 | Fort Smith | AR | ARFTSMIT.txt
| 745 | "Oklahoma" | OK | "McAlester" | 11 | McAlester |  | FORT SMITH AR | AR | 1894 | 3478 | Fort Smith | AR | ARFTSMIT.txt
| 746 | "Oklahoma" | OK | "Ponca City" | 12 | Ponca City |  | TULSA OK | OK | 2017 | 3691 | Tulsa | OK | OKTULSA.txt
| 747 | "Oklahoma" | OK | "Durant" | 8 | Durant |  | DALLAS-FORT WORTH TX | TX | 2603 | 2407 | Dallas Ft Worth | TX | TXDALLAS.txt
| 748 | "Oklahoma" | OK | "Shawnee" | 9 | Shawnee |  | WICHITA FALLS TX | TX | 2340 | 3042 | Wichita Falls | TX | TXWICHFA.txt
| 749 | "Oklahoma" | OK | "Poteau" | 8 | Poteau |  | FORT SMITH AR | AR | 1894 | 3478 | Fort Smith | AR | ARFTSMIT.txt
| 750 | "Texas" | TX | "Dallas" | 8 | Dallas |  | DALLAS-FORT WORTH TX | TX | 2603 | 2407 | Dallas Ft Worth | TX | TXDALLAS.txt
| 751 | "Texas" | TX | "Dallas" | 8 | Dallas |  | DALLAS-FORT WORTH TX | TX | 2603 | 2407 | Dallas Ft Worth | TX | TXDALLAS.txt
| 752 | "Texas" | TX | "Dallas" | 8 | Dallas |  | DALLAS-FORT WORTH TX | TX | 2603 | 2407 | Dallas Ft Worth | TX | TXDALLAS.txt
| 753 | "Texas" | TX | "Dallas" | 8 | Dallas |  | DALLAS-FORT WORTH TX | TX | 2603 | 2407 | Dallas Ft Worth | TX | TXDALLAS.txt
| 754 | "Texas" | TX | "Greenville" | 12 | Greenville |  | DALLAS-FORT WORTH TX | TX | 2603 | 2407 | Dallas Ft Worth | TX | TXDALLAS.txt
| 755 | "Texas" | TX | "Texarkana" | 11 | Texarkana |  | SHREVEPORT LA | LA | 2368 | 2264 | Shreveport | LA | LASHREVE.txt
| 756 | "Texas" | TX | "Longview" | 10 | Longview |  | SHREVEPORT LA | LA | 2368 | 2264 | Shreveport | LA | LASHREVE.txt
| 757 | "Texas" | TX | "Tyler" | 7 | Tyler |  | DALLAS-FORT WORTH TX | TX | 2603 | 2407 | Dallas Ft Worth | TX | TXDALLAS.txt
| 758 | "Texas" | TX | "Palestine" | 11 | Palestine |  | WACO TX | TX | 2816 | 2179 | Waco | TX | TXWACO.txt
| 759 | "Texas" | TX | "Lufkin" | 8 | Lufkin |  | WACO TX | TX | 2816 | 2179 | Waco | TX | TXWACO.txt
| 760 | "Texas" | TX | "Fort Worth" | 12 | Fort Worth |  | DALLAS-FORT WORTH TX | TX | 2603 | 2407 | Dallas Ft Worth | TX | TXDALLAS.txt
| 761 | "Texas" | TX | "Fort Worth" | 12 | Fort Worth |  | DALLAS-FORT WORTH TX | TX | 2603 | 2407 | Dallas Ft Worth | TX | TXDALLAS.txt
| 762 | "Texas" | TX | "Denton" | 8 | Denton |  | DALLAS-FORT WORTH TX | TX | 2603 | 2407 | Dallas Ft Worth | TX | TXDALLAS.txt
| 763 | "Texas" | TX | "Wichita Falls" | 15 | Wichita Falls |  | WICHITA FALLS TX | TX | 2340 | 3042 | Wichita Falls | TX | TXWICHFA.txt
| 764 | "Texas" | TX | "Stephenville" | 14 | Stephenville |  | ABILENE TX | TX | 2451 | 2584 | Abilene | TX | TXABILEN.txt
| 765 | "Texas" | TX | "Temple" | 8 | Temple |  | WACO TX | TX | 2816 | 2179 | Waco | TX | TXWACO.txt
| 766 | "Texas" | TX | "Waco" | 6 | Waco |  | WACO TX | TX | 2816 | 2179 | Waco | TX | TXWACO.txt
| 767 | "Texas" | TX | "Waco" | 6 | Waco |  | WACO TX | TX | 2816 | 2179 | Waco | TX | TXWACO.txt
| 768 | "Texas" | TX | "Brownwood" | 11 | Brownwood |  | ABILENE TX | TX | 2451 | 2584 | Abilene | TX | TXABILEN.txt
| 769 | "Texas" | TX | "San Angelo" | 12 | San Angelo |  | SAN ANGELO TX | TX | 2400 | 2414 | San Angelo | TX | TXSANANG.txt
| 770 | "Texas" | TX | "Houston" | 9 | Houston |  | HOUSTON TX | TX | 2700 | 1599 | Houston | TX | TXHOUSTO.txt
| 771 | "Texas" | TX | "Houston" | 9 | Houston |  | HOUSTON TX | TX | 2700 | 1599 | Houston | TX | TXHOUSTO.txt
| 772 | "Texas" | TX | "Houston" | 9 | Houston |  | HOUSTON TX | TX | 2700 | 1599 | Houston | TX | TXHOUSTO.txt
| 773 | "Texas" | TX | "Conroe" | 8 | Conroe |  | HOUSTON TX | TX | 2700 | 1599 | Houston | TX | TXHOUSTO.txt
| 774 | "Texas" | TX | "Houston" | 9 | Houston |  | HOUSTON TX | TX | 2700 | 1599 | Houston | TX | TXHOUSTO.txt
| 775 | "Texas" | TX | "Galveston" | 11 | Galveston |  | GALVESTON TX | TX | 2994 | 1263 | Houston | TX | TXHOUSTO.txt
| 776 | "Texas" | TX | "Beaumont" | 10 | Beaumont |  | PORT ARTHUR TX | TX | 2764 | 1499 | Houston | TX | TXHOUSTO.txt
| 777 | "Texas" | TX | "Beaumont" | 10 | Beaumont |  | PORT ARTHUR TX | TX | 2764 | 1499 | Houston | TX | TXHOUSTO.txt
| 778 | "Texas" | TX | "Bryan" | 7 | Bryan |  | AUSTIN TX | TX | 3016 | 1688 | Austin | TX | TXAUSTIN.txt
| 779 | "Texas" | TX | "Victoria" | 10 | Victoria |  | VICTORIA TX | TX | 3118 | 1296 | Corpus Christi | TX | TXCORPUS.txt
| 780 | "Texas" | TX | "Laredo/Pearsall" | 17 | Laredo/Pearsall |  | VICTORIA TX | TX | 3118 | 1296 | San Antonio | TX | TXSANANT.txt
| 781 | "Texas" | TX | "San Antonio" | 13 | San Antonio |  | AUSTIN TX | TX | 3016 | 1688 | San Antonio | TX | TXSANANT.txt
| 782 | "Texas" | TX | "San Antonio" | 13 | San Antonio |  | SAN ANTONIO TX | TX | 2996 | 1644 | San Antonio | TX | TXSANANT.txt
| 783 | "Texas" | TX | "Corpus Christi" | 16 | Corpus Christi |  | CORPUS CHRISTI TX | TX | 3439 | 1016 | Corpus Christi | TX | TXCORPUS.txt
| 784 | "Texas" | TX | "Corpus Christi" | 16 | Corpus Christi |  | CORPUS CHRISTI TX | TX | 3439 | 1016 | Corpus Christi | TX | TXCORPUS.txt
| 785 | "Texas" | TX | "Brownsville" | 13 | Brownsville |  | BROWNSVILLE TX | TX | 3888 | 635 | Brownsville | TX | TXBROWNS.txt
| 786 | "Texas" | TX | "Austin" | 8 | Austin |  | SAN ANTONIO TX | TX | 2996 | 1644 | Austin | TX | TXAUSTIN.txt
| 787 | "Texas" | TX | "Austin" | 8 | Austin |  | AUSTIN TX | TX | 3016 | 1688 | Austin | TX | TXAUSTIN.txt
| 788 | "Texas" | TX | "Uvalde" | 8 | Uvalde |  | DEL RIO TX | TX | 3142 | 1506 | San Antonio | TX | TXSANANT.txt
| 789 | "Texas" | TX | "Giddings" | 10 | Giddings |  | AUSTIN TX | TX | 3016 | 1688 | Austin | TX | TXAUSTIN.txt
| 790 | "Texas" | TX | "Adrian" | 8 | Adrian |  | AMARILLO TX | TX | 1354 | 4258 | Amarillo | TX | TXAMARIL.txt
| 791 | "Texas" | TX | "Amarillo" | 10 | Amarillo |  | AMARILLO TX | TX | 1354 | 4258 | Amarillo | TX | TXAMARIL.txt
| 792 | "Texas" | TX | "Childress" | 11 | Childress |  | LUBBOCK TX | TX | 1689 | 3431 | Lubbock | TX | TXLUBBOC.txt
| 793 | "Texas" | TX | "Lubbock" | 9 | Lubbock |  | LUBBOCK TX | TX | 1689 | 3431 | Lubbock | TX | TXLUBBOC.txt
| 794 | "Texas" | TX | "Lubbock" | 9 | Lubbock |  | LUBBOCK TX | TX | 1689 | 3431 | Lubbock | TX | TXLUBBOC.txt
| 795 | "Texas" | TX | "Abilene" | 9 | Abilene |  | ABILENE TX | TX | 2451 | 2584 | Abilene | TX | TXABILEN.txt
| 796 | "Texas" | TX | "Abilene" | 9 | Abilene |  | ABILENE TX | TX | 2451 | 2584 | Abilene | TX | TXABILEN.txt
| 797 | "Texas" | TX | "Midland" | 9 | Midland |  | EL PASO TX | TX | 2094 | 2708 | Midland Odessa | TX | TXMIDLAN.txt
| 798 | "Texas" | TX | "El Paso" | 9 | El Paso |  | MIDLAND-ODESSA TX | TX | 2163 | 2751 | El Paso | TX | TXELPASO.txt
| 799 | "Texas" | TX | "El Paso" | 9 | El Paso |  | EL PASO TX | TX | 2094 | 2708 | El Paso | TX | TXELPASO.txt
| 800 | "Colorado" | CO | "Denver" | 8 | Denver |  | DENVER CO | CO | 679 | 6020 | Denver | CO | CODENVER.txt
| 801 | "Colorado" | CO | "Denver" | 8 | Denver |  | DENVER CO | CO | 679 | 6020 | Denver | CO | CODENVER.txt
| 802 | "Colorado" | CO | "Denver" | 8 | Denver |  | DENVER CO | CO | 679 | 6020 | Denver | CO | CODENVER.txt
| 803 | "Colorado" | CO | "Boulder" | 9 | Boulder |  | DENVER CO | CO | 679 | 6020 | Denver | CO | CODENVER.txt
| 804 | "Colorado" | CO | "Golden/Dillon" | 15 | Golden/Dillon |  | DENVER CO | CO | 679 | 6020 | Denver | CO | CODENVER.txt
| 805 | "Colorado" | CO | "Longmont" | 10 | Longmont |  | DENVER CO | CO | 679 | 6020 | Denver | CO | CODENVER.txt
| 806 | "Colorado" | CO | "Greeley" | 9 | Greeley |  | DENVER CO | CO | 679 | 6020 | Denver | CO | CODENVER.txt
| 807 | "Colorado" | CO | "Fort Morgan" | 13 | Fort Morgan |  | COLORADO SPRINGS CO | CO | 419 | 6415 | Colorado Springs | CO | COCOSPGS.txt
| 808 | "Colorado" | CO | "Colorado Springs" | 18 | Colorado Springs |  | COLORADO SPRINGS CO | CO | 419 | 6415 | Colorado Springs | CO | COCOSPGS.txt
| 809 | "Colorado" | CO | "Colorado Springs" | 18 | Colorado Springs |  | COLORADO SPRINGS CO | CO | 419 | 6415 | Colorado Springs | CO | COCOSPGS.txt
| 810 | "Colorado" | CO | "Pueblo" | 8 | Pueblo |  | PUEBLO CO | CO | 973 | 5413 | Pueblo | CO | COPUEBLO.txt
| 811 | "Colorado" | CO | "Alamosa" | 9 | Alamosa |  | ALAMOSA CO | CO | 62 | 8749 | Colorado Springs | CO | COCOSPGS.txt
| 812 | "Colorado" | CO | "Salida" | 8 | Salida |  | ALAMOSA CO | CO | 62 | 8749 | Pueblo | CO | COPUEBLO.txt
| 813 | "Colorado" | CO | "Durango" | 9 | Durango |  | GRAND JUNCTION CO | CO | 1183 | 5548 | Grand Junction | CO | COGRNDJU.txt
| 814 | "Colorado" | CO | "Montrose" | 10 | Montrose |  | GRAND JUNCTION CO | CO | 1183 | 5548 | Grand Junction | CO | COGRNDJU.txt
| 815 | "Colorado" | CO | "Grand Junction" | 16 | Grand Junction |  | GRAND JUNCTION CO | CO | 1183 | 5548 | Grand Junction | CO | COGRNDJU.txt
| 816 | "Colorado" | CO | "Glenwood Springs" | 18 | Glenwood Springs |  | GRAND JUNCTION CO | CO | 1183 | 5548 | Grand Junction | CO | COGRNDJU.txt
| 820 | "Wyoming" | WY | "Cheyenne" | 10 | Cheyenne |  | CHEYENNE WY | WY | 285 | 7326 | Cheyenne | WY | WYCHEYEN.txt
| 821 | "Wyoming" | WY | "Yellowstone Nat Pk" | 20 | Yellowstone Nat Pk |  | HELENA MT | MT | 386 | 8031 | Helena | MT | MTHELENA.txt
| 822 | "Wyoming" | WY | "Wheatland" | 11 | Wheatland |  | SCOTTSBLUFF NE | NE | 713 | 6729 | Cheyenne | WY | WYCHEYEN.txt
| 823 | "Wyoming" | WY | "Rawlins" | 9 | Rawlins |  | CHEYENNE WY | WY | 285 | 7326 | Cheyenne | WY | WYCHEYEN.txt
| 824 | "Wyoming" | WY | "Worland" | 9 | Worland |  | LANDER WY | WY | 479 | 7889 | Casper | WY | WYCASPER.txt
| 825 | "Wyoming" | WY | "Riverton" | 10 | Riverton |  | LANDER WY | WY | 479 | 7889 | Casper | WY | WYCASPER.txt
| 826 | "Wyoming" | WY | "Casper" | 8 | Casper |  | SHERIDAN WY | WY | 439 | 7804 | Casper | WY | WYCASPER.txt
| 827 | "Wyoming" | WY | "Gillette" | 10 | Gillette |  | CASPER WY | WY | 445 | 7682 | Casper | WY | WYCASPER.txt
| 828 | "Wyoming" | WY | "Sheridan" | 10 | Sheridan |  | SHERIDAN WY | WY | 439 | 7804 | Casper | WY | WYCASPER.txt
| 829 | "Wyoming" | WY | "Rock Springs" | 14 | Rock Springs |  | LANDER WY | WY | 479 | 7889 | Casper | WY | WYCASPER.txt
| 830 | "Wyoming" | WY | "Jackson" | 9 | Jackson |  | LANDER WY | WY | 479 | 7889 | Casper | WY | WYCASPER.txt
| 831 | "Wyoming" | WY | "Kemmerer" | 10 | Kemmerer |  | LANDER WY | WY | 479 | 7889 | Casper | WY | WYCASPER.txt
| 832 | "Idaho" | ID | "Pocatello" | 11 | Pocatello |  | POCATELLO ID | ID | 421 | 7180 | Pocatello | ID | IDPOCATE.txt
| 833 | "Idaho" | ID | "Twin Falls" | 12 | Twin Falls |  | POCATELLO ID | ID | 421 | 7180 | Pocatello | ID | IDPOCATE.txt
| 834 | "Idaho" | ID | "Idaho Falls" | 13 | Idaho Falls |  | POCATELLO ID | ID | 421 | 7180 | Pocatello | ID | IDPOCATE.txt
| 835 | "Idaho" | ID | "Lewiston" | 10 | Lewiston |  | LEWISTON ID | ID | 814 | 5270 | Spokane | WA | WASPOKAN.txt
| 836 | "Idaho" | ID | "Boise" | 7 | Boise |  | BOISE ID | ID | 754 | 5861 | Boise | ID | IDBOISE.txt
| 837 | "Idaho" | ID | "Boise" | 7 | Boise |  | BOISE ID | ID | 754 | 5861 | Boise | ID | IDBOISE.txt
| 838 | "Idaho" | ID | "Coeur D'Alene" | 15 | Coeur D'Alene |  | SPOKANE WA | WA | 398 | 6842 | Spokane | WA | WASPOKAN.txt
| 840 | "Utah" | UT | "Salt Lake City/Heber City" | 27 | Salt Lake City/Heber City |  | SALT LAKE CITY UT | UT | 1047 | 5765 | Salt Lake City | UT | UTSALTLK.txt
| 841 | "Utah" | UT | "Salt Lake City" | 16 | Salt Lake City |  | SALT LAKE CITY UT | UT | 1047 | 5765 | Salt Lake City | UT | UTSALTLK.txt
| 843 | "Utah" | UT | "Ogden/Logan" | 13 | Ogden/Logan |  | SALT LAKE CITY UT | UT | 1047 | 5765 | Salt Lake City | UT | UTSALTLK.txt
| 844 | "Utah" | UT | "Ogden" | 7 | Ogden |  | SALT LAKE CITY UT | UT | 1047 | 5765 | Salt Lake City | UT | UTSALTLK.txt
| 845 | "Utah" | UT | "Southeast Utah/Green River" | 28 | Southeast Utah/Green River |  | GRAND JUNCTION CO | CO | 1183 | 5548 | Grand Junction | CO | COGRNDJU.txt
| 846 | "Utah" | UT | "Provo" | 7 | Provo |  | SALT LAKE CITY UT | UT | 1047 | 5765 | Salt Lake City | UT | UTSALTLK.txt
| 847 | "Utah" | UT | "Southwest Utah/Cedar City" | 27 | Southwest Utah/Cedar City |  | MILFORD UT | UT | 647 | 6511 | Grand Junction | CO | COGRNDJU.txt
| 850 | "Arizona" | AZ | "Phoenix" | 9 | Phoenix |  | PHOENIX AZ | AZ | 4162 | 1350 | Phoenix | AZ | AZPHOENI.txt
| 851 | "Arizona" | AZ | "Phoenix" | 9 | Phoenix |  | PHOENIX AZ | AZ | 4162 | 1350 | Phoenix | AZ | AZPHOENI.txt
| 852 | "Arizona" | AZ | "Casa Grande" | 13 | Casa Grande |  | TUCSON AZ | AZ | 2954 | 1678 | Tucson | AZ | AZTUCSON.txt
| 853 | "Arizona" | AZ | "Buckeye/Yuma" | 14 | Buckeye/Yuma |  | YUMA AZ | AZ | 4305 | 927 | Yuma | AZ | AZYUMA.txt
| 855 | "Arizona" | AZ | "Globe" | 7 | Globe |  | TUCSON AZ | AZ | 2954 | 1678 | Tucson | AZ | AZTUCSON.txt
| 856 | "Arizona" | AZ | "Sierra Vista/Nogales" | 22 | Sierra Vista/Nogales |  | TUCSON AZ | AZ | 2954 | 1678 | Tucson | AZ | AZTUCSON.txt
| 857 | "Arizona" | AZ | "Tucson" | 8 | Tucson |  | TUCSON AZ | AZ | 2954 | 1678 | Tucson | AZ | AZTUCSON.txt
| 859 | "Arizona" | AZ | "Show Low" | 10 | Show Low |  | ALBUQUERQUE NM | NM | 1244 | 4425 | Albuquerque | NM | NMALBUQU.txt
| 860 | "Arizona" | AZ | "Flagstaff" | 11 | Flagstaff |  | FLAGSTAFF AZ | AZ | 145 | 7131 | Flagstaff | AZ | AZFLAGST.txt
| 863 | "Arizona" | AZ | "Prescott" | 10 | Prescott |  | FLAGSTAFF AZ | AZ | 145 | 7131 | Flagstaff | AZ | AZFLAGST.txt
| 864 | "Arizona" | AZ | "Kingman" | 9 | Kingman |  | LAS VEGAS NV | NV | 3201 | 2407 | Las Vegas | NV | NVLASVEG.txt
| 865 | "Arizona" | AZ | "Window Rock" | 13 | Window Rock |  | FLAGSTAFF AZ | AZ | 145 | 7131 | Flagstaff | AZ | AZFLAGST.txt
| 870 | "New_Mexico" | NM | "Bernalillo" | 12 | Bernalillo |  | ALBUQUERQUE NM | NM | 1244 | 4425 | Albuquerque | NM | NMALBUQU.txt
| 871 | "New_Mexico" | NM | "Albuquerque" | 13 | Albuquerque |  | ALBUQUERQUE NM | NM | 1244 | 4425 | Albuquerque | NM | NMALBUQU.txt
| 872 | "New_Mexico" | NM | "Albuquerque" | 13 | Albuquerque |  | ALBUQUERQUE NM | NM | 1244 | 4425 | Albuquerque | NM | NMALBUQU.txt
| 873 | "New_Mexico" | NM | "Gallup" | 8 | Gallup |  | ALBUQUERQUE NM | NM | 1244 | 4425 | Albuquerque | NM | NMALBUQU.txt
| 874 | "New_Mexico" | NM | "Farmington" | 12 | Farmington |  | GRAND JUNCTION CO | CO | 1183 | 5548 | Grand Junction | CO | COGRNDJU.txt
| 875 | "New_Mexico" | NM | "Santa Fe" | 10 | Santa Fe |  | ALBUQUERQUE NM | NM | 1244 | 4425 | Santa Fe | NM | NMSANTAF.txt
| 877 | "New_Mexico" | NM | "Las Vegas" | 11 | Las Vegas |  | PUEBLO CO | CO | 973 | 5413 | Pueblo | CO | COPUEBLO.txt
| 878 | "New_Mexico" | NM | "Socorro" | 9 | Socorro |  | ALBUQUERQUE NM | NM | 1244 | 4425 | Albuquerque | NM | NMALBUQU.txt
| 879 | "New_Mexico" | NM | "Truth or Conseq." | 18 | Truth or Conseq. |  | EL PASO TX | TX | 2094 | 2708 | El Paso | TX | TXELPASO.txt
| 880 | "New_Mexico" | NM | "Las Cruces" | 12 | Las Cruces |  | EL PASO TX | TX | 2094 | 2708 | El Paso | TX | TXELPASO.txt
| 881 | "New_Mexico" | NM | "Clovis" | 8 | Clovis |  | CLAYTON NM | NM | 772 | 5064 | Amarillo | TX | TXAMARIL.txt
| 882 | "New_Mexico" | NM | "Roswell" | 9 | Roswell |  | ROSWELL NM | NM | 1776 | 3267 | Lubbock | TX | TXLUBBOC.txt
| 883 | "New_Mexico" | NM | "Carrizozo" | 11 | Carrizozo |  | ALBUQUERQUE NM | NM | 1244 | 4425 | Albuquerque | NM | NMALBUQU.txt
| 884 | "New_Mexico" | NM | "Tucumcari" | 11 | Tucumcari |  | CLAYTON NM | NM | 772 | 5064 | Amarillo | TX | TXAMARIL.txt
| 890 | "Nevada" | NV | "Tonopah" | 9 | Tonopah |  | MILFORD UT | UT | 647 | 6511 | Las Vegas | NV | NVLASVEG.txt
| 891 | "Nevada" | NV | "Las Vegas" | 11 | Las Vegas |  | LAS VEGAS NV | NV | 3201 | 2407 | Las Vegas | NV | NVLASVEG.txt
| 893 | "Nevada" | NV | "Ely" | 5 | Ely |  | ELY NV | NV | 208 | 7621 | Reno | NV | NVRENO.txt
| 894 | "Nevada" | NV | "Reno" | 6 | Reno |  | RENO NV | NV | 508 | 5674 | Reno | NV | NVRENO.txt
| 895 | "Nevada" | NV | "Reno" | 6 | Reno |  | RENO NV | NV | 508 | 5674 | Reno | NV | NVRENO.txt
| 896 | "Nevada" | NV | "Reno" | 6 | Reno |  | RENO NV | NV | 508 | 5674 | Reno | NV | NVRENO.txt
| 897 | "Nevada" | NV | "Carson City" | 13 | Carson City |  | RENO NV | NV | 508 | 5674 | Reno | NV | NVRENO.txt
| 898 | "Nevada" | NV | "Elko" | 6 | Elko |  | ELKO NV | NV | 457 | 7077 | Reno | NV | NVRENO.txt
| 900 | "California" | CA | "Los Angeles" | 13 | Los Angeles |  | LOS ANGELES AP CA | CA | 727 | 1458 | Los Angeles | CA | CALOSANG.txt
| 901 | "California" | CA | "Los Angeles" | 13 | Los Angeles |  | LOS ANGELES AP CA | CA | 727 | 1458 | Los Angeles | CA | CALOSANG.txt
| 902 | "California" | CA | "Los Angeles" | 13 | Los Angeles |  | LOS ANGELES AP CA | CA | 727 | 1458 | Los Angeles | CA | CALOSANG.txt
| 903 | "California" | CA | "Inglewood" | 11 | Inglewood |  | LOS ANGELES AP CA | CA | 727 | 1458 | Los Angeles | CA | CALOSANG.txt
| 904 | "California" | CA | "Santa Monica" | 14 | Santa Monica |  | LOS ANGELES AP CA | CA | 727 | 1458 | Los Angeles | CA | CALOSANG.txt
| 905 | "California" | CA | "Torrance" | 10 | Torrance |  | LONG BEACH CA | CA | 1201 | 1430 | Los Angeles | CA | CALOSANG.txt
| 906 | "California" | CA | "Whittier" | 10 | Whittier |  | LONG BEACH CA | CA | 1201 | 1430 | Los Angeles | CA | CALOSANG.txt
| 907 | "California" | CA | "San Pedro" | 11 | San Pedro |  | LONG BEACH CA | CA | 1201 | 1430 | Los Angeles | CA | CALOSANG.txt
| 908 | "California" | CA | "Long Beach" | 12 | Long Beach |  | LONG BEACH CA | CA | 1201 | 1430 | Los Angeles | CA | CALOSANG.txt
| 910 | "California" | CA | "Pasadena" | 10 | Pasadena |  | LOS ANGELES C.O. CA | CA | 1537 | 1154 | Los Angeles | CA | CALOSANG.txt
| 911 | "California" | CA | "Pasadena" | 10 | Pasadena |  | LOS ANGELES C.O. CA | CA | 1537 | 1154 | Los Angeles | CA | CALOSANG.txt
| 912 | "California" | CA | "Glendale" | 10 | Glendale |  | LOS ANGELES C.O. CA | CA | 1537 | 1154 | Los Angeles | CA | CALOSANG.txt
| 913 | "California" | CA | "Van Nuys" | 10 | Van Nuys |  | BAKERSFIELD CA | CA | 2365 | 2182 | Los Angeles | CA | CALOSANG.txt
| 914 | "California" | CA | "Van Nuys" | 10 | Van Nuys |  | LOS ANGELES C.O. CA | CA | 1537 | 1154 | Los Angeles | CA | CALOSANG.txt
| 915 | "California" | CA | "Burbank" | 9 | Burbank |  | LOS ANGELES C.O. CA | CA | 1537 | 1154 | Los Angeles | CA | CALOSANG.txt
| 916 | "California" | CA | "North Hollywood" | 17 | North Hollywood |  | LOS ANGELES C.O. CA | CA | 1537 | 1154 | Los Angeles | CA | CALOSANG.txt
| 917 | "California" | CA | "Covina" | 8 | Covina |  | LONG BEACH CA | CA | 1201 | 1430 | Los Angeles | CA | CALOSANG.txt
| 918 | "California" | CA | "Alhambra" | 10 | Alhambra |  | LOS ANGELES C.O. CA | CA | 1537 | 1154 | Los Angeles | CA | CALOSANG.txt
| 919 | "California" | CA | "San Diego" | 11 | San Diego |  | SAN DIEGO CA | CA | 984 | 1256 | San Diego | CA | CASANDIE.txt
| 920 | "California" | CA | "San Diego" | 11 | San Diego |  | LONG BEACH CA | CA | 1201 | 1430 | San Diego | CA | CASANDIE.txt
| 921 | "California" | CA | "San Diego" | 11 | San Diego |  | SAN DIEGO CA | CA | 984 | 1256 | San Diego | CA | CASANDIE.txt
| 922 | "California" | CA | "Palm Springs" | 14 | Palm Springs |  | SAN DIEGO CA | CA | 984 | 1256 | San Diego | CA | CASANDIE.txt
| 923 | "California" | CA | "San Bern./Victorville/Redlands" | 32 | San Bern./Victorville/Redlands |  | LAS VEGAS NV | NV | 3201 | 2407 | Las Vegas | NV | NVLASVEG.txt
| 924 | "California" | CA | "San Bernardino" | 16 | San Bernardino |  | LOS ANGELES C.O. CA | CA | 1537 | 1154 | Los Angeles | CA | CALOSANG.txt
| 925 | "California" | CA | "Riverside" | 11 | Riverside |  | LOS ANGELES C.O. CA | CA | 1537 | 1154 | Los Angeles | CA | CALOSANG.txt
| 926 | "California" | CA | "Santa Ana" | 11 | Santa Ana |  | LONG BEACH CA | CA | 1201 | 1430 | Los Angeles | CA | CALOSANG.txt
| 927 | "California" | CA | "Santa Ana" | 11 | Santa Ana |  | LONG BEACH CA | CA | 1201 | 1430 | Los Angeles | CA | CALOSANG.txt
| 928 | "California" | CA | "Anaheim" | 9 | Anaheim |  | LONG BEACH CA | CA | 1201 | 1430 | Los Angeles | CA | CALOSANG.txt
| 930 | "California" | CA | "Ventura/Oxnard" | 16 | Ventura/Oxnard |  | BAKERSFIELD CA | CA | 2365 | 2182 | Los Angeles | CA | CALOSANG.txt
| 931 | "California" | CA | "Santa Barbara" | 15 | Santa Barbara |  | SANTA BARBARA CA | CA | 289 | 2438 | Los Angeles | CA | CALOSANG.txt
| 932 | "California" | CA | "Bakersfield/Visalia" | 21 | Bakersfield/Visalia |  | FRESNO CA | CA | 1967 | 2556 | Fresno | CA | CAFRESNO.txt
| 933 | "California" | CA | "Bakersfield" | 13 | Bakersfield |  | BAKERSFIELD CA | CA | 2365 | 2182 | Fresno | CA | CAFRESNO.txt
| 934 | "California" | CA | "San Luis Obispo" | 17 | San Luis Obispo |  | SANTA MARIA CA | CA | 169 | 2984 | Fresno | CA | CAFRESNO.txt
| 935 | "California" | CA | "Lancaster" | 11 | Lancaster |  | BISHOP CA | CA | 1039 | 4310 | Reno | NV | NVRENO.txt
| 936 | "California" | CA | "Fresno" | 8 | Fresno |  | FRESNO CA | CA | 1967 | 2556 | Fresno | CA | CAFRESNO.txt
| 937 | "California" | CA | "Fresno" | 8 | Fresno |  | FRESNO CA | CA | 1967 | 2556 | Fresno | CA | CAFRESNO.txt
| 939 | "California" | CA | "Monterey" | 10 | Monterey |  | SAN FRANCISCO C.O. CA | CA | 65 | 3005 | San Francisco | CA | CASANFRA.txt
| 940 | "California" | CA | "So. San Francisco" | 19 | So. San Francisco |  | SAN FRANCISCO C.O. CA | CA | 65 | 3005 | San Francisco | CA | CASANFRA.txt
| 941 | "California" | CA | "San Francisco" | 15 | San Francisco |  | SAN FRANCISCO C.O. CA | CA | 65 | 3005 | San Francisco | CA | CASANFRA.txt
| 942 | "California" | CA | "Sacramento/Placerville" | 24 | Sacramento/Placerville |  | SAN FRANCISCO AP CA | CA | 145 | 3016 | Sacramento | CA | CASACRAM.txt
| 943 | "California" | CA | "Palo Alto" | 11 | Palo Alto |  | SAN FRANCISCO AP CA | CA | 145 | 3016 | San Jose | CA | CASANJOS.txt
| 944 | "California" | CA | "San Mateo" | 11 | San Mateo |  | SAN FRANCISCO AP CA | CA | 145 | 3016 | San Jose | CA | CASANJOS.txt
| 945 | "California" | CA | "Concord" | 9 | Concord |  | SACRAMENTO CA | CA | 1237 | 2749 | Sacramento | CA | CASACRAM.txt
| 946 | "California" | CA | "Oakland" | 9 | Oakland |  | SAN FRANCISCO AP CA | CA | 145 | 3016 | San Jose | CA | CASANJOS.txt
| 947 | "California" | CA | "Berkeley" | 10 | Berkeley |  | SAN FRANCISCO AP CA | CA | 145 | 3016 | San Jose | CA | CASANJOS.txt
| 948 | "California" | CA | "Richmond" | 10 | Richmond |  | SAN FRANCISCO AP CA | CA | 145 | 3016 | San Jose | CA | CASANJOS.txt
| 949 | "California" | CA | "San Rafael" | 12 | San Rafael |  | SAN FRANCISCO AP CA | CA | 145 | 3016 | San Jose | CA | CASANJOS.txt
| 950 | "California" | CA | "Gilroy" | 8 | Gilroy |  | SAN FRANCISCO AP CA | CA | 145 | 3016 | San Jose | CA | CASANJOS.txt
| 951 | "California" | CA | "San Jose" | 10 | San Jose |  | SAN FRANCISCO AP CA | CA | 145 | 3016 | San Jose | CA | CASANJOS.txt
| 952 | "California" | CA | "Stockton" | 10 | Stockton |  | STOCKTON CA | CA | 1470 | 2707 | Sacramento | CA | CASACRAM.txt
| 953 | "California" | CA | "Merced" | 8 | Merced |  | SACRAMENTO CA | CA | 1237 | 2749 | Sacramento | CA | CASACRAM.txt
| 954 | "California" | CA | "Santa Rosa" | 12 | Santa Rosa |  | SACRAMENTO CA | CA | 1237 | 2749 | Sacramento | CA | CASACRAM.txt
| 955 | "California" | CA | "Eureka" | 8 | Eureka |  | EUREKA CA | CA | 725 | 4496 | Medford | OR | ORMEDFOR.txt
| 956 | "California" | CA | "Sacramento/Placerville" | 24 | Sacramento/Placerville |  | SACRAMENTO CA | CA | 1237 | 2749 | Sacramento | CA | CASACRAM.txt
| 957 | "California" | CA | "Pollock Pines" | 15 | Pollock Pines |  | RENO NV | NV | 508 | 5674 | Reno | NV | NVRENO.txt
| 958 | "California" | CA | "Sacramento" | 12 | Sacramento |  | SACRAMENTO CA | CA | 1237 | 2749 | Sacramento | CA | CASACRAM.txt
| 959 | "California" | CA | "Marysville" | 12 | Marysville |  | SACRAMENTO CA | CA | 1237 | 2749 | Sacramento | CA | CASACRAM.txt
| 960 | "California" | CA | "Redding" | 9 | Redding |  | REDDING CA | CA | 1797 | 2855 | Sacramento | CA | CASACRAM.txt
| 961 | "California" | CA | "Susanville" | 12 | Susanville |  | WINNEMUCCA NV | NV | 538 | 6315 | Sacramento | CA | CASACRAM.txt
| 967 | "Hawaii" | HI | "Honolulu" | 10 | Honolulu |  | HILO HI | HI | 3284 | 0 | Honolulu | HI | HIHONOLU.txt
| 968 | "Hawaii" | HI | "Honolulu" | 10 | Honolulu |  | HONOLULU HI | HI | 4474 | 0 | Honolulu | HI | HIHONOLU.txt
| 969 | "Guam" | GU | "Mangilao" | 10 | Mangilao |  | GUAM PC | PC | 5034 | 0 | Honolulu | HI | HIHONOLU.txt
| 970 | "Oregon" | OR | "Hood River" | 12 | Hood River |  | SALEM OR | OR | 247 | 4927 | Salem | OR | ORSALEM.txt
| 971 | "Oregon" | OR | "Portland" | 10 | Portland |  | PORTLAND OR | OR | 371 | 4522 | Portland | OR | ORPORTLA.txt
| 972 | "Oregon" | OR | "Portland" | 10 | Portland |  | PORTLAND OR | OR | 371 | 4522 | Portland | OR | ORPORTLA.txt
| 973 | "Oregon" | OR | "Salem" | 7 | Salem |  | SALEM OR | OR | 247 | 4927 | Salem | OR | ORSALEM.txt
| 974 | "Oregon" | OR | "Eugene" | 8 | Eugene |  | EUGENE OR | OR | 300 | 4546 | Eugene | OR | OREUGENE.txt
| 975 | "Oregon" | OR | "Medford" | 9 | Medford |  | MEDFORD OR | OR | 725 | 4611 | Medford | OR | ORMEDFOR.txt
| 976 | "Oregon" | OR | "Klamath Falls" | 15 | Klamath Falls |  | MEDFORD OR | OR | 725 | 4611 | Medford | OR | ORMEDFOR.txt
| 977 | "Oregon" | OR | "Bend" | 6 | Bend |  | BURNS OR | OR | 202 | 7785 | Yakima | WA | WAYAKIMA.txt
| 978 | "Oregon" | OR | "Pendleton" | 11 | Pendleton |  | PENDLETON OR | OR | 701 | 5294 | Yakima | WA | WAYAKIMA.txt
| 979 | "Oregon" | OR | "Ontario" | 9 | Ontario |  | BOISE ID | ID | 754 | 5861 | Boise | ID | IDBOISE.txt
| 980 | "Washington" | WA | "Seattle" | 9 | Seattle |  | SEATTLE C.O. WA | WA | 167 | 4611 | Seattle | WA | WASEATTL.txt
| 981 | "Washington" | WA | "Seattle" | 9 | Seattle |  | SEATTLE C.O. WA | WA | 167 | 4611 | Seattle | WA | WASEATTL.txt
| 982 | "Washington" | WA | "Everett" | 9 | Everett |  | QUILLAYUTE WA | WA | 6 | 5858 | Seattle | WA | WASEATTL.txt
| 983 | "Washington" | WA | "Tacoma" | 8 | Tacoma |  | SEATTLE SEA-TAC AP WA | WA | 190 | 4908 | Seattle | WA | WASEATTL.txt
| 984 | "Washington" | WA | "Tacoma" | 8 | Tacoma |  | SEATTLE SEA-TAC AP WA | WA | 190 | 4908 | Seattle | WA | WASEATTL.txt
| 985 | "Washington" | WA | "Olympia" | 9 | Olympia |  | OLYMPIA WA | WA | 101 | 5655 | Seattle | WA | WASEATTL.txt
| 986 | "Washington" | WA | "Vancouver" | 11 | Vancouver |  | PORTLAND OR | OR | 371 | 4522 | Portland | OR | ORPORTLA.txt
| 988 | "Washington" | WA | "Wenatchee" | 11 | Wenatchee |  | YAKIMA WA | WA | 458 | 5967 | Yakima | WA | WAYAKIMA.txt
| 989 | "Washington" | WA | "Yakima" | 8 | Yakima |  | YAKIMA WA | WA | 458 | 5967 | Yakima | WA | WAYAKIMA.txt
| 990 | "Washington" | WA | "Spokane" | 9 | Spokane |  | SPOKANE WA | WA | 398 | 6842 | Spokane | WA | WASPOKAN.txt
| 991 | "Washington" | WA | "Spokane" | 9 | Spokane |  | SPOKANE WA | WA | 398 | 6842 | Spokane | WA | WASPOKAN.txt
| 992 | "Washington" | WA | "Spokane" | 9 | Spokane |  | SPOKANE WA | WA | 398 | 6842 | Spokane | WA | WASPOKAN.txt
| 993 | "Washington" | WA | "Richland" | 10 | Richland |  | PENDLETON OR | OR | 701 | 5294 | Yakima | WA | WAYAKIMA.txt
| 994 | "Washington" | WA | "Clarkston" | 11 | Clarkston |  | PENDLETON OR | OR | 701 | 5294 | Yakima | WA | WAYAKIMA.txt
| 995 | "Alaska" | AK | "Anchorage" | 11 | Anchorage |  | ANCHORAGE AK | AK | 0 | 10570 | Anchorage | AK | AKANCHOR.txt
| 996 | "Alaska" | AK | "Anchorage" | 11 | Anchorage |  | ANCHORAGE AK | AK | 0 | 10570 | Anchorage | AK | AKANCHOR.txt
| 997 | "Alaska" | AK | "Fairbanks" | 11 | Fairbanks |  | FAIRBANKS AK | AK | 84 | 13940 | Fairbanks | AK | AKFAIRBA.txt
| 998 | "Alaska" | AK | "Juneau" | 8 | Juneau |  | JUNEAU AK | AK | 0 | 8897 | Juneau | AK | AKJUNEAU.txt
| 999 | "Alaska" | AK | "Ketchikan" | 11 | Ketchikan |  | KING SALMON AK | AK | 0 | 11456 | Juneau | AK | AKJUNEAU.txt
| 901 Unique Zip Codes | [6 empty] | 242 Unique Climates |  |  |  | 159 IWIN - NCDC Sites

## Worksheet - Design - Baseline (hidden)
Multi-Family Residential Building
Design Assistant Worksheet
Design Assistant Worksheet
| Unit | Building | Expected Results |  |  |  | Side Calculations |  |  |  |  | ='Design Assistant'!I17
Residential SQFT | #N/A | #N/A |  | Resid ES Target Site EU | #N/A | kBtu/year |  | Mean LnEUSo = | 11.2469 | kBtu/yr |  |  |  |  | Bdrms
CDDCOOLP | #N/A |  |  | Resid ES Target Source EU | #N/A | kBtu/year | [6 empty] | Units | Bdrms | /Unit
HDDHEATP | #N/A | [11 empty] | #N/A | #N/A | #N/A
Bedrooms/unit | #N/A
CDD | #N/A |  |  | Actual Score | #N/A
[8 empty] | Predicted LnEUSo = | #N/A | kBtu/yr |  | Secondary Space | SF | Wkly Hrs | SF Un- heat- ed | SF Not Cool -ed | W/sf | Source kBtu | Source kBtu / unit | Source kBtu @ 168 hours
|  |  |  | Bldg ES Target Site EU | #N/A | kBtu/year | [5 empty] | #N/A | #N/A |  |  | #N/A |  | #N/A | #N/A
|  |  |  | Bldg ES Target Source EU | #N/A | kBtu/year | [5 empty] | #N/A | #N/A |  |  | #N/A |  | #N/A |  | Assumed 0.75 times residental kBtu/SF.
COOLP | #N/A | [10 empty] | #N/A | #N/A |  |  | #N/A |  | #N/A |  | Based on CBECS 99 averages (~200 kBtu/sqft).
HDD | #N/A | [6 empty] | Adjustment Factor = | #N/A |  |  | #N/A | #N/A | 168 | NA | NA | 1.46 | #N/A
HEATP | #N/A | [10 empty] | #N/A | #N/A | 168 | NA | NA | 0.26 | #N/A
[12 empty] | #N/A | #N/A | 84 | NA | NA | 0.12 | #N/A |  | Assume parking light operating hrs are 84
Bldg Site Total | #N/A | kBtu | [9 empty] | Source Total | [5 empty] | #N/A
Site EUI | [11 empty] | Bldg Source Total minus Commercial, Garage, Parking Lot | [5 empty] | #N/A
Bldg Source Total | #N/A | kBtu | [9 empty] | Residential & common | #N/A |  |  |  |  | #N/A
Source EUI |  |  |  | Resid Site EU (50) = | #N/A | kBtu/year | [5 empty] | Commercial, Garage, and Parking | [5 empty] | #N/A
Adj Source EUI |  |  |  | Resid Source EU (50) = | #N/A | kBtu/year
Ln Resid So kBtu | #N/A |  |  | Building Site EU (50) = | #N/A | kBtu/year | [6 empty] | Per CBECS 1999, average energy use for commercial space
|  |  |  | Building Source EU (50) = | #N/A | kBtu/year | [6 empty] | is about 200 source kBtu/sqft (office - 213, store - 182)
Model: | [12 empty] | Thus, calc commercial space EU above by sqft x 200.
Ln Source Total = C0 + C1*LN (sqftreg) + C2*CDDcoolp + C3*hddheatp + C4*Bedrooms/unit
Assume common space EU is 75% of residential.
Parameter Estimates | [12 empty] | (Reference: Answers to Ques. 10 in 10/6/2004 email response
|  |  | Parameter |  | Variable | Mean | Minimum | Maximum |  |  |  |  | to Stephanie Jones at CEE)
Variable | DF | Parameter | Estimate |  | LNSRCEUI | 11.2469 | 9.7328 | 12.2078 | N=217
Intercept | 1 | C0 | 6.4144
Lsqftreg | 1 | C1 | 0.69636 |  | LSQFTREG | 6.5995 | 5.7991 | 7.4025 | mean sqftreg= |  | 734.7126
cddcoolp | 1 | C2 | 5.3e-05 |  | CDDCOOLP | 569.0782 | 0 | 5736
hddheatp | 1 | C3 | 2.779e-05 |  | HDDHEATP | 4484.58 | 0 | 8200
bedrooms | 1 | C4 | 0.06205 |  | BEDROOMS | 1.3226 | 0 | 4
Benchmark Score | Adj Ln Source kBtu | Customized Adj Ln Source kBtu | Gamma Fitting Not Done
100 | 10.2945 | #N/A
99 | 10.5118 | #N/A
98 | 10.541 | #N/A |  |  |  |  | E Star Design |  | Average | Your Bldg |  | Delta to min E Star design
97 | 10.557 | #N/A |  |  |  | Building Source Energy Use (kBtu/year) | #N/A |  | #N/A | #N/A |  | #N/A
96 | 10.5913 | #N/A
95 | 10.6156 | #N/A |  |  |  | Building Source E Use Intensity (kBtu/ft2-year) | #N/A |  | #N/A | #N/A
94 | 10.6668 | #N/A
93 | 10.6964 | #N/A
92 | 10.7109 | #N/A
91 | 10.7665 | #N/A
90 | 10.7783 | #N/A
89 | 10.807 | #N/A
88 | 10.8187 | #N/A
87 | 10.8301 | #N/A
86 | 10.8486 | #N/A
85 | 10.8575 | #N/A
84 | 10.8618 | #N/A
83 | 10.8934 | #N/A
82 | 10.9044 | #N/A
81 | 10.9231 | #N/A
80 | 10.9439 | #N/A
79 | 10.9624 | #N/A
78 | 10.9723 | #N/A
77 | 11.0154 | #N/A
76 | 11.0216 | #N/A
75 | 11.0238 | #N/A
74 | 11.0437 | #N/A
73 | 11.0555 | #N/A
72 | 11.0592 | #N/A
71 | 11.0682 | #N/A
70 | 11.0939 | #N/A
69 | 11.1029 | #N/A
68 | 11.1143 | #N/A
67 | 11.1171 | #N/A
66 | 11.1279 | #N/A
65 | 11.1391 | #N/A
64 | 11.148 | #N/A
63 | 11.1523 | #N/A
62 | 11.1552 | #N/A
61 | 11.16 | #N/A
60 | 11.1669 | #N/A
59 | 11.1756 | #N/A
58 | 11.1818 | #N/A
57 | 11.195 | #N/A
56 | 11.1976 | #N/A
55 | 11.2301 | #N/A
54 | 11.2381 | #N/A
53 | 11.2619 | #N/A
52 | 11.2724 | #N/A
51 | 11.2976 | #N/A
50 | 11.302 | #N/A
49 | 11.3027 | #N/A
48 | 11.3279 | #N/A
47 | 11.3328 | #N/A
46 | 11.337 | #N/A
45 | 11.344 | #N/A
44 | 11.3496 | #N/A
43 | 11.3588 | #N/A
42 | 11.3714 | #N/A
41 | 11.3793 | #N/A
40 | 11.3861 | #N/A
39 | 11.3913 | #N/A
38 | 11.3954 | #N/A
37 | 11.4142 | #N/A
36 | 11.428 | #N/A
35 | 11.4427 | #N/A
34 | 11.4482 | #N/A
33 | 11.4499 | #N/A
32 | 11.4548 | #N/A
31 | 11.4699 | #N/A
30 | 11.4771 | #N/A
29 | 11.4821 | #N/A
28 | 11.484 | #N/A
27 | 11.5034 | #N/A
26 | 11.5049 | #N/A
25 | 11.5263 | #N/A
24 | 11.5544 | #N/A
23 | 11.5636 | #N/A
22 | 11.5652 | #N/A
21 | 11.5938 | #N/A
20 | 11.5994 | #N/A
19 | 11.6093 | #N/A
18 | 11.6181 | #N/A
17 | 11.6285 | #N/A
16 | 11.6298 | #N/A
15 | 11.6335 | #N/A
14 | 11.6473 | #N/A
13 | 11.6615 | #N/A
12 | 11.6857 | #N/A
11 | 11.6906 | #N/A
10 | 11.7051 | #N/A
9 | 11.7213 | #N/A
8 | 11.7473 | #N/A
7 | 11.7664 | #N/A
6 | 11.7947 | #N/A
5 | 11.8014 | #N/A
4 | 11.8092 | #N/A
3 | 11.8416 | #N/A
2 | 11.8572 | #N/A
1 | 11.9504 | #N/A
|  |  | 10.1785 | 10.2945 | 10.5118 | 10.541 | 10.557 | 10.5913 | 10.6156 | 10.6668 | 10.6964 | 10.7665 | 10.7783 | 10.807 | 10.8187 | 10.8301 | 10.8486 | 10.8575 |  | 10.8618 | 10.8934 | 10.9044 | 10.9231 | 10.9439 | 10.9624 | 10.9723 | 11.0154 | 11.0216
|  |  | 11.0238 | 11.0437 | 11.0555 | 11.0592 | 11.0682 | 11.0939 | 11.1029 | 11.1143 | 11.1171 | 11.1391 | 11.148 | 11.1523 | 11.1552 | 11.16 | 11.1669 | 11.1756 |  | 11.1818 | 11.195 | 11.1976 | 11.2301 | 11.2381 | 11.2619 | 11.2724 | 11.2976 | 11.302
|  |  | 11.3027 | 11.3279 | 11.3328 | 11.337 | 11.344 | 11.3496 | 11.3588 | 11.3714 | 11.3793 | 11.3913 | 11.3954 | 11.4142 | 11.428 | 11.4427 | 11.4482 | 11.4499 |  | 11.4548 | 11.4699 | 11.4771 | 11.4821 | 11.484 | 11.5034 | 11.5049 | 11.5263 | 11.5544
|  |  | 11.5636 | 11.5652 | 11.5938 | 11.5994 | 11.6093 | 11.6181 | 11.6285 | 11.6298 | 11.6335 | 11.6615 | 11.6857 | 11.6906 | 11.7051 | 11.7213 | 11.7473 | 11.7664 |  | 11.7947 | 11.8014 | 11.8092 | 11.8416 | 11.8572 | 11.9504
|  | 100 | 10.2945
|  | 99 | 10.5118
|  | 98 | 10.541
|  | 97 | 10.557
|  | 96 | 10.5913
|  | 95 | 10.6156
|  | 94 | 10.6668
|  | 93 | 10.6964
|  | 92 | 10.7109
|  | 91 | 10.7665
|  | 90 | 10.7783
|  | 89 | 10.807
|  | 88 | 10.8187
|  | 87 | 10.8301
|  | 86 | 10.8486
|  | 85 | 10.8575
|  | 84 | 10.8618
|  | 83 | 10.8934
|  | 82 | 10.9044
|  | 81 | 10.9231
|  | 80 | 10.9439
|  | 79 | 10.9624
|  | 78 | 10.9723
|  | 77 | 11.0154
|  | 76 | 11.0216
|  | 75 | 11.0238
|  | 74 | 11.0437
|  | 73 | 11.0555
|  | 72 | 11.0592
|  | 71 | 11.0682
|  | 70 | 11.0939
|  | 69 | 11.1029
|  | 68 | 11.1143
|  | 67 | 11.1171
|  | 66 | 11.1279
|  | 65 | 11.1391
|  | 64 | 11.148
|  | 63 | 11.1523
|  | 62 | 11.1552
|  | 61 | 11.16
|  | 60 | 11.1669
|  | 59 | 11.1756
|  | 58 | 11.1818
|  | 57 | 11.195
|  | 56 | 11.1976
|  | 55 | 11.2301
|  | 54 | 11.2381
|  | 53 | 11.2619
|  | 52 | 11.2724
|  | 51 | 11.2976
|  | 50 | 11.302
|  | 49 | 11.3027
|  | 48 | 11.3279
|  | 47 | 11.3328
|  | 46 | 11.337
|  | 45 | 11.344
|  | 44 | 11.3496
|  | 43 | 11.3588
|  | 42 | 11.3714
|  | 41 | 11.3793
|  | 40 | 11.3861
|  | 39 | 11.3913
|  | 38 | 11.3954
|  | 37 | 11.4142
|  | 36 | 11.428
|  | 35 | 11.4427
|  | 34 | 11.4482
|  | 33 | 11.4499
|  | 32 | 11.4548
|  | 31 | 11.4699
|  | 30 | 11.4771
|  | 29 | 11.4821
|  | 28 | 11.484
|  | 27 | 11.5034
|  | 26 | 11.5049
|  | 25 | 11.5263
|  | 24 | 11.5544
|  | 23 | 11.5636
|  | 22 | 11.5652
|  | 21 | 11.5938
|  | 20 | 11.5994
|  | 19 | 11.6093
|  | 18 | 11.6181
|  | 17 | 11.6285
|  | 16 | 11.6298
|  | 15 | 11.6335
|  | 14 | 11.6473
|  | 13 | 11.6615
|  | 12 | 11.6857
|  | 11 | 11.6906
|  | 10 | 11.7051
|  | 9 | 11.7213
|  | 8 | 11.7473
|  | 7 | 11.7664
|  | 6 | 11.7947
|  | 5 | 11.8014
|  | 4 | 11.8092
|  | 3 | 11.8416
|  | 2 | 11.8572
|  | 1 | 11.9504

## Worksheet - Design - Proposed (hidden)
Multi-Family Residential Building
Design Assistant Worksheet
Design Assistant Worksheet
| Unit | Building | Expected Results |  |  |  | Side Calculations
Residential SQFT | #N/A | #N/A |  | Resid ES Target Site EU | #N/A | kBtu/year |  | Mean LnEUSo = | 11.2469 | kBtu/yr |  |  |  |  | Bdrms
CDDCOOLP | #N/A |  |  | Resid ES Target Source EU | #N/A | kBtu/year | [6 empty] | Units | Bdrms | /Unit
HDDHEATP | #N/A | [11 empty] | #N/A | #N/A | #N/A
Bedrooms/unit | #N/A
CDD | #N/A |  |  | Actual Score | #N/A
[8 empty] | Predicted LnEUSo = | #N/A | kBtu/yr |  | Secondary Space | SF | Wkly Hrs | SF Un- heat- ed | SF Not Cool -ed | W/sf | Source kBtu | Source kBtu / unit | Source kBtu @ 168 hours
|  |  |  | Bldg ES Target Site EU | #N/A | kBtu/year | [5 empty] | #N/A | #N/A |  |  | #N/A |  | #N/A | #N/A
|  |  |  | Bldg ES Target Source EU | #N/A | kBtu/year | [5 empty] | #N/A | #N/A |  |  | #N/A |  | #N/A |  | Assumed 0.75 times residental kBtu/SF.
COOLP | #N/A | [10 empty] | #N/A | #N/A |  |  | #N/A |  | #N/A |  | Based on CBECS 99 averages (~200 kBtu/sqft).
HDD | #N/A | [6 empty] | Adjustment Factor = | #N/A |  |  | #N/A | #N/A | 168 | NA | NA | 1.46 | #N/A
HEATP | #N/A | [10 empty] | #N/A | #N/A | 168 | NA | NA | 0.26 | #N/A
[12 empty] | #N/A | #N/A | 84 | NA | NA | 0.12 | #N/A |  | Assume parking light operating hrs are 84
Bldg Site Total | #N/A | kBtu | [9 empty] | Source Total | [5 empty] | #N/A
Site EUI | [11 empty] | Bldg Source Total minus Commercial, Garage, Parking Lot | [5 empty] | #N/A
Bldg Source Total | #N/A | kBtu | [9 empty] | Residential & common | #N/A |  |  |  |  | #N/A
Source EUI |  |  |  | Resid Site EU (50) = | #N/A | kBtu/year | [5 empty] | Commercial, Garage, and Parking | [5 empty] | #N/A
Adj Source EUI |  |  |  | Resid Source EU (50) = | #N/A | kBtu/year
Ln Resid So kBtu | #N/A |  |  | Building Site EU (50) = | #N/A | kBtu/year | [6 empty] | Per CBECS 1999, average energy use for commercial space
|  |  |  | Building Source EU (50) = | #N/A | kBtu/year | [6 empty] | is about 200 source kBtu/sqft (office - 213, store - 182)
Model: | [12 empty] | Thus, calc commercial space EU above by sqft x 200.
Ln Source Total = C0 + C1*LN (sqftreg) + C2*CDDcoolp + C3*hddheatp + C4*Bedrooms/unit
Assume common space EU is 75% of residential.
Parameter Estimates | [12 empty] | (Reference: Answers to Ques. 10 in 10/6/2004 email response
|  |  | Parameter |  | Variable | Mean | Minimum | Maximum |  |  |  |  | to Stephanie Jones at CEE)
Variable | DF | Parameter | Estimate |  | LNSRCEUI | 11.2469 | 9.7328 | 12.2078 | N=217
Intercept | 1 | C0 | 6.4144
Lsqftreg | 1 | C1 | 0.69636 |  | LSQFTREG | 6.5995 | 5.7991 | 7.4025 | mean sqftreg= |  | 734.7126
cddcoolp | 1 | C2 | 5.3e-05 |  | CDDCOOLP | 569.0782 | 0 | 5736
hddheatp | 1 | C3 | 2.779e-05 |  | HDDHEATP | 4484.58 | 0 | 8200
bedrooms | 1 | C4 | 0.06205 |  | BEDROOMS | 1.3226 | 0 | 4
Benchmark Score | Adj Ln Source kBtu | Customized Adj Ln Source kBtu | Gamma Fitting Not Done
100 | 10.2945 | #N/A
99 | 10.5118 | #N/A
98 | 10.541 | #N/A |  |  |  |  | E Star Design |  | Average | Your Bldg |  | Delta to min E Star design
97 | 10.557 | #N/A |  |  |  | Building Source Energy Use (kBtu/year) | #N/A |  | #N/A | #N/A |  | #N/A
96 | 10.5913 | #N/A
95 | 10.6156 | #N/A |  |  |  | Building Source E Use Intensity (kBtu/ft2-year) | #N/A |  | #N/A | #N/A
94 | 10.6668 | #N/A
93 | 10.6964 | #N/A
92 | 10.7109 | #N/A
91 | 10.7665 | #N/A
90 | 10.7783 | #N/A
89 | 10.807 | #N/A
88 | 10.8187 | #N/A
87 | 10.8301 | #N/A
86 | 10.8486 | #N/A
85 | 10.8575 | #N/A
84 | 10.8618 | #N/A
83 | 10.8934 | #N/A
82 | 10.9044 | #N/A
81 | 10.9231 | #N/A
80 | 10.9439 | #N/A
79 | 10.9624 | #N/A
78 | 10.9723 | #N/A
77 | 11.0154 | #N/A
76 | 11.0216 | #N/A
75 | 11.0238 | #N/A
74 | 11.0437 | #N/A
73 | 11.0555 | #N/A
72 | 11.0592 | #N/A
71 | 11.0682 | #N/A
70 | 11.0939 | #N/A
69 | 11.1029 | #N/A
68 | 11.1143 | #N/A
67 | 11.1171 | #N/A
66 | 11.1279 | #N/A
65 | 11.1391 | #N/A
64 | 11.148 | #N/A
63 | 11.1523 | #N/A
62 | 11.1552 | #N/A
61 | 11.16 | #N/A
60 | 11.1669 | #N/A
59 | 11.1756 | #N/A
58 | 11.1818 | #N/A
57 | 11.195 | #N/A
56 | 11.1976 | #N/A
55 | 11.2301 | #N/A
54 | 11.2381 | #N/A
53 | 11.2619 | #N/A
52 | 11.2724 | #N/A
51 | 11.2976 | #N/A
50 | 11.302 | #N/A
49 | 11.3027 | #N/A
48 | 11.3279 | #N/A
47 | 11.3328 | #N/A
46 | 11.337 | #N/A
45 | 11.344 | #N/A
44 | 11.3496 | #N/A
43 | 11.3588 | #N/A
42 | 11.3714 | #N/A
41 | 11.3793 | #N/A
40 | 11.3861 | #N/A
39 | 11.3913 | #N/A
38 | 11.3954 | #N/A
37 | 11.4142 | #N/A
36 | 11.428 | #N/A
35 | 11.4427 | #N/A
34 | 11.4482 | #N/A
33 | 11.4499 | #N/A
32 | 11.4548 | #N/A
31 | 11.4699 | #N/A
30 | 11.4771 | #N/A
29 | 11.4821 | #N/A
28 | 11.484 | #N/A
27 | 11.5034 | #N/A
26 | 11.5049 | #N/A
25 | 11.5263 | #N/A
24 | 11.5544 | #N/A
23 | 11.5636 | #N/A
22 | 11.5652 | #N/A
21 | 11.5938 | #N/A
20 | 11.5994 | #N/A
19 | 11.6093 | #N/A
18 | 11.6181 | #N/A
17 | 11.6285 | #N/A
16 | 11.6298 | #N/A
15 | 11.6335 | #N/A
14 | 11.6473 | #N/A
13 | 11.6615 | #N/A
12 | 11.6857 | #N/A
11 | 11.6906 | #N/A
10 | 11.7051 | #N/A
9 | 11.7213 | #N/A
8 | 11.7473 | #N/A
7 | 11.7664 | #N/A
6 | 11.7947 | #N/A
5 | 11.8014 | #N/A
4 | 11.8092 | #N/A
3 | 11.8416 | #N/A
2 | 11.8572 | #N/A
1 | 11.9504 | #N/A
|  |  | 10.1785 | 10.2945 | 10.5118 | 10.541 | 10.557 | 10.5913 | 10.6156 | 10.6668 | 10.6964 | 10.7665 | 10.7783 | 10.807 | 10.8187 | 10.8301 | 10.8486 | 10.8575 |  | 10.8618 | 10.8934 | 10.9044 | 10.9231 | 10.9439 | 10.9624 | 10.9723 | 11.0154 | 11.0216
|  |  | 11.0238 | 11.0437 | 11.0555 | 11.0592 | 11.0682 | 11.0939 | 11.1029 | 11.1143 | 11.1171 | 11.1391 | 11.148 | 11.1523 | 11.1552 | 11.16 | 11.1669 | 11.1756 |  | 11.1818 | 11.195 | 11.1976 | 11.2301 | 11.2381 | 11.2619 | 11.2724 | 11.2976 | 11.302
|  |  | 11.3027 | 11.3279 | 11.3328 | 11.337 | 11.344 | 11.3496 | 11.3588 | 11.3714 | 11.3793 | 11.3913 | 11.3954 | 11.4142 | 11.428 | 11.4427 | 11.4482 | 11.4499 |  | 11.4548 | 11.4699 | 11.4771 | 11.4821 | 11.484 | 11.5034 | 11.5049 | 11.5263 | 11.5544
|  |  | 11.5636 | 11.5652 | 11.5938 | 11.5994 | 11.6093 | 11.6181 | 11.6285 | 11.6298 | 11.6335 | 11.6615 | 11.6857 | 11.6906 | 11.7051 | 11.7213 | 11.7473 | 11.7664 |  | 11.7947 | 11.8014 | 11.8092 | 11.8416 | 11.8572 | 11.9504
|  | 100 | 10.2945
|  | 99 | 10.5118
|  | 98 | 10.541
|  | 97 | 10.557
|  | 96 | 10.5913
|  | 95 | 10.6156
|  | 94 | 10.6668
|  | 93 | 10.6964
|  | 92 | 10.7109
|  | 91 | 10.7665
|  | 90 | 10.7783
|  | 89 | 10.807
|  | 88 | 10.8187
|  | 87 | 10.8301
|  | 86 | 10.8486
|  | 85 | 10.8575
|  | 84 | 10.8618
|  | 83 | 10.8934
|  | 82 | 10.9044
|  | 81 | 10.9231
|  | 80 | 10.9439
|  | 79 | 10.9624
|  | 78 | 10.9723
|  | 77 | 11.0154
|  | 76 | 11.0216
|  | 75 | 11.0238
|  | 74 | 11.0437
|  | 73 | 11.0555
|  | 72 | 11.0592
|  | 71 | 11.0682
|  | 70 | 11.0939
|  | 69 | 11.1029
|  | 68 | 11.1143
|  | 67 | 11.1171
|  | 66 | 11.1279
|  | 65 | 11.1391
|  | 64 | 11.148
|  | 63 | 11.1523
|  | 62 | 11.1552
|  | 61 | 11.16
|  | 60 | 11.1669
|  | 59 | 11.1756
|  | 58 | 11.1818
|  | 57 | 11.195
|  | 56 | 11.1976
|  | 55 | 11.2301
|  | 54 | 11.2381
|  | 53 | 11.2619
|  | 52 | 11.2724
|  | 51 | 11.2976
|  | 50 | 11.302
|  | 49 | 11.3027
|  | 48 | 11.3279
|  | 47 | 11.3328
|  | 46 | 11.337
|  | 45 | 11.344
|  | 44 | 11.3496
|  | 43 | 11.3588
|  | 42 | 11.3714
|  | 41 | 11.3793
|  | 40 | 11.3861
|  | 39 | 11.3913
|  | 38 | 11.3954
|  | 37 | 11.4142
|  | 36 | 11.428
|  | 35 | 11.4427
|  | 34 | 11.4482
|  | 33 | 11.4499
|  | 32 | 11.4548
|  | 31 | 11.4699
|  | 30 | 11.4771
|  | 29 | 11.4821
|  | 28 | 11.484
|  | 27 | 11.5034
|  | 26 | 11.5049
|  | 25 | 11.5263
|  | 24 | 11.5544
|  | 23 | 11.5636
|  | 22 | 11.5652
|  | 21 | 11.5938
|  | 20 | 11.5994
|  | 19 | 11.6093
|  | 18 | 11.6181
|  | 17 | 11.6285
|  | 16 | 11.6298
|  | 15 | 11.6335
|  | 14 | 11.6473
|  | 13 | 11.6615
|  | 12 | 11.6857
|  | 11 | 11.6906
|  | 10 | 11.7051
|  | 9 | 11.7213
|  | 8 | 11.7473
|  | 7 | 11.7664
|  | 6 | 11.7947
|  | 5 | 11.8014
|  | 4 | 11.8092
|  | 3 | 11.8416
|  | 2 | 11.8572
|  | 1 | 11.9504

## Side Calcs - Proposed (hidden)
|  |  | Elec. Units |  |  |  | Gas Units |  |  |  | Oil Units |  |  |  | Steam Units |  |  |  | Chilled Water Units |  |  |  | Cooking |  |  | Cooling |  | Months in Use
[5 empty] | Source | Site |  |  | Source | Site |  |  | Source | Site |  |  | Source | Site |  |  | Source | Site |  |  | Value |  | Value |  | Value
|  |  | 2 | kBTU | 3.0188 | 1 | 2 | kBTU | 1.024 | 1 | 1 | Gal | 138.6 | 138.6 | 2 | kBTU | 1.38 | 1 | 1 | Ton-Hrs | 12000 | 12000 | 1 | Yes | 1 | 1 | 0 | 2 | 10
|  |  | 5 |  |  |  | 5 |  |  |  | 5 |  |  |  | 5 |  |  |  | 5 |  |  |  | 5 |  |  | 5 |  | 5
|  |  |  | kWh | 10.3 | 3.412 |  | Therms | 102.4 | 100 |  | Gal | 138.6 | 138.6 |  | MLbs | 14.8764 | 10.78 |  | Ton-Hrs | 12000 | 12000 |  | Yes | 1 |  | 0 |  | 9
|  |  |  | kBTU | 3.0188 | 1 |  | kBTU | 1.024 | 1 |  | kBTU | 1 | 1 |  | kBTU | 1.38 | 1 |  | kBTU | 1 | 1 |  | No | 0 |  | 10 |  | 10
[27 empty] | 20 |  | 11
Old Below Ground EUI = | 131.4 | kBtu/ft2-yr | [24 empty] | 30 |  | 12
New Below Ground EUI = | 76.3 | kBtu/ft2-yr | [24 empty] | 40
50
[5 empty] | Electricity | Gas | Oil | Steam | Chilled Water | Total | [16 empty] | 60
[5 empty] | kBtu | kBtu | kBtu | kBtu | kBtu | kBtu | [16 empty] | 70
|  |  |  | Source | #N/A | #N/A | #N/A | #N/A | #N/A | #N/A | [16 empty] | 80
|  |  |  | Site | #N/A | #N/A | #N/A | #N/A | #N/A | #N/A | [16 empty] | 90
|  |  |  | %Source | #N/A | #N/A | #N/A | #N/A | #N/A | [17 empty] | 100
|  |  |  | %Site | #N/A | #N/A

## 10-Financing Plan
New Jersey Office of Clean Energy
Pay for Performance Program
ERP Tables and Incentive Calculator
Table 10. Financing Plan
Instructions
1) | Enter source, amount, and date committed or requested for all funding. Refer to Section 6 of the Program Guidelines for additional instructions. This table should include total project costs.
2) | Total Costs must equal Total Funding.
| FUNDING |  | Committed or Requested
| Anticipated NJOCE Incentives | 0
| <Enter source> | 0
| <Enter source> | 0
| <Enter source> | 0
| <Enter source> | 0
| TOTAL FUNDING | 0
COSTS
| Total Project Construction Costs at Closing | 0
| P4P Partner Fees | 0
| TOTAL COSTS | 0
Note: If the project is pursuing any other Federal or State incentives, including any from the NJ investor-owner utilities, they must be included in this table.

## 11-Schedule
New Jersey Office of Clean Energy
Pay for Performance Program
ERP Tables and Incentive Calculator
Table 11. Construction Schedule
Instructions
1) | Use this table for planned and actual dates of key construction milestones.
- When submitting the Proposed ERP, include planned dates for each item as well as actual dates for milestones that have already occurred.
- When submitting the As-Built ERP, actual dates for all milestones must be included
| Construction Milestone | Planned Date | Actual Date
Schematic Design Completion date
Design Development Completion Date
Construction Documents Completion Date
Project Bid Date
Construction Complete Date

## 12-CHP
New Jersey Office of Clean Energy
Pay for Performance Program
ERP Tables and Incentive Calculator
Table 12. Combined Heat and Power
Instructions
1) | If CHP is included as a measure, fill out this information with your professional best-guess estimates. Enter CHP capacity (in kW) for the appropriate level. Level descriptions can be found in the 'P4P Incentive Structure' tab.
2) | Select whether a cooling application is included in Level 2 CHP units, if applicable.
3) | The CHP Application and Feasibility Study is to be submitted after the Proposed ERP is approved. If there is no CHP for this project, leave this table blank and do not include it in the ERP.
CHP Advanced Measure Summary
| Cost ($) | 0
Fuel
CHP Size and Type
| Level 1 (kW) | 0
| Level 2 (kW) | 0
| Cooling Application? | Y/N
| Level 3 (kW) | 0
| Advanced Measure Incentive | 0
Nat. gas
Renewable
Other

## Cx Plan - Measure List
New Jersey Office of Clean Energy
Pay for Performance Program
ERP Tables and Incentive Calculator
Comissioning Plan: List of Measures
Instructions
1) | This table will fill in automatically
2) | You may need to add or delete rows in order to accommodate all of the measures. If you add rows, be sure to copy down formulas from cells above.
| Energy Efficiency Measure |  | Manufacturer | Model | Capacity |  | Quantity | Efficiency |  | Proposed Cost
| 1 | 0 | 0 | 0 | 0 | 0 | 0 | 0 | 0 | 0
| 2 | 0 | 0 | 0 | 0 | 0 | 0 | 0 | 0 | 0
| 3 | 0 | 0 | 0 | 0 | 0 | 0 | 0 | 0 | 0
| 4 | 0 | 0 | 0 | 0 | 0 | 0 | 0 | 0 | 0
| 5 | 0 | 0 | 0 | 0 | 0 | 0 | 0 | 0 | 0
| 6 | 0 | 0 | 0 | 0 | 0 | 0 | 0 | 0 | 0
| 7 | 0 | 0 | 0 | 0 | 0 | 0 | 0 | 0 | 0
| 8 | 0 | 0 | 0 | 0 | 0 | 0 | 0 | 0 | 0
| 9 | 0 | 0 | 0 | 0 | 0 | 0 | 0 | 0 | 0
| 10 | 0 | 0 | 0 | 0 | 0 | 0 | 0 | 0 | 0
| 11 | 0 | 0 | 0 | 0 | 0 | 0 | 0 | 0 | 0
| 12 | 0 | 0 | 0 | 0 | 0 | 0 | 0 | 0 | 0
| 13 | 0 | 0 | 0 | 0 | 0 | 0 | 0 | 0 | 0
| 14 | 0 | 0 | 0 | 0 | 0 | 0 | 0 | 0 | 0
| 15 | 0 | 0 | 0 | 0 | 0 | 0 | 0 | 0 | 0
| 16 | 0 | 0 | 0 | 0 | 0 | 0 | 0 | 0 | 0
| 17 | 0 | 0 | 0 | 0 | 0 | 0 | 0 | 0 | 0
| 18 | 0 | 0 | 0 | 0 | 0 | 0 | 0 | 0 | 0
| 19 | 0 | 0 | 0 | 0 | 0 | 0 | 0 | 0 | 0
| 20 | 0 | 0 | 0 | 0 | 0 | 0 | 0 | 0 | 0

## P4P Incentive Structure
Incentive Structure for NJ New Construction
Pay For Performance Program
Incentive #1: Draft Energy Reduction Plan Completion / Design Fees
Minimum Performance Requirement: |  | 15% |  | Cost reduction over 90.1-2007 Baseline
Incentive Amount: |  | 0.1 |  | per gross heated square foot
Maximum Incentive: |  | 25000
This incentive is used to offset the cost of services associated with the development of the draft Energy Reduction Plan and design fees. Projects must identify efficiency improvements that meet the minimum performance level in order to become eligible for Incentive #1. Incentive #1 is payable upon receipt of signed contract between Participant and Partner, approval of Draft ERP, documentation that Participant has paid 75% (minimum) of the A/E design fees for construction documents, and is contingent upon moving forward with construction.
Incentive #2: Proposed Energy Reduction Plan
Minimum Performance Requirement: |  | 15% |  | Cost reduction over 90.1-2007 Baseline
Incentive Amount: |  | 0.5 |  | per gross heated square foot
This incentive is used to offset the costs associated with the development of the Proposed Energy Reduction Plan, which represents completed construction documents, meeting the minimum performance level. Savings projections will be calculated using energy simulation rounded to the nearest percent. Incentive #2 is payable upon approval of Proposed ERP, which will include the project Sheet Index and the table of contents from the Specification Booklet.
Incentive #3: As-Built Energy Reduction Plan
Minimum Performance Requirement: |  | 15% |  | Cost reduction over 90.1-2007 Baseline
Performance Target | 15%-17% | 0.75 |  | per gross heated square foot
| 18%-20% | 0.85
| 20% or greater | 1
This incentive will be based on confirmation that the performance level indicated in Energy Reduction Plan is met. Final savings projections will be calculated based on actual construction. Incentive #3 is payable upon approval of As-Built ERP and receipt of the Commissioning Report.
Advanced Measure Incentive - Combined Heat and Power
Eligible Technology |  |  | Incentive ($/Watt) |  | Maximum % of Project Cost
Max: $1 Million
Level 1: |  |  | 4 |  | 60%
Fuel Cells not fueled by Class I renewable fuel
Level 2: |  |  | 1 |  | 30% (1)
Microturbines
Internal Combustion Engines
Combustion Turbines
Level 3: |  |  | 0.5 |  | 30%
Heat Recovery or Other Mechanical Recovery
(1) The maximum % of project cost will be raised to 40% where a cooling application is used with the CHP System
Note: Incentives for Class 1 renewable fueled projects are also available. Please see section 2.5 of the Program Guidelines for more information.

## Support Data (hidden)
Incentive #3 $/SF | Garage_Type | Y_N | Space_Type | Project_Stage | Gas_Unit | Electric_Unit | Cost_Source | Measure_Type | Capacity_Units | Efficiency_Units | Fuel_Type | Measure | days/ year | hours/ day | Diversity factor | CHP_Fuel
0 | None | Y/N | ASHRAE space type | <Choose> | Choose unit: | Choose unit: | Baseline Cost Estimator | Pre-Design Planning | BTUH | EER | N/A | Measure with no Demand Savings | 365 | 24 | 0 | Choose fuel:
| Under Ground | Yes | Apartment Space | Proposed Design | Btu | Btu | Bid Results | Design Simulation & Screening | DCW | SEER | gas | ---- Envelope/Shell Measures (where AC is present) ----- | ---- | ---- | ---- | Gas
| Above Ground | No | Office-Enclosed | As-Built | kBtu | kBtu | Contractor | Final Design | HP | AFUE | oil | Air conditioner sleeves, seal | 62.5 | 8 | 0 | Oil
| Parking Lot |  | Office-Open Plan |  | MMBtu | MMBtu | Developer | Water Cooled Chiller (Electric) - Partial Load | MBH | CFM | propane | Envelope penetrations, seal | 62.5 | 8 | 0
|  |  | Conference/Meeting/Multipurpose Room |  | Therm | kWh | Manufacturer | Water Cooled Chiller (Electric) - Full Load | NPC | CFM/sf | steam | Exterior doors, replace | 62.5 | 8 | 0
|  |  | Classroom/Lecture/Training |  |  | W | Previous Experience | Air Cooled Chiller (Electric) | Tons | COP | wood | Exterior doors, weatherseal or repair | 62.5 | 8 | 0
|  |  | Classroom/Lecture/Training - For Penitentiary |  |  |  | RS Means | Gas Absorption Chiller | WG | EF |  | Insulation, basement/crawl space | 62.5 | 8 | 0
|  |  | Lobby |  |  |  |  | Desiccant System (Gas or Electric) | W | HSPF |  | Insulation, roof deck or attic | 62.5 | 8 | 0
|  |  | Lobby - For Performing Arts Theater |  |  |  |  | Unitary HVAC/Split Systems |  | kW/Ton |  | Insulation, walls | 62.5 | 8 | 0
|  |  | Lobby - For Motion Picture Theater |  |  |  |  | Air to Air Heat Pump |  | MEP |  | Interior doors or windows, weatherseal | 62.5 | 8 | 0
|  |  | Audience/Seating Area |  |  |  |  | Packaged Terminal AC & HP |  | MM Calc |  | Windows, replace, apts | 62.5 | 8 | 0
|  |  | Audience/Seating Area - For Gymnasium |  |  |  |  | Dual Enthalpy Economizer |  | MM Est |  | Windows, replace, common area | 62.5 | 8 | 0
|  |  | Audience/Seating Area - For Exercise Center |  |  |  |  | Central DX AC System |  | NEMA |  | Windows, weatherseal or repair, apts | 62.5 | 8 | 0
|  |  | Audience/Seating Area - For Convenience Center |  |  |  |  | Water Source Heat Pump |  | R-Value |  | ---- Lighting Measures ----- | ---- | ---- | ----
|  |  | Audience/Seating Area - For Penitentiary |  |  |  |  | Open Loop HP |  | SHGC |  | Lighting, bi-level, install | 365 | 24 | 1
|  |  | Audience/Seating Area - For Religious Buildings |  |  |  |  | Closed Loop HP |  |  |  | Lighting, CFL's, install | 365 | 3 | 0.103
|  |  | Audience/Seating Area - For Sports Arena - Outdoor |  |  |  |  | Hot Water Boiler (Gas) |  |  |  | Lighting, fixtures, remove (delamp) | 365 | 24 | 1
|  |  | Audience/Seating Area - For Sports Arena - Indoor |  |  |  |  | Steam Boiler (Gas) |  |  |  | Lighting, fixtures, replace diffusers | 365 | 24 | 1
|  |  | Audience/Seating Area - For Performing Arts Theater |  |  |  |  | Gas Furnace |  |  |  | Lighting, fluorescent, upgrade existing - apts | 365 | 3.5 | 0.103
|  |  | Audience/Seating Area - For Motion Picture Theater |  |  |  |  | VFD - Variable Air Volume |  |  |  | Lighting, fluorescent, upgrade existing - CA | 365 | 24 | 1
|  |  | Audience/Seating Area - For Thansportation |  |  |  |  | VFD - Chilled Water Pump |  |  |  | Lighting, incandescent to fluorescent - apts | 365 | 3 | 0.103
|  |  | Atrium - First Three Floors |  |  |  |  | Air Compressor with VFD |  |  |  | Lighting, incandescent to fluorescent - CA | 365 | 24 | 1
|  |  | Atrium - Each Additional Floor |  |  |  |  | Water Heater (Gas) - </= 50 Gals. |  |  |  | Lighting, LED exit signs, install | 365 | 24 | 1
|  |  | Lounge/Recreation |  |  |  |  | Water Heater (Gas) - > 50 Gals. |  |  |  | Lighting, occupancy sensors, install | 365 | 24 | 0.65
|  |  | Lounge/Recreation - For Hospital |  |  |  |  | Water Booster Heater (Gas) |  |  |  | Lighting, timers, install | 365 | 24 | 0.65
|  |  | Dining Area |  |  |  |  | ODP Premium Motor - 1200 RPM |  |  |  | ---- Motors, Fans, & Pumps ----- | ---- | ---- | ----
|  |  | Dining Area - For Penitentiary |  |  |  |  | ODP Premium Motor - 1800 RPM |  |  |  | Compressors, upgrade | 62.5 | 8 | 0.98
|  |  | Dining Area - For Bar Lounge/Leisure Dining |  |  |  |  | ODP Premium Motor - 3600 RPM |  |  |  | DHW, controls | 365 | 24 | 1
|  |  | Dining Area - For Family Dining |  |  |  |  | TEFC Premium Motor - 1200 RPM |  |  |  | Elevator motors and controls, upgrade | 0 | 0 | 0
|  |  | Food Preparation |  |  |  |  | TEFC Premium Motor - 1800 RPM |  |  |  | Exhaust fans, replace | 365 | 24 | 1
|  |  | Laboratory |  |  |  |  | TEFC Premium Motor - 3600 RPM |  |  |  | Fan/air handlers, upgrade | 365 | 24 | 1
|  |  | Restrooms |  |  |  |  | CFL - Indoor Fixture |  |  |  | Motors, upgrade | 365 | 24 | 0.78
|  |  | Dressing/Locker/Fitting Room |  |  |  |  | Fluorescent Fixtures |  |  |  | Pumps, upgrade | 365 | 24 | 0.78
|  |  | Corridor/Transportation |  |  |  |  | De-Lamp/Add Reflectors |  |  |  | Ventilation fans, replace | 365 | 24 | 1
|  |  | Corridor/Transportation - For Hospital |  |  |  |  | HID |  |  |  | ---- Appliances ----- | ---- | ---- | ----
|  |  | Corridor/Transportation - For Manufacturing Facility |  |  |  |  | Incandescent |  |  |  | Dishwashers, Replace | 365 | 0.8 | 0.41
|  |  | Stairs - Active |  |  |  |  | Metal Halide |  |  |  | Gas-Fired Dryers, Replace Electric | 0 | 0 | 0
|  |  | Active Storage |  |  |  |  | Mercury Vapor |  |  |  | Other Appliances, Replace | 365 | 0.6 | 0
|  |  | Active Storage - For Hospital |  |  |  |  | Halogen |  |  |  | Refrigerators, Install ENERGY STAR | 365 | 24 | 0.863
|  |  | Inactive Storage |  |  |  |  | Other Lighting |  |  |  | Washing machines, Install ENERGY STAR | 365 | 1.1 | 0.523
|  |  | Inactive Storage - For Museum |  |  |  |  | LED Exit Signs |  |  |  | ---- Cooling Systems ----- | ---- | ---- | ----
|  |  | Gymnasium/Exercise Center - Playing Area |  |  |  |  | LED Parking Lot Lighting |  |  |  | AC, Change Setpoints | 62.5 | 8 | 0
|  |  | Gymnasium/Exercise Center - Exercise Area |  |  |  |  | LED Traffic Signal (For historic files only.) |  |  |  | AC, Install ENERGY STAR | 62.5 | 8 | 0.84
|  |  | Courthouse - Courtroom |  |  |  |  | LED Pedestrian Signal (For historic files only.) |  |  |  | Chiller, Replace | 62.5 | 8 | 0.9
|  |  | Confinement Cells |  |  |  |  | Occupancy Sensors - Wall Mounted (OSW) |  |  |  | ---- Hot Water Systems (electric hot water systems only) ----- | ---- | ---- | ----
|  |  | Courthouse - Judges Chambers |  |  |  |  | Occupancy Sensors - Remote Mounted (OSR, OSRH) |  |  |  | DHW boiler, replace with condensing | 365 | 24 | 0.98
|  |  | Fire Station Engine Room |  |  |  |  | Daylight Dimmers – Fluorescent Fixtures (DLD) |  |  |  | DHW direct-fired heater, install | 365 | 24 | 0.98
|  |  | Fire Station Sleeping Quarters |  |  |  |  | Daylight Dimmers - HID or Fluorescent Hi-Bay (DDH) |  |  |  | DHW heater, high efficiency, install | 365 | 24 | 0.98
|  |  | Convention Center - Exhibit Space |  |  |  |  | Hi-Low Controls – Fluorescent Fixtures (OHLF) |  |  |  | DHW tank, insulate | 365 | 24 | 0.98
|  |  | Hospital - Emergency |  |  |  |  | Hi-Low Controls - HID or Fluorescent Hi-Bay (OHLH) |  |  |  | DHW temperature, decrease | 365 | 24 | 0.98
|  |  | Hospital - Recovery |  |  |  |  | Custom Electric |  |  |  | Distribution system, upgrade | 365 | 24 | 0.98
|  |  | Hospital - Nurse Station |  |  |  |  | Custom Gas |  |  |  | Low-flow aerators, install | 365 | 24 | 0.98
|  |  | Hospital - Exam/Treatment |  |  |  |  | Duct Sealing |  |  |  | Low-flow showerheads, install | 365 | 24 | 0.98
|  |  | Hospital - Pharmacy |  |  |  |  | Duct Insulation |  |  |  | Mixing valve, replace | 365 | 24 | 0.98
|  |  | Hospital - Patient Room |  |  |  |  | Insulation - Ceiling |  |  |  | Piping, DHW, insulate | 365 | 24 | 0.98
|  |  | Hospital - Operating Room |  |  |  |  | Insulation - Walls, Kneewalls, Rim Band/Joists |  |  |  | ---- Advanced Measures ----- | ---- | ---- | ----
|  |  | Hospital - Nursery |  |  |  |  | Insulation - Floors Over Garages, Outside, Vented Crawl Spaces |  |  |  | Cogeneration plant, recommend | 0 | 0 | 0
|  |  | Hospital - Medical Supply |  |  |  |  | Insulation - Basements/Unvented Crawl Spaces (Walls) |  |  |  | Geothermal, recommend | 365 | 24 | 0.9
|  |  | Hospital - Physical Therapy |  |  |  |  | Insulation - Basements/Unvented Crawl Spaces (Floors) |  |  |  | Solar/Photovoltaic, recommend | 0 | 0 | 0
|  |  | Hospital - Radiology |  |  |  |  | Insulation - Slab edge/Slab Under |  |  |  | Wind power, recommend | 0 | 0 | 0
|  |  | Hospital - Laundry |  |  |  |  | Windows and Glass Doors |  |  |  | Yes
|  |  | Automotive - Service/Repair |  |  |  |  | Skylights |  |  |  | No
|  |  | Manufacturing - Low Bay (<25 ft floor to ceiling height) |  |  |  |  | Doors
|  |  | Manufacturing - High Bay (>=25 ft floor to ceiling height) |  |  |  |  | Air Sealing
Manufacturing - Detailed Manufacturing
Manufacturing - Equipment Room
Manufacturing - Control Room
Electrical/Mechanical
Workshop
Retail - Sales Area
Retail - Mall Concourse
Ring Sports Arena
Court Sports Arena
Indoor Playing Field
Warehouse - Fine Material Storage
Warehouse - Medium/Bulky Material Storage
Parking Garage
Transportation - Airport - Concourse
Transportation - Air/Train/Bus - Baggage Area
Transportation - Terminal - Ticket Counter

## TRC Version Documentation (hidden)
v1.0 released 11/17/09, after first P4P NC Orientation.
v2.0 released 1/17/11, and includes:
updates to ASHRAE space type list
minor updates to instructions
addition of Instruction tab
v2.1 released 4/19/2011
updates to IRR calculation on 10/14/11