## By Year
New Jersey Solar Installations by Year As of 05/31/15
| Projects <= 10 kW |  |  | Projects > 10 kW |  |  | All Projects
Year | # Projects | Total kW | Total Rebate $ | # Projects | Total kW | Total Rebate $ | # Projects | Total kW | Total Rebate $
2001 | 3 | 7.51 | 37145 | 0 | 0 | 0 | 3 | 7.51 | 37145
2002 | 30 | 97.89 | 481790.07 | 7 | 525.56 | 1942904 | 37 | 623.45 | 2424694.07
2003 | 88 | 464.342 | 2487130.81 | 7 | 712.3 | 2836280 | 95 | 1176.642 | 5323410.81
2004 | 269 | 1542.345 | 8445045.8 | 20 | 475.18 | 2136928.9 | 289 | 2017.525 | 10581974.7
2005 | 593 | 3973.173 | 21631077.38 | 136 | 5900.959 | 24604819.38 | 729 | 9874.132 | 46235896.76
2006 | 718 | 4689.919 | 24314420.13 | 149 | 13612.627 | 53772366.21 | 867 | 18302.546 | 78086786.34
2007 | 586 | 4143.817 | 19388536.32 | 107 | 11111.299 | 38733849.7 | 693 | 15255.116 | 58122386.02
2008 | 643 | 4413.619 | 18134720.99 | 190 | 18297.643 | 26788695.06 | 833 | 22711.262 | 44923416.05
2009 | 976 | 6941.068 | 17647732.53 | 373 | 50313.229 | 38378529.53 | 1349 | 57254.297 | 56026262.06
2010 | 2231 | 15535.5 | 20150610.39 | 900 | 116847.88 | 25810580.06 | 3131 | 132383.38 | 45961190.45
2011 | 3780 | 25516.052 | 5519762.37 | 1617 | 279682.917 | 7863985.1 | 5397 | 305198.969 | 13383747.47
2012 | 3943 | 25789.42 | 1094005.33 | 1959 | 391554.978 | 1295752.4 | 5902 | 417344.398 | 2389757.73
2013 | 4817 | 30509.554 | 4690.55 | 1722 | 171737.491 | 0 | 6539 | 202247.045 | 4690.55
2014 | 4900 | 31157.96 | 0 | 1622 | 216275.5 | 0 | 6522 | 247433.46 | 0
2015 | 3088 | 20003.143 | 0 | 892 | 34482.416 | 0 | 3980 | 54485.559 | 0
Total | 26665 | 174785.31 | 139336667.67 | 9701 | 1311529.98 | 224164690.34 | 36366 | 1486315.29 | 363501358.01
Total* = Program to date totals for Paid projects plus projects pending payment; preliminary results subject to true-up based upon inspection results.

## By Month
New Jersey Solar Installations by Month As of 05/31/15
| Projects <= 10 kW |  |  | Projects > 10 kW |  |  | All Projects
Month | # Projects | Total kW | Total Rebate $ | # Projects | Total kW | Total Rebate $ | # Projects | Total kW | Total Rebate $
2001-2006 | 1701 | 10775.179 | 57396609.19 | 319 | 21226.626 | 85293298.49 | 2020 | 32001.805 | 142689907.68
2007-01-31 | 12 | 84.837 | 450644.7 | 7 | 294.505 | 1178532 | 19 | 379.342 | 1629176.7
2007-02-28 | 0 | 0 | 0 | 0 | 0 | 0 | 0 | 0 | 0
2007-03-31 | 28 | 206.782 | 1066026.6 | 3 | 170.05 | 567997.8 | 31 | 376.832 | 1634024.4
2007-04-30 | 61 | 430.607 | 2136146.74 | 16 | 2949.559 | 10391923.8 | 77 | 3380.166 | 12528070.54
2007-05-31 | 28 | 196.125 | 970864.58 | 2 | 32.64 | 153386 | 30 | 228.765 | 1124250.58
2007-06-30 | 79 | 572.597 | 2731732.73 | 19 | 397.335 | 1680865.2 | 98 | 969.932 | 4412597.93
2007-07-31 | 80 | 617.24 | 2806743.65 | 12 | 828.763 | 3055183.35 | 92 | 1446.003 | 5861927
2007-08-31 | 66 | 467.764 | 2125769.2 | 6 | 1967.244 | 6646569.6 | 72 | 2435.008 | 8772338.8
2007-09-30 | 45 | 309.18 | 1403946.1 | 12 | 2400.698 | 8168089.8 | 57 | 2709.878 | 9572035.9
2007-10-31 | 62 | 420.511 | 1915918 | 9 | 432.219 | 1696481.75 | 71 | 852.73 | 3612399.75
2007-11-30 | 54 | 363.388 | 1604857.65 | 11 | 675.049 | 2446060.4 | 65 | 1038.437 | 4050918.05
2007-12-31 | 71 | 474.786 | 2175886.37 | 10 | 963.237 | 2748760 | 81 | 1438.023 | 4924646.37
2008-01-31 | 67 | 485.057 | 2135961.57 | 10 | 495.206 | 1709284.8 | 77 | 980.263 | 3845246.37
2008-02-29 | 60 | 361.842 | 1619370.05 | 17 | 1344.967 | 2871819.5 | 77 | 1706.809 | 4491189.55
2008-03-31 | 60 | 427.226 | 1877738.45 | 16 | 3546.399 | 6728084.8 | 76 | 3973.625 | 8605823.25
2008-04-30 | 88 | 625.547 | 2586245 | 13 | 644.68 | 1999033.6 | 101 | 1270.227 | 4585278.6
2008-05-31 | 51 | 343.741 | 1398542.08 | 12 | 288.019 | 1005969.2 | 63 | 631.76 | 2404511.28
2008-06-30 | 63 | 471.833 | 1908041.19 | 12 | 247.399 | 726897.5 | 75 | 719.232 | 2634938.69
2008-07-31 | 54 | 332.472 | 1305415.35 | 18 | 704.224 | 2247203.9 | 72 | 1036.696 | 3552619.25
2008-08-31 | 55 | 389.88 | 1526341.44 | 11 | 634.194 | 626143.8 | 66 | 1024.074 | 2152485.24
2008-09-30 | 47 | 290.163 | 1154294.11 | 19 | 1063.53 | 1861236.86 | 66 | 1353.693 | 3015530.97
2008-10-31 | 56 | 412.652 | 1638726.85 | 23 | 2005.557 | 3453991.1 | 79 | 2418.209 | 5092717.95
2008-11-30 | 12 | 79.762 | 263953.35 | 13 | 606.218 | 1793684.5 | 25 | 685.98 | 2057637.85
2008-12-31 | 30 | 193.444 | 720091.55 | 26 | 6717.25 | 1765345.5 | 56 | 6910.694 | 2485437.05
2009-01-31 | 44 | 314.555 | 1231064.74 | 44 | 2353.262 | 3031796.25 | 88 | 2667.817 | 4262860.99
2009-02-28 | 47 | 323.416 | 1122941.55 | 9 | 3830.07 | 257040 | 56 | 4153.486 | 1379981.55
2009-03-31 | 45 | 347.999 | 1248852.33 | 19 | 3513.688 | 3581551.4 | 64 | 3861.687 | 4830403.73
2009-04-30 | 42 | 264.097 | 953299.77 | 24 | 2250.764 | 4002398.13 | 66 | 2514.861 | 4955697.9
2009-05-31 | 61 | 432.259 | 1414729.04 | 33 | 3522.634 | 6053862.3 | 94 | 3954.893 | 7468591.34
2009-06-30 | 92 | 682.218 | 1713313.9 | 21 | 3051.58 | 1895552.65 | 113 | 3733.798 | 3608866.55
2009-07-31 | 44 | 314.238 | 750449.65 | 14 | 2394.31 | 457596.75 | 58 | 2708.548 | 1208046.4
2009-08-31 | 62 | 417.978 | 931525.25 | 25 | 1395.62 | 812270.5 | 87 | 1813.598 | 1743795.75
2009-09-30 | 131 | 891.34 | 1937193 | 36 | 6700.665 | 5743068.25 | 167 | 7592.005 | 7680261.25
2009-10-31 | 144 | 1028.732 | 2297791.61 | 38 | 3831.691 | 5483251.7 | 182 | 4860.423 | 7781043.31
2009-11-30 | 121 | 840.884 | 1696639.88 | 35 | 7069.848 | 4195707.5 | 156 | 7910.732 | 5892347.38
2009-12-31 | 143 | 1083.352 | 2349931.81 | 75 | 10399.097 | 2864434.1 | 218 | 11482.449 | 5214365.91
2010-01-31 | 156 | 1143.843 | 2451399.2 | 87 | 6341.763 | 2174158.04 | 243 | 7485.606 | 4625557.24
2010-02-28 | 143 | 1049.256 | 2316892.15 | 40 | 7355.276 | 1773178 | 183 | 8404.532 | 4090070.15
2010-03-31 | 165 | 1183.437 | 2220605.85 | 96 | 7542.388 | 3705796.3 | 261 | 8725.825 | 5926402.15
2010-04-30 | 168 | 1173.843 | 2028468.37 | 67 | 8362.648 | 2494070.75 | 235 | 9536.491 | 4522539.12
2010-05-31 | 171 | 949.441 | 1367365.2 | 47 | 6275.611 | 1560274.37 | 218 | 7225.052 | 2927639.57
2010-06-30 | 179 | 1261.627 | 2066522.95 | 60 | 10602.446 | 1530447.55 | 239 | 11864.073 | 3596970.5
2010-07-31 | 151 | 1071.405 | 1626021.23 | 70 | 7672.505 | 1687170.2 | 221 | 8743.91 | 3313191.43
2010-08-31 | 147 | 996.981 | 1359414.11 | 46 | 6418.825 | 1139772.5 | 193 | 7415.806 | 2499186.61
2010-09-30 | 205 | 1419.312 | 1378270.45 | 71 | 12368.575 | 853349.75 | 276 | 13787.887 | 2231620.2
2010-10-31 | 217 | 1539.568 | 1181616.41 | 81 | 10685.51 | 1966893.88 | 298 | 12225.078 | 3148510.29
2010-11-30 | 200 | 1406.669 | 893473.02 | 106 | 10562.826 | 4032867.8 | 306 | 11969.495 | 4926340.82
2010-12-31 | 329 | 2340.118 | 1260561.45 | 129 | 22659.507 | 2892600.92 | 458 | 24999.625 | 4153162.37
2011-01-31 | 259 | 1929.966 | 873903.5 | 101 | 18700.719 | 629569.5 | 360 | 20630.685 | 1503473
2011-02-28 | 216 | 1488.246 | 535979.55 | 77 | 9861.144 | 1019936.75 | 293 | 11349.39 | 1555916.3
2011-03-31 | 150 | 1017.721 | 484375.06 | 62 | 8034.026 | 360032 | 212 | 9051.747 | 844407.06
2011-04-30 | 190 | 1262.8 | 370004 | 91 | 25969.62 | 2591311.28 | 281 | 27232.42 | 2961315.28
2011-05-31 | 284 | 1977.298 | 544327.4 | 104 | 9591.798 | 160304.32 | 388 | 11569.096 | 704631.72
2011-06-30 | 349 | 2374.246 | 545923.3 | 168 | 38363.568 | 1114086 | 517 | 40737.814 | 1660009.3
2011-07-31 | 488 | 3304.367 | 558430.34 | 168 | 15409.164 | 127527 | 656 | 18713.531 | 685957.34
2011-08-31 | 329 | 2144.221 | 438996.3 | 175 | 25671.227 | 649875.2 | 504 | 27815.448 | 1088871.5
2011-09-30 | 312 | 2096.217 | 267509.03 | 151 | 16726.428 | 339125.7 | 463 | 18822.645 | 606634.73
2011-10-31 | 477 | 3059.943 | 374954.1 | 189 | 39158.768 | 650049.15 | 666 | 42218.711 | 1025003.25
2011-11-30 | 342 | 2305.568 | 326764.04 | 177 | 39275.245 | 161086.6 | 519 | 41580.813 | 487850.64
2011-12-31 | 384 | 2555.459 | 198595.75 | 154 | 32921.21 | 61081.6 | 538 | 35476.669 | 259677.35
2012-01-31 | 404 | 2735.084 | 210984.36 | 220 | 82216.941 | 83219.2 | 624 | 84952.025 | 294203.56
2012-02-29 | 297 | 1895.941 | 705524.5 | 180 | 36573.962 | 718912.5 | 477 | 38469.903 | 1424437
2012-03-31 | 424 | 2786.17 | 44111.32 | 260 | 38902.094 | 126694.7 | 684 | 41688.264 | 170806.02
2012-04-30 | 369 | 2441.364 | 48798.9 | 193 | 37508.351 | 76384.8 | 562 | 39949.715 | 125183.7
2012-05-31 | 308 | 1994.719 | 0 | 177 | 30860.445 | 21435 | 485 | 32855.164 | 21435
2012-06-30 | 302 | 2022.137 | 20925 | 154 | 26987.31 | 5000 | 456 | 29009.447 | 25925
2012-07-31 | 280 | 1917.904 | 28825 | 137 | 18937.812 | 0 | 417 | 20855.716 | 28825
2012-08-31 | 314 | 2082.99 | 19061.25 | 162 | 21242.058 | 14106.2 | 476 | 23325.048 | 33167.45
2012-09-30 | 353 | 2203.181 | 5625 | 133 | 22743.403 | 0 | 486 | 24946.584 | 5625
2012-10-31 | 267 | 1779.296 | 0 | 134 | 22154.061 | 250000 | 401 | 23933.357 | 250000
2012-11-30 | 234 | 1509.103 | 0 | 94 | 43436.014 | 0 | 328 | 44945.117 | 0
2012-12-31 | 391 | 2421.531 | 10150 | 115 | 9992.527 | 0 | 506 | 12414.058 | 10150
2013-01-31 | 445 | 2842.669 | 1897.5 | 147 | 14700.382 | 0 | 592 | 17543.051 | 1897.5
2013-02-28 | 287 | 1810.904 | 0 | 137 | 32882.124 | 0 | 424 | 34693.028 | 0
2013-03-31 | 389 | 2448.691 | 0 | 157 | 15858.38 | 0 | 546 | 18307.071 | 0
2013-04-30 | 437 | 2764.35 | 2793.05 | 161 | 20273.382 | 0 | 598 | 23037.732 | 2793.05
2013-05-31 | 387 | 2357.003 | 0 | 141 | 20267.809 | 0 | 528 | 22624.812 | 0
2013-06-30 | 404 | 2604.14 | 0 | 151 | 13126.717 | 0 | 555 | 15730.857 | 0
2013-07-31 | 404 | 2584.772 | 0 | 103 | 8973.147 | 0 | 507 | 11557.919 | 0
2013-08-31 | 281 | 1803.401 | 0 | 114 | 6649.39 | 0 | 395 | 8452.791 | 0
2013-09-30 | 328 | 1974.025 | 0 | 110 | 5854.21 | 0 | 438 | 7828.235 | 0
2013-10-31 | 589 | 3843.502 | 0 | 192 | 8316.436 | 0 | 781 | 12159.938 | 0
2013-11-30 | 475 | 3119.353 | 0 | 175 | 9976.406 | 0 | 650 | 13095.759 | 0
2013-12-31 | 391 | 2356.744 | 0 | 134 | 14859.108 | 0 | 525 | 17215.852 | 0
2014-01-31 | 431 | 2660.512 | 0 | 134 | 14182.22 | 0 | 565 | 16842.732 | 0
2014-02-28 | 326 | 2083.75 | 0 | 116 | 43401.391 | 0 | 442 | 45485.141 | 0
2014-03-31 | 429 | 2664.782 | 0 | 133 | 17644.654 | 0 | 562 | 20309.436 | 0
2014-04-30 | 327 | 1995.665 | 0 | 97 | 3748.168 | 0 | 424 | 5743.833 | 0
2014-05-31 | 362 | 2257.1 | 0 | 98 | 22999.134 | 0 | 460 | 25256.234 | 0
2014-06-30 | 378 | 2443.553 | 0 | 117 | 18677.917 | 0 | 495 | 21121.47 | 0
2014-07-31 | 474 | 2974.289 | 0 | 123 | 14627.021 | 0 | 597 | 17601.31 | 0
2014-08-31 | 394 | 2589.726 | 0 | 153 | 5243.29 | 0 | 547 | 7833.016 | 0
2014-09-30 | 487 | 3114.016 | 0 | 167 | 6244.77 | 0 | 654 | 9358.786 | 0
2014-10-31 | 510 | 3322.472 | 0 | 191 | 8349.692 | 0 | 701 | 11672.164 | 0
2014-11-30 | 365 | 2407.938 | 0 | 117 | 5293.885 | 0 | 482 | 7701.823 | 0
2014-12-31 | 417 | 2644.157 | 0 | 176 | 55863.358 | 0 | 593 | 58507.515 | 0
2015-01-31 | 405 | 2635.602 | 0 | 130 | 4307.79 | 0 | 535 | 6943.392 | 0
2015-02-28 | 783 | 5021.858 | 0 | 223 | 12764.949 | 0 | 1006 | 17786.807 | 0
2015-03-31 | 593 | 3904.728 | 0 | 149 | 9195.463 | 0 | 742 | 13100.191 | 0
2015-04-30 | 747 | 4789.146 | 0 | 197 | 4337.537 | 0 | 944 | 9126.683 | 0
2015-05-31 | 560 | 3651.809 | 0 | 193 | 3876.677 | 0 | 753 | 7528.486 | 0
Total | 26665 | 174785.31 | 139336667.67 | 9701 | 1311529.98 | 224164690.34 | 36366 | 1486315.29 | 363501358.01

## By Mn & INX
New Jersey Solar Installations by Month As of 05/31/15
| Behind The Meter |  | Grid Supply |  | All Projects
Month | BTM Qty | BTM Capacity (kW) | GS Qty | GS Capacity (kW) | Total Qty | Total Capacity (kW)
2001-2008 | 3546 | 69968.183 | 0 | 0 | 3546 | 69968.183
2009-01-31 | 88 | 2667.817 | 0 | 0 | 88 | 2667.817
2009-02-28 | 56 | 4153.486 | 0 | 0 | 56 | 4153.486
2009-03-31 | 64 | 3861.687 | 0 | 0 | 64 | 3861.687
2009-04-30 | 66 | 2514.861 | 0 | 0 | 66 | 2514.861
2009-05-31 | 94 | 3954.893 | 0 | 0 | 94 | 3954.893
2009-06-30 | 113 | 3733.798 | 0 | 0 | 113 | 3733.798
2009-07-31 | 58 | 2708.548 | 0 | 0 | 58 | 2708.548
2009-08-31 | 87 | 1813.598 | 0 | 0 | 87 | 1813.598
2009-09-30 | 165 | 5234.845 | 2 | 2357.16 | 167 | 7592.005
2009-10-31 | 181 | 4844.423 | 1 | 16 | 182 | 4860.423
2009-11-30 | 155 | 7613.932 | 1 | 296.8 | 156 | 7910.732
2009-12-31 | 217 | 10781.849 | 1 | 700.6 | 218 | 11482.449
2010-01-31 | 242 | 6906.756 | 1 | 578.85 | 243 | 7485.606
2010-02-28 | 181 | 6129.232 | 2 | 2275.3 | 183 | 8404.532
2010-03-31 | 260 | 8035.915 | 1 | 689.91 | 261 | 8725.825
2010-04-30 | 234 | 7974.491 | 1 | 1562 | 235 | 9536.491
2010-05-31 | 217 | 5965.752 | 1 | 1259.3 | 218 | 7225.052
2010-06-30 | 237 | 10045.973 | 2 | 1818.1 | 239 | 11864.073
2010-07-31 | 220 | 7582.73 | 1 | 1161.18 | 221 | 8743.91
2010-08-31 | 192 | 6173.666 | 1 | 1242.14 | 193 | 7415.806
2010-09-30 | 275 | 12640.182 | 1 | 1147.705 | 276 | 13787.887
2010-10-31 | 295 | 9498.143 | 3 | 2726.935 | 298 | 12225.078
2010-11-30 | 303 | 8502.45 | 3 | 3467.045 | 306 | 11969.495
2010-12-31 | 453 | 17462.724 | 5 | 7536.901 | 458 | 24999.625
2011-01-31 | 356 | 15050.185 | 4 | 5580.5 | 360 | 20630.685
2011-02-28 | 291 | 5797.47 | 2 | 5551.92 | 293 | 11349.39
2011-03-31 | 210 | 6806.49 | 2 | 2245.257 | 212 | 9051.747
2011-04-30 | 279 | 20155.675 | 2 | 7076.745 | 281 | 27232.42
2011-05-31 | 387 | 10836.796 | 1 | 732.3 | 388 | 11569.096
2011-06-30 | 514 | 35929.854 | 3 | 4807.96 | 517 | 40737.814
2011-07-31 | 655 | 18057.756 | 1 | 655.775 | 656 | 18713.531
2011-08-31 | 502 | 26547.993 | 2 | 1267.455 | 504 | 27815.448
2011-09-30 | 461 | 16387.925 | 2 | 2434.72 | 463 | 18822.645
2011-10-31 | 660 | 17556.901 | 6 | 24661.81 | 666 | 42218.711
2011-11-30 | 514 | 30544.448 | 5 | 11036.365 | 519 | 41580.813
2011-12-31 | 533 | 19934.194 | 5 | 15542.475 | 538 | 35476.669
2012-01-31 | 613 | 34087.257 | 11 | 50864.768 | 624 | 84952.025
2012-02-29 | 474 | 31179.923 | 3 | 7289.98 | 477 | 38469.903
2012-03-31 | 680 | 37386.264 | 4 | 4302 | 684 | 41688.264
2012-04-30 | 559 | 32413.055 | 3 | 7536.66 | 562 | 39949.715
2012-05-31 | 483 | 29574.475 | 2 | 3280.689 | 485 | 32855.164
2012-06-30 | 455 | 27953.352 | 1 | 1056.095 | 456 | 29009.447
2012-07-31 | 415 | 19354.121 | 2 | 1501.595 | 417 | 20855.716
2012-08-31 | 475 | 22250.088 | 1 | 1074.96 | 476 | 23325.048
2012-09-30 | 484 | 19773.974 | 2 | 5172.61 | 486 | 24946.584
2012-10-31 | 399 | 16234.212 | 2 | 7699.145 | 401 | 23933.357
2012-11-30 | 325 | 23824.627 | 3 | 21120.49 | 328 | 44945.117
2012-12-31 | 505 | 11822.523 | 1 | 591.535 | 506 | 12414.058
2013-01-31 | 591 | 16695.391 | 1 | 847.66 | 592 | 17543.051
2013-02-28 | 423 | 33941.188 | 1 | 751.84 | 424 | 34693.028
2013-03-31 | 545 | 17609.851 | 1 | 697.22 | 546 | 18307.071
2013-04-30 | 597 | 22367.207 | 1 | 670.525 | 598 | 23037.732
2013-05-31 | 527 | 22289.097 | 1 | 335.715 | 528 | 22624.812
2013-06-30 | 554 | 15656.032 | 1 | 74.825 | 555 | 15730.857
2013-07-31 | 506 | 11527.774 | 1 | 30.145 | 507 | 11557.919
2013-08-31 | 394 | 8403.706 | 1 | 49.085 | 395 | 8452.791
2013-09-30 | 436 | 6777.315 | 2 | 1050.92 | 438 | 7828.235
2013-10-31 | 780 | 12159.938 | 1 | 0 | 781 | 12159.938
2013-11-30 | 649 | 13095.759 | 1 | 0 | 650 | 13095.759
2013-12-31 | 522 | 11156.792 | 3 | 6059.06 | 525 | 17215.852
2014-01-31 | 564 | 15427.912 | 1 | 1414.82 | 565 | 16842.732
2014-02-28 | 441 | 35500.161 | 1 | 9984.98 | 442 | 45485.141
2014-03-31 | 562 | 20309.436 | 0 | 0 | 562 | 20309.436
2014-04-30 | 423 | 4671.528 | 1 | 1072.305 | 424 | 5743.833
2014-05-31 | 460 | 25256.234 | 0 | 0 | 460 | 25256.234
2014-06-30 | 493 | 10390.09 | 2 | 10731.38 | 495 | 21121.47
2014-07-31 | 595 | 7237.46 | 2 | 10363.85 | 597 | 17601.31
2014-08-31 | 547 | 7833.016 | 0 | 0 | 547 | 7833.016
2014-09-30 | 654 | 9358.786 | 0 | 0 | 654 | 9358.786
2014-10-31 | 701 | 11672.164 | 0 | 0 | 701 | 11672.164
2014-11-30 | 482 | 7701.823 | 0 | 0 | 482 | 7701.823
2014-12-31 | 588 | 15058.185 | 5 | 43449.33 | 593 | 58507.515
2015-01-31 | 535 | 6943.392 | 0 | 0 | 535 | 6943.392
2015-02-28 | 1005 | 11528.207 | 1 | 6258.6 | 1006 | 17786.807
2015-03-31 | 742 | 13100.191 | 0 | 0 | 742 | 13100.191
2015-04-30 | 944 | 9126.683 | 0 | 0 | 944 | 9126.683
2015-05-31 | 753 | 7528.486 | 0 | 0 | 753 | 7528.486
Total | 36241 | 1170553.3 | 125 | 315762 | 36366 | 1486315.29

## Comparison
Comparison of Installed Solar Capacity During Same Period For Prior Years
Period Covered | Projects Installed | Installed Capacity (kW DC)
1/1 to 05/31/13 | 2688 | 116205.694
1/1 to 05/31/14 | 2453 | 113637.376
1/1 to 05/31/15 | 3980 | 54485.559
Total* = Program to date totals for Paid projects plus projects pending payment; preliminary results subject to true-up based upon inspection results.

## By Program & County
New Jersey Solar Installations by Program As of 05/31/15
Program | # Projects | Installed Capacity (KW dc) | Total Rebate $ | % of Installed Capacity
CORE Solar | 4295 | 88950.215 | 317579300.54 | 6%
REIP Solar | 3800 | 37543.488 | 45491948.4 | 2.5%
SREC Solar | 28271 | 1359821.588 | 430109.07 | 91.5%
Total | 36366 | 1486315.29 | 363501358.01 | 100%
Total* = Program to date totals for Paid projects plus projects pending payment; preliminary results subject to true-up based upon inspection results.
New Jersey Solar Installations by County As of 05/31/15
County | # Projects | Installed Capacity (KW dc) | Total Rebate $ | % of Installed Capacity
Middlesex | 3551 | 202757.775 | 33513991.49 | 13.64%
Burlington | 3417 | 141423.041 | 23599168.93 | 9.52%
Mercer | 1453 | 115930.47 | 23461054.45 | 7.8%
Monmouth | 3723 | 111713.436 | 37335084.41 | 7.52%
Ocean | 6041 | 90608.219 | 32621012.73 | 6.1%
Somerset | 1915 | 83511.857 | 26301541.14 | 5.62%
Cumberland | 805 | 71953.58 | 5850963.4 | 4.84%
Bergen | 1615 | 64925.265 | 16724162.75 | 4.37%
Morris | 1373 | 62981.322 | 19072581.75 | 4.24%
Camden | 1642 | 58832.414 | 15453238.32 | 3.96%
Gloucester | 1398 | 56900.203 | 10492834.68 | 3.83%
Union | 1227 | 54238.635 | 12176524.99 | 3.65%
Essex | 1185 | 53986.063 | 7947189.95 | 3.63%
Atlantic | 2247 | 53897.755 | 24282792.99 | 3.63%
Hudson | 425 | 51803.363 | 24924337.35 | 3.49%
Warren | 502 | 48239.817 | 8616571.61 | 3.25%
Hunterdon | 990 | 46968.93 | 16551825.17 | 3.16%
Passaic | 821 | 36277.467 | 6300913.71 | 2.44%
Salem | 552 | 34387.746 | 5425131.82 | 2.31%
Sussex | 536 | 25826.412 | 5758577.93 | 1.74%
Cape May | 948 | 19151.521 | 7091858.44 | 1.29%
Total | 36366 | 1486315.29 | 363501358.01 | 100%

## By Inx & Market Segment
New Jersey Solar Installations by Interconnection Type As of 05/31/15
Interconnection Type | # Projects | Installed Capacity (KW dc) | Total Rebate $ | % of Installed Capacity
Behind the meter | 36241 | 1170553.296 | 363501358.01 | 78.76%
Grid Supply | 125 | 315761.995 | 0 | 21.24%
Total | 36366 | 1486315.29 | 363501358.01 | 100%
New Jersey Solar Installations by Market Segment As of 05/31/15
Market Segment | # Projects | Installed Capacity (KW dc) | Total Rebate $ | % of Installed Capacity
Commercial | 3540 | 1014748.273 | 112798564.56 | 68.27%
Residential | 31548 | 255591.816 | 151525655.77 | 17.2%
School Public K-12 | 382 | 89177.35 | 39754450.12 | 6%
School Other | 104 | 38461.282 | 1723473.9 | 2.59%
Government Facility | 179 | 34159.769 | 15393046.25 | 2.3%
Non Profit | 351 | 25777.344 | 5614931.16 | 1.73%
Municipality | 75 | 12989.897 | 18951210.25 | 0.87%
University Public | 25 | 7772.963 | 7350273.65 | 0.52%
Farm | 97 | 5397.896 | 3575612.3 | 0.36%
SUNLIT | 59 | 1523.361 | 4619480.05 | 0.1%
University Private | 6 | 715.34 | 2194660 | 0.05%
Total | 36366 | 1486315.29 | 363501358.01 | 99.99%
Total* = Program to date totals for Paid projects plus projects pending payment; preliminary results subject to true-up based upon inspection results.

## TPO Summary
Summary of TPO Use For NJCEP Installed Solar Projects
All Behind the Meter Installed Projects As of 05/31/15
TPO Code | Description | Project Qty | Total Capacity (KW dc) | Percent of Capacity
0 | Did Not use TPO | 5268 | 217065.522 | 24.5%
1 | Used TPO | 22178 | 668458.419 | 75.5%
| Totals | 27446 | 885523.941 | 100%
Blank | Unknown | 8795 | 285029.355
Residential Behind the Meter Installed Projects As of 05/31/15
TPO Code | Description | Project Qty | Total Capacity (KW dc) | Percent of Capacity
0 | Did Not use TPO | 4060 | 37282.083 | 18.4%
1 | Used TPO | 20568 | 165292.072 | 81.6%
| Totals | 24628 | 202574.155 | 100%
Blank | Unknown | 6920 | 53017.661
Note 1: The above tables provide a summary of responses regarding the use of Third Party Ownership (TPO) as reported on the SRP Registration form by the registrant. The quantities for the projects that are listed as "Unknown" are provided as a reference but are not included in the Totals or the Percent of Capacity calculation.

## Project List
BPU_APP_ID | Technology | Last Name | Company Name | System Size | Rebate Amt | Customer Type | TPO | Install City | Install Zip | County | Installer | Electric Utility | Grid | Status | Accepted Date | QC/QA Sel Dt | Sent to GATS | Complete Date
BPU-0002 | CORE Solar | EINSELEN |  | 9.86 | 16450 | Residential |  | HIGH BAR HARBOR | 8008 | 18 | TRINITY HEATING AND AIR | Conectiv | No | Complete | 2003-04-15 | 2003-06-09 | N/A | 2003-07-17
BPU-0003 | CORE Solar | RUSSO | OCTOPUS'S GARDEN | 3 | 16405 | Commercial |  | SURF CITY | 8008 | 18 | LBI SOLAR | JCP&L | No | Complete | 2003-04-16 | 2003-06-09 | N/A | 2003-07-17
BPU-0004 | CORE Solar | RUSSO |  | 6 | 32900 | Residential |  | SURF CITY | 8008 | 18 | LBI SOLAR | Conectiv | No | Complete | 2003-04-16 | 2003-06-09 | N/A | 2003-07-17
BPU-0005 | CORE Solar | CASAZZA |  | 2.88 | 14701.75 | Residential |  | VINELAND | 8360 | 20 | MERCURY SOLAR SYSTEMS | Conectiv | No | Complete | 2003-04-16 | 2003-10-29 | N/A | 2003-11-07
BPU-0006 | CORE Solar | NIGAM | HNR CORPORATION | 6.3 | 34650 | Commercial |  | EDISON | 8820 | 11 | SUNLIT SYSTEMS, INC. | PSE&G BPU | No | Complete | 2003-04-22 | 2003-08-12 | N/A | 2003-11-21
BPU-0009 | CORE Solar | ZUCKERMAN |  | 4.8 | 26400 | Residential |  | LIVINGSTON | 7039 | 9 | JERSEY SOLAR, LLC | JCP&L | No | Complete | 2003-05-05 | 2004-01-07 | N/A | 2004-03-08
BPU-0010 | CORE Solar | LLOYD |  | 2.88 | 15730.5 | Residential |  | CAPE MAY | 8210 | 21 | ADVANCED SOLAR PRODUCTS, INC. | Conectiv | No | Complete | 2003-05-07 | 2003-11-20 | N/A | 2004-03-08
BPU-0012 | CORE Solar | DELGUERCIO |  | 7.56 | 27579.12 | Residential |  | ELM | 8037 | 19 | SELF INSTALL | Conectiv | No | Complete | 2003-05-14 | 2003-09-15 | N/A | 2003-11-07
BPU-0013 | CORE Solar | WEBB |  | 5.344 | 29392 | Residential |  | ORTLEY BEACH | 8751 | 18 | ECOLOGICAL SYSTEMS-MANALAPAN | JCP&L | No | Complete | 2003-05-08 | 2005-03-21 | N/A | 2005-05-10
BPU-0015 | CORE Solar | STEPHENS |  | 9.84 | 53648 | Residential |  | TITUSVILLE | 8560 | 12 | ADVANCED SOLAR PRODUCTS, INC. | JCP&L | No | Complete | 2003-05-14 | 2003-07-24 | N/A | 2003-09-10
BPU-0016 | CORE Solar | KUMAR |  | 9.9 | 54450 | Residential |  | PENNINGTON | 8534 | 12 | ADVANCED SOLAR PRODUCTS, INC. | PSE&G BPU | No | Complete | 2003-05-14 | 2003-07-24 | N/A | 2003-10-14
BPU-0018 | CORE Solar | BRITTEN |  | 2.7 | 16500 | Residential |  | PENEALA PARK | 8008 | 18 | GEOGENIX | Conectiv | No | Complete | 2003-05-14 | 2003-07-03 | N/A | 2003-11-07
BPU-0020 | CORE Solar | MUTHIAH |  | 4.62 | 25410 | Residential |  | MARLBORO | 7746 | 17 | ECOLOGICAL SYSTEMS-MANALAPAN | JCP&L | No | Complete | 2003-05-21 | 2004-02-12 | N/A | 2004-03-08
BPU-0021 | CORE Solar | JINKS | PROCIDA REALITY AND CONSTRUCTION | 2.1 | 11550 | Commercial |  | ATLANTIC CITY | 8401 | 19 | ECOLOGICAL SYSTEMS-MANALAPAN | Conectiv | No | Complete | 2003-05-21 | 2004-05-20 | N/A | 2004-07-15
BPU-0022 | CORE Solar | JINKS | PROCIDA REALITY AND CONSTRUCTION | 2.1 | 11550 | Commercial |  | ATLANTIC CITY | 8401 | 19 | ECOLOGICAL SYSTEMS-MANALAPAN | Conectiv | No | Complete | 2003-05-21 | 2004-05-20 | N/A | 2004-07-15
BPU-0023 | CORE Solar | JINKS | PROCIDA REALITY AND CONSTRUCTION | 2.1 | 11550 | Commercial |  | ATLANTIC CITY | 8401 | 19 | ECOLOGICAL SYSTEMS-MANALAPAN | Not Known | No | Complete | 2003-05-21 | 2004-05-20 | N/A | 2004-07-15
BPU-0024 | CORE Solar | JINKS | PROCIDA REALITY AND CONSTRUCTION | 2.1 | 11550 | Commercial |  | ATLANTIC CITY | 8401 | 19 | ECOLOGICAL SYSTEMS-MANALAPAN | Not Known | No | Complete | 2003-05-21 | 2004-05-20 | N/A | 2004-07-15
BPU-0025 | CORE Solar | JINKS | PROCIDA REALITY AND CONSTRUCTION | 2.1 | 11550 | Commercial |  | ATLANTIC CITY | 8401 | 19 | ECOLOGICAL SYSTEMS-MANALAPAN | Not Known | No | Complete | 2003-05-21 | 2004-05-20 | N/A | 2004-07-15
BPU-0026 | CORE Solar | JINKS | PROCIDA REALITY AND CONSTRUCTION | 2.1 | 11550 | Commercial |  | ATLANTIC CITY | 8401 | 19 | ECOLOGICAL SYSTEMS-MANALAPAN | Not Known | No | Complete | 2003-05-21 | 2004-05-20 | N/A | 2004-07-15
BPU-0027 | CORE Solar | TARDITI |  | 2.97 | 16335 | Residential |  | BARNEGAT LIGHT | 8006 | 18 | LBI SOLAR | Conectiv | No | Complete | 2003-05-21 | 2003-12-16 | N/A | 2004-03-08
BPU-0028 | CORE Solar | GREENBLATT |  | 3 | 16450 | Residential |  | BARNEGAT LIGHT | 8006 | 18 | LBI SOLAR | JCP&L | No | Complete | 2003-05-21 | 2003-07-03 | N/A | 2005-04-22
BPU-0030 | CORE Solar | JOHNSON |  | 5.4 | 29700 | Residential |  | WEST LONG BRANCH | 7764 | 17 | GEOGENIX | JCP&L | No | Complete | 2003-05-31 | 2003-07-28 | N/A | 2003-09-09
BPU-0031 | CORE Solar | HOLSHOUSER |  | 8.88 | 42738.5 | Residential |  | CHESTER | 7930 | 3 | AKEENA SOLAR, INC. | JCP&L | No | Complete | 2003-05-31 | 2004-02-06 | N/A | 2004-03-08
BPU-0033 | CORE Solar | KISHNANI |  | 4.95 | 27225 | Residential |  | EAST BRUNSWICK | 8816 | 11 | GEOGENIX | JCP&L | No | Complete | 2003-05-31 | 2003-10-20 | N/A | 2003-12-30
BPU-0036 | CORE Solar | PENNIMPEDE | UMDNJ | 2.64 | 14520 | Government Facility |  | NEWARK | 7107 | 9 | ALTPOWER | PSE&G BPU | No | Complete | 2003-05-31 | 2003-08-27 | N/A | 2003-11-17
BPU-0038 | CORE Solar | GAETANI |  | 2.75 | 15125 | Residential |  | WANAGUE | 7465 | 6 | ECOLOGICAL SYSTEMS-MANALAPAN | JCP&L | No | Complete | 2003-05-27 | 2003-07-17 | N/A | 2003-10-29
BPU-0039 | CORE Solar | KRUPNIKOV |  | 9.853 | 54191.5 | Residential |  | MAHWAH | 7430 | 7 | ECOLOGICAL SYSTEMS-MANALAPAN | Orange & Rockland Elec | No | Complete | 2003-05-31 | 2004-05-27 | N/A | 2004-06-18
BPU-0040 | CORE Solar | HOFFMAN | EDUCATIONAL INFORMATION AND RESOURCE CEN | 88.8 | 370200 | Commercial |  | SEWELL | 8080 | 15 | SOLARA ENERGY INC | Conectiv | No | Complete | 2003-05-31 | 2003-11-12 | N/A | 2004-03-08
BPU-0042 | CORE Solar | CENTOFANTI |  | 9.96 | 54780 | Residential |  | BRICK | 8723 | 18 | NEW AGE SOLAR, LLC | Not Known | No | Complete | 2003-06-11 | 2003-09-03 | N/A | 2003-10-14
BPU-0043 | CORE Solar | JUNG | HOMELESS SOLUTIONS | 3.96 | 21000 | Commercial |  | MORRISTOWN | 7960 | 3 | ADVANCED BUILDING AND SOLAR | JCP&L | No | Complete | 2003-06-11 | 2003-09-03 | N/A | 2004-08-12
BPU-0044 | CORE Solar | JUNG | HOMELESS SOLUTIONS | 3.96 | 21000 | Commercial |  | MORRISTOWN | 7960 | 3 | ADVANCED BUILDING AND SOLAR | JCP&L | No | Complete | 2003-06-11 | 2003-09-03 | N/A | 2004-08-12
BPU-0045 | CORE Solar | BECKETT |  | 5.55 | 30525 | Residential |  | MONROEVILLE | 8343 | 16 | ADVANCED BUILDING AND SOLAR | Conectiv | No | Complete | 2003-06-11 | 2003-10-01 | N/A | 2003-12-30
BPU-0046 | CORE Solar | JUNG | HOMELESS SOLUTIONS | 3.96 | 21000 | Commercial |  | MORRISTOWN | 7960 | 3 | ADVANCED BUILDING AND SOLAR | JCP&L | No | Complete | 2003-06-11 | 2004-06-24 | N/A | 2004-07-15
BPU-0047 | CORE Solar | ROBINSON |  | 7.77 | 42739 | Residential |  | HAMPTON | 8827 | 4 | ADVANCED SOLAR PRODUCTS, INC. | JCP&L | No | Complete | 2003-05-31 | 2003-11-07 | N/A | 2004-03-08
BPU-0049 | CORE Solar | O'KANE |  | 4.4 | 27720 | Residential |  | PORT MURRAY | 7865 | 2 | SUN FARM NETWORK | JCP&L | No | Complete | 2003-06-11 | 2003-08-27 | N/A | 2003-10-29
BPU-0050 | CORE Solar | MOODY |  | 1.43 | 7865 | Residential |  | MONTCLAIR | 7042 | 9 | SUN FARM NETWORK | Not Known | No | Complete | 2003-06-11 | 2003-07-16 | N/A | 2003-10-09
BPU-0051 | CORE Solar | PETERSON |  | 2.88 | 15454.52 | Residential |  | PENNSVILLE | 8070 | 16 | ADVANCED SOLAR PRODUCTS, INC. | Conectiv | No | Complete | 2003-06-11 | 2003-12-04 | N/A | 2005-11-28
BPU-0052 | CORE Solar | LIEBERMAN |  | 4.32 | 23760 | Residential |  | EGG HARBOR | 8234 | 19 | MERCURY SOLAR SYSTEMS | Conectiv | No | Complete | 2003-06-19 | 2004-05-06 | N/A | 2004-06-04
BPU-0053 | CORE Solar | MERKEL | N/A | 4.68 | 25740 | Commercial |  | NORTH HALEDON | 7508 | 6 | FINELINE ENERGY | PSE&G BPU | No | Complete | 2003-06-19 | 2003-08-12 | N/A | 2003-09-26
BPU-0054 | CORE Solar | FLASTER |  | 6.012 | 31500 | Residential |  | MONTVILLE | 7045 | 3 | AKEENA SOLAR, INC. | JCP&L | No | Complete | 2003-06-19 | 2004-01-07 | N/A | 2004-03-08
BPU-0055 | CORE Solar | GOSKA |  | 3 | 11682.88 | Residential |  | MANVILLE | 8835 | 5 | THOMAS GOSKA | PSE&G BPU | No | Complete | 2003-06-19 | 2004-01-14 | N/A | 2004-03-08
BPU-0056 | CORE Solar | GALLAGHER |  | 9.96 | 18307.8 | Residential |  | MILLVILLE | 8332 | 20 | ASTROPOWER | Conectiv | No | Complete | 2003-06-19 | 2009-02-19 | 2009-04-22 | 2009-04-08
BPU-0057 | CORE Solar | RATNARAJ |  | 4.32 | 21942.2 | Residential |  | SEWELL | 8080 | 15 | ASTROPOWER | Conectiv | No | Complete | 2003-06-19 | 2004-05-06 | N/A | 2004-06-18
BPU-0058 | CORE Solar | MOCK |  | 9.9 | 54450 | Residential |  | ELWOOD | 8217 | 19 | ECOLOGICAL SYSTEMS-MANALAPAN | Conectiv | No | Complete | 2003-06-19 | 2004-01-16 | N/A | 2004-03-08
BPU-0059 | CORE Solar | HUFNAGEL | WEPRESS/ARTS PROGRAMS | 2.4 | 12100 | Commercial |  | NEWTON | 7860 | 1 | PENOBSCOT SOLAR DESIGN | JCP&L | No | Complete | 2003-06-19 | 2003-10-22 | N/A | 2003-12-03
BPU-0060 | CORE Solar | PERINI | THE CHURCH OF ST. HELENA | 9.45 | 51975 | Non Profit |  | EDISON | 8820 | 11 | SUNLIT SYSTEMS, INC. | PSE&G BPU | No | Complete | 2003-06-19 | 2004-07-26 | N/A | 2004-09-09
BPU-0061 | CORE Solar | PERINI | THE CHURCH OF ST. HELENA | 9.45 | 51975 | Non Profit |  | EDISON | 8820 | 11 | SUNLIT SYSTEMS, INC. | PSE&G BPU | No | Complete | 2003-06-19 | 2004-07-26 | N/A | 2004-09-09
BPU-0062 | CORE Solar | POCH | PHILLIPSBURG SCHOOL DISTRICT | 29.82 | 232000 | School Public K-12 |  | PHILLIPSBURG | 8865 | 2 | FAI-GON ELECTRIC |  | No | Complete | 2003-06-19 | 2008-07-28 | 2008-11-14 | 2009-01-08
BPU-0064 | CORE Solar | JOHNSON | JOHNSON PLUMBING | 3 | 16450 | Commercial |  | BARNEGAT LIGHT | 8006 | 18 | LBI SOLAR | Conectiv | No | Complete | 2003-06-19 | 2003-08-18 | N/A | 2003-12-30
BPU-0065 | CORE Solar | WELLE |  | 8.1 | 44550 | Residential |  | WALL TWP | 7753 | 17 | ECOLOGICAL SYSTEMS-MANALAPAN | JCP&L | No | Complete | 2003-06-19 | 2004-02-12 | N/A | 2004-08-12
BPU-0066 | CORE Solar | GREBERIS | S | 6.8 | 37400 | Commercial |  | FREEHOLD | 7728 | 17 | ABSOLUTELY ENERGIZED SOLAR, LLC | JCP&L | No | Complete | 2003-06-19 | 2003-08-18 | N/A | 2004-03-08
BPU-0067 | CORE Solar | ALEXANDER |  | 5.76 | 31680 | Residential |  | PERRINEVILLE | 8535 | 17 | ABSOLUTELY ENERGIZED SOLAR, LLC | JCP&L | No | Complete | 2003-06-19 | 2004-01-21 | N/A | 2004-03-10
BPU-0068 | CORE Solar | SILBERSTEIN | M. SILBERSTEIN, INC | 5.4 | 29700 | Commercial |  | SHREWSBURY | 7702 | 17 | GEOGENIX | JCP&L | No | Complete | 2003-07-03 | 2003-07-28 | N/A | 2003-09-09
BPU-0069 | CORE Solar | COLE |  | 4.2 | 22785 | Residential |  | BASKING RIDGE | 7920 | 5 | ADVANCED SOLAR PRODUCTS, INC. | JCP&L | No | Complete | 2003-07-03 | 2003-12-11 | N/A | 2004-01-08
BPU-0070 | CORE Solar | ANGERMUELLER |  | 2.88 | 15698.34 | Residential |  | OAKLAND | 7436 | 7 | ASTROPOWER | Orange & Rockland Elec | No | Complete | 2003-07-03 | 2004-04-21 | N/A | 2004-06-18
BPU-0072 | CORE Solar | KAVULIA |  | 6 | 32900 | Residential |  | HOWELL | 7731 | 17 | LBI SOLAR | JCP&L | No | Complete | 2003-07-03 | 2003-08-20 | N/A | 2003-12-29
BPU-0073 | CORE Solar | MACGILLIS | GENESIS FARMS INC | 9.2 | 50600 | Farm |  | BLAIRSTOWN | 7825 | 2 | SUN FARM NETWORK | JCP&L | No | Complete | 2003-07-13 | 2003-11-26 | N/A | 2003-12-29
BPU-0074 | CORE Solar | MARCIANTE |  | 3.885 | 18060 | Residential |  | PENNINGTON | 8534 | 12 | ADVANCED SOLAR PRODUCTS, INC. | PSE&G BPU | No | Complete | 2003-07-13 | 2003-11-07 | N/A | 2004-03-08
BPU-0076 | CORE Solar | ASDAL |  | 7 | 38500 | Residential |  | LEBANON | 8833 | 4 | FINELINE ENERGY | JCP&L | No | Complete | 2003-07-13 | 2003-12-11 | N/A | 2004-03-08
BPU-0077 | CORE Solar | DRILL |  | 2.64 | 14520 | Residential |  | WEST ORANGE | 7052 | 9 | SUN FARM NETWORK | PSE&G BPU | No | Complete | 2003-07-13 | 2003-08-27 | N/A | 2003-09-26
BPU-0078 | CORE Solar | VAGELOS |  | 7.77 | 42735 | Residential |  | WARREN | 7059 | 5 | ABSOLUTELY ENERGIZED SOLAR, LLC | JCP&L | No | Complete | 2003-07-13 | 2004-01-07 | N/A | 2004-06-18
BPU-0079 | CORE Solar | GUGLIELMO |  | 5.28 | 29040 | Residential |  | HILLSBOROUGH | 8844 | 5 | FINELINE ENERGY | PSE&G BPU | No | Complete | 2003-07-13 | 2003-09-22 | N/A | 2003-10-14
BPU-0080 | CORE Solar | MASSA | HOWELL TWP BOARD OF EDUCATION | 50.4 | 216600 | School Public K-12 |  | HOWELL | 7731 | 17 | FAI-GON ELECTRIC | JCP&L | No | Complete | 2003-07-30 | 2003-09-24 | N/A | 2004-01-08
BPU-0081 | CORE Solar | MASSA | HOWELL TWP BOARD OF EDUCATION | 50.4 | 216600 | School Public K-12 |  | HOWELL | 7731 | 17 | FAI-GON ELECTRIC | JCP&L | No | Complete | 2003-07-30 | 2003-09-24 | N/A | 2004-01-08
BPU-0082 | CORE Solar | HALL |  | 11.84 | 51807.9 | Residential |  | ALLOWAY | 8001 | 16 | VG/ENER-TEC INC/SOLARA ENERGY | Conectiv | No | Complete | 2003-07-30 | 2004-08-03 | N/A | 2004-08-20
BPU-0083 | CORE Solar | KEUBLER |  | 9.99 | 54945 | Residential |  | SOUTHAMPTON/TABERNACLE | 8088 | 13 | MERCURY SOLAR SYSTEMS | JCP&L | No | Complete | 2003-07-30 | 2004-04-27 | N/A | 2004-05-19
BPU-0084 | CORE Solar | BLEIMAN |  | 3.33 | 18150 | Residential |  | MANAHAWKIN | 8050 | 18 | LBI SOLAR | Conectiv | No | Complete | 2003-07-30 | 2003-12-16 | N/A | 2004-03-10
BPU-0085 | CORE Solar | BENDER |  | 9.99 | 54600 | Residential |  | LONG VALLEY | 7853 | 3 | LBI SOLAR | JCP&L | No | Complete | 2003-07-30 | 2003-11-07 | N/A | 2004-03-08
BPU-0086 | CORE Solar | SIMS |  | 10.8 | 40200 | Residential |  | NEPTUNE | 7753 | 17 | SELF INSTALL | JCP&L | No | Complete | 2003-07-30 | 2003-11-20 | N/A | 2004-06-04
BPU-0087 | CORE Solar | ASDAL |  | 7.2 | 39600 | Residential |  | LEBANON | 8833 | 4 | FINELINE ENERGY | JCP&L | No | Complete | 2003-07-30 | 2003-12-10 | N/A | 2004-03-08
BPU-0088 | CORE Solar | GULLO |  | 8.91 | 46193 | Residential |  | VOORHEES | 8043 | 14 | SOLAR SOLUTIONS LLC | Conectiv | No | Complete | 2003-07-30 | 2003-12-16 | N/A | 2004-03-08
BPU-0089 | CORE Solar | JAKUBOWSKI |  | 3.2 | 17600 | Residential |  | EDISON | 8837 | 11 | ECOLOGICAL SYSTEMS-MANALAPAN | PSE&G BPU | No | Complete | 2003-07-30 | 2004-09-24 | N/A | 2004-10-25
BPU-0090 | CORE Solar | SAVAGE |  | 5.4 | 29700 | Residential |  | DELRAN | 80752035 | 13 | ECOLOGICAL SYSTEMS-MANALAPAN | PSE&G BPU | No | Complete | 2003-07-30 | 2004-02-13 | N/A | 2004-03-08
BPU-0091 | CORE Solar | HOEY |  | 6.012 | 26701.44 | Residential |  | BAYVILLE | 8721 | 18 | SELF INSTALL | JCP&L | No | Complete | 2003-10-20 | 2003-11-28 | N/A | 2004-12-30
BPU-0092 | CORE Solar | KUDRICK | NEW JERSEY NATURAL GAS | 21.84 | 102360 | Commercial |  | WALL | 7719 | 17 | ADVANCED SOLAR PRODUCTS, INC. | JCP&L | No | Complete | 2003-07-31 | 2003-10-22 | N/A | 2004-08-12
BPU-0093 | CORE Solar | MARMORA | INTERFAITH NEIGHBOR INC | 2.16 | 11880 | Non Profit |  | NEPTUNE | 7753 | 17 | JERSEY SOLAR, LLC | JCP&L | No | Complete | 2003-07-31 | 2004-07-26 | N/A | 2004-08-20
BPU-0094 | CORE Solar | ENTWISTLE | ENT ENTERPRISES | 9.96 | 54780 | Commercial |  | BELMAR | 7719 | 17 | ETM SOLAR WORKS | JCP&L | No | Complete | 2003-08-08 | 2003-12-18 | N/A | 2004-03-08
BPU-0096 | CORE Solar | FERBER |  | 9 | 49500 | Residential |  | MONROEVILLE | 8343 | 16 | HOFF SYSTEM | Conectiv | No | Complete | 2003-08-08 | 2004-07-07 | N/A | 2005-04-28
BPU-0098 | CORE Solar | WASHBURN |  | 7.8 | 42900 | Residential |  | NORTHFIELD | 8225 | 19 | ECOLOGICAL SYSTEMS-MANALAPAN | Conectiv | No | Complete | 2003-08-08 | 2004-08-20 | N/A | 2004-09-09
BPU-0099 | CORE Solar | BEEBE |  | 6.29 | 34595 | Residential |  | SPRINGFIELD | 7081 | 10 | ECOLOGICAL SYSTEMS-MANALAPAN | JCP&L | No | Complete | 2003-08-08 | 2004-09-09 | N/A | 2004-10-18
BPU-0100 | CORE Solar | NALBANDIAN |  | 7.65 | 42075 | Residential |  | LITTLE SILVER | 7739 | 17 | ECOLOGICAL SYSTEMS-MANALAPAN | JCP&L | No | Complete | 2003-08-08 | 2004-11-04 | N/A | 2004-12-07
BPU-0101 | CORE Solar | POOR |  | 1.665 | 9157.5 | Residential |  | RUMSON | 7760 | 17 | GEOGENIX | JCP&L | No | Complete | 2003-08-08 | 2003-09-11 | N/A | 2003-10-29
BPU-0102 | CORE Solar | ZUGEL |  | 0 | 53900 | Residential |  | HOLMDEL | 7733 | 17 | GEOGENIX | JCP&L | No | Complete | 2003-08-08 | 2004-06-23 | N/A | 2004-08-02
BPU-0103 | CORE Solar | ZUGEL |  | 0 | 53900 | Residential |  | HOLMDEL | 7733 | 17 | GEOGENIX | JCP&L | No | Complete | 2003-08-08 | 2004-06-23 | N/A | 2004-08-02
BPU-0105 | CORE Solar | SCRANTON |  | 2.64 | 14520 | Residential |  | HEWITT | 7421 | 6 | SUN FARM NETWORK | Orange & Rockland Elec | No | Complete | 2003-08-19 | 2003-08-21 | N/A | 2003-11-10
BPU-0107 | CORE Solar | CHU |  | 6.66 | 36130.5 | Residential |  | HILLSBOROUGH | 8844 | 5 | JERSEY SOLAR, LLC | PSE&G BPU | No | Complete | 2003-08-20 | 2003-12-10 | N/A | 2004-01-05
BPU-0108 | CORE Solar | LEYDEN |  | 4.2 | 21862.5 | Residential |  | CROSSWICKS | 8515 | 13 | JERSEY SOLAR, LLC | PSE&G BPU | No | Complete | 2003-08-20 | 2003-09-15 | N/A | 2003-10-09
BPU-0112 | CORE Solar | CASAGRANDE | DANSKIN INSURANCE AGENCY, INC | 6.4 | 35200 | Commercial |  | WALL | 7719 | 17 | GEOGENIX | JCP&L | No | Complete | 2003-08-26 | 2004-01-21 | N/A | 2004-03-08
BPU-0113 | CORE Solar | THOMAS |  | 2.64 | 14520 | Residential |  | MILLSTONE | 8844 | 5 | ECOLOGICAL SYSTEMS-MANALAPAN | PSE&G BPU | No | Complete | 2003-08-26 | 2004-02-26 | N/A | 2004-06-04
BPU-0114 | CORE Solar | HARRIS |  | 8.695 | 45010 | Residential |  | PITMAN | 8071 | 15 | RCL ENTERPRISES INC. | Conectiv | No | Complete | 2003-08-26 | 2004-02-20 | N/A | 2004-03-10
BPU-0115 | CORE Solar | JOZELEH | GRACE LUTHERAN CHURCH | 8.36 | 45980 | Non Profit |  | MENDHAM | 7945 | 3 | SUN FARM NETWORK | JCP&L | No | Complete | 2003-08-26 | 2003-09-30 | N/A | 2003-12-03
BPU-0116 | CORE Solar | MOCERI |  | 4.32 | 22440 | Residential |  | STONE HARBOR | 8247 | 21 | MERCURY SOLAR SYSTEMS | Conectiv | No | Complete | 2003-08-26 | 2004-01-16 | N/A | 2004-03-08
BPU-0117 | CORE Solar | DAY |  | 4.8 | 26400 | Residential |  | HAMPTON | 8827 | 4 | JERSEY SOLAR, LLC | JCP&L | No | Complete | 2003-09-05 | 2003-12-15 | N/A | 2004-01-08
BPU-0118 | CORE Solar | STEIN |  | 4.44 | 24150 | Residential |  | CHERRY HILL | 8003 | 14 | OPTIMAL ENERGY INC. | PSE&G BPU | No | Complete | 2003-09-05 | 2003-11-20 | N/A | 2004-01-26
BPU-0119 | CORE Solar | PERRY |  | 7.2 | 39600 | Residential |  | WHITE HOUSE STATION | 8889 | 4 | ABSOLUTELY ENERGIZED SOLAR, LLC | JCP&L | No | Complete | 2003-09-05 | 2004-04-21 | N/A | 2004-05-19
BPU-0120 | CORE Solar | MURRAY |  | 2.31 | 12705 | Residential |  | BLAIRSTOWN | 7825 | 2 | SUN FARM NETWORK | JCP&L | No | Complete | 2003-09-05 | 2003-10-22 | N/A | 2003-12-03
BPU-0121 | CORE Solar | DVORSKY |  | 5.28 | 29040 | Residential |  | NEWTON | 7860 | 1 | SUN FARM NETWORK | JCP&L | No | Complete | 2003-09-05 | 2003-10-22 | N/A | 2003-12-03
BPU-0123 | CORE Solar | FRANCIS |  | 6.66 | 36630 | Residential |  | HOLMDEL | 7731 | 17 | ECOLOGICAL SYSTEMS-MANALAPAN | JCP&L | No | Complete | 2003-09-15 | 2004-01-21 | N/A | 2004-03-08
BPU-0124 | CORE Solar | HALVORSEN | SUPER FIT | 9.805 | 53927.5 | Commercial |  | LONG BRANCH | 7740 | 17 | ECOLOGICAL SYSTEMS-MANALAPAN | JCP&L | No | Complete | 2003-09-15 | 2004-03-22 | N/A | 2004-06-04
BPU-0125 | CORE Solar | KISS |  | 9.72 | 53460 | Residential |  | BELLE MEADE | 8502 | 5 | SELF INSTALL | PSE&G BPU | No | Complete | 2003-09-15 | 2003-11-17 | N/A | 2004-01-09
BPU-0126 | CORE Solar | HORVITZ |  | 5.365 | 29508 | Residential |  | WYCKOFF | 7481 | 7 | ALTERNATE ENERGY & ECOLOGY COMPANY, INC. | PSE&G BPU | No | Complete | 2003-09-15 | 2004-05-27 | N/A | 2004-06-18
BPU-0128 | CORE Solar | NATKIE |  | 8.28 | 45540 | Residential |  | GLEN GARDNER | 8828 | 11 | SUN FARM NETWORK | JCP&L | No | Complete | 2003-09-15 | 2003-11-26 | N/A | 2004-01-02
BPU-0131 | CORE Solar | MACGUIRE |  | 4.8 | 26400 | Residential |  | LUMBERTON | 8048 | 13 | MERCURY SOLAR SYSTEMS | PSE&G BPU | No | Complete | 2003-10-03 | 2004-01-16 | N/A | 2004-03-08
BPU-0133 | CORE Solar | BAKI | GENESIS FARMS-CSG | 5.52 | 30360 | Farm |  | BLAIRSTOWN | 7825 | 2 | SUN FARM NETWORK | JCP&L | No | Complete | 2003-10-06 | 2003-11-26 | N/A | 2003-12-29
BPU-0134 | CORE Solar | HILLER |  | 9.92 | 54560 | Residential |  | PT. PLEASANT | 8742 | 18 | ECOLOGICAL SYSTEMS-MANALAPAN | JCP&L | No | Complete | 2003-10-06 | 2005-04-11 | N/A | 2005-05-10
BPU-0135 | CORE Solar | SERICO |  | 5.12 | 28160 | Residential |  | BELMAR | 7719 | 17 | ECOLOGICAL SYSTEMS-MANALAPAN | JCP&L | No | Complete | 2003-10-06 | 2005-01-05 | N/A | 2005-02-07
BPU-0136 | CORE Solar | PAFF | NANCY WOO | 7.2 | 35508.66 | Commercial |  | FRENCHTOWN | 8825 | 4 | MAK TECHNOLOGIES | JCP&L | No | Complete | 2004-05-06 | 2004-05-27 | N/A | 2004-06-18
BPU-0137 | CORE Solar | LITTLE |  | 3 | 16450 | Residential |  | BEACH HAVEN TERR. | 8008 | 18 | LBI SOLAR | Conectiv | No | Complete | 2003-10-06 | 2003-11-20 | N/A | 2004-06-18
BPU-0138 | CORE Solar | HOLSTEIN |  | 4.8 | 26400 | Residential |  | PENNINGTON | 8534 | 12 | JERSEY SOLAR, LLC | PSE&G BPU | No | Complete | 2003-10-07 | 2004-01-14 | N/A | 2004-03-08
BPU-0140 | CORE Solar | BISHOP |  | 9.99 | 54595 | Residential |  | LEBANON | 7753 | 17 | ECOLOGICAL SYSTEMS-MANALAPAN | JCP&L | No | Complete | 2003-10-07 | 2004-09-03 | N/A | 2004-09-14
BPU-0141 | CORE Solar | PRESCOTT |  | 2.775 | 15262.5 | Residential |  | BARNEGAT LIGHT | 8006 | 18 | LBI SOLAR | Conectiv | No | Complete | 2003-10-07 | 2004-01-09 | N/A | 2004-03-08
BPU-0142 | CORE Solar | LANGMAN |  | 8.88 | 48840 | Residential |  | CALIFON | 7830 | 4 | JERSEY SOLAR, LLC | JCP&L | No | Complete | 2003-10-20 | 2003-11-07 | N/A | 2003-10-20
BPU-0143 | CORE Solar | HEFLICH |  | 5.4 | 29700 | Residential |  | BRADLEY BEACH | 7720 | 17 | ECOLOGICAL SYSTEMS-MANALAPAN | JCP&L | No | Complete | 2003-10-21 | 2004-10-14 | N/A | 2004-11-17
BPU-0144 | CORE Solar | BOTT |  | 3 | 16500 | Residential |  | ROSELAND | 7068 | 9 | ECOLOGICAL SYSTEMS-MANALAPAN | PSE&G BPU | No | Complete | 2003-10-21 | 2004-05-07 | N/A | 2004-06-18
BPU-0145 | CORE Solar | CHU |  | 4.44 | 23870 | Residential |  | HILLSBOROUGH | 8844 | 5 | JERSEY SOLAR, LLC | PSE&G BPU | No | Complete | 2003-10-22 | 2004-02-26 | N/A | 2004-05-03
BPU-0146 | CORE Solar | NICKERSON |  | 9.99 | 54945 | Residential |  | BURLINGTON | 8016 | 13 | MERCURY SOLAR SYSTEMS | PSE&G BPU | No | Complete | 2003-10-23 | 2004-02-13 | N/A | 2004-03-10
BPU-0147 | CORE Solar | KAISER |  | 5.01 | 27555 | Residential |  | BAYVILLE | 8721 | 18 | NJ SOLAR POWER, LLC | JCP&L | No | Complete | 2003-10-16 | 2003-12-12 | N/A | 2004-03-08
BPU-0149 | CORE Solar | DOLL | BAYONNE BOARD OF EDUCATION | 109.44 | 450400 | School Public K-12 |  | BAYONNE | 7002 | 8 | BARRIER ELECTRIC | PSE&G BPU | No | Complete | 2003-10-28 | 2008-04-11 | 2008-08-07 | 2008-10-29
BPU-0150 | CORE Solar | DOLL | BAYONNE BOARD OF EDUCATION | 158.08 | 505000 | School Public K-12 |  | BAYONNE | 7002 | 8 | WORLDWATER CORP. | PSE&G BPU | No | Complete | 2003-10-28 | 2006-09-13 | N/A | 2007-02-05
BPU-0151 | CORE Solar | DOLL | BAYONNE BOARD OF EDUCATION | 152 | 610000 | School Public K-12 |  | BAYONNE | 7002 | 8 | WORLDWATER CORP. | PSE&G BPU | No | Complete | 2003-10-28 | 2006-05-11 | N/A | 2006-10-13
BPU-0152 | CORE Solar | DOLL | BAYONNE BOARD OF EDUCATION | 272.08 | 1060300 | School Public K-12 |  | BAYONNE | 7002 | 8 | ADVANCED SOLAR PRODUCTS, INC. | PSE&G BPU | No | Complete | 2003-10-28 | 2005-03-31 | N/A | 2005-09-02
BPU-0153 | CORE Solar | DOLL | BAYONNE BOARD OF EDUCATION | 118.56 | 323280 | School Public K-12 |  | BAYONNE | 7002 | 8 | WORLDWATER CORP. | PSE&G BPU | No | Complete | 2003-10-29 | 2006-09-13 | N/A | 2007-02-27
BPU-0154 | CORE Solar | DOLL | BAYONNE BOARD OF EDUCATION | 158.08 | 632800 | School Public K-12 |  | BAYONNE | 7002 | 8 | ADVANCED SOLAR PRODUCTS, INC. | PSE&G BPU | No | Complete | 2003-10-30 | 2005-03-30 | N/A | 2005-08-31
BPU-0155 | CORE Solar | DOLL | BAYONNE BOARD OF EDUCATION | 334.4 | 1294000 | School Public K-12 |  | BAYONNE | 7002 | 8 | ADVANCED SOLAR PRODUCTS, INC. | PSE&G BPU | No | Complete | 2003-10-30 | 2005-07-26 | N/A | 2005-11-17
BPU-0156 | CORE Solar | DOLL | BAYONNE BOARD OF EDUCATION | 332.88 | 1288300 | School Public K-12 |  | BAYONNE | 7002 | 8 | ADVANCED SOLAR PRODUCTS, INC. | PSE&G BPU | No | Complete | 2003-10-30 | 2005-07-26 | N/A | 2005-08-31
BPU-0157 | CORE Solar | DOLL | BAYONNE BOARD OF EDUCATION | 310.08 | 1202800 | School Public K-12 |  | BAYONNE | 7002 | 8 | ADVANCED SOLAR PRODUCTS, INC. | PSE&G BPU | No | Complete | 2003-10-30 | 2005-07-26 | N/A | 2005-09-02
BPU-0160 | CORE Solar | REISSER |  | 4.008 | 20370 | Residential |  | LAMBERTVILLE | 8530 | 4 | ADVANCED SOLAR PRODUCTS, INC. | JCP&L | No | Complete | 2003-11-03 | 2003-12-09 | N/A | 2004-03-08
BPU-0161 | CORE Solar | BOOZER |  | 3.96 | 35805 | Residential |  | GLASSBORO | 8028 | 15 | ADVANCED BUILDING AND SOLAR | Conectiv | No | Complete | 2003-11-03 | 2004-11-05 | N/A | 2004-12-21
BPU-0162 | CORE Solar | LINDLEY |  | 3.885 | 37900.5 | Residential |  | FRANKLINVILLE | 8322 | 15 | ADVANCED BUILDING AND SOLAR | Conectiv | No | Complete | 2003-11-03 | 2004-04-02 | N/A | 2004-05-19
BPU-0163 | CORE Solar | DVORSKY |  | 5.52 | 30360 | Residential |  | WASHINGTON | 7882 | 2 | SUN FARM NETWORK | JCP&L | No | Complete | 2003-11-03 | 2003-11-26 | N/A | 2004-03-08
BPU-0164 | CORE Solar | ROWSON | ROWSON ELECTRIC INC. | 6 | 30110.3 | Commercial |  | SEWELL | 8080 | 15 | SELF INSTALL | Conectiv | No | Complete | 2003-11-06 | 2004-02-13 | N/A | 2004-04-23
BPU-0165 | CORE Solar | FEIGIN |  | 4.995 | 27472.5 | Residential |  | TURNERSVILLE | 8012 | 14 | ADVANCED BUILDING AND SOLAR | Conectiv | No | Complete | 2003-11-06 | 2004-09-22 | N/A | 2004-11-17
BPU-0166 | CORE Solar | GERMAN |  | 4.32 | 23760 | Residential |  | WILLIAMSTOWN | 8094 | 15 | FINELINE ENERGY | Conectiv | No | Complete | 2003-11-06 | 2004-04-02 | N/A | 2004-04-23
BPU-0167 | CORE Solar | LINDSAY |  | 12.3 | 59040 | Residential |  | SOMERSET | 88732861 | 5 | ABSOLUTELY ENERGIZED SOLAR, LLC | PSE&G BPU | No | Complete | 2003-11-06 | 2004-05-08 | N/A | 2004-06-18
BPU-0168 | CORE Solar | CLAYTON |  | 4.8 | 26400 | Residential |  | S.TOMS RIVER | 8753 | 18 | ABSOLUTELY ENERGIZED SOLAR, LLC | JCP&L | No | Complete | 2003-11-06 | 2004-04-12 | N/A | 2004-05-03
BPU-0170 | CORE Solar | GLASGAL |  | 19.2 | 91800 | Residential |  | ROCKLEIGH | 7647 | 7 | JERSEY SOLAR, LLC | Orange & Rockland Elec | No | Complete | 2003-11-06 | 2004-03-24 | N/A | 2004-04-23
BPU-0172 | CORE Solar | MEREDITH |  | 7.77 | 42735 | Residential |  | CHATSWORTH | 8019 | 13 | LBI SOLAR | Conectiv | No | Complete | 2003-11-06 | 2004-01-09 | N/A | 2004-03-18
BPU-0173 | CORE Solar | KELLY |  | 4.008 | 18343.77 | Residential |  | SEABRIGHT | 7760 | 17 | SELF INSTALL | JCP&L | No | Complete | 2003-11-06 | 2004-05-06 | N/A | 2004-07-15
BPU-0175 | CORE Solar | WEISMAN | VOORHEES PEDIATRIC | 102 | 409347 | Commercial |  | VOORHEES | 8043 | 14 | E-FINITY ENERGY, LLC | PSE&G BPU | No | Complete | 2003-11-07 | 2005-03-28 | N/A | 2005-06-28
BPU-0176 | CORE Solar | MCCORMICK |  | 9.24 | 47939.45 | Residential |  | ALLENTOWN | 8514 | 17 | MAK TECHNOLOGIES | JCP&L | No | Complete | 2004-05-21 | 2004-08-10 | N/A | 2004-08-20
BPU-0177 | CORE Solar | SMITH |  | 3.7 | 20350 | Residential |  | NORTH BEACH LONG ISLAND | 7901 | 10 | GEOGENIX | Conectiv | No | Complete | 2003-11-10 | 2004-01-09 | N/A | 2004-03-08
BPU-0178 | CORE Solar | BARLOW |  | 6.012 | 28473.5 | Residential |  | SEASIDE PARK | 8752 | 18 | NJ SOLAR POWER, LLC | JCP&L | No | Complete | 2003-11-10 | 2003-12-18 | N/A | 2004-03-08
BPU-0179 | CORE Solar | SCHNIPPER |  | 6.44 | 43120 | Residential |  | UNION | 7083 | 10 | ABSOLUTELY ENERGIZED SOLAR, LLC | PSE&G BPU | No | Complete | 2003-11-13 | 2004-04-08 | N/A | 2004-05-03
BPU-0180 | CORE Solar | DOWNEY |  | 9.853 | 54191.5 | Residential |  | GLENWOOD | 74182015 | 1 | NJ SOLAR POWER, LLC | JCP&L | No | Complete | 2003-11-14 | 2004-02-06 | N/A | 2004-03-08
BPU-0181 | CORE Solar | MARCIANTE | IBEW | 8.88 | 48840 | Commercial |  | TRENTON | 8648 | 12 | ADVANCED SOLAR PRODUCTS, INC. | PSE&G BPU | No | Complete | 2003-11-14 | 2004-07-30 | N/A | 2005-04-18
BPU-0182 | CORE Solar | PACE |  | 5.4 | 29700 | Residential |  | WEST ORANGE | 7052 | 9 | ECOLOGICAL SYSTEMS-MANALAPAN | PSE&G BPU | No | Complete | 2003-11-14 | 2004-08-06 | N/A | 2004-08-20
BPU-0185 | CORE Solar | BLOCK |  | 9.018 | 49599 | Residential |  | MARLBORO | 7746 | 17 | NJ SOLAR POWER, LLC | JCP&L | No | Complete | 2004-04-08 | 2004-05-27 | N/A | 2004-07-15
BPU-0186 | CORE Solar | SPITZER | ENERGY ENERGPRISES | 11.84 | 53006 | Commercial |  | MAYS LANDING | 8330 | 19 | SELF INSTALL | Conectiv | No | Complete | 2003-11-24 | 2004-06-14 | N/A | 2005-03-28
BPU-0187 | CORE Solar | MACDONNELL | CRDA | 2.96 | 16100 | Commercial |  | ATLANTIC CITY | 8401 | 19 | ADVANCED SOLAR PRODUCTS, INC. | Conectiv | No | Complete | 2003-11-24 | 2004-04-06 | N/A | 2004-04-23
BPU-0188 | CORE Solar | MACDONNELL | CRDA | 2.96 | 16100 | Commercial |  | ATLANTIC CITY | 8401 | 19 | ADVANCED SOLAR PRODUCTS, INC. | Conectiv | No | Complete | 2003-11-24 | 2004-03-25 | N/A | 2004-04-23
BPU-0189 | CORE Solar | MACDONNELL | CRDA | 2.96 | 16100 | Commercial |  | ATLANTIC CITY | 8401 | 19 | ADVANCED SOLAR PRODUCTS, INC. | Conectiv | No | Complete | 2003-11-24 | 2004-03-25 | N/A | 2004-04-23
BPU-0192 | CORE Solar | MACDONNELL | CRDA | 3.885 | 21076 | Commercial |  | ATLANTIC CITY | 8401 | 19 | ADVANCED SOLAR PRODUCTS, INC. | Conectiv | No | Complete | 2003-11-24 | 2004-03-25 | N/A | 2004-04-23
BPU-0193 | CORE Solar | BURNETT |  | 7.014 | 37800 | Residential |  | BELLE MEAD/GRIGGSTOWN | 8502 | 5 | J. A. WIG CONSTRUCTION AND ELECTRIC, LLC | PSE&G BPU | No | Complete | 2003-11-25 | 2004-03-23 | N/A | 2004-04-23
BPU-0194 | CORE Solar | SEYMOUR |  | 3.96 | 21700 | Residential |  | MICKLETON | 8056 | 15 | OPTIMAL ENERGY INC. | Conectiv | No | Complete | 2003-11-26 | 2004-01-16 | N/A | 2004-03-08
BPU-0195 | CORE Solar | HUGHES | WHOLE FOODS | 126.72 | 447236 | Commercial |  | PRINCETON | 8540 | 12 | BP SOLAR INTERNATIONAL | PSE&G BPU | No | Complete | 2003-11-26 | 2005-05-20 | N/A | 2006-01-13
BPU-0196 | CORE Solar | HAMILTION |  | 3.96 | 21000 | Residential |  | MT. EPHRAIM | 8059 | 14 | OPTIMAL ENERGY INC. | PSE&G BPU | No | Complete | 2003-11-26 | 2004-02-25 | N/A | 2004-03-10
BPU-0198 | CORE Solar | HUGHES |  | 7.35 | 40425 | Residential |  | LONG VALLEY | 7853 | 3 | 3RD ROCK SYSTEMS & TECHNOLOGIES, INC. | JCP&L | No | Complete | 2003-11-26 | 2004-08-31 | N/A | 2004-09-09
BPU-0199 | CORE Solar | HAWKINS |  | 3.6 | 19800 | Residential |  | LAKEWOOD | 8701 | 18 | JERSEY SOLAR, LLC | JCP&L | No | Complete | 2003-11-26 | 2004-03-22 | N/A | 2004-04-23
BPU-0200 | CORE Solar | PARKER |  | 4.44 | 24420 | Residential |  | TITUSVILLE | 8560 | 12 | JERSEY SOLAR, LLC | JCP&L | No | Complete | 2003-11-26 | 2004-04-13 | N/A | 2004-04-23
BPU-0201 | CORE Solar | BARRY |  | 6.105 | 33577.5 | Residential |  | BRIGANTINE | 8203 | 19 | SOUTH JERSEY ENERGY SYSTEMS | Conectiv | No | Complete | 2003-12-02 | 2004-03-31 | N/A | 2004-04-23
BPU-0202 | CORE Solar | STUART |  | 3.885 | 15973.08 | Residential |  | PALERMO | 8223 | 21 | SELF INSTALL | Conectiv | No | Complete | 2003-12-02 | 2004-04-12 | N/A | 2004-05-19
BPU-0205 | CORE Solar | LAWRENCE |  | 5.92 | 32560 | Residential |  | LAWRENCE | 8759 | 18 | MERCURY SOLAR SYSTEMS | JCP&L | No | Complete | 2003-12-03 | 2004-02-13 | N/A | 2004-03-10
BPU-0206 | CORE Solar | WILKENS | WHOLE FOODS | 120.96 | 493600 | Commercial |  | EDGEWATER | 7020 | 7 | RICHARDS ELECTRIC | PSE&G BPU | No | Complete | 2003-12-03 | 2004-02-27 | N/A | 2004-04-06
BPU-0208 | CORE Solar | HASTINGS | NJ DEPT.MIL & VET AFFAIRS FT. DIX | 180.88 | 698220.6 | Government Facility |  | WRIGHTSTOWN | 8562 | 13 | POWERLIGHT CORPORATION | JCP&L | No | Complete | 2003-12-09 | 2005-05-22 | N/A | 2005-10-03
BPU-0210 | CORE Solar | BARTSCH |  | 4.2 | 23100 | Residential |  | HEWITT | 7421 | 6 | HOFF SYSTEM | Conectiv | No | Complete | 2003-12-04 | 2004-03-24 | N/A | 2004-06-18
BPU-0211 | CORE Solar | WEINER | GALE ASSOCIATES | 5.4 | 29700 | Commercial |  | HOBOKEN | 7030 | 8 | HOFF SYSTEM | PSE&G BPU | No | Complete | 2003-12-04 | 2004-05-19 | N/A | 2004-06-04
BPU-0212 | CORE Solar | ARONS |  | 3.91 | 21505 | Residential |  | TITUSVILLE | 8560 | 12 | SUN FARM NETWORK | JCP&L | No | Complete | 2003-12-04 | 2004-02-27 | N/A | 2004-03-10
BPU-0213 | CORE Solar | BROOKE |  | 3.09 | 15291.89 | Residential |  | LAMBERTVILLE | 8530 | 4 | SELF INSTALL | JCP&L | No | Complete | 2003-12-15 | 2004-02-26 | N/A | 2004-04-23
BPU-0214 | CORE Solar | STUART |  | 2.88 | 15840 | Residential |  | HILLSBOROUGH | 8844 | 5 | JERSEY SOLAR, LLC | JCP&L | No | Complete | 2003-12-15 | 2004-02-26 | N/A | 2004-04-23
BPU-0215 | CORE Solar | DOCKTOR |  | 6.66 | 36130.5 | Residential |  | PENNINGTON | 8534 | 12 | JERSEY SOLAR, LLC | JCP&L | No | Complete | 2003-12-15 | 2004-03-23 | N/A | 2004-04-23
BPU-0216 | CORE Solar | HOOD |  | 3.68 | 20240 | Residential |  | ASBURY | 8802 | 4 | SUN FARM NETWORK | JCP&L | No | Complete | 2003-12-15 | 2004-02-27 | N/A | 2004-03-10
BPU-0217 | CORE Solar | KATZAROY | NJIT | 50.4 | 216600 | Government Facility |  | NEWARK | 7102 | 9 | LB ELECTRIC | PSE&G BPU | No | Complete | 2003-12-16 | 2004-09-15 | N/A | 2004-10-07
BPU-0219 | CORE Solar | CASSIDY |  | 5.76 | 31680 | Residential |  | WEST ORANGE | 7052 | 9 | ABSOLUTELY ENERGIZED SOLAR, LLC | PSE&G BPU | No | Complete | 2003-12-16 | 2004-05-27 | N/A | 2004-06-18
BPU-0220 | CORE Solar | LEWIS |  | 4.48 | 24640 | Residential |  | WEST ORANGE | 7052 | 9 | ABSOLUTELY ENERGIZED SOLAR, LLC | PSE&G BPU | No | Complete | 2003-12-16 | 2004-08-31 | N/A | 2004-09-09
BPU-0222 | CORE Solar | ANDERSON | THE UNITARIAN SOCIETY | 9.92 | 54560 | Non Profit |  | EAST BRUNSWICK | 8816 | 11 | ECOLOGICAL SYSTEMS-MANALAPAN | PSE&G BPU | No | Complete | 2003-12-17 | 2004-09-23 | N/A | 2005-02-02
BPU-0223 | CORE Solar | GAMORRA |  | 5.55 | 30525 | Residential |  | GLEN ROCK | 7452 | 7 | LBI SOLAR | PSE&G BPU | No | Complete | 2003-12-17 | 2004-11-18 | N/A | 2004-12-27
BPU-0224 | CORE Solar | D'ERRICO |  | 9.99 | 54945 | Residential |  | WESTAMPTON | 8060 | 13 | LBI SOLAR | PSE&G BPU | No | Complete | 2003-12-17 | 2004-08-06 | N/A | 2004-09-09
BPU-0226 | CORE Solar | REYNOLDS |  | 3 | 16450 | Residential |  | SOUTHAMPTON | 8088 | 13 | LBI SOLAR | PSE&G BPU | No | Complete | 2004-01-06 | 2004-04-02 | N/A | 2004-05-19
BPU-0227 | CORE Solar | REICHNER |  | 2.4 | 13200 | Residential |  | SOUTHAMPTON | 8088 | 13 | HEAT SHED, INC. | PSE&G BPU | No | Complete | 2004-01-07 | 2004-04-20 | N/A | 2004-05-19
BPU-0229 | CORE Solar | KALATI |  | 5.76 | 30641.33 | Residential |  | SPRINGFEILD | 7051 | 9 | ECOLOGICAL SYSTEMS-MANALAPAN | JCP&L | No | Complete | 2004-01-13 | 2004-09-27 | N/A | 2004-10-25
BPU-0231 | CORE Solar | GOODWIN |  | 9.99 | 52500 | Residential |  | CEDARBROOK | 8009 | 14 | ADVANCED BUILDING AND SOLAR | Conectiv | No | Complete | 2004-01-13 | 2004-05-20 | N/A | 2004-07-15
BPU-0235 | CORE Solar | LEE |  | 1.8 | 9900 | Residential |  | PENNINGTON | 8534 | 12 | JERSEY SOLAR, LLC | PSE&G BPU | No | Complete | 2004-01-14 | 2004-02-26 | N/A | 2004-04-23
BPU-0236 | CORE Solar | WYBRANSKI |  | 2.96 | 16265.2 | Residential |  | BRIGANTINE | 8203 | 19 | MERCURY SOLAR SYSTEMS | JCP&L | No | Complete | 2004-01-14 | 2004-04-12 | N/A | 2004-08-20
BPU-0237 | CORE Solar | KOLE |  | 3.7 | 20350 | Residential |  | WILDWOOD CITY | 8260 | 21 | LBI SOLAR | Conectiv | No | Complete | 2004-01-14 | 2004-06-12 | N/A | 2005-04-28
BPU-0238 | CORE Solar | SCHMIDT | SCHMIDT MOVING COMPANY | 11.655 | 59600 | Commercial |  | CLARKSBOND | 8020 | 15 | ADVANCED BUILDING AND SOLAR | Conectiv | No | Complete | 2004-01-14 | 2005-02-18 | N/A | 2005-04-18
BPU-0239 | CORE Solar | MILBY |  | 9.88 | 54340 | Residential |  | L.E.H. TWP | 8087 | 18 | LBI SOLAR | Conectiv | No | Complete | 2004-01-14 | 2005-07-20 | N/A | 2005-09-26
BPU-0240 | CORE Solar | SEINKIEWICS |  | 3.7 | 20072.5 | Residential |  | HAMILTON | 8610 | 12 | SEA BRIGHT SOLAR, LLC | PSE&G BPU | No | Complete | 2004-01-14 | 2004-05-11 | N/A | 2004-06-04
BPU-0241 | CORE Solar | SMITH |  | 6.825 | 37025.63 | Residential |  | HAMILTON | 8610 | 12 | JERSEY SOLAR, LLC |  | No | Complete | 2004-01-14 | 2004-05-24 | N/A | 2004-06-18
BPU-0242 | CORE Solar | KEYMER |  | 11.04 | 58380 | Residential |  | FARMINGDALE | 7727 | 17 | SUN FARM NETWORK | JCP&L | No | Complete | 2004-01-14 | 2004-09-20 | N/A | 2004-10-25
BPU-0243 | CORE Solar | MAZZONE |  | 9.99 | 50349 | Residential |  | CLIFTON | 7013 | 6 | DAYSTAR ENERGY SOLUTIONS, LLC | PSE&G BPU | No | Complete | 2004-01-14 | 2004-12-15 | N/A | 2005-04-12
BPU-0244 | CORE Solar | NOONEY |  | 3.84 | 20697.5 | Residential |  | EGG HARBOR CITY | 8215 | 19 | MERCURY SOLAR SYSTEMS | Conectiv | No | Complete | 2004-01-14 | 2004-04-13 | N/A | 2004-04-23
BPU-0247 | CORE Solar | PORRARO |  | 7.77 | 42696.15 | Residential |  | GALLOWAY | 8205 | 19 | MERCURY SOLAR SYSTEMS | Conectiv | No | Complete | 2004-01-20 | 2004-04-13 | N/A | 2004-04-23
BPU-0248 | CORE Solar | DOHERTY |  | 3.885 | 21075.6 | Residential |  | ALLENTOWN | 8501 | 17 | JERSEY SOLAR, LLC | PSE&G BPU | No | Complete | 2004-01-20 | 2004-05-05 | N/A | 2004-06-04
BPU-0251 | CORE Solar | MARSHALL |  | 3.68 | 20240 | Residential |  | HARDWICK | 7825 | 2 | SUN FARM NETWORK | JCP&L | No | Complete | 2004-01-21 | 2004-04-27 | N/A | 2004-05-19
BPU-0252 | CORE Solar | HUNTER |  | 5.12 | 28160 | Residential |  | NORTHFIELD | 8225 | 19 | ECOLOGICAL SYSTEMS-MANALAPAN | Conectiv | No | Complete | 2004-01-21 | 2004-08-20 | N/A | 2004-09-09
BPU-0253 | CORE Solar | SONG |  | 4.83 | 26565 | Residential |  | HIGH BRIDGE | 8829 | 4 | SUN FARM NETWORK | JCP&L | No | Complete | 2004-01-21 | 2004-02-27 | N/A | 2004-03-10
BPU-0255 | CORE Solar | DE LA TORRE |  | 4.625 | 25437.5 | Residential |  | MAPLEWOOD | 7040 | 9 | 3RD ROCK SYSTEMS & TECHNOLOGIES, INC. | PSE&G BPU | No | Complete | 2004-01-30 | 2004-05-08 | N/A | 2004-06-04
BPU-0256 | CORE Solar | GOLD |  | 5.52 | 30360 | Residential |  | HARDWICK | 7825 | 2 | SUN FARM NETWORK | JCP&L | No | Complete | 2004-01-30 | 2004-04-21 | N/A | 2004-05-19
BPU-0257 | CORE Solar | OSADCA |  | 16.56 | 81240 | Residential |  | NEWTON | 7860 | 1 | SUN FARM NETWORK | JCP&L | No | Complete | 2004-01-30 | 2004-12-15 | N/A | 2005-01-21
BPU-0261 | CORE Solar | LEWIS |  | 3.96 | 27555 | Residential |  | RAHWAY | 7065 | 10 | ABSOLUTELY ENERGIZED SOLAR, LLC | PSE&G BPU | No | Complete | 2004-02-03 | 2004-07-20 | N/A | 2004-08-12
BPU-0262 | CORE Solar | BIEDRON | THE WILLOW SCHOOL | 12.6 | 65400 | School Other |  | GLADSTONE | 7934 | 5 | SOLAR ENERGY SYSTEMS, INC. | JCP&L | No | Complete | 2003-04-15 | 2004-01-07 | N/A | 2004-03-08
BPU-0263 | CORE Solar | SENATORE |  | 7.2 | 39600 | Residential |  | ISELIN | 8830 | 11 | TURTLE ASSOCIATES LLC | PSE&G BPU | No | Complete | 2004-02-04 | 2004-04-13 | N/A | 2004-06-18
BPU-0264 | CORE Solar | JAIN |  | 4.495 | 24722.5 | Residential |  | EAST BRUNSWICK | 8816 | 11 | 3RD ROCK SYSTEMS & TECHNOLOGIES, INC. | PSE&G BPU | No | Complete | 2004-02-10 | 2004-09-23 | N/A | 2004-11-15
BPU-0265 | CORE Solar | MCDONALD |  | 7.015 | 38582.5 | Residential |  | BLAIRSTOWN | 7825 | 2 | SUN FARM NETWORK | JCP&L | No | Complete | 2004-02-10 | 2004-04-08 | N/A | 2004-04-23
BPU-0266 | CORE Solar | SMITH |  | 8.91 | 47763.34 | Residential |  | PRINCETON JUNCTION | 8550 | 12 | MOS ELECTRIC | PSE&G BPU | No | Complete | 2004-02-11 | 2004-08-31 | N/A | 2005-04-18
BPU-0267 | CORE Solar | HUMPHREYS |  | 4.07 | 21428.75 | Residential |  | BRIDGETON | 8302 | 20 | JERSEY SOLAR, LLC | Conectiv | No | Complete | 2004-02-17 | 2004-08-31 | N/A | 2004-09-09
BPU-0268 | CORE Solar | GUTMAN |  | 22.08 | 103320 | Residential |  | LONG VALLEY | 7853 | 3 | SUN FARM NETWORK | JCP&L | No | Complete | 2004-02-17 | 2004-05-13 | N/A | 2004-06-22
BPU-0270 | CORE Solar | MACHOLD |  | 5.94 | 32670 | Residential |  | PRINCETON | 8540 | 12 | SOLAR ENERGY SYSTEMS, INC. | PSE&G BPU | No | Complete | 2004-02-18 | 2004-08-12 | N/A | 2004-11-15
BPU-0273 | CORE Solar | STEWARD | CUSTOMER OPINION RESEARCH, INC. | 1.336 | 7348 | Commercial |  | BUDD LAKE | 7828 | 3 | ALTERNATE ENERGY & ECOLOGY COMPANY, INC. | JCP&L | No | Complete | 2004-02-19 | 2004-04-21 | N/A | 2004-05-19
BPU-0274 | CORE Solar | ESTEVES |  | 4.8 | 26400 | Residential |  | MARTINSVILLE | 8836 | 5 | ABSOLUTELY ENERGIZED SOLAR, LLC | PSE&G BPU | No | Complete | 2004-02-25 | 2004-08-07 | N/A | 2004-08-20
BPU-0277 | CORE Solar | TREEN |  | 3.936 | 21648 | Residential |  | CHERRY HILL | 8003 | 14 | 3RD ROCK SYSTEMS & TECHNOLOGIES, INC. | PSE&G BPU | No | Complete | 2004-03-02 | 2004-10-21 | N/A | 2004-11-15
BPU-0278 | CORE Solar | SIU |  | 4.48 | 24640 | Residential |  | EAST BRUNSWICK | 8816 | 11 | FINELINE ENERGY | PSE&G BPU | No | Complete | 2004-03-02 | 2004-07-15 | N/A | 2004-08-12
BPU-0281 | CORE Solar | COHEN |  | 5.4 | 29698.67 | Residential |  | CHERRY HILL | 8003 | 14 | ADVANCED BUILDING AND SOLAR | PSE&G BPU | No | Complete | 2004-03-17 | 2004-09-01 | N/A | 2004-12-30
BPU-0282 | CORE Solar | SUKOVICH |  | 0.8 | 4400 | Residential |  | RINGOES | 8551 | 4 | JERSEY SOLAR, LLC | JCP&L | No | Complete | 2004-03-17 | 2004-10-17 | N/A | 2005-04-12
BPU-0283 | CORE Solar | PRESTIA |  | 9.99 | 54945 | Residential |  | MANAHAWKIN | 8050 | 18 | LBI SOLAR | Not Known | No | Complete | 2004-03-17 | 2005-03-25 | N/A | 2005-04-28
BPU-0284 | CORE Solar | MCMEKIN |  | 4.485 | 24667 | Residential |  | PORT MURRAY | 7865 | 2 | SUN FARM NETWORK | JCP&L | No | Complete | 2004-03-17 | 2004-07-08 | N/A | 2004-08-20
BPU-0287 | CORE Solar | MONTGOMERY |  | 7.2 | 39600 | Residential |  | PALMYRA | 8065 | 13 | EDWARD THOMAS GIBBONS, INC | PSE&G BPU | No | Complete | 2004-04-02 | 2004-08-24 | N/A | 2004-09-09
BPU-0288 | CORE Solar | LONG |  | 9.99 | 54895.05 | Residential |  | LITTLE EGG HARBOR | 8087 | 18 | MERCURY SOLAR SYSTEMS | Conectiv | No | Complete | 2004-04-02 | 2004-05-05 | N/A | 2004-06-04
BPU-0289 | CORE Solar | BLACKWELL |  | 4.8 | 25957 | Residential |  | LONG BRANCH | 7740 | 17 | GEOGENIX | JCP&L | No | Complete | 2004-04-02 | 2004-05-06 | N/A | 2004-06-04
BPU-0290 | CORE Solar | GRAZIANO |  | 6.732 | 31472.1 | Residential |  | OAK RIDGE | 7438 | 6 | SELF INSTALL | JCP&L | No | Complete | 2004-04-02 | 2005-04-21 | N/A | 2005-08-02
BPU-0294 | CORE Solar | FASCENDA |  | 9.99 | 54945 | Residential |  | SOUTHAMPTON | 8088 | 13 | SEA BRIGHT SOLAR, LLC | JCP&L | No | Complete | 2004-04-02 | 2004-08-03 | N/A | 2004-09-09
BPU-0295 | CORE Solar | POCCI | NORTH HUDSON SEWAGE AUTHORITY | 170.768 | 499496.8 | Municipality |  | HOBOKEN | 7030 | 8 | LIGHTON INDUSTRIES | PSE&G BPU | No | Complete | 2004-04-06 | 2009-09-14 | 2011-02-17 | 2011-05-31
BPU-0299 | CORE Solar | KONOPKA |  | 4.008 | 21000 | Residential |  | TITUSVILLE | 8560 | 12 | ADVANCED SOLAR PRODUCTS, INC. | PSE&G BPU | No | Complete | 2004-04-08 | 2004-07-26 | N/A | 2004-10-18
BPU-0300 | CORE Solar | HUGHES |  | 9.99 | 49650.3 | Residential |  | RINGOES | 8551 | 4 | ADVANCED SOLAR PRODUCTS, INC. | JCP&L | No | Complete | 2004-04-08 | 2004-05-11 | N/A | 2004-06-18
BPU-0301 | CORE Solar | STRIZKI |  | 9.62 | 44973.5 | Residential |  | HOPEWELL | 8525 | 12 | SELF INSTALL | JCP&L | No | Complete | 2004-04-08 | 2004-08-07 | N/A | 2005-09-19
BPU-0302 | CORE Solar | WILLIAMS |  | 3.45 | 18975 | Residential |  | WEST ORANGE | 7052 | 9 | SUN FARM NETWORK | JCP&L | No | Complete | 2004-04-08 | 2004-07-08 | N/A | 2004-08-12
BPU-0303 | CORE Solar | PETERSON |  | 3.795 | 20872 | Residential |  | HOPE | 7844 | 2 | SUN FARM NETWORK | JCP&L | No | Complete | 2004-04-08 | 2004-07-08 | N/A | 2004-08-12
BPU-0304 | CORE Solar | GUTMAN |  | 8.28 | 45540 | Residential |  | LONG VALLEY | 7853 | 3 | SUN FARM NETWORK | JCP&L | No | Complete | 2004-04-08 | 2004-05-13 | N/A | 2004-06-18
BPU-0306 | CORE Solar | AMORINO | FREIGHT TRANSFER | 3.36 | 17152.54 | Commercial |  | OCEANPORT | 7757 | 17 | MERCURY SOLAR SYSTEMS | JCP&L | No | Complete | 2003-04-09 | 2003-09-25 | N/A | 2003-11-13
BPU-0307 | CORE Solar | BALDWIN | JOHNSON & JOHNSON CONSUMER PRODUCTS CO. | 505.12 | 1916536 | Commercial |  | SKILLMAN | 8558 | 5 | POWERLIGHT CORPORATION | PSE&G BPU | No | Complete | 2004-04-23 | 2005-11-10 | N/A | 2006-05-10
BPU-0308 | CORE Solar | SORGENTO |  | 7.63 | 41965 | Residential |  | CLARKSBURG | 8510 | 17 | SELF INSTALL | JCP&L | No | Complete | 2004-04-23 | 2004-07-20 | N/A | 2004-09-14
BPU-0310 | CORE Solar | SENTNER |  | 9.018 | 49599 | Residential |  | HACKETTSTOWN | 7840 | 2 | NJ SOLAR POWER, LLC | JCP&L | No | Complete | 2004-04-26 | 2004-08-31 | N/A | 2004-09-09
BPU-0311 | CORE Solar | ROY |  | 4.95 | 27203.4 | Residential |  | LINCOLN PARK | 7035 | 3 | JERSEY SOLAR, LLC | JCP&L | No | Complete | 2004-04-27 | 2004-07-15 | N/A | 2004-10-25
BPU-0312 | CORE Solar | KELLY |  | 2.31 | 12705 | Residential |  | BRADLEY BEACH | 7720 | 17 | SELF INSTALL | JCP&L | No | Complete | 2004-04-27 | 2004-07-26 | N/A | 2004-09-09
BPU-0313 | CORE Solar | BROWN |  | 5.678 | 31200.4 | Residential |  | UNION BEACH | 7735 | 17 | NJ SOLAR POWER, LLC | JCP&L | No | Complete | 2004-04-28 | 2004-06-25 | N/A | 2004-07-15
BPU-0314 | CORE Solar | MACDONALD |  | 9.6 | 52800 | Residential |  | RED BANK | 7701 | 17 | ABSOLUTELY ENERGIZED SOLAR, LLC | JCP&L | No | Complete | 2004-04-28 | 2004-10-20 | N/A | 2004-11-29
BPU-0315 | CORE Solar | THACKSTON |  | 9.975 | 51670.5 | Residential |  | WATERFORD | 8089 | 14 | SOLAR SOLUTIONS LLC | Conectiv | No | Complete | 2004-04-28 | 2004-08-13 | N/A | 2004-09-14
BPU-0316 | CORE Solar | LONG |  | 9.975 | 51670.5 | Residential |  | ATCO | 8004 | 14 | SOLAR SOLUTIONS LLC | Conectiv | No | Complete | 2004-04-28 | 2004-08-20 | N/A | 2004-10-18
BPU-0317 | CORE Solar | BUTCHER EHRHARDT |  | 7.68 | 42240 | Residential |  | HAMILTON SQUARE | 8690 | 12 | ABSOLUTELY ENERGIZED SOLAR, LLC | PSE&G BPU | No | Complete | 2004-04-28 | 2004-08-31 | N/A | 2004-10-18
BPU-0318 | CORE Solar | SINGH |  | 5.76 | 31680 | Residential |  | WAYNE | 7470 | 6 | ABSOLUTELY ENERGIZED SOLAR, LLC | PSE&G BPU | No | Complete | 2004-04-29 | 2004-08-31 | N/A | 2004-10-18
BPU-0321 | CORE Solar | MICHAELMAN |  | 4.455 | 24168 | Residential |  | ANDOVER | 7821 | 1 | ALTERNATE ENERGY & ECOLOGY COMPANY, INC. | JCP&L | No | Complete | 2004-05-06 | 2004-10-04 | N/A | 2004-10-18
BPU-0322 | CORE Solar | SPECCHIO |  | 4.008 | 22044 | Residential |  | RINGOES | 8551 | 4 | J. A. WIG CONSTRUCTION AND ELECTRIC, LLC | JCP&L | No | Complete | 2004-05-06 | 2004-09-01 | N/A | 2004-10-18
BPU-0323 | CORE Solar | VARONE |  | 4.455 | 24502.5 | Residential |  | VILLAS | 8251 | 21 | SOUTH JERSEY ENERGY SYSTEMS | Conectiv | No | Complete | 2004-05-06 | 2004-07-08 | N/A | 2004-08-12
BPU-0324 | CORE Solar | FONDOULES |  | 7.2 | 31068 | Residential |  | HAMILTON SQUARE | 8690 | 12 | SELF INSTALL | PSE&G BPU | No | Complete | 2004-05-06 | 2004-08-07 | N/A | 2004-08-20
BPU-0326 | CORE Solar | MEHTA | MITHILESH MEHTA CPA PA | 4.96 | 27280 | Commercial |  | EDISON | 8820 | 11 | GEOGENIX | PSE&G BPU | No | Complete | 2004-05-06 | 2004-09-07 | N/A | 2004-09-14
BPU-0327 | CORE Solar | WADIA |  | 1.14 | 6105 | Residential |  | WEEHAUKEN | 7086 | 8 | GEOGENIX | PSE&G BPU | No | Complete | 2004-05-06 | 2005-04-21 | N/A | 2005-06-03
BPU-0328 | CORE Solar | WADIA |  | 4.56 | 25080 | Residential |  | WEEHAUKEN | 7086 | 8 | GEOGENIX | PSE&G BPU | No | Complete | 2004-05-06 | 2005-04-21 | N/A | 2005-06-03
BPU-0329 | CORE Solar | VANVOORHEES |  | 4 | 22000 | Residential |  | SHORT HILLS | 7078 | 9 | ABSOLUTELY ENERGIZED SOLAR, LLC | JCP&L | No | Complete | 2004-05-06 | 2004-08-07 | N/A | 2004-08-25
BPU-0331 | CORE Solar | MANCINI |  | 10.02 | 54845 | Residential |  | COLTS NECK | 7722 | 17 | NJ SOLAR POWER, LLC | JCP&L | No | Complete | 2004-05-06 | 2004-09-21 | N/A | 2004-10-18
BPU-0332 | CORE Solar | DYER |  | 9.018 | 47344.5 | Residential |  | RANDOLPH | 7869 | 3 | NJ SOLAR POWER, LLC | JCP&L | No | Complete | 2004-05-07 | 2004-07-23 | N/A | 2004-08-20
BPU-0333 | CORE Solar | TRIMBLE |  | 9.853 | 53452 | Residential |  | PRINCETON | 8540 | 12 | NJ SOLAR POWER, LLC | PSE&G BPU | No | Complete | 2004-05-07 | 2004-07-08 | N/A | 2004-08-12
BPU-0334 | CORE Solar | MANDRACCHIA |  | 4.8 | 26400 | Residential |  | BRICK | 8723 | 18 | TRINITY HEATING AND AIR | JCP&L | No | Complete | 2004-05-07 | 2005-06-15 | N/A | 2005-08-02
BPU-0336 | CORE Solar | HOVE |  | 9.76 | 53680 | Residential |  | MANALAPAN | 7726 | 17 | TRINITY HEATING AND AIR | JCP&L | No | Complete | 2004-05-07 | 2004-08-31 | N/A | 2004-09-09
BPU-0337 | CORE Solar | POLLOCK |  | 10.08 | 54608 | Residential |  | FREEHOLD | 7728 | 17 | TRINITY HEATING AND AIR | JCP&L | No | Complete | 2004-05-07 | 2004-09-07 | N/A | 2004-10-18
BPU-0338 | CORE Solar | POLLOCK |  | 8.64 | 47520 | Residential |  | FREEHOLD | 7728 | 17 | TRINITY HEATING AND AIR | JCP&L | No | Complete | 2004-05-10 | 2004-09-09 | N/A | 2004-10-18
BPU-0339 | CORE Solar | KUNG |  | 7.2 | 39564 | Residential |  | JACKSON | 8527 | 18 | MERCURY SOLAR SYSTEMS | JCP&L | No | Complete | 2003-04-14 | 2004-01-21 | N/A | 2004-06-04
BPU-0340 | CORE Solar | ZIMMERMAN |  | 8.64 | 45619.2 | Residential |  | FLEMINGTON | 8822 | 4 | JERSEY SOLAR, LLC | JCP&L | No | Complete | 2003-04-14 | 2003-08-11 | N/A | 2003-09-09
BPU-0341 | CORE Solar | JENNINGS |  | 8.64 | 47520 | Residential |  | HOLMDEL | 7733 | 17 | ABSOLUTELY ENERGIZED SOLAR, LLC | JCP&L | No | Complete | 2004-05-12 | 2004-12-08 | N/A | 2005-01-14
BPU-0344 | CORE Solar | BIRN |  | 6 | 33000 | Residential |  | REDBANK | 7701 | 17 | TRINITY HEATING AND AIR | JCP&L | No | Complete | 2004-05-12 | 2004-09-08 | N/A | 2004-10-18
BPU-0347 | CORE Solar | WILLIAMS | MIDDLESEX WATER COMPANY | 255.36 | 1894405 | Commercial |  | EDISON | 8817 | 11 | POWERLIGHT CORPORATION | PSE&G BPU | No | Complete | 2004-05-12 | 2006-05-11 | N/A | 2006-09-01
BPU-0348 | CORE Solar | O'NEILL |  | 3.885 | 21367 | Residential |  | HASBROUCK HEIGHTS | 7604 | 7 | AKEENA SOLAR, INC. | PSE&G BPU | No | Complete | 2004-05-12 | 2004-10-20 | N/A | 2004-12-21
BPU-0349 | CORE Solar | DURAN |  | 8.4 | 41440 | Residential |  | LAWRENCE TWP. | 8648 | 12 | ADVANCED SOLAR PRODUCTS, INC. | PSE&G BPU | No | Complete | 2004-05-12 | 2004-08-03 | N/A | 2004-08-20
BPU-0350 | CORE Solar | LANGE |  | 6.9 | 37950 | Residential |  | HACKETTSTOWN | 7840 | 2 | SUN FARM NETWORK | JCP&L | No | Complete | 2004-05-12 | 2004-09-15 | N/A | 2004-10-18
BPU-0351 | CORE Solar | HORNUNG |  | 5.52 | 30360 | Residential |  | BLAIRSTOWN | 7825 | 2 | SUN FARM NETWORK | JCP&L | No | Complete | 2004-05-12 | 2004-07-08 | N/A | 2004-08-12
BPU-0353 | CORE Solar | HELD |  | 3.3 | 18150 | Residential |  | BRADLEY BEACH | 7720 | 17 | SUN FARM NETWORK | JCP&L | No | Complete | 2004-05-12 | 2004-07-01 | N/A | 2004-08-12
BPU-0355 | CORE Solar | EISELEN | FLU ANTOINETTE INC. | 3 | 16500 | Commercial |  | HIGH BAR HARBOR | 8008 | 18 | LBI SOLAR | JCP&L | No | Complete | 2004-05-12 | 2004-08-20 | N/A | 2004-09-09
BPU-0356 | CORE Solar | MACFIE | KEARNY BOARD OF EDUCATION | 150 | 602500 | School Public K-12 |  | KEARNY | 7032 | 8 | GALE ASSOCIATES | PSE&G BPU | No | Complete | 2004-05-12 | 2006-01-26 | N/A | 2006-06-12
BPU-0357 | CORE Solar | HUDACEK |  | 9.8 | 51450 | Residential |  | MORRISTOWN | 7960 | 3 | JERSEY SOLAR, LLC | JCP&L | No | Complete | 2004-05-17 | 2004-08-03 | N/A | 2004-08-20
BPU-0358 | CORE Solar | AGES |  | 5.88 | 41195 | Residential |  | BRIDGEWATER | 8807 | 5 | FINELINE ENERGY | PSE&G BPU | No | Complete | 2004-05-17 | 2004-09-09 | N/A | 2004-10-18
BPU-0360 | CORE Solar | RUNDLE |  | 7.175 | 39462.5 | Residential |  | CORBIN CITY | 8270 | 21 | MERCURY SOLAR SYSTEMS | Conectiv | No | Complete | 2004-05-18 | 2004-09-22 | N/A | 2004-10-25
BPU-0361 | CORE Solar | KAVERIA |  | 5.678 | 29809.5 | Residential |  | EDISON | 8817 | 11 | NJ SOLAR POWER, LLC | PSE&G BPU | No | Complete | 2004-05-18 | 2004-07-21 | N/A | 2004-08-20
BPU-0362 | CORE Solar | GANZENMULLER |  | 5.94 | 32670 | Residential |  | OLDWICK | 8858 | 4 | SOLAR ENERGY SYSTEMS, INC. | JCP&L | No | Complete | 2004-05-21 | 2004-10-20 | N/A | 2004-11-15
BPU-0363 | CORE Solar | MARTIN |  | 11.1 | 45900 | Residential |  | COLTS NECK | 7722 | 17 | SOLAR ENERGY SYSTEMS, INC. | JCP&L | No | Complete | 2004-05-21 | 2004-11-03 | N/A | 2004-12-21
BPU-0364 | CORE Solar | DUNPHY |  | 3 | 16500 | Residential |  | NEPTUNE | 7753 | 17 | TRINITY HEATING AND AIR | JCP&L | No | Complete | 2004-05-21 | 2005-02-08 | N/A | 2005-04-06
BPU-0366 | CORE Solar | RUDINE |  | 3.675 | 20197.12 | Residential |  | EGG HARBOR TOWNSHIP | 8234 | 19 | MERCURY SOLAR SYSTEMS | Conectiv | No | Complete | 2004-05-21 | 2004-08-13 | N/A | 2004-10-18
BPU-0367 | CORE Solar | MCKENZIE |  | 6 | 33000 | Residential |  | BRICK | 8723 | 18 | TRINITY HEATING AND AIR | JCP&L | No | Complete | 2004-05-21 | 2004-08-02 | N/A | 2004-08-20
BPU-0368 | CORE Solar | GANNON |  | 3 | 16500 | Residential |  | AVON BY THE SEA | 7717 | 17 | TRINITY HEATING AND AIR | JCP&L | No | Complete | 2004-05-21 | 2004-08-25 | N/A | 2004-09-14
BPU-0369 | CORE Solar | GANNON |  | 3 | 16500 | Residential |  | AVON BY THE SEA | 7717 | 17 | TRINITY HEATING AND AIR | JCP&L | No | Complete | 2004-05-21 | 2004-08-02 | N/A | 2004-08-20
BPU-0370 | CORE Solar | GREEBEL |  | 9.6 | 52416 | Residential |  | ANDOVER TOWNSHIP | 7860 | 1 | ABSOLUTELY ENERGIZED SOLAR, LLC | Not Known | No | Complete | 2004-05-21 | 2004-12-09 | N/A | 2004-12-30
BPU-0372 | CORE Solar | CRAWFORD |  | 9.96 | 41269.3 | Residential |  | LAMBERTVILLE | 8530 | 4 | ASTROPOWER | JCP&L | No | Complete | 2004-05-24 | 2004-04-13 | N/A | 2004-06-18
BPU-0373 | CORE Solar | HAINES |  | 5.76 | 31680 | Residential |  | BRICK | 8723 | 18 | TRINITY HEATING AND AIR | JCP&L | No | Complete | 2004-05-24 | 2005-03-25 | N/A | 2005-05-26
BPU-0376 | CORE Solar | SILVESTRI |  | 3.6 | 16830 | Residential |  | COLUMBUS | 8022 | 13 | SELF INSTALL | PSE&G BPU | No | Complete | 2004-05-27 | 2004-12-14 | N/A | 2005-03-24
BPU-0377 | CORE Solar | SILVESTRI | A.C.S. ELECTRIC, INC. | 4.56 | 21318 | Commercial |  | HAMILTON | 8610 | 12 | SELF INSTALL | PSE&G BPU | No | Complete | 2004-05-27 | 2005-06-21 | N/A | 2005-08-02
BPU-0378 | CORE Solar | BRENNER |  | 5.92 | 32560 | Residential |  | RUTHERFORD | 7070 | 7 | AKEENA SOLAR, INC. | PSE&G BPU | No | Complete | 2004-05-27 | 2004-10-20 | N/A | 2004-12-30
BPU-0379 | CORE Solar | WILLIAMS |  | 8.851 | 44051 | Residential |  | RINGOES | 8551 | 4 | ADVANCED SOLAR PRODUCTS, INC. | JCP&L | No | Complete | 2004-05-27 | 2004-08-07 | N/A | 2004-10-25
BPU-0380 | CORE Solar | MORRISON |  | 8.4 | 43218 | Residential |  | NEWTON | 7860 | 1 | ADVANCED SOLAR PRODUCTS, INC. | JCP&L | No | Complete | 2004-05-27 | 2004-10-28 | N/A | 2004-11-15
BPU-0381 | CORE Solar | FOWLER |  | 9.8 | 49000 | Residential |  | HOPEWELL | 8525 | 12 | ADVANCED SOLAR PRODUCTS, INC. | PSE&G BPU | No | Complete | 2004-05-27 | 2004-10-13 | N/A | 2004-11-15
BPU-0382 | CORE Solar | HOLLABAUGH |  | 9.6 | 53872.5 | Residential |  | LEBANON | 8833 | 4 | FOCAL LIGHTING AND ELECTRICAL | JCP&L | No | Complete | 2004-05-27 | 2004-11-18 | N/A | 2004-12-27
BPU-0383 | CORE Solar | PANNUZZO |  | 2.24 | 12308.8 | Residential |  | BRIELLE | 8730 | 17 | SEA BRIGHT SOLAR, LLC | JCP&L | No | Complete | 2004-05-27 | 2004-08-02 | N/A | 2004-08-20
BPU-0384 | CORE Solar | WALKER |  | 9.99 | 52150 | Residential |  | BROWN'S MILL | 8015 | 13 | J. A. WIG CONSTRUCTION AND ELECTRIC, LLC | JCP&L | No | Complete | 2004-05-27 | 2004-09-15 | N/A | 2004-10-18
BPU-0385 | CORE Solar | MEZIK |  | 9.45 | 37800 | Residential |  | BRIDGETON | 8302 | 20 | SELF INSTALL | Conectiv | No | Complete | 2004-05-27 | 2004-11-05 | N/A | 2004-12-07
BPU-0387 | CORE Solar | BUANNIC JR. |  | 4.05 | 22275 | Residential |  | HOWELL | 7731 | 17 | TRINITY HEATING AND AIR | JCP&L | No | Complete | 2004-05-28 | 2004-07-26 | N/A | 2004-08-20
BPU-0394 | CORE Solar | GALLO |  | 5.678 | 31229 | Residential |  | VORHEES | 8043 | 14 | NJ SOLAR POWER, LLC | Conectiv | No | Complete | 2004-06-04 | 2004-11-05 | N/A | 2005-04-12
BPU-0395 | CORE Solar | GALLO |  | 1.336 | 7348 | Residential |  | VORHEES | 8043 | 14 | NJ SOLAR POWER, LLC | Conectiv | No | Complete | 2004-06-04 | 2004-11-05 | N/A | 2005-04-12
BPU-0396 | CORE Solar | GLENN-EL |  | 4.2 | 23100 | Residential |  | ATCO | 8004 | 14 | HOFF SYSTEM | Conectiv | No | Complete | 2004-06-04 | 2004-09-22 | N/A | 2005-01-14
BPU-0397 | CORE Solar | CONNOR | NEW JERSEY AMERICAN WATER COMPANY | 502.425 | 1915727.5 | Commercial |  | FRANKLIN TOWNSHIP | 88071215 | 5 | DOME-TECH SOLAR, LLC | PSE&G BPU | No | Complete | 2004-06-04 | 2005-12-01 | N/A | 2006-02-22
BPU-0398 | CORE Solar | OLUKOTUN |  | 7.92 | 42966 | Residential |  | HOPEWELL | 8525 | 12 | JERSEY SOLAR, LLC | PSE&G BPU | No | Complete | 2004-06-04 | 2004-08-03 | N/A | 2004-08-20
BPU-0399 | CORE Solar | LEE |  | 4.48 | 24640 | Residential |  | BRADLEY BEACH | 7720 | 17 | GEOGENIX | JCP&L | No | Complete | 2004-06-04 | 2005-05-26 | N/A | 2005-08-02
BPU-0400 | CORE Solar | MACFIE | KEARNY BOARD OF EDUCATION, FRANKLIN SCHO | 316.16 | 1225600 | School Public K-12 |  | KEARNY | 7032 | 8 | GALE ASSOCIATES | PSE&G BPU | No | Complete | 2004-06-07 | 2006-05-23 | N/A | 2006-10-13
BPU-0401 | CORE Solar | MACFIE | KEARNY BOARD OF EDUCATION, KEARNY HIGH S | 209.76 | 743973 | School Public K-12 |  | KEARNY | 7032 | 8 | GALE ASSOCIATES | PSE&G BPU | No | Complete | 2004-06-07 | 2006-05-23 | N/A | 2006-09-08
BPU-0402 | CORE Solar | MACFIE | KEARNY BOARD OF EDUCATION, ROOSEVELT SCH | 56.24 | 198109.8 | School Public K-12 |  | KEARNY | 7032 | 8 | GALE ASSOCIATES | PSE&G BPU | No | Complete | 2004-06-07 | 2005-12-29 | N/A | 2006-06-02
BPU-0403 | CORE Solar | MACFIE | KEARNY BOARD OF EDUCATION, GARFIELD SCHO | 54 | 212154.6 | School Public K-12 |  | KEARNY | 7032 | 8 | GALE ASSOCIATES | PSE&G BPU | No | Complete | 2004-06-07 | 2006-05-11 | N/A | 2006-09-08
BPU-0404 | CORE Solar | MACFIE | KEARNY BOARD OF EDUCATION, WASHINGTON SC | 140.91 | 547740.6 | School Public K-12 |  | KEARNY | 7032 | 8 | GALE ASSOCIATES | PSE&G BPU | No | Complete | 2004-06-07 | 2006-07-27 | N/A | 2006-10-13
BPU-0405 | CORE Solar | MACFIE | KEARNY BOARD OF EDUCATION, SCHUYLER SCHO | 136.08 | 550300 | School Public K-12 |  | KEARNY | 7032 | 8 | GALE ASSOCIATES | PSE&G BPU | No | Complete | 2004-06-07 | 2006-04-12 | N/A | 2006-07-17
BPU-0445 | CORE Solar | MHATRE |  | 5.76 | 31680 | Residential |  | EAST WINDSOR TOWNSHIP | 8520 | 12 | SUNLIT SYSTEMS, INC. | JCP&L | No | Complete | 2004-06-15 | 2005-03-15 | N/A | 2005-04-18
BPU-0447 | CORE Solar | MANN |  | 9.28 | 51040 | Residential |  | MANSFIELD | 8022 | 13 | ABSOLUTELY ENERGIZED SOLAR, LLC | PSE&G BPU | No | Complete | 2004-06-15 | 2004-10-20 | N/A | 2004-11-29
BPU-0448 | CORE Solar | TOMAN |  | 2.76 | 15180 | Residential |  | FLEMINGTON | 8822 | 4 | SUN FARM NETWORK | JCP&L | No | Complete | 2004-06-15 | 2004-08-12 | N/A | 2004-09-09
BPU-0449 | CORE Solar | LAWES |  | 4.9 | 26950 | Residential |  | BLOOMFIELD | 7003 | 9 | SELF INSTALL | PSE&G BPU | No | Complete | 2004-06-15 | 2005-02-10 | N/A | 2005-04-12
BPU-0450 | CORE Solar | CHITRE |  | 5.92 | 31348.8 | Residential |  | SOMERSET | 8873 | 5 | AKEENA SOLAR, INC. | PSE&G BPU | No | Complete | 2004-06-15 | 2004-11-18 | N/A | 2004-12-27
BPU-0452 | CORE Solar | PERTZ |  | 9.92 | 54560 | Residential |  | HOPEWELL TOWNSHIP | 8525 | 12 | SEA BRIGHT SOLAR, LLC | PSE&G BPU | No | Complete | 2004-06-15 | 2005-04-13 | N/A | 2005-05-26
BPU-0453 | CORE Solar | MAIESE |  | 5.44 | 26833 | Residential |  | CHERRY HILL | 8003 | 14 | ADVANCED BUILDING AND SOLAR | PSE&G BPU | No | Complete | 2004-06-16 | 2004-12-02 | N/A | 2006-03-01
BPU-0454 | CORE Solar | BALDINO |  | 7 | 38500 | Residential |  | MULLICA HILL | 80629476 | 15 | ADVANCED BUILDING AND SOLAR | Conectiv | No | Complete | 2004-06-16 | 2004-12-02 | N/A | 2005-04-12
BPU-0456 | CORE Solar | SCULL |  | 8.684 | 47718.58 | Residential |  | MAYS LANDING | 8330 | 19 | MERCURY SOLAR SYSTEMS | Conectiv | No | Complete | 2004-06-16 | 2004-12-16 | N/A | 2005-01-11
BPU-0458 | CORE Solar | SENDER |  | 9.975 | 54862.5 | Residential |  | WHITING | 8759 | 18 | MERCURY SOLAR SYSTEMS | JCP&L | No | Complete | 2004-06-16 | 2005-01-14 | N/A | 2005-02-02
BPU-0459 | CORE Solar | JOHNSON |  | 7.77 | 42735 | Residential |  | WOODBINE | 8270 | 21 | MERCURY SOLAR SYSTEMS | Conectiv | No | Complete | 2004-06-16 | 2005-03-16 | N/A | 2005-05-26
BPU-0460 | CORE Solar | TADDEO |  | 4.8 | 26400 | Residential |  | MARLBORO | 7746 | 17 | TRINITY HEATING AND AIR | JCP&L | No | Complete | 2004-06-16 | 2004-08-03 | N/A | 2004-08-20
BPU-0463 | CORE Solar | JOHNSON |  | 4.5 | 24750 | Residential |  | HOWELL | 7731 | 17 | TRINITY HEATING AND AIR | JCP&L | No | Complete | 2004-06-16 | 2004-08-03 | N/A | 2004-08-20
BPU-0465 | CORE Solar | THACHER |  | 7.84 | 37720 | Residential |  | HOLMDEL | 7733 | 17 | GEOGENIX | JCP&L | No | Complete | 2004-06-16 | 2005-03-30 | N/A | 2005-07-07
BPU-0467 | CORE Solar | HENNEN |  | 3 | 16500 | Residential |  | HOWELL | 7731 | 17 | TRINITY HEATING AND AIR | JCP&L | No | Complete | 2004-06-16 | 2004-08-12 | N/A | 2004-09-14
BPU-0468 | CORE Solar | KOPCIOWSKI |  | 6 | 33000 | Residential |  | WRIGHTSTOWN | 8562 | 13 | TRINITY HEATING AND AIR | JCP&L | No | Complete | 2004-06-16 | 2004-09-01 | N/A | 2004-09-10
BPU-0470 | CORE Solar | MOORE |  | 2.56 | 14080 | Residential |  | CHATHAM | 7928 | 3 | SEA BRIGHT SOLAR, LLC | JCP&L | No | Complete | 2004-06-16 | 2004-11-23 | N/A | 2004-12-27
BPU-0471 | CORE Solar | MCALLISTER |  | 5.344 | 28991.2 | Residential |  | CINNAMINSON | 80774513 | 13 | NJ SOLAR POWER, LLC | PSE&G BPU | No | Complete | 2004-06-17 | 2004-08-12 | N/A | 2004-09-09
BPU-0472 | CORE Solar | KLEPNER |  | 2.338 | 12859 | Residential |  | BORDENTOWN | 8505 | 13 | NJ SOLAR POWER, LLC | PSE&G BPU | No | Complete | 2004-06-17 | 2004-07-21 | N/A | 2004-09-09
BPU-0473 | CORE Solar | BENTIVEGNA |  | 8.016 | 44088 | Residential |  | LAWRENCE TOWNSHIP | 86481431 | 12 | NJ SOLAR POWER, LLC | PSE&G BPU | No | Complete | 2004-06-17 | 2004-10-13 | N/A | 2004-11-17
BPU-0474 | CORE Solar | POTENA | MARGATE SCHOOL DISTRICT, EUGENE TIGHE MI | 323.024 | 1196585.86 | School Public K-12 |  | MARGATE | 8402 | 19 | WORLDWATER CORP. | Conectiv | No | Complete | 2004-06-30 | 2006-07-14 | N/A | 2006-10-13
BPU-0475 | CORE Solar | POTENA | MARGATE SCHOOL DISTRICT, UNION AVENUE EL | 76.96 | 286749.48 | School Public K-12 |  | MARGATE | 8402 | 19 | WORLDWATER CORP. | Conectiv | No | Complete | 2004-06-30 | 2006-03-29 | N/A | 2006-08-01
BPU-0476 | CORE Solar | POTENA | MARGATE SCHOOL DISTRICT, WILLIAM ROSS IN | 135.2 | 542997.23 | School Public K-12 |  | MARGATE | 8402 | 19 | WORLDWATER CORP. | Conectiv | No | Complete | 2004-06-30 | 2006-07-14 | N/A | 2006-10-13
BPU-0478 | CORE Solar | PATEL |  | 7.425 | 36445.5 | Residential |  | KENDALL PARK | 8824 | 11 | MAK TECHNOLOGIES | PSE&G BPU | No | Complete | 2004-06-30 | 2004-09-01 | N/A | 2004-10-18
BPU-0480 | CORE Solar | OCICKI |  | 9.92 | 54560 | Residential |  | TRENTON | 8619 | 12 | ABSOLUTELY ENERGIZED SOLAR, LLC | PSE&G BPU | No | Complete | 2004-06-30 | 2004-12-16 | N/A | 2005-01-11
BPU-0482 | CORE Solar | KAROL |  | 5.1 | 28050 | Residential |  | FREEHOLD | 7728 | 17 | TRINITY HEATING AND AIR | JCP&L | No | Complete | 2004-06-30 | 2004-08-12 | N/A | 2004-09-09
BPU-0484 | CORE Solar | STEINFELD |  | 4.8 | 26400 | Residential |  | FARMINGDALE | 7727 | 17 | TRINITY HEATING AND AIR | JCP&L | No | Complete | 2004-07-01 | 2004-08-12 | N/A | 2004-10-25
BPU-0485 | CORE Solar | LEE | LEE TURKEY FARM | 41.4 | 180600 | Farm |  | EAST WINDSOR | 8520 | 12 | SUN FARM NETWORK | JCP&L | No | Complete | 2004-07-01 | 2004-09-08 | N/A | 2004-10-07
BPU-0486 | CORE Solar | KOURKOUMELLIS |  | 5.52 | 30360 | Residential |  | HOPE | 7844 | 2 | SUN FARM NETWORK | JCP&L | No | Complete | 2004-07-01 | 2004-07-08 | N/A | 2004-08-12
BPU-0487 | CORE Solar | GULDBJERG |  | 7.59 | 41745 | Residential |  | FLEMINGTON | 8822 | 4 | SUN FARM NETWORK | JCP&L | No | Complete | 2004-07-01 | 2004-07-08 | N/A | 2004-08-12
BPU-0488 | CORE Solar | COOHILL |  | 1.92 | 10550.4 | Residential |  | SEA BRIGHT | 7760 | 17 | SEA BRIGHT SOLAR, LLC | JCP&L | No | Complete | 2004-07-01 | 2004-07-26 | N/A | 2004-08-20
BPU-0489 | CORE Solar | WARREN |  | 7.425 | 39760.88 | Residential |  | WEST ATLANTIC CITY | 8234 | 19 | SOLAR SOLUTIONS LLC | Conectiv | No | Complete | 2004-07-01 | 2004-11-22 | N/A | 2005-02-02
BPU-0491 | CORE Solar | BALLARD |  | 9.99 | 54945 | Residential |  | MAYS LANDING | 8330 | 19 | MERCURY SOLAR SYSTEMS | Conectiv | No | Complete | 2004-07-01 | 2005-01-07 | N/A | 2005-02-02
BPU-0492 | CORE Solar | BAKER |  | 3.92 | 21560 | Residential |  | CLIFTON | 7004 | 9 | AKEENA SOLAR, INC. | PSE&G BPU | No | Complete | 2004-07-01 | 2004-12-28 | N/A | 2005-02-02
BPU-0493 | CORE Solar | ALVARADO |  | 6.012 | 31917.9 | Residential |  | BARGENFIELD | 7621 | 7 | AKEENA SOLAR, INC. | PSE&G BPU | No | Complete | 2004-07-01 | 2004-11-18 | N/A | 2005-01-21
BPU-0494 | CORE Solar | RECKFORD | THE HUDSON SCHOOL | 9.6 | 52800 | School Other |  | HOBOKEN | 7030 | 8 | HOFF SYSTEM | PSE&G BPU | No | Complete | 2004-07-08 | 2005-06-27 | N/A | 2006-03-23
BPU-0496 | CORE Solar | BISCHOFF |  | 5.76 | 31651.2 | Residential |  | REDBANK | 7701 | 17 | SEA BRIGHT SOLAR, LLC | JCP&L | No | Complete | 2004-07-08 | 2005-01-05 | N/A | 2005-02-23
BPU-0497 | CORE Solar | FRUTIGER |  | 5.4 | 29700 | Residential |  | JACKSON | 8527 | 18 | TRINITY HEATING AND AIR | JCP&L | No | Complete | 2004-07-08 | 2004-09-07 | N/A | 2004-10-18
BPU-0498 | CORE Solar | MYERS JR. |  | 6 | 33000 | Residential |  | WALL | 7719 | 17 | TRINITY HEATING AND AIR | JCP&L | No | Complete | 2004-07-08 | 2004-07-29 | N/A | 2004-08-20
BPU-0499 | CORE Solar | GULNAC |  | 5.678 | 31229 | Residential |  | EAST WINDSOR | 8520 | 12 | NJ SOLAR POWER, LLC | JCP&L | No | Complete | 2004-07-08 | 2004-10-20 | N/A | 2004-11-15
BPU-0500 | CORE Solar | ZIENTEK |  | 2.24 | 12320 | Residential |  | FARMINGDALE | 7727 | 17 | GEOGENIX | JCP&L | No | Complete | 2004-07-08 | 2004-09-23 | N/A | 2004-11-15
BPU-0501 | CORE Solar | GONZALEZ |  | 6.24 | 34320 | Residential |  | CHERRY HILL | 8003 | 14 | ABSOLUTELY ENERGIZED SOLAR, LLC | PSE&G BPU | No | Complete | 2004-07-20 | 2005-01-14 | N/A | 2005-02-02
BPU-0502 | CORE Solar | SULLIVAN | THE COLLEGE OF NEW JERSEY | 1.8 | 9900 | University Public |  | EWING | 8628 | 12 | NEXTEC | PSE&G BPU | No | Complete | 2004-07-20 | 2006-03-06 | N/A | 2006-06-12
BPU-0503 | CORE Solar | SULLIVAN | THE COLLEGE OF NEW JERSEY | 1.8 | 9900 | University Public |  | EWING | 8628 | 12 | NEXTEC | PSE&G BPU | No | Complete | 2004-07-20 | 2006-03-06 | N/A | 2006-06-12
BPU-0504 | CORE Solar | HOSFORD |  | 7.36 | 43010 | Residential |  | WEST MILFORD | 7840 | 2 | SUN FARM NETWORK | Orange & Rockland Elec | No | Complete | 2004-07-20 | 2004-09-09 | N/A | 2004-10-18
BPU-0505 | CORE Solar | SEMAR |  | 2.88 | 15825.6 | Residential |  | WOODCLIFF LAKE | 7677 | 7 | SEA BRIGHT SOLAR, LLC | PSE&G BPU | No | Complete | 2004-07-21 | 2004-11-18 | N/A | 2004-12-21
BPU-0507 | CORE Solar | SALGUEIRO |  | 5.61 | 30590 | Residential |  | FRANKLINVILLE | 8322 | 15 | ADVANCED BUILDING AND SOLAR | Conectiv | No | Complete | 2004-07-21 | 2004-11-05 | N/A | 2004-12-14
BPU-0508 | CORE Solar | MAROZZI |  | 3.36 | 18480 | Residential |  | MARMORA | 8223 | 21 | LBI SOLAR | Conectiv | No | Complete | 2004-07-21 | 2004-10-18 | N/A | 2004-12-27
BPU-0509 | CORE Solar | MERCURIO | ISLAND WIND INC. | 5.28 | 29040 | Commercial |  | NORTH BEACH HAVEN | 8008 | 18 | LBI SOLAR | Conectiv | No | Complete | 2004-07-21 | 2004-11-23 | N/A | 2004-12-27
BPU-0510 | CORE Solar | FELKER |  | 4.671 | 21836.93 | Residential |  | HILLSBOROUGH | 8844 | 5 | SELF INSTALL | PSE&G BPU | No | Complete | 2004-07-21 | 2004-09-09 | N/A | 2004-12-14
BPU-0511 | CORE Solar | ROSENTHAL |  | 9.9 | 49700 | Residential |  | MILFORD | 8848 | 4 | MAK TECHNOLOGIES | JCP&L | No | Complete | 2004-07-21 | 2004-09-09 | N/A | 2004-10-18
BPU-0512 | CORE Solar | HOLUSHA |  | 3.006 | 16533 | Residential |  | BUDD LAKE | 7828 | 3 | NJ SOLAR POWER, LLC | JCP&L | No | Complete | 2004-07-21 | 2005-06-13 | N/A | 2005-08-02
BPU-0515 | CORE Solar | BALDWIN | GENERAL PALLET, LLC | 19.448 | 92792 | Commercial |  | RARITAN TOWNSHIP | 8822 | 4 | UNITED SOLAR OVONIC | JCP&L | No | Complete | 2004-07-21 | 2005-04-06 | N/A | 2005-06-03
BPU-0520 | CORE Solar | PURI |  | 5.94 | 32016.6 | Residential |  | FLEMINGTON | 8822 | 4 | MAK TECHNOLOGIES | JCP&L | No | Complete | 2004-07-28 | 2004-09-15 | N/A | 2004-10-25
BPU-0521 | CORE Solar | TRAPANI |  | 5.76 | 31680 | Residential |  | FARMINGDALE | 7727 | 17 | TRINITY HEATING AND AIR | JCP&L | No | Complete | 2004-07-28 | 2004-09-01 | N/A | 2004-09-14
BPU-0522 | CORE Solar | HAWKINS | STONY BROOK-MILLSTONE WATERSHED ASSOCIAT | 9.45 | 47202.75 | Commercial |  | PENNINGTON | 8534 | 12 | JERSEY SOLAR, LLC | PSE&G BPU | No | Complete | 2004-07-28 | 2004-12-01 | N/A | 2004-12-27
BPU-0524 | CORE Solar | BRENNAN |  | 3.84 | 21120 | Residential |  | MARLBORO | 7751 | 17 | TRINITY HEATING AND AIR | JCP&L | No | Complete | 2004-07-28 | 2004-09-01 | N/A | 2004-10-18
BPU-0525 | CORE Solar | CAMPBELL | UNITY OF SUSSEX CHURCH | 16.56 | 81240 | Commercial |  | LAFAYETTE | 7848 | 1 | SUN FARM NETWORK | JCP&L | No | Complete | 2004-07-28 | 2004-09-09 | N/A | 2004-10-18
BPU-0526 | CORE Solar | JACKSON |  | 3.885 | 21367.5 | Residential |  | WEST CREEK | 8092 | 18 | LBI SOLAR | Conectiv | No | Complete | 2004-07-28 | 2005-07-14 | N/A | 2005-09-22
BPU-0527 | CORE Solar | DREXINGER |  | 9.45 | 44178.75 | Residential |  | NESHANIC STATION | 8853 | 5 | SELF INSTALL | JCP&L | No | Complete | 2004-07-28 | 2004-10-28 | N/A | 2005-01-11
BPU-0530 | CORE Solar | WHITE | WHOLESALE LIGHTING SERVICES | 14.4 | 61710 | Commercial |  | SPRINGFILED | 7081 | 10 | SELF INSTALL | JCP&L | No | Complete | 2004-07-28 | 2004-11-04 | N/A | 2005-01-21
BPU-0531 | CORE Solar | EVANS | JAMES ST. APARTMENTS | 3.84 | 21120 | Commercial |  | LONG BRANCH | 7740 | 17 | ABSOLUTELY ENERGIZED SOLAR, LLC | JCP&L | No | Complete | 2004-07-28 | 2005-04-06 | N/A | 2005-06-03
BPU-0532 | CORE Solar | EVANS |  | 6.4 | 29260 | Residential |  | HIGHLANDS | 7732 | 17 | ABSOLUTELY ENERGIZED SOLAR, LLC | JCP&L | No | Complete | 2004-07-28 | 2005-04-19 | N/A | 2005-05-03
BPU-0533 | CORE Solar | JOSEPH |  | 4.8 | 26376 | Residential |  | HIGHSTOWN | 8520 | 12 | SEA BRIGHT SOLAR, LLC | JCP&L | No | Complete | 2004-08-04 | 2004-09-15 | N/A | 2004-10-18
BPU-0534 | CORE Solar | HENDERSON |  | 3.15 | 17325 | Residential |  | NORTH BEACH HAVEN | 8008 | 18 | LBI SOLAR | Conectiv | No | Complete | 2004-08-04 | 2004-10-18 | N/A | 2004-12-21
BPU-0535 | CORE Solar | CATE |  | 9.57 | 52635 | Residential |  | OCEAN GROVE | 7756 | 17 | ECOLOGICAL SYSTEMS-MANALAPAN | JCP&L | No | Complete | 2004-08-04 | 2005-11-09 | N/A | 2006-01-27
BPU-0538 | CORE Solar | DEL VECCHIO |  | 9.25 | 50828.75 | Residential |  | BAYVILLE | 8721 | 18 | SEA BRIGHT SOLAR, LLC | JCP&L | No | Complete | 2004-08-04 | 2005-01-26 | N/A | 2005-03-24
BPU-0539 | CORE Solar | KASTNER | DEVELOPMENTAL DISABILITIES | 18.9 | 87825 | Commercial |  | BLOOMFIELD | 7003 | 9 | HOFF SYSTEM | PSE&G BPU | No | Complete | 2004-08-04 | 2005-03-17 | N/A | 2005-08-02
BPU-0541 | CORE Solar | PATEL |  | 5.7 | 31350 | Residential |  | ISELIN | 8830 | 11 | GEOGENIX | PSE&G BPU | No | Complete | 2004-08-04 | 2005-05-12 | N/A | 2005-07-01
BPU-0542 | CORE Solar | SICKELS |  | 4.56 | 25080 | Residential |  | MONMOUTH BEACH | 7750 | 17 | GEOGENIX | JCP&L | No | Complete | 2004-08-04 | 2005-02-02 | N/A | 2005-04-12
BPU-0543 | CORE Solar | SINENSKY |  | 9.6 | 53790 | Residential |  | NEWARK | 71052847 | 9 | TERRA SOLAR | PSE&G BPU | No | Complete | 2004-08-04 | 2005-08-04 | N/A | 2005-11-23
BPU-0544 | CORE Solar | HORNBY |  | 2.475 | 13587 | Residential |  | STOCKTON | 8559 | 4 | MAK TECHNOLOGIES | JCP&L | No | Complete | 2004-08-04 | 2004-11-02 | N/A | 2004-11-15
BPU-0545 | CORE Solar | DOOLITTLE |  | 3.45 | 18975 | Residential |  | HARDWICK | 7825 | 2 | SUN FARM NETWORK | JCP&L | No | Complete | 2004-08-04 | 2004-10-13 | N/A | 2004-11-29
BPU-0546 | CORE Solar | SIMMONS |  | 4.715 | 25932.5 | Residential |  | BLAIRSTOWN | 7825 | 2 | SUN FARM NETWORK | JCP&L | No | Complete | 2004-08-04 | 2004-11-04 | N/A | 2004-12-21
BPU-0547 | CORE Solar | SCHWEIDENBACK |  | 2.76 | 15180 | Residential |  | HIGH BRIDGE | 8829 | 4 | SUN FARM NETWORK | JCP&L | No | Complete | 2004-08-04 | 2004-09-07 | N/A | 2004-09-14
BPU-0548 | CORE Solar | TALERICO |  | 3.2 | 17584 | Residential |  | RED BANK | 7701 | 17 | SEA BRIGHT SOLAR, LLC | JCP&L | No | Complete | 2004-08-04 | 2004-10-06 | N/A | 2004-10-25
BPU-0551 | CORE Solar | STRAUSS |  | 9.76 | 53680 | Residential |  | HOWELL | 7728 | 17 | TRINITY HEATING AND AIR | JCP&L | No | Complete | 2004-08-04 | 2005-03-30 | N/A | 2005-05-26
BPU-0552 | CORE Solar | TSAKIRIS |  | 8.4 | 46200 | Residential |  | MONMOUTH BEACH | 7750 | 17 | TRINITY HEATING AND AIR | JCP&L | No | Complete | 2004-08-04 | 2004-08-17 | N/A | 2004-09-09
BPU-0555 | CORE Solar | CARTER |  | 4.8 | 26400 | Residential |  | AVON BY THE SEA | 7717 | 17 | TRINITY HEATING AND AIR | JCP&L | No | Complete | 2004-08-04 | 2004-09-07 | N/A | 2004-09-14
BPU-0556 | CORE Solar | GISINGER |  | 5.678 | 31229 | Residential |  | BRICK | 8724 | 18 | NJ SOLAR POWER, LLC | JCP&L | No | Complete | 2004-08-04 | 2004-11-04 | N/A | 2004-12-07
BPU-0557 | CORE Solar | ELGERSMA |  | 7.014 | 38577 | Residential |  | HAMILTON | 8619 | 12 | NJ SOLAR POWER, LLC | PSE&G BPU | No | Complete | 2004-08-04 | 2005-04-12 | N/A | 2005-06-03
BPU-0558 | CORE Solar | CAFIERO |  | 2.64 | 12342 | Residential |  | HIGH BAR HARBOR | 8008 | 18 | SELF INSTALL | Conectiv | No | Complete | 2004-08-10 | 2004-10-18 | N/A | 2004-12-14
BPU-0561 | CORE Solar | SMITH |  | 7.92 | 43166 | Residential |  | MANASQUAN | 8736 | 17 | ECOLOGICAL SYSTEMS-MANALAPAN | JCP&L | No | Complete | 2004-08-19 | 2005-06-03 | N/A | 2005-08-02
BPU-0562 | CORE Solar | VENTKER | ICAS SYSTEMS | 9.6 | 52752 | Commercial |  | DOVER | 7801 | 3 | SEA BRIGHT SOLAR, LLC | JCP&L | No | Complete | 2004-08-19 | 2005-04-06 | N/A | 2005-05-03
BPU-0564 | CORE Solar | MALYSZ |  | 9.9 | 53955 | Residential |  | MORGANVILLE | 7751 | 17 | TRINITY HEATING AND AIR | JCP&L | No | Complete | 2004-08-19 | 2004-09-01 | N/A | 2004-10-18
BPU-0565 | CORE Solar | HALL |  | 2.88 | 15825.6 | Residential |  | EDGEWATER | 7020 | 7 | SEA BRIGHT SOLAR, LLC | PSE&G BPU | No | Complete | 2004-08-19 | 2004-10-04 | N/A | 2004-11-17
BPU-0566 | CORE Solar | KOENIG |  | 6.358 | 34492.5 | Residential |  | KENDALL PARK | 8824 | 11 | NJ SOLAR POWER, LLC | PSE&G BPU | No | Complete | 2004-08-19 | 2004-12-14 | N/A | 2005-01-21
BPU-0568 | CORE Solar | PETERSON |  | 10.15 | 54929 | Residential |  | MILLVILLE | 8332 | 20 | MERCURY SOLAR SYSTEMS | Conectiv | No | Complete | 2004-08-23 | 2005-05-25 | N/A | 2005-09-28
BPU-0569 | CORE Solar | KAESER |  | 3.885 | 21367.5 | Residential |  | VILLAS | 8251 | 21 | MERCURY SOLAR SYSTEMS | Conectiv | No | Complete | 2004-08-23 | 2004-11-15 | N/A | 2005-01-11
BPU-0571 | CORE Solar | CEVASCO |  | 5.76 | 31680 | Residential |  | MANALAPAN | 7726 | 17 | TRINITY HEATING AND AIR | JCP&L | No | Complete | 2004-08-23 | 2004-09-23 | N/A | 2004-11-15
BPU-0573 | CORE Solar | EISELT |  | 2.85 | 15675 | Residential |  | MIDDLETOWN | 7748 | 17 | GEOGENIX | JCP&L | No | Complete | 2004-08-23 | 2005-02-02 | N/A | 2005-04-18
BPU-0575 | CORE Solar | KIRBY |  | 6.72 | 36960 | Residential |  | TUCKERTON | 8087 | 18 | TRINITY HEATING AND AIR | Conectiv | No | Complete | 2004-08-26 | 2004-10-18 | N/A | 2005-01-14
BPU-0578 | CORE Solar | DADIAN |  | 5.52 | 30360 | Residential |  | ROSEMOUNT | 8559 | 4 | SUN FARM NETWORK | JCP&L | No | Complete | 2004-08-26 | 2004-12-03 | N/A | 2004-12-30
BPU-0581 | CORE Solar | RIZZO |  | 4.509 | 24799.5 | Residential |  | HOWELL | 77319002 | 17 | NJ SOLAR POWER, LLC | JCP&L | No | Complete | 2004-08-26 | 2005-03-24 | N/A | 2005-05-10
BPU-0583 | CORE Solar | BACON |  | 5.92 | 32560 | Residential |  | GREENWICH | 8323 | 20 | MERCURY SOLAR SYSTEMS | Conectiv | No | Complete | 2004-08-26 | 2005-03-16 | N/A | 2005-04-18
BPU-0585 | CORE Solar | MCCARTHY | MIDNIGHT AUTO, INC. | 3.68 | 20240 | Commercial |  | NEWTON | 7860 | 1 | SUN FARM NETWORK | JCP&L | No | Complete | 2004-08-26 | 2004-10-13 | N/A | 2004-11-15
BPU-0586 | CORE Solar | DEFRIEST | CHURCH OF THE MESSIAH | 9.66 | 53130 | Non Profit |  | CHESTER | 7930 | 3 | SUN FARM NETWORK | JCP&L | No | Complete | 2004-08-26 | 2005-02-10 | N/A | 2005-04-12
BPU-0589 | CORE Solar | CAMPBELL |  | 2.1 | 11550 | Residential |  | CAPE MAY | 8212 | 21 | MERCURY SOLAR SYSTEMS | Conectiv | No | Complete | 2004-08-26 | 2005-07-27 | N/A | 2005-11-04
BPU-0590 | CORE Solar | PALUSZEK |  | 3.885 | 21075.6 | Residential |  | PRINCETON | 85407730 | 12 | JERSEY SOLAR, LLC | PSE&G BPU | No | Complete | 2004-08-26 | 2004-11-22 | N/A | 2005-04-18
BPU-0591 | CORE Solar | PLUMMER |  | 5.25 | 28480.9 | Residential |  | STOCKTON | 8559 | 4 | JERSEY SOLAR, LLC | JCP&L | No | Complete | 2004-08-26 | 2005-03-17 | N/A | 2005-04-18
BPU-0594 | CORE Solar | GANNON | AVON REALTY | 4.8 | 26400 | Commercial |  | AVON-BY-THE-SEA | 7728 | 17 | TRINITY HEATING AND AIR | JCP&L | No | Complete | 2004-08-26 | 2005-01-13 | N/A | 2005-04-18
BPU-0595 | CORE Solar | HUSZTI |  | 5.76 | 31680 | Residential |  | KENDALL PARK | 88241145 | 11 | TRINITY HEATING AND AIR | PSE&G BPU | No | Complete | 2004-08-26 | 2004-10-20 | N/A | 2005-01-14
BPU-0596 | CORE Solar | CORRADI, III |  | 6.68 | 35070 | Residential |  | CEDAR GROVE | 7009 | 9 | NJ SOLAR POWER, LLC | PSE&G BPU | No | Complete | 2004-08-26 | 2004-11-30 | N/A | 2004-12-27
BPU-0597 | CORE Solar | MCCARTHY |  | 9.6 | 52800 | Residential |  | SOMERSET | 8873 | 5 | ABSOLUTELY ENERGIZED SOLAR, LLC | PSE&G BPU | No | Complete | 2004-08-26 | 2005-01-19 | N/A | 2005-02-23
BPU-0598 | CORE Solar | ZAVATSKY |  | 7.425 | 39200 | Residential |  | WHITEHOUSE STATIION | 8889 | 4 | MAK TECHNOLOGIES | JCP&L | No | Complete | 2004-08-26 | 2004-11-14 | N/A | 2004-12-27
BPU-0600 | CORE Solar | KOSAREK |  | 4.92 | 26174.4 | Residential |  | MANAHAWKIN | 8050 | 18 | JERSEY SOLAR, LLC | Conectiv | No | Complete | 2004-08-26 | 2005-06-14 | N/A | 2005-09-19
BPU-0601 | CORE Solar | SIMS |  | 11.022 | 44080 | Residential |  | NEPTUNE | 7753 | 17 | SELF INSTALL | JCP&L | No | Complete | 2004-08-26 | 2005-09-07 | N/A | 2006-02-06
BPU-0602 | CORE Solar | CIERVO |  | 4.48 | 24617.6 | Residential |  | HOLMDEL | 7733 | 17 | SEA BRIGHT SOLAR, LLC | New Jersey Power | No | Complete | 2004-09-01 | 2004-12-14 | N/A | 2005-02-07
BPU-0603 | CORE Solar | PATEL |  | 5.94 | 32670 | Residential |  | EDISON | 8837 | 11 | MAK TECHNOLOGIES | PSE&G BPU | No | Complete | 2004-09-01 | 2005-01-19 | N/A | 2005-02-28
BPU-0605 | CORE Solar | FISCHER | GAITWAY FARM, INC. | 9.9 | 54450 | Farm |  | MANALAPAN | 7726 | 17 | NEW AGE SOLAR, LLC | JCP&L | No | Complete | 2004-09-09 | 2004-10-25 | N/A | 2004-12-21
BPU-0606 | CORE Solar | GERHARDT | CHRIST EPISCOPAL CHURCH | 19.32 | 92280 | Non Profit |  | TEANECK | 7666 | 7 | SUN FARM NETWORK | PSE&G BPU | No | Complete | 2004-09-09 | 2005-01-06 | N/A | 2005-02-07
BPU-0608 | CORE Solar | MEIMAN |  | 9.9 | 50400 | Residential |  | WHITEHOUSE STATION | 8889 | 4 | MAK TECHNOLOGIES | JCP&L | No | Complete | 2004-09-09 | 2004-12-13 | N/A | 2004-12-30
BPU-0609 | CORE Solar | BONGIORNO |  | 10.02 | 55000 | Residential |  | LINCROFT | 7738 | 17 | GEOGENIX | JCP&L | No | Complete | 2004-09-09 | 2005-05-12 | N/A | 2005-07-01
BPU-0610 | CORE Solar | WYNKOOP |  | 5.94 | 32670 | Residential |  | BRICK | 8510 | 17 | NEW AGE SOLAR, LLC | JCP&L | No | Complete | 2004-09-09 | 2005-06-16 | N/A | 2005-08-23
BPU-0611 | CORE Solar | GREENWALD |  | 4.42 | 24310 | Residential |  | MANALAPAN | 7726 | 17 | GEOTRANS, INC. | JCP&L | No | Complete | 2004-09-09 | 2005-03-30 | N/A | 2005-05-26
BPU-0612 | CORE Solar | HANISCH |  | 8.684 | 47762 | Residential |  | OAK RIDGE | 7438 | 6 | NJ SOLAR POWER, LLC | JCP&L | No | Complete | 2004-09-09 | 2005-01-07 | N/A | 2005-02-23
BPU-0613 | CORE Solar | BURKE |  | 3.2 | 17584 | Residential |  | MORRISTOWN | 7960 | 3 | SEA BRIGHT SOLAR, LLC | PSE&G BPU | No | Complete | 2004-09-09 | 2004-11-30 | N/A | 2005-02-02
BPU-0617 | CORE Solar | MEIRS, III | CONCORD STUD FARM | 11.04 | 52992 | Farm |  | CREAM RIDGE | 8514 | 17 | SUN FARM NETWORK | JCP&L | No | Complete | 2004-09-09 | 2004-11-15 | N/A | 2004-12-27
BPU-0618 | CORE Solar | MEIRS, III | CONCORD STUD FARM | 38.64 | 169560 | Farm |  | CREAM RIDGE | 8514 | 17 | SUN FARM NETWORK | JCP&L | No | Complete | 2004-09-09 | 2004-11-23 | N/A | 2004-12-21
BPU-0619 | CORE Solar | WATSON |  | 4.44 | 22260 | Residential |  | HIGHLAND PARK | 8904 | 11 | JERSEY SOLAR, LLC | PSE&G BPU | No | Complete | 2004-09-09 | 2005-01-13 | N/A | 2005-04-12
BPU-0620 | CORE Solar | FISCHER | GAITWAY FARM, INC. | 9.9 | 54450 | Farm |  | MANALAPAN | 7726 | 17 | NEW AGE SOLAR, LLC | JCP&L | No | Complete | 2004-09-13 | 2004-10-25 | N/A | 2004-12-21
BPU-0621 | CORE Solar | GLASS |  | 4.05 | 21450 | Residential |  | WEST ORANGE | 7052 | 9 | HOFF SYSTEM | PSE&G BPU | No | Complete | 2004-09-15 | 2005-05-13 | N/A | 2005-09-13
BPU-0622 | CORE Solar | GIANNINI |  | 9.6 | 52800 | Residential |  | VINELAND | 8360 | 20 | ABSOLUTELY ENERGIZED SOLAR, LLC | Conectiv | No | Complete | 2004-09-15 | 2005-03-16 | N/A | 2005-04-28
BPU-0623 | CORE Solar | ESTEVES |  | 4.8 | 26400 | Residential |  | MARTINSVILLE | 8836 | 5 | ABSOLUTELY ENERGIZED SOLAR, LLC | PSE&G BPU | No | Complete | 2004-09-15 | 2005-01-05 | N/A | 2005-02-02
BPU-0625 | CORE Solar | WEISS |  | 6.08 | 33409.6 | Residential |  | HOWELL | 7731 | 17 | SEA BRIGHT SOLAR, LLC | JCP&L | No | Complete | 2004-09-15 | 2005-03-15 | N/A | 2005-04-18
BPU-0627 | CORE Solar | SPECCHIO |  | 2.004 | 10999 | Residential |  | RINGOES | 8551 | 4 | J. A. WIG CONSTRUCTION AND ELECTRIC, LLC | JCP&L | No | Complete | 2004-09-15 | 2005-02-03 | N/A | 2005-03-24
BPU-0628 | CORE Solar | WEBER |  | 4.8 | 26400 | Residential |  | ROSELAND | 7068 | 9 | TRINITY HEATING AND AIR | PSE&G BPU | No | Complete | 2004-09-15 | 2004-11-30 | N/A | 2005-01-14
BPU-0629 | CORE Solar | MOSEBROOK |  | 7.35 | 38587.5 | Residential |  | LAUREL SPRINGS | 8021 | 14 | SOLAR SOLUTIONS LLC | Conectiv | No | Complete | 2004-09-15 | 2005-01-07 | N/A | 2005-02-23
BPU-0636 | CORE Solar | TORRES |  | 7.2 | 39600 | Residential |  | MARLBORO | 7746 | 17 | TRINITY HEATING AND AIR | JCP&L | No | Complete | 2004-09-15 | 2005-03-15 | N/A | 2005-04-18
BPU-0637 | CORE Solar | ROCKWELL |  | 9.9 | 54450 | Residential |  | ABSECON | 8201 | 19 | ECOLOGICAL SYSTEMS-MANALAPAN | Conectiv | No | Complete | 2004-09-15 | 2005-09-22 | N/A | 2005-11-04
BPU-0638 | CORE Solar | CARDOSO |  | 3.006 | 16533 | Residential |  | SEWELL | 8080 | 15 | MATTER BROTHERS ELECTRIC. | Conectiv | No | Complete | 2004-09-23 | 2005-08-10 | N/A | 2005-09-30
BPU-0639 | CORE Solar | WIG |  | 4.008 | 18737.4 | Residential |  | NEW EGYPT | 8533 | 18 | SELF INSTALL | PSE&G BPU | No | Complete | 2004-09-23 | 2005-02-04 | N/A | 2005-04-07
BPU-0640 | CORE Solar | INSPECTOR | PPS-O1 LLC | 29.7 | 113330 | Commercial |  | KENILWORTH | 7033 | 10 | IX ENERGY, INC. | PSE&G BPU | No | Complete | 2004-09-23 | 2006-02-28 | N/A | 2006-05-24
BPU-0641 | CORE Solar | KORFF |  | 10.02 | 55000 | Residential |  | ROBBINSVILLE | 86912303 | 12 | NJ SOLAR POWER, LLC | JCP&L | No | Complete | 2004-09-23 | 2005-05-13 | N/A | 2005-07-01
BPU-0644 | CORE Solar | LEVAN |  | 1.98 | 10090 | Residential |  | SUMMIT | 7901 | 10 | ECOLOGICAL SYSTEMS-MANALAPAN | JCP&L | No | Complete | 2004-09-24 | 2005-05-23 | N/A | 2005-08-02
BPU-0645 | CORE Solar | PATEL |  | 9.24 | 54554.5 | Residential |  | NORTH BRUNSWICK | 8902 | 11 | NJ SOLAR POWER, LLC | PSE&G BPU | No | Complete | 2004-09-24 | 2005-03-16 | N/A | 2005-04-28
BPU-0646 | CORE Solar | DICKERT |  | 5.76 | 31680 | Residential |  | NEW EGYPT | 8533 | 18 | TRINITY HEATING AND AIR | JCP&L | No | Complete | 2004-09-24 | 2004-10-20 | N/A | 2004-12-30
BPU-0647 | CORE Solar | SPISHOCK | JOHNSON & JOHNSON | 234.08 | 917800 | Commercial |  | NEW BRUNSWICK | 8933 | 11 | POWERLIGHT CORPORATION | PSE&G BPU | No | Complete | 2004-09-24 | 2006-03-23 | N/A | 2006-06-12
BPU-0648 | CORE Solar | REAVES |  | 10.03 | 55000 | Residential |  | LITTLE EGG HARBOR | 8087 | 18 | TRINITY HEATING AND AIR | Conectiv | No | Complete | 2004-09-24 | 2005-08-03 | N/A | 2005-10-07
BPU-0649 | CORE Solar | PICCIOCHI |  | 8.325 | 45787.5 | Residential |  | MORRISTOWN | 7960 | 3 | AKEENA SOLAR, INC. | JCP&L | No | Complete | 2004-09-24 | 2005-03-22 | N/A | 2005-06-17
BPU-0650 | CORE Solar | HUANG |  | 13.69 | 62642.4 | Residential |  | MORRIS PLAINS | 7950 | 3 | AKEENA SOLAR, INC. | JCP&L | No | Complete | 2004-09-24 | 2005-05-18 | N/A | 2005-08-18
BPU-0652 | CORE Solar | COWEN |  | 2.97 | 16335 | Residential |  | AVON BY THE SEA | 7717 | 17 | ECOLOGICAL SYSTEMS-MANALAPAN | JCP&L | No | Complete | 2004-09-24 | 2005-05-20 | N/A | 2005-07-28
BPU-0654 | CORE Solar | HALEY |  | 3.84 | 21120 | Residential |  | BRICK | 8723 | 18 | TRINITY HEATING AND AIR | JCP&L | No | Complete | 2004-09-24 | 2004-12-08 | N/A | 2004-12-30
BPU-0655 | CORE Solar | MAZZEO |  | 2.839 | 18370 | Residential |  | WALDWICK | 7463 | 7 | ECOLOGICAL SYSTEMS-MANALAPAN | PSE&G BPU | No | Complete | 2004-09-24 | 2005-03-21 | N/A | 2005-04-20
BPU-0660 | CORE Solar | MITCHELL |  | 9.9 | 54450 | Residential |  | MONROEVILLE | 8343 | 16 | RCL ENTERPRISES INC. | Conectiv | No | Complete | 2004-09-30 | 2005-03-16 | N/A | 2005-04-18
BPU-0661 | CORE Solar | MATHIE |  | 5.92 | 32560 | Residential |  | MILMAY | 8340 | 19 | A-1 SOLAR PRODUCTS | Conectiv | No | Complete | 2004-09-30 | 2005-01-14 | N/A | 2005-02-02
BPU-0662 | CORE Solar | SENKBEIL |  | 5.76 | 31680 | Residential |  | TOMS RIVER | 8753 | 18 | TRINITY HEATING AND AIR | JCP&L | No | Complete | 2004-09-30 | 2004-12-08 | N/A | 2004-12-30
BPU-0663 | CORE Solar | MATTHEWS |  | 6.72 | 36960 | Residential |  | ALLENHURST | 7711 | 17 | TRINITY HEATING AND AIR | JCP&L | No | Complete | 2004-09-30 | 2004-12-03 | N/A | 2004-12-30
BPU-0665 | CORE Solar | FULGINITTI | OMEGA CORPORATION | 2.625 | 13804 | Commercial |  | TRENTON | 8618 | 12 | OPTIMAL ENERGY INC. | PSE&G BPU | No | Complete | 2004-09-30 | 2004-11-23 | N/A | 2004-12-27
BPU-0666 | CORE Solar | FULGINITTI | OMEGA CORPORATION | 2.625 | 13804 | Commercial |  | TRENTON | 8618 | 12 | OPTIMAL ENERGY INC. | PSE&G BPU | No | Complete | 2004-09-30 | 2004-11-20 | N/A | 2004-12-27
BPU-0667 | CORE Solar | KEMMERLING | HOLY TRINITY EVANGELICAL LUTHERAN CHURCH | 11.04 | 57960 | Commercial |  | MAGNOLIA | 8049 | 14 | SUN FARM NETWORK | PSE&G BPU | No | Complete | 2004-10-05 | 2004-11-23 | N/A | 2004-12-21
BPU-0668 | CORE Solar | LEONE |  | 9.76 | 53680 | Residential |  | BRICK | 8723 | 18 | TRINITY HEATING AND AIR | JCP&L | No | Complete | 2004-10-05 | 2004-10-20 | N/A | 2005-01-21
BPU-0669 | CORE Solar | HARVIE |  | 4.16 | 22880 | Residential |  | EDISON | 8837 | 11 | ABSOLUTELY ENERGIZED SOLAR, LLC | PSE&G BPU | No | Complete | 2004-10-05 | 2005-03-16 | N/A | 2005-04-20
BPU-0670 | CORE Solar | MULVANEY |  | 1.6 | 8800 | Residential |  | FLEMINGTON | 88227137 | 4 | JERSEY SOLAR, LLC | JCP&L | No | Complete | 2004-10-05 | 2005-01-05 | N/A | 2005-02-23
BPU-0671 | CORE Solar | MILLER-LYONS | INMAN REALTY | 9.86 | 54230 | Commercial |  | BARNEGAT LIGHT | 8006 | 18 | LBI SOLAR | Conectiv | No | Complete | 2004-10-05 | 2005-01-20 | N/A | 2005-04-01
BPU-0673 | CORE Solar | ROBBINS | MONOC | 118.8 | 485000 | Commercial |  | NEPTUNE | 7753 | 17 | DOME-TECH SOLAR, LLC | JCP&L | No | Complete | 2004-10-05 | 2005-08-31 | N/A | 2006-01-13
BPU-0674 | CORE Solar | GATES | MERCK & CO., INC. | 499.2 | 1912000 | Commercial |  | RAHWAY | 7065 | 10 | DOME-TECH SOLAR, LLC | PSE&G BPU | No | Complete | 2004-10-05 | 2005-12-21 | N/A | 2006-02-06
BPU-0676 | CORE Solar | LEBERSFELD | CAPITOL LIGHTING | 116.82 | 478075 | Commercial |  | EAST HANOVER | 7936 | 3 | 1 STAR ENERGY, LLC | JCP&L | No | Complete | 2004-10-05 | 2005-05-19 | N/A | 2005-08-18
BPU-0677 | CORE Solar | MESSINEO |  | 10.02 | 55000 | Residential |  | BELVEDERE | 7823 | 2 | NJ SOLAR POWER, LLC | JCP&L | No | Complete | 2004-10-22 | 2005-02-03 | N/A | 2005-04-20
BPU-0680 | CORE Solar | GUERRERO |  | 3.85 | 21175 | Residential |  | GALLOWAY | 8205 | 19 | MERCURY SOLAR SYSTEMS | Conectiv | No | Complete | 2004-10-22 | 2005-05-25 | N/A | 2005-09-30
BPU-0681 | CORE Solar | FEIGEN |  | 1.295 | 13230 | Residential |  | SEWELL | 8080 | 15 | ADVANCED BUILDING AND SOLAR | Conectiv | No | Complete | 2004-10-22 | 2005-01-20 | N/A | 2005-04-12
BPU-0682 | CORE Solar | BOOZER |  | 2.64 | 14520 | Residential |  | GLASSBORO | 8028 | 15 | ADVANCED BUILDING AND SOLAR | Conectiv | No | Complete | 2004-10-22 | 2005-07-27 | N/A | 2005-09-19
BPU-0683 | CORE Solar | BLAIR | G S ROOFING & SIDING INC. | 9.8 | 45815 | Commercial |  | MIDDLETOWN | 7748 | 17 | SELF INSTALL | JCP&L | No | Complete | 2004-10-22 | 2005-06-03 | N/A | 2005-08-18
BPU-0686 | CORE Solar | MANCUSO |  | 9.8 | 53900 | Residential |  | NEWFIELD | 8344 | 15 | ADVANCED BUILDING AND SOLAR | PSE&G BPU | No | Complete | 2004-10-26 | 2005-07-28 | N/A | 2005-11-18
BPU-0687 | CORE Solar | SCHOENBERGER |  | 9.99 | 54943 | Residential |  | RANDOLPH | 7869 | 3 | ADVANCED BUILDING AND SOLAR | JCP&L | No | Complete | 2004-10-26 | 2005-06-10 | N/A | 2005-11-04
BPU-0688 | CORE Solar | NOSKER |  | 7.095 | 39243.75 | Residential |  | STOCKTON | 8559 | 4 | MAK TECHNOLOGIES | JCP&L | No | Complete | 2004-10-26 | 2005-01-13 | N/A | 2005-02-23
BPU-0689 | CORE Solar | RISDEN |  | 9.92 | 54510.4 | Residential |  | OCEANPORT | 7757 | 17 | SEA BRIGHT SOLAR, LLC | JCP&L | No | Complete | 2004-10-26 | 2005-01-05 | N/A | 2005-02-02
BPU-0690 | CORE Solar | MCEVINY | INTERFAITH NEIGHBORS INC. | 2.31 | 12127.5 | Non Profit |  | ASBURY PARK | 7712 | 17 | JERSEY SOLAR, LLC | JCP&L | No | Complete | 2004-10-26 | 2005-02-01 | N/A | 2005-04-12
BPU-0691 | CORE Solar | POLLAK |  | 7.68 | 42240 | Residential |  | OLD BRIDGE | 8857 | 11 | TRINITY HEATING AND AIR | JCP&L | No | Complete | 2004-10-26 | 2004-12-01 | N/A | 2004-12-30
BPU-0692 | CORE Solar | ZAINO |  | 5.76 | 31680 | Residential |  | FORKED RIVER | 8731 | 18 | TRINITY HEATING AND AIR | JCP&L | No | Complete | 2004-10-26 | 2004-11-22 | N/A | 2004-12-30
BPU-0693 | CORE Solar | MEYERS |  | 5.76 | 31680 | Residential |  | OLD BRIDGE | 8857 | 11 | TRINITY HEATING AND AIR | JCP&L | No | Complete | 2004-10-26 | 2004-12-08 | N/A | 2004-12-30
BPU-0694 | CORE Solar | COLSON | N/A | 8.91 | 47401.2 | Commercial |  | GREENBROOK | 7059 | 5 | MAK TECHNOLOGIES | JCP&L | No | Complete | 2004-10-26 | 2005-01-19 | N/A | 2005-02-28
BPU-0695 | CORE Solar | CONSTEN |  | 9.9 | 51100 | Residential |  | PITTSTOWN | 8867 | 4 | MAK TECHNOLOGIES | JCP&L | No | Complete | 2004-10-26 | 2004-12-03 | N/A | 2004-12-30
BPU-0696 | CORE Solar | DAY |  | 2.214 | 12177 | Residential |  | HAMPTON | 8827 | 4 | JERSEY SOLAR, LLC | JCP&L | No | Complete | 2004-10-26 | 2005-04-22 | N/A | 2005-06-17
BPU-0698 | CORE Solar | DREXINGER | AQUA REALTY LLC | 22.144 | 96000 | Commercial |  | LEBANON | 8833 | 4 | PAUL ZENSKY ELECTRICAL CONTRACTING | JCP&L | No | Complete | 2004-10-28 | 2005-03-16 | N/A | 2005-05-03
BPU-0699 | CORE Solar | ALDERFER |  | 3.96 | 21780 | Residential |  | STOCKTON | 8559 | 4 | JERSEY SOLAR, LLC | JCP&L | No | Complete | 2004-10-28 | 2005-02-03 | N/A | 2005-03-24
BPU-0700 | CORE Solar | SORANNO |  | 9.76 | 53680 | Residential |  | TOMS RIVER | 8757 | 18 | TRINITY HEATING AND AIR | JCP&L | No | Complete | 2004-10-28 | 2005-01-14 | N/A | 2005-03-24
BPU-0703 | CORE Solar | BRUSKIN |  | 9.9 | 53410 | Residential |  | STOCKTON | 8559 | 4 | MAK TECHNOLOGIES | JCP&L | No | Complete | 2004-10-28 | 2005-03-31 | N/A | 2005-04-20
BPU-0704 | CORE Solar | HUDACEK | 151 MADISON AVE CORP. | 3.675 | 19936.7 | Commercial |  | MORRISTOWN | 7960 | 3 | JERSEY SOLAR, LLC | JCP&L | No | Complete | 2004-10-28 | 2005-03-16 | N/A | 2005-04-20
BPU-0706 | CORE Solar | CATANIA | WALNUT BROOK FARM | 22.08 | 103320 | Farm |  | MANDHAM | 7945 | 3 | SUN FARM NETWORK | JCP&L | No | Complete | 2004-11-08 | 2004-12-09 | N/A | 2005-02-02
BPU-0707 | CORE Solar | OLSEN |  | 3.34 | 18370 | Residential |  | ENGLISHTOWN | 7753 | 17 | ECOLOGICAL SYSTEMS-MANALAPAN | JCP&L | No | Complete | 2004-11-08 | 2005-06-14 | N/A | 2005-08-23
BPU-0708 | CORE Solar | MOEDER |  | 7.425 | 37248.75 | Residential |  | HAMPTON | 8827 | 4 | MAK TECHNOLOGIES | Not Known | No | Complete | 2004-11-08 | 2005-05-13 | N/A | 2005-07-01
BPU-0710 | CORE Solar | LOUVIS |  | 4.95 | 27225 | Residential |  | WAYNE | 7470 | 6 | ECOLOGICAL SYSTEMS-MANALAPAN | PSE&G BPU | No | Complete | 2004-11-08 | 2005-09-08 | N/A | 2005-11-23
BPU-0711 | CORE Solar | SACHS |  | 6.66 | 36630 | Residential |  | PENNINGTON | 8534 | 12 | JERSEY SOLAR, LLC | PSE&G BPU | No | Complete | 2004-11-08 | 2005-03-17 | N/A | 2005-04-28
BPU-0713 | CORE Solar | ROSEN |  | 6.3 | 29767.5 | Residential |  | HIGHLAND PARK | 8904 | 11 | JERSEY SOLAR, LLC | PSE&G BPU | No | Complete | 2004-11-08 | 2005-02-17 | N/A | 2005-04-12
BPU-0714 | CORE Solar | HARDER |  | 4.785 | 25593.4 | Residential |  | MILFORD | 8848 | 4 | JERSEY SOLAR, LLC | JCP&L | No | Complete | 2004-11-08 | 2005-01-05 | N/A | 2005-02-23
BPU-0715 | CORE Solar | PEZZA |  | 10.285 | 55000 | Residential |  | FLEMINGTON | 8822 | 4 | NJ SOLAR POWER, LLC | JCP&L | No | Complete | 2004-11-09 | 2005-03-17 | N/A | 2005-05-03
BPU-0716 | CORE Solar | OLSEN |  | 8.88 | 43485.4 | Residential |  | TOTOTWA | 7512 | 6 | AKEENA SOLAR, INC. | PSE&G BPU | No | Complete | 2004-11-09 | 2005-05-13 | N/A | 2005-06-17
BPU-0717 | CORE Solar | VOGELMAN |  | 7.84 | 42240 | Residential |  | LITTLE EGG HARBOR | 8087 | 18 | TRINITY HEATING AND AIR | Conectiv | No | Complete | 2004-11-09 | 2004-12-16 | N/A | 2005-04-01
BPU-0718 | CORE Solar | CANALE |  | 2.88 | 15840 | Residential |  | RUMSON | 7760 | 17 | TRINITY HEATING AND AIR | JCP&L | No | Complete | 2004-11-09 | 2005-02-02 | N/A | 2005-04-12
BPU-0721 | CORE Solar | CORBIN |  | 15.84 | 78360 | Residential |  | READINGTON | 8853 | 5 | SOLAR SOLUTIONS LLC | JCP&L | No | Complete | 2004-11-15 | 2005-09-26 | N/A | 2005-12-05
BPU-0722 | CORE Solar | ULMES |  | 9.9 | 54450 | Residential |  | LEBANON | 8833 | 4 | PAUL ZENSKY ELECTRICAL CONTRACTING | JCP&L | No | Complete | 2004-11-15 | 2005-03-16 | N/A | 2005-06-03
BPU-0723 | CORE Solar | PHILLIPS |  | 2.59 | 14245 | Residential |  | EGG HARBOR CITY | 8215 | 19 | SOUTH JERSEY ENERGY SYSTEMS | Conectiv | No | Complete | 2004-11-15 | 2005-05-11 | N/A | 2005-07-01
BPU-0729 | CORE Solar | WEBB | CHURCH OF THE GOOD SHEPHERD | 12.76 | 70640 | Non Profit |  | WANTAGE | 7461 | 1 | SUN FARM NETWORK | JCP&L | No | Complete | 2004-11-15 | 2005-05-20 | N/A | 2005-08-18
BPU-0730 | CORE Solar | PULIS |  | 7 | 36260 | Residential |  | LAKE HOPATCONG | 7849 | 3 | ADVANCED SOLAR PRODUCTS, INC. | JCP&L | No | Complete | 2004-11-15 | 2005-05-20 | N/A | 2005-06-17
BPU-0731 | CORE Solar | SAMEK |  | 10.688 | 55000 | Residential |  | POMPTON PLAINS | 7444 | 3 | ECOLOGICAL SYSTEMS-MANALAPAN | JCP&L | No | Complete | 2004-11-15 | 2005-08-17 | N/A | 2005-11-04
BPU-0733 | CORE Solar | TOMLINSON |  | 1.98 | 10890 | Residential |  | GALLOWAY | 8205 | 19 | LBI SOLAR | Conectiv | No | Complete | 2004-11-15 | 2005-01-20 | N/A | 2005-03-24
BPU-0734 | CORE Solar | PRATT |  | 10.02 | 55000 | Residential |  | INDIAN MILLS | 8088 | 13 | ECOLOGICAL SYSTEMS-MANALAPAN | Conectiv | No | Complete | 2004-11-17 | 2005-07-28 | N/A | 2005-10-07
BPU-0735 | CORE Solar | BISWAS |  | 7.92 | 43560 | Residential |  | VOORHEES | 8043 | 14 | ECOLOGICAL SYSTEMS-MANALAPAN | PSE&G BPU | No | Complete | 2004-11-16 | 2005-08-30 | N/A | 2006-01-13
BPU-0736 | CORE Solar | LONG |  | 1.665 | 6493.5 | Residential |  | LITTLE EGG HARBOR | 8087 | 18 | MERCURY SOLAR SYSTEMS | Conectiv | No | Complete | 2004-11-16 | 2005-01-07 | N/A | 2005-04-20
BPU-0737 | CORE Solar | PFISTER |  | 4.95 | 27225 | Residential |  | HILLSBOROUGH | 88441226 | 5 | MAK TECHNOLOGIES | PSE&G BPU | No | Complete | 2004-11-16 | 2005-02-17 | N/A | 2005-04-12
BPU-0738 | CORE Solar | LEACH |  | 3.63 | 19965 | Residential |  | VENTNOR | 8406 | 19 | LBI SOLAR | Conectiv | No | Complete | 2004-11-19 | 2005-01-20 | N/A | 2005-03-24
BPU-0739 | CORE Solar | PRUNEAU |  | 6.29 | 29405.75 | Residential |  | STEWARTSVILLE | 8886 | 2 | CONTI ENTERPRISES | JCP&L | No | Complete | 2004-11-19 | 2005-11-10 | N/A | 2006-02-21
BPU-0740 | CORE Solar | BOYE |  | 2.97 | 16335 | Residential |  | ATLANTIC HIGHLANDS | 7716 | 17 | ECOLOGICAL SYSTEMS-MANALAPAN | JCP&L | No | Complete | 2004-11-19 | 2005-06-07 | N/A | 2005-07-01
BPU-0741 | CORE Solar | KING |  | 2.31 | 11982.6 | Residential |  | LAMBERTVILLE | 85302005 | 4 | JERSEY SOLAR, LLC | JCP&L | No | Complete | 2004-11-19 | 2005-03-17 | N/A | 2005-07-01
BPU-0742 | CORE Solar | GABEL | GABEL PROPERTIES, LLC | 5.52 | 29946 | Commercial |  | HIGHLAND PARK | 8904 | 11 | SUN FARM NETWORK | PSE&G BPU | No | Complete | 2004-11-19 | 2005-01-05 | N/A | 2005-02-02
BPU-0743 | CORE Solar | SMITH |  | 9.76 | 53680 | Residential |  | JACKSON | 8527 | 18 | TRINITY HEATING AND AIR | JCP&L | No | Complete | 2004-11-19 | 2005-02-09 | N/A | 2005-04-21
BPU-0744 | CORE Solar | TRASENTE | BOROUGH OF HIGHLAND PARK | 6.012 | 33066 | Government Facility |  | HIGHLAND PARK | 8904 | 11 | PRIME ENERGY SERVICES | PSE&G BPU | No | Complete | 2004-11-19 | 2005-05-12 | N/A | 2005-08-05
BPU-0745 | CORE Solar | BOGGAVARAPU |  | 10.02 | 55000 | Residential |  | MARLBORO | 7746 | 17 | GEOGENIX | JCP&L | No | Complete | 2004-11-19 | 2005-03-24 | N/A | 2005-06-03
BPU-0746 | CORE Solar | GOLDSCHMIDT |  | 5.92 | 32450 | Residential |  | PENNINGTON | 8534 | 12 | AKEENA SOLAR, INC. | PSE&G BPU | No | Complete | 2004-11-19 | 2005-06-14 | N/A | 2005-10-07
BPU-0747 | CORE Solar | JONES |  | 9.45 | 51975 | Residential |  | SKILLMAN | 8558 | 5 | ADVANCED SOLAR PRODUCTS, INC. | PSE&G BPU | No | Complete | 2004-11-19 | 2005-03-17 | N/A | 2005-04-20
BPU-0748 | CORE Solar | STEVENS |  | 3.675 | 18650.1 | Residential |  | LEBANON | 8833 | 4 | JERSEY SOLAR, LLC | JCP&L | No | Complete | 2004-11-19 | 2005-04-22 | N/A | 2005-06-03
BPU-0749 | CORE Solar | MERINOFF |  | 5.52 | 30360 | Residential |  | HAWORTH | 7641 | 7 | SUN FARM NETWORK | PSE&G BPU | No | Complete | 2004-11-19 | 2005-02-10 | N/A | 2005-04-12
BPU-0750 | CORE Solar | GARDNER |  | 7.35 | 40425 | Residential |  | RINGOES | 8551 | 4 | ADVANCED SOLAR PRODUCTS, INC. | JCP&L | No | Complete | 2004-11-23 | 2005-03-17 | N/A | 2005-04-20
BPU-0751 | CORE Solar | SHEENAN |  | 9.8 | 49700 | Residential |  | RINGOES | 8551 | 4 | ADVANCED SOLAR PRODUCTS, INC. | JCP&L | No | Complete | 2004-11-19 | 2004-12-03 | N/A | 2004-12-30
BPU-0752 | CORE Solar | BUCKLEY | STAPLES | 118.32 | 450678 | Commercial |  | ENGLEWOOD | 7831 | 2 | BP SOLAR INTERNATIONAL | PSE&G BPU | No | Complete | 2004-11-19 | 2005-12-23 | N/A | 2006-05-11
BPU-0753 | CORE Solar | MCCULLOCH |  | 9.9 | 54450 | Residential |  | MORRISTOWN | 7960 | 3 | ECOLOGICAL SYSTEMS-MANALAPAN | JCP&L | No | Complete | 2004-11-19 | 2005-06-22 | N/A | 2005-08-18
BPU-0754 | CORE Solar | MENAKAVA |  | 9.86 | 53111.45 | Residential |  | SOMERSET | 8873 | 5 | ABSOLUTELY ENERGIZED SOLAR, LLC | PSE&G BPU | No | Complete | 2004-11-19 | 2005-05-12 | N/A | 2005-06-17
BPU-0755 | CORE Solar | NEILD |  | 5.678 | 30803.5 | Residential |  | MERCHANTVILLE | 8109 | 14 | NJ SOLAR POWER, LLC | PSE&G BPU | No | Complete | 2004-11-19 | 2005-05-18 | N/A | 2005-07-01
BPU-0757 | CORE Solar | DENNIS |  | 7.854 | 43157.8 | Residential |  | WHITING | 8759 | 18 | NJ SOLAR POWER, LLC | JCP&L | No | Complete | 2004-11-30 | 2005-06-23 | N/A | 2005-08-23
BPU-0758 | CORE Solar | WEINBERGER |  | 3.85 | 21175 | Residential |  | CAPE MAY | 8204 | 21 | MERCURY SOLAR SYSTEMS | Conectiv | No | Complete | 2004-12-03 | 2005-07-21 | N/A | 2005-09-19
BPU-0759 | CORE Solar | TEES |  | 10.02 | 54945 | Residential |  | CAPE MAY | 8204 | 21 | MERCURY SOLAR SYSTEMS | Conectiv | No | Complete | 2004-11-30 | 2005-03-16 | N/A | 2005-04-20
BPU-0761 | CORE Solar | SOCKOLOF |  | 9.88 | 54340 | Residential |  | LEBANON TOWNSHIP | 8833 | 4 | SOLAR ENERGY SYSTEMS, INC. | JCP&L | No | Complete | 2004-11-30 | 2005-10-06 | N/A | 2005-12-20
BPU-0764 | CORE Solar | DERUOSI |  | 8.64 | 47520 | Residential |  | PRINCETON | 8540 | 12 | PIE SOLAR | PSE&G BPU | No | Complete | 2004-11-30 | 2005-03-22 | N/A | 2005-05-03
BPU-0765 | CORE Solar | WALTER |  | 9.92 | 54560 | Residential |  | FLEMINGTON | 8822 | 4 | 1ST LIGHT ENERGY, INC. | JCP&L | No | Complete | 2004-11-30 | 2005-04-06 | N/A | 2005-06-03
BPU-0766 | CORE Solar | KRUM |  | 10.2 | 47430 | Residential |  | PISCATAWAY | 8854 | 11 | SELF INSTALL | PSE&G BPU | No | Complete | 2004-11-30 | 2005-07-19 | N/A | 2005-09-19
BPU-0767 | CORE Solar | PRUNEAU | K&K LAND ENTERPRISES | 10.02 | 46750 | Commercial |  | SOUTH PLAINFIELD | 7080 | 11 | SELF INSTALL | PSE&G BPU | No | Complete | 2004-12-02 | 2005-11-10 | N/A | 2006-02-21
BPU-0768 | CORE Solar | CABANOS |  | 6.3 | 34650 | Residential |  | PEMBERTON | 8068 | 13 | MERCURY SOLAR SYSTEMS | Pemberton | No | Complete | 2004-11-30 | 2005-12-13 | N/A | 2006-02-21
BPU-0769 | CORE Solar | PANZINO |  | 8.67 | 47641 | Residential |  | RUTHERFORD | 7070 | 7 | ABSOLUTELY ENERGIZED SOLAR, LLC | PSE&G BPU | No | Complete | 2004-11-30 | 2005-07-20 | N/A | 2005-09-26
BPU-0770 | CORE Solar | GIBSON |  | 8.88 | 42663.6 | Residential |  | BLAIRSTOWN | 7825 | 2 | AKEENA SOLAR, INC. | JCP&L | No | Complete | 2004-11-30 | 2005-06-10 | N/A | 2005-09-26
BPU-0771 | CORE Solar | SORSCH |  | 10.02 | 55000 | Residential |  | EDISON | 8837 | 11 | GEOGENIX | PSE&G BPU | No | Complete | 2004-11-30 | 2005-06-27 | N/A | 2005-08-23
BPU-0772 | CORE Solar | RALPH |  | 8.925 | 49087.5 | Residential |  | CLARKSBURG | 8510 | 17 | SOLAR ENERGY SYSTEMS, INC. | JCP&L | No | Complete | 2004-12-01 | 2005-07-29 | N/A | 2005-11-23
BPU-0773 | CORE Solar | PFINGST |  | 4.62 | 25410 | Residential |  | RINGOES | 8551 | 4 | MAK TECHNOLOGIES | JCP&L | No | Complete | 2004-12-06 | 2005-03-17 | N/A | 2005-04-20
BPU-0774 | CORE Solar | GRILLO |  | 9.9 | 54450 | Residential |  | FRENCHTOWN | 8825 | 4 | MAK TECHNOLOGIES | JCP&L | No | Complete | 2004-12-06 | 2005-08-04 | N/A | 2005-09-19
BPU-0775 | CORE Solar | TEMPLE |  | 4.995 | 26748.91 | Residential |  | MYSTIC ISLANDS | 80871118 | 18 | TESMAN ELECTRIC | Conectiv | No | Complete | 2004-12-06 | 2005-05-11 | N/A | 2005-07-14
BPU-0777 | CORE Solar | COOK |  | 9.6 | 52800 | Residential |  | LAMBERTVILLE | 8530 | 4 | ABSOLUTELY ENERGIZED SOLAR, LLC | JCP&L | No | Complete | 2004-12-06 | 2005-06-28 | N/A | 2005-08-23
BPU-0781 | CORE Solar | SMITH |  | 2.805 | 15400 | Residential |  | GALLOWAY | 8205 | 19 | LBI SOLAR | Conectiv | No | Complete | 2004-12-07 | 2005-01-20 | N/A | 2005-03-24
BPU-0782 | CORE Solar | SHIELDS |  | 2.72 | 14960 | Residential |  | RINGWOOD | 7456 | 6 | ALTERNATE ENERGY & ECOLOGY COMPANY, INC. | JCP&L | No | Complete | 2004-12-07 | 2005-06-10 | N/A | 2005-09-13
BPU-0784 | CORE Solar | THRALL |  | 9.686 | 53273 | Residential |  | MATAWAN | 7747 | 17 | NJ SOLAR POWER, LLC | JCP&L | No | Complete | 2004-12-07 | 2005-06-09 | N/A | 2005-08-05
BPU-0785 | CORE Solar | MCKINNEY | CALVARY BAPTIST CHURCH | 49.64 | 213560 | Commercial |  | GARFIELD | 7026 | 7 | TRINITY HEATING AND AIR | PSE&G BPU | No | Complete | 2004-12-07 | 2006-06-21 | N/A | 2006-10-10
BPU-0787 | CORE Solar | STERN |  | 6.3 | 32628.4 | Residential |  | FLEMINTON | 8822 | 4 | JERSEY SOLAR, LLC | JCP&L | No | Complete | 2004-12-07 | 2005-03-24 | N/A | 2005-04-28
BPU-0789 | CORE Solar | MORESSA |  | 9.38 | 54285 | Residential |  | WATERFORD | 8089 | 14 | SOLAR SOLUTIONS LLC | Conectiv | No | Complete | 2004-12-09 | 2005-07-28 | N/A | 2005-11-04
BPU-0790 | CORE Solar | FARRY |  | 5.55 | 30525 | Residential |  | BRADLEY BEACH | 7720 | 17 | GEOGENIX | JCP&L | No | Complete | 2004-12-09 | 2005-04-06 | N/A | 2005-06-03
BPU-0791 | CORE Solar | BUNTING |  | 9.99 | 54945 | Residential |  | BRIDGETON | 8302 | 20 | MERCURY SOLAR SYSTEMS | Conectiv | No | Complete | 2004-12-09 | 2005-04-25 | N/A | 2005-06-03
BPU-0792 | CORE Solar | SHAW |  | 5.76 | 31680 | Residential |  | POINT PLEASANT | 8742 | 18 | TRINITY HEATING AND AIR | JCP&L | No | Complete | 2004-12-09 | 2005-02-10 | N/A | 2005-04-21
BPU-0793 | CORE Solar | BONGIORNO |  | 5.76 | 31680 | Residential |  | AVON BY THE SEA | 7717 | 17 | TRINITY HEATING AND AIR | JCP&L | No | Complete | 2004-12-09 | 2005-02-02 | N/A | 2005-04-12
BPU-0794 | CORE Solar | RUCKI |  | 5.76 | 31680 | Residential |  | JACKSON | 8527 | 18 | TRINITY HEATING AND AIR | JCP&L | No | Complete | 2004-12-09 | 2005-06-28 | N/A | 2005-08-23
BPU-0795 | CORE Solar | KRAFFT |  | 10.02 | 54964.98 | Residential |  | CAPE MAY COURT HOUSE | 8210 | 21 | MERCURY SOLAR SYSTEMS | Conectiv | No | Complete | 2004-12-09 | 2005-04-07 | N/A | 2005-06-17
BPU-0796 | CORE Solar | MAC GILLIS | GENESIS FARMS-OFFICE COMPLEX | 1.84 | 6532 | Farm |  | BLAIRSTOWN | 7825 | 2 | SUN FARM NETWORK | JCP&L | No | Complete | 2004-12-09 | 2004-12-15 | N/A | 2005-02-02
BPU-0798 | CORE Solar | KALLENBERG |  | 9.975 | 54862.5 | Residential |  | ALPINE | 7620 | 7 | JERSEY SOLAR, LLC | Orange & Rockland Elec | No | Complete | 2004-12-09 | 2005-04-21 | N/A | 2005-06-03
BPU-0799 | CORE Solar | MICHALKIEWICZ |  | 9.625 | 52937.5 | Residential |  | BRIDGETON | 8302 | 20 | SUNPOL LLC | Conectiv | No | Complete | 2004-12-09 | 2005-04-07 | N/A | 2005-08-23
BPU-0800 | CORE Solar | BITLER |  | 3.06 | 16830 | Residential |  | SOUTH HAMPTON | 80889169 | 13 | LBI SOLAR | PSE&G BPU | No | Complete | 2004-12-09 | 2005-01-20 | N/A | 2005-07-01
BPU-0802 | CORE Solar | CORRADI |  | 4.676 | 25367.3 | Residential |  | POINT PLEASANT BEACH | 8742 | 18 | NJ SOLAR POWER, LLC | JCP&L | No | Complete | 2004-12-10 | 2005-06-03 | N/A | 2005-08-05
BPU-0803 | CORE Solar | BERGMAN | TINDALL HOMES | 2.64 | 14000 | Commercial |  | MANSFIELD | 8022 | 13 | BALD EAGLE SOLAR TECHNOLOGY, LLC | PSE&G BPU | No | Complete | 2004-12-10 | 2005-06-03 | N/A | 2005-08-05
BPU-0804 | CORE Solar | WEINBERGER |  | 1.925 | 10587.5 | Residential |  | RIO GRANDE | 8242 | 21 | MERCURY SOLAR SYSTEMS | Conectiv | No | Complete | 2004-12-20 | 2005-03-16 | N/A | 2005-04-21
BPU-0806 | CORE Solar | ZAJACKOWSKI |  | 10.08 | 55000 | Residential |  | OLD BRIDGE | 8857 | 11 | TRINITY HEATING AND AIR | JCP&L | No | Complete | 2004-12-20 | 2005-08-24 | N/A | 2005-10-07
BPU-0807 | CORE Solar | KURTZ |  | 6.72 | 36960 | Residential |  | COLTS NECK | 7722 | 17 | TRINITY HEATING AND AIR | JCP&L | No | Complete | 2004-12-20 | 2005-03-15 | N/A | 2005-04-22
BPU-0808 | CORE Solar | ROBERTS | CHRISTOPHER'S FOREIGN CARS | 10.02 | 55000 | Commercial |  | OCEAN CITY | 8226 | 21 | MERCURY SOLAR SYSTEMS | Conectiv | No | Complete | 2004-12-20 | 2005-06-09 | N/A | 2005-10-07
BPU-0812 | CORE Solar | RUBULOTTA |  | 3.34 | 18370 | Residential |  | WEST LONG BRANCH | 7764 | 17 | GEOGENIX | JCP&L | No | Complete | 2004-12-20 | 2005-05-04 | N/A | 2005-07-01
BPU-0813 | CORE Solar | LLSOWSKI |  | 7 | 36260 | Residential |  | HOPEWELL TWP | 8560 | 12 | ADVANCED SOLAR PRODUCTS, INC. | PSE&G BPU | No | Complete | 2004-12-20 | 2005-03-17 | N/A | 2005-05-10
BPU-0816 | CORE Solar | FALK |  | 10.02 | 55000 | Residential |  | HAMBURG | 7419 | 1 | NJ SOLAR POWER, LLC | GPU BPU | No | Complete | 2004-12-20 | 2005-08-17 | N/A | 2005-09-30
BPU-0818 | CORE Solar | MORINO | NEWARK PUBLIC SCHOOLS, NEWARK SCIENCE PA | 31.68 | 250000 | School Public K-12 |  | NEWARK | 7103 | 9 | RCC ELECTRICAL | PSE&G BPU | No | Complete | 2004-10-06 | 2012-10-01 | 2012-11-21 | 2013-01-16
BPU-0819 | CORE Solar | FRANGIPANE | NEPTUNE TOWNSHIP BOARD OF EDUCATION | 30.24 | 245892.33 | School Public K-12 |  | NEPTUNE | 7753 | 17 | WORLDWATER CORP. | JCP&L | No | Complete | 2004-10-06 | 2009-04-01 | 2011-02-17 | 2011-05-31
BPU-0821 | CORE Solar | ECKERT |  | 7.875 | 43274 | Residential |  | PENNINGTON | 8534 | 12 | ADVANCED SOLAR PRODUCTS, INC. | PSE&G BPU | No | Complete | 2005-01-18 | 2005-08-05 | N/A | 2005-08-05
BPU-0823 | CORE Solar | HAWKINS |  | 7.7 | 42350 | Residential |  | MILLVILLE | 8332 | 20 | MERCURY SOLAR SYSTEMS | Conectiv | No | Complete | 2005-01-18 | 2005-05-25 | N/A | 2005-08-23
BPU-0827 | CORE Solar | BARDALL |  | 4.9 | 26950 | Residential |  | WEST CAPE MAY | 8204 | 21 | MERCURY SOLAR SYSTEMS | Conectiv | No | Complete | 2005-01-18 | 2005-05-18 | N/A | 2005-09-30
BPU-0828 | CORE Solar | ZAVAGLIA |  | 2.1 | 11375 | Residential |  | FLEMINGTON | 8822 | 4 | JERSEY SOLAR, LLC | JCP&L | No | Complete | 2005-01-18 | 2005-04-27 | N/A | 2005-06-17
BPU-0829 | CORE Solar | MCCONNON |  | 6.513 | 35821 | Residential |  | WHARTON LAKE SHAWNEE | 7885 | 3 | NJ SOLAR POWER, LLC | JCP&L | No | Complete | 2005-01-18 | 2005-06-13 | N/A | 2005-08-18
BPU-0831 | CORE Solar | DESCAR |  | 9.975 | 50622.6 | Residential |  | BRIDGETON | 8302 | 20 | JERSEY SOLAR, LLC | Conectiv | No | Complete | 2005-01-18 | 2005-05-03 | N/A | 2005-08-05
BPU-0832 | CORE Solar | MAKOFKA |  | 2.8 | 15262 | Residential |  | LEONARDO | 7737 | 17 | GEOGENIX | JCP&L | No | Complete | 2005-01-18 | 2005-06-22 | N/A | 2005-08-05
BPU-0834 | CORE Solar | PALAZZOLO |  | 10.098 | 55000 | Residential |  | COLTS NECK | 7722 | 17 | NJ SOLAR POWER, LLC | JCP&L | No | Complete | 2005-01-18 | 2005-08-03 | N/A | 2005-10-07
BPU-0836 | CORE Solar | WANKOFF |  | 8.4 | 41160 | Residential |  | HIGHTSTOWN | 8520 | 12 | JERSEY SOLAR, LLC | JCP&L | No | Complete | 2005-01-18 | 2005-06-29 | N/A | 2005-08-05
BPU-0837 | CORE Solar | SIBENI | BELMONT FENCE CO. | 70.56 | 297240 | Commercial |  | GARFIELD | 7026 | 7 | TRINITY HEATING AND AIR | PSE&G BPU | No | Complete | 2005-01-18 | 2005-06-27 | N/A | 2005-08-05
BPU-0838 | CORE Solar | DEPAOLA | PDP INC BENNETTS GARAGE | 9.76 | 53680 | Commercial |  | SPRING LAKE HEIGHTS | 7762 | 17 | TRINITY HEATING AND AIR | JCP&L | No | Complete | 2005-01-18 | 2005-03-15 | N/A | 2005-04-21
BPU-0840 | CORE Solar | MANICKARAJ |  | 9.88 | 54340 | Residential |  | PLAINSBORO TOWNSHIP | 8536 | 11 | GEOGENIX | PSE&G BPU | No | Complete | 2005-01-18 | 2005-09-21 | N/A | 2005-11-17
BPU-0841 | CORE Solar | MOUNTFORD |  | 18.24 | 79104 | Residential |  | NEWTON | 7860 | 1 | ADVANCED SOLAR PRODUCTS, INC. | JCP&L | No | Complete | 2005-01-18 | 2005-08-04 | N/A | 2005-12-05
BPU-0844 | CORE Solar | COCKRILL |  | 10.098 | 55000 | Residential |  | BRANDBURG | 8853 | 5 | NJ SOLAR POWER, LLC | JCP&L | No | Complete | 2005-01-04 | 2005-09-22 | N/A | 2005-11-23
BPU-0846 | CORE Solar | ZREBIC | ORAL AND MAXILLOFACIAL SURGERY | 9.24 | 50820 | Commercial |  | MERCERVILLE | 86191994 | 12 | SUN FARM NETWORK | PSE&G BPU | No | Complete | 2005-01-07 | 2005-05-13 | N/A | 2005-06-03
BPU-0848 | CORE Solar | HSU |  | 7.92 | 43160 | Residential |  | SOMERSET | 88732808 | 5 | SOLAR ENERGY SYSTEMS, INC. | PSE&G BPU | No | Complete | 2005-01-07 | 2005-12-09 | N/A | 2006-01-13
BPU-0849 | CORE Solar | WIGHTON |  | 5.76 | 31680 | Residential |  | WARREN | 7070 | 7 | ABSOLUTELY ENERGIZED SOLAR, LLC | JCP&L | No | Complete | 2005-01-07 | 2005-04-26 | N/A | 2005-06-03
BPU-0851 | CORE Solar | BURNETT |  | 2.145 | 11797.5 | Residential |  | LYNDHURST | 7071 | 7 | ALTERNATE ENERGY & ECOLOGY COMPANY, INC. | PSE&G BPU | No | Complete | 2005-01-07 | 2005-04-21 | N/A | 2005-06-03
BPU-0852 | CORE Solar | GALBRAITH-RYER |  | 5.775 | 28293.5 | Residential |  | HIGHTSTOWN | 8520 | 12 | JERSEY SOLAR, LLC | JCP&L | No | Complete | 2005-01-07 | 2005-06-03 | N/A | 2005-08-05
BPU-0854 | CORE Solar | MAGEE |  | 3.84 | 21100.8 | Residential |  | SOUTH AMBOY | 8879 | 11 | SEA BRIGHT SOLAR, LLC | JCP&L | No | Complete | 2005-01-10 | 2005-05-12 | N/A | 2005-06-17
BPU-0857 | CORE Solar | SULLIVAN |  | 7.35 | 40425 | Residential |  | PETERSBURG | 8270 | 21 | ANCHOR CONSTRUCTION ENTERPRISES, LLC | Conectiv | No | Complete | 2005-01-19 | 2005-12-01 | N/A | 2006-01-17
BPU-0860 | CORE Solar | WELLBROOK | DELK ROAD, INC | 7.682 | 40147.45 | Commercial |  | WATCHUNG | 7069 | 5 | AKEENA SOLAR, INC. | PSE&G BPU | No | Complete | 2005-01-19 | 2005-08-04 | N/A | 2005-11-23
BPU-0861 | CORE Solar | DUPPATLA |  | 7.35 | 34819.26 | Residential |  | EAST BRUNSWICK | 8816 | 11 | AKEENA SOLAR, INC. | PSE&G BPU | No | Complete | 2005-01-19 | 2005-08-09 | N/A | 2005-09-28
BPU-0862 | CORE Solar | BYRD | STEVENS INSTITUTE OF TECHNOLOGY | 124.44 | 466962 | University Private |  | HOBOKEN | 7030 | 8 | BP SOLAR INTERNATIONAL | PSE&G BPU | No | Complete | 2005-01-19 | 2006-08-10 | N/A | 2006-10-13
BPU-0864 | CORE Solar | MOLINA |  | 4.509 | 23897.7 | Residential |  | WANAQUE | 7465 | 6 | AKEENA SOLAR, INC. | JCP&L | No | Complete | 2005-01-19 | 2006-01-17 | N/A | 2006-07-31
BPU-0865 | CORE Solar | DIGIACOMO |  | 10.02 | 55000 | Residential |  | FREEHOLD | 77288042 | 17 | GEOGENIX | JCP&L | No | Complete | 2005-01-19 | 2005-06-16 | N/A | 2005-08-05
BPU-0866 | CORE Solar | WARD |  | 9.9 | 53900 | Residential |  | EAST AMWELL | 8551 | 4 | MAK TECHNOLOGIES | JCP&L | No | Complete | 2005-01-20 | 2005-06-10 | N/A | 2005-08-05
BPU-0867 | CORE Solar | SWITZLER |  | 9.9 | 54450 | Residential |  | SERGEANTSVILLE | 8557 | 4 | MAK TECHNOLOGIES | JCP&L | No | Complete | 2005-01-20 | 2005-04-27 | N/A | 2005-07-01
BPU-0869 | CORE Solar | RITCHIE |  | 8.28 | 45540 | Residential |  | NEWTON | 7860 | 1 | SUN FARM NETWORK | JCP&L | No | Complete | 2005-01-25 | 2005-04-07 | N/A | 2005-04-28
BPU-0870 | CORE Solar | HANNA |  | 7.7 | 42350 | Residential |  | MILMAY | 8340 | 19 | MERCURY SOLAR SYSTEMS | Conectiv | No | Complete | 2005-01-25 | 2005-05-25 | N/A | 2005-09-13
BPU-0871 | CORE Solar | PROUT | PROUT FUNERAL HOME | 41.92 | 84600 | Commercial |  | VERONA | 7044 | 9 | ABSOLUTELY ENERGIZED SOLAR, LLC | PSE&G BPU | No | Complete | 2005-01-26 | 2005-09-14 | N/A | 2006-02-21
BPU-0872 | CORE Solar | CHENITZ |  | 7.98 | 43890 | Residential |  | SUMMIT | 7760 | 17 | GEOGENIX | JCP&L | No | Complete | 2005-01-26 | 2005-07-20 | N/A | 2005-09-26
BPU-0875 | CORE Solar | TRIGG |  | 23.76 | 110040 | Residential |  | HARDWICK | 7825 | 2 | SUN FARM NETWORK | JCP&L | No | Complete | 2005-01-26 | 2005-05-20 | N/A | 2005-08-05
BPU-0876 | CORE Solar | MEDEIROS |  | 5.25 | 28875 | Residential |  | FRANKLINVILLE | 8332 | 20 | MERCURY SOLAR SYSTEMS | Conectiv | No | Complete | 2005-01-26 | 2005-05-03 | N/A | 2005-06-03
BPU-0879 | CORE Solar | NAIMOLI |  | 2.8 | 15400 | Residential |  | DEL HAVEN | 8251 | 21 | MERCURY SOLAR SYSTEMS | Conectiv | No | Complete | 2005-01-26 | 2005-08-02 | N/A | 2005-08-23
BPU-0882 | CORE Solar | TAIT |  | 8.64 | 47520 | Residential |  | BEACH HAVEN | 8008 | 18 | TRINITY HEATING AND AIR | Conectiv | No | Complete | 2005-01-26 | 2005-03-25 | N/A | 2005-04-21
BPU-0883 | CORE Solar | DEVRIES |  | 7.68 | 42240 | Residential |  | MILLTOWN | 8850 | 11 | TRINITY HEATING AND AIR | Boro of Milltown Elec | No | Complete | 2005-01-26 | 2005-03-16 | N/A | 2005-08-05
BPU-0884 | CORE Solar | COHEN |  | 8.16 | 44880 | Residential |  | MANALAPAN | 7726 | 17 | TRINITY HEATING AND AIR | JCP&L | No | Complete | 2005-01-26 | 2005-05-04 | N/A | 2005-06-03
BPU-0885 | CORE Solar | EVERETT |  | 4.9 | 25170 | Residential |  | PITMAN | 8071 | 15 | SYSTEMS OF APOLLO, LLC | Conectiv | No | Complete | 2005-01-26 | 2005-11-17 | N/A | 2006-05-24
BPU-0889 | CORE Solar | KIRSTEIN |  | 6.65 | 36575 | Residential |  | LOVELADIES | 8008 | 18 | LBI SOLAR | Conectiv | No | Complete | 2005-01-26 | 2005-07-14 | N/A | 2006-02-21
BPU-0891 | CORE Solar | NAPOLITANO |  | 6.4 | 35200 | Residential |  | HOWELL | 7731 | 17 | TRINITY HEATING AND AIR | JCP&L | No | Complete | 2005-02-01 | 2005-03-15 | N/A | 2005-04-21
BPU-0892 | CORE Solar | BAKER |  | 4.8 | 26400 | Residential |  | SPRING LAKES HEIGHTS | 7762 | 17 | TRINITY HEATING AND AIR | JCP&L | No | Complete | 2005-02-01 | 2005-03-15 | N/A | 2005-04-21
BPU-0893 | CORE Solar | CLERICO | CARRIAGE FARM LLC | 9.45 | 50085 | Farm |  | HILLSBOROUGH | 8844 | 5 | ADVANCED SOLAR PRODUCTS, INC. | PSE&G BPU | No | Complete | 2005-02-01 | 2005-09-08 | N/A | 2006-04-28
BPU-0894 | CORE Solar | HAVRAN |  | 3.5 | 19250 | Residential |  | FLEMINGTON | 8822 | 4 | ADVANCED SOLAR PRODUCTS, INC. | PSE&G BPU | No | Complete | 2005-02-01 | 2005-03-24 | N/A | 2005-06-17
BPU-0896 | CORE Solar | THUMHART | HOLY TRINITY LUTHERAN CHURCH | 16.524 | 79315.2 | Non Profit |  | BRANT BEACH | 8008 | 18 | SUN FARM NETWORK | Conectiv | No | Complete | 2005-02-01 | 2005-07-20 | N/A | 2005-10-07
BPU-0897 | CORE Solar | DOTY |  | 3.74 | 20570 | Residential |  | WASHINGTON | 7882 | 2 | SUN FARM NETWORK | JCP&L | No | Complete | 2005-02-01 | 2005-09-22 | N/A | 2005-09-22
BPU-0898 | CORE Solar | SZCZESNY |  | 6.555 | 36052.5 | Residential |  | WANTAGE | 7461 | 1 | SUN FARM NETWORK | JCP&L | No | Complete | 2005-02-01 | 2005-03-24 | N/A | 2005-04-21
BPU-0899 | CORE Solar | CANACE |  | 10.56 | 55440 | Residential |  | BLAIRSTOWN | 7825 | 2 | SUN FARM NETWORK | JCP&L | No | Complete | 2005-02-01 | 2005-05-20 | N/A | 2005-06-24
BPU-0901 | CORE Solar | PENG |  | 6.8 | 37400 | Residential |  | PISCATAWAY | 8854 | 11 | ABSOLUTELY ENERGIZED SOLAR, LLC | PSE&G BPU | No | Complete | 2005-02-01 | 2005-05-12 | N/A | 2005-07-07
BPU-0903 | CORE Solar | KEEGAN |  | 8.745 | 48097.5 | Residential |  | KINGWOOD TOWNSHIP | 8825 | 4 | MAK TECHNOLOGIES | JCP&L | No | Complete | 2005-02-01 | 2005-04-13 | N/A | 2005-06-03
BPU-0904 | CORE Solar | STRAUSS | APPLIED WATER MANAGEMENT | 9.45 | 50078 | Commercial |  | HILLSBOROUGH | 8844 | 5 | ADVANCED SOLAR PRODUCTS, INC. | PSE&G BPU | No | Complete | 2005-02-01 | 2005-09-08 | N/A | 2006-04-25
BPU-0907 | CORE Solar | SAY | SURE REHAB | 7.41 | 40755 | Commercial |  | BARNEGAT LIGHT | 8006 | 18 | LBI SOLAR | Conectiv | No | Complete | 2005-02-01 | 2005-07-14 | N/A | 2005-11-17
BPU-0908 | CORE Solar | HUMPHREYS | SPRINGER'S HOMEMADE ICE CREAM, LTD | 6.3 | 34650 | Commercial |  | STONE HARBOR | 8247 | 21 | MERCURY SOLAR SYSTEMS | Conectiv | No | Complete | 2005-02-01 | 2005-08-18 | N/A | 2005-11-23
BPU-0909 | CORE Solar | AUGUSTINE |  | 9.975 | 54862.5 | Residential |  | FRENCHTOWN | 8825 | 4 | NJ SOLAR POWER, LLC | JCP&L | No | Complete | 2005-02-15 | 2005-05-20 | N/A | 2005-07-01
BPU-0911 | CORE Solar | STOTT |  | 3.52 | 19360 | Residential |  | ENGLEWOOD | 7631 | 7 | 1ST LIGHT ENERGY, INC. | PSE&G BPU | No | Complete | 2005-02-15 | 2005-06-14 | N/A | 2005-08-23
BPU-0919 | CORE Solar | FELLMAN |  | 19.584 | 93336 | Residential |  | BEDMINSTER | 7921 | 5 | SUN FARM NETWORK | JCP&L | No | Complete | 2005-02-15 | 2005-06-28 | N/A | 2005-08-05
BPU-0920 | CORE Solar | REMPUSHESKI |  | 5.76 | 31680 | Residential |  | MIDDLETOWN | 7748 | 17 | TRINITY HEATING AND AIR | JCP&L | No | Complete | 2005-02-15 | 2005-03-15 | N/A | 2005-04-28
BPU-0921 | CORE Solar | ABERLE |  | 10.521 | 55000 | Residential |  | MAHWAH | 7430 | 7 | NJ SOLAR POWER, LLC | Orange & Rockland Elec | No | Complete | 2005-02-15 | 2005-07-28 | N/A | 2006-02-21
BPU-0922 | CORE Solar | HENDRICKS |  | 3.15 | 16537.5 | Residential |  | LAMBERTVILLE | 8530 | 4 | JERSEY SOLAR, LLC | JCP&L | No | Complete | 2005-02-15 | 2005-06-10 | N/A | 2005-08-05
BPU-0923 | CORE Solar | JONES |  | 9.975 | 50622.6 | Residential |  | SEARGANTSVILLE | 8857 | 11 | JERSEY SOLAR, LLC | JCP&L | No | Complete | 2005-02-17 | 2005-06-14 | N/A | 2005-08-23
BPU-0925 | CORE Solar | VANWICKLE | VANWICKLE AUTO SERVICE, INC. | 9.76 | 53680 | Commercial |  | SPRING LAKE HEIGHTS | 7762 | 17 | TRINITY HEATING AND AIR | JCP&L | No | Complete | 2005-02-17 | 2005-03-24 | N/A | 2005-04-21
BPU-0926 | CORE Solar | FOSTER |  | 8.48 | 46597.6 | Residential |  | OCEAN | 7712 | 17 | SEA BRIGHT SOLAR, LLC | JCP&L | No | Complete | 2005-02-17 | 2005-06-03 | N/A | 2005-07-07
BPU-0928 | CORE Solar | KORBEL |  | 7.26 | 39893.7 | Residential |  | CALIFON | 7830 | 4 | MAK TECHNOLOGIES | JCP&L | No | Complete | 2005-02-17 | 2005-05-27 | N/A | 2005-07-07
BPU-0929 | CORE Solar | FERNANDEZ | NEW JERSEY STATE PARKS DEPARTMENT | 10.02 | 55000 | Government Facility |  | SEASIDE PARK | 8752 | 18 | GEOGENIX | JCP&L | No | Complete | 2005-02-22 | 2005-04-28 | N/A | 2005-07-07
BPU-0930 | CORE Solar | MORVILLE |  | 9.52 | 52360 | Residential |  | NEWTON | 7860 | 1 | NJ SOLAR POWER, LLC | JCP&L | No | Complete | 2005-02-23 | 2005-12-29 | N/A | 2006-04-04
BPU-0931 | CORE Solar | MALOOF |  | 5.28 | 29040 | Residential |  | SPARTA | 7871 | 1 | SUN FARM NETWORK | JCP&L | No | Complete | 2005-03-04 | 2005-08-25 | N/A | 2005-10-03
BPU-0932 | CORE Solar | YAFET |  | 2.85 | 15675 | Residential |  | SOUTH ORANGE | 7079 | 9 | SOLAR ENERGY SYSTEMS, INC. | PSE&G BPU | No | Complete | 2005-03-04 | 2006-01-17 | N/A | 2006-03-21
BPU-0933 | CORE Solar | HASSFELD |  | 9.86 | 54180.7 | Residential |  | OCEANPORT | 7757 | 17 | SEA BRIGHT SOLAR, LLC | JCP&L | No | Complete | 2005-03-04 | 2005-06-22 | N/A | 2005-08-05
BPU-0934 | CORE Solar | MOORE |  | 3.84 | 21120 | Residential |  | PT. PLEASANT | 8742 | 18 | TRINITY HEATING AND AIR | JCP&L | No | Complete | 2005-03-04 | 2005-04-26 | N/A | 2005-06-03
BPU-0935 | CORE Solar | LAROSKI |  | 9.76 | 53680 | Residential |  | MIDDLETOWN | 7701 | 17 | TRINITY HEATING AND AIR | JCP&L | No | Complete | 2005-03-04 | 2005-03-24 | N/A | 2005-04-28
BPU-0936 | CORE Solar | FEENEY |  | 9.76 | 53680 | Residential |  | MANAHAWKIN | 8050 | 18 | TRINITY HEATING AND AIR | Conectiv | No | Complete | 2005-03-04 | 2005-06-28 | N/A | 2005-08-05
BPU-0937 | CORE Solar | JONES |  | 9.975 | 54862.5 | Residential |  | VOORHEES | 8043 | 14 | SOLAR SOLUTIONS LLC | Conectiv | No | Complete | 2005-03-04 | 2006-01-12 | N/A | 2006-04-17
BPU-0938 | CORE Solar | RAYMOND |  | 6.012 | 33066 | Residential |  | ELMWOOD PARK | 7407 | 7 | NJ SOLAR POWER, LLC | PSE&G BPU | No | Complete | 2005-03-10 | 2005-07-20 | N/A | 2005-09-19
BPU-0939 | CORE Solar | TWEEDIE |  | 34.125 | 151500 | Residential |  | FAR HILLS | 7931 | 5 | NJ SOLAR POWER, LLC | JCP&L | No | Complete | 2005-03-04 | 2005-08-04 | N/A | 2005-10-07
BPU-0940 | CORE Solar | SCHMIDT |  | 9.686 | 53273 | Residential |  | FORKED RIVER | 8731 | 18 | NJ SOLAR POWER, LLC | JCP&L | No | Complete | 2005-03-04 | 2005-10-12 | N/A | 2005-12-29
BPU-0943 | CORE Solar | GIACOBBE | ASCENZA HOLISTIC WELLNESS CENTER | 14.688 | 73752 | Commercial |  | BLAIRSTOWN | 7825 | 2 | SUN FARM NETWORK | JCP&L | No | Complete | 2005-03-16 | 2005-11-02 | N/A | 2006-02-21
BPU-0944 | CORE Solar | BULTMAN |  | 7.92 | 43560 | Residential |  | HARDWICK | 7825 | 2 | SUN FARM NETWORK | JCP&L | No | Complete | 2005-03-16 | 2005-04-07 | N/A | 2005-04-28
BPU-0945 | CORE Solar | ANGELOU |  | 12.24 | 63960 | Residential |  | BLAIRSTOWN | 7825 | 2 | SUN FARM NETWORK | JCP&L | No | Complete | 2005-03-16 | 2005-06-27 | N/A | 2005-08-05
BPU-0946 | CORE Solar | VILLABON |  | 4.29 | 23595 | Residential |  | MINE HILL | 7803 | 3 | SUN FARM NETWORK | JCP&L | No | Complete | 2005-03-16 | 2005-12-02 | N/A | 2006-02-21
BPU-0948 | CORE Solar | SCHWEIDENBACK |  | 5.28 | 29040 | Residential |  | HIGH BRIDGE | 8829 | 4 | SUN FARM NETWORK | JCP&L | No | Complete | 2005-03-16 | 2005-07-20 | N/A | 2005-09-28
BPU-0949 | CORE Solar | DIXON |  | 6.65 | 33527.79 | Residential |  | LAKE HIAWATHA | 7034 | 3 | ADVANCED SOLAR PRODUCTS, INC. | JCP&L | No | Complete | 2005-03-16 | 2005-07-28 | N/A | 2005-12-21
BPU-0951 | CORE Solar | RAY |  | 9.92 | 54510.4 | Residential |  | LINCROFT | 7738 | 17 | SEA BRIGHT SOLAR, LLC | JCP&L | No | Complete | 2005-03-16 | 2005-06-28 | N/A | 2005-08-05
BPU-0952 | CORE Solar | LEWKOWICZ |  | 9.735 | 53542.5 | Residential |  | WEST LONG BRANCH | 7764 | 17 | ECOLOGICAL SYSTEMS-MANALAPAN | JCP&L | No | Complete | 2005-03-21 | 2005-12-23 | N/A | 2006-02-21
BPU-0953 | CORE Solar | GIBBS |  | 8.36 | 45980 | Residential |  | BARNEGAT LIGHT | 8006 | 18 | LBI SOLAR | Conectiv | No | Complete | 2005-03-21 | 2005-06-08 | N/A | 2005-08-23
BPU-0955 | CORE Solar | IPECKI |  | 9.12 | 50160 | Residential |  | PARAMUS | 7652 | 7 | TRINITY HEATING AND AIR | PSE&G BPU | No | Complete | 2005-03-21 | 2005-05-17 | N/A | 2005-06-03
BPU-0957 | CORE Solar | ROCHE |  | 7.92 | 43560 | Residential |  | WANTAGE | 74613201 | 1 | SUN FARM NETWORK | JCP&L | No | Complete | 2005-03-21 | 2005-05-20 | N/A | 2005-07-07
BPU-0958 | CORE Solar | QUODOMINE |  | 7.31 | 40205 | Residential |  | INDEPENDENCE TOWNSHIP | 7840 | 2 | 1ST LIGHT ENERGY, INC. | JCP&L | No | Complete | 2005-03-22 | 2005-05-20 | N/A | 2005-07-07
BPU-0959 | CORE Solar | BHANGLEY |  | 8.16 | 44880 | Residential |  | MARLBORO | 7746 | 17 | TRINITY HEATING AND AIR | JCP&L | No | Complete | 2005-03-22 | 2005-06-03 | N/A | 2005-07-07
BPU-0963 | CORE Solar | GRABELL | ALUMINUM SHAPES | 500.038 | 1915011.4 | Commercial |  | DELAIR | 8110 | 14 | PPL ENERGY SERVICES HOLDINGS, LLC | PSE&G BPU | No | Complete | 2005-03-23 | 2006-06-27 | N/A | 2006-08-28
BPU-0964 | CORE Solar | BRZEZOWSKI | FERREIRA CONSTRUCTION | 223.3 | 877375 | Commercial |  | BRANCHBURG | 8876 | 5 | GEOGENIX | JCP&L | No | Complete | 2005-03-23 | 2006-07-06 | N/A | 2006-09-08
BPU-0965 | CORE Solar | THOMPSON |  | 7.04 | 38720 | Residential |  | MIDDLETOWN | 7701 | 17 | TRINITY HEATING AND AIR | JCP&L | No | Complete | 2005-03-23 | 2005-04-06 | N/A | 2005-06-03
BPU-0968 | CORE Solar | ELMALEH |  | 9.88 | 54340 | Residential |  | RINGOES | 8551 | 4 | GARDEN STATE ENERGY SERVICES, LLC | JCP&L | No | Complete | 2005-03-23 | 2005-11-10 | N/A | 2006-02-21
BPU-0969 | CORE Solar | VANSANT |  | 5.344 | 29392 | Residential |  | SURF CITY | 8008 | 18 | NJ SOLAR POWER, LLC | Conectiv | No | Complete | 2005-03-30 | 2005-07-20 | N/A | 2005-09-19
BPU-0970 | CORE Solar | DIPRIZITO |  | 7.2 | 39600 | Residential |  | MARMORA | 8223 | 21 | MERCURY SOLAR SYSTEMS | Conectiv | No | Complete | 2005-03-30 | 2005-09-22 | N/A | 2005-11-17
BPU-0971 | CORE Solar | FRANKLIN |  | 7.014 | 38577 | Residential |  | BEACH HAVEN WEST | 8050 | 18 | NJ SOLAR POWER, LLC | Conectiv | No | Complete | 2005-03-30 | 2005-08-30 | N/A | 2005-09-28
BPU-0974 | CORE Solar | LINDSAY | SOMERSET MEDICAL CENTER | 5.76 | 31680 | Commercial |  | HILLSBOROUGH | 8844 | 5 | 1ST LIGHT ENERGY, INC. | PSE&G BPU | No | Complete | 2005-03-30 | 2005-12-28 | N/A | 2006-03-01
BPU-0975 | CORE Solar | LOGRASSO |  | 14.4 | 72600 | Residential |  | PARAMUS | 7675 | 7 | G.A. CLAUSS ELECTRIC | PSE&G BPU | No | Complete | 2005-03-30 | 2005-12-02 | N/A | 2006-02-21
BPU-0976 | CORE Solar | GROSICKI |  | 8.84 | 54230 | Residential |  | BRIDGEWATER | 8807 | 5 | 1ST LIGHT ENERGY, INC. | PSE&G BPU | No | Complete | 2005-03-30 | 2005-08-29 | N/A | 2005-10-03
BPU-0977 | CORE Solar | MEYLER |  | 9.9 | 53200 | Residential |  | BLOOMSBURY | 8804 | 4 | MAK TECHNOLOGIES | JCP&L | No | Complete | 2005-03-30 | 2005-10-13 | N/A | 2006-01-13
BPU-0978 | CORE Solar | DUGAN |  | 7.2 | 39600 | Residential |  | BELMAR | 7719 | 17 | ECOLOGICAL SYSTEMS-MANALAPAN | JCP&L | No | Complete | 2005-03-30 | 2005-12-14 | N/A | 2006-01-27
BPU-0979 | CORE Solar | TEVLETIDIS |  | 3.675 | 20212.5 | Residential |  | WOOD RIDGE | 7075 | 7 | 3RD ROCK SYSTEMS & TECHNOLOGIES, INC. | PSE&G BPU | No | Complete | 2005-03-30 | 2005-09-22 | N/A | 2005-12-05
BPU-0980 | CORE Solar | QUACKENBUSH | BROOKSIDE SCHOOL | 20.16 | 94800 | School Other |  | SEA GIRT | 8750 | 17 | GEOGENIX | JCP&L | No | Complete | 2005-03-30 | 2006-03-09 | N/A | 2006-05-11
BPU-0981 | CORE Solar | JASTRZEMBSKI |  | 9.76 | 53680 | Residential |  | MANALAPAN | 7726 | 17 | TRINITY HEATING AND AIR | JCP&L | No | Complete | 2005-03-31 | 2005-08-13 | N/A | 2005-09-28
BPU-0983 | CORE Solar | CRUM |  | 5.1 | 23205 | Residential |  | WARREN | 7059 | 5 | ABSOLUTELY ENERGIZED SOLAR, LLC | JCP&L | No | Complete | 2005-03-31 | 2005-05-13 | N/A | 2005-06-17
BPU-0984 | CORE Solar | KERSHULES |  | 6.84 | 37620 | Residential |  | WHITEHOUSE STATION | 8889 | 4 | SOLAR TECHNOLOGIES | JCP&L | No | Complete | 2005-03-31 | 2005-09-08 | N/A | 2005-11-04
BPU-0985 | CORE Solar | MOSKOWITZ |  | 6.84 | 37620 | Residential |  | TEANECK | 7666 | 7 | SOLAR TECHNOLOGIES | PSE&G BPU | No | Complete | 2005-03-31 | 2005-10-06 | N/A | 2005-12-29
BPU-0992 | CORE Solar | GALIK | D. R. HORTON | 19.372 | 86634 | Commercial |  | OLD BRIDGE | 8857 | 11 | AKEENA SOLAR, INC. | JCP&L | No | Complete | 2005-04-01 | 2006-09-14 | N/A | 2006-12-04
BPU-0998 | CORE Solar | DICHIO |  | 7.56 | 35035 | Residential |  | DENVILLE | 7834 | 3 | SOLAR TECHNOLOGIES | JCP&L | No | Complete | 2005-04-01 | 2005-07-20 | N/A | 2005-08-23
BPU-1001 | CORE Solar | CHISHOLM |  | 7.14 | 39270 | Residential |  | THOROFARE | 8086 | 15 | MERCURY SOLAR SYSTEMS | PSE&G BPU | No | Complete | 2005-04-05 | 2005-08-18 | N/A | 2005-11-04
BPU-1002 | CORE Solar | WATKINS | ST. ANTHONY'S ANTIOCHIAN ORTHODOX CHURCH | 15.18 | 75720 | Non Profit |  | BERGENFIELD | 7621 | 7 | SUN FARM NETWORK | PSE&G BPU | No | Complete | 2005-04-05 | 2005-11-22 | N/A | 2006-02-14
BPU-1005 | CORE Solar | LEBERSFELD |  | 10.56 | 54146.34 | Residential |  | SHORT HILLS | 7078 | 9 | AMERICAN ENERGY TECHNOLOGY | JCP&L | No | Complete | 2005-04-05 | 2006-01-05 | N/A | 2006-03-01
BPU-1007 | CORE Solar | HIGGINS |  | 1.98 | 9245.98 | Residential |  | TUCKAHOE | 8270 | 21 | SELF INSTALL | Conectiv | No | Complete | 2005-04-05 | 2006-01-13 | N/A | 2006-09-08
BPU-1009 | CORE Solar | LEE |  | 10.02 | 55110 | Residential |  | BRIDGETON | 8302 | 20 | SUNPOL LLC | Conectiv | No | Complete | 2005-04-05 | 2005-07-27 | N/A | 2005-09-22
BPU-1010 | CORE Solar | FRANCO |  | 7.35 | 36215.9 | Residential |  | ROCKAWAY | 7866 | 3 | AKEENA SOLAR, INC. | JCP&L | No | Complete | 2005-04-05 | 2005-06-10 | N/A | 2005-08-05
BPU-1011 | CORE Solar | HARRINGTON |  | 5.6 | 30800 | Residential |  | BAY HEAD | 8742 | 18 | AKEENA SOLAR, INC. | JCP&L | No | Complete | 2005-04-05 | 2005-09-28 | N/A | 2005-11-23
BPU-1012 | CORE Solar | HALT |  | 8.4 | 40225.95 | Residential |  | RIVERTON | 8077 | 13 | AKEENA SOLAR, INC. | PSE&G BPU | No | Complete | 2005-04-05 | 2005-10-20 | N/A | 2005-12-29
BPU-1013 | CORE Solar |  |  | 6.84 | 37620 | Residential |  | HOLMDEL | 7733 | 17 | GEOGENIX | JCP&L | No | Complete | 2005-04-05 | 2005-06-28 | N/A | 2005-08-23
BPU-1014 | CORE Solar | SCHULTS |  | 9.76 | 53680 | Residential |  | BEACH HAVEN WEST | 8050 | 18 | TRINITY HEATING AND AIR | Conectiv | No | Complete | 2005-04-05 | 2005-08-30 | N/A | 2005-09-28
BPU-1015 | CORE Solar | DAVIDSON |  | 3.15 | 17325 | Residential |  | BRIDGEWATER | 8807 | 5 | ADVANCED SOLAR PRODUCTS, INC. | PSE&G BPU | No | Complete | 2005-04-05 | 2005-06-28 | N/A | 2005-09-28
BPU-1016 | CORE Solar | PAGLIUCO |  | 3.795 | 20872.5 | Residential |  | TRANQUILITY | 7879 | 1 | SUN FARM NETWORK | JCP&L | No | Complete | 2005-04-08 | 2005-04-22 | N/A | 2005-06-03
BPU-1017 | CORE Solar | ARDUINI |  | 4.56 | 25080 | Residential |  | WHITEHOUSE STATION | 8889 | 4 | GEOGENIX | JCP&L | No | Complete | 2005-04-08 | 2005-06-22 | N/A | 2005-08-05
BPU-1019 | CORE Solar | SHAH |  | 4.2 | 17500 | Residential |  | CHERRY HILL | 80035145 | 14 | BP SOLAR INTERNATIONAL | PSE&G BPU | No | Complete | 2005-04-08 | 2005-09-13 | N/A | 2005-11-23
BPU-1020 | CORE Solar | DANIELS |  | 7.2 | 39600 | Residential |  | MANAHAWKIN | 8050 | 18 | TRINITY HEATING AND AIR | Conectiv | No | Complete | 2005-04-08 | 2005-06-08 | N/A | 2005-08-05
BPU-1021 | CORE Solar | HOLZLEIN |  | 4.59 | 25245 | Residential |  | JACKSON | 8527 | 18 | TRINITY HEATING AND AIR | JCP&L | No | Complete | 2005-04-08 | 2005-06-10 | N/A | 2005-07-07
BPU-1022 | CORE Solar | BARRY |  | 8.64 | 47520 | Residential |  | MAHWAH | 7430 | 7 | TRINITY HEATING AND AIR | Orange & Rockland Elec | No | Complete | 2005-04-08 | 2005-06-10 | N/A | 2005-08-02
BPU-1023 | CORE Solar | COLEMAN | MT. OLIVE BAPTIST CHURCH | 70.38 | 296520 | Commercial |  | HACKENSACK | 7009 | 9 | TRINITY HEATING AND AIR | PSE&G BPU | No | Complete | 2005-04-08 | 2006-02-10 | N/A | 2006-05-11
BPU-1025 | CORE Solar | SACHS |  | 5.12 | 28160 | Residential |  | LITTLE SILVER | 7739 | 17 | TRINITY HEATING AND AIR | JCP&L | No | Complete | 2005-04-08 | 2005-06-16 | N/A | 2005-08-18
BPU-1026 | CORE Solar | STECHNA |  | 3.8 | 20900 | Residential |  | CREAM RIDGE | 8514 | 17 | GEOGENIX | JCP&L | No | Complete | 2005-04-08 | 2005-09-07 | N/A | 2005-11-23
BPU-1027 | CORE Solar | YI |  | 10.03 | 53865 | Residential |  | WARREN | 7059 | 5 | ABSOLUTELY ENERGIZED SOLAR, LLC | PSE&G BPU | No | Complete | 2005-04-08 | 2005-06-13 | N/A | 2005-08-05
BPU-1028 | CORE Solar | WATKOWSKI | VALLEY NATIONAL BANK | 36.72 | 218456 | Commercial |  | WAYNE | 7470 | 6 | PFISTER MAINTENANCE, INC. | PSE&G BPU | No | Complete | 2005-04-12 | 2005-10-04 | N/A | 2006-01-27
BPU-1029 | CORE Solar | JOHNSON |  | 6.84 | 37620 | Residential |  | CEDAR RUN | 8092 | 18 | LBI SOLAR | Conectiv | No | Complete | 2005-04-12 | 2005-08-30 | N/A | 2005-09-28
BPU-1030 | CORE Solar | PASSERELLO |  | 10.03 | 55000 | Residential |  | FLEMINGTON | 8822 | 4 | ECOLOGICAL SYSTEMS-MANALAPAN | JCP&L | No | Complete | 2005-04-12 | 2005-10-17 | N/A | 2006-01-13
BPU-1031 | CORE Solar | FRENKEL |  | 10.02 | 55000 | Residential |  | FRANKLIN LAKE | 7417 | 7 | ECOLOGICAL SYSTEMS-MANALAPAN | Orange & Rockland Elec | No | Complete | 2005-04-12 | 2005-08-17 | N/A | 2005-10-03
BPU-1032 | CORE Solar | CZERWINSKI |  | 9.975 | 54862.5 | Residential |  | WHITING | 8757 | 18 | MERCURY SOLAR SYSTEMS | JCP&L | No | Complete | 2005-04-12 | 2005-07-13 | N/A | 2005-11-04
BPU-1033 | CORE Solar | PHILLIPS |  | 3.52 | 19360 | Residential |  | RIDGEWOOD | 7450 | 7 | ALTERNATE ENERGY & ECOLOGY COMPANY, INC. | PSE&G BPU | No | Complete | 2005-04-12 | 2005-07-20 | N/A | 2005-08-23
BPU-1034 | CORE Solar | KEILING |  | 5.28 | 29040 | Residential |  | BLAIRSTOWN | 7825 | 2 | SUN FARM NETWORK | JCP&L | No | Complete | 2005-04-12 | 2005-08-25 | N/A | 2005-10-03
BPU-1035 | CORE Solar | KEILING |  | 5.28 | 29040 | Residential |  | BLAIRSTOWN | 7825 | 2 | SUN FARM NETWORK | JCP&L | No | Complete | 2005-04-12 | 2005-10-03 | N/A | 2005-10-03
BPU-1036 | CORE Solar | CORNELLA |  | 10.56 | 55440 | Commercial |  | JOHNSONBURG | 7846 | 2 | SUN FARM NETWORK | JCP&L | No | Complete | 2005-04-12 | 2005-07-21 | N/A | 2005-08-25
BPU-1037 | CORE Solar | WOOD |  | 3.3 | 18150 | Residential |  | HOPEWELL | 8525 | 12 | SUN FARM NETWORK | PSE&G BPU | No | Complete | 2005-04-12 | 2005-07-21 | N/A | 2005-08-25
BPU-1038 | CORE Solar | BAKER | BACORP BUILDING GROUP, INC. | 9.75 | 53625 | Commercial |  | MANAHAWKIN | 8050 | 18 | LBI SOLAR | Conectiv | No | Complete | 2005-04-12 | 2005-12-02 | N/A | 2006-11-01
BPU-1039 | CORE Solar | VANPELT |  | 8.84 | 48620 | Residential |  | BRICK | 8724 | 18 | 1ST LIGHT ENERGY, INC. | JCP&L | No | Complete | 2005-04-12 | 2005-08-03 | N/A | 2005-09-22
BPU-1041 | CORE Solar | RAICS |  | 9.92 | 54560 | Residential |  | RINGOES | 8551 | 4 | 1ST LIGHT ENERGY, INC. | JCP&L | No | Complete | 2005-04-12 | 2005-11-21 | N/A | 2005-12-29
BPU-1042 | CORE Solar | CORMANEY |  | 8.8 | 39531.8 | Residential |  | MARLTON | 8053 | 13 | SELF INSTALL | Conectiv | No | Complete | 2005-04-12 | 2006-01-12 | N/A | 2006-07-31
BPU-1043 | CORE Solar | LONDRES | POLLUTION CONTROL FINANCING AUTHORITY OF | 500 | 1915000 | Government Facility |  | PENNSAUKEN | 8110 | 14 | PPL ENERGY SERVICES HOLDINGS, LLC | PSE&G BPU | No | Complete | 2005-04-25 | 2006-06-27 | N/A | 2006-12-06
BPU-1044 | CORE Solar | ANSELMO |  | 10 | 46750 | Residential |  | ENGLISHTOWN | 7726 | 17 | SELF INSTALL | JCP&L | No | Complete | 2005-04-25 | 2005-12-07 | N/A | 2006-02-21
BPU-1045 | CORE Solar | FARRUGIA |  | 5.28 | 29040 | Residential |  | PENNINGTON | 8534 | 12 | SUN FARM NETWORK | JCP&L | No | Complete | 2005-04-25 | 2006-01-27 | N/A | 2006-04-12
BPU-1046 | CORE Solar | JOHNSON |  | 1.76 | 9548 | Residential |  | ROCHELLE PARK | 7662 | 7 | SUN FARM NETWORK | PSE&G BPU | No | Complete | 2005-04-25 | 2005-10-26 | N/A | 2005-12-20
BPU-1047 | CORE Solar | ALLEN |  | 10.26 | 55000 | Residential |  | PORT REPUBLIC | 8241 | 19 | SELF INSTALL | Conectiv | No | Complete | 2005-04-25 | 2005-09-13 | N/A | 2006-01-27
BPU-1048 | CORE Solar | BATES | E. B. EXCAVATING | 9.88 | 54340 | Commercial |  | JACKSON | 8527 | 18 | LBI SOLAR | JCP&L | No | Complete | 2005-04-25 | 2005-07-21 | N/A | 2005-08-25
BPU-1049 | CORE Solar | BLOOMER |  | 6.65 | 36541 | Residential |  | RARITAN | 8869 | 5 | THE SOLAR CENTER, INC. | PSE&G BPU | No | Complete | 2005-04-25 | 2005-10-26 | N/A | 2006-02-21
BPU-1050 | CORE Solar | THOMPSON |  | 7.98 | 43890 | Residential |  | BLAIRSTOWN | 7825 | 2 | SOLAR TECHNOLOGIES | JCP&L | No | Complete | 2005-04-25 | 2005-01-22 | N/A | 2005-12-29
BPU-1051 | CORE Solar | RUSSELL |  | 9.5 | 52250 | Residential |  | MT. LAUREL | 8054 | 13 | SOLAR SOLUTIONS LLC | PSE&G BPU | No | Complete | 2005-04-25 | 2005-07-28 | N/A | 2005-08-25
BPU-1052 | CORE Solar | MARIE |  | 3.3 | 18150 | Residential |  | LITTLE FALLS | 7424 | 6 | MAK TECHNOLOGIES | PSE&G BPU | No | Complete | 2005-04-25 | 2005-06-13 | N/A | 2005-08-05
BPU-1053 | CORE Solar | SANCINITO |  | 6.3 | 31835.3 | Residential |  | TRENTON | 8611 | 12 | AKEENA SOLAR, INC. | PSE&G BPU | No | Complete | 2005-04-25 | 2005-10-18 | N/A | 2005-12-21
BPU-1054 | CORE Solar | CAMERON |  | 5.25 | 28658.7 | Residential |  | NEWTON | 7860 | 1 | AKEENA SOLAR, INC. | JCP&L | No | Complete | 2005-04-25 | 2005-07-21 | N/A | 2005-09-30
BPU-1055 | CORE Solar | TSANG |  | 9.45 | 51975 | Residential |  | BASKING RIDGE | 7920 | 5 | ADVANCED SOLAR PRODUCTS, INC. | JCP&L | No | Complete | 2005-04-25 | 2005-12-15 | N/A | 2006-01-27
BPU-1056 | CORE Solar | BALDACCHINI |  | 5.88 | 32340 | Residential |  | CAPE MAY | 8204 | 21 | MERCURY SOLAR SYSTEMS | Conectiv | No | Complete | 2005-04-25 | 2005-08-18 | N/A | 2005-11-04
BPU-1057 | CORE Solar | CHUNG |  | 10.03 | 55000 | Residential |  | LINCROFT | 7738 | 17 | TRINITY HEATING AND AIR | JCP&L | No | Complete | 2005-04-25 | 2005-06-22 | N/A | 2005-08-05
BPU-1058 | CORE Solar | RIBAS |  | 10.08 | 55000 | Residential |  | FREEHOLD | 7728 | 17 | TRINITY HEATING AND AIR | JCP&L | No | Complete | 2005-04-25 | 2005-06-03 | N/A | 2005-07-07
BPU-1059 | CORE Solar | MAKO |  | 10.03 | 55000 | Residential |  | WALL | 7719 | 17 | TRINITY HEATING AND AIR | JCP&L | No | Complete | 2005-04-25 | 2005-06-09 | N/A | 2005-08-05
BPU-1060 | CORE Solar | MOOTZ |  | 9.86 | 53680 | Residential |  | ENGLISHTOWN | 7726 | 17 | TRINITY HEATING AND AIR | JCP&L | No | Complete | 2005-04-25 | 2005-06-07 | N/A | 2005-09-28
BPU-1061 | CORE Solar | BEGONIA |  | 7.48 | 41140 | Residential |  | MANAHAWKIN | 8050 | 18 | TRINITY HEATING AND AIR | Conectiv | No | Complete | 2005-04-25 | 2005-06-08 | N/A | 2005-07-07
BPU-1063 | CORE Solar | MARCHESANO |  | 8.16 | 44880 | Residential |  | TUCKERTON | 8087 | 18 | TRINITY HEATING AND AIR | Conectiv | No | Complete | 2005-04-25 | 2005-06-17 | N/A | 2005-08-05
BPU-1064 | CORE Solar | DOVEY | ACUA | 283.95 | 1037000 | Government Facility |  | ATLANTIC CITY | 8401 | 19 | WORLDWATER/CONTI PARTNERSHIP | Conectiv | No | Complete | 2005-04-27 | 2006-05-03 | N/A | 2006-08-28
BPU-1069 | CORE Solar | MCNULTY | RIDGE AND VALLEY CHARTER SCHOOL | 21.12 | 99480 | School Other |  | BLAIRSTOWN | 7825 | 2 | SUN FARM NETWORK | JCP&L | No | Complete | 2005-04-27 | 2005-08-11 | N/A | 2005-09-22
BPU-1070 | CORE Solar | KACIREK |  | 3.74 | 20551.3 | Commercial |  | MATAWAN | 7747 | 17 | SEA BRIGHT SOLAR, LLC | JCP&L | No | Complete | 2005-04-27 | 2005-07-29 | N/A | 2005-09-13
BPU-1071 | CORE Solar | DRONNE |  | 10 | 55000 | Residential |  | HOLMDEL | 7733 | 17 | ABSOLUTELY ENERGIZED SOLAR, LLC | JCP&L | No | Complete | 2005-04-27 | 2005-08-11 | N/A | 2005-09-22
BPU-1072 | CORE Solar | MARGENAU |  | 6.05 | 33275 | Residential |  | TEWSKBURY | 8833 | 4 | SUN FARM NETWORK | JCP&L | No | Complete | 2005-04-27 | 2005-06-28 | N/A | 2005-08-05
BPU-1073 | CORE Solar | WOLF |  | 9.9 | 54450 | Residential |  | STOCKTON | 8559 | 4 | MAK TECHNOLOGIES | JCP&L | No | Complete | 2005-04-27 | 2005-12-29 | N/A | 2006-01-27
BPU-1074 | CORE Solar | WELLE |  | 4.76 | 26180 | Residential |  | BELMAR | 7719 | 17 | ECOLOGICAL SYSTEMS-MANALAPAN | JCP&L | No | Complete | 2005-04-27 | 2005-11-09 | N/A | 2006-02-21
BPU-1075 | CORE Solar | MURRAY |  | 7.014 | 38500 | Residential |  | MOUNT LAUREL | 8054 | 13 | ADVANCED BUILDING AND SOLAR | PSE&G BPU | No | Complete | 2005-04-27 | 2005-09-19 | N/A | 2005-09-19
BPU-1076 | CORE Solar | MCEVILY | INTERFAITH NEIGHBORS, INC. | 2.214 | 11623.5 | Non Profit |  | NEPTUNE | 7753 | 17 | JERSEY SOLAR, LLC | JCP&L | No | Complete | 2005-04-27 | 2005-06-16 | N/A | 2005-09-22
BPU-1077 | CORE Solar | VON HOFFMAN |  | 6 | 33000 | Residential |  | MONTCLAIR | 7042 | 9 | AKEENA SOLAR, INC. | PSE&G BPU | No | Complete | 2005-04-27 | 2005-08-25 | N/A | 2005-11-23
BPU-1078 | CORE Solar | STROBER |  | 9.88 | 54340 | Residential |  | STOCKTON | 8559 | 4 | MOTTA ELECTRIC, INC. | JCP&L | No | Complete | 2005-04-28 | 2005-06-29 | N/A | 2005-08-25
BPU-1079 | CORE Solar | BERTZ | 150 EDISON RD., LLC | 7 | 37800 | Commercial |  | LAKE HOPATCONG | 7849 | 3 | NU-TEK ROOF SYSTEMS, INC. | JCP&L | No | Complete | 2005-04-28 | 2005-12-09 | N/A | 2006-02-21
BPU-1080 | CORE Solar | CAVALCANTE | RIDGEHURST AUTO PARTS | 10.561 | 55000 | Commercial |  | LYNHURST | 7071 | 7 | TRINITY HEATING AND AIR | PSE&G BPU | No | Complete | 2005-05-02 | 2005-09-22 | N/A | 2005-12-05
BPU-1081 | CORE Solar | ANDERSON |  | 10.03 | 55000 | Residential |  | LONG BRANCH | 7740 | 17 | TRINITY HEATING AND AIR | JCP&L | No | Complete | 2005-05-02 | 2005-06-28 | N/A | 2005-08-05
BPU-1082 | CORE Solar | MADONNA |  | 6.12 | 33660 | Residential |  | SHIP BOTTOM | 8008 | 18 | TRINITY HEATING AND AIR | Conectiv | No | Complete | 2005-05-02 | 2005-08-18 | N/A | 2005-09-19
BPU-1083 | CORE Solar | LEBERSFELD | CAPITOL LIGHTING | 88.2 | 926500 | Commercial |  | EATONTOWN | 7724 | 17 | AMERICAN ENERGY TECHNOLOGY | JCP&L | No | Complete | 2005-05-02 | 2006-10-25 | N/A | 2006-12-29
BPU-1084 | CORE Solar | D'ALESSIO |  | 9.8 | 50820 | Residential |  | TOTOWA | 7512 | 6 | SOLAR TECHNOLOGIES | PSE&G BPU | No | Complete | 2005-05-02 | 2005-12-02 | N/A | 2006-02-21
BPU-1085 | CORE Solar | KERILLA |  | 8.55 | 47025 | Residential |  | PISCATAWAY | 8854 | 11 | SOLAR TECHNOLOGIES | PSE&G BPU | No | Complete | 2005-05-02 | 2005-09-21 | N/A | 2005-11-23
BPU-1086 | CORE Solar | STEINBERG |  | 8.96 | 49280 | Residential |  | PARSIPPANY | 7054 | 3 | SOLAR TECHNOLOGIES | JCP&L | No | Complete | 2005-05-03 | 2005-10-06 | N/A | 2005-12-05
BPU-1087 | CORE Solar | SEPPY |  | 5.6 | 30800 | Residential |  | CAPE MAY COURT HOUSE | 8210 | 21 | MERCURY SOLAR SYSTEMS | Conectiv | No | Complete | 2005-05-03 | 2005-10-27 | N/A | 2005-12-05
BPU-1088 | CORE Solar | CARTWRIGHT |  | 10.15 | 55000 | Residential |  | ANDOVER | 7821 | 1 | 1ST LIGHT ENERGY, INC. | JCP&L | No | Complete | 2005-05-03 | 2005-08-11 | N/A | 2006-04-12
BPU-1089 | CORE Solar | ABKEMEIER | JET AVIATION | 134.64 | 544900 | Commercial |  | TETERBORO | 7608 | 7 | DEERS | PSE&G BPU | No | Complete | 2005-05-03 | 2007-04-30 | N/A | 2007-06-27
BPU-1090 | CORE Solar | DRAGAN |  | 4.59 | 25222.05 | Residential |  | ABERDEEN | 7747 | 17 | SEA BRIGHT SOLAR, LLC | JCP&L | No | Complete | 2005-05-03 | 2006-01-18 | N/A | 2006-05-11
BPU-1091 | CORE Solar | ROBERGE |  | 6.125 | 33687.5 | Residential |  | CLIFFSIDE PARK | 7010 | 7 | TRINITY HEATING AND AIR | PSE&G BPU | No | Complete | 2005-05-03 | 2005-09-22 | N/A | 2005-11-17
BPU-1092 | CORE Solar | BURNSTEIN |  | 4.08 | 22440 | Residential |  | BRICK | 8724 | 18 | TRINITY HEATING AND AIR | JCP&L | No | Complete | 2005-05-03 | 2005-11-09 | N/A | 2005-12-29
BPU-1095 | CORE Solar | KLINE |  | 6.6 | 36410 | Residential |  | BLAIRSTOWN | 7825 | 2 | SUN FARM NETWORK | JCP&L | No | Complete | 2005-05-03 | 2005-06-10 | N/A | 2005-08-02
BPU-1096 | CORE Solar | BAILEY |  | 5.28 | 29040 | Residential |  | HARDWICK | 7825 | 2 | SUN FARM NETWORK | JCP&L | No | Complete | 2005-05-03 | 2005-07-21 | N/A | 2005-08-25
BPU-1097 | CORE Solar | SAY |  | 2.28 | 12540 | Residential |  | BARNEGAT LIGHT | 8006 | 18 | LBI SOLAR | Conectiv | No | Complete | 2005-05-12 | 2005-07-14 | N/A | 2005-11-17
BPU-1098 | CORE Solar | MOODEY |  | 3.96 | 20930 | Residential |  | HOPEWELL | 8525 | 12 | JERSEY SOLAR, LLC | PSE&G BPU | No | Complete | 2005-05-12 | 2005-06-28 | N/A | 2005-08-25
BPU-1099 | CORE Solar | BOYER | DAVID BOYER, LLC | 6.6 | 36300 | Commercial |  | HAMILTON | 8690 | 12 | 3RD ROCK SYSTEMS & TECHNOLOGIES, INC. | PSE&G BPU | No | Complete | 2005-05-12 | 2005-11-14 | N/A | 2006-04-17
BPU-1100 | CORE Solar | DWYER |  | 10.08 | 55000 | Residential |  | WHITING | 8759 | 18 | MERCURY SOLAR SYSTEMS | JCP&L | No | Complete | 2005-05-12 | 2005-09-13 | N/A | 2005-12-05
BPU-1101 | CORE Solar | KELLER |  | 5.125 | 28050 | Residential |  | JACKSON | 8527 | 18 | TRINITY HEATING AND AIR | JCP&L | No | Complete | 2005-05-12 | 2005-08-09 | N/A | 2005-09-28
BPU-1102 | CORE Solar | HOLZLEIN |  | 7.99 | 43491.91 | Residential |  | JACKSON | 8527 | 18 | TRINITY HEATING AND AIR | JCP&L | No | Complete | 2005-05-12 | 2005-08-11 | N/A | 2006-01-13
BPU-1103 | CORE Solar | ZOROJEW | RIVER LAND LLC | 9.975 | 49376.25 | Commercial |  | TOMS RIVER | 8753 | 18 | LBI SOLAR | JCP&L | No | Complete | 2005-05-16 | 2005-08-14 | N/A | 2006-07-31
BPU-1104 | CORE Solar | REYNOLDS |  | 7 | 38500 | Residential |  | SOUTHAMPTON | 8088 | 13 | LBI SOLAR | PSE&G BPU | No | Complete | 2005-05-19 | 2005-11-14 | N/A | 2006-12-06
BPU-1106 | CORE Solar | MOORE |  | 9.5 | 52250 | Residential |  | EGG HARBOR CITY | 8215 | 19 | J. A. WIG CONSTRUCTION AND ELECTRIC, LLC | Conectiv | No | Complete | 2005-05-19 | 2005-07-14 | N/A | 2005-08-25
BPU-1107 | CORE Solar | MAITA |  | 6.8 | 37366 | Residential |  | MONMOUTH BEACH | 7750 | 17 | SEA BRIGHT SOLAR, LLC | JCP&L | No | Complete | 2005-05-19 | 2005-07-29 | N/A | 2005-08-25
BPU-1108 | CORE Solar | WEILAND |  | 3.52 | 19360 | Residential |  | BLOOMFIELD | 7003 | 9 | 1ST LIGHT ENERGY, INC. | PSE&G BPU | No | Complete | 2005-05-19 | 2006-03-09 | N/A | 2006-05-18
BPU-1109 | CORE Solar | CHEATHAM |  | 9.018 | 45997.4 | Residential |  | SWEETWATER | 8037 | 19 | ADVANCED SOLAR PRODUCTS, INC. | Conectiv | No | Complete | 2005-05-19 | 2005-11-02 | N/A | 2006-02-21
BPU-1110 | CORE Solar | SMITH |  | 9.52 | 52360 | Residential |  | HAMPTON | 8827 | 4 | NJ SOLAR POWER, LLC | JCP&L | No | Complete | 2005-05-19 | 2005-10-06 | N/A | 2005-11-23
BPU-1111 | CORE Solar | EARLEY |  | 8.016 | 44088 | Residential |  | TOMS RIVER | 8757 | 18 | NJ SOLAR POWER, LLC | JCP&L | No | Complete | 2005-05-19 | 2005-11-02 | N/A | 2005-12-29
BPU-1114 | CORE Solar | EDWARDS |  | 8.016 | 44088 | Residential |  | LITTLE EGG HARBOR | 8087 | 18 | NJ SOLAR POWER, LLC | Conectiv | No | Complete | 2005-05-19 | 2005-08-30 | N/A | 2005-11-04
BPU-1115 | CORE Solar | DUNLAP |  | 1.19 | 6545 | Residential |  | OCEAN GROVE | 7756 | 17 | TRINITY HEATING AND AIR | JCP&L | No | Complete | 2005-05-19 | 2006-03-02 | N/A | 2006-05-18
BPU-1116 | CORE Solar | ROCHFORD |  | 10.03 | 55000 | Residential |  | WRIGHTSTOWN | 8562 | 13 | TRINITY HEATING AND AIR | JCP&L | No | Complete | 2005-05-19 | 2005-07-13 | N/A | 2005-08-05
BPU-1117 | CORE Solar | ANDERSON |  | 6.8 | 37400 | Residential |  | TOMS RIVER | 8757 | 18 | TRINITY HEATING AND AIR | JCP&L | No | Complete | 2005-05-19 | 2005-06-23 | N/A | 2005-08-05
BPU-1118 | CORE Solar | PETRO |  | 9.86 | 54230 | Residential |  | CHESTERFIELD | 8562 | 13 | TRINITY HEATING AND AIR | PSE&G BPU | No | Complete | 2005-05-19 | 2005-12-01 | N/A | 2005-12-29
BPU-1119 | CORE Solar | PATEL |  | 6.8 | 37400 | Residential |  | BORDENTOWN | 8505 | 13 | TRINITY HEATING AND AIR | PSE&G BPU | No | Complete | 2005-05-19 | 2005-06-28 | N/A | 2005-08-05
BPU-1120 | CORE Solar | YEPELLO |  | 10.03 | 55000 | Residential |  | HOWELL | 7731 | 17 | TRINITY HEATING AND AIR | JCP&L | No | Complete | 2005-05-19 | 2005-08-11 | N/A | 2005-09-19
BPU-1121 | CORE Solar | KEHOE |  | 3.4 | 18700 | Residential |  | SEA GIRT | 8750 | 17 | TRINITY HEATING AND AIR | JCP&L | No | Complete | 2005-05-19 | 2005-06-23 | N/A | 2005-08-05
BPU-1122 | CORE Solar | INSABELLA |  | 3.4 | 18700 | Residential |  | BRICK | 8724 | 18 | ALTERNATE ENERGY & ECOLOGY COMPANY, INC. | JCP&L | No | Complete | 2005-05-19 | 2005-11-09 | N/A | 2005-12-29
BPU-1126 | CORE Solar | FORBES |  | 3.006 | 14053.05 | Residential |  | RINGWOOD | 7456 | 6 | SELF INSTALL | Orange & Rockland Elec | No | Complete | 2005-05-25 | 2006-01-19 | N/A | 2006-04-12
BPU-1127 | CORE Solar | AGUERO |  | 9.9 | 48951 | Residential |  | COLUMBIA | 7832 | 2 | JERSEY SOLAR, LLC | JCP&L | No | Complete | 2005-05-25 | 2005-07-21 | N/A | 2005-11-23
BPU-1128 | CORE Solar | COOMBS |  | 0 | 53835.6 | Residential |  | BRIDGETON | 8302 | 20 | ABSOLUTELY ENERGIZED SOLAR, LLC | Conectiv | No | Complete | 2005-05-25 | 2005-07-27 | N/A | 2005-08-25
BPU-1129 | CORE Solar | MARRA |  | 3.04 | 16720 | Residential |  | BARNEGAT LIGHT | 8006 | 18 | LBI SOLAR | Conectiv | No | Complete | 2005-05-25 | 2005-06-08 | N/A | 2005-08-05
BPU-1130 | CORE Solar | CHIANESE | NEW JERSEY BUILDING AUTHORITY | 278.85 | 1085687.5 | Government Facility |  | WEST TRENTON | 8628 | 12 | SOLAR DESIGN ASSOCIATES | PSE&G BPU | No | Complete | 2005-06-01 | 2007-04-23 | N/A | 2007-06-27
BPU-1131 | CORE Solar | SWANSON |  | 10.098 | 54340 | Residential |  | RINGWOOD | 7456 | 6 | NJ SOLAR POWER, LLC | JCP&L | No | Complete | 2005-05-26 | 2005-09-22 | N/A | 2005-11-23
BPU-1132 | CORE Solar | CHESLOCK |  | 3.74 | 20570 | Residential |  | COLUMBIA | 7832 | 2 | 1ST LIGHT ENERGY, INC. | JCP&L | No | Complete | 2005-05-26 | 2005-08-23 | N/A | 2005-10-03
BPU-1133 | CORE Solar | HUSAIN |  | 2.64 | 14520 | Residential |  | COLUMBUS | 8022 | 13 | BALD EAGLE SOLAR TECHNOLOGY, LLC | PSE&G BPU | No | Complete | 2005-05-26 | 2005-08-02 | N/A | 2005-09-30
BPU-1134 | CORE Solar | HARE |  | 7.875 | 43135.75 | Residential |  | PRINCETON | 8540 | 12 | ADVANCED SOLAR PRODUCTS, INC. | PSE&G BPU | No | Complete | 2005-05-26 | 2005-08-25 | N/A | 2005-09-28
BPU-1135 | CORE Solar | MORGAN |  | 1.75 | 9625 | Residential |  | ABSECON | 8201 | 19 | MERCURY SOLAR SYSTEMS | Conectiv | No | Complete | 2005-05-26 | 2005-07-27 | N/A | 2005-09-19
BPU-1136 | CORE Solar | FUMO |  | 2.8 | 15400 | Residential |  | VENTNOR | 8406 | 19 | MERCURY SOLAR SYSTEMS | Conectiv | No | Complete | 2005-05-26 | 2005-10-13 | N/A | 2005-11-23
BPU-1137 | CORE Solar | HONG | DERMATOLOGIX, INC. | 8.82 | 48510 | Commercial |  | EGG HARBOR TOWNSHIP | 8234 | 19 | MERCURY SOLAR SYSTEMS | Conectiv | No | Complete | 2005-05-26 | 2005-10-28 | N/A | 2005-12-29
BPU-1138 | CORE Solar | DUBOIS |  | 7.56 | 41580 | Residential |  | BUENA | 8310 | 19 | MERCURY SOLAR SYSTEMS | Conectiv | No | Complete | 2005-05-26 | 2005-09-13 | N/A | 2005-11-04
BPU-1139 | CORE Solar | SMITH |  | 9.24 | 50420 | Residential |  | MILLVILLE | 8332 | 20 | MERCURY SOLAR SYSTEMS | Conectiv | No | Complete | 2005-05-26 | 2005-10-28 | N/A | 2005-12-05
BPU-1140 | CORE Solar | BYRD |  | 7.6 | 41800 | Residential |  | EGG HARBOR | 8234 | 19 | MERCURY SOLAR SYSTEMS | Conectiv | No | Complete | 2005-05-26 | 2005-09-13 | N/A | 2005-11-04
BPU-1141 | CORE Solar | RIGGS-ALLEN |  | 9.66 | 53130 | Residential |  | MAYS LANDING | 8330 | 19 | MERCURY SOLAR SYSTEMS | Conectiv | No | Complete | 2005-05-26 | 2005-09-13 | N/A | 2005-11-17
BPU-1142 | CORE Solar | LODER |  | 9.66 | 53130 | Residential |  | HAMMONTON | 8037 | 19 | MERCURY SOLAR SYSTEMS | Conectiv | No | Complete | 2005-05-26 | 2005-11-10 | N/A | 2006-02-21
BPU-1143 | CORE Solar | CIANFRANI |  | 8.8 | 48400 | Residential |  | MAYS LANDING | 8330 | 19 | MERCURY SOLAR SYSTEMS | Conectiv | No | Complete | 2005-05-26 | 2005-09-28 | N/A | 2005-12-29
BPU-1144 | CORE Solar | GUINEE |  | 10.08 | 54790 | Residential |  | FREEHOLD | 7728 | 17 | TRINITY HEATING AND AIR | JCP&L | No | Complete | 2005-05-26 | 2005-07-19 | N/A | 2006-01-13
BPU-1145 | CORE Solar | WALTMAN | STONY BROOK-MILLSTONE WATERSHED ASSOCIAT | 5.18 | 20720 | Commercial |  | PENNINGTON | 8534 | 12 | JERSEY SOLAR, LLC | PSE&G BPU | No | Complete | 2005-06-06 | 2006-02-27 | N/A | 2006-05-19
BPU-1146 | CORE Solar | REIMMER |  | 7.65 | 42075 | Residential |  | TOMS RIVER | 8753 | 18 | TRINITY HEATING AND AIR | JCP&L | No | Complete | 2005-05-26 | 2005-06-23 | N/A | 2005-09-28
BPU-1147 | CORE Solar | HILER |  | 9.18 | 50490 | Residential |  | BOONTON | 7005 | 3 | TRINITY HEATING AND AIR | JCP&L | No | Complete | 2005-05-26 | 2005-10-14 | N/A | 2005-11-23
BPU-1148 | CORE Solar | BARATTA JR. |  | 6.12 | 33000 | Residential |  | BRICK | 8723 | 18 | TRINITY HEATING AND AIR | JCP&L | No | Complete | 2005-05-26 | 2005-06-23 | N/A | 2005-09-22
BPU-1149 | CORE Solar | LANTZER-GOINGS |  | 4.725 | 25505.9 | Residential |  | CLINTON | 8809 | 4 | JERSEY SOLAR, LLC | JCP&L | No | Complete | 2005-06-02 | 2005-07-20 | N/A | 2005-09-19
BPU-1150 | CORE Solar | COX |  | 3.675 | 19293.4 | Residential |  | LAMBERTVILLE | 8530 | 4 | JERSEY SOLAR, LLC | JCP&L | No | Complete | 2005-06-02 | 2005-08-11 | N/A | 2005-11-17
BPU-1151 | CORE Solar | COLON-GONZALEZ |  | 8.4 | 46200 | Residential |  | HOPATCONG | 7843 | 1 | 1ST LIGHT ENERGY, INC. | JCP&L | No | Complete | 2005-06-02 | 2005-07-28 | N/A | 2006-03-01
BPU-1154 | CORE Solar | DIXON |  | 3.15 | 17325 | Residential |  | EAST ORANGE | 7017 | 9 | 1ST LIGHT ENERGY, INC. | PSE&G BPU | No | Complete | 2005-06-02 | 2005-08-25 | N/A | 2006-03-01
BPU-1155 | CORE Solar | OCONE |  | 5.7 | 31350 | Residential |  | SUMMIT | 7901 | 10 | GEOGENIX | JCP&L | No | Complete | 2005-06-03 | 2005-08-04 | N/A | 2005-09-22
BPU-1156 | CORE Solar | SALCEDO |  | 10.02 | 55000 | Residential |  | LONG VALLEY | 7853 | 3 | GEOGENIX | JCP&L | No | Complete | 2005-06-03 | 2005-08-25 | N/A | 2005-09-28
BPU-1157 | CORE Solar | GROVE |  | 4 | 21200 | Residential |  | GLASSBORO | 8028 | 15 | SYSTEMS OF APOLLO, LLC | Conectiv | No | Complete | 2005-06-17 | 2006-01-12 | N/A | 2006-05-11
BPU-1158 | CORE Solar | BRYSON |  | 9.86 | 51730 | Residential |  | ALLENTOWN | 8501 | 17 | CHOOSE GREEN ENERGY LLC | JCP&L | No | Complete | 2005-06-03 | 2005-09-07 | N/A | 2005-12-05
BPU-1159 | CORE Solar | MCGOLDRICK |  | 3.63 | 19965 | Residential |  | FLANDERS | 7836 | 3 | SUN FARM NETWORK | JCP&L | No | Complete | 2005-06-03 | 2005-09-01 | N/A | 2005-09-30
BPU-1160 | CORE Solar | WARSHAW | SISTERS OF ST. DOMINIC | 66.096 | 277603.2 | Non Profit |  | CALDWELL | 7006 | 9 | SUN FARM NETWORK | PSE&G BPU | No | Complete | 2005-06-03 | 2006-02-09 | N/A | 2006-04-17
BPU-1162 | CORE Solar | MAHONEY |  | 3.42 | 18810 | Residential |  | JERSEY CITY | 7302 | 8 | THE SOLAR CENTER, INC. | PSE&G BPU | No | Complete | 2005-06-03 | 2005-10-26 | N/A | 2005-12-29
BPU-1163 | CORE Solar | DAVENPORT |  | 9.88 | 54340 | Residential |  | WHARTON | 7885 | 3 | THE SOLAR CENTER, INC. | JCP&L | No | Complete | 2005-06-03 | 2005-10-06 | N/A | 2006-01-27
BPU-1164 | CORE Solar | SOOS |  | 4.1 | 22323.54 | Residential |  | ATCO | 8004 | 14 | AKEENA SOLAR, INC. | Conectiv | No | Complete | 2005-06-03 | 2005-10-13 | N/A | 2005-12-05
BPU-1165 | CORE Solar | MCKITISH |  | 9 | 49500 | Residential |  | WASHINGTON TOWNSHIP | 8690 | 12 | ABSOLUTELY ENERGIZED SOLAR, LLC | PSE&G BPU | No | Complete | 2005-06-06 | 2005-10-13 | N/A | 2005-11-23
BPU-1166 | CORE Solar | PAVIA |  | 3.4 | 18700 | Residential |  | BEACH HAVEN | 8008 | 18 | ABSOLUTELY ENERGIZED SOLAR, LLC | Conectiv | No | Complete | 2005-06-06 | 2005-08-03 | N/A | 2005-09-19
BPU-1168 | CORE Solar | BAUERSACHS |  | 9.9 | 53200 | Residential |  | FRENCHTOWN | 8825 | 4 | MAK TECHNOLOGIES | JCP&L | No | Complete | 2005-06-06 | 2005-06-28 | N/A | 2005-08-25
BPU-1171 | CORE Solar | CEDRON |  | 6.3 | 34650 | Residential |  | BERGENFIELD | 7621 | 7 | NJ SOLAR SOLUTIONS (THROUGH HOME DEPOT) | PSE&G BPU | No | Complete | 2005-06-08 | 2006-02-09 | N/A | 2006-04-25
BPU-1175 | CORE Solar | SCHMID | WALGREEN CO. | 63 | 267000 | Commercial |  | PLAINFIELD | 7062 | 10 | NVT LICENSES, LLC | PSE&G BPU | No | Complete | 2005-06-08 | 2007-04-23 | N/A | 2007-06-27
BPU-1177 | CORE Solar | SCHMID | WALGREEN CO. | 63 | 267000 | Commercial |  | GLENDORA | 8029 | 14 | NVT LICENSES, LLC | PSE&G BPU | No | Complete | 2005-06-08 | 2007-01-04 | N/A | 2007-05-03
BPU-1178 | CORE Solar | SCHMID | WALGREEN CO. | 63 | 267000 | Commercial |  | SOMERSET | 8873 | 5 | NVT LICENSES, LLC | PSE&G BPU | No | Complete | 2005-06-08 | 2007-01-04 | N/A | 2007-05-03
BPU-1179 | CORE Solar | SCHMID | WALGREEN CO. | 63 | 267000 | Commercial |  | MAGNOLIA | 8049 | 14 | NVT LICENSES, LLC | PSE&G BPU | No | Complete | 2005-06-08 | 2007-04-23 | N/A | 2007-06-27
BPU-1180 | CORE Solar | SCHMID | WALGREEN CO. | 63 | 267000 | Commercial |  | BOUND BROOK | 8805 | 5 | NVT LICENSES, LLC | PSE&G BPU | No | Complete | 2005-06-08 | 2007-04-23 | N/A | 2007-08-01
BPU-1181 | CORE Solar | GLEASON |  | 3.74 | 20570 | Residential |  | SO. TOMS RIVER | 8757 | 18 | TRINITY HEATING AND AIR | JCP&L | No | Complete | 2005-06-08 | 2005-08-03 | N/A | 2005-09-13
BPU-1182 | CORE Solar | SARRO |  | 10.03 | 55000 | Residential |  | POINT PLEASANT | 8742 | 18 | TRINITY HEATING AND AIR | JCP&L | No | Complete | 2005-06-08 | 2005-08-31 | N/A | 2005-09-30
BPU-1183 | CORE Solar | ROCHFORD |  | 5.61 | 30854.6 | Residential |  | PARADISE COVE | 8087 | 18 | TRINITY HEATING AND AIR | Conectiv | No | Complete | 2005-06-08 | 2005-07-08 | N/A | 2005-08-25
BPU-1184 | CORE Solar | CHANG |  | 9.12 | 50160 | Residential |  | FRANKLIN PARK | 8823 | 5 | GEOGENIX | PSE&G BPU | No | Complete | 2005-06-16 | 2005-08-11 | N/A | 2005-09-26
BPU-1185 | CORE Solar | BECKER |  | 9.975 | 48877.5 | Residential |  | CALIFON | 7830 | 4 | JERSEY SOLAR, LLC | PSE&G BPU | No | Complete | 2005-06-16 | 2005-12-15 | N/A | 2006-01-27
BPU-1186 | CORE Solar | LERNER | SOCIETY HILL TOWNHOUSE ASSOCIATION | 10.03 | 55000 | Commercial |  | OLD BRIDGE | 8857 | 11 | TRINITY HEATING AND AIR | JCP&L | No | Complete | 2005-06-16 | 2005-07-20 | N/A | 2005-08-25
BPU-1187 | CORE Solar | FISHER |  | 7.68 | 42075 | Residential |  | JACKSON | 8527 | 18 | TRINITY HEATING AND AIR | JCP&L | No | Complete | 2005-06-16 | 2005-08-11 | N/A | 2005-09-19
BPU-1188 | CORE Solar | HERB |  | 4.76 | 26180 | Residential |  | CHESTER | 7930 | 3 | TRINITY HEATING AND AIR | JCP&L | No | Complete | 2005-06-16 | 2005-09-28 | N/A | 2005-11-17
BPU-1189 | CORE Solar | REDSTONE |  | 8.16 | 44880 | Residential |  | LANOKA HARBOR | 8734 | 18 | TRINITY HEATING AND AIR | JCP&L | No | Complete | 2005-06-16 | 2005-08-03 | N/A | 2005-09-19
BPU-1191 | CORE Solar | KLATSKY |  | 10.08 | 55000 | Residential |  | COLTS NECK | 7722 | 17 | TRINITY HEATING AND AIR | JCP&L | No | Complete | 2005-06-16 | 2005-07-20 | N/A | 2005-08-25
BPU-1192 | CORE Solar | COPPOLA |  | 5.6 | 55000 | Residential |  | MANAHAWKIN | 8050 | 18 | TRINITY HEATING AND AIR | Conectiv | No | Complete | 2005-06-16 | 2005-08-10 | N/A | 2005-09-19
BPU-1193 | CORE Solar | HARING |  | 6.012 | 33066 | Residential |  | SEASIDE PARK | 8752 | 18 | RENEWABLE ENERGY CONCEPTS, INC. | JCP&L | No | Complete | 2005-06-17 | 2005-12-19 | N/A | 2006-01-27
BPU-1194 | CORE Solar | GAMBA |  | 9.6 | 52800 | Residential |  | TOMS RIVER | 8753 | 18 | RENEWABLE ENERGY CONCEPTS, INC. | JCP&L | No | Complete | 2005-06-17 | 2005-12-19 | N/A | 2006-02-21
BPU-1195 | CORE Solar | CUSHNIE |  | 4.008 | 22044 | Residential |  | LAKEWOOD | 8701 | 18 | RENEWABLE ENERGY CONCEPTS, INC. | JCP&L | No | Complete | 2005-06-17 | 2005-12-21 | N/A | 2006-02-21
BPU-1199 | CORE Solar | MORAN |  | 6.12 | 31864.89 | Residential |  | MANSFIELD TOWNSHIP | 8022 | 13 | AKEENA SOLAR, INC. | PSE&G BPU | No | Complete | 2005-06-17 | 2006-04-12 | N/A | 2006-06-02
BPU-1201 | CORE Solar | DELP | CAPE ENVIRONMENTAL | 9.5 | 52250 | Commercial |  | CAPE MAY COURT HOUSE | 8210 | 21 | SOUTH JERSEY ENERGY SYSTEMS | Conectiv | No | Complete | 2005-06-17 | 2005-09-16 | N/A | 2005-12-29
BPU-1202 | CORE Solar | EIREF |  | 5.2 | 28600 | Residential |  | PRINCETON TOWNSHIP | 8540 | 12 | WORLDWATER CORP. | PSE&G BPU | No | Complete | 2005-06-17 | 2005-12-29 | N/A | 2006-03-21
BPU-1203 | CORE Solar | RENNINGER |  | 4 | 21980 | Residential |  | TEANECK | 7666 | 7 | SEA BRIGHT SOLAR, LLC | PSE&G BPU | No | Complete | 2005-06-17 | 2005-11-02 | N/A | 2005-12-29
BPU-1204 | CORE Solar | LULAND |  | 5.78 | 31761 | Residential |  | TOMS RIVER | 8753 | 18 | SEA BRIGHT SOLAR, LLC | JCP&L | No | Complete | 2005-06-17 | 2005-08-03 | N/A | 2005-09-26
BPU-1205 | CORE Solar | DIRAGO |  | 4.08 | 22419.6 | Residential |  | TOMS RIVER | 8753 | 18 | SEA BRIGHT SOLAR, LLC | JCP&L | No | Complete | 2005-06-17 | 2005-09-09 | N/A | 2005-11-04
BPU-1206 | CORE Solar | GADKARI |  | 3.5 | 19250 | Residential |  | BRIDGEWATER | 8807 | 5 | MAK TECHNOLOGIES | PSE&G BPU | No | Complete | 2005-06-17 | 2005-10-13 | N/A | 2006-01-27
BPU-1207 | CORE Solar | SOFFRONOFF |  | 3.3 | 18150 | Residential |  | PRINCETON TOWNSHIP | 8540 | 12 | MAK TECHNOLOGIES | PSE&G BPU | No | Complete | 2005-06-17 | 2005-07-20 | N/A | 2005-08-25
BPU-1208 | CORE Solar | BOYER | MR. ROSE PROPERTIES | 14 | 67200 | Commercial |  | HAMILTON | 8690 | 12 | 3RD ROCK SYSTEMS & TECHNOLOGIES, INC. | PSE&G BPU | No | Complete | 2005-06-17 | 2006-12-13 | N/A | 2007-05-01
BPU-1209 | CORE Solar | NESCI |  | 8.16 | 44880 | Residential |  | FREEHOLD | 7728 | 17 | ECOLOGICAL SYSTEMS-MANALAPAN | JCP&L | No | Complete | 2005-06-17 | 2005-12-07 | N/A | 2006-01-17
BPU-1211 | CORE Solar | RETTAGLIATA |  | 5.32 | 24871 | Residential |  | ROCKAWAY TOWNSHIP | 7866 | 3 | SELF INSTALL | JCP&L | No | Complete | 2005-06-20 | 2005-08-25 | N/A | 2005-10-07
BPU-1212 | CORE Solar | HOGENBIRK |  | 6.012 | 33066 | Residential |  | BAYVILLE | 8721 | 18 | NJ SOLAR POWER, LLC | JCP&L | No | Complete | 2005-06-20 | 2005-11-04 | N/A | 2005-12-29
BPU-1213 | CORE Solar | BARRY |  | 3.52 | 19360 | Residential |  | ASBURY | 8802 | 4 | SUN FARM NETWORK | JCP&L | No | Complete | 2005-06-23 | 2006-01-05 | N/A | 2006-04-04
BPU-1214 | CORE Solar | GOLDEN |  | 2.64 | 14520 | Residential |  | FISHING CREEK | 8251 | 21 | SUN FARM NETWORK | Conectiv | No | Complete | 2005-06-23 | 2005-08-11 | N/A | 2005-09-26
BPU-1215 | CORE Solar | UNGER |  | 2.244 | 12342 | Residential |  | SHIP BOTTOM | 8008 | 18 | SUN FARM NETWORK | Conectiv | No | Complete | 2005-06-23 | 2006-02-06 | N/A | 2006-04-25
BPU-1216 | CORE Solar | OWENS-LURIE | TEMPLE NER TAMID | 27.6 | 125400 | Commercial |  | BLOOMFIELD | 70032867 | 9 | SUN FARM NETWORK | PSE&G BPU | No | Complete | 2005-06-23 | 2006-04-20 | N/A | 2006-07-14
BPU-1217 | CORE Solar | EVERSEN |  | 7.8 | 36465 | Residential |  | LAWRENCE TOWNSHIP | 86481632 | 12 | SELF INSTALL | PSE&G BPU | No | Complete | 2005-06-23 | 2006-01-11 | N/A | 2006-03-21
BPU-1218 | CORE Solar | PARKER |  | 9 | 33277.5 | Residential |  | BURLINGTON | 8016 | 13 | SELF INSTALL | PSE&G BPU | No | Complete | 2005-06-23 | 2006-04-12 | N/A | 2006-08-23
BPU-1219 | CORE Solar | SPANGLER |  | 4.509 | 23788.92 | Residential |  | HOPEWELL TOWNSHIP | 8525 | 12 | ADVANCED SOLAR PRODUCTS, INC. | PSE&G BPU | No | Complete | 2005-06-23 | 2005-08-25 | N/A | 2005-12-29
BPU-1220 | CORE Solar | MAIESE |  | 4.08 | 21124.4 | Residential |  | WESTVILLEGROVE | 8093 | 15 | SOLAR WORKS NJ | PSE&G BPU | No | Complete | 2005-06-23 | 2006-04-18 | N/A | 2006-05-30
BPU-1221 | CORE Solar | O'BRIEN | O'BRIEN FUNERAL HOME | 10.03 | 54999.7 | Commercial |  | SPRING LAKE | 7762 | 17 | TRINITY HEATING AND AIR | JCP&L | No | Complete | 2005-06-23 | 2005-08-11 | N/A | 2005-09-22
BPU-1222 | CORE Solar | LEVITON |  | 0 | 50490 | Residential |  | JACKSON | 8527 | 18 | TRINITY HEATING AND AIR | JCP&L | No | Complete | 2005-06-23 | 2005-08-02 | N/A | 2005-09-13
BPU-1223 | CORE Solar | GANNON | AVON REALTY | 3.57 | 19635 | Commercial |  | AVON BY THE SEA | 7717 | 17 | TRINITY HEATING AND AIR | JCP&L | No | Complete | 2005-06-23 | 2006-02-08 | N/A | 2006-04-04
BPU-1224 | CORE Solar | HENRY |  | 4.32 | 23760 | Residential |  | LITTLE EGG HARBOR | 8087 | 18 | TRINITY HEATING AND AIR | Conectiv | No | Complete | 2005-06-23 | 2005-08-30 | N/A | 2005-09-30
BPU-1225 | CORE Solar | PASQUALE |  | 4.16 | 22880 | Residential |  | JACKSON | 8527 | 18 | TRINITY HEATING AND AIR | JCP&L | No | Complete | 2005-06-23 | 2005-08-31 | N/A | 2005-10-13
BPU-1226 | CORE Solar | KEANE |  | 6.8 | 36465 | Residential |  | SPRING LAKE | 7762 | 17 | TRINITY HEATING AND AIR | JCP&L | No | Complete | 2005-06-23 | 2005-08-03 | N/A | 2005-09-22
BPU-1227 | CORE Solar | DOUR |  | 3.4 | 33660 | Residential |  | DENVILLE | 7834 | 3 | TRINITY HEATING AND AIR | JCP&L | No | Complete | 2005-06-23 | 2005-09-01 | N/A | 2005-09-30
BPU-1228 | CORE Solar | SOLOMEN |  | 4.59 | 25245 | Residential |  | MOORESTOWN | 8057 | 13 | TRINITY HEATING AND AIR | PSE&G BPU | No | Complete | 2005-06-23 | 2004-08-04 | N/A | 2005-09-19
BPU-1229 | CORE Solar | PERRINE |  | 10.2 | 55000 | Residential |  | WALL | 7719 | 17 | TRINITY HEATING AND AIR | JCP&L | No | Complete | 2005-06-23 | 2005-07-21 | N/A | 2005-09-13
BPU-1230 | CORE Solar | CHU |  | 7 | 38500 | Residential |  | ORADELL | 7649 | 7 | 1ST LIGHT ENERGY, INC. | PSE&G BPU | No | Complete | 2005-06-23 | 2006-06-21 | N/A | 2006-08-28
BPU-1231 | CORE Solar | HAFFNER |  | 6.3 | 34650 | Residential |  | ROCKAWAY | 7866 | 3 | 1ST LIGHT ENERGY, INC. | JCP&L | No | Complete | 2005-06-23 | 2005-10-26 | N/A | 2005-12-05
BPU-1232 | CORE Solar | KRYMIS |  | 7 | 30450 | Residential |  | ANDOVER | 7821 | 1 | 1ST LIGHT ENERGY, INC. | JCP&L | No | Complete | 2005-06-23 | 2006-04-06 | N/A | 2006-08-14
BPU-1233 | CORE Solar | HARPER |  | 6.3 | 27405 | Residential |  | LEDGEWOOD | 7852 | 3 | 1ST LIGHT ENERGY, INC. | JCP&L | No | Complete | 2005-06-23 | 2005-11-02 | N/A | 2006-08-14
BPU-1234 | CORE Solar | SMITH |  | 9.9 | 51450 | Residential |  | WHITEHOUSE | 8888 | 4 | MAK TECHNOLOGIES | JCP&L | No | Complete | 2005-06-23 | 2005-08-04 | N/A | 2005-09-26
BPU-1235 | CORE Solar | PERRON |  | 9.9 | 51100 | Residential |  | FLEMINGTON | 8822 | 4 | MAK TECHNOLOGIES | JCP&L | No | Complete | 2005-06-23 | 2005-09-22 | N/A | 2005-11-04
BPU-1237 | CORE Solar | RICKARD |  | 7.425 | 40837.5 | Residential |  | COLUMBIA | 7832 | 2 | MAK TECHNOLOGIES | JCP&L | No | Complete | 2005-06-23 | 2005-07-21 | N/A | 2005-08-25
BPU-1238 | CORE Solar | ZUBRYCKI |  | 6.3 | 34650 | Residential |  | OLDWICK | 8858 | 4 | MAK TECHNOLOGIES | JCP&L | No | Complete | 2005-06-23 | 2005-09-08 | N/A | 2006-06-21
BPU-1239 | CORE Solar | PAPANTONIS |  | 7 | 38500 | Residential |  | GLEN GARDNER | 8826 | 4 | MAK TECHNOLOGIES | JCP&L | No | Complete | 2005-06-23 | 2005-09-08 | N/A | 2006-01-12
BPU-1240 | CORE Solar | KREES |  | 4.9 | 26950 | Residential |  | FLEMINGTON | 8822 | 4 | MAK TECHNOLOGIES | JCP&L | No | Complete | 2005-06-23 | 2005-08-11 | N/A | 2006-01-06
BPU-1241 | CORE Solar | HENRY |  | 7.014 | 38577 | Residential |  | BRICK | 8724 | 18 | NJ SOLAR POWER, LLC | JCP&L | No | Complete | 2005-06-23 | 2005-12-23 | N/A | 2006-03-21
BPU-1242 | CORE Solar | FELIX |  | 7.41 | 40755 | Residential |  | CLARKSBURG | 8510 | 17 | NJ SOLAR POWER, LLC | JCP&L | No | Complete | 2005-06-23 | 2005-11-15 | N/A | 2006-01-06
BPU-1243 | CORE Solar | MORENO |  | 7.14 | 39270 | Residential |  | MANCHESTER | 8759 | 18 | NJ SOLAR POWER, LLC | JCP&L | No | Complete | 2005-06-23 | 2006-03-22 | N/A | 2006-05-26
BPU-1245 | CORE Solar | HAYES |  | 10.08 | 55000 | Residential |  | FOLSOM | 8037 | 19 | MERCURY SOLAR SYSTEMS | Conectiv | No | Complete | 2005-06-23 | 2006-01-12 | N/A | 2006-03-21
BPU-1246 | CORE Solar | ECKER |  | 9.66 | 53130 | Residential |  | PENNINGTON | 8534 | 12 | MERCURY SOLAR SYSTEMS | PSE&G BPU | No | Complete | 2005-06-23 | 2005-10-13 | N/A | 2006-01-13
BPU-1248 | CORE Solar | CHEN |  | 5.6 | 30800 | Residential |  | MORGANVILLE | 7751 | 17 | MERCURY SOLAR SYSTEMS | JCP&L | No | Complete | 2005-06-23 | 2005-09-21 | N/A | 2005-11-17
BPU-1249 | CORE Solar | MEYERS |  | 9.88 | 54340 | Residential |  | COLUMBUS | 8022 | 13 | GEOGENIX | PSE&G BPU | No | Complete | 2005-06-24 | 2006-01-18 | N/A | 2006-04-12
BPU-1250 | CORE Solar | CAMP |  | 10 | 55000 | Residential |  | SWEETWATER | 80374219 | 19 | MERCURY SOLAR SYSTEMS | Conectiv | No | Complete | 2005-06-24 | 2005-12-02 | N/A | 2006-01-12
BPU-1252 | CORE Solar | TOMASELLA |  | 5.88 | 32340 | Residential |  | DOROTHY | 8317 | 19 | MERCURY SOLAR SYSTEMS | Conectiv | No | Complete | 2005-06-24 | 2005-10-28 | N/A | 2006-01-12
BPU-1254 | CORE Solar | VAN EMBDEN |  | 10 | 55000 | Residential |  | CEDAR GROVE | 8332 | 20 | MERCURY SOLAR SYSTEMS | Conectiv | No | Complete | 2005-06-24 | 2006-01-12 | N/A | 2006-03-21
BPU-1255 | CORE Solar | SPINKS | DESTINY MOBILE DETAILING | 9.975 | 54862.5 | Commercial |  | TURNERSVILLE | 8012 | 14 | SERVICE PROVIDER (THROUGH HOME DEPOT) | Conectiv | No | Complete | 2005-06-24 | 2006-05-17 | N/A | 2006-08-23
BPU-1256 | CORE Solar | GREEN |  | 6.72 | 36960 | Residential |  | DEL HAVEN | 82513517 | 21 | MERCURY SOLAR SYSTEMS | Conectiv | No | Complete | 2005-06-24 | 2005-12-21 | N/A | 2006-02-21
BPU-1257 | CORE Solar | ALLGEYER | ALLGEYER BUILDERS & CONTRACTORS, INC. | 10 | 55000 | Commercial |  | PORT REPUBLIC | 8241 | 19 | MERCURY SOLAR SYSTEMS | Conectiv | No | Complete | 2005-06-24 | 2005-12-27 | N/A | 2006-07-11
BPU-1258 | CORE Solar | ALLGEYER | ALLGEYER BUILDERS & CONTRACTORS, INC. | 10 | 55000 | Commercial |  | PORT REPUBLIC | 8241 | 19 | MERCURY SOLAR SYSTEMS | Conectiv | No | Complete | 2005-06-24 | 2005-12-27 | N/A | 2006-07-11
BPU-1259 | CORE Solar | ENG |  | 5.33 | 28585.2 | Residential |  | MARLBORO | 7746 | 17 | AKEENA SOLAR, INC. | JCP&L | No | Complete | 2005-06-24 | 2005-11-09 | N/A | 2006-01-12
BPU-1260 | CORE Solar | WILLIAMS |  | 9.88 | 54290.6 | Residential |  | WEST BERLIN | 8091 | 14 | SOLAR SOLUTIONS LLC | Conectiv | No | Complete | 2005-06-24 | 2005-10-20 | N/A | 2005-12-05
BPU-1261 | CORE Solar | WOLF |  | 4.42 | 23881 | Residential |  | MAHWAH | 74302278 | 7 | ALTERNATE ENERGY & ECOLOGY COMPANY, INC. | Orange & Rockland Elec | No | Complete | 2005-06-24 | 2005-12-15 | N/A | 2006-03-21
BPU-1262 | CORE Solar | MONTGOMERIE |  | 3.3 | 18150 | Residential |  | HOWELL | 7728 | 17 | ECOLOGICAL SYSTEMS-MANALAPAN | JCP&L | No | Complete | 2005-06-24 | 2005-12-14 | N/A | 2006-02-21
BPU-1264 | CORE Solar | CATAUDELLA |  | 10.02 | 55000 | Residential |  | ENGLISHTOWN | 7726 | 17 | GEOGENIX | JCP&L | No | Complete | 2005-06-29 | 2005-12-14 | N/A | 2006-01-27
BPU-1265 | CORE Solar | MARCHESE |  | 10.02 | 55000 | Residential |  | NEW EGYPT | 8533 | 18 | GEOGENIX | JCP&L | No | Complete | 2005-06-29 | 2005-10-18 | N/A | 2006-01-06
BPU-1267 | CORE Solar | TURI |  | 9.88 | 54340 | Residential |  | RUMSON | 7760 | 17 | GEOGENIX | JCP&L | No | Complete | 2005-06-29 | 2005-09-21 | N/A | 2005-12-05
BPU-1269 | CORE Solar | CARROLL |  | 6.84 | 37620 | Residential |  | POINT PLEASANT BEACH | 8742 | 18 | GEOGENIX | JCP&L | No | Complete | 2005-06-29 | 2005-12-30 | N/A | 2006-02-21
BPU-1270 | CORE Solar | AHMED |  | 9.88 | 54340 | Residential |  | ENGLISHTOWN | 7726 | 17 | GEOGENIX | JCP&L | No | Complete | 2005-06-29 | 2005-10-24 | N/A | 2006-01-06
BPU-1271 | CORE Solar | CONRAD |  | 6.84 | 37620 | Residential |  | HOWELL | 7731 | 17 | GEOGENIX | JCP&L | No | Complete | 2005-06-29 | 2005-12-07 | N/A | 2006-01-17
BPU-1272 | CORE Solar | COTTONE |  | 7.6 | 41800 | Residential |  | FORDS | 8863 | 11 | GEOGENIX | PSE&G BPU | No | Complete | 2005-06-29 | 2005-08-31 | N/A | 2005-11-04
BPU-1273 | CORE Solar | HUNDLEY |  | 9.88 | 54340 | Residential |  | NEPTUNE | 7753 | 17 | GEOGENIX | JCP&L | No | Complete | 2005-06-29 | 2005-10-04 | N/A | 2005-11-17
BPU-1275 | CORE Solar | SCHWARZENBEK |  | 9.88 | 54340 | Residential |  | FLEMINGTON | 8822 | 4 | GEOGENIX | JCP&L | No | Complete | 2005-06-29 | 2005-10-26 | N/A | 2006-01-06
BPU-1276 | CORE Solar | CECIRE |  | 9.88 | 54340 | Residential |  | HOLMDEL | 7733 | 17 | GEOGENIX | JCP&L | No | Complete | 2005-06-29 | 2005-11-21 | N/A | 2006-01-06
BPU-1277 | CORE Solar | BUTLER |  | 8.16 | 44880 | Residential |  | PARSIPPANY | 7054 | 3 | ABSOLUTELY ENERGIZED SOLAR, LLC | JCP&L | No | Complete | 2005-06-30 | 2005-12-02 | N/A | 2006-02-14
BPU-1280 | CORE Solar | MCGLYNN |  | 7.6 | 41800 | Residential |  | BEACH HAVEN | 8008 | 18 | LBI SOLAR | Conectiv | No | Complete | 2005-06-29 | 2005-11-10 | N/A | 2006-01-13
BPU-1281 | CORE Solar | GOMEZ |  | 4.008 | 21827.4 | Residential |  | BARNEGAT | 8005 | 18 | ADVANCED SOLAR PRODUCTS, INC. | JCP&L | No | Complete | 2005-06-29 | 2005-09-28 | N/A | 2005-12-05
BPU-1282 | CORE Solar | SELIGA |  | 4.725 | 22069.14 | Residential |  | ROCKY HILL | 8553 | 5 | SELF INSTALL | PSE&G BPU | No | Complete | 2005-06-29 | 2006-02-28 | N/A | 2006-05-18
BPU-1283 | CORE Solar | HARRISON |  | 9.776 | 53768 | Residential |  | RINGOES | 8551 | 4 | ADVANCED SOLAR PRODUCTS, INC. | JCP&L | No | Complete | 2005-06-29 | 2006-02-23 | N/A | 2006-04-25
BPU-1285 | CORE Solar | KERLIN |  | 9.625 | 52937 | Residential |  | COLUMBUS | 8022 | 13 | ABSOLUTELY ENERGIZED SOLAR, LLC | JCP&L | No | Complete | 2005-06-29 | 2005-12-13 | N/A | 2006-02-21
BPU-1286 | CORE Solar | TITONE |  | 8.4 | 46200 | Residential |  | BURLINGTON TOWNSHIP | 80163802 | 13 | ABSOLUTELY ENERGIZED SOLAR, LLC | PSE&G BPU | No | Complete | 2005-06-29 | 2005-09-15 | N/A | 2005-12-20
BPU-1287 | CORE Solar | LAUZIERE |  | 4.2 | 36585 | Residential |  | OXFORD | 7863 | 2 | 1ST LIGHT ENERGY, INC. | JCP&L | No | Complete | 2005-06-29 | 2005-11-02 | N/A | 2006-07-11
BPU-1288 | CORE Solar | DESANTIS |  | 2.1 | 9135 | Residential |  | NEW MILLFORD | 7646 | 7 | 1ST LIGHT ENERGY, INC. | PSE&G BPU | No | Complete | 2005-06-29 | 2006-04-13 | N/A | 2006-08-14
BPU-1289 | CORE Solar | BERMAN |  | 9.1 | 39585 | Residential |  | CALIFON | 7830 | 4 | 1ST LIGHT ENERGY, INC. | JCP&L | No | Complete | 2005-06-29 | 2006-04-05 | N/A | 2006-08-14
BPU-1290 | CORE Solar | COLON |  | 4.2 | 18270 | Residential |  | CARTERET | 7008 | 11 | 1ST LIGHT ENERGY, INC. | PSE&G BPU | No | Complete | 2005-06-29 | 2005-12-28 | N/A | 2006-08-14
BPU-1291 | CORE Solar | BONAMICO |  | 4.2 | 23100 | Residential |  | DENVILLE | 7834 | 3 | 1ST LIGHT ENERGY, INC. | JCP&L | No | Complete | 2005-06-29 | 2005-11-02 | N/A | 2006-02-21
BPU-1296 | CORE Solar | KOVACH |  | 3.52 | 19360 | Residential |  | CARTERET | 7008 | 11 | 1ST LIGHT ENERGY, INC. | PSE&G BPU | No | Complete | 2005-07-25 | 2006-03-16 | N/A | 2006-06-02
BPU-1297 | CORE Solar | DIX |  | 6.12 | 33660 | Residential |  | WHITE HOUSE STATION | 8889 | 4 | 1ST LIGHT ENERGY, INC. | JCP&L | No | Complete | 2005-07-25 | 2006-04-19 | N/A | 2006-06-02
BPU-1298 | CORE Solar | MATARAZZO JR. | MATCO PROPERTIES LLC | 3.84 | 37584 | Commercial |  | FAR HILLS | 7931 | 5 | 1ST LIGHT ENERGY, INC. | JCP&L | No | Complete | 2005-06-30 | 2006-03-09 | N/A | 2006-08-23
BPU-1299 | CORE Solar | MATARAZZO JR. |  | 9.86 | 54230 | Residential |  | BEDMINSTER | 7921 | 5 | 1ST LIGHT ENERGY, INC. | JCP&L | No | Complete | 2005-06-30 | 2005-12-30 | N/A | 2006-04-17
BPU-1300 | CORE Solar | MISIAK |  | 9.88 | 54290.6 | Residential |  | WEST BERLIN | 8091 | 14 | SOLAR SOLUTIONS LLC | Conectiv | No | Complete | 2005-06-30 | 2006-01-12 | N/A | 2006-06-12
BPU-1301 | CORE Solar | STRUBEL |  | 9.88 | 54290.6 | Residential |  | MEDFORD | 8055 | 13 | SOLAR SOLUTIONS LLC | PSE&G BPU | No | Complete | 2005-06-30 | 2006-01-12 | N/A | 2006-04-12
BPU-1302 | CORE Solar | GOULD |  | 2.8 | 20020 | Residential |  | DOVER | 7801 | 3 | THE SOLAR CENTER, INC. | JCP&L | No | Complete | 2005-06-30 | 2006-04-13 | N/A | 2006-09-20
BPU-1303 | CORE Solar | NAJARIAN |  | 7.03 | 38296.44 | Residential |  | RANDOLPH | 7869 | 3 | THE SOLAR CENTER, INC. | JCP&L | No | Complete | 2005-06-30 | 2005-12-29 | N/A | 2006-01-27
BPU-1304 | CORE Solar | BOLLMANN |  | 7.22 | 39572.82 | Residential |  | CALIFON | 7830 | 4 | THE SOLAR CENTER, INC. | JCP&L | No | Complete | 2005-06-30 | 2005-12-15 | N/A | 2006-02-21
BPU-1306 | CORE Solar | CLAUSS |  | 4.8 | 21624 | Residential |  | SEA ISLE CITY | 8234 | 19 | SELF INSTALL | Conectiv | No | Complete | 2005-06-30 | 2006-01-13 | N/A | 2006-03-21
BPU-1312 | CORE Solar | GLAB |  | 4.76 | 26180 | Residential |  | BELMAR | 7719 | 17 | SELF INSTALL | JCP&L | No | Complete | 2005-06-30 | 2005-11-30 | N/A | 2006-03-21
BPU-1315 | CORE Solar | SCZECH |  | 2.8 | 15400 | Residential |  | JERSEY CITY | 7306 | 8 | ABSOLUTELY ENERGIZED SOLAR, LLC | PSE&G BPU | No | Complete | 2005-06-30 | 2006-04-06 | N/A | 2006-09-08
BPU-1316 | CORE Solar | GRUN |  | 9.62 | 52910 | Residential |  | ALLENTOWN | 8501 | 17 | NEW AGE SOLAR, LLC | JCP&L | No | Complete | 2005-06-30 | 2006-01-18 | N/A | 2006-03-21
BPU-1320 | CORE Solar | MERRIS |  | 5.88 | 50820 | Residential |  | SOMERSET | 8873 | 5 | ABSOLUTELY ENERGIZED SOLAR, LLC | PSE&G BPU | No | Complete | 2005-06-30 | 2006-04-05 | N/A | 2006-06-16
BPU-1321 | CORE Solar | IRRGANG |  | 10 | 55000 | Residential |  | MILMAY | 8340 | 19 | MERCURY SOLAR SYSTEMS | Conectiv | No | Complete | 2005-06-30 | 2005-10-13 | N/A | 2005-12-05
BPU-1323 | CORE Solar | ADEE |  | 9.24 | 50820 | Residential |  | LITTLE EGG HARBOR | 8087 | 18 | MERCURY SOLAR SYSTEMS | Conectiv | No | Complete | 2005-07-01 | 2005-12-27 | N/A | 2006-01-27
BPU-1324 | CORE Solar | SEYLER |  | 3.78 | 20790 | Residential |  | PORT REPUBLIC | 8241 | 19 | MERCURY SOLAR SYSTEMS | Conectiv | No | Complete | 2005-07-01 | 2005-11-17 | N/A | 2006-01-06
BPU-1325 | CORE Solar | GREEN | JONATHAN GREEN & SONS INC. | 10.08 | 55000 | Commercial |  | FARMINGDALE | 7727 | 17 | MERCURY SOLAR SYSTEMS | JCP&L | No | Complete | 2005-07-01 | 2006-04-05 | N/A | 2006-10-02
BPU-1327 | CORE Solar | CAPONE |  | 10 | 55000 | Residential |  | MAYS LANDING | 8330 | 19 | MERCURY SOLAR SYSTEMS | Conectiv | No | Complete | 2005-07-01 | 2005-12-27 | N/A | 2006-04-04
BPU-1328 | CORE Solar | PALMER |  | 9.975 | 54862.5 | Residential |  | MAYS LANDING | 8330 | 19 | MERCURY SOLAR SYSTEMS | Conectiv | No | Complete | 2005-07-01 | 2006-05-11 | N/A | 2006-07-11
BPU-1329 | CORE Solar | STUMP | APOSTOLIC TABERNACLE | 10 | 55000 | Non Profit |  | PLEASANTVILLE | 8232 | 19 | MERCURY SOLAR SYSTEMS | Conectiv | No | Complete | 2005-07-01 | 2005-12-22 | N/A | 2006-01-27
BPU-1330 | CORE Solar | GOUGH |  | 8.4 | 46200 | Residential |  | SICKLERVILLE | 8081 | 14 | MERCURY SOLAR SYSTEMS | Conectiv | No | Complete | 2005-07-01 | 2005-12-13 | N/A | 2006-01-27
BPU-1331 | CORE Solar | BARASCH |  | 7.22 | 39710 | Residential |  | CRANBURY | 8512 | 11 | NJ SOLAR POWER, LLC | PSE&G BPU | No | Complete | 2005-07-01 | 2005-10-24 | N/A | 2005-12-05
BPU-1333 | CORE Solar | LIN |  | 10.02 | 55000 | Residential |  | NORTH BRUNSWICK | 8902 | 11 | NJ SOLAR POWER, LLC | PSE&G BPU | No | Complete | 2005-07-05 | 2005-12-09 | N/A | 2006-01-27
BPU-1334 | CORE Solar | YUEN |  | 7.14 | 39270 | Residential |  | MARLBORO | 7746 | 17 | NJ SOLAR POWER, LLC | JCP&L | No | Complete | 2005-07-05 | 2006-03-28 | N/A | 2006-05-26
BPU-1336 | CORE Solar | KAPP |  | 8.016 | 44088 | Residential |  | ROBBINSVILLE | 8691 | 12 | NJ SOLAR POWER, LLC | JCP&L | No | Complete | 2005-07-05 | 2005-10-24 | N/A | 2005-12-05
BPU-1338 | CORE Solar | KEITH | THE CHURCH OF THE EPIPHANY | 6.6 | 36300 | Non Profit |  | ALLENDALE | 7401 | 7 | SUN FARM NETWORK | Orange & Rockland Elec | No | Complete | 2005-07-05 | 2006-02-09 | N/A | 2006-04-12
BPU-1339 | CORE Solar | PELLECCHIA |  | 4.896 | 26928 | Residential |  | BLAIRSTOWN | 7825 | 2 | SUN FARM NETWORK | JCP&L | No | Complete | 2005-07-05 | 2005-11-02 | N/A | 2006-01-06
BPU-1340 | CORE Solar | SHADE | LAUREL WOODS ORGANICS, LLC | 12.24 | 63960 | Commercial |  | WASHINGTON | 78824208 | 2 | SUN FARM NETWORK | JCP&L | No | Complete | 2005-07-05 | 2005-09-01 | N/A | 2005-09-30
BPU-1341 | CORE Solar | HORNUNG |  | 12.24 | 63960 | Residential |  | NEWTON | 7855 | 1 | SUN FARM NETWORK | JCP&L | No | Complete | 2005-07-05 | 2006-03-02 | N/A | 2006-05-10
BPU-1344 | CORE Solar | ALBRIGHT |  | 9.86 | 54230 | Residential |  | LITTLE EGG HARBOR | 8087 | 18 | TRINITY HEATING AND AIR | Conectiv | No | Complete | 2005-07-06 | 2005-12-02 | N/A | 2006-01-06
BPU-1345 | CORE Solar | MARTINEZ |  | 7.14 | 39270 | Residential |  | TOMS RIVER | 8753 | 18 | TRINITY HEATING AND AIR | JCP&L | No | Complete | 2005-07-06 | 2005-08-29 | N/A | 2005-11-04
BPU-1346 | CORE Solar | PRINCE |  | 10 | 55000 | Residential |  | WALL | 7719 | 17 | TRINITY HEATING AND AIR | JCP&L | No | Complete | 2005-07-06 | 2005-09-28 | N/A | 2005-11-23
BPU-1347 | CORE Solar | GRINZO |  | 10 | 55000 | Residential |  | MONROE TWP. | 8831 | 11 | TRINITY HEATING AND AIR | JCP&L | No | Complete | 2005-07-06 | 2005-08-16 | N/A | 2006-02-08
BPU-1348 | CORE Solar | JOSELIT |  | 10.71 | 55000 | Residential |  | LAKEWOOD | 8701 | 18 | TRINITY HEATING AND AIR | JCP&L | No | Complete | 2005-07-06 | 2005-09-28 | N/A | 2005-12-05
BPU-1349 | CORE Solar | MASSANO |  | 10 | 55000 | Residential |  | MONROE | 8512 | 11 | TRINITY HEATING AND AIR | JCP&L | No | Complete | 2005-07-06 | 2005-11-07 | N/A | 2006-01-13
BPU-1351 | CORE Solar | MCNEIL | DWIGHT ENGLEWOOD SCHOOL | 3.114 | 17127 | School Other |  | ENGLEWOOD | 7631 | 7 | NEW AGE SOLAR, LLC | PSE&G BPU | No | Complete | 2005-07-06 | 2006-04-13 | N/A | 2006-06-16
BPU-1355 | CORE Solar | FERNANDES |  | 7.14 | 39234 | Residential |  | SKILLMAN | 8558 | 5 | SEA BRIGHT SOLAR, LLC | PSE&G BPU | No | Complete | 2005-07-06 | 2005-11-21 | N/A | 2006-01-12
BPU-1356 | CORE Solar | MANGANELLO |  | 5.61 | 30826.95 | Residential |  | TOMS RIVER | 8755 | 18 | SEA BRIGHT SOLAR, LLC | JCP&L | No | Complete | 2005-07-06 | 2005-11-04 | N/A | 2006-01-12
BPU-1357 | CORE Solar | MANGANELLO |  | 5.44 | 29892.8 | Residential |  | TOMS RIVER | 8755 | 18 | SEA BRIGHT SOLAR, LLC | JCP&L | No | Complete | 2005-07-06 | 2005-12-16 | N/A | 2006-01-27
BPU-1358 | CORE Solar | ZATORSKI |  | 4.25 | 23353.75 | Residential |  | RED BANK | 7701 | 17 | SEA BRIGHT SOLAR, LLC | JCP&L | No | Complete | 2005-07-06 | 2005-10-12 | N/A | 2005-12-21
BPU-1360 | CORE Solar | SINKUS |  | 6.8 | 37366 | Residential |  | JOBSTOWN | 8041 | 13 | SEA BRIGHT SOLAR, LLC | JCP&L | No | Complete | 2005-07-06 | 2005-12-12 | N/A | 2006-01-27
BPU-1362 | CORE Solar | SWANNACK | MONMOUTH UNIVERSITY | 118.56 | 1717698 | University Private |  | WEST LONG BRANCH | 7764 | 17 | POWERLIGHT CORPORATION | JCP&L | No | Complete | 2005-07-25 | 2006-08-30 | N/A | 2006-12-29
BPU-1364 | CORE Solar | LICHTMAN |  | 7.92 | 35319.2 | Residential |  | PERRINEVILLE | 8535 | 17 | SELF INSTALL | JCP&L | No | Complete | 2005-06-30 | 2005-11-01 | N/A | 2006-02-14
BPU-1365 | CORE Solar | BORDEN |  | 13.44 | 68760 | Residential |  | TOMS RIVER | 8753 | 18 | MESA ENVIORNMENTAL SCIENCES, INC. | JCP&L | No | Complete | 2005-07-20 | 2006-02-07 | N/A | 2006-05-11
BPU-1368 | CORE Solar | MCGOWAN |  | 7.99 | 43945 | Residential |  | MANAHAWKIN | 8050 | 18 | TRINITY HEATING AND AIR | Conectiv | No | Complete | 2005-07-20 | 2005-12-22 | N/A | 2006-01-27
BPU-1369 | CORE Solar | BURY |  | 6.3 | 34650 | Residential |  | FLANDERS | 7836 | 3 | 1ST LIGHT ENERGY, INC. | JCP&L | No | Complete | 2005-07-20 | 2005-12-30 | N/A | 2006-05-26
BPU-1370 | CORE Solar | BUSH |  | 3.465 | 18999.4 | Residential |  | HOPEWELL | 8525 | 12 | JERSEY SOLAR, LLC | PSE&G BPU | No | Complete | 2005-07-20 | 2005-10-13 | N/A | 2006-01-12
BPU-1372 | CORE Solar | TERRANOVA |  | 10 | 55000 | Residential |  | BRICK | 8724 | 18 | MERCURY SOLAR SYSTEMS | JCP&L | No | Complete | 2005-07-20 | 2005-10-12 | N/A | 2005-12-05
BPU-1373 | CORE Solar | MOSLOWITZ |  | 7.955 | 43752.5 | Residential |  | CLARKSBURG | 8510 | 17 | NEW AGE SOLAR, LLC | JCP&L | No | Complete | 2005-07-20 | 2005-12-07 | N/A | 2006-03-21
BPU-1374 | CORE Solar | FURMAN |  | 9.86 | 54180.7 | Residential |  | BAYVILLE | 8721 | 18 | SEA BRIGHT SOLAR, LLC | JCP&L | No | Complete | 2005-07-20 | 2005-08-31 | N/A | 2005-11-04
BPU-1375 | CORE Solar | MAZZONE | ANNUNZIATA ASSOCIATES | 6.8 | 37400 | Commercial |  | CLIFTON | 7013 | 6 | SEA BRIGHT SOLAR, LLC | PSE&G BPU | No | Complete | 2005-07-20 | 2005-12-02 | N/A | 2006-01-13
BPU-1376 | CORE Solar | CALLUS |  | 9.86 | 54180 | Residential |  | NEPTUNE | 7753 | 17 | SEA BRIGHT SOLAR, LLC | JCP&L | No | Complete | 2005-07-20 | 2006-02-10 | N/A | 2006-05-30
BPU-1377 | CORE Solar | TENZER |  | 3.42 | 15988.5 | Residential |  | WRIGHTSTOWN | 8562 | 13 | SELF INSTALL | JCP&L | No | Complete | 2005-07-20 | 2005-12-29 | N/A | 2006-04-04
BPU-1378 | CORE Solar | ROSSI |  | 3.06 | 16830 | Residential |  | MANAHAWKIN | 8050 | 18 | ABSOLUTELY ENERGIZED SOLAR, LLC | Conectiv | No | Complete | 2005-07-28 | 2005-08-10 | N/A | 2005-09-26
BPU-1379 | CORE Solar | ROMANEK |  | 9.92 | 54560 | Residential |  | UNION TOWNSHIP | 8827 | 4 | MAK TECHNOLOGIES | JCP&L | No | Complete | 2005-07-28 | 2005-11-21 | N/A | 2006-02-22
BPU-1380 | CORE Solar | DEALTREY | BENDEAL ASSOCIATES, LLC. | 124.08 | 639840 | Commercial |  | MILLVILLE | 8332 | 20 | 1 STAR ENERGY, LLC | Conectiv | No | Complete | 2005-07-28 | 2006-08-04 | N/A | 2006-11-08
BPU-1381 | CORE Solar | GUERRA |  | 6.3 | 34650 | Residential |  | TOTOWA | 7512 | 6 | SOLAR SOLUTIONS LLC | PSE&G BPU | No | Complete | 2005-07-28 | 2005-12-02 | N/A | 2006-04-12
BPU-1382 | CORE Solar | LEAVENS |  | 8.016 | 54560 | Residential |  | MEDFORD | 8055 | 13 | MERCURY SOLAR SYSTEMS | Conectiv | No | Complete | 2005-07-28 | 2006-01-12 | N/A | 2006-05-11
BPU-1385 | CORE Solar | HASTINGS | NJ DEPT. OF MILITARY & VETERAN AFFAIRS - | 321.36 | 1245100 | Government Facility |  | LAWRENCEVILLE | 8648 | 12 | POWERLIGHT CORPORATION | PSE&G BPU | No | Complete | 2005-07-28 | 2007-07-25 | 2009-04-22 | 2007-10-12
BPU-1386 | CORE Solar | KRAPF |  | 5.52 | 30360 | Residential |  | STOCKTON | 8559 | 4 | SUN FARM NETWORK | JCP&L | No | Complete | 2005-07-28 | 2006-04-27 | N/A | 2006-06-16
BPU-1387 | CORE Solar | GILLER |  | 5.28 | 29040 | Residential |  | FRENCHTOWN | 8825 | 4 | SUN FARM NETWORK | JCP&L | No | Complete | 2005-07-28 | 2005-08-11 | N/A | 2005-09-28
BPU-1390 | CORE Solar | CARTY |  | 3.74 | 20551.3 | Residential |  | HOBOKEN | 7030 | 8 | SEA BRIGHT SOLAR, LLC | PSE&G BPU | No | Complete | 2005-07-28 | 2006-05-11 | N/A | 2006-07-11
BPU-1391 | CORE Solar | BURKE | WAYNE AUTO SPA | 9.86 | 54180.7 | Commercial |  | WAYNE | 7470 | 6 | SEA BRIGHT SOLAR, LLC | PSE&G BPU | No | Complete | 2005-07-28 | 2006-02-24 | N/A | 2006-04-28
BPU-1392 | CORE Solar | THERIANOS | BOBCATS FOR HIRE | 0 | 55000 | Commercial |  | CALIFON | 7830 | 4 | 1ST LIGHT ENERGY, INC. | JCP&L | No | Complete | 2005-07-28 | 2006-04-27 | N/A | 2006-09-20
BPU-1393 | CORE Solar | VERGULTI |  | 10 | 55000 | Residential |  | WORTHFIELD | 8225 | 19 | MERCURY SOLAR SYSTEMS | Conectiv | No | Complete | 2005-07-28 | 2005-12-02 | N/A | 2006-01-27
BPU-1394 | CORE Solar | KRISHNA | SIGNS BY TOMORROW | 10 | 55000 | Commercial |  | ISELIN | 8830 | 11 | NEW AGE SOLAR, LLC | PSE&G BPU | No | Complete | 2005-07-28 | 2006-08-02 | N/A | 2006-10-27
BPU-1396 | CORE Solar | YASSKY |  | 4.92 | 26903.64 | Residential |  | PRINCTON | 8540 | 12 | AKEENA SOLAR, INC. | PSE&G BPU | No | Complete | 2005-07-28 | 2005-12-29 | N/A | 2006-03-23
BPU-1397 | CORE Solar | MOTYKA |  | 2.96 | 15166.9 | Residential |  | HIGHTSTOWN | 8520 | 12 | AKEENA SOLAR, INC. | JCP&L | No | Complete | 2005-07-28 | 2005-12-19 | N/A | 2006-01-27
BPU-1398 | CORE Solar | GONCALVES |  | 3.4 | 18700 | Residential |  | LINDEN | 7036 | 10 | THE SOLAR CENTER, INC. | PSE&G BPU | No | Complete | 2005-07-28 | 2005-12-15 | N/A | 2006-02-14
BPU-1399 | CORE Solar | GOLDFELD |  | 5.511 | 30310 | Residential |  | TENAFLY | 7670 | 7 | THE SOLAR CENTER, INC. | PSE&G BPU | No | Complete | 2005-07-28 | 2005-12-15 | N/A | 2006-03-01
BPU-1400 | CORE Solar | FILLMORE |  | 7.2 | 39312 | Residential |  | GREEN POND NEWFOUNDLAND | 7435 | 6 | THE SOLAR CENTER, INC. | JCP&L | No | Complete | 2005-07-28 | 2006-03-10 | N/A | 2006-05-26
BPU-1401 | CORE Solar | YOUNG |  | 7.56 | 42625 | Residential |  | NEW MILFORD | 7646 | 7 | THE SOLAR CENTER, INC. | PSE&G BPU | No | Complete | 2005-07-28 | 2005-12-29 | N/A | 2006-01-27
BPU-1403 | CORE Solar | GOLSCHEIN |  | 2.47 | 36586 | Residential |  | WATCHUNG | 7069 | 5 | THE SOLAR CENTER, INC. | PSE&G BPU | No | Complete | 2005-07-28 | 2006-03-16 | N/A | 2006-08-14
BPU-1404 | CORE Solar | SMITH |  | 7 | 43340 | Residential |  | MONMOUTH JUNCTION | 8852 | 11 | THE SOLAR CENTER, INC. | PSE&G BPU | No | Complete | 2005-07-28 | 2006-05-15 | N/A | 2006-10-02
BPU-1405 | CORE Solar | MILLER |  | 7.2 | 39592 | Residential |  | ELIZABETH | 7202 | 10 | THE SOLAR CENTER, INC. | PSE&G BPU | No | Complete | 2005-07-28 | 2006-05-04 | N/A | 2006-07-11
BPU-1406 | CORE Solar | KASTURI |  | 4.9 | 26950 | Residential |  | WEST ORANGE | 7052 | 9 | THE SOLAR CENTER, INC. | PSE&G BPU | No | Complete | 2005-07-28 | 2006-05-04 | N/A | 2006-07-11
BPU-1407 | CORE Solar | FISCHER |  | 4.08 | 22440 | Residential |  | BLAIRSTOWN | 7825 | 2 | THE SOLAR CENTER, INC. | JCP&L | No | Complete | 2005-07-28 | 2006-11-06 | N/A | 2007-05-01
BPU-1408 | CORE Solar | FOUST |  | 6.3 | 34650 | Residential |  | WESTAMPTON | 8060 | 13 | ABSOLUTELY ENERGIZED SOLAR, LLC | PSE&G BPU | No | Complete | 2005-07-28 | 2006-02-09 | N/A | 2006-04-04
BPU-1409 | CORE Solar | GELBARD | MATCHAPONIX ESTATES | 1.28 | 6240 | Commercial |  | OLD BRIDGE | 8857 | 11 | TCE TRADING, LLC. | JCP&L | No | Complete | 2005-07-29 | 2006-04-06 | N/A | 2006-05-26
BPU-1410 | CORE Solar | KALAKA |  | 2.04 | 11209.8 | Residential |  | LONG BRANCH | 7740 | 17 | SEA BRIGHT SOLAR, LLC | JCP&L | No | Complete | 2005-07-29 | 2006-04-13 | N/A | 2006-06-02
BPU-1411 | CORE Solar | PTAK |  | 5.44 | 29892.8 | Residential |  | RED BANK | 7701 | 17 | SEA BRIGHT SOLAR, LLC | JCP&L | No | Complete | 2005-07-29 | 2005-08-11 | N/A | 2005-09-28
BPU-1412 | CORE Solar | CRABIEL | COUNTY OF MIDDLESEX | 25.8 | 118200 | Government Facility |  | SOUTH BRUNSWICK | 8852 | 11 | FAI-GON ELECTRIC | PSE&G BPU | No | Complete | 2006-05-25 | 2007-06-14 | N/A | 2007-10-12
BPU-1413 | CORE Solar | TORO |  | 3.6 | 40370 | Residential |  | BRIDGEWATER | 8807 | 5 | THE SOLAR CENTER, INC. | JCP&L | No | Complete | 2005-10-03 | 2006-06-27 | N/A | 2006-08-21
BPU-1414 | CORE Solar | STEAGER |  | 9.5 | 52250 | Residential |  | MULLICA HILL | 8062 | 15 | GEOGENIX | Conectiv | No | Complete | 2005-08-02 | 2005-11-17 | N/A | 2006-01-12
BPU-1415 | CORE Solar | SANTOMAURO |  | 4.9 | 26950 | Residential |  | NORTH HALEDON | 7508 | 6 | THE SOLAR CENTER, INC. | PSE&G BPU | No | Complete | 2006-10-20 | 2006-08-16 | N/A | 2006-10-31
BPU-1418 | CORE Solar | BOGDEN |  | 8.4 | 46200 | Residential |  | CALIFON | 7830 | 4 | 1ST LIGHT ENERGY, INC. | JCP&L | No | Complete | 2005-10-03 | 2005-12-30 | N/A | 2006-05-26
BPU-1419 | CORE Solar | MCELROY |  | 7.26 | 38478 | Residential |  | LAMBERTVILLE | 8530 | 4 | JERSEY SOLAR, LLC | JCP&L | No | Complete | 2005-08-02 | 2005-08-11 | N/A | 2005-11-23
BPU-1420 | CORE Solar | LEIBMAN-ZUBERMAN |  | 4.2 | 22260 | Residential |  | HIGHLAND PARK | 8904 | 11 | JERSEY SOLAR, LLC | PSE&G BPU | No | Complete | 2005-08-02 | 2005-12-02 | N/A | 2006-01-13
BPU-1421 | CORE Solar | RADLER |  | 7.14 | 37442 | Residential |  | MOUNT LAUREL | 8054 | 13 | SOLAR HOME ENERGY SOLUTIONS | PSE&G BPU | No | Complete | 2005-08-02 | 2005-11-17 | N/A | 2006-01-13
BPU-1422 | CORE Solar | MURRAY |  | 9.52 | 42887.6 | Residential |  | MARLTON | 8053 | 13 | SELF INSTALL | PSE&G BPU | No | Complete | 2005-08-02 | 2005-11-03 | N/A | 2006-01-12
BPU-1423 | CORE Solar | MAHONEY |  | 9.92 | 52576 | Residential |  | OLD BRIDGE | 8857 | 11 | MAK TECHNOLOGIES | JCP&L | No | Complete | 2005-08-02 | 2005-10-19 | N/A | 2005-12-05
BPU-1424 | CORE Solar | GOLDBERG |  | 12.96 | 65876 | Residential |  | MANALAPAN | 7726 | 17 | TRINITY HEATING AND AIR | JCP&L | No | Complete | 2005-08-02 | 2005-09-21 | N/A | 2005-11-23
BPU-1425 | CORE Solar | SIDDERS |  | 6.46 | 34238 | Residential |  | EDISON | 8817 | 11 | TRINITY HEATING AND AIR | PSE&G BPU | No | Complete | 2005-08-02 | 2005-09-21 | N/A | 2005-12-05
BPU-1426 | CORE Solar | PRINCE | 39 CENTRAL AVE, LLC. | 27.55 | 129342.5 | Commercial |  | BRADLEY BEACH | 7720 | 17 | TRINITY HEATING AND AIR | JCP&L | No | Complete | 2005-08-02 | 2005-10-19 | N/A | 2005-12-05
BPU-1427 | CORE Solar | GOLDBERG |  | 10.03 | 53000 | Residential |  | MORGANVILLE | 7751 | 17 | TRINITY HEATING AND AIR | JCP&L | No | Complete | 2005-08-02 | 2005-09-15 | N/A | 2005-11-07
BPU-1428 | CORE Solar | O'BRIEN | O'BRIEN FUNERAL HOME | 5.27 | 22924.5 | Commercial |  | SPRING LAKE | 7762 | 17 | TRINITY HEATING AND AIR | JCP&L | No | Complete | 2005-08-02 | 2005-10-12 | N/A | 2005-12-20
BPU-1429 | CORE Solar | SWAIN |  | 11.97 | 61569.5 | Residential |  | FARMINGDALE | 7727 | 17 | GEOGENIX | JCP&L | No | Complete | 2005-08-02 | 2005-11-02 | N/A | 2005-12-29
BPU-1430 | CORE Solar | BLASZCAK |  | 5.28 | 27984 | Residential |  | OXFORD | 7863 | 2 | SUN FARM NETWORK | JCP&L | No | Complete | 2005-08-02 | 2005-10-26 | N/A | 2005-12-29
BPU-1431 | CORE Solar | GONZALEZ | ETHICON | 249.48 | 946628 | Commercial |  | SOMERVILLE | 8043 | 14 | DOME-TECH SOLAR, LLC | PSE&G BPU | No | Complete | 2005-08-03 | 2005-12-21 | N/A | 2006-02-06
BPU-1432 | CORE Solar | DELGUERCIO |  | 5.32 | 21641 | Residential |  | ELM | 8037 | 19 | SELF INSTALL | Conectiv | No | Complete | 2005-08-03 | 2005-11-02 | N/A | 2005-12-29
BPU-1434 | CORE Solar | INFANTE |  | 14.79 | 73836.5 | Residential |  | CREAM RIDGE | 8514 | 17 | TRINITY HEATING AND AIR | JCP&L | No | Complete | 2005-08-03 | 2005-10-04 | N/A | 2006-01-17
BPU-1435 | CORE Solar | GIBLIN |  | 9.92 | 52576 | Residential |  | JACKSON | 8527 | 18 | TRINITY HEATING AND AIR | JCP&L | No | Complete | 2005-08-03 | 2005-12-28 | N/A | 2006-01-27
BPU-1436 | CORE Solar | MEHAFFEY | CARL MEHAFFEY'S NURSERY, LLC. | 10.8 | 54120 | Commercial |  | BRIDGETON | 8302 | 20 | MERCURY SOLAR SYSTEMS | Conectiv | No | Complete | 2005-08-03 | 2006-03-24 | N/A | 2006-05-30
BPU-1438 | CORE Solar | MILLMAN |  | 7.875 | 40162.5 | Residential |  | GREEN BROOK | 8812 | 11 | JERSEY SOLAR, LLC | PSE&G BPU | No | Complete | 2005-08-03 | 2006-05-11 | N/A | 2006-07-11
BPU-1439 | CORE Solar | PALMA |  | 4 | 21200 | Residential |  | WOODBRIDGE | 7095 | 11 | TRINITY HEATING AND AIR | PSE&G BPU | No | Complete | 2005-08-03 | 2005-12-28 | N/A | 2006-01-27
BPU-1440 | CORE Solar | BARNA-PROVIDOSHIN |  | 7 | 50630 | Residential |  | HACKETTSTOWN | 7840 | 2 | 1ST LIGHT ENERGY, INC. | JCP&L | No | Complete | 2005-08-03 | 2006-06-22 | N/A | 2006-11-06
BPU-1441 | CORE Solar | GORDA |  | 10.15 | 53653 | Residential |  | CALIFON | 7830 | 4 | 1ST LIGHT ENERGY, INC. | JCP&L | No | Complete | 2005-08-03 | 2005-12-30 | N/A | 2006-10-06
BPU-1442 | CORE Solar | TORLUCCI |  | 6.3 | 33390 | Residential |  | HACKETTSTOWN | 7840 | 2 | 1ST LIGHT ENERGY, INC. | JCP&L | No | Complete | 2005-08-03 | 2005-12-30 | N/A | 2006-01-27
BPU-1443 | CORE Solar | MILLER |  | 10.5 | 55175 | Residential |  | LIVINGSTON | 7039 | 9 | 1ST LIGHT ENERGY, INC. | JCP&L | No | Complete | 2005-08-03 | 2006-09-13 | N/A | 2006-11-29
BPU-1446 | CORE Solar | ESPOSITO |  | 5.61 | 29733 | Residential |  | TOMS RIVER | 8753 | 18 | TRINITY HEATING AND AIR | JCP&L | No | Complete | 2005-08-03 | 2005-09-15 | N/A | 2005-11-04
BPU-1447 | CORE Solar | KELLER |  | 1 | 5300 | Residential |  | JACKSON | 8527 | 18 | TRINITY HEATING AND AIR | JCP&L | No | Complete | 2005-08-03 | 2005-09-28 | N/A | 2005-11-23
BPU-1448 | CORE Solar | PALLADINO |  | 7.8 | 35139 | Residential |  | HAMILTON | 8690 | 12 | SELF INSTALL | PSE&G BPU | No | Complete | 2005-08-03 | 2005-12-29 | N/A | 2006-02-14
BPU-1449 | CORE Solar | CHENG | WY INDUSTRIES | 680.16 | 2497076 | Commercial |  | NORTH BERGEN | 7047 | 8 | POWERLIGHT CORPORATION | PSE&G BPU | No | Complete | 2005-09-09 | 2006-09-14 | N/A | 2006-12-07
BPU-1450 | CORE Solar | ROLL |  | 79.2 | 330500 | Commercial |  | LEBANON | 8833 | 4 | SUN FARM NETWORK | JCP&L | No | Complete | 2005-08-03 | 2005-10-13 | N/A | 2005-11-23
BPU-1452 | CORE Solar | KIM |  | 9.86 | 50286 | Residential |  | MONTCLAIR | 7042 | 9 | ECOLOGICAL SYSTEMS-MANALAPAN | PSE&G BPU | No | Complete | 2005-08-03 | 2006-04-20 | N/A | 2006-08-14
BPU-1453 | CORE Solar | MCINTOSH |  | 6.93 | 36729 | Residential |  | HILLSBOROUGH | 8844 | 5 | JERSEY SOLAR, LLC | JCP&L | No | Complete | 2005-08-03 | 2005-10-06 | N/A | 2005-12-05
BPU-1455 | CORE Solar | HOFFNER |  | 6.3 | 33390 | Residential |  | MT LAUREL | 8054 | 13 | J. A. WIG CONSTRUCTION AND ELECTRIC, LLC | PSE&G BPU | No | Complete | 2005-08-03 | 2005-09-13 | N/A | 2005-11-23
BPU-1458 | CORE Solar | KILANY |  | 8.58 | 45474 | Residential |  | SKILLMAN | 8558 | 5 | JERSEY SOLAR, LLC | PSE&G BPU | No | Complete | 2005-08-03 | 2005-10-06 | N/A | 2005-12-05
BPU-1459 | CORE Solar | LUPOLA |  | 5.1 | 27030 | Residential |  | TOMS RIVER | 8753 | 18 | SEA BRIGHT SOLAR, LLC | JCP&L | No | Complete | 2005-08-03 | 2005-10-19 | N/A | 2005-12-05
BPU-1460 | CORE Solar | RUETTINGER |  | 4.9 | 25970 | Residential |  | EAST WINDSOR | 8520 | 12 | ABSOLUTELY ENERGIZED SOLAR, LLC | JCP&L | No | Complete | 2005-08-03 | 2005-11-07 | N/A | 2005-12-29
BPU-1461 | CORE Solar | NEMETH |  | 19.76 | 95456 | Residential |  | FLEMINGTON | 8822 | 4 | MOTTA ELECTRIC, INC. | JCP&L | No | Complete | 2005-08-08 | 2005-12-01 | N/A | 2006-01-13
BPU-1462 | CORE Solar | FUSCO |  | 5.78 | 30634 | Residential |  | FREEHOLD | 7728 | 17 | TRINITY HEATING AND AIR | JCP&L | No | Complete | 2005-08-08 | 2005-09-28 | N/A | 2005-11-23
BPU-1463 | CORE Solar | SORGE |  | 9.8 | 51940 | Residential |  | BASKING RIDGE | 7920 | 5 | MAK TECHNOLOGIES | JCP&L | No | Complete | 2005-08-08 | 2005-11-22 | N/A | 2005-12-29
BPU-1464 | CORE Solar | GLASGOLD |  | 4.9 | 24990 | Residential |  | PRINCETON | 8540 | 12 | JERSEY SOLAR, LLC | PSE&G BPU | No | Complete | 2005-08-08 | 2006-04-18 | N/A | 2006-06-02
BPU-1465 | CORE Solar | BUTLER |  | 5.775 | 29452.5 | Residential |  | PRINCETON JUNCTION | 8550 | 12 | JERSEY SOLAR, LLC | PSE&G BPU | No | Complete | 2005-08-08 | 2006-04-18 | N/A | 2006-06-16
BPU-1466 | CORE Solar | LANZAFAME | BERLEX LABORATORIES | 274.56 | 1036340 | Commercial |  | WAYNE | 7470 | 6 | POWERLIGHT CORPORATION | PSE&G BPU | No | Complete | 2005-08-08 | 2006-06-22 | N/A | 2006-10-13
BPU-1467 | CORE Solar | KRUTZLER |  | 7 | 37100 | Residential |  | FLEMINGTON | 8822 | 4 | MAK TECHNOLOGIES | JCP&L | No | Complete | 2005-08-08 | 2005-11-21 | N/A | 2005-12-29
BPU-1468 | CORE Solar | DUFEK |  | 20 | 96500 | Residential |  | MILFORD | 8848 | 4 | THE SOLAR CENTER, INC. | JCP&L | No | Complete | 2005-08-11 | 2005-12-28 | N/A | 2006-01-27
BPU-1469 | CORE Solar | LIN |  | 4.2 | 21420 | Residential |  | MILLBURN | 7041 | 9 | 1ST LIGHT ENERGY, INC. | JCP&L | No | Complete | 2005-08-11 | 2006-02-24 | N/A | 2006-04-25
BPU-1470 | CORE Solar | POTTS |  | 10.15 | 38412.5 | Residential |  | LONG VALLEY | 7853 | 3 | 1ST LIGHT ENERGY, INC. | JCP&L | No | Complete | 2005-08-11 | 2006-03-02 | N/A | 2006-11-29
BPU-1471 | CORE Solar | DELGADILLO |  | 7 | 35700 | Residential |  | PISCATAWAY | 8854 | 11 | 1ST LIGHT ENERGY, INC. | PSE&G BPU | No | Complete | 2005-08-11 | 2005-12-28 | N/A | 2006-05-11
BPU-1472 | CORE Solar | WILES |  | 3.15 | 16065 | Residential |  | LONG VALLEY | 7853 | 3 | 1ST LIGHT ENERGY, INC. | JCP&L | No | Complete | 2005-08-11 | 2006-12-30 | N/A | 2006-10-06
BPU-1473 | CORE Solar | NELSON |  | 16.1 | 79535 | Residential |  | WASHINGTON | 7882 | 2 | 1ST LIGHT ENERGY, INC. | JCP&L | No | Complete | 2005-08-11 | 2005-12-30 | N/A | 2006-10-27
BPU-1475 | CORE Solar | LANDIS |  | 5.13 | 27189 | Residential |  | MONTCLAIR | 70431806 | 9 | NJ SOLAR POWER, LLC | PSE&G BPU | No | Complete | 2005-08-11 | 2006-03-10 | N/A | 2006-05-24
BPU-1476 | CORE Solar | DYKES |  | 10 | 51000 | Residential |  | BRIGANTINE BEACH | 8203 | 19 | MERCURY SOLAR SYSTEMS | New Construction | No | Complete | 2005-08-11 | 2006-01-13 | N/A | 2006-04-04
BPU-1477 | CORE Solar | BOLLI |  | 4.8 | 24480 | Residential |  | GALLOWAY | 82054527 | 19 | MERCURY SOLAR SYSTEMS | Conectiv | No | Complete | 2005-08-11 | 2006-02-17 | N/A | 2006-04-04
BPU-1478 | CORE Solar | PIERCE |  | 2.64 | 13992 | Residential |  | BASKING RIDGE | 7920 | 5 | JERSEY SOLAR, LLC | JCP&L | No | Complete | 2005-08-11 | 2005-11-02 | N/A | 2005-12-29
BPU-1479 | CORE Solar | PALFINI | TIFFANY & CO | 656.04 | 2154328 | Commercial |  | PARSIPPANY | 7054 | 3 | POWERLIGHT CORPORATION | JCP&L | No | Complete | 2005-08-11 | 2006-03-17 | N/A | 2006-12-29
BPU-1480 | CORE Solar | PALFINI | TIFFANY & CO | 670.35 | 2231512 | Commercial |  | WHIPPANY | 7981 | 3 | POWERLIGHT CORPORATION | JCP&L | No | Complete | 2005-09-14 | 2006-10-19 | N/A | 2006-12-07
BPU-1481 | CORE Solar | SMITH |  | 6.6 | 34980 | Residential |  | ANNANDALE | 8801 | 4 | JERSEY SOLAR, LLC | JCP&L | No | Complete | 2005-08-17 | 2005-12-15 | N/A | 2006-02-21
BPU-1482 | CORE Solar | NAPOLI |  | 4.08 | 20808 | Residential |  | WENONAH | 8090 | 15 | AKEENA SOLAR, INC. | PSE&G BPU | No | Complete | 2005-08-17 | 2006-03-07 | N/A | 2006-07-11
BPU-1485 | CORE Solar | EGGERMAN |  | 8.517 | 45140 | Residential |  | NORTH BRUSWICK | 8902 | 11 | ADVANCED SOLAR PRODUCTS, INC. | PSE&G BPU | No | Complete | 2005-08-22 | 2005-09-28 | N/A | 2006-04-12
BPU-1486 | CORE Solar | JONES |  | 20.52 | 98762 | Residential |  | WHITE HOUSE STATION | 8889 | 4 | NJ SOLAR POWER, LLC | JCP&L | No | Complete | 2005-08-22 | 2006-01-05 | N/A | 2006-05-11
BPU-1487 | CORE Solar | SPECCHIO |  | 2.004 | 10220.4 | Residential |  | RINGOES | 8551 | 4 | J. A. WIG CONSTRUCTION AND ELECTRIC, LLC | JCP&L | No | Complete | 2005-08-22 | 2006-04-12 | N/A | 2006-07-11
BPU-1489 | CORE Solar | KANE |  | 8 | 40400 | Residential |  | MARLTON | 8053 | 13 | AKEENA SOLAR, INC. | PSE&G BPU | No | Complete | 2005-08-22 | 2010-08-04 | 2010-09-29 | 2011-05-31
BPU-1490 | CORE Solar | CONRAD |  | 3.42 | 18126 | Residential |  | BRANT BEACH | 8008 | 18 | J. A. WIG CONSTRUCTION AND ELECTRIC, LLC | Conectiv | No | Complete | 2005-08-22 | 2005-11-10 | N/A | 2005-12-29
BPU-1491 | CORE Solar | GEORGENS |  | 5.1 | 28050 | Residential |  | OAK RIDGE | 7438 | 6 | THE SOLAR CENTER, INC. | JCP&L | No | Complete | 2005-08-22 | 2005-12-23 | N/A | 2007-01-03
BPU-1492 | CORE Solar | GEE |  | 4.9 | 24990 | Residential |  | MOORESTOWN | 8057 | 13 | ABSOLUTELY ENERGIZED SOLAR, LLC | PSE&G BPU | No | Complete | 2005-08-22 | 2006-02-09 | N/A | 2006-04-04
BPU-1493 | CORE Solar | WASHIK |  | 4.08 | 20352 | Residential |  | JACKSON | 8527 | 18 | ABSOLUTELY ENERGIZED SOLAR, LLC | Unknown | No | Complete | 2005-08-12 | 2005-10-04 | N/A | 2006-01-12
BPU-1494 | CORE Solar | PATEL |  | 0 | 35616 | Residential |  | SOMERSET | 8873 | 5 | ABSOLUTELY ENERGIZED SOLAR, LLC | Unknown | No | Complete | 2005-08-15 | 2005-10-06 | N/A | 2005-12-05
BPU-1495 | CORE Solar | GUERIN |  | 10.03 | 53130.5 | Residential |  | MONROE TWP. | 8831 | 11 | TRINITY HEATING AND AIR | Unknown | No | Complete | 2005-08-15 | 2005-12-07 | N/A | 2006-01-13
BPU-1496 | CORE Solar | FEIER |  | 6.12 | 32436 | Residential |  | TOWACO | 7082 | 3 | TRINITY HEATING AND AIR | Unknown | No | Complete | 2005-08-15 | 2005-11-10 | N/A | 2005-12-29
BPU-1497 | CORE Solar | WOOD |  | 7.14 | 36414 | Residential |  | MANAHAWKIN | 8050 | 18 | TRINITY HEATING AND AIR | Unknown | No | Complete | 2005-08-15 | 2006-02-22 | N/A | 2006-04-04
BPU-1499 | CORE Solar | MEADE |  | 3.99 | 28196 | Residential |  | TOMS RIVER | 8755 | 18 | J. A. WIG CONSTRUCTION AND ELECTRIC, LLC | Unknown | No | Complete | 2005-08-03 | 2005-10-19 | N/A | 2005-12-05
BPU-1500 | CORE Solar | NADLER |  | 4.008 | 21242 | Residential |  | NEWTON | 7860 | 1 | ADVANCED SOLAR PRODUCTS, INC. | Unknown | No | Complete | 2005-08-08 | 2005-09-28 | N/A | 2005-12-05
BPU-1502 | CORE Solar | DONALDSON |  | 26.4 | 124340 | Commercial |  | HACKETTSTOWN | 7840 | 2 | SUN FARM NETWORK | Unknown | No | Complete | 2005-08-22 | 2005-10-06 | N/A | 2005-11-23
BPU-1504 | CORE Solar | ARCARA | FRANCO'S MARKET LLC | 10.26 | 54131 | Commercial |  | SEABROOK | 8302 | 20 | SUNPOL LLC | Conectiv | No | Complete | 2005-08-29 | 2005-12-21 | N/A | 2006-01-27
BPU-1505 | CORE Solar | BALL, JR. |  | 9.735 | 51595.5 | Residential |  | DELAWARE TOWNSHIP | 8557 | 4 | JERSEY SOLAR, LLC | JCP&L | No | Complete | 2005-08-29 | 2005-11-10 | N/A | 2005-12-29
BPU-1506 | CORE Solar | BLEW |  | 30.702 | 265538.75 | Commercial |  | PITTSTOWN | 8867 | 4 | SUN FARM NETWORK | JCP&L | No | Complete | 2005-08-29 | 2006-05-04 | N/A | 2006-07-31
BPU-1507 | CORE Solar | CIOPPA |  | 5.94 | 31482 | Residential |  | POINT PLEASANT BEACH | 8742 | 18 | ECOLOGICAL SYSTEMS-MANALAPAN | JCP&L | No | Complete | 2005-08-29 | 2005-12-23 | N/A | 2006-03-16
BPU-1508 | CORE Solar | DELUCCA |  | 4.455 | 23611 | Residential |  | BELVIDERE | 7823 | 2 | MAK TECHNOLOGIES | JCP&L | No | Complete | 2005-08-29 | 2006-02-09 | N/A | 2006-04-04
BPU-1509 | CORE Solar | KANDASAMY |  | 8.4 | 46920 | Residential |  | ANNANDALE | 8001 | 16 | AKEENA SOLAR, INC. | JCP&L | No | Complete | 2005-08-29 | 2006-04-03 | N/A | 2006-05-24
BPU-1510 | CORE Solar | SHUTACK |  | 4.2 | 22260 | Residential |  | NESHANIC STATION | 8853 | 5 | MAK TECHNOLOGIES | JCP&L | No | Complete | 2005-08-29 | 2005-10-13 | N/A | 2005-12-29
BPU-1511 | CORE Solar | REID |  | 6.3 | 33390 | Residential |  | PHILLIPSBURG | 8865 | 2 | MAK TECHNOLOGIES | JCP&L | No | Complete | 2005-08-29 | 2005-12-09 | N/A | 2006-01-13
BPU-1513 | CORE Solar | STORROW |  | 9.18 | 48654 | Residential |  | JACKSON | 8527 | 18 | TRINITY HEATING AND AIR | JCP&L | No | Complete | 2005-08-29 | 2005-10-04 | N/A | 2005-11-23
BPU-1514 | CORE Solar | ALPAUGH |  | 9.52 | 50456 | Residential |  | SUCCASUNNA | 7876 | 3 | TRINITY HEATING AND AIR | JCP&L | No | Complete | 2005-08-29 | 2005-09-28 | N/A | 2006-02-14
BPU-1515 | CORE Solar | CONNELLY | MALGORZATA & DANIEL CONNELLY LLP | 9.88 | 49988 | Commercial |  | MILLVILLE | 8332 | 20 | SUNPOL LLC | Not Known | No | Complete | 2005-08-30 | 2006-03-01 | N/A | 2006-04-25
BPU-1516 | CORE Solar | NORWOOD |  | 2.53 | 13409 | Residential |  | MOORESTOWN | 8057 | 13 | SUN FARM NETWORK | PSE&G BPU | No | Complete | 2005-08-30 | 2005-09-28 | N/A | 2005-11-23
BPU-1518 | CORE Solar | CHOINACKI-GUERIN |  | 4.95 | 25245 | Residential |  | STEWARTSVILLE | 8886 | 2 | JERSEY SOLAR, LLC | JCP&L | No | Complete | 2005-08-30 | 2006-05-17 | N/A | 2006-08-21
BPU-1519 | CORE Solar | ZAMPELLA |  | 7.65 | 40545 | Residential |  | RED BANK | 7701 | 17 | TRINITY HEATING AND AIR | JCP&L | No | Complete | 2005-08-30 | 2005-11-09 | N/A | 2006-01-27
BPU-1520 | CORE Solar | MALYSZ |  | 6.12 | 24156 | Residential |  | MORGANVILLE | 7751 | 17 | TRINITY HEATING AND AIR | JCP&L | No | Complete | 2005-08-30 | 2005-01-06 | N/A | 2006-05-11
BPU-1521 | CORE Solar | PECK |  | 12.8 | 61920 | Residential |  | BLAIRSTOWN | 7825 | 2 | TRINITY HEATING AND AIR | JCP&L | No | Complete | 2005-08-30 | 2006-06-22 | N/A | 2006-10-02
BPU-1523 | CORE Solar | PASCAL | STAGE LEFT | 10.2 | 53870 | Commercial |  | NEW BRUNSWICK | 8901 | 11 | AMERICAN ENERGY TECHNOLOGY | PSE&G BPU | No | Complete | 2005-08-30 | 2007-05-21 | N/A | 2007-07-25
BPU-1524 | CORE Solar | MERICLE |  | 8.4 | 46200 | Residential |  | CAPE MAY COURTHOUSE | 8210 | 21 | MESA ENVIORNMENTAL SCIENCES, INC. | Conectiv | No | Complete | 2005-08-30 | 2006-01-13 | N/A | 2006-07-11
BPU-1525 | CORE Solar | RUNYON |  | 8.4 | 36540 | Residential |  | BUTTZVILLE | 7829 | 2 | 1ST LIGHT ENERGY, INC. | JCP&L | No | Complete | 2005-09-14 | 2006-02-23 | N/A | 2007-01-03
BPU-1527 | CORE Solar | GREAR |  | 2.45 | 12495 | Residential |  | DAYTON | 8810 | 11 | NJ SOLAR SOLUTIONS | PSE&G BPU | No | Complete | 2005-08-30 | 2006-04-18 | N/A | 2006-08-21
BPU-1528 | CORE Solar | FALLUCCA |  | 7.98 | 40698 | Residential |  | VINELAND | 8360 | 20 | MERCURY SOLAR SYSTEMS | Not Known | No | Complete | 2005-08-31 | 2006-02-17 | N/A | 2006-04-04
BPU-1529 | CORE Solar | ZUMPANO |  | 6 | 31800 | Residential |  | NORTHFIELD | 8225 | 19 | MERCURY SOLAR SYSTEMS | Not Known | No | Complete | 2005-08-31 | 2005-12-27 | N/A | 2006-01-27
BPU-1531 | CORE Solar | SNYDER |  | 3.6 | 18360 | Residential |  | VILLAS | 8251 | 21 | MERCURY SOLAR SYSTEMS | Conectiv | No | Complete | 2005-08-31 | 2006-01-26 | N/A | 2006-04-04
BPU-1533 | CORE Solar | TOMKIEVICZ |  | 10.37 | 54609.5 | Residential |  | WEST ORANGE | 7052 | 9 | ECOLOGICAL SYSTEMS-MANALAPAN | PSE&G BPU | No | Complete | 2005-08-31 | 2005-12-23 | N/A | 2006-03-21
BPU-1534 | CORE Solar | TRENGROVE |  | 9.9 | 52470 | Residential |  | BAYVILLE | 8721 | 18 | ECOLOGICAL SYSTEMS-MANALAPAN | JCP&L | No | Complete | 2005-08-31 | 2005-12-22 | N/A | 2006-01-27
BPU-1536 | CORE Solar | HARRISON | MID ATLANTIC GROWERS | 52.8 | 231500 | Commercial |  | NEW EGYPT | 8533 | 18 | SUN FARM NETWORK | JCP&L | No | Complete | 2005-08-31 | 2005-12-01 | N/A | 2006-01-13
BPU-1537 | CORE Solar | ENGLE |  | 7.98 | 42294 | Residential |  | SCULLVILLE | 8234 | 19 | MERCURY SOLAR SYSTEMS | Conectiv | No | Complete | 2005-08-31 | 2005-12-27 | N/A | 2006-01-27
BPU-1538 | CORE Solar | MCNEILL |  | 11.05 | 57567 | Residential |  | LITTLE EGG HARBOR | 8087 | 18 | TRINITY HEATING AND AIR | Conectiv | No | Complete | 2005-08-31 | 2005-12-02 | N/A | 2005-12-29
BPU-1539 | CORE Solar | LYDON |  | 5.1 | 26010 | Residential |  | EAST BRUNSWICK | 8816 | 11 | HOFF SYSTEM | PSE&G BPU | No | Complete | 2005-09-01 | 2006-05-15 | N/A | 2006-07-11
BPU-1540 | CORE Solar | LUTZ |  | 6.84 | 36252 | Residential |  | PARKERTOWN | 8087 | 18 | LBI SOLAR | Not Known | No | Complete | 2005-09-02 | 2005-12-27 | N/A | 2006-03-21
BPU-1541 | CORE Solar | MCNAB |  | 19.8 | 95630 | Residential |  | ENGLISHTOWN | 7726 | 17 | SUN FARM NETWORK | JCP&L | No | Complete | 2005-09-02 | 2005-11-15 | N/A | 2006-01-13
BPU-1542 | CORE Solar | RETTAGLIATA |  | 3.04 | 13695.2 | Residential |  | ROCKAWAY TWP | 7866 | 3 | SELF INSTALL | JCP&L | No | Complete | 2005-09-02 | 2005-12-02 | N/A | 2006-01-13
BPU-1543 | CORE Solar | QUAM |  | 9.86 | 52258 | Residential |  | MENDHAM | 7945 | 3 | 1ST LIGHT ENERGY, INC. | JCP&L | No | Complete | 2005-09-02 | 2006-04-06 | N/A | 2006-10-27
BPU-1544 | CORE Solar | CORTESE |  | 4.2 | 18270 | Residential |  | LINCOLN PARK | 7035 | 3 | 1ST LIGHT ENERGY, INC. | JCP&L | No | Complete | 2005-09-02 | 2006-07-07 | N/A | 2006-10-02
BPU-1545 | CORE Solar | SUDOL |  | 9.86 | 50286 | Residential |  | PARSIPPANY | 70541235 | 3 | ECOLOGICAL SYSTEMS-MANALAPAN | JCP&L | No | Complete | 2005-09-02 | 2006-05-03 | N/A | 2006-07-11
BPU-1547 | CORE Solar | CRONIN |  | 6.3 | 27405 | Residential |  | WHARTON | 7885 | 3 | 1ST LIGHT ENERGY, INC. | JCP&L | No | Complete | 2005-09-14 | 2006-02-23 | N/A | 2006-08-21
BPU-1548 | CORE Solar | BAUMMANN |  | 4.2 | 21420 | Residential |  | WHARTON | 7885 | 3 | 1ST LIGHT ENERGY, INC. | JCP&L | No | Complete | 2005-09-02 | 2006-06-21 | N/A | 2006-10-06
BPU-1549 | CORE Solar | JOSHI |  | 6.3 | 32445 | Residential |  | PARSIPPANY | 7054 | 3 | 1ST LIGHT ENERGY, INC. | JCP&L | No | Complete | 2005-09-02 | 2006-09-13 | N/A | 2006-11-29
BPU-1551 | CORE Solar | KULAKOWSKI |  | 3 | 15300 | Residential |  | JERSEY CITY | 7302 | 8 | MAK TECHNOLOGIES | PSE&G BPU | No | Complete | 2005-09-14 | 2006-07-14 | N/A | 2006-10-06
BPU-1552 | CORE Solar | DEBERARDINIS | VOORHEES TOWNSHIP BOARD OF EDUCATION | 32.448 | 213680 | School Public K-12 |  | VOORHEES | 8043 | 14 | DOME-TECH SOLAR, LLC | PSE&G BPU | No | Complete | 2005-09-02 | 2006-09-28 | N/A | 2007-01-30
BPU-1554 | CORE Solar | VANNUCCI |  | 10.53 | 55305.5 | Residential |  | GERMANIA | 82153405 | 19 | LBI SOLAR | Conectiv | No | Complete | 2005-09-06 | 2005-12-27 | N/A | 2006-01-27
BPU-1555 | CORE Solar | PAULTER |  | 9.9 | 50490 | Residential |  | PITTSTOWN | 8867 | 4 | MAK TECHNOLOGIES | JCP&L | No | Complete | 2005-09-06 | 2006-02-09 | N/A | 2006-04-04
BPU-1556 | CORE Solar | PETIT | PETICOTE FARMS | 105.6 | 430388 | Farm |  | SOUTH HAMPTON | 8088 | 13 | SUN FARM NETWORK | PSE&G BPU | No | Complete | 2005-09-06 | 2005-12-13 | N/A | 2006-03-23
BPU-1557 | CORE Solar | HARCHAR |  | 7.99 | 42347 | Residential |  | SPOTSWOOD | 8884 | 11 | TRINITY HEATING AND AIR | JCP&L | No | Complete | 2005-09-07 | 2005-10-26 | N/A | 2006-01-13
BPU-1560 | CORE Solar | ROSEN |  | 6.63 | 35139 | Residential |  | SOMMERVILLE | 8873 | 5 | TRINITY HEATING AND AIR | PSE&G BPU | No | Complete | 2005-09-07 | 2005-10-14 | N/A | 2006-01-13
BPU-1561 | CORE Solar | MOSCOLA |  | 9.76 | 51728 | Residential |  | MANALAPAN | 7726 | 17 | TRINITY HEATING AND AIR | JCP&L | No | Complete | 2005-09-07 | 2005-12-28 | N/A | 2006-01-27
BPU-1562 | CORE Solar | NALEPA |  | 9.86 | 52258 | Residential |  | RED BANK | 7701 | 17 | TRINITY HEATING AND AIR | JCP&L | No | Complete | 2005-09-07 | 2005-10-04 | N/A | 2005-11-23
BPU-1563 | CORE Solar | VIHONSKY |  | 6.8 | 36040 | Residential |  | JACKSON | 8527 | 18 | TRINITY HEATING AND AIR | JCP&L | No | Complete | 2005-09-07 | 2005-10-04 | N/A | 2005-11-23
BPU-1564 | CORE Solar | BURLEW |  | 9.12 | 48336 | Residential |  | PITTSGROVE | 8318 | 16 | SUNPOL LLC | Not Known | No | Complete | 2005-09-07 | 2005-12-13 | N/A | 2006-01-27
BPU-1565 | CORE Solar | CAPOFERRI |  | 2.88 | 14688 | Residential |  | RED BANK | 7701 | 17 | SEA BRIGHT SOLAR, LLC | JCP&L | No | Complete | 2005-09-07 | 2006-04-26 | N/A | 2006-06-16
BPU-1566 | CORE Solar | CLAYTON |  | 3.06 | 16218 | Residential |  | BRIELLE | 8730 | 17 | SEA BRIGHT SOLAR, LLC | JCP&L | No | Complete | 2005-09-07 | 2005-11-09 | N/A | 2006-01-13
BPU-1567 | CORE Solar | CHAN |  | 7 | 35700 | Residential |  | MONROE TOWNSHIP | 8831 | 11 | SUN BURN SOLAR | JCP&L | No | Complete | 2005-09-07 | 2006-04-26 | N/A | 2006-06-16
BPU-1568 | CORE Solar | BAVIER |  | 14.96 | 74576 | Residential |  | BRICK | 8724 | 18 | NJ SOLAR POWER, LLC | JCP&L | No | Complete | 2005-09-07 | 2005-12-30 | N/A | 2006-04-04
BPU-1569 | CORE Solar | FAIRELOUGH |  | 20.52 | 98762 | Residential |  | WHITING | 8759 | 18 | NJ SOLAR POWER, LLC | JCP&L | No | Complete | 2005-09-07 | 2005-12-29 | N/A | 2006-01-27
BPU-1570 | CORE Solar | FLOOR |  | 4.2 | 21420 | Residential |  | KINGSTON | 8540 | 12 | SUN BURN SOLAR | PSE&G BPU | No | Complete | 2005-09-07 | 2006-04-18 | N/A | 2006-08-31
BPU-1572 | CORE Solar | FETZER |  | 9.1 | 46410 | Residential |  | AUGUSTA | 7822 | 1 | NJ SOLAR SOLUTIONS | JCP&L | No | Complete | 2005-09-12 | 2006-03-31 | N/A | 2006-05-24
BPU-1576 | CORE Solar | DEVULAPALLI |  | 8 | 42400 | Residential |  | MONMOUTH JUNCTION | 8852 | 11 | ABSOLUTELY ENERGIZED SOLAR, LLC | PSE&G BPU | No | Complete | 2005-09-12 | 2005-12-29 | N/A | 2006-01-27
BPU-1577 | CORE Solar | SAVICKAS |  | 8.84 | 46852 | Residential |  | WEST PATERSON | 7424 | 6 | TRINITY HEATING AND AIR | PSE&G BPU | No | Complete | 2005-09-13 | 2005-10-26 | N/A | 2005-12-05
BPU-1578 | CORE Solar | MARSHALL |  | 4.95 | 26235 | Residential |  | PRINCETON | 8540 | 12 | JERSEY SOLAR, LLC | PSE&G BPU | No | Complete | 2005-09-13 | 2005-12-15 | N/A | 2006-01-27
BPU-1579 | CORE Solar | HELFRICH |  | 5.25 | 26775 | Residential |  | STOCKTON | 8559 | 4 | JERSEY SOLAR, LLC | JCP&L | No | Complete | 2005-09-13 | 2006-05-03 | N/A | 2006-07-11
BPU-1582 | CORE Solar | BARSZCZ | KTS MACHINE SHOP | 25.2 | 110280 | Commercial |  | ELMWOOD PARK | 7407 | 7 | NJ SOLAR POWER, LLC | PSE&G BPU | No | Complete | 2005-09-13 | 2006-09-13 | N/A | 2006-11-01
BPU-1583 | CORE Solar | GOFF |  | 9.86 | 52258 | Residential |  | LITTLE EGG HARBOR | 8087 | 18 | TRINITY HEATING AND AIR | Not Known | No | Complete | 2005-09-13 | 2005-10-27 | N/A | 2005-12-05
BPU-1584 | CORE Solar | DODARO |  | 24.48 | 101136 | Residential |  | MARLBORO | 7746 | 17 | TRINITY HEATING AND AIR | JCP&L | No | Complete | 2005-09-13 | 2006-02-22 | N/A | 2006-05-11
BPU-1585 | CORE Solar | COOPER | FB COOPER & SONS, LLC | 13.3 | 67355 | Commercial |  | LAMBERTVILLE | 8530 | 4 | JERSEY SOLAR, LLC | JCP&L | No | Complete | 2005-09-13 | 2005-11-10 | N/A | 2006-01-17
BPU-1586 | CORE Solar | BOOTH |  | 10.2 | 51780 | Residential |  | JACKSON | 8527 | 18 | ECOLOGICAL SYSTEMS-MANALAPAN | JCP&L | No | Complete | 2005-09-13 | 2006-06-20 | N/A | 2006-08-28
BPU-1589 | CORE Solar | GENDIMENICO |  | 3.465 | 18364.5 | Residential |  | HILLSBOROUGH | 8844 | 5 | JERSEY SOLAR, LLC | PSE&G BPU | No | Complete | 2005-09-14 | 2006-01-18 | N/A | 2006-05-30
BPU-1590 | CORE Solar | WOELFEL |  | 6.93 | 35343 | Residential |  | FLEMINGTON | 8822 | 4 | J. A. WIG CONSTRUCTION AND ELECTRIC, LLC | JCP&L | No | Complete | 2005-09-14 | 2006-01-18 | N/A | 2006-04-04
BPU-1592 | CORE Solar | HINTZ |  | 4.93 | 25143 | Residential |  | FREEHOLD | 77281719 | 17 | SEA BRIGHT SOLAR, LLC | JCP&L | No | Complete | 2005-09-15 | 2006-04-06 | N/A | 2006-10-02
BPU-1593 | CORE Solar | BIONDO | HI-TECH MACHINE AND DESIGN, LLC | 6.12 | 31212 | Commercial |  | FLEMINGTON | 8822 | 4 | JERSEY SOLAR, LLC | JCP&L | No | Complete | 2005-09-15 | 2006-03-23 | N/A | 2006-05-26
BPU-1594 | CORE Solar | BLAKE |  | 9.12 | 48336 | Residential |  | ELMER | 8318 | 16 | SUNPOL LLC | Conectiv | No | Complete | 2005-09-15 | 2005-12-21 | N/A | 2006-01-27
BPU-1595 | CORE Solar | FRANGIONE |  | 10 | 51000 | Residential |  | MILLVILLE | 8332 | 20 | MERCURY SOLAR SYSTEMS | Conectiv | No | Complete | 2005-09-15 | 2005-12-21 | N/A | 2006-04-04
BPU-1596 | CORE Solar | FAMIANO |  | 8.4 | 42840 | Residential |  | NORTH CAPE MAY | 82042145 | 21 | MERCURY SOLAR SYSTEMS | Conectiv | No | Complete | 2005-09-16 | 2006-02-17 | N/A | 2006-04-04
BPU-1597 | CORE Solar | ANDERSON |  | 5.76 | 30528 | Residential |  | WHITEHOUSE STATION | 8889 | 4 | MAK TECHNOLOGIES | JCP&L | No | Complete | 2005-09-16 | 2006-02-10 | N/A | 2006-04-04
BPU-1598 | CORE Solar | DALTON |  | 6.8 | 36040 | Residential |  | MOUNT LAUREL | 8054 | 13 | SOLAR HOME ENERGY SOLUTIONS | PSE&G BPU | No | Complete | 2005-09-16 | 2005-11-17 | N/A | 2006-01-13
BPU-1599 | CORE Solar | FREIRE |  | 10 | 51000 | Residential |  | MAYS LANDING | 8330 | 19 | MERCURY SOLAR SYSTEMS | Conectiv | No | Complete | 2005-09-21 | 2006-02-09 | N/A | 2006-04-04
BPU-1600 | CORE Solar | SIECKE |  | 9.8 | 53900 | Residential |  | FLEMINGTON | 88222731 | 4 | ADVANCED SOLAR PRODUCTS, INC. | JCP&L | No | Complete | 2005-09-07 | 2006-04-11 | N/A | 2006-06-02
BPU-1602 | CORE Solar | CLAMAN | LIBERTY SCIENCE CENTER | 227.136 | 891760 | Government Facility |  | JERSEY CITY | 7305 | 8 | WORLDWATER CORP. | PSE&G BPU | No | Complete | 2005-09-28 | 2007-12-07 | 2008-01-02 | 2008-02-26
BPU-1604 | CORE Solar | BUKOVEC |  | 3.15 | 17325 | Residential |  | TOMS RIVER | 8757 | 18 | LBI SOLAR | JCP&L | No | Complete | 2005-09-28 | 2005-11-04 | N/A | 2006-02-21
BPU-1605 | CORE Solar | GAMACHE | PARK DENTAL, PA | 7.02 | 50082 | Commercial |  | CEDAR RUN | 8092 | 18 | LBI SOLAR | New Construction | No | Complete | 2005-09-28 | 2006-06-21 | N/A | 2006-10-02
BPU-1606 | CORE Solar | VAN DER WENDE |  | 5.44 | 27744 | Residential |  | OAK RIDGE | 7438 | 6 | THE SOLAR CENTER, INC. | JCP&L | No | Complete | 2005-10-03 | 2006-02-09 | N/A | 2006-05-26
BPU-1607 | CORE Solar | CAVALCANTE |  | 6.12 | 33320 | Residential |  | LYNHURST | 7071 | 7 | TRINITY HEATING AND AIR | PSE&G BPU | No | Complete | 2005-10-03 | 2005-09-22 | N/A | 2005-12-05
BPU-1608 | CORE Solar | MILLER | EGG HARBOR TOWNSHIP (EGG HARBOR TOWNSHIP | 1.8 | 8415 | Government Facility |  | EGG HARBOR TOWNSHIP | 8234 | 19 | SELF INSTALL | Conectiv | No | Complete | 2005-10-05 | 2006-07-14 | N/A | 2006-09-08
BPU-1621 | CORE Solar | KONOWICZ |  | 5.6 | 29680 | Residential |  | HAINESPORT | 8036 | 13 | BP SOLAR INTERNATIONAL | PSE&G BPU | No | Complete | 2005-09-21 | 2005-12-01 | N/A | 2006-01-13
BPU-1622 | CORE Solar | LOVENBERG |  | 9.76 | 51728 | Residential |  | HOWELL | 7731 | 17 | TRINITY HEATING AND AIR | JCP&L | No | Complete | 2005-09-21 | 2005-12-15 | N/A | 2006-01-27
BPU-1623 | CORE Solar | ROWAND-COPPOLA |  | 5.4 | 17850 | Residential |  | MAYS LANDING | 8330 | 19 | MERCURY SOLAR SYSTEMS | Conectiv | No | Complete | 2005-09-21 | 2006-01-26 | N/A | 2006-04-04
BPU-1624 | CORE Solar | POLLAK |  | 9.8 | 51940 | Residential |  | CHESTERFIELD | 8022 | 13 | BP SOLAR INTERNATIONAL | PSE&G BPU | No | Complete | 2005-09-21 | 2005-11-17 | N/A | 2006-01-27
BPU-1625 | CORE Solar | CARPE |  | 13.68 | 69008 | Residential |  | HOPEWELL | 8525 | 12 | ENGLISHTOWN CONSTRUCTION | PSE&G BPU | No | Complete | 2005-09-21 | 2005-12-19 | N/A | 2006-03-01
BPU-1626 | CORE Solar | STETSER |  | 5.88 | 29988 | Residential |  | GERMANIA | 8241 | 19 | MERCURY SOLAR SYSTEMS | AC Electric | No | Complete | 2005-09-21 | 2006-03-07 | N/A | 2006-05-18
BPU-1627 | CORE Solar | ZHAO |  | 8.05 | 41055 | Residential |  | HAINESPORT | 8036 | 13 | ABSOLUTELY ENERGIZED SOLAR, LLC | PSE&G BPU | No | Complete | 2005-09-21 | 2006-05-11 | N/A | 2006-07-11
BPU-1628 | CORE Solar | TURIELLO |  | 7.014 | 37174 | Residential |  | BRIDGEWATER | 8807 | 5 | ADVANCED SOLAR PRODUCTS, INC. | PSE&G BPU | No | Complete | 2005-09-21 | 2005-10-20 | N/A | 2005-12-05
BPU-1630 | CORE Solar | HAYTON |  | 8.75 | 46375 | Residential |  | HOPEWELL | 8525 | 12 | JERSEY SOLAR, LLC | PSE&G BPU | No | Complete | 2005-09-21 | 2005-12-29 | N/A | 2006-01-27
BPU-1631 | CORE Solar | FILIPPONE |  | 12 | 61700 | Residential |  | CALIFON | 7830 | 4 | HEAT SHED, INC. | JCP&L | No | Complete | 2005-09-21 | 2005-12-30 | N/A | 2006-03-23
BPU-1632 | CORE Solar | BURBANK |  | 7.14 | 37842 | Residential |  | MONROE TOWNSHIP | 8831 | 11 | TRINITY HEATING AND AIR | JCP&L | No | Complete | 2005-09-21 | 2005-12-14 | N/A | 2006-04-04
BPU-1633 | CORE Solar | ANDERSON |  | 9.45 | 48195 | Residential |  | FREEHOLD | 7728 | 17 | SUN BURN SOLAR | JCP&L | No | Complete | 2005-09-21 | 2006-06-20 | N/A | 2006-08-21
BPU-1634 | CORE Solar | HATCH |  | 3.675 | 18742 | Residential |  | TRENTON | 8611 | 12 | JERSEY SOLAR, LLC | PSE&G BPU | No | Complete | 2005-09-21 | 2006-02-27 | N/A | 2006-04-25
BPU-1635 | CORE Solar | FOY |  | 10.2 | 51780 | Residential |  | NEPTUNE CITY | 7753 | 17 | ECOLOGICAL SYSTEMS-MANALAPAN | JCP&L | No | Complete | 2005-09-21 | 2006-09-13 | N/A | 2006-11-29
BPU-1637 | CORE Solar | VANDENHENDE |  | 8.4 | 42840 | Residential |  | MOUNT ARLINGTON | 78561426 | 3 | 1ST LIGHT ENERGY, INC. | JCP&L | No | Complete | 2005-09-21 | 2006-09-21 | N/A | 2006-12-06
BPU-1638 | CORE Solar | FINE |  | 6.12 | 31212 | Residential |  | MONTCLAIR | 7042 | 9 | 1ST LIGHT ENERGY, INC. | PSE&G BPU | No | Complete | 2005-09-21 | 2006-02-24 | N/A | 2006-04-25
BPU-1639 | CORE Solar | PRINCIPATO JR. |  | 8.16 | 43248 | Residential |  | MARLBORO | 7751 | 17 | TRINITY HEATING AND AIR | JCP&L | No | Complete | 2005-09-21 | 2005-10-12 | N/A | 2005-12-05
BPU-1640 | CORE Solar | HENRY |  | 0.96 | 5088 | Residential |  | LITTLE EGG HARBOR | 8087 | 18 | TRINITY HEATING AND AIR | AC Electric | No | Complete | 2005-09-21 | 2005-12-27 | N/A | 2006-03-23
BPU-1641 | CORE Solar | KROL |  | 18.2 | 88670 | Residential |  | ROCKAWAY | 7866 | 3 | 1ST LIGHT ENERGY, INC. | JCP&L | No | Complete | 2005-09-21 | 2006-02-24 | N/A | 2006-05-11
BPU-1642 | CORE Solar | GALLAGHER |  | 11.84 | 61004 | Residential |  | MANASQUAN | 8736 | 17 | TRINITY HEATING AND AIR | JCP&L | No | Complete | 2005-09-21 | 2005-12-07 | N/A | 2006-01-27
BPU-1643 | CORE Solar | SCHOTLAND |  | 9.9 | 50490 | Residential |  | FLEMINGTON | 8822 | 4 | JERSEY SOLAR, LLC | JCP&L | No | Complete | 2005-09-22 | 2005-12-15 | N/A | 2006-07-31
BPU-1644 | CORE Solar | GIROLAMO |  | 0 | 43248 | Residential |  | JACKSON | 8527 | 18 | TRINITY HEATING AND AIR | JCP&L | No | Complete | 2005-09-22 | 2005-11-15 | N/A | 2006-01-13
BPU-1645 | CORE Solar | HOWARD, JR. |  | 9.8 | 49980 | Residential |  | WILLINGBORO | 80463401 | 13 | ABSOLUTELY ENERGIZED SOLAR, LLC | PSE&G BPU | No | Complete | 2005-09-22 | 2006-06-22 | N/A | 2006-08-28
BPU-1646 | CORE Solar | LILLIANTHAL |  | 9.76 | 51728 | Residential |  | MARLBORO | 7746 | 17 | TRINITY HEATING AND AIR | JCP&L | No | Complete | 2005-09-22 | 2005-10-12 | N/A | 2005-12-05
BPU-1647 | CORE Solar | BARGER |  | 13.43 | 67920 | Residential |  | WARREN GROVE | 8005 | 18 | TRINITY HEATING AND AIR | AC Electric | No | Complete | 2005-09-22 | 2005-12-27 | N/A | 2006-02-06
BPU-1648 | CORE Solar | CORDAS |  | 9.018 | 47395 | Residential |  | EWING | 8628 | 12 | ADVANCED SOLAR PRODUCTS, INC. | PSE&G BPU | No | Complete | 2005-09-28 | 2005-12-15 | N/A | 2006-03-23
BPU-1649 | CORE Solar | GRUMET | SOMERFIELD ASSOCIATES | 29.82 | 128298 | Commercial |  | NORTH PLAINFIELD | 7060 | 10 | ABSOLUTELY ENERGIZED SOLAR, LLC | PSE&G BPU | No | Complete | 2005-09-28 | 2006-04-26 | N/A | 2006-06-12
BPU-1651 | CORE Solar | GOLDMAN |  | 3.96 | 20988 | Residential |  | MONTCLAIR | 7042 | 9 | JERSEY SOLAR, LLC | PSE&G BPU | No | Complete | 2005-09-28 | 2006-05-23 | N/A | 2006-09-15
BPU-1652 | CORE Solar | ROCHFORD |  | 5.1 | 22185 | Residential |  | WRIGHTSTOWN | 8527 | 18 | TRINITY HEATING AND AIR | JCP&L | No | Complete | 2005-09-28 | 2005-12-01 | N/A | 2006-01-13
BPU-1653 | CORE Solar | GALDO |  | 9.853 | 52221 | Residential |  | CINAMINNSON | 8077 | 13 | ADVANCED SOLAR PRODUCTS, INC. | PSE&G BPU | No | Complete | 2005-09-28 | 2005-10-13 | N/A | 2005-12-05
BPU-1654 | CORE Solar | BERGMAN | TINDALL HOMES OF MANSFIELD LLC | 2.64 | 13992 | Commercial |  | COLUMBUS | 8022 | 13 | BALD EAGLE SOLAR TECHNOLOGY, LLC | New Construction | No | Complete | 2005-09-28 | 2005-12-29 | N/A | 2006-02-06
BPU-1655 | CORE Solar | BERGMAN | TINDALL HOMES OF MANSFIELD LLC | 2.64 | 13992 | Commercial |  | COLUMBUS | 8022 | 13 | BALD EAGLE SOLAR TECHNOLOGY, LLC | New Construction | No | Complete | 2005-09-28 | 2005-12-29 | N/A | 2006-02-21
BPU-1656 | CORE Solar | JURRISSEN |  | 5.44 | 27744 | Residential |  | NEW VERNON | 7976 | 3 | 1ST LIGHT ENERGY, INC. | JCP&L | No | Complete | 2005-09-28 | 2006-04-19 | N/A | 2006-08-23
BPU-1657 | CORE Solar | GALBRAITH |  | 5.92 | 31376 | Residential |  | MONROE | 8831 | 11 | TRINITY HEATING AND AIR | JCP&L | No | Complete | 2005-09-28 | 2005-11-01 | N/A | 2006-01-13
BPU-1659 | CORE Solar | KWIATHOWSKI |  | 13.26 | 65267 | Residential |  | MORGANVILLE | 7751 | 17 | TRINITY HEATING AND AIR | JCP&L | No | Complete | 2005-09-28 | 2005-12-07 | N/A | 2006-04-12
BPU-1660 | CORE Solar | SANDOR |  | 8.16 | 43248 | Residential |  | JACKSON | 8527 | 18 | TRINITY HEATING AND AIR | JCP&L | No | Complete | 2005-09-28 | 2005-12-14 | N/A | 2006-02-06
BPU-1661 | CORE Solar | RIZZUTO |  | 15.98 | 79013 | Residential |  | JACKSON | 8527 | 18 | TRINITY HEATING AND AIR | JCP&L | No | Complete | 2005-09-28 | 2005-12-27 | N/A | 2006-02-06
BPU-1662 | CORE Solar | FINK |  | 9.01 | 47753 | Residential |  | PEMBERTON | 8068 | 13 | TRINITY HEATING AND AIR | JCP&L | No | Complete | 2005-09-28 | 2005-11-17 | N/A | 2006-01-13
BPU-1663 | CORE Solar | YOUNG |  | 8.84 | 46852 | Residential |  | HAZLET | 77302316 | 17 | SEA BRIGHT SOLAR, LLC | JCP&L | No | Complete | 2005-09-28 | 2005-12-09 | N/A | 2006-04-12
BPU-1664 | CORE Solar | MELTZER & ROSEMARY K |  | 9.66 | 49266 | Residential |  | ASBURY | 8802 | 4 | SUN FARM NETWORK | JCP&L | No | Complete | 2005-09-28 | 2006-06-27 | N/A | 2006-08-28
BPU-1665 | CORE Solar | REAVES |  | 6.29 | 27361.5 | Residential |  | LITTLE EGG HARBOR | 8087 | 18 | TRINITY HEATING AND AIR | AC Electric | No | Complete | 2005-09-28 | 2005-10-20 | N/A | 2005-12-20
BPU-1667 | CORE Solar | MEYER |  | 12.24 | 62744 | Residential |  | FORKED RIVER | 8731 | 18 | TRINITY HEATING AND AIR | JCP&L | No | Complete | 2005-09-28 | 2005-11-10 | N/A | 2006-01-13
BPU-1668 | CORE Solar | MARINI |  | 9.76 | 51728 | Residential |  | MANALAPAN | 7726 | 17 | TRINITY HEATING AND AIR | JCP&L | No | Complete | 2005-09-28 | 2005-12-14 | N/A | 2006-03-07
BPU-1669 | CORE Solar | SCHOTT |  | 9.76 | 51728 | Residential |  | WALL | 7728 | 17 | TRINITY HEATING AND AIR | JCP&L | No | Complete | 2005-09-28 | 2005-10-19 | N/A | 2005-12-05
BPU-1670 | CORE Solar | BIRNHACK |  | 9.76 | 51728 | Residential |  | LAKEWOOD | 8701 | 18 | TRINITY HEATING AND AIR | JCP&L | No | Complete | 2005-09-28 | 2005-12-20 | N/A | 2006-01-27
BPU-1671 | CORE Solar | LEVINE |  | 9.1 | 48230 | Residential |  | GALLOWAY TOWNSHIP | 8330 | 19 | BP SOLAR INTERNATIONAL | AC Electric | No | Complete | 2005-09-28 | 2005-12-27 | N/A | 2006-03-23
BPU-1672 | CORE Solar | MAZZITELLI |  | 6.65 | 33915 | Residential |  | SICKLORVILLE | 8081 | 14 | BP SOLAR INTERNATIONAL | AC Electric | No | Complete | 2005-09-28 | 2006-01-12 | N/A | 2006-04-25
BPU-1673 | CORE Solar | GERTIE |  | 5.6 | 29680 | Residential |  | CINNAMISON | 8077 | 13 | BP SOLAR INTERNATIONAL | PSE&G BPU | No | Complete | 2005-09-28 | 2005-12-01 | N/A | 2006-02-06
BPU-1674 | CORE Solar | ARNI |  | 6.12 | 32436 | Residential |  | MULLICA | 8062 | 15 | BP SOLAR INTERNATIONAL | AC Electric | No | Complete | 2005-09-28 | 2005-11-17 | N/A | 2006-02-06
BPU-1675 | CORE Solar | SHERMAN |  | 7.48 | 39644 | Residential |  | COLTS NECK | 7722 | 17 | TRINITY HEATING AND AIR | JCP&L | No | Complete | 2005-09-28 | 2005-12-28 | N/A | 2006-02-06
BPU-1676 | CORE Solar | PENA |  | 9.8 | 49980 | Residential |  | WHITEHOUSE STATION | 8889 | 4 | MAK TECHNOLOGIES | JCP&L | No | Complete | 2005-09-28 | 2006-04-27 | N/A | 2006-06-16
BPU-1677 | CORE Solar | CANIZE |  | 7.812 | 41403.6 | Residential |  | WASHINGTON | 7882 | 2 | THE SOLAR CENTER, INC. | JCP&L | No | Complete | 2005-10-03 | 2005-12-30 | N/A | 2006-04-12
BPU-1678 | CORE Solar | LYONS |  | 5.46 | 34986 | Residential |  | HAMILTON TOWNSHIP | 86102225 | 12 | THE SOLAR CENTER, INC. | PSE&G BPU | No | Complete | 2005-10-03 | 2006-04-18 | N/A | 2006-10-06
BPU-1679 | CORE Solar | GUILFOYLE |  | 6.435 | 33231 | Residential |  | TABERNACLE | 8088 | 13 | SOLAR SOLUTIONS LLC | AC Electric | No | Complete | 2005-10-03 | 2006-01-12 | N/A | 2006-03-01
BPU-1680 | CORE Solar | MATTHEW |  | 8.8 | 44880 | Residential |  | MORRIS PLAINS | 7950 | 3 | THE SOLAR CENTER, INC. | JCP&L | No | Complete | 2005-10-03 | 2006-02-24 | N/A | 2006-04-25
BPU-1681 | CORE Solar | BONDOC |  | 7.875 | 40162.5 | Residential |  | COLUMBUS | 8022 | 13 | ABSOLUTELY ENERGIZED SOLAR, LLC | PSE&G BPU | No | Complete | 2005-10-03 | 2006-06-22 | N/A | 2006-08-28
BPU-1682 | CORE Solar | SAVILLE |  | 9.1 | 39585 | Residential |  | WOODLAND | 8088 | 13 | ABSOLUTELY ENERGIZED SOLAR, LLC | AC Electric | No | Complete | 2005-10-05 | 2006-07-20 | N/A | 2006-10-06
BPU-1684 | CORE Solar | DZWILL |  | 4.2 | 21420 | Residential |  | MARLTON | 8053 | 13 | ABSOLUTELY ENERGIZED SOLAR, LLC | PSE&G BPU | No | Complete | 2005-10-03 | 2006-05-11 | N/A | 2006-07-11
BPU-1685 | CORE Solar | NOLAN |  | 9.86 | 50286 | Residential |  | FRENCHTOWN | 8825 | 4 | THE SOLAR CENTER, INC. | JCP&L | No | Complete | 2005-10-03 | 2006-04-12 | N/A | 2006-06-02
BPU-1686 | CORE Solar | RUSSO |  | 7 | 37100 | Residential |  | NORTH BRANCH | 8876 | 5 | MAK TECHNOLOGIES | JCP&L | No | Complete | 2005-10-03 | 2005-12-23 | N/A | 2006-01-27
BPU-1687 | CORE Solar | DRUGA |  | 9.853 | 52221 | Residential |  | BRANCHBURG | 88534113 | 5 | ADVANCED SOLAR PRODUCTS, INC. | JCP&L | No | Complete | 2005-10-04 | 2005-09-28 | N/A | 2006-04-12
BPU-1688 | CORE Solar | FORBES | HIGHLANDS SOLAR ELECTRIC COMPANY, LLC | 2.912 | 13118.5 | Commercial |  | RINGWOOD | 7456 | 6 | SELF INSTALL | JCP&L | No | Complete | 2005-10-04 | 2006-01-19 | N/A | 2006-05-01
BPU-1689 | CORE Solar | KANE | WHOLE FOODS MARKET GROUP, INC. | 79.56 | 304082 | Commercial |  | RIDGEWOOD | 7450 | 7 | BP SOLAR INTERNATIONAL | PSE&G BPU | No | Complete | 2005-10-14 | 2006-07-27 | N/A | 2006-10-13
BPU-1690 | CORE Solar | HIRSCH | SEA GULL LIGHTING PRODUCTS, RIVERSIDE | 480.9 | 1593880 | Commercial |  | RIVERSIDE | 8075 | 13 | BP SOLAR INTERNATIONAL | PSE&G BPU | No | Complete | 2005-10-14 | 2006-11-15 | N/A | 2007-02-01
BPU-1691 | CORE Solar | HIRSCH | SEA GULL LIGHTING PRODUCTS, BURLINGTON | 499.8 | 1654360 | Commercial |  | BURLINGTON TOWNSHIP | 8016 | 13 | BP SOLAR INTERNATIONAL | PSE&G BPU | No | Complete | 2005-10-14 | 2006-08-24 | N/A | 2006-12-07
BPU-1692 | CORE Solar | MARCUS | GREEN TREE APARTMENTS AT REDBANK LLC | 12.48 | 52915.2 | Commercial |  | RED BANK | 7701 | 17 | J. A. WIG CONSTRUCTION AND ELECTRIC, LLC | JCP&L | No | Complete | 2005-10-04 | 2005-12-07 | N/A | 2006-01-27
BPU-1693 | CORE Solar | STEVENS |  | 9.75 | 51675 | Residential |  | UPPER FREEHOLD | 8501 | 17 | LBI SOLAR | New Construction | No | Complete | 2005-10-04 | 2005-12-28 | N/A | 2006-03-01
BPU-1694 | CORE Solar | FISCHER |  | 18.7 | 90845 | Residential |  | FLEMINGTON | 8822 | 4 | NJ SOLAR POWER, LLC | JCP&L | No | Complete | 2005-10-04 | 2005-12-09 | N/A | 2006-01-27
BPU-1697 | CORE Solar | SHEPPARD |  | 12.07 | 62004.5 | Residential |  | OCEAN PORT | 7757 | 17 | TRINITY HEATING AND AIR | JCP&L | No | Complete | 2005-10-05 | 2005-12-28 | N/A | 2006-03-01
BPU-1698 | CORE Solar | REED |  | 9.69 | 51357 | Residential |  | ALLENTOWN | 8501 | 17 | TRINITY HEATING AND AIR | JCP&L | No | Complete | 2005-10-05 | 2005-12-29 | N/A | 2006-02-06
BPU-1699 | CORE Solar | GRIFFEN |  | 6.27 | 33231 | Residential |  | MANAHAWKIN | 8050 | 18 | J. A. WIG CONSTRUCTION AND ELECTRIC, LLC | AC Electric | No | Complete | 2005-10-05 | 2005-12-22 | N/A | 2006-02-06
BPU-1700 | CORE Solar | WHETSTONE |  | 9.945 | 52708.5 | Residential |  | HAVEN BEACH | 8008 | 18 | LBI SOLAR | AC Electric | No | Complete | 2005-10-05 | 2005-11-10 | N/A | 2006-01-13
BPU-1701 | CORE Solar | HERBERG |  | 10.5 | 52950 | Residential |  | SOUTHAMPTON | 8088 | 13 | LBI SOLAR | JCP&L | No | Complete | 2005-10-05 | 2006-01-12 | N/A | 2006-06-02
BPU-1702 | CORE Solar | KORLAET |  | 4.2 | 21420 | Residential |  | VILLAS | 82513310 | 21 | MERCURY SOLAR SYSTEMS | AC Electric | No | Complete | 2005-10-05 | 2006-02-17 | N/A | 2006-04-12
BPU-1703 | CORE Solar | TAYLOR |  | 11.34 | 56226 | Residential |  | COLD SPRING | 82044126 | 21 | MERCURY SOLAR SYSTEMS | Unknown | No | Complete | 2005-10-05 | 2006-03-07 | N/A | 2006-05-26
BPU-1704 | CORE Solar | KRESS | ST. MARKS EPISCOPAL CHURCH | 22.77 | 108549.5 | Non Profit |  | BASKING RIDGE | 7920 | 5 | SUN FARM NETWORK | JCP&L | No | Complete | 2005-10-05 | 2006-04-27 | N/A | 2006-06-12
BPU-1705 | CORE Solar | HEFFNER |  | 4.9 | 25970 | Residential |  | LEBANON | 8833 | 4 | MAK TECHNOLOGIES | JCP&L | No | Complete | 2005-10-05 | 2005-12-23 | N/A | 2006-02-08
BPU-1706 | CORE Solar | TOMES | BMSF REALTY LLC | 10.26 | 52349.4 | Commercial |  | ROCKAWAY | 7866 | 3 | THE SOLAR CENTER, INC. | JCP&L | No | Complete | 2005-10-05 | 2006-03-23 | N/A | 2006-06-02
BPU-1707 | CORE Solar | VAN BRUNT |  | 14.28 | 67692 | Residential |  | LONG VALLEY | 7853 | 3 | THE SOLAR CENTER, INC. | JCP&L | No | Complete | 2005-10-05 | 2006-02-23 | N/A | 2006-05-01
BPU-1708 | CORE Solar | HOWARTH |  | 9.35 | 47685 | Residential |  | HAMPTON | 7860 | 1 | THE SOLAR CENTER, INC. | JCP&L | No | Complete | 2005-10-05 | 2006-06-28 | N/A | 2006-08-30
BPU-1709 | CORE Solar | LIPKA |  | 7 | 37100 | Residential |  | SWEEDSBORO | 8085 | 15 | BP SOLAR INTERNATIONAL | AC Electric | No | Complete | 2005-10-05 | 2005-11-17 | N/A | 2006-04-12
BPU-1710 | CORE Solar | SMITH |  | 16.335 | 75706.5 | Residential |  | MAYS LANDING | 83304134 | 19 | RCL ENTERPRISES INC. | AC Electric | No | Complete | 2005-10-07 | 2006-02-09 | N/A | 2006-04-04
BPU-1711 | CORE Solar | MARTIN |  | 12.48 | 54288 | Residential |  | COLTS NECK | 7722 | 17 | SOLAR ENERGY SYSTEMS, INC. | JCP&L | No | Complete | 2005-10-07 | 2005-12-07 | N/A | 2006-01-13
BPU-1712 | CORE Solar | LEVY |  | 9.8 | 51940 | Residential |  | CHERRY HILL | 8003 | 14 | BP SOLAR INTERNATIONAL | PSE&G BPU | No | Complete | 2005-10-07 | 2005-11-10 | N/A | 2006-01-17
BPU-1713 | CORE Solar | GOMMOLL |  | 9.86 | 52258 | Residential |  | ROBBINSVILLE | 86912500 | 12 | TRINITY HEATING AND AIR | JCP&L | No | Complete | 2005-10-07 | 2005-12-19 | N/A | 2006-02-08
BPU-1714 | CORE Solar | BREVER |  | 8.16 | 43248 | Residential |  | ENGLISHTOWN | 7726 | 17 | TRINITY HEATING AND AIR | JCP&L | No | Complete | 2005-10-07 | 2005-12-20 | N/A | 2006-02-08
BPU-1715 | CORE Solar | LIBASSI |  | 5.76 | 29376 | Residential |  | BAYVILLE | 8721 | 18 | TRINITY HEATING AND AIR | JCP&L | No | Complete | 2005-10-07 | 2005-12-22 | N/A | 2006-06-02
BPU-1716 | CORE Solar | DELQUADRO |  | 9.28 | 49184 | Residential |  | MANALAPAN | 7726 | 17 | TRINITY HEATING AND AIR | JCP&L | No | Complete | 2005-10-07 | 2005-12-07 | N/A | 2006-01-13
BPU-1717 | CORE Solar | DOUGLAS |  | 9.86 | 52258 | Residential |  | HILLSBOROUGH | 8844 | 5 | TRINITY HEATING AND AIR | JCP&L | No | Complete | 2005-10-07 | 2005-12-15 | N/A | 2006-01-13
BPU-1718 | CORE Solar | VALENTI |  | 11.9 | 61265 | Residential |  | JACKSON | 8527 | 18 | TRINITY HEATING AND AIR | JCP&L | No | Complete | 2005-10-07 | 2005-12-07 | N/A | 2006-01-13
BPU-1719 | CORE Solar | POMPONIO |  | 15.47 | 76794.5 | Residential |  | LITTLE EGG HARBOR | 8087 | 18 | TRINITY HEATING AND AIR | AC Electric | No | Complete | 2005-10-07 | 2005-12-27 | N/A | 2006-02-14
BPU-1720 | CORE Solar | PEARSON |  | 8.05 | 42665 | Residential |  | GALLOWAY | 8205 | 19 | BP SOLAR INTERNATIONAL | AC Electric | No | Complete | 2005-10-07 | 2005-12-27 | N/A | 2006-02-14
BPU-1721 | CORE Solar | BAIN |  | 17.368 | 79735.2 | Residential |  | HOPWELL | 8525 | 12 | ADVANCED SOLAR PRODUCTS, INC. | JCP&L | No | Complete | 2005-10-07 | 2006-08-10 | N/A | 2006-10-31
BPU-1722 | CORE Solar | EGBERTS |  | 3.4 | 17340 | Residential |  | MANAHAWKIN | 8050 | 18 | J. A. WIG CONSTRUCTION AND ELECTRIC, LLC | AC Electric | No | Complete | 2005-10-07 | 2006-02-09 | N/A | 2006-04-04
BPU-1723 | CORE Solar | VOLLERS |  | 10 | 51000 | Residential |  | FLEMINGTON | 8822 | 4 | MAK TECHNOLOGIES | JCP&L | No | Complete | 2005-10-11 | 2006-02-28 | N/A | 2006-05-01
BPU-1724 | CORE Solar | METZLER |  | 7.48 | 39644 | Residential |  | UNION CITY | 7087 | 8 | 1ST LIGHT ENERGY, INC. | PSE&G BPU | No | Complete | 2005-10-11 | 2006-07-27 | N/A | 2006-10-06
BPU-1725 | CORE Solar | PHILLIPS | TUDOR PARK, LLC | 5.1 | 26010 | Commercial |  | MIDLAND PARK | 7432 | 7 | ALTERNATE ENERGY & ECOLOGY COMPANY, INC. | PSE&G BPU | No | Complete | 2005-10-11 | 2006-04-12 | N/A | 2006-06-16
BPU-1726 | CORE Solar | PHILLIPS | TUDOR PARK, LLC | 4.59 | 23409 | Commercial |  | MIDLAND PARK | 7432 | 7 | ALTERNATE ENERGY & ECOLOGY COMPANY, INC. | PSE&G BPU | No | Complete | 2005-10-11 | 2006-04-12 | N/A | 2006-06-16
BPU-1727 | CORE Solar | PHILLIPS | TUDOR PARK, LLC | 4.59 | 18273 | Commercial |  | MIDLAND PARK | 7432 | 7 | ALTERNATE ENERGY & ECOLOGY COMPANY, INC. | New Construction | No | Complete | 2005-10-11 | 2006-04-12 | N/A | 2006-06-16
BPU-1728 | CORE Solar | MAY |  | 10.2 | 53870 | Residential |  | BRIDGETON | 8302 | 20 | SUNPOL LLC | AC Electric | No | Complete | 2005-10-11 | 2005-12-13 | N/A | 2006-02-08
BPU-1729 | CORE Solar | STRIEDL |  | 6.448 | 32884.8 | Residential |  | MIDDLETON | 7748 | 17 | GARDEN STATE ENERGY SERVICES, LLC | JCP&L | No | Complete | 2005-10-12 | 2006-03-28 | N/A | 2006-08-23
BPU-1730 | CORE Solar | KILBURN |  | 11.34 | 56226 | Residential |  | EGG HARBOR | 82154409 | 19 | MERCURY SOLAR SYSTEMS | AC Electric | No | Complete | 2005-10-12 | 2006-03-07 | N/A | 2006-05-01
BPU-1731 | CORE Solar | TURTUR |  | 6.93 | 36729 | Residential |  | SPRING LAKE HTS | 7762 | 17 | TRINITY HEATING AND AIR | JCP&L | No | Complete | 2005-10-12 | 2005-12-23 | N/A | 2006-03-01
BPU-1732 | CORE Solar | SIEGEL | HES, INC. (GODDARD SCHOOL) | 34.125 | 157944 | School Other |  | WALL | 7719 | 17 | ABSOLUTELY ENERGIZED SOLAR, LLC | JCP&L | No | Complete | 2005-10-12 | 2005-12-23 | N/A | 2006-02-06
BPU-1734 | CORE Solar | WRIGHT |  | 10 | 51000 | Residential |  | MONTCLAIR | 7043 | 9 | NEW AGE SOLAR, LLC | PSE&G BPU | No | Complete | 2005-10-12 | 2006-09-27 | N/A | 2006-11-29
BPU-1736 | CORE Solar | DEWBERRY |  | 9.975 | 50872.5 | Residential |  | COLUMBUS | 8022 | 13 | ABSOLUTELY ENERGIZED SOLAR, LLC | PSE&G BPU | No | Complete | 2005-10-12 | 2006-05-16 | N/A | 2006-08-23
BPU-1737 | CORE Solar | PERSONS |  | 5.6 | 28560 | Residential |  | HAZLET | 7730 | 17 | ABSOLUTELY ENERGIZED SOLAR, LLC | JCP&L | No | Complete | 2005-10-12 | 2006-03-06 | N/A | 2006-06-02
BPU-1738 | CORE Solar | COYNE |  | 7.14 | 36414 | Residential |  | WESTMONT | 8108 | 14 | ABSOLUTELY ENERGIZED SOLAR, LLC | PSE&G BPU | No | Complete | 2005-10-12 | 2006-04-27 | N/A | 2006-06-16
BPU-1739 | CORE Solar | MARONEY |  | 10.5 | 52950 | Residential |  | LAWRENCEVILLE | 8648 | 12 | ABSOLUTELY ENERGIZED SOLAR, LLC | PSE&G BPU | No | Complete | 2005-10-12 | 2006-07-13 | N/A | 2006-09-08
BPU-1741 | CORE Solar | GARDEE |  | 9.776 | 51812.8 | Residential |  | TITUSVILLE | 8560 | 12 | ADVANCED SOLAR PRODUCTS, INC. | JCP&L | No | Complete | 2005-10-12 | 2005-11-10 | N/A | 2006-03-01
BPU-1743 | CORE Solar | BLACKWELL |  | 9.975 | 50872.5 | Residential |  | NORTH CALDWELL | 7006 | 9 | NJ SOLAR SOLUTIONS (THROUGH HOME DEPOT) | PSE&G BPU | No | Complete | 2005-10-12 | 2006-06-28 | N/A | 2006-10-06
BPU-1745 | CORE Solar | FOX |  | 9.18 | 48654 | Residential |  | TOMS RIVER | 8753 | 18 | TRINITY HEATING AND AIR | JCP&L | No | Complete | 2005-10-12 | 2005-11-30 | N/A | 2006-04-04
BPU-1746 | CORE Solar | TISCHIO |  | 5.1 | 27030 | Residential |  | MANASQUAN | 8736 | 17 | TRINITY HEATING AND AIR | JCP&L | No | Complete | 2005-10-12 | 2005-12-30 | N/A | 2006-02-08
BPU-1747 | CORE Solar | MARTINELLI |  | 11.73 | 60525.5 | Residential |  | BRIDGEWATER | 8807 | 5 | TRINITY HEATING AND AIR | PSE&G BPU | No | Complete | 2005-10-12 | 2005-12-01 | N/A | 2006-01-13
BPU-1748 | CORE Solar | JOVA |  | 7 | 35700 | Residential |  | FLEMINGTON | 8822 | 4 | MAK TECHNOLOGIES | JCP&L | No | Complete | 2005-10-12 | 2006-04-12 | N/A | 2006-06-02
BPU-1749 | CORE Solar | MILLER | ARTEMIS FARMS | 30.6 | 142610 | Farm |  | SOUTHAMPTON | 8088 | 13 | ABSOLUTELY ENERGIZED SOLAR, LLC | PSE&G BPU | No | Complete | 2005-10-12 | 2005-12-29 | N/A | 2006-02-06
BPU-1750 | CORE Solar | DAVE |  | 5.28 | 26928 | Residential |  | PENNINGTON | 8534 | 12 | JERSEY SOLAR, LLC | PSE&G BPU | No | Complete | 2005-10-13 | 2006-07-21 | N/A | 2006-10-06
BPU-1751 | CORE Solar | MORELLA |  | 11.9 | 58410 | Residential |  | MONROEVILLE | 8343 | 16 | EASTERN ENERGY SERVICES | AC Electric | No | Complete | 2005-10-13 | 2006-06-27 | N/A | 2006-08-21
BPU-1752 | CORE Solar | CHENG |  | 19.2 | 86880 | Residential |  | LIVINGSTON | 7039 | 9 | JERSEY SOLAR, LLC | PSE&G BPU | No | Complete | 2005-10-13 | 2006-07-27 | N/A | 2006-10-06
BPU-1753 | CORE Solar | CAMINITI |  | 17.08 | 83798 | Residential |  | FAR HILLS | 7931 | 5 | ADVANCED SOLAR PRODUCTS, INC. | JCP&L | No | Complete | 2005-10-18 | 2005-12-30 | N/A | 2006-02-06
BPU-1754 | CORE Solar | WEGG |  | 4.9 | 24990 | Residential |  | ISELIN | 8830 | 11 | SERVICE PROVIDER (THROUGH HOME DEPOT) | PSE&G BPU | No | Complete | 2005-10-18 | 2006-04-12 | N/A | 2006-06-16
BPU-1755 | CORE Solar | STANSLEY |  | 1.92 | 9792 | Residential |  | HOPEWELL | 8525 | 12 | NJ SOLAR SOLUTIONS | JCP&L | No | Complete | 2005-10-18 | 2006-07-06 | N/A | 2006-10-06
BPU-1756 | CORE Solar | LOPEZ-PELAYO |  | 11.025 | 54997.5 | Residential |  | MULLICA HILL | 8062 | 15 | EASTERN ENERGY SERVICES | Conectiv | No | Complete | 2005-10-18 | 2006-08-04 | N/A | 2007-01-03
BPU-1757 | CORE Solar | CARLSON |  | 9.66 | 49266 | Residential |  | WHITING | 8759 | 18 | MERCURY SOLAR SYSTEMS | JCP&L | No | Complete | 2005-10-18 | 2006-04-12 | N/A | 2006-06-02
BPU-1758 | CORE Solar | RODE |  | 9.24 | 47124 | Residential |  | MAYS LANDING | 8330 | 19 | MERCURY SOLAR SYSTEMS | AC Electric | No | Complete | 2005-10-18 | 2006-02-17 | N/A | 2006-04-04
BPU-1759 | CORE Solar | SMIESZEK |  | 13.43 | 67920.5 | Residential |  | LINCROFT | 7738 | 17 | TRINITY HEATING AND AIR | JCP&L | No | Complete | 2005-10-18 | 2005-12-07 | N/A | 2006-01-13
BPU-1760 | CORE Solar | MCKEON |  | 9.86 | 52258 | Residential |  | BRICK | 8724 | 18 | TRINITY HEATING AND AIR | JCP&L | No | Complete | 2005-10-18 | 2005-12-23 | N/A | 2006-02-08
BPU-1761 | CORE Solar | SULLIVAN |  | 21 | 93900 | Residential |  | LEBANON | 8833 | 4 | NJ SOLAR SOLUTIONS (THROUGH HOME DEPOT) | JCP&L | No | Complete | 2005-10-18 | 2006-03-10 | N/A | 2006-05-11
BPU-1762 | CORE Solar | APPLETON |  | 9.6 | 48960 | Residential |  | LAMBERTVILLE | 8530 | 4 | MAK TECHNOLOGIES | JCP&L | No | Complete | 2005-10-18 | 2006-05-17 | N/A | 2006-08-23
BPU-1763 | CORE Solar | EBERHART |  | 5.445 | 27769.5 | Residential |  | PRINCETON | 8540 | 12 | JERSEY SOLAR, LLC | PSE&G BPU | No | Complete | 2005-10-18 | 2006-01-18 | N/A | 2006-04-04
BPU-1764 | CORE Solar | MILCHMAN | TEMPLE B'NAI ABRAHAM | 49.68 | 219800 | Non Profit |  | LIVINGSTON | 7039 | 9 | SUN FARM NETWORK | PSE&G BPU | No | Complete | 2005-10-18 | 2006-05-17 | N/A | 2006-08-04
BPU-1766 | CORE Solar | MUI |  | 10.88 | 54432 | Residential |  | CHESTER | 7930 | 3 | THE SOLAR CENTER, INC. | JCP&L | No | Complete | 2005-10-18 | 2006-06-27 | N/A | 2006-08-30
BPU-1767 | CORE Solar | BRADY |  | 9.3 | 47430 | Residential |  | SPARTA | 7871 | 1 | THE SOLAR CENTER, INC. | JCP&L | No | Complete | 2005-10-18 | 2006-02-09 | N/A | 2006-07-31
BPU-1768 | CORE Solar | HASTINGS | NJ DEPT MILITARY & VETERANS AFFAIRS | 229.824 | 875866.4 | Government Facility |  | SEA GIRT | 8750 | 17 | LIGHTON INDUSTRIES | JCP&L | No | Complete | 2007-08-02 | 2009-09-16 | 2010-02-04 | 2010-04-12
BPU-1769 | CORE Solar | RYSECK |  | 3.325 | 16957.5 | Residential |  | TITUSVILLE | 8560 | 12 | JERSEY SOLAR, LLC | PSE&G BPU | No | Complete | 2005-10-19 | 2006-05-11 | N/A | 2006-07-31
BPU-1770 | CORE Solar | JOHNSON |  | 3.78 | 19278 | Residential |  | SALEM | 8079 | 16 | MERCURY SOLAR SYSTEMS | AC Electric | No | Complete | 2005-10-19 | 2006-03-24 | N/A | 2006-05-24
BPU-1771 | CORE Solar | DIAMOND | ULTIMATE ENTERPRISES | 10.15 | 51585 | Commercial |  | MATAWAN | 7747 | 17 | ECOLOGICAL SYSTEMS-MANALAPAN | JCP&L | No | Complete | 2005-10-24 | 2006-09-14 | N/A | 2006-11-29
BPU-1772 | CORE Solar | FOWLER |  | 10.03 | 50717 | Residential |  | LINCROFT | 7738 | 17 | ECOLOGICAL SYSTEMS-MANALAPAN | JCP&L | No | Complete | 2005-10-24 | 2006-02-10 | N/A | 2006-05-24
BPU-1773 | CORE Solar | PALOTI |  | 8.05 | 41055 | Residential |  | ISELIN | 8830 | 11 | SERVICE PROVIDER (THROUGH HOME DEPOT) | PSE&G BPU | No | Complete | 2005-10-24 | 2006-06-27 | N/A | 2006-10-06
BPU-1775 | CORE Solar | BARBER | LEWIS BARBER CONSTRUCTION LLC | 16.66 | 81971 | Commercial |  | LAWRENCE TOWNSHIP | 8648 | 12 | 1ST LIGHT ENERGY, INC. | New Construction | No | Complete | 2005-10-24 | 2005-12-29 | N/A | 2006-03-01
BPU-1776 | CORE Solar | MOLETTE |  | 13.2 | 63480 | Residential |  | MILLVILLE | 83328705 | 20 | MERCURY SOLAR SYSTEMS | AC Electric | No | Complete | 2005-10-24 | 2006-07-12 | N/A | 2006-09-08
BPU-1777 | CORE Solar | AKER |  | 9.86 | 52258 | Residential |  | BRIELLE | 8730 | 17 | TRINITY HEATING AND AIR | JCP&L | No | Complete | 2005-10-24 | 2005-12-23 | N/A | 2006-02-08
BPU-1778 | CORE Solar | EINREINHOFER |  | 10.5 | 52950 | Residential |  | PRINCETON | 8540 | 12 | 1ST LIGHT ENERGY, INC. | PSE&G BPU | No | Complete | 2005-10-24 | 2006-12-04 | N/A | 2007-02-01
BPU-1779 | CORE Solar | KINST |  | 4.76 | 25228 | Residential |  | HILLSBOROUGH | 8844 | 5 | ADVANCED SOLAR PRODUCTS, INC. | PSE&G BPU | No | Complete | 2005-10-24 | 2005-12-02 | N/A | 2006-02-28
BPU-1780 | CORE Solar | KERRIGAN | SACRED HEART CHURCH | 3.52 | 18656 | Non Profit |  | NEW BRUNSWICK | 8901 | 11 | CLEAR SKIES GROUP | PSE&G BPU | No | Complete | 2005-10-24 | 2006-09-30 | N/A | 2006-11-29
BPU-1781 | CORE Solar | RAMOS |  | 7 | 35700 | Residential |  | LONG VALLEY | 7853 | 3 | 1ST LIGHT ENERGY, INC. | JCP&L | No | Complete | 2005-10-24 | 2006-02-23 | N/A | 2006-07-31
BPU-1782 | CORE Solar | SUROWIEC |  | 3.06 | 15606 | Residential |  | RUTHERFORD | 7070 | 7 | 1ST LIGHT ENERGY, INC. | PSE&G BPU | No | Complete | 2005-10-24 | 2006-04-06 | N/A | 2006-06-02
BPU-1783 | CORE Solar | DJABINI |  | 8.84 | 45084 | Residential |  | FORT LEE | 7024 | 7 | 1ST LIGHT ENERGY, INC. | PSE&G BPU | No | Complete | 2005-10-24 | 2006-03-09 | N/A | 2006-05-26
BPU-1785 | CORE Solar | LUDOVICI |  | 2.97 | 15741 | Residential |  | HIGHTSTOWN | 8520 | 12 | BALD EAGLE SOLAR TECHNOLOGY, LLC | JCP&L | No | Complete | 2005-10-24 | 2005-11-22 | N/A | 2006-01-13
BPU-1786 | CORE Solar | BERRY |  | 1.2 | 6360 | Residential |  | RINGWOOD | 7456 | 6 | ALTERNATE ENERGY & ECOLOGY COMPANY, INC. | JCP&L | No | Complete | 2005-10-24 | 2005-12-23 | N/A | 2006-02-08
BPU-1787 | CORE Solar | GILLIAM |  | 14.976 | 70406.4 | Residential |  | CLARKSBORO | 8020 | 15 | SOLAR SOLUTIONS LLC | AC Electric | No | Complete | 2005-10-24 | 2006-10-25 | N/A | 2006-11-29
BPU-1788 | CORE Solar | GLASER |  | 10.03 | 51780 | Residential |  | WEST MILFORD | 7480 | 6 | ECOLOGICAL SYSTEMS-MANALAPAN | Orange & Rockland Elec | No | Complete | 2005-10-24 | 2006-08-02 | N/A | 2006-10-06
BPU-1789 | CORE Solar | HOLTZCLAW |  | 9.86 | 50286 | Residential |  | ROBINSVILLE | 8691 | 12 | SEA BRIGHT SOLAR, LLC | PSE&G BPU | No | Complete | 2005-10-25 | 2006-03-06 | N/A | 2006-05-01
BPU-1790 | CORE Solar | JURKIEWICZ |  | 7.56 | 38556 | Residential |  | EGG HARBOR | 8234 | 19 | MERCURY SOLAR SYSTEMS | AC Electric | No | Complete | 2005-10-25 | 2006-03-29 | N/A | 2006-05-26
BPU-1791 | CORE Solar | BENSEN |  | 5.2 | 26520 | Residential |  | MAYS LANDING | 83302302 | 19 | MERCURY SOLAR SYSTEMS | AC Electric | No | Complete | 2005-10-25 | 2006-04-18 | N/A | 2006-06-02
BPU-1792 | CORE Solar | D.LUIGI |  | 10.88 | 20808 | Residential |  | SEWELL | 8080 | 15 | SYSTEMS OF APOLLO, LLC | AC Electric | No | Complete | 2005-10-25 | 2006-04-07 | N/A | 2006-07-31
BPU-1793 | CORE Solar | COZZI |  | 6.3 | 33390 | Residential |  | SOMERSET | 8873 | 5 | ADVANCED SOLAR PRODUCTS, INC. | PSE&G BPU | No | Complete | 2005-10-25 | 2005-12-28 | N/A | 2006-02-08
BPU-1795 | CORE Solar | DAY |  | 2.97 | 14290.2 | Residential |  | HAMPTON | 8827 | 4 | JERSEY SOLAR, LLC | JCP&L | No | Complete | 2005-10-25 | 2006-01-18 | N/A | 2006-04-04
BPU-1796 | CORE Solar | BUNN |  | 5.44 | 28832 | Residential |  | HOWELL | 7731 | 17 | TRINITY HEATING AND AIR | JCP&L | No | Complete | 2005-10-25 | 2005-12-20 | N/A | 2006-02-08
BPU-1797 | CORE Solar | DEVRIES |  | 7.31 | 37281 | Residential |  | NO. BRUNSWICK | 8902 | 11 | TRINITY HEATING AND AIR | PSE&G BPU | No | Complete | 2005-10-25 | 2006-03-22 | N/A | 2006-05-01
BPU-1798 | CORE Solar | DAVIS |  | 11.56 | 59786 | Residential |  | FORKED RIVER | 8731 | 18 | TRINITY HEATING AND AIR | JCP&L | No | Complete | 2005-10-25 | 2006-01-10 | N/A | 2006-03-01
BPU-1799 | CORE Solar | BOGDZIEWICZ |  | 8.16 | 43248 | Residential |  | POINT PLEASANT BORO | 8742 | 18 | TRINITY HEATING AND AIR | JCP&L | No | Complete | 2005-10-25 | 2005-11-30 | N/A | 2006-02-08
BPU-1800 | CORE Solar | BURDGE |  | 9.86 | 52258 | Residential |  | HOWELL | 7731 | 17 | TRINITY HEATING AND AIR | JCP&L | No | Complete | 2005-10-25 | 2005-12-28 | N/A | 2006-02-08
BPU-1801 | CORE Solar | EVERETT |  | 4.08 | 21624 | Residential |  | BRADLEY BEACH | 7720 | 17 | TRINITY HEATING AND AIR | JCP&L | No | Complete | 2005-10-25 | 2005-12-14 | N/A | 2006-01-13
BPU-1802 | CORE Solar | ZIELINSKI |  | 5.44 | 27744 | Residential |  | MARLTON | 8053 | 13 | SEA BRIGHT SOLAR, LLC | PSE&G BPU | No | Complete | 2005-10-25 | 2006-03-01 | N/A | 2006-05-01
BPU-1803 | CORE Solar | DORAN |  | 15.54 | 44520 | Residential |  | BRANCHBURG | 8876 | 5 | ADVANCED SOLAR PRODUCTS, INC. | JCP&L | No | Complete | 2005-10-25 | 2005-12-01 | N/A | 2006-01-13
BPU-1804 | CORE Solar | STENTZ |  | 19.38 | 93803 | Residential |  | WASHINGTON | 7882 | 2 | THE SOLAR CENTER, INC. | JCP&L | No | Complete | 2005-10-25 | 2005-12-31 | N/A | 2006-02-06
BPU-1805 | CORE Solar | FELDSTEIN |  | 12.58 | 61062 | Residential |  | ANDOVER | 7821 | 1 | THE SOLAR CENTER, INC. | JCP&L | No | Complete | 2005-10-25 | 2006-02-23 | N/A | 2006-04-28
BPU-1806 | CORE Solar | ORTILLO-SAMIN |  | 7.215 | 39796.5 | Residential |  | BLOOMFIELD | 7003 | 9 | THE SOLAR CENTER, INC. | PSE&G BPU | No | Complete | 2005-10-27 | 2006-07-07 | N/A | 2006-10-06
BPU-1807 | CORE Solar | AUSTIN |  | 10.45 | 50949 | Residential |  | OXFORD | 7863 | 2 | THE SOLAR CENTER, INC. | JCP&L | No | Complete | 2005-10-25 | 2006-03-23 | N/A | 2006-06-16
BPU-1808 | CORE Solar | ROSENBERG |  | 5.78 | 30634 | Residential |  | BRADLEY BEACH | 7720 | 17 | TRINITY HEATING AND AIR | JCP&L | No | Complete | 2005-10-25 | 2005-12-04 | N/A | 2006-03-01
BPU-1809 | CORE Solar | KONIOR |  | 8.4 | 42840 | Residential |  | OAK RIDGE | 7438 | 6 | 1ST LIGHT ENERGY, INC. | JCP&L | No | Complete | 2005-10-25 | 2006-04-13 | N/A | 2006-08-21
BPU-1810 | CORE Solar | JOHNSON |  | 8.4 | 42840 | Residential |  | DOVER | 7801 | 3 | 1ST LIGHT ENERGY, INC. | JCP&L | No | Complete | 2005-10-25 | 2006-03-10 | N/A | 2006-06-16
BPU-1812 | CORE Solar | KREVIS |  | 6.3 | 32130 | Residential |  | BOONTON | 7005 | 3 | 1ST LIGHT ENERGY, INC. | JCP&L | No | Complete | 2005-10-25 | 2006-07-07 | N/A | 2006-08-21
BPU-1813 | CORE Solar | KEMPER |  | 14 | 66600 | Residential |  | NESHANIC STATION | 8853 | 5 | NJ SOLAR SOLUTIONS | JCP&L | No | Complete | 2005-10-25 | 2006-01-18 | N/A | 2006-04-04
BPU-1814 | CORE Solar | FAY |  | 3.96 | 20196 | Residential |  | VINELAND | 8360 | 20 | MERCURY SOLAR SYSTEMS | Vineland Muni Elec | No | Complete | 2005-10-25 | 2006-08-17 | N/A | 2006-10-06
BPU-1817 | CORE Solar | SNYDER |  | 10.5 | 54775 | Residential |  | LONG VALLEY | 7853 | 3 | 1ST LIGHT ENERGY, INC. | JCP&L | No | Complete | 2005-10-25 | 2006-06-27 | N/A | 2006-09-08
BPU-1818 | CORE Solar | BROSOVICH |  | 6.3 | 32130 | Residential |  | SWEDESBORO | 8085 | 15 | MESA ENVIORNMENTAL SCIENCES, INC. | AC Electric | No | Complete | 2005-10-25 | 2006-03-24 | N/A | 2006-06-16
BPU-1820 | CORE Solar | ASSELBORN |  | 9.86 | 52258 | Residential |  | BELLEMEAD | 8502 | 5 | 1ST LIGHT ENERGY, INC. | PSE&G BPU | No | Complete | 2005-10-25 | 2006-02-23 | N/A | 2006-05-26
BPU-1822 | CORE Solar | SPADEA |  | 7 | 35700 | Residential |  | SMITHVILLE | 8205 | 19 | BP SOLAR INTERNATIONAL | AC Electric | No | Complete | 2005-10-26 | 2005-12-27 | N/A | 2006-04-28
BPU-1823 | CORE Solar | GRONSKY |  | 9.86 | 50286 | Residential |  | WALL | 7753 | 17 | SEA BRIGHT SOLAR, LLC | JCP&L | No | Complete | 2005-10-26 | 2006-04-18 | N/A | 2006-06-02
BPU-1824 | CORE Solar | ZARELLI |  | 8.16 | 41616 | Residential |  | BRIELLE | 8730 | 17 | TRINITY HEATING AND AIR | JCP&L | No | Complete | 2005-11-18 | 2006-03-02 | N/A | 2006-06-16
BPU-1825 | CORE Solar | YOUNG |  | 10 | 51000 | Residential |  | NEPTUNE | 7753 | 17 | ABSOLUTELY ENERGIZED SOLAR, LLC | JCP&L | No | Complete | 2005-11-18 | 2006-03-23 | N/A | 2006-05-30
BPU-1827 | CORE Solar | SCHONFELD |  | 4.76 | 25228 | Residential |  | CINNAMINSON | 80773449 | 13 | SOLAR HOME ENERGY SOLUTIONS | PSE&G BPU | No | Complete | 2005-11-18 | 2005-12-01 | N/A | 2006-02-08
BPU-1828 | CORE Solar | DIFRANCEISCO |  | 4.2 | 21420 | Residential |  | SEWELL | 8080 | 15 | BP SOLAR INTERNATIONAL | AC Electric | No | Complete | 2005-11-18 | 2006-02-09 | N/A | 2006-04-12
BPU-1829 | CORE Solar | SHIELDS |  | 0.8 | 4080 | Residential |  | RINGWOOD | 7456 | 6 | ALTERNATE ENERGY & ECOLOGY COMPANY, INC. | JCP&L | No | Complete | 2005-11-18 | 2006-07-13 | N/A | 2006-09-08
BPU-1831 | CORE Solar | CRONIN |  | 6.72 | 35616 | Residential |  | JACKSON | 8527 | 18 | TRINITY HEATING AND AIR | JCP&L | No | Complete | 2005-11-18 | 2005-12-20 | N/A | 2006-03-01
BPU-1832 | CORE Solar | GISOLFI | MACY'S EAST, INC. (JERSEY CITY) | 390 | 1303000 | Commercial |  | JERSEY CITY | 7310 | 8 | PPL ENERGY SERVICES HOLDINGS, LLC | PSE&G BPU | No | Complete | 2005-11-03 | 2006-11-17 | N/A | 2007-02-01
BPU-1833 | CORE Solar | GISOLFI | MACY'S EAST, INC. (MAYS LANDING) | 366 | 1226200 | Commercial |  | MAYS LANDING | 8330 | 19 | PPL ENERGY SERVICES HOLDINGS, LLC | AC Electric | No | Complete | 2005-11-03 | 2006-11-30 | N/A | 2007-02-13
BPU-1834 | CORE Solar | OFELDT |  | 9.86 | 52258 | Residential |  | WALL | 8736 | 17 | TRINITY HEATING AND AIR | JCP&L | No | Complete | 2005-11-18 | 2005-12-07 | N/A | 2006-04-12
BPU-1835 | CORE Solar | HEE |  | 8.4 | 42840 | Residential |  | MILLVILLE | 8332 | 20 | MERCURY SOLAR SYSTEMS | AC Electric | No | Complete | 2005-11-18 | 2006-04-12 | N/A | 2006-06-02
BPU-1836 | CORE Solar | LOHR |  | 6.8 | 34680 | Residential |  | DOROTHY | 8317 | 19 | MERCURY SOLAR SYSTEMS | AC Electric | No | Complete | 2005-11-18 | 2006-05-16 | N/A | 2006-08-23
BPU-1837 | CORE Solar | NOLAN |  | 7 | 35700 | Residential |  | COLUMBUS | 8022 | 13 | MERCURY SOLAR SYSTEMS | PSE&G BPU | No | Complete | 2005-11-18 | 2006-07-06 | N/A | 2006-08-28
BPU-1838 | CORE Solar | MORROW |  | 6.825 | 34807.5 | Residential |  | GALLOWAY | 8205 | 19 | MERCURY SOLAR SYSTEMS | AC Electric | No | Complete | 2005-11-18 | 2006-04-27 | N/A | 2006-06-16
BPU-1839 | CORE Solar | KUPLIN |  | 6.6 | 33660 | Residential |  | OGDENSBURG | 7439 | 1 | THE SOLAR CENTER, INC. | JCP&L | No | Complete | 2005-11-18 | 2006-06-22 | N/A | 2006-10-06
BPU-1840 | CORE Solar | WANDER | WANDER ECOLOGICAL CONSULTANTS | 10.4 | 52560 | Commercial |  | NEWTON | 7860 | 1 | THE SOLAR CENTER, INC. | JCP&L | No | Complete | 2005-11-18 | 2006-05-23 | N/A | 2006-07-31
BPU-1842 | CORE Solar | HOLSTEIN |  | 2.2 | 11220 | Residential |  | PENNINGTON | 8534 | 12 | JERSEY SOLAR, LLC | PSE&G BPU | No | Complete | 2005-11-18 | 2006-01-27 | N/A | 2006-04-04
BPU-1843 | CORE Solar | ANAGNOST |  | 3.15 | 15665 | Residential |  | DOVER | 7801 | 3 | 1ST LIGHT ENERGY, INC. | JCP&L | No | Complete | 2005-11-18 | 2006-08-31 | N/A | 2006-11-01
BPU-1844 | CORE Solar | KNOWLES | THE INN AT THE MANOR | 44.8 | 402200 | Commercial |  | WEST ORANGE | 7052 | 9 | THE SOLAR CENTER, INC. | PSE&G BPU | No | Complete | 2005-11-18 | 2006-11-08 | N/A | 2007-02-02
BPU-1845 | CORE Solar | BOGART |  | 4.2 | 18270 | Residential |  | HACKETTSTOWN | 7840 | 2 | 1ST LIGHT ENERGY, INC. | JCP&L | No | Complete | 2005-11-18 | 2006-09-27 | N/A | 2006-11-29
BPU-1846 | CORE Solar | WINTERS |  | 9.975 | 50872.5 | Residential |  | LAMBERTVILLE | 8530 | 4 | JERSEY SOLAR, LLC | JCP&L | No | Complete | 2005-11-18 | 2006-03-16 | N/A | 2006-04-28
BPU-1847 | CORE Solar | SHAH |  | 9.8 | 51940 | Residential |  | PLAINSBORO | 8536 | 11 | ADVANCED SOLAR PRODUCTS, INC. | PSE&G BPU | No | Complete | 2005-11-18 | 2005-12-23 | N/A | 2006-02-08
BPU-1848 | CORE Solar | SEARS |  | 3.36 | 17136 | Residential |  | JAMESBURG | 8831 | 11 | ABSOLUTELY ENERGIZED SOLAR, LLC | JCP&L | No | Complete | 2005-11-18 | 2006-04-18 | N/A | 2006-06-02
BPU-1849 | CORE Solar | PEPLER |  | 3.57 | 18207 | Residential |  | AUGUSTA | 7822 | 1 | ALTERNATE ENERGY & ECOLOGY COMPANY, INC. | JCP&L | No | Complete | 2005-11-18 | 2006-05-17 | N/A | 2006-08-30
BPU-1850 | CORE Solar | SHEHATA |  | 11 | 54900 | Residential |  | FOLSOM | 8037 | 19 | MERCURY SOLAR SYSTEMS | AC Electric | No | Complete | 2005-11-18 | 2006-05-11 | N/A | 2006-07-31
BPU-1851 | CORE Solar | MARTYNIUK |  | 15.2 | 71280 | Residential |  | COLUMBIA | 7832 | 2 | HEAT SHED, INC. | JCP&L | No | Complete | 2005-11-18 | 2006-08-01 | N/A | 2006-10-06
BPU-1852 | CORE Solar | GISOLFI | MACY'S EAST BRUNSWICK | 499.8 | 1654360 | Commercial |  | EAST BRUNSWICK | 8816 | 11 | BP SOLAR INTERNATIONAL | PSE&G BPU | No | Complete | 2006-09-29 | 2007-04-23 | N/A | 2007-06-27
BPU-1853 | CORE Solar | BUCKLEY | STAPLES, INC. MONROE TOWNSHIP | 596.16 | 1962712 | Commercial |  | MONROE TOWNSHIP | 8831 | 11 | NEW VISION TECHNOLOGIES | JCP&L | No | Complete | 2006-09-29 | 2008-03-27 | 2008-04-24 | 2008-07-01
BPU-1854 | CORE Solar | FAY |  | 5.2 | 26520 | Residential |  | FORTESCUE | 8321 | 20 | MERCURY SOLAR SYSTEMS | AC Electric | No | Complete | 2005-11-18 | 2006-05-23 | N/A | 2006-08-21
BPU-1855 | CORE Solar | VIVAS |  | 7 | 35700 | Residential |  | SAYREVILLE | 8872 | 11 | NJ SOLAR SOLUTIONS | JCP&L | No | Complete | 2005-11-18 | 2006-09-14 | N/A | 2006-12-29
BPU-1856 | CORE Solar | HERNANDEZ |  | 9.86 | 50286 | Residential |  | TOMS RIVER | 87534706 | 18 | SEA BRIGHT SOLAR, LLC | JCP&L | No | Complete | 2005-11-18 | 2006-03-02 | N/A | 2006-04-28
BPU-1857 | CORE Solar | RYAN |  | 4 | 20400 | Residential |  | OXFORD | 7863 | 2 | THE SOLAR CENTER, INC. | JCP&L | No | Complete | 2005-11-18 | 2006-04-27 | N/A | 2006-06-16
BPU-1858 | CORE Solar | GIBSON |  | 6.825 | 36172.5 | Residential |  | PENNINGTON | 8534 | 12 | ADVANCED SOLAR PRODUCTS, INC. | PSE&G BPU | No | Complete | 2005-11-18 | 2005-12-01 | N/A | 2006-02-08
BPU-1859 | CORE Solar | PARENTE |  | 7.995 | 42373.5 | Residential |  | FARMINGDALE | 7727 | 17 | GEOGENIX | JCP&L | No | Complete | 2005-11-18 | 2006-01-06 | N/A | 2006-03-03
BPU-1860 | CORE Solar | FRANKEL |  | 9.6 | 48960 | Residential |  | LIVINGSTON | 7039 | 9 | GEOGENIX | PSE&G BPU | No | Complete | 2005-11-18 | 2006-02-10 | N/A | 2006-04-04
BPU-1861 | CORE Solar | D'ANDREA |  | 6.8 | 34680 | Residential |  | SPRING LAKE | 7762 | 17 | GEOGENIX | JCP&L | No | Complete | 2005-11-18 | 2006-02-10 | N/A | 2006-04-04
BPU-1862 | CORE Solar | BUGAYEV |  | 7 | 37100 | Residential |  | HAINESPORT | 8036 | 13 | BP SOLAR INTERNATIONAL | PSE&G BPU | No | Complete | 2005-11-18 | 2005-12-21 | N/A | 2006-02-08
BPU-1863 | CORE Solar | PATEL |  | 9.69 | 49419 | Residential |  | GREEN BROOK | 8812 | 11 | ABSOLUTELY ENERGIZED SOLAR, LLC | PSE&G BPU | No | Complete | 2005-11-18 | 2006-08-30 | N/A | 2006-08-30
BPU-1864 | CORE Solar | DOVEY | ATLANTIC COUNTY UTILITIES AUTHORITY | 186.368 | 796723 | Government Facility |  | ATLANTIC CITY | 8401 | 19 | WORLDWATER/CONTI PARTNERSHIP | AC Electric | No | Complete | 2005-11-18 | 2006-06-28 | N/A | 2006-12-06
BPU-1865 | CORE Solar | GREGORY |  | 6.63 | 33813 | Residential |  | UPPER MONTCLAIR | 7043 | 9 | AKEENA SOLAR, INC. | PSE&G BPU | No | Complete | 2005-11-18 | 2006-03-23 | N/A | 2006-06-16
BPU-1866 | CORE Solar | WITTEN |  | 6.12 | 31212 | Residential |  | SPARTA | 7871 | 1 | AKEENA SOLAR, INC. | JCP&L | No | Complete | 2005-11-18 | 2006-05-11 | N/A | 2006-07-31
BPU-1867 | CORE Solar | BONESTEEL |  | 3.06 | 15606 | Residential |  | MONTCLAIR | 7042 | 9 | AKEENA SOLAR, INC. | PSE&G BPU | No | Complete | 2005-11-18 | 2006-02-10 | N/A | 2006-04-04
BPU-1868 | CORE Solar | DICKERT |  | 8.6 | 43860 | Residential |  | COLUMBUS | 8022 | 13 | GEOGENIX | PSE&G BPU | No | Complete | 2005-11-18 | 2006-01-27 | N/A | 2006-04-12
BPU-1870 | CORE Solar | GRAHAM |  | 7.35 | 37085 | Residential |  | PLAINFIELD | 7060 | 10 | 1ST LIGHT ENERGY, INC. | PSE&G BPU | No | Complete | 2005-11-18 | 2007-03-30 | N/A | 2007-06-27
BPU-1872 | CORE Solar | WALSH |  | 5.44 | 28832 | Residential |  | VERONA | 7044 | 9 | AKEENA SOLAR, INC. | PSE&G BPU | No | Complete | 2005-11-18 | 2006-03-23 | N/A | 2006-05-30
BPU-1873 | CORE Solar | HARRIS |  | 8.8 | 44880 | Residential |  | BRIDGETON | 8302 | 20 | MERCURY SOLAR SYSTEMS | AC Electric | No | Complete | 2005-11-18 | 2006-05-17 | N/A | 2006-07-31
BPU-1874 | CORE Solar | SABER |  | 8.4 | 42840 | Residential |  | MARGATE | 8402 | 19 | MERCURY SOLAR SYSTEMS | AC Electric | No | Complete | 2005-11-18 | 2006-01-26 | N/A | 2006-04-28
BPU-1875 | CORE Solar | SCHILLING |  | 4.56 | 24168 | Residential |  | FAIR LAWN | 7410 | 7 | ALTERNATE ENERGY & ECOLOGY COMPANY, INC. | PSE&G BPU | No | Complete | 2005-11-18 | 2005-12-23 | N/A | 2006-02-08
BPU-1876 | CORE Solar | KEENER |  | 12.35 | 51140.25 | Residential |  | NEWTON | 7860 | 1 | SELF INSTALL | JCP&L | No | Complete | 2005-11-28 | 2006-06-22 | N/A | 2006-09-08
BPU-1877 | CORE Solar | RALEIGH |  | 10.5 | 52950 | Residential |  | COLTS NECK | 7722 | 17 | ECOLOGICAL SYSTEMS-MANALAPAN | JCP&L | No | Complete | 2005-11-18 | 2006-09-21 | N/A | 2006-11-29
BPU-1878 | CORE Solar | HENDERSON |  | 8.575 | 43732.5 | Residential |  | HOLMDEL | 7733 | 17 | ECOLOGICAL SYSTEMS-MANALAPAN | JCP&L | No | Complete | 2005-11-18 | 2006-09-13 | N/A | 2006-11-29
BPU-1879 | CORE Solar | MORSELL | SHARBELL DEVELOPMENT CORP. | 7.35 | 37485 | Commercial |  | ROBBINSVILLE | 8691 | 12 | BP SOLAR INTERNATIONAL | PSE&G BPU | No | Complete | 2005-11-18 | 2006-08-16 | N/A | 2006-12-06
BPU-1880 | CORE Solar | DUSHNICK | GOLD PLUS, INC. | 12.6 | 61140 | Commercial |  | MANASQUAN | 87361404 | 17 | ECOLOGICAL SYSTEMS-MANALAPAN | JCP&L | No | Complete | 2005-11-18 | 2006-11-09 | N/A | 2007-01-03
BPU-1881 | CORE Solar | JOHNSON |  | 9.975 | 50872.5 | Residential |  | MAYS LANDING | 8330 | 19 | ECOLOGICAL SYSTEMS-MANALAPAN | AC Electric | No | Complete | 2005-11-18 | 2006-11-09 | N/A | 2007-01-03
BPU-1882 | CORE Solar | AUSTIN |  | 9.86 | 50286 | Residential |  | COLT'S NECK | 7722 | 17 | ECOLOGICAL SYSTEMS-MANALAPAN | JCP&L | No | Complete | 2005-11-18 | 2006-04-19 | N/A | 2006-06-15
BPU-1884 | CORE Solar | ANDERSON JR. |  | 5.78 | 30634 | Residential |  | EATONTOWN | 7724 | 17 | ECOLOGICAL SYSTEMS-MANALAPAN | JCP&L | No | Complete | 2005-11-18 | 2005-12-28 | N/A | 2006-03-01
BPU-1885 | CORE Solar | LEVINE |  | 7.65 | 40545 | Residential |  | HOWELL | 7731 | 17 | ECOLOGICAL SYSTEMS-MANALAPAN | JCP&L | No | Complete | 2005-11-18 | 2005-12-28 | N/A | 2006-02-08
BPU-1886 | CORE Solar | JUREK |  | 7 | 35700 | Residential |  | OAK RIDGE | 7438 | 6 | NJ SOLAR SOLUTIONS | JCP&L | No | Complete | 2005-11-18 | 2006-04-13 | N/A | 2006-12-29
BPU-1887 | CORE Solar | JUNTA |  | 4.9 | 24990 | Residential |  | LAFAYETTE | 7848 | 1 | NJ SOLAR SOLUTIONS (THROUGH HOME DEPOT) | JCP&L | No | Complete | 2005-11-18 | 2006-05-23 | N/A | 2006-08-21
BPU-1889 | CORE Solar | DURANTE |  | 9.8 | 49980 | Residential |  | LAKEWOOD | 8701 | 18 | ECOLOGICAL SYSTEMS-MANALAPAN | JCP&L | No | Complete | 2005-11-18 | 2006-07-25 | N/A | 2006-10-06
BPU-1890 | CORE Solar | PAWELKO |  | 7 | 35700 | Residential |  | MONROE TOWNSHIP | 8831 | 11 | SUN BURN SOLAR | JCP&L | No | Complete | 2005-11-18 | 2006-06-20 | N/A | 2006-10-26
BPU-1891 | CORE Solar | O'DONNELL |  | 8 | 40800 | Residential |  | WESTFIELD | 7090 | 10 | ABSOLUTELY ENERGIZED SOLAR, LLC | PSE&G BPU | No | Complete | 2005-11-18 | 2006-03-02 | N/A | 2006-04-28
BPU-1892 | CORE Solar | ROBERTS |  | 10.32 | 52248 | Residential |  | ALLENTOWN | 8501 | 17 | ABSOLUTELY ENERGIZED SOLAR, LLC | JCP&L | No | Complete | 2005-11-18 | 2006-08-09 | N/A | 2006-11-29
BPU-1893 | CORE Solar | HACKETT |  | 8.4 | 42840 | Residential |  | PRINCETON | 8540 | 12 | SUN BURN SOLAR | PSE&G BPU | No | Complete | 2005-11-18 | 2006-08-16 | N/A | 2006-10-31
BPU-1894 | CORE Solar | SIMON |  | 3.15 | 16065 | Residential |  | PRINCETON | 8540 | 12 | SUN BURN SOLAR | PSE&G BPU | No | Complete | 2005-11-18 | 2006-08-16 | N/A | 2006-10-31
BPU-1895 | CORE Solar | KOOVITS |  | 6.8 | 36040 | Residential |  | BAYVILLE | 8721 | 18 | TRINITY HEATING AND AIR | JCP&L | No | Complete | 2005-11-18 | 2005-12-22 | N/A | 2006-02-21
BPU-1896 | CORE Solar | ROBERTS |  | 9.86 | 50286 | Residential |  | BAYVILLE | 8721 | 18 | TRINITY HEATING AND AIR | JCP&L | No | Complete | 2005-11-18 | 2006-04-18 | N/A | 2006-08-21
BPU-1897 | CORE Solar | URBAN |  | 5.44 | 27744 | Residential |  | LITTLE EGG HARBOR | 8087 | 18 | TRINITY HEATING AND AIR | AC Electric | No | Complete | 2005-11-18 | 2006-02-21 | N/A | 2006-04-04
BPU-1898 | CORE Solar | O'CALLAGHAN |  | 4.59 | 22609 | Residential |  | MANCHESTER | 8757 | 18 | TRINITY HEATING AND AIR | JCP&L | No | Complete | 2005-11-18 | 2006-05-22 | N/A | 2006-08-21
BPU-1899 | CORE Solar | PANZINO |  | 4.8 | 24480 | Residential |  | LYNDHURST | 7071 | 7 | ABSOLUTELY ENERGIZED SOLAR, LLC | PSE&G BPU | No | Complete | 2005-11-15 | 2006-02-10 | N/A | 2006-04-28
BPU-1900 | CORE Solar | PICHARDO |  | 4.4 | 22440 | Residential |  | EDISON | 8817 | 11 | MAK TECHNOLOGIES | PSE&G BPU | No | Complete | 2005-11-28 | 2006-05-04 | N/A | 2006-07-31
BPU-1901 | CORE Solar | GUERRERO |  | 3.15 | 16065 | Residential |  | WESTAMPTON | 8060 | 13 | BP SOLAR INTERNATIONAL | PSE&G BPU | No | Complete | 2005-11-28 | 2006-04-12 | N/A | 2006-06-02
BPU-1902 | CORE Solar | LAMB |  | 4.9 | 25970 | Residential |  | CINNAMINSON | 8077 | 13 | BP SOLAR INTERNATIONAL | PSE&G BPU | No | Complete | 2005-11-28 | 2005-12-21 | N/A | 2006-02-08
BPU-1903 | CORE Solar | SOUDER |  | 2 | 10200 | Residential |  | CAPE MAY | 8204 | 21 | MERCURY SOLAR SYSTEMS | Conectiv | No | Complete | 2005-11-28 | 2006-06-28 | N/A | 2006-08-30
BPU-1904 | CORE Solar | HENNING |  | 8 | 40800 | Residential |  | LINWOOD | 82211466 | 19 | MERCURY SOLAR SYSTEMS | AC Electric | No | Complete | 2005-11-28 | 2006-05-17 | N/A | 2006-07-31
BPU-1905 | CORE Solar | FRANCISCO |  | 11.2 | 55680 | Residential |  | PHILLIPSBURG | 8865 | 2 | GEOGENIX | JCP&L | No | Complete | 2005-11-28 | 2006-03-16 | N/A | 2006-04-28
BPU-1906 | CORE Solar | MCBRIDE |  | 6.6 | 33660 | Residential |  | SKILLMAN | 8558 | 5 | JERSEY SOLAR, LLC | PSE&G BPU | No | Complete | 2006-01-18 | 2006-01-18 | N/A | 2006-04-17
BPU-1907 | CORE Solar | CORDASCO |  | 5.61 | 28611 | Residential |  | SICKLERVILLE | 8081 | 14 | TESMAN ELECTRIC | AC Electric | No | Complete | 2005-11-28 | 2006-11-30 | N/A | 2007-02-01
BPU-1908 | CORE Solar | MCEVILY | INTERFAITH NEIGHBORS | 2.31 | 12243 | Non Profit |  | NEPTUNE | 7753 | 17 | JERSEY SOLAR, LLC | JCP&L | No | Complete | 2005-11-28 | 2005-12-14 | N/A | 2006-04-12
BPU-1909 | CORE Solar | ORTIZ |  | 3.15 | 16065 | Residential |  | COLONIA | 7067 | 10 | SERVICE PROVIDER (THROUGH HOME DEPOT) | PSE&G BPU | No | Complete | 2005-11-28 | 2006-08-31 | N/A | 2006-10-31
BPU-1910 | CORE Solar | MORTENSEN | HOPEWELL PRESBYTERIAN CHURCH | 9.975 | 52867.5 | Non Profit |  | HOPEWELL | 8525 | 12 | JERSEY SOLAR, LLC | PSE&G BPU | No | Complete | 2005-11-28 | 2006-06-15 | N/A | 2006-08-30
BPU-1911 | CORE Solar | HARTPENCE |  | 8.996 | 45879.6 | Residential |  | LAMBERTVILLE | 8530 | 4 | JERSEY SOLAR, LLC | JCP&L | No | Complete | 2005-11-28 | 2006-07-06 | N/A | 2006-09-08
BPU-1912 | CORE Solar | KRANZ |  | 6.3 | 32130 | Residential |  | LAKEWOOD | 8701 | 18 | JERSEY SOLAR, LLC | JCP&L | No | Complete | 2005-11-28 | 2006-05-04 | N/A | 2006-06-16
BPU-1913 | CORE Solar | SOLDNER |  | 7.35 | 38955 | Residential |  | LYNDHURST | 7071 | 7 | SERVICE PROVIDER (THROUGH HOME DEPOT) | PSE&G BPU | No | Complete | 2005-11-28 | 2006-11-17 | N/A | 2006-12-29
BPU-1914 | CORE Solar | CIARAVALO |  | 7.875 | 40162.5 | Residential |  | COLONIA | 7067 | 10 | SERVICE PROVIDER (THROUGH HOME DEPOT) | PSE&G BPU | No | Complete | 2005-11-28 | 2006-04-27 | N/A | 2006-10-27
BPU-1915 | CORE Solar | ALTERIO |  | 4.59 | 23409 | Residential |  | WEST LONG BRANCH | 7764 | 17 | SEA BRIGHT SOLAR, LLC | JCP&L | No | Complete | 2005-12-23 | 2005-12-23 | N/A | 2006-04-04
BPU-1917 | CORE Solar | PEREZ |  | 5.25 | 26775 | Residential |  | PARLIN | 8859 | 11 | ABSOLUTELY ENERGIZED SOLAR, LLC | JCP&L | No | Complete | 2005-11-28 | 2006-07-05 | N/A | 2006-08-30
BPU-1918 | CORE Solar | KOWALZYK |  | 4.2 | 21420 | Residential |  | WRIGHTSTOWN | 85622340 | 13 | ABSOLUTELY ENERGIZED SOLAR, LLC | JCP&L | No | Complete | 2005-11-28 | 2006-06-22 | N/A | 2006-09-01
BPU-1919 | CORE Solar | SNYDER |  | 4.9 | 24990 | Residential |  | SHAMONA | 8088 | 13 | ABSOLUTELY ENERGIZED SOLAR, LLC | AC Electric | No | Complete | 2005-11-28 | 2006-07-27 | N/A | 2006-10-31
BPU-1921 | CORE Solar | SKROUMBELEOS |  | 4.8 | 24480 | Residential |  | LAWRENCEVILLE | 8648 | 12 | J. A. WIG CONSTRUCTION AND ELECTRIC, LLC | PSE&G BPU | No | Complete | 2005-11-28 | 2006-04-18 | N/A | 2006-06-02
BPU-1922 | CORE Solar | BALDWIN |  | 0 | 39168 | Residential |  | LEBANON | 8833 | 4 | MAK TECHNOLOGIES | JCP&L | No | Complete | 2005-11-28 | 2006-02-23 | N/A | 2006-04-28
BPU-1923 | CORE Solar | THOMAS |  | 12.6 | 61140 | Residential |  | COLUMBUS | 8022 | 13 | SUN BURN SOLAR | PSE&G BPU | No | Complete | 2005-11-28 | 2006-12-07 | N/A | 2007-05-01
BPU-1925 | CORE Solar | KLEMONS | IMK/JCK FAMILY PARTNERSHIP | 3.96 | 20196 | Commercial |  | COLTS NECK | 7722 | 17 | JERSEY SOLAR, LLC | JCP&L | No | Complete | 2005-11-28 | 2006-07-20 | N/A | 2006-10-27
BPU-1926 | CORE Solar | STARR | STARR, DARCY & STARR | 8.736 | 44553.6 | Commercial |  | ENGLEWOOD | 7631 | 7 | GARDEN STATE SOLAR LLC | PSE&G BPU | No | Complete | 2005-11-28 | 2006-08-10 | N/A | 2006-10-27
BPU-1927 | CORE Solar | MINTZER |  | 8.4 | 42840 | Residential |  | CHERRY HILL | 8003 | 14 | BP SOLAR INTERNATIONAL | PSE&G BPU | No | Complete | 2006-02-17 | 2006-02-17 | N/A | 2006-04-04
BPU-1928 | CORE Solar | VENTO |  | 8.4 | 42840 | Residential |  | HAINES PORT | 8038 | 16 | BP SOLAR INTERNATIONAL | PSE&G BPU | No | Complete | 2005-11-28 | 2006-03-07 | N/A | 2006-04-28
BPU-1929 | CORE Solar | VACCARO |  | 9.45 | 48195 | Residential |  | LUMBERTON | 80486210 | 13 | BP SOLAR INTERNATIONAL | PSE&G BPU | No | Complete | 2005-11-28 | 2006-03-07 | N/A | 2006-04-28
BPU-1930 | CORE Solar | BARNETT |  | 5.95 | 30345 | Residential |  | CHERRY HILL | 8003 | 14 | BP SOLAR INTERNATIONAL | PSE&G BPU | No | Complete | 2005-11-28 | 2006-03-07 | N/A | 2006-04-28
BPU-1931 | CORE Solar | TOMLINSON |  | 8.4 | 42840 | Residential |  | WILLIAMSTOWN | 8094 | 15 | MERCURY SOLAR SYSTEMS | AC Electric | No | Complete | 2005-11-28 | 2006-06-22 | N/A | 2006-08-30
BPU-1932 | CORE Solar | ZAMIT |  | 9.1 | 46010 | Residential |  | WRIGHTSTOWN | 8562 | 13 | SUN BURN SOLAR | JCP&L | No | Complete | 2005-11-28 | 2007-04-23 | N/A | 2007-06-27
BPU-1933 | CORE Solar | SCHAIN | 3089 ENGLISH CREEK AVENUE, LLC | 10.08 | 51312 | Commercial |  | EGG HARBOR TOWNSHIP | 8234 | 19 | MERCURY SOLAR SYSTEMS | AC Electric | No | Complete | 2005-11-28 | 2006-04-18 | N/A | 2006-06-02
BPU-1934 | CORE Solar | KNELL |  | 5.7 | 25678.5 | Residential |  | BEACH HAVEN CREST | 8008 | 18 | SELF INSTALL | AC Electric | No | Complete | 2006-02-09 | 2006-02-09 | N/A | 2006-04-28
BPU-1935 | CORE Solar | HVOZDOVIC | SHISEIDO AMERICA INC | 698.76 | 2291032 | Commercial |  | CRANBURY | 8512 | 11 | POWERLIGHT CORPORATION | JCP&L | No | Complete | 2005-11-28 | 2007-08-07 | 2009-04-22 | 2007-10-12
BPU-1937 | CORE Solar | HETMAN |  | 11.2 | 55680 | Residential |  | ALLENTOWN | 8501 | 17 | SUN BURN SOLAR | JCP&L | No | Complete | 2005-11-28 | 2006-12-07 | N/A | 2007-05-01
BPU-1938 | CORE Solar | MUNAGALA |  | 10 | 51000 | Residential |  | HOLMDELL | 7733 | 17 | J. A. WIG CONSTRUCTION AND ELECTRIC, LLC | JCP&L | No | Complete | 2005-11-28 | 2006-08-03 | N/A | 2006-10-27
BPU-1939 | CORE Solar | SCHWING | BROLE INDUSTRIES | 7.7 | 29260 | Commercial |  | HAMILTON | 8691 | 12 | ECOLOGICAL SYSTEMS-MANALAPAN | PSE&G BPU | No | Complete | 2005-11-28 | 2006-09-19 | N/A | 2006-12-06
BPU-1940 | CORE Solar | FEINSTEIN |  | 3.6 | 18360 | Residential |  | TRENTON | 8610 | 12 | J. A. WIG CONSTRUCTION AND ELECTRIC, LLC | PSE&G BPU | No | Complete | 2005-11-28 | 2006-04-18 | N/A | 2006-06-02
BPU-1941 | CORE Solar | ASH |  | 1.36 | 5895.6 | Residential |  | SEASIDE PARK | 8752 | 18 | SELF INSTALL | JCP&L | No | Complete | 2005-11-28 | 2006-03-16 | N/A | 2006-06-02
BPU-1942 | CORE Solar | LEBERSFELD | CAPITOL LIGHTING | 142.56 | 511192 | Commercial |  | PARAMUS | 7652 | 7 | TURTLE ASSOCIATES LLC | PSE&G BPU | No | Complete | 2005-11-28 | 2006-12-08 | N/A | 2007-02-01
BPU-1943 | CORE Solar | ALLGAUER |  | 4.509 | 23897.7 | Residential |  | METUCHEN | 8840 | 11 | RENEWABLE ENERGY CONCEPTS, INC. | PSE&G BPU | No | Complete | 2005-11-28 | 2005-12-28 | N/A | 2006-04-04
BPU-1944 | CORE Solar | CAPRO |  | 6.012 | 31863.6 | Residential |  | WALL | 7719 | 17 | RENEWABLE ENERGY CONCEPTS, INC. | JCP&L | No | Complete | 2005-11-28 | 2006-02-22 | N/A | 2006-04-12
BPU-1945 | CORE Solar | CRICCHIO |  | 3.006 | 15330.6 | Residential |  | LONG BRANCH | 7740 | 17 | RENEWABLE ENERGY CONCEPTS, INC. | JCP&L | No | Complete | 2005-11-28 | 2006-04-26 | N/A | 2006-08-28
BPU-1946 | CORE Solar | SHIMER |  | 6.3 | 32130 | Residential |  | STEWARTSVILLE | 8886 | 2 | MAK TECHNOLOGIES | JCP&L | No | Complete | 2005-11-28 | 2006-04-27 | N/A | 2006-06-16
BPU-1947 | CORE Solar | BHARGAVA |  | 3.15 | 16065 | Residential |  | WOODRIDGE | 7075 | 7 | SERVICE PROVIDER (THROUGH HOME DEPOT) | PSE&G BPU | No | Complete | 2005-11-28 | 2006-09-27 | N/A | 2006-11-29
BPU-1948 | CORE Solar | CRONIN |  | 4.2 | 21420 | Residential |  | HOPATCONG | 7843 | 1 | SERVICE PROVIDER (THROUGH HOME DEPOT) | JCP&L | No | Complete | 2005-11-28 | 2006-09-27 | N/A | 2006-11-29
BPU-1949 | CORE Solar | HOLOVACS | PINE CONE CHIROPRACTIC | 12.25 | 62787.5 | Commercial |  | SPARTA | 7871 | 1 | SERVICE PROVIDER (THROUGH HOME DEPOT) | JCP&L | No | Complete | 2005-11-28 | 2006-12-07 | N/A | 2007-05-01
BPU-1950 | CORE Solar | ROMAN |  | 14.875 | 70012.5 | Residential |  | RANDOLPH | 7869 | 3 | SERVICE PROVIDER (THROUGH HOME DEPOT) | JCP&L | No | Complete | 2005-11-28 | 2006-07-13 | N/A | 2006-09-08
BPU-1951 | CORE Solar | FINE |  | 3.15 | 16065 | Residential |  | FAIR LAWN | 7410 | 7 | 1ST LIGHT ENERGY, INC. | PSE&G BPU | No | Complete | 2005-11-28 | 2006-10-09 | N/A | 2006-11-29
BPU-1953 | CORE Solar | DOSHI |  | 9.018 | 47795.4 | Residential |  | PISCATAWAY | 8854 | 11 | RENEWABLE ENERGY CONCEPTS, INC. | PSE&G BPU | No | Complete | 2005-11-28 | 2006-01-05 | N/A | 2006-03-03
BPU-1954 | CORE Solar | ANTONE |  | 6.012 | 31863.6 | Residential |  | LEONARDO | 7737 | 17 | RENEWABLE ENERGY CONCEPTS, INC. | JCP&L | No | Complete | 2005-11-28 | 2006-02-10 | N/A | 2006-04-04
BPU-1955 | CORE Solar | JABBAR |  | 5.6 | 29680 | Residential |  | ROCKAWAY | 7866 | 3 | RENEWABLE ENERGY CONCEPTS, INC. | JCP&L | No | Complete | 2005-11-28 | 2005-12-28 | N/A | 2006-02-08
BPU-1956 | CORE Solar | NETLITSKI |  | 5.01 | 26553 | Residential |  | OCEAN | 7712 | 17 | RENEWABLE ENERGY CONCEPTS, INC. | JCP&L | No | Complete | 2005-11-28 | 2005-12-28 | N/A | 2006-02-08
BPU-1957 | CORE Solar | SHI |  | 4.509 | 23897.7 | Residential |  | KENDALL PARK | 8824 | 11 | RENEWABLE ENERGY CONCEPTS, INC. | JCP&L | No | Complete | 2005-11-28 | 2006-01-05 | N/A | 2006-04-04
BPU-1958 | CORE Solar | FONG |  | 4.509 | 23897.7 | Residential |  | EAST BRUNSWICK | 8816 | 11 | RENEWABLE ENERGY CONCEPTS, INC. | JCP&L | No | Complete | 2005-11-28 | 2005-12-28 | N/A | 2006-02-08
BPU-1959 | CORE Solar | KEITH |  | 7 | 37100 | Residential |  | VOORHEES | 8043 | 14 | BP SOLAR INTERNATIONAL | PSE&G BPU | No | Complete | 2005-11-28 | 2006-03-30 | N/A | 2006-05-24
BPU-1960 | CORE Solar | SALER |  | 4.9 | 24990 | Residential |  | CAPE MAY BEACH | 82511243 | 21 | MERCURY SOLAR SYSTEMS | AC Electric | No | Complete | 2005-11-28 | 2006-04-12 | N/A | 2006-06-02
BPU-1961 | CORE Solar | STORMS |  | 3.06 | 15606 | Residential |  | GLENWOOD | 7418 | 1 | HIGHLANDS SOLAR ELECTRIC CO, LLC | JCP&L | No | Complete | 2005-11-28 | 2006-03-10 | N/A | 2006-04-28
BPU-1962 | CORE Solar | GREENHALGH |  | 9.88 | 50388 | Residential |  | WATERFORD | 8089 | 14 | SOLAR SOLUTIONS LLC | AC Electric | No | Complete | 2005-11-28 | 2006-05-17 | N/A | 2006-07-31
BPU-1963 | CORE Solar | SMITH |  | 6.72 | 34272 | Residential |  | HARDWICK | 7825 | 2 | NJ SOLARVISION | JCP&L | No | Complete | 2005-11-28 | 2006-08-17 | N/A | 2006-10-31
BPU-1964 | CORE Solar | STUCKEY |  | 7.68 | 39168 | Residential |  | TOMS RIVER | 8757 | 18 | SEA BRIGHT SOLAR, LLC | JCP&L | No | Complete | 2005-11-28 | 2006-05-17 | N/A | 2006-08-21
BPU-1965 | CORE Solar | DUDAL |  | 6.8 | 34680 | Residential |  | BRADLEY BEACH | 77201306 | 17 | SEA BRIGHT SOLAR, LLC | JCP&L | No | Complete | 2005-11-28 | 2006-03-20 | N/A | 2006-04-28
BPU-1966 | CORE Solar | MCCOLLAUGH | CHRIST CONGREGATION | 7.2 | 38160 | Non Profit |  | PRINCETON | 8540 | 12 | JERSEY SOLAR, LLC | PSE&G BPU | No | Complete | 2005-11-28 | 2006-11-01 | N/A | 2006-12-29
BPU-1967 | CORE Solar | DENDRINOS | DENDRINOS MEDICAL ASSOCIATES, P.A. | 15.36 | 76316 | Commercial |  | VINELAND | 8361 | 20 | SYSTEMS OF APOLLO, LLC | Vineland Muni Elec | No | Complete | 2005-11-28 | 2005-12-21 | N/A | 2006-02-06
BPU-1968 | CORE Solar | SU |  | 4.8 | 24080 | Residential |  | FLANDERS | 7836 | 3 | RENEWABLE ENERGY CONCEPTS, INC. | JCP&L | No | Complete | 2005-12-09 | 2006-05-17 | N/A | 2006-08-28
BPU-1969 | CORE Solar | MCCOLLOCH |  | 3.23 | 11474 | Residential |  | WAYNE | 7470 | 6 | ALTERNATE ENERGY & ECOLOGY COMPANY, INC. | PSE&G BPU | No | Complete | 2005-12-09 | 2007-04-30 | N/A | 2007-06-27
BPU-1970 | CORE Solar | ROSENBURG |  | 4.08 | 20808 | Residential |  | TINTON FALLS | 7724 | 17 | TRINITY HEATING AND AIR | JCP&L | No | Complete | 2005-12-09 | 2006-03-02 | N/A | 2006-04-28
BPU-1971 | CORE Solar | SIMPSON |  | 8.16 | 43248 | Residential |  | ROSELAND | 7068 | 9 | TRINITY HEATING AND AIR | PSE&G BPU | No | Complete | 2005-12-09 | 2006-01-05 | N/A | 2006-03-03
BPU-1972 | CORE Solar | KHANEJA |  | 8.745 | 44599.5 | Residential |  | CRANBURY | 8512 | 11 | TRINITY HEATING AND AIR | PSE&G BPU | No | Complete | 2005-12-09 | 2006-02-27 | N/A | 2006-05-11
BPU-1973 | CORE Solar | MASON |  | 8.58 | 45474 | Residential |  | LINCROFT | 7738 | 17 | TRINITY HEATING AND AIR | JCP&L | No | Complete | 2005-12-09 | 2005-12-28 | N/A | 2006-04-04
BPU-1974 | CORE Solar | HICKS |  | 5.4 | 27540 | Residential |  | EWING | 8638 | 12 | TRINITY HEATING AND AIR | PSE&G BPU | No | Complete | 2005-12-09 | 2006-08-31 | N/A | 2006-11-01
BPU-1975 | CORE Solar | SHOCKLEY |  | 9.86 | 50286 | Residential |  | HILLSBORO TWP | 8844 | 5 | TRINITY HEATING AND AIR | PSE&G BPU | No | Complete | 2005-12-09 | 2006-07-06 | N/A | 2006-08-28
BPU-1976 | CORE Solar | ROEBUCK |  | 5.95 | 30345 | Residential |  | OAK HURST | 7712 | 17 | TRINITY HEATING AND AIR | JCP&L | No | Complete | 2005-12-09 | 2006-05-04 | N/A | 2006-06-16
BPU-1977 | CORE Solar | BLAKESLEE |  | 2.72 | 14416 | Residential |  | BEACH HAVEN WEST | 8050 | 18 | TRINITY HEATING AND AIR | AC Electric | No | Complete | 2005-12-09 | 2006-01-12 | N/A | 2006-03-03
BPU-1978 | CORE Solar | READE | NEPTUNE FARMS, LLC | 10.034 | 160810.4 | Farm |  | SALEM | 8079 | 16 | RCL ENTERPRISES INC. | AC Electric | No | Complete | 2005-12-09 | 2006-06-22 | N/A | 2006-09-08
BPU-1979 | CORE Solar | DIAZ |  | 6.3 | 32130 | Residential |  | TRENTON | 8610 | 12 | SERVICE PROVIDER (THROUGH HOME DEPOT) | PSE&G BPU | No | Complete | 2005-12-09 | 2006-11-10 | N/A | 2007-01-03
BPU-1981 | CORE Solar | SCOLARI |  | 7.82 | 39882 | Residential |  | BLACKWOOD | 8012 | 14 | TESMAN ELECTRIC | PSE&G BPU | No | Complete | 2005-12-09 | 2006-05-17 | N/A | 2006-08-30
BPU-1982 | CORE Solar | ZHANG |  | 2.171 | 11072.1 | Residential |  | SOUTH ORANGE | 7079 | 9 | RENEWABLE ENERGY CONCEPTS, INC. | PSE&G BPU | No | Complete | 2005-12-09 | 2006-06-21 | N/A | 2006-10-27
BPU-1983 | CORE Solar | SHEA |  | 5.535 | 28228.5 | Residential |  | DOVER | 7801 | 3 | AKEENA SOLAR, INC. | JCP&L | No | Complete | 2005-12-09 | 2006-02-09 | N/A | 2006-04-12
BPU-1984 | CORE Solar | SPARROW |  | 3.06 | 15606 | Residential |  | UNION CITY | 7087 | 8 | SEA BRIGHT SOLAR, LLC | PSE&G BPU | No | Complete | 2005-12-09 | 2006-05-04 | N/A | 2006-07-31
BPU-1985 | CORE Solar | BERGSTROM |  | 9.9 | 52470 | Residential |  | FRENCHTOWN | 8825 | 4 | MAK TECHNOLOGIES | JCP&L | No | Complete | 2005-12-02 | 2005-12-15 | N/A | 2006-02-08
BPU-1986 | CORE Solar | LEBOVITZ | EAST COAST WAREHOUSE & DISTRIBUTION CORP | 700.128 | 2295000 | Commercial |  | ELIZABETH | 7201 | 10 | TURTLE ASSOCIATES LLC | PSE&G BPU | No | Complete | 2005-12-05 | 2006-11-08 | N/A | 2007-01-26
BPU-1987 | CORE Solar | MARMON | ABE SILVERSTEIN ASSOCIATES | 63 | 247350 | Commercial |  | MILLBURN | 7041 | 9 | NJ SOLAR SOLUTIONS | JCP&L | No | Complete | 2005-12-05 | 2006-11-17 | N/A | 2007-01-26
BPU-1988 | CORE Solar | SHAWELL | ST MICHAELS HOUSING CORP | 2.096 | 9222.4 | Non Profit |  | PATTERSON | 7514 | 6 | GEOGENIX | PSE&G BPU | No | Complete | 2005-12-06 | 2006-09-26 | N/A | 2007-11-05
BPU-1990 | CORE Solar | ZENZ |  | 7.68 | 40704 | Residential |  | FLEMINGTON | 8822 | 4 | MAK TECHNOLOGIES | JCP&L | No | Complete | 2005-12-09 | 2006-04-05 | N/A | 2006-05-30
BPU-1991 | CORE Solar | BOOTH |  | 5.6 | 28560 | Residential |  | LAWRENCEVILLE | 8648 | 12 | J. A. WIG CONSTRUCTION AND ELECTRIC, LLC | PSE&G BPU | No | Complete | 2005-12-09 | 2006-04-18 | N/A | 2006-06-02
BPU-1992 | CORE Solar | KATSURO-HOPKINS |  | 4.2 | 21420 | Residential |  | KINGSTON | 8528 | 5 | SUN BURN SOLAR | PSE&G BPU | No | Complete | 2005-12-09 | 2006-11-10 | N/A | 2007-05-01
BPU-1993 | CORE Solar | FRANTZ |  | 7.65 | 40545 | Residential |  | PRINCETON | 8540 | 12 | 1ST LIGHT ENERGY, INC. | PSE&G BPU | No | Complete | 2005-12-09 | 2006-06-26 | N/A | 2006-08-30
BPU-1994 | CORE Solar | GURAK |  | 9.6 | 48960 | Residential |  | FLEMINGTON | 8822 | 4 | MAK TECHNOLOGIES | JCP&L | No | Complete | 2005-12-09 | 2006-04-12 | N/A | 2006-06-02
BPU-1996 | CORE Solar | CECCHINI |  | 6.12 | 31212 | Residential |  | STOCKTON | 8559 | 4 | 1ST LIGHT ENERGY, INC. | JCP&L | No | Complete | 2005-12-09 | 2006-07-06 | N/A | 2006-10-27
BPU-1997 | CORE Solar | WIERSIELLIS |  | 3.006 | 14530.6 | Residential |  | EDISON | 8817 | 11 | RENEWABLE ENERGY CONCEPTS, INC. | PSE&G BPU | No | Complete | 2005-12-09 | 2006-04-27 | N/A | 2006-06-16
BPU-1998 | CORE Solar | HIRT |  | 9.66 | 49266 | Residential |  | BURLINGTON | 8016 | 13 | ABSOLUTELY ENERGIZED SOLAR, LLC | PSE&G BPU | No | Complete | 2005-12-09 | 2006-05-11 | N/A | 2006-07-31
BPU-1999 | CORE Solar | CONNOR | NEW JERSEY AMERICAN WATER COMPANY | 86.625 | 277200 | Commercial |  | SOMERSET | 8873 | 5 | DOME-TECH SOLAR, LLC | PSE&G BPU | No | Complete | 2005-12-09 | 2007-01-05 | N/A | 2007-05-03
BPU-2001 | CORE Solar | MOORE | ARMM ASSOCIATES | 17.4 | 57950 | Commercial |  | CHERRY HILL | 8002 | 14 | SOLAR PRIORITIES, LLC | PSE&G BPU | No | Complete | 2005-12-09 | 2007-09-19 | N/A | 2007-11-05
BPU-2002 | CORE Solar | YOUSE |  | 7 | 35700 | Residential |  | MOORESTOWN | 8057 | 13 | ABSOLUTELY ENERGIZED SOLAR, LLC | PSE&G BPU | No | Complete | 2005-12-09 | 2006-06-22 | N/A | 2006-08-30
BPU-2004 | CORE Solar | WILDONER |  | 7.14 | 36414 | Residential |  | RAMSEY | 7446 | 7 | 1ST LIGHT ENERGY, INC. | PSE&G BPU | No | Complete | 2005-12-09 | 2007-07-05 | N/A | 2007-09-06
BPU-2005 | CORE Solar | STONE |  | 5.25 | 26880 | Residential |  | WEST NEW YORK | 7093 | 8 | SERVICE PROVIDER (THROUGH HOME DEPOT) | PSE&G BPU | No | Complete | 2005-12-09 | 2006-10-18 | N/A | 2007-05-01
BPU-2007 | CORE Solar | GUSTIN |  | 3.15 | 16695 | Residential |  | TRENTON | 8618 | 12 | ADVANCED SOLAR PRODUCTS, INC. | PSE&G BPU | No | Complete | 2005-12-09 | 2005-12-29 | N/A | 2006-02-08
BPU-2008 | CORE Solar | TAUBER |  | 4.56 | 23256 | Residential |  | LYNDHURST | 7071 | 7 | ALTERNATE ENERGY & ECOLOGY COMPANY, INC. | PSE&G BPU | No | Complete | 2005-12-09 | 2006-02-24 | N/A | 2006-04-28
BPU-2009 | CORE Solar | TAGLIAFERRO |  | 6.346 | 32364.6 | Residential |  | TOM'S RIVER | 8753 | 18 | RENEWABLE ENERGY CONCEPTS, INC. | JCP&L | No | Complete | 2005-12-09 | 2006-05-04 | N/A | 2006-08-28
BPU-2010 | CORE Solar | MACALINTAL |  | 9.018 | 47795.4 | Residential |  | MOONACHIE | 7074 | 7 | RENEWABLE ENERGY CONCEPTS, INC. | PSE&G BPU | No | Complete | 2005-12-09 | 2005-12-29 | N/A | 2006-02-08
BPU-2011 | CORE Solar | STEFANELLI |  | 3.6 | 18360 | Residential |  | EGG HARBOR | 7936 | 3 | RENEWABLE ENERGY CONCEPTS, INC. | JCP&L | No | Complete | 2005-12-09 | 2006-02-24 | N/A | 2006-06-02
BPU-2012 | CORE Solar | WARREN | OCEAN COUNTY UTILITIES AUTHORITY | 200.096 | 768845.6 | Government Facility |  | BAYVILLE | 8721 | 18 | ADVANCED SOLAR PRODUCTS, INC. | JCP&L | No | Complete | 2005-12-12 | 2007-08-07 | N/A | 2007-11-21
BPU-2013 | CORE Solar | WARDELL | POINT PLEASANT DISTRIBUTORS | 102.9 | 384280 | Commercial |  | MANASQUAN | 8736 | 17 | JERSEY SOLAR, LLC | JCP&L | No | Complete | 2005-12-09 | 2006-12-11 | N/A | 2007-03-27
BPU-2014 | CORE Solar | NICHOLS |  | 13.26 | 63714 | Residential |  | CALIFON | 7830 | 4 | TRINITY HEATING AND AIR | JCP&L | No | Complete | 2005-12-09 | 2006-01-18 | N/A | 2006-04-12
BPU-2015 | CORE Solar | DODARO |  | 5.28 | 26928 | Residential |  | MARLBORO | 7746 | 17 | TRINITY HEATING AND AIR | JCP&L | No | Complete | 2005-12-09 | 2006-05-30 | N/A | 2006-05-30
BPU-2016 | CORE Solar | DERR |  | 4.2 | 21420 | Residential |  | EAST HANOVER | 7936 | 3 | NJ SOLAR SOLUTIONS (THROUGH HOME DEPOT) | JCP&L | No | Complete | 2005-12-09 | 2006-07-21 | N/A | 2006-09-08
BPU-2017 | CORE Solar | WOOD |  | 11.505 | 56869 | Residential |  | LAKE HOPATCONG | 7849 | 3 | GEOGENIX | JCP&L | No | Complete | 2005-12-09 | 2006-01-19 | N/A | 2006-03-23
BPU-2018 | CORE Solar | KRAUTWALD |  | 13.6 | 65040 | Residential |  | ELMER | 8318 | 16 | EASTERN ENERGY SERVICES | AC Electric | No | Complete | 2005-12-09 | 2006-10-25 | N/A | 2007-01-03
BPU-2019 | CORE Solar | BRUNINI |  | 11.2 | 55680 | Residential |  | LANDISVILLE | 8326 | 19 | EASTERN ENERGY SERVICES | AC Electric | No | Complete | 2005-12-09 | 2006-05-11 | N/A | 2006-08-30
BPU-2020 | CORE Solar | SINGH |  | 9.66 | 49266 | Residential |  | PENNINGTON | 8534 | 12 | MERCURY SOLAR SYSTEMS | PSE&G BPU | No | Complete | 2005-12-09 | 2006-06-15 | N/A | 2006-08-30
BPU-2021 | CORE Solar | LUCHANSKY |  | 10.75 | 40062.5 | Residential |  | CRANBURY | 8512 | 11 | MERCURY SOLAR SYSTEMS | PSE&G BPU | No | Complete | 2005-12-09 | 2006-09-19 | N/A | 2006-12-06
BPU-2022 | CORE Solar | MCCARTY |  | 2.1 | 10710 | Residential |  | GLASSBORO | 8028 | 15 | MERCURY SOLAR SYSTEMS | AC Electric | No | Complete | 2005-12-09 | 2006-05-11 | N/A | 2006-07-31
BPU-2023 | CORE Solar | DUSTMAN |  | 11.34 | 56226 | Residential |  | WINSLOW | 8561 | 12 | MERCURY SOLAR SYSTEMS | New Construction | No | Complete | 2005-12-09 | 2006-06-22 | N/A | 2006-08-30
BPU-2024 | CORE Solar | SPITZER |  | 10 | 45836.25 | Residential |  | SALEM | 8079 | 16 | SELF INSTALL | AC Electric | No | Complete | 2005-12-09 | 2006-08-17 | N/A | 2006-11-01
BPU-2025 | CORE Solar | LAPID |  | 4.2 | 21420 | Residential |  | CHATHAM | 7928 | 3 | AKEENA SOLAR, INC. | JCP&L | No | Complete | 2005-12-09 | 2006-07-27 | N/A | 2006-10-26
BPU-2026 | CORE Solar | DIAZ |  | 4.2 | 21420 | Residential |  | OAK RIDGE | 7438 | 6 | SERVICE PROVIDER (THROUGH HOME DEPOT) | JCP&L | No | Complete | 2005-12-09 | 2006-06-22 | N/A | 2006-08-30
BPU-2027 | CORE Solar | MOCHEL |  | 5.6 | 28560 | Residential |  | BRIDGEWATER | 8807 | 5 | AKEENA SOLAR, INC. | JCP&L | No | Complete | 2005-12-09 | 2006-04-05 | N/A | 2006-07-31
BPU-2028 | CORE Solar | CHIN-SAM |  | 7.515 | 39829.5 | Residential |  | IRVINGTON | 7111 | 9 | RENEWABLE ENERGY CONCEPTS, INC. | PSE&G BPU | No | Complete | 2005-12-09 | 2005-12-29 | N/A | 2006-02-08
BPU-2029 | CORE Solar | PHIBBS |  | 17.2 | 84320 | Residential |  | SEA GIRT | 8750 | 17 | RENEWABLE ENERGY CONCEPTS, INC. | JCP&L | No | Complete | 2005-12-09 | 2005-12-23 | N/A | 2006-02-06
BPU-2030 | CORE Solar | KORN |  | 4.509 | 22995.9 | Residential |  | NORTH BRUNSWICK | 8902 | 11 | RENEWABLE ENERGY CONCEPTS, INC. | PSE&G BPU | No | Complete | 2005-12-09 | 2006-03-30 | N/A | 2007-11-05
BPU-2031 | CORE Solar | LEVEILLE |  | 4.62 | 23562 | Residential |  | NEPTUNE | 7753 | 17 | TRINITY HEATING AND AIR | JCP&L | No | Complete | 2005-12-19 | 2006-02-22 | N/A | 2006-04-28
BPU-2032 | CORE Solar | BLUM | JULIUS BLUM & CO INC. | 10 | 51000 | Commercial |  | WOODRIDGE | 7075 | 7 | ALTERNATE ENERGY & ECOLOGY COMPANY, INC. | PSE&G BPU | No | Complete | 2005-12-19 | 2006-12-08 | N/A | 2007-05-01
BPU-2034 | CORE Solar | HUNTER | NOVARTIS PHARMACEUTICALS CORPORATION | 133.56 | 482392 | Commercial |  | EAST HANOVER | 7936 | 3 | DOME-TECH SOLAR, LLC | JCP&L | No | Complete | 2005-12-19 | 2006-05-12 | N/A | 2006-07-31
BPU-2035 | CORE Solar | PALUS |  | 8.16 | 42840 | Residential |  | TRENTON | 8619 | 12 | TRINITY HEATING AND AIR | PSE&G BPU | No | Complete | 2005-12-19 | 2006-08-31 | N/A | 2006-11-01
BPU-2036 | CORE Solar | BARONE |  | 9.86 | 52258 | Residential |  | JACKSON | 8527 | 18 | TRINITY HEATING AND AIR | JCP&L | No | Complete | 2005-12-19 | 2006-01-18 | N/A | 2006-04-12
BPU-2037 | CORE Solar | CARROLL |  | 6.97 | 35547 | Residential |  | SPRING LAKE HEIGHTS | 7762 | 17 | TRINITY HEATING AND AIR | JCP&L | No | Complete | 2005-12-19 | 2006-02-08 | N/A | 2006-04-04
BPU-2038 | CORE Solar | BELLAFIORE |  | 9.8 | 49980 | Residential |  | HOWELL | 7731 | 17 | TRINITY HEATING AND AIR | JCP&L | No | Complete | 2005-12-19 | 2006-08-03 | N/A | 2006-10-27
BPU-2039 | CORE Solar | LOVELACE |  | 4.2 | 21420 | Residential |  | UPPER PITTSGROVE TOWNSHIP | 8098 | 16 | MESA ENVIORNMENTAL SCIENCES, INC. | AC Electric | No | Complete | 2005-12-19 | 2006-09-15 | N/A | 2006-11-01
BPU-2040 | CORE Solar | JOSEPH |  | 5.775 | 29452.5 | Residential |  | OAKLYN | 8107 | 14 | MESA ENVIORNMENTAL SCIENCES, INC. | PSE&G BPU | No | Complete | 2005-12-19 | 2006-04-27 | N/A | 2006-06-16
BPU-2041 | CORE Solar | MIKULKA |  | 7.14 | 36414 | Residential |  | PARLIN | 8859 | 11 | THE SOLAR CENTER, INC. | JCP&L | No | Complete | 2005-12-19 | 2006-05-23 | N/A | 2006-08-21
BPU-2042 | CORE Solar | TENORE |  | 9.6 | 48960 | Residential |  | BLOOMSBURY | 8804 | 4 | THE SOLAR CENTER, INC. | JCP&L | No | Complete | 2005-12-19 | 2006-06-27 | N/A | 2006-11-01
BPU-2043 | CORE Solar | MAUSSER |  | 5.19 | 26469 | Residential |  | FLEMINGTON | 8822 | 4 | JERSEY SOLAR, LLC | JCP&L | No | Complete | 2005-12-19 | 2006-05-17 | N/A | 2006-08-21
BPU-2044 | CORE Solar | WILCOX |  | 9.8 | 49980 | Residential |  | EWING TOWNSHIP | 8618 | 12 | TRINITY HEATING AND AIR | PSE&G BPU | No | Complete | 2005-12-19 | 2006-06-23 | N/A | 2006-10-27
BPU-2045 | CORE Solar | AULD |  | 6.12 | 23256 | Residential |  | LEBANON | 8833 | 4 | ALTERNATE ENERGY & ECOLOGY COMPANY, INC. | JCP&L | No | Complete | 2005-12-19 | 2006-08-24 | N/A | 2006-11-01
BPU-2046 | CORE Solar | CALAFIORE |  | 7.2 | 36720 | Residential |  | MORRIS PLAINS | 7950 | 3 | RENEWABLE ENERGY CONCEPTS, INC. | JCP&L | No | Complete | 2005-12-19 | 2006-05-03 | N/A | 2006-08-28
BPU-2047 | CORE Solar | HOWARD |  | 7 | 35700 | Residential |  | LEDGEWOOD | 7852 | 3 | SERVICE PROVIDER (THROUGH HOME DEPOT) | JCP&L | No | Complete | 2005-12-19 | 2006-07-07 | N/A | 2006-08-28
BPU-2048 | CORE Solar | AIRES TREASURER | SISTERS OF CHARITY OF SAINT ELIZABETH | 9.75 | 51675 | Non Profit |  | HARVEY CEDARS | 8008 | 18 | LBI SOLAR | AC Electric | No | Complete | 2005-12-19 | 2006-05-17 | N/A | 2006-11-01
BPU-2049 | CORE Solar | SPITALETTA |  | 7.2 | 36720 | Residential |  | SPRING LAKE HEIGHTS | 7762 | 17 | J. A. WIG CONSTRUCTION AND ELECTRIC, LLC | JCP&L | No | Complete | 2005-12-19 | 2006-08-30 | N/A | 2006-11-01
BPU-2050 | CORE Solar | FRAZIER |  | 6.513 | 33216.3 | Residential |  | MONTCLAIR | 7042 | 9 | RENEWABLE ENERGY CONCEPTS, INC. | PSE&G BPU | No | Complete | 2005-12-19 | 2006-08-24 | N/A | 2006-11-01
BPU-2051 | CORE Solar | BURNS |  | 7 | 35700 | Residential |  | DOVER | 7801 | 3 | SERVICE PROVIDER (THROUGH HOME DEPOT) | JCP&L | No | Complete | 2005-12-19 | 2006-07-13 | N/A | 2006-10-27
BPU-2052 | CORE Solar | DUNCAN |  | 6.8 | 34680 | Residential |  | HILLSBOROUGH | 8844 | 5 | 1ST LIGHT ENERGY, INC. | PSE&G BPU | No | Complete | 2005-12-19 | 2006-07-06 | N/A | 2006-08-28
BPU-2053 | CORE Solar | KELLY |  | 7.48 | 38148 | Residential |  | CARTERET | 7008 | 11 | SERVICE PROVIDER (THROUGH HOME DEPOT) | JCP&L | No | Complete | 2005-12-19 | 2006-05-11 | N/A | 2006-08-21
BPU-2054 | CORE Solar | UNFRIED |  | 14.08 | 70748 | Residential |  | RINGOES | 8551 | 4 | 1ST LIGHT ENERGY, INC. | JCP&L | No | Complete | 2005-12-19 | 2006-05-12 | N/A | 2006-08-21
BPU-2055 | CORE Solar | SMITH |  | 8 | 40800 | Residential |  | BRIDGETON | 8302 | 20 | J. A. WIG CONSTRUCTION AND ELECTRIC, LLC | AC Electric | No | Complete | 2005-12-19 | 2006-05-23 | N/A | 2006-08-23
BPU-2056 | CORE Solar | BUSALACHI |  | 6 | 30600 | Residential |  | CREAM RIDGE | 8514 | 17 | J. A. WIG CONSTRUCTION AND ELECTRIC, LLC | JCP&L | No | Complete | 2005-12-19 | 2006-06-06 | N/A | 2006-09-08
BPU-2057 | CORE Solar | BATES |  | 7 | 35700 | Residential |  | DELRAN | 8075 | 13 | MESA ENVIORNMENTAL SCIENCES, INC. | PSE&G BPU | No | Complete | 2005-12-19 | 2006-05-16 | N/A | 2006-07-31
BPU-2058 | CORE Solar | MOSCATELLO |  | 10 | 51000 | Residential |  | WRIGHTSTOWN | 8562 | 13 | J. A. WIG CONSTRUCTION AND ELECTRIC, LLC | JCP&L | No | Complete | 2005-12-19 | 2006-06-06 | N/A | 2006-08-30
BPU-2059 | CORE Solar | HODSON |  | 7.48 | 38148 | Residential |  | EGG HARBOR TOWNSHIP | 8234 | 19 | MERCURY SOLAR SYSTEMS | AC Electric | No | Complete | 2005-12-19 | 2006-07-07 | N/A | 2006-09-08
BPU-2060 | CORE Solar | GUADAGNO |  | 4.2 | 22491 | Residential |  | BRIDGEWATER | 8807 | 5 | ADVANCED SOLAR PRODUCTS, INC. | PSE&G BPU | No | Complete | 2005-12-19 | 2006-07-21 | N/A | 2006-10-27
BPU-2061 | CORE Solar | CORBO |  | 7.348 | 38944.4 | Residential |  | FLEMINGTON | 8822 | 4 | ADVANCED SOLAR PRODUCTS, INC. | JCP&L | No | Complete | 2005-12-19 | 2006-03-16 | N/A | 2006-04-28
BPU-2062 | CORE Solar | BARRETT |  | 3.6 | 18360 | Residential |  | OCEAN CITY | 8226 | 21 | RENEWABLE ENERGY CONCEPTS, INC. | AC Electric | No | Complete | 2005-12-19 | 2006-02-17 | N/A | 2006-06-02
BPU-2063 | CORE Solar | HOWARD |  | 10 | 51000 | Residential |  | WHITEHOUSE STATION | 8889 | 4 | ABSOLUTELY ENERGIZED SOLAR, LLC | JCP&L | No | Complete | 2005-12-19 | 2006-06-22 | N/A | 2006-08-30
BPU-2064 | CORE Solar | STEIN |  | 3.675 | 18742.5 | Residential |  | CHERRY HILL | 8003 | 14 | MESA ENVIORNMENTAL SCIENCES, INC. | PSE&G BPU | No | Complete | 2005-12-19 | 2006-04-27 | N/A | 2006-06-21
BPU-2066 | CORE Solar | RISI |  | 4.59 | 23409 | Residential |  | HOPATCONG | 7843 | 1 | ALTERNATE ENERGY & ECOLOGY COMPANY, INC. | JCP&L | No | Complete | 2006-03-10 | 2006-07-27 | N/A | 2006-10-27
BPU-2068 | CORE Solar | TKACS | ROCHE MOLECULAR SYSTEMS | 413.4 | 1377880 | Commercial |  | BRANCHBURG | 8876 | 5 | POWERLIGHT CORPORATION | JCP&L | No | Complete | 2006-09-29 | 2007-09-20 | N/A | 2007-12-21
BPU-2069 | CORE Solar | KARPINSKY |  | 9.92 | 50592 | Residential |  | TOMS RIVER | 8755 | 18 | TRINITY HEATING AND AIR | JCP&L | No | Complete | 2006-01-03 | 2006-01-18 | N/A | 2006-04-04
BPU-2071 | CORE Solar | WALKER |  | 21 | 93900 | Residential |  | ANDOVER | 7821 | 1 | NJ SOLAR SOLUTIONS | JCP&L | No | Complete | 2006-01-03 | 2006-10-12 | N/A | 2006-11-29
BPU-2072 | CORE Solar | WILLIAMS |  | 3.5 | 10832.5 | Residential |  | RINGOES | 8551 | 4 | NJ SOLAR SOLUTIONS | JCP&L | No | Complete | 2006-01-03 | 2006-09-27 | N/A | 2006-12-06
BPU-2073 | CORE Solar | ROSS |  | 4.08 | 20808 | Residential |  | MAHWAH | 7430 | 7 | ALTERNATE ENERGY & ECOLOGY COMPANY, INC. | Orange & Rockland Elec | No | Complete | 2006-01-03 | 2006-04-20 | N/A | 2006-08-23
BPU-2074 | CORE Solar | FERRUZZA |  | 7.35 | 37485 | Residential |  | LANOKA HARBOR | 8734 | 18 | NJ SOLAR POWER, LLC | JCP&L | No | Complete | 2006-01-03 | 2006-05-11 | N/A | 2006-08-23
BPU-2075 | CORE Solar | TKACS | ROCHE MOLECULAR SYSTEMS | 500.56 | 1656792 | Commercial |  | BRANCHBURG | 8876 | 5 | POWERLIGHT CORPORATION | JCP&L | No | Complete | 2006-09-29 | 2007-09-20 | N/A | 2008-01-03
BPU-2077 | CORE Solar | CAMPAGNA |  | 7.74 | 29412 | Residential |  | MAYS LANDING | 8330 | 19 | MERCURY SOLAR SYSTEMS | AC Electric | No | Complete | 2006-01-03 | 2006-09-28 | N/A | 2006-11-29
BPU-2078 | CORE Solar | ROBBINS |  | 2.64 | 13464 | Residential |  | WESTVILLE | 8093 | 15 | SUN FARM NETWORK | PSE&G BPU | No | Complete | 2006-01-03 | 2006-08-22 | N/A | 2006-11-01
BPU-2079 | CORE Solar | REGUER |  | 4.8 | 24480 | Residential |  | PRINCETON JUNCTION | 8550 | 12 | ABSOLUTELY ENERGIZED SOLAR, LLC | PSE&G BPU | No | Complete | 2006-01-03 | 2006-08-19 | N/A | 2006-11-01
BPU-2080 | CORE Solar | DEROSE |  | 10 | 51000 | Residential |  | OCEAN VIEW | 8230 | 21 | MERCURY SOLAR SYSTEMS | AC Electric | No | Complete | 2006-01-03 | 2006-09-15 | N/A | 2006-11-29
BPU-2081 | CORE Solar | SHERIDAN |  | 8.4 | 42840 | Residential |  | WEST END | 7740 | 17 | GEOGENIX | JCP&L | No | Complete | 2006-01-03 | 2006-04-06 | N/A | 2006-06-02
BPU-2082 | CORE Solar | CHU |  | 3.01 | 15351 | Residential |  | HILLSBOROUGH | 8844 | 5 | JERSEY SOLAR, LLC | PSE&G BPU | No | Complete | 2006-01-03 | 2006-10-30 | N/A | 2006-11-29
BPU-2083 | CORE Solar | KAUFFMAN JR. |  | 8.28 | 42228 | Residential |  | FARMINGDALE | 7727 | 17 | SUN FARM NETWORK | JCP&L | No | Complete | 2006-01-03 | 2006-06-28 | N/A | 2006-08-30
BPU-2084 | CORE Solar | BERNABE |  | 9.1 | 46410 | Residential |  | HAMPTON | 7860 | 1 | NJ SOLAR SOLUTIONS | JCP&L | No | Complete | 2006-01-03 | 2006-07-21 | N/A | 2006-09-08
BPU-2085 | CORE Solar | MEDWAY |  | 5.18 | 30345 | Residential |  | RINGOES | 8551 | 4 | ADVANCED SOLAR PRODUCTS, INC. | JCP&L | No | Complete | 2006-01-03 | 2006-06-15 | N/A | 2006-10-27
BPU-2086 | CORE Solar | DEVITO |  | 4.509 | 22995.9 | Residential |  | BEDMINSTER | 7921 | 5 | ADVANCED SOLAR PRODUCTS, INC. | JCP&L | No | Complete | 2006-01-03 | 2006-04-19 | N/A | 2006-06-02
BPU-2087 | CORE Solar | SLOMKOWSKI |  | 8.36 | 42636 | Residential |  | MANAHAWKIN | 8050 | 18 | NJ SOLAR POWER, LLC | AC Electric | No | Complete | 2006-01-03 | 2006-03-29 | N/A | 2006-06-16
BPU-2088 | CORE Solar | O'NEILL |  | 8.16 | 41616 | Residential |  | ATCO | 8004 | 14 | NJ SOLAR POWER, LLC | AC Electric | No | Complete | 2006-01-03 | 2006-03-20 | N/A | 2006-04-28
BPU-2089 | CORE Solar | GRILLO |  | 6.65 | 33915 | Residential |  | JACKSON | 8527 | 18 | NJ SOLAR POWER, LLC | JCP&L | No | Complete | 2006-01-03 | 2006-06-27 | N/A | 2006-08-30
BPU-2090 | CORE Solar | MEU | RIVER TERMINAL DEVELOPMENT COMPANY | 606.9 | 1997080 | Commercial |  | SOUTH KEARNY | 7032 | 8 | SOLAR DESIGN ASSOCIATES | PSE&G BPU | No | Complete | 2006-01-03 | 2006-11-02 | N/A | 2007-05-03
BPU-2092 | CORE Solar | KARISKO | K + N NURSERY | 10.08 | 51312 | Commercial |  | MILLVILLE | 8332 | 20 | MERCURY SOLAR SYSTEMS | AC Electric | No | Complete | 2006-01-03 | 2006-04-18 | N/A | 2006-06-02
BPU-2093 | CORE Solar | DARE |  | 12.32 | 60048 | Residential |  | MONROEVILLE | 8343 | 16 | MERCURY SOLAR SYSTEMS | AC Electric | No | Complete | 2006-01-03 | 2006-07-20 | N/A | 2006-11-01
BPU-2094 | CORE Solar | PATEL |  | 4 | 20400 | Residential |  | FORDS | 8863 | 11 | MAK TECHNOLOGIES | PSE&G BPU | No | Complete | 2006-01-03 | 2006-04-27 | N/A | 2006-06-16
BPU-2095 | CORE Solar | PILLSBURY |  | 3.6 | 18360 | Residential |  | LAWRENCEVILLE | 8648 | 12 | MAK TECHNOLOGIES | PSE&G BPU | No | Complete | 2006-01-03 | 2006-07-24 | N/A | 2006-09-08
BPU-2097 | CORE Solar | MCHUGH |  | 4.84 | 24684 | Residential |  | MYSTIC ISLAND | 8087 | 18 | MERCURY SOLAR SYSTEMS | AC Electric | No | Complete | 2006-01-03 | 2006-06-28 | N/A | 2006-08-30
BPU-2098 | CORE Solar | SCEIA |  | 10 | 51000 | Residential |  | HAMMONTON | 8037 | 19 | ABSOLUTELY ENERGIZED SOLAR, LLC | AC Electric | No | Complete | 2006-01-03 | 2006-03-01 | N/A | 2006-04-28
BPU-2099 | CORE Solar | ADAMS-ACOSTA |  | 7 | 35700 | Residential |  | CINNAMINSON | 8077 | 13 | ABSOLUTELY ENERGIZED SOLAR, LLC | PSE&G BPU | No | Complete | 2006-01-03 | 2006-07-27 | N/A | 2006-10-27
BPU-2101 | CORE Solar | SULLIVAN | THE ESTEE LAUDER COMPANIES INC. | 601.62 | 1980184 | Commercial |  | OAKLAND | 7436 | 7 | DOME-TECH SOLAR, LLC | Orange & Rockland Elec | No | Complete | 2006-09-22 | 2007-04-30 | N/A | 2007-06-27
BPU-2103 | CORE Solar | CONNORS |  | 7.875 | 40162.5 | Residential |  | HADDONFIELD | 8033 | 14 | ABSOLUTELY ENERGIZED SOLAR, LLC | PSE&G BPU | No | Complete | 2006-01-03 | 2006-07-27 | N/A | 2006-10-27
BPU-2104 | CORE Solar | BARI |  | 4.08 | 20808 | Residential |  | JACKSON | 8527 | 18 | TRINITY HEATING AND AIR | JCP&L | No | Complete | 2006-01-03 | 2006-01-18 | N/A | 2006-04-04
BPU-2106 | CORE Solar | RICHARDSON | PSGA/ORTHO MCNEIL | 9.45 | 41107.5 | Commercial |  | RARITAN | 8869 | 5 | DOME-TECH SOLAR, LLC | PSE&G BPU | No | Complete | 2006-01-03 | 2007-07-06 | N/A | 2007-09-06
BPU-2107 | CORE Solar | MCGUGAN |  | 8.4 | 42840 | Residential |  | MOUNT LAUREL | 8054 | 13 | BP SOLAR INTERNATIONAL | PSE&G BPU | No | Complete | 2006-01-03 | 2006-03-07 | N/A | 2006-04-28
BPU-2108 | CORE Solar | LAGAY |  | 8.4 | 42840 | Residential |  | CINNAMINSON | 8077 | 13 | BP SOLAR INTERNATIONAL | PSE&G BPU | No | Complete | 2006-01-03 | 2006-03-24 | N/A | 2006-05-24
BPU-2109 | CORE Solar | POLI | PKZ ENTERPRISES | 10.26 | 52014 | Commercial |  | FREEHOLD | 7728 | 17 | NJ SOLAR POWER, LLC | JCP&L | No | Complete | 2006-01-03 | 2006-04-18 | N/A | 2006-06-16
BPU-2110 | CORE Solar | ENGLISH |  | 25.84 | 112776 | Residential |  | RINGOES | 8551 | 4 | ADVANCED SOLAR PRODUCTS, INC. | JCP&L | No | Complete | 2006-01-03 | 2007-01-04 | N/A | 2007-05-03
BPU-2111 | CORE Solar | HICKS |  | 6.513 | 33216.3 | Residential |  | SOMERSET | 8873 | 5 | ADVANCED SOLAR PRODUCTS, INC. | PSE&G BPU | No | Complete | 2006-01-03 | 2006-07-06 | N/A | 2006-10-27
BPU-2112 | CORE Solar | FLEISCHER | 21ST CENTURY SALES | 9.984 | 50918.4 | Commercial |  | RINGOES | 8551 | 4 | ADVANCED SOLAR PRODUCTS, INC. | JCP&L | No | Complete | 2006-01-03 | 2006-09-21 | N/A | 2006-11-29
BPU-2113 | CORE Solar | BRADBURY |  | 9.54 | 48654 | Residential |  | BRIDGEPORT | 8014 | 15 | EASTERN ENERGY SERVICES | AC Electric | No | Complete | 2006-01-03 | 2006-09-15 | N/A | 2006-11-29
BPU-2114 | CORE Solar | COLLINS |  | 4.08 | 20808 | Residential |  | RINGOES | 8551 | 4 | ADVANCED SOLAR PRODUCTS, INC. | JCP&L | No | Complete | 2006-01-03 | 2006-02-23 | N/A | 2006-04-28
BPU-2115 | CORE Solar | COYLE |  | 8.28 | 42228 | Residential |  | MARLTON | 8053 | 13 | SUN FARM NETWORK | PSE&G BPU | No | Complete | 2006-01-03 | 2006-07-20 | N/A | 2006-09-08
BPU-2116 | CORE Solar | FINNERTY |  | 16.56 | 76584 | Residential |  | BLAIRSTOWN | 7825 | 2 | SUN FARM NETWORK | JCP&L | No | Complete | 2006-01-03 | 2006-06-22 | N/A | 2006-08-30
BPU-2117 | CORE Solar | CARR-JONES | CHURCH OF THE HOLY SPIRIT | 11.04 | 57524 | Non Profit |  | LEBANON | 7041 | 9 | SUN FARM NETWORK | JCP&L | No | Complete | 2006-01-03 | 2006-06-22 | N/A | 2006-08-30
BPU-2119 | CORE Solar | SKELNIK |  | 6.032 | 26622 | Residential |  | MULLICA HILL | 8063 | 15 | EASTERN ENERGY SERVICES | AC Electric | No | Complete | 2006-01-03 | 2006-09-28 | N/A | 2006-11-29
BPU-2121 | CORE Solar | POTENA |  | 6.765 | 29326.28 | Residential |  | MARGATE CITY | 8402 | 19 | SELF INSTALL | AC Electric | No | Complete | 2006-01-03 | 2006-01-26 | N/A | 2006-04-28
BPU-2122 | CORE Solar | ZINICOLA |  | 5.95 | 30345 | Residential |  | NUTLEY | 7110 | 9 | THE SOLAR CENTER, INC. | PSE&G BPU | No | Complete | 2006-01-03 | 2006-05-23 | N/A | 2006-08-23
BPU-2123 | CORE Solar | MATTHEWS |  | 6.12 | 31212 | Residential |  | CHESTER | 7930 | 3 | SUN FARM NETWORK | PSE&G BPU | No | Complete | 2006-01-03 | 2006-06-27 | N/A | 2006-08-30
BPU-2124 | CORE Solar | SMEDLY |  | 8.4 | 42840 | Residential |  | STOCKTON | 8559 | 4 | NJ SOLAR SOLUTIONS (THROUGH HOME DEPOT) | JCP&L | No | Complete | 2006-01-03 | 2006-07-06 | N/A | 2006-08-28
BPU-2125 | CORE Solar | J. HOH | ST. MARK ENGLISH EVANGELICAL LUTHERAN CH | 10.12 | 53522 | Non Profit |  | HAMILTON | 8610 | 12 | SUN FARM NETWORK | PSE&G BPU | No | Complete | 2006-01-03 | 2006-07-25 | N/A | 2006-10-27
BPU-2126 | CORE Solar | PORCELLI | EAST BERLIN COMMUNITY CHURCH | 10.2 | 53870 | Non Profit |  | BERLIN TOWNSHIP | 8091 | 14 | SOLAR SOLUTIONS LLC | AC Electric | No | Complete | 2006-01-03 | 2006-04-27 | N/A | 2006-06-16
BPU-2127 | CORE Solar | MARTELL | KOOLTRONIC, INC./PENWELL HOLDINGS LLC | 542.88 | 1792216 | Commercial |  | PENNINGTON | 8534 | 12 | POWERLIGHT CORPORATION | PSE&G BPU | No | Complete | 2006-01-03 | 2006-09-13 | N/A | 2006-12-07
BPU-2128 | CORE Solar | DRILL | MUNICIPAL SQUARE ASSOCIATES | 55.44 | 221268 | Commercial |  | WEST ORANGE | 7052 | 9 | IX ENERGY, INC. | PSE&G BPU | No | Complete | 2006-01-03 | 2006-11-17 | N/A | 2007-01-26
BPU-2131 | CORE Solar | KOWALSKI |  | 9.8 | 49980 | Residential |  | MORGANVILLE | 7751 | 17 | ADVANCED BUILDING AND SOLAR | JCP&L | No | Complete | 2006-01-03 | 2006-09-21 | N/A | 2006-12-06
BPU-2132 | CORE Solar | FAMULARO |  | 9.86 | 50286 | Residential |  | HILLSBOROUGH | 8844 | 5 | ADVANCED SOLAR PRODUCTS, INC. | PSE&G BPU | No | Complete | 2006-01-03 | 2006-04-12 | N/A | 2006-05-30
BPU-2133 | CORE Solar | KRAWS |  | 10 | 51000 | Residential |  | CRANBURY | 8512 | 11 | WORLDWATER CORP. | PSE&G BPU | No | Complete | 2006-09-29 | 2008-02-05 | 2008-05-02 | 2008-06-02
BPU-2133* | CORE Solar | KRAWS |  | 19.744 | 77002 | Residential |  | CRANBURY | 8512 | 11 | WORLDWATER CORP. | PSE&G BPU | No | Complete | 2007-06-11 | 2008-02-05 | 2008-05-02 | 2008-06-02
BPU-2134 | CORE Solar | MARCA | JET AVIATION HANGER 118 | 58.752 | 211507.2 | Commercial |  | MOONACHIE | 70741802 | 7 | CONSTELLATION ENERGY PROJECTS & SERVICES | PSE&G BPU | No | Complete | 2006-09-22 | 2008-03-24 | 2008-05-02 | 2008-06-02
BPU-2135 | CORE Solar | MARCA | JET AVIATION HANGER 119 | 58.752 | 211507.2 | Commercial |  | MOONACHIE | 70741802 | 7 | CONSTELLATION ENERGY PROJECTS & SERVICES | PSE&G BPU | No | Complete | 2006-09-22 | 2008-03-24 | 2008-05-02 | 2008-06-02
BPU-2136 | CORE Solar | MARCA | JET AVIATION HANGER 120 | 58.752 | 188006.4 | Commercial |  | MOONACHIE | 70741802 | 7 | CONSTELLATION ENERGY PROJECTS & SERVICES | PSE&G BPU | No | Complete | 2006-09-22 | 2008-03-24 | 2008-10-27 | 2008-12-30
BPU-2137 | CORE Solar | AUGER | FINDERNE ASSOCIATES/EPW, INC. | 600.27 | 1975864 | Commercial |  | BRIDGEWATER | 8807 | 5 | ABSOLUTELY ENERGIZED SOLAR, LLC | PSE&G BPU | No | Complete | 2006-09-29 | 2008-02-28 | 2008-06-20 | 2008-08-20
BPU-2138 | CORE Solar | POLICASTRO |  | 9.9 | 50490 | Residential |  | PITTSTOWN | 8867 | 4 | ADVANCED SOLAR PRODUCTS, INC. | JCP&L | No | Complete | 2006-01-03 | 2006-02-09 | N/A | 2006-04-04
BPU-2139 | CORE Solar | LEVKOVITZ |  | 9.984 | 42880.64 | Residential |  | WEST MILFORD | 74804409 | 6 | SELF INSTALL | Orange & Rockland Elec | No | Complete | 2006-09-29 | 2007-04-27 | N/A | 2007-06-27
BPU-2141 | CORE Solar | MILLER |  | 8.36 | 42636 | Residential |  | STRATFORD | 8084 | 14 | SOLAR SOLUTIONS LLC | AC Electric | No | Complete | 2006-01-03 | 2006-07-27 | N/A | 2006-10-27
BPU-2142 | CORE Solar | LANG | THE RICHARD STOCKTON COLLEGE OF NEW JERS | 26.208 | 123504.8 | University Public |  | POMONA | 8240 | 19 | EASTERN ENERGY SERVICES | AC Electric | No | Complete | 2006-05-02 | 2007-04-23 | N/A | 2007-06-27
BPU-2143 | CORE Solar | COLFER |  | 5.28 | 26928 | Residential |  | SEWELL | 8080 | 15 | ADVANCED SOLAR PRODUCTS, INC. | AC Electric | No | Complete | 2006-01-03 | 2006-04-27 | N/A | 2006-08-23
BPU-2145 | CORE Solar | ROWLEY |  | 7.92 | 40392 | Residential |  | CAPE MAY COURT HOUSE | 82102523 | 21 | MERCURY SOLAR SYSTEMS | AC Electric | No | Complete | 2006-01-03 | 2006-07-20 | N/A | 2006-10-27
BPU-2146 | CORE Solar | BRAUN |  | 7.98 | 40698 | Residential |  | STOCKTON | 8559 | 4 | NJ SOLAR POWER, LLC | JCP&L | No | Complete | 2006-01-03 | 2006-04-27 | N/A | 2006-07-31
BPU-2147 | CORE Solar | PINIZZOTTO |  | 10 | 51000 | Residential |  | PITTSGROVE | 8318 | 16 | MERCURY SOLAR SYSTEMS | AC Electric | No | Complete | 2006-01-03 | 2006-06-22 | N/A | 2006-08-30
BPU-2148 | CORE Solar | SOUSSA | CROSSROADS OFFICE PLAZA C/O CRANBERRY RE | 126 | 458200 | Commercial |  | PARSIPPANY | 7054 | 3 | TRINITY HEATING AND AIR | JCP&L | No | Complete | 2006-09-22 | 2008-03-05 | 2008-05-30 | 2008-07-15
BPU-2149 | CORE Solar | JURUSZ |  | 10.4 | 52560 | Residential |  | SOMERSET | 8873 | 5 | GEOGENIX | PSE&G BPU | No | Complete | 2006-01-03 | 2006-05-04 | N/A | 2006-07-31
BPU-2150 | CORE Solar | LICHTENFELD |  | 11.34 | 56226 | Residential |  | SEWELL | 8080 | 15 | GEOGENIX | AC Electric | No | Complete | 2006-01-03 | 2006-06-27 | N/A | 2006-09-08
BPU-2151 | CORE Solar | HUTTON |  | 8.82 | 44982 | Residential |  | TOMS RIVER | 8753 | 18 | GEOGENIX | JCP&L | No | Complete | 2006-01-03 | 2006-04-10 | N/A | 2006-05-30
BPU-2152 | CORE Solar | HOUSEL |  | 7.2 | 36720 | Residential |  | HACKETTSTOWN | 7840 | 2 | GEOGENIX | JCP&L | No | Complete | 2006-01-03 | 2006-04-13 | N/A | 2006-06-02
BPU-2153 | CORE Solar | CATENELLA |  | 5.04 | 25704 | Residential |  | CHERRY HILL | 8034 | 14 | ABSOLUTELY ENERGIZED SOLAR, LLC | PSE&G BPU | No | Complete | 2006-01-03 | 2006-06-22 | N/A | 2006-08-30
BPU-2154 | CORE Solar | ANGELINI | RAY ANGELINI, INC | 133.84 | 403178.8 | Commercial |  | SEWELL | 8080 | 15 | SELF INSTALL | AC Electric | No | Complete | 2006-01-10 | 2007-03-30 | N/A | 2007-11-05
BPU-2155 | CORE Solar | BAKER | BACORP BUILDING GROUP INC. | 10.14 | 39846 | Commercial |  | STAFFORD TOWNSHIP | 8050 | 18 | LBI SOLAR | New Construction | No | Complete | 2006-01-03 | 2005-12-02 | N/A | 2006-11-01
BPU-2156 | CORE Solar | STANISLAW | OCEAN CITY TABERNACLE | 8.36 | 42636 | Commercial |  | OCEAN CITY | 8226 | 21 | MERCURY SOLAR SYSTEMS | AC Electric | No | Complete | 2006-04-17 | 2006-09-15 | N/A | 2006-11-30
BPU-2157 | CORE Solar | WEBER | WEBER CRABBING SUPPLY | 9.6 | 48560 | Commercial |  | BRIDGETON | 8302 | 20 | SUNPOL LLC | AC Electric | No | Complete | 2006-09-29 | 2007-06-04 | N/A | 2007-07-25
BPU-2158 | CORE Solar | BROWN | LIBERTY DRUG AND SURGICAL | 42.84 | 177798 | Commercial |  | CHATHAM | 7928 | 3 | ECOLOGICAL SYSTEMS-MANALAPAN | JCP&L | No | Complete | 2006-09-29 | 2007-10-29 | 2008-01-14 | 2008-04-08
BPU-2159 | CORE Solar | ZALEWSKI |  | 10.725 | 50600 | Residential |  | MONROE | 8831 | 11 | TRINITY HEATING AND AIR | JCP&L | No | Complete | 2006-09-29 | 2006-11-20 | N/A | 2007-01-03
BPU-2160 | CORE Solar | BREWER |  | 8.84 | 45084 | Residential |  | SEAGIRT | 8750 | 17 | TRINITY HEATING AND AIR | JCP&L | No | Complete | 2006-04-17 | 2006-05-17 | N/A | 2006-07-31
BPU-2161 | CORE Solar | IOFIN |  | 7.266 | 37056.6 | Residential |  | OAKHURST | 7755 | 17 | TRINITY HEATING AND AIR | JCP&L | No | Complete | 2006-04-17 | 2006-05-04 | N/A | 2006-06-16
BPU-2162 | CORE Solar | VIGILANTE |  | 3.5 | 17850 | Residential |  | MONMOUTH JUNCTION | 8852 | 11 | NJ SOLAR SOLUTIONS | PSE&G BPU | No | Complete | 2006-04-17 | 2006-10-19 | N/A | 2006-11-30
BPU-2163 | CORE Solar | SLOTNICK |  | 3.5 | 17850 | Residential |  | WAYNE | 7470 | 6 | NJ SOLAR SOLUTIONS (THROUGH HOME DEPOT) | PSE&G BPU | No | Complete | 2006-04-17 | 2006-06-28 | N/A | 2006-08-28
BPU-2164 | CORE Solar | AHLERS |  | 6 | 30600 | Residential |  | SUMMIT | 7901 | 10 | RENEWABLE ENERGY CONCEPTS, INC. | JCP&L | No | Complete | 2006-04-17 | 2007-03-30 | N/A | 2007-06-27
BPU-2165 | CORE Solar | MAGINN- VOGEL | QUEST ENVIRONMENTAL & ENGINEERING SERVIC | 11.73 | 57347 | Commercial |  | CLINTON | 8809 | 4 | WORLDWATER CORP. | JCP&L | No | Complete | 2006-09-29 | 2007-03-30 | N/A | 2007-06-27
BPU-2166 | CORE Solar | STUDERUS | SAINT JOSEPH HIGH SCHOOL | 157.248 | 558193.6 | School Other |  | WEST NEW YORK | 7093 | 8 | WORLDWATER CORP. | PSE&G BPU | No | Complete | 2006-09-29 | 2007-07-23 | N/A | 2007-11-05
BPU-2168 | CORE Solar | NADKARNI |  | 9 | 45900 | Residential |  | EAST BRUNSWICK | 8816 | 11 | TRINITY HEATING AND AIR | PSE&G BPU | No | Complete | 2006-04-17 | 2007-03-27 | N/A | 2007-06-27
BPU-2169 | CORE Solar | BERMAN | WEDGEWOOD PROPERTIES, LLC | 147.288 | 526321.6 | Commercial |  | WAYNE | 7470 | 6 | AMERICAN ENERGY TECHNOLOGY | PSE&G BPU | No | Complete | 2006-09-29 | 2008-01-07 | 2008-02-05 | 2008-04-16
BPU-2171 | CORE Solar | NILSON | CHRIST EVANGELICAL LUTHERAN CHURCH OF PA | 5.75 | 47541 | Non Profit |  | PARAMUS | 7652 | 7 | SUN FARM NETWORK | PSE&G BPU | No | Complete | 2006-09-22 | 2006-10-12 | N/A | 2006-12-06
BPU-2172 | CORE Solar | DEWITT |  | 6.93 | 35343 | Residential |  | ATLANTIC HIGHLANDS | 7716 | 17 | GEOGENIX | JCP&L | No | Complete | 2006-04-17 | 2006-05-17 | N/A | 2006-08-23
BPU-2173 | CORE Solar | KIRCHHOF |  | 8.67 | 44217 | Residential |  | HOWELL | 7731 | 17 | TRINITY HEATING AND AIR | JCP&L | No | Complete | 2006-04-17 | 2006-05-10 | N/A | 2006-07-31
BPU-2174 | CORE Solar | DAMBROSE |  | 9.9 | 50490 | Residential |  | WALL TWSP | 7753 | 17 | TRINITY HEATING AND AIR | JCP&L | No | Complete | 2006-04-17 | 2006-02-08 | N/A | 2006-06-16
BPU-2176 | CORE Solar | LAWRENCE |  | 9.8 | 49980 | Residential |  | SOMERSET | 8873 | 5 | TRINITY HEATING AND AIR | PSE&G BPU | No | Complete | 2006-04-17 | 2006-06-27 | N/A | 2006-08-28
BPU-2178 | CORE Solar | TREADAWAY |  | 7 | 35700 | Residential |  | OAK RIDGE | 7438 | 6 | 1ST LIGHT ENERGY, INC. | JCP&L | No | Complete | 2006-04-17 | 2007-03-30 | N/A | 2007-06-27
BPU-2179 | CORE Solar | FINK |  | 8.4 | 42840 | Residential |  | WASHINGTON | 7882 | 2 | 1ST LIGHT ENERGY, INC. | JCP&L | No | Complete | 2006-04-17 | 2006-12-14 | N/A | 2007-02-01
BPU-2180 | CORE Solar | MCGHEE |  | 3.15 | 16065 | Residential |  | PLAINSFIELD | 7063 | 10 | 1ST LIGHT ENERGY, INC. | PSE&G BPU | No | Complete | 2006-04-17 | 2007-04-27 | N/A | 2007-06-27
BPU-2181 | CORE Solar | WENGROWSKI |  | 9.01 | 45951 | Residential |  | TOMS RIVER | 8753 | 18 | TRINITY HEATING AND AIR | JCP&L | No | Complete | 2006-04-17 | 2006-02-07 | N/A | 2006-06-16
BPU-2182 | CORE Solar | RANGWALA |  | 9.86 | 50286 | Residential |  | WEST LONG BRANCH | 7764 | 17 | TRINITY HEATING AND AIR | JCP&L | No | Complete | 2006-04-17 | 2006-05-10 | N/A | 2006-07-31
BPU-2183 | CORE Solar | IACOVELLI | IACOVELLI STAIRS INC | 49.875 | 202068.75 | Commercial |  | FORKED RIVER | 8731 | 18 | TRINITY HEATING AND AIR | JCP&L | No | Complete | 2006-09-29 | 2006-11-01 | N/A | 2007-02-02
BPU-2186 | CORE Solar | SICILIANO |  | 6.27 | 31977 | Residential |  | SURF CITY | 8008 | 18 | TRINITY HEATING AND AIR | AC Electric | No | Complete | 2006-04-17 | 2006-02-09 | N/A | 2006-06-16
BPU-2188 | CORE Solar | LEVINSON |  | 3.5 | 17850 | Residential |  | HAINES PORT | 8036 | 13 | BP SOLAR INTERNATIONAL | PSE&G BPU | No | Complete | 2006-04-17 | 2006-09-15 | N/A | 2006-11-01
BPU-2190 | CORE Solar | MCCONAUGHY | DOUBLE BROOK FARM | 40.08 | 168276 | Farm |  | HOPEWELL | 8525 | 12 | ADVANCED SOLAR PRODUCTS, INC. | PSE&G BPU | No | Complete | 2006-10-19 | 2007-04-20 | N/A | 2007-06-27
BPU-2191 | CORE Solar | TOMENCHOK |  | 8.16 | 41616 | Residential |  | LAMBERTVILLE | 8530 | 4 | ADVANCED SOLAR PRODUCTS, INC. | New Construction | No | Complete | 2006-04-17 | 2006-05-17 | N/A | 2006-11-01
BPU-2192 | CORE Solar | PANCOAST |  | 6.12 | 31212 | Residential |  | BEACH HAVEN WEST | 8050 | 18 | TRINITY HEATING AND AIR | AC Electric | No | Complete | 2006-04-17 | 2006-02-17 | N/A | 2006-06-16
BPU-2193 | CORE Solar | EARLING |  | 7.439 | 37938.9 | Residential |  | TITUSVILLE | 8560 | 12 | JERSEY SOLAR, LLC | JCP&L | No | Complete | 2006-04-17 | 2006-07-06 | N/A | 2006-10-27
BPU-2194 | CORE Solar | CONBOY |  | 4.08 | 45777.6 | Residential |  | AVALON | 8202 | 21 | PFISTER MAINTENANCE, INC. | AC Electric | No | Complete | 2006-05-10 | 2006-11-09 | N/A | 2007-01-03
BPU-2195 | CORE Solar | JONES |  | 9.38 | 49980 | Residential |  | RINGOES | 8551 | 4 | ADVANCED SOLAR PRODUCTS, INC. | Not Known | No | Complete | 2006-04-17 | 2006-10-12 | N/A | 2006-11-30
BPU-2196 | CORE Solar | KAPER-DALE | REFORMED CHURCH OF HIGHLAND PARK | 12.852 | 65406.2 | Non Profit |  | HIGHLAND PARK | 8904 | 11 | SUN FARM NETWORK | PSE&G BPU | No | Complete | 2006-01-11 | 2006-03-23 | N/A | 2006-06-02
BPU-2197 | CORE Solar | KANE |  | 3.42 | 17442 | Residential |  | BLOOMFIELD | 7003 | 9 | J. A. WIG CONSTRUCTION AND ELECTRIC, LLC | PSE&G BPU | No | Complete | 2006-04-17 | 2006-08-16 | N/A | 2006-11-30
BPU-2198 | CORE Solar | JOTHI |  | 10 | 51000 | Residential |  | WEST WINDSOR | 8550 | 12 | J. A. WIG CONSTRUCTION AND ELECTRIC, LLC | JCP&L | No | Complete | 2006-04-17 | 2006-12-11 | N/A | 2007-05-01
BPU-2199 | CORE Solar | ALCALA |  | 3.15 | 16065 | Residential |  | RANDOLPH | 7869 | 3 | 1ST LIGHT ENERGY, INC. | JCP&L | No | Complete | 2006-04-17 | 2006-09-27 | N/A | 2006-11-30
BPU-2200 | CORE Solar | SERRA |  | 6.4 | 27744 | Residential |  | PORT MURRAY | 7865 | 2 | SELF INSTALL | JCP&L | No | Complete | 2006-04-17 | 2006-11-10 | N/A | 2007-01-26
BPU-2205 | CORE Solar | DAIGLE |  | 7.04 | 35904 | Residential |  | MONROEVILLE | 8343 | 16 | MERCURY SOLAR SYSTEMS | AC Electric | No | Complete | 2006-04-17 | 2006-07-27 | N/A | 2006-10-31
BPU-2206 | CORE Solar | KUPLIN |  | 6.8 | 34680 | Residential |  | OGDENSBURG | 7439 | 1 | THE SOLAR CENTER, INC. | JCP&L | No | Complete | 2006-04-17 | 2006-06-22 | N/A | 2006-08-30
BPU-2207 | CORE Solar | O'SHAUGHNESSY |  | 9.975 | 50872.5 | Residential |  | RANDOLPH | 7869 | 3 | SERVICE PROVIDER (THROUGH HOME DEPOT) | JCP&L | No | Complete | 2006-09-29 | 2007-04-20 | N/A | 2007-06-27
BPU-2208 | CORE Solar | REVELL |  | 7 | 35700 | Residential |  | MILFORD | 8848 | 4 | 1ST LIGHT ENERGY, INC. | JCP&L | No | Complete | 2006-04-17 | 2006-09-27 | N/A | 2006-11-30
BPU-2209 | CORE Solar | MULE |  | 9.89 | 50439 | Residential |  | COLTS NECK | 7722 | 17 | ABSOLUTELY ENERGIZED SOLAR, LLC | JCP&L | No | Complete | 2006-04-17 | 2006-07-13 | N/A | 2006-09-08
BPU-2210 | CORE Solar | ALBANO |  | 7.488 | 38188.8 | Residential |  | GALLOWAY | 82059777 | 19 | TESMAN ELECTRIC | AC Electric | No | Complete | 2006-04-17 | 2006-06-21 | N/A | 2006-08-30
BPU-2211 | CORE Solar | THEINERT |  | 9.9 | 50490 | Residential |  | MONROE TWP | 8831 | 11 | TRINITY HEATING AND AIR | JCP&L | No | Complete | 2006-04-17 | 2006-05-09 | N/A | 2006-06-16
BPU-2212 | CORE Solar | NANCE |  | 7.6 | 38760 | Residential |  | JACKSON | 8527 | 18 | TRINITY HEATING AND AIR | JCP&L | No | Complete | 2006-04-17 | 2006-06-06 | N/A | 2006-08-28
BPU-2213 | CORE Solar | DENNING |  | 9.861 | 48811.95 | Residential |  | WANETOWN | 8758 | 18 | TRINITY HEATING AND AIR | JCP&L | No | Complete | 2006-06-15 | 2006-06-28 | N/A | 2006-08-30
BPU-2214 | CORE Solar | WEITZ |  | 9.8 | 49980 | Residential |  | MILLSTONE | 7726 | 17 | TRINITY HEATING AND AIR | JCP&L | No | Complete | 2006-04-17 | 2006-07-06 | N/A | 2006-10-27
BPU-2216 | CORE Solar | HARTMAIER |  | 6.63 | 33813 | Residential |  | MONROE | 8831 | 11 | TRINITY HEATING AND AIR | JCP&L | No | Complete | 2006-04-17 | 2006-05-23 | N/A | 2006-08-23
BPU-2217 | CORE Solar | BELL | FALCONER & BELL REALTY | 5.95 | 30345 | Commercial |  | BORDENTOWN | 8505 | 13 | TRINITY HEATING AND AIR | PSE&G BPU | No | Complete | 2006-04-17 | 2006-01-27 | N/A | 2006-06-16
BPU-2218 | CORE Solar | BELLAFIORE |  | 4.59 | 23409 | Residential |  | HOWELL | 7731 | 17 | TRINITY HEATING AND AIR | JCP&L | No | Complete | 2006-04-17 | 2006-03-06 | N/A | 2006-06-16
BPU-2219 | CORE Solar | HOOD |  | 6.574 | 33527.4 | Residential |  | LITTLE EGG HARBOR | 8087 | 18 | TRINITY HEATING AND AIR | AC Electric | No | Complete | 2006-04-17 | 2006-05-11 | N/A | 2006-07-31
BPU-2220 | CORE Solar | ROSE | SERV CENTER OF NJ, INC. | 11.04 | 57524 | Commercial |  | NORTH BRUNSWICK | 8902 | 11 | SUN FARM NETWORK | PSE&G BPU | No | Complete | 2006-09-22 | 2006-10-11 | N/A | 2006-11-30
BPU-2221 | CORE Solar | MCDOWELL | ZION EVANGELICAL LUTHERAN CHURCH | 13.8 | 69530 | Non Profit |  | RAHWAY | 7065 | 10 | SUN FARM NETWORK | PSE&G BPU | No | Complete | 2006-09-22 | 2006-10-12 | N/A | 2006-12-06
BPU-2222 | CORE Solar | HAROLD |  | 9.18 | 46818 | Residential |  | ABSECON | 8201 | 19 | TESMAN ELECTRIC | AC Electric | No | Complete | 2006-04-17 | 2006-07-27 | N/A | 2006-10-27
BPU-2223 | CORE Solar | HAYWARD |  | 7.875 | 40162.5 | Residential |  | CEDAR KNOLLS | 7927 | 3 | 1ST LIGHT ENERGY, INC. | JCP&L | No | Complete | 2006-04-17 | 2006-08-31 | N/A | 2006-11-01
BPU-2224 | CORE Solar | HLINKA |  | 9.86 | 50286 | Residential |  | WHITEHORSE STATION | 8889 | 4 | 1ST LIGHT ENERGY, INC. | JCP&L | No | Complete | 2006-04-17 | 2007-04-23 | N/A | 2007-06-27
BPU-2225 | CORE Solar | LISS |  | 3.87 | 18138 | Residential |  | ASBURY | 8802 | 4 | JERSEY SOLAR, LLC | JCP&L | No | Complete | 2006-04-17 | 2006-09-21 | N/A | 2006-12-06
BPU-2228 | CORE Solar | KROTH |  | 4 | 20400 | Residential |  | MILFORD | 8848 | 4 | NJ SOLAR POWER, LLC | JCP&L | No | Complete | 2006-04-17 | 2007-04-20 | N/A | 2007-06-27
BPU-2229 | CORE Solar | RIMLER |  | 6.3 | 32130 | Residential |  | FREEHOLD | 7728 | 17 | SUN BURN SOLAR | JCP&L | No | Complete | 2006-04-17 | 2006-11-09 | N/A | 2007-01-03
BPU-2230 | CORE Solar | JANES |  | 10.15 | 51000 | Residential |  | HAMILTON | 8620 | 12 | SUN BURN SOLAR | PSE&G BPU | No | Complete | 2006-09-29 | 2007-06-18 | N/A | 2007-10-31
BPU-2230* | CORE Solar | JANES |  | 0.15 | 585 | Residential |  | HAMILTON | 8620 | 12 | SUN BURN SOLAR | PSE&G BPU | No | Complete | 2007-06-11 | 2007-08-06 | N/A | 2007-10-31
BPU-2231 | CORE Solar | PATEL |  | 7.35 | 37485 | Residential |  | PRINCETON JUNCTION | 8550 | 12 | SUN BURN SOLAR | PSE&G BPU | No | Complete | 2006-04-17 | 2007-04-27 | N/A | 2007-06-27
BPU-2232 | CORE Solar | BROWN |  | 6.3 | 32130 | Residential |  | HAMILTON | 8609 | 12 | SUN BURN SOLAR | PSE&G BPU | No | Complete | 2006-04-17 | 2007-04-02 | N/A | 2007-06-27
BPU-2233 | CORE Solar | REILLY |  | 7.35 | 37485 | Residential |  | ALLENTOWN | 8501 | 17 | SUN BURN SOLAR | JCP&L | No | Complete | 2006-04-17 | 2006-09-26 | N/A | 2006-11-30
BPU-2234 | CORE Solar | CARUSO |  | 9.975 | 50872.5 | Residential |  | VINELAND | 8360 | 20 | MERCURY SOLAR SYSTEMS | AC Electric | No | Complete | 2006-04-17 | 2006-06-22 | N/A | 2006-09-01
BPU-2235 | CORE Solar | GIORDANO |  | 6.4 | 32640 | Residential |  | NORTH WILDWOOD | 8260 | 21 | MERCURY SOLAR SYSTEMS | AC Electric | No | Complete | 2006-04-17 | 2006-07-27 | N/A | 2006-10-26
BPU-2236 | CORE Solar | ZOLL |  | 7.8 | 39780 | Residential |  | MANAHAWKIN | 8050 | 18 | NJ SOLAR POWER, LLC | AC Electric | No | Complete | 2006-04-17 | 2006-07-12 | N/A | 2006-10-26
BPU-2237 | CORE Solar | GOLLAS |  | 10 | 51000 | Residential |  | BRICK | 8723 | 18 | NJ SOLAR POWER, LLC | JCP&L | No | Complete | 2006-04-18 | 2006-08-09 | N/A | 2006-10-26
BPU-2238 | CORE Solar | MAIER |  | 8.35 | 51000 | Residential |  | WOODBURY | 8096 | 15 | NJ SOLAR POWER, LLC | PSE&G BPU | No | Complete | 2006-04-18 | 2006-08-04 | N/A | 2006-10-26
BPU-2240 | CORE Solar | MAGNUS |  | 7.48 | 38148 | Residential |  | CHERRY HILL | 8003 | 14 | MERCURY SOLAR SYSTEMS | PSE&G BPU | No | Complete | 2006-04-17 | 2006-06-27 | N/A | 2006-09-08
BPU-2241 | CORE Solar | THOMPSON |  | 5.4 | 27540 | Residential |  | ALLOWAY | 8001 | 16 | THE SOLAR CENTER, INC. | AC Electric | No | Complete | 2006-04-17 | 2006-07-20 | N/A | 2006-11-01
BPU-2242 | CORE Solar | MOORE |  | 3.8 | 33660 | Residential |  | BRICK | 8724 | 18 | NJ SOLAR POWER, LLC | JCP&L | No | Complete | 2006-04-17 | 2006-08-03 | N/A | 2006-10-26
BPU-2243 | CORE Solar | REED |  | 6.656 | 33945.6 | Residential |  | BEDMUNSTER | 7921 | 5 | SOLAR ENERGY SYSTEMS, INC. | JCP&L | No | Complete | 2006-04-17 | 2006-09-21 | N/A | 2006-11-30
BPU-2244 | CORE Solar | ANGELINE |  | 9.975 | 50872.5 | Residential |  | SAYREVILLE | 8872 | 11 | NJ SOLAR SOLUTIONS | JCP&L | No | Complete | 2006-04-17 | 2007-03-27 | N/A | 2007-06-27
BPU-2246 | CORE Solar | BANOLA |  | 3.5 | 17850 | Residential |  | WEST MILFORD | 7480 | 6 | NJ SOLAR SOLUTIONS | Orange & Rockland Elec | No | Complete | 2006-04-17 | 2006-10-12 | N/A | 2006-12-07
BPU-2247 | CORE Solar | OWENS |  | 8.4 | 42840 | Residential |  | MONTVILLE | 7045 | 3 | NJ SOLAR SOLUTIONS | JCP&L | No | Complete | 2006-04-17 | 2006-08-24 | N/A | 2006-11-01
BPU-2249 | CORE Solar | DALY-ROUSE |  | 3.795 | 19354.5 | Residential |  | MERCERVILLE | 8619 | 12 | SUN FARM NETWORK | PSE&G BPU | No | Complete | 2006-04-17 | 2006-08-02 | N/A | 2006-10-26
BPU-2250 | CORE Solar | FURFARO | CUSTOM COLONIAL | 16.79 | 143937 | Commercial |  | COLUMBIA | 7832 | 2 | SUN FARM NETWORK | JCP&L | No | Complete | 2006-09-22 | 2006-10-12 | N/A | 2007-01-03
BPU-2251 | CORE Solar | HITZEL |  | 10.15 | 51000 | Residential |  | GLEN GARDNER | 8826 | 4 | NJ SOLAR POWER, LLC | JCP&L | No | Complete | 2006-04-17 | 2006-08-02 | N/A | 2006-10-26
BPU-2252 | CORE Solar | BOWMAN |  | 10 | 51000 | Residential |  | WESTAMPTON | 8060 | 13 | NJ SOLAR POWER, LLC | PSE&G BPU | No | Complete | 2006-09-29 | 2008-01-31 | 2008-04-03 | 2008-06-02
BPU-2252* | CORE Solar | BOWMAN |  | 2.088 | 5772 | Residential |  | WESTAMPTON | 8060 | 13 | NJ SOLAR POWER, LLC | PSE&G BPU | No | Complete | 2007-06-11 | 2008-01-31 | 2008-04-03 | 2008-06-02
BPU-2253 | CORE Solar | LEPIS | COMPREHENSIVE PAIN MANAGEMENT | 8.75 | 114765 | Commercial |  | MANASQUAN | 8736 | 17 | NJ SOLAR POWER, LLC | JCP&L | No | Complete | 2006-09-22 | 2006-12-13 | N/A | 2007-05-03
BPU-2254 | CORE Solar | KRADIN | CRYSTAL CLEAR SOLUTIONS | 12.024 | 51000 | Commercial |  | FREEHOLD | 7728 | 17 | NJ SOLAR POWER, LLC | JCP&L | No | Complete | 2006-09-29 | 2007-06-26 | N/A | 2007-09-06
BPU-2254* | CORE Solar | KRADIN | CRYSTAL CLEAR SOLUTIONS | 2.024 | 7893.6 | Commercial |  | FREEHOLD | 7728 | 17 | NJ SOLAR POWER, LLC | JCP&L | No | Complete | 2007-06-08 | 2007-06-26 | N/A | 2007-09-06
BPU-2255 | CORE Solar | CARRAGINO | CARCO DEVELOPMENT CORP | 346.5 | 1163800 | Commercial |  | RANDOLPH | 7869 | 3 | NJ SOLAR POWER, LLC | JCP&L | No | Complete | 2006-09-22 | 2007-04-27 | N/A | 2007-06-27
BPU-2256 | CORE Solar | FRANK |  | 9.675 | 49342.5 | Residential |  | GREENBROOK | 8812 | 11 | ABSOLUTELY ENERGIZED SOLAR, LLC | PSE&G BPU | No | Complete | 2006-04-17 | 2006-08-10 | N/A | 2006-10-26
BPU-2257 | CORE Solar | PERONE |  | 3.44 | 17544 | Residential |  | BEACH HAVEN PARK | 8008 | 18 | ABSOLUTELY ENERGIZED SOLAR, LLC | AC Electric | No | Complete | 2006-04-17 | 2006-07-26 | N/A | 2006-10-26
BPU-2258 | CORE Solar | METZ |  | 6.45 | 32895 | Residential |  | FREEHOLD | 7728 | 17 | ABSOLUTELY ENERGIZED SOLAR, LLC | JCP&L | No | Complete | 2006-04-28 | 2006-11-14 | N/A | 2007-01-03
BPU-2259 | CORE Solar | CUMMINGS |  | 7.2 | 36720 | Residential |  | JACKSON | 8527 | 18 | ABSOLUTELY ENERGIZED SOLAR, LLC | JCP&L | No | Complete | 2006-04-17 | 2006-08-16 | N/A | 2006-11-01
BPU-2260 | CORE Solar | MOGENSEN |  | 7.6 | 38760 | Residential |  | BRICK | 8723 | 18 | GEOGENIX | JCP&L | No | Complete | 2006-04-17 | 2006-05-22 | N/A | 2006-08-23
BPU-2261 | CORE Solar | HOWELL |  | 8.4 | 42840 | Residential |  | HOPATCONG | 7845 | 3 | NJ SOLAR POWER, LLC | JCP&L | No | Complete | 2006-04-17 | 2006-10-18 | N/A | 2006-12-07
BPU-2264 | CORE Solar | PICCARD |  | 10.5 | 51000 | Residential |  | PRINCETON | 8540 | 12 | NJ SOLAR POWER, LLC | PSE&G BPU | No | Complete | 2006-04-17 | 2006-08-31 | N/A | 2006-11-01
BPU-2265 | CORE Solar | NOWAK |  | 7.7 | 39270 | Residential |  | STEWARTSVILLE | 8886 | 2 | NJ SOLAR POWER, LLC | JCP&L | No | Complete | 2006-04-17 | 2006-06-28 | N/A | 2007-01-03
BPU-2266 | CORE Solar | MURRAY |  | 2.645 | 50886.5 | Residential |  | BLAIRSTOWN | 7825 | 2 | SUN FARM NETWORK | JCP&L | No | Complete | 2006-09-29 | 2006-10-18 | N/A | 2006-12-29
BPU-2268 | CORE Solar | PATTON |  | 5.25 | 26775 | Residential |  | ROCKAWAY | 7866 | 3 | NJ SOLAR POWER, LLC | JCP&L | No | Complete | 2006-04-17 | 2006-11-30 | N/A | 2007-05-01
BPU-2269 | CORE Solar | MAHONEY |  | 2.45 | 51000 | Residential |  | NESHANIE STATION | 8853 | 5 | NJ SOLAR POWER, LLC | JCP&L | No | Complete | 2006-04-17 | 2006-09-14 | N/A | 2006-11-30
BPU-2270 | CORE Solar | PALAD |  | 6.4 | 32640 | Residential |  | TOMS RIVER | 8757 | 18 | NJ SOLAR POWER, LLC | JCP&L | No | Complete | 2006-04-17 | 2006-09-27 | N/A | 2006-11-30
BPU-2271 | CORE Solar | LEPORE |  | 10 | 51000 | Residential |  | VERNON | 7461 | 1 | NJ SOLAR POWER, LLC | JCP&L | No | Complete | 2006-04-17 | 2006-08-24 | N/A | 2006-11-01
BPU-2273 | CORE Solar | MANCINI |  | 10.15 | 51000 | Residential |  | COLTS NECK | 7722 | 17 | NJ SOLAR POWER, LLC | JCP&L | No | Complete | 2006-04-17 | 2006-10-11 | N/A | 2006-12-07
BPU-2275 | CORE Solar | RUBIN |  | 8.35 | 49368 | Residential |  | LAKEWOOD | 8701 | 18 | NJ SOLAR POWER, LLC | JCP&L | No | Complete | 2006-04-17 | 2007-01-04 | N/A | 2007-05-03
BPU-2276 | CORE Solar | RAPISARDA |  | 7.04 | 35904 | Residential |  | MORGANVILLE | 7751 | 17 | NJ SOLAR POWER, LLC | PSE&G BPU | No | Complete | 2006-04-17 | 2007-04-30 | N/A | 2007-06-27
BPU-2277 | CORE Solar | ANDRESEN |  | 8.19 | 41769 | Residential |  | HILLSBOROUGH | 8844 | 5 | NJ SOLAR POWER, LLC | PSE&G BPU | No | Complete | 2006-04-17 | 2006-12-06 | N/A | 2007-09-06
BPU-2278 | CORE Solar | KNEZICK | PINELANDS NURSERY | 19.6 | 88440 | Commercial |  | COLUMBUS | 8022 | 13 | J. A. WIG CONSTRUCTION AND ELECTRIC, LLC | PSE&G BPU | No | Complete | 2006-09-29 | 2007-04-30 | N/A | 2007-06-27
BPU-2279 | CORE Solar | WHETSTONE |  | 1.755 | 6910.5 | Residential |  | HAVEN BEACH | 8008 | 18 | LBI SOLAR | AC Electric | No | Complete | 2006-04-17 | 2006-05-17 | N/A | 2007-05-03
BPU-2280 | CORE Solar | MCELWEE |  | 4.725 | 24097.5 | Residential |  | CEDAR RUN | 8092 | 18 | LBI SOLAR | AC Electric | No | Complete | 2006-04-17 | 2006-09-15 | N/A | 2006-12-07
BPU-2281 | CORE Solar | PFEFFER |  | 8.16 | 41616 | Residential |  | LONG BRANCH | 7740 | 17 | SEA BRIGHT SOLAR, LLC | JCP&L | No | Complete | 2006-04-17 | 2006-06-20 | N/A | 2006-08-28
BPU-2282 | CORE Solar | EHRENKRANTZ |  | 10 | 51000 | Residential |  | MULLICA HILL | 8062 | 15 | RCL ENTERPRISES INC. | AC Electric | No | Complete | 2006-09-29 | 2008-08-14 | 2009-03-24 | 2009-05-05
BPU-2282* | CORE Solar | EHRENKRANTZ |  | 14.5 | 56472 | Residential |  | MULLICA HILL | 8062 | 15 | RCL ENTERPRISES INC. | AC Electric | No | Complete | 2007-06-08 | 2008-08-14 | 2009-03-24 | 2009-05-05
BPU-2283 | CORE Solar | BENARDELLA |  | 6 | 30600 | Residential |  | ENGLISHTOWN | 7726 | 17 | NEW AGE SOLAR, LLC | JCP&L | No | Complete | 2006-04-17 | 2006-08-09 | N/A | 2006-10-26
BPU-2286 | CORE Solar | WITTRIEN | AJA STABLES | 16.56 | 76584 | Commercial |  | AUGUSTA | 7822 | 1 | SUN FARM NETWORK | JCP&L | No | Complete | 2006-09-26 | 2006-10-12 | N/A | 2006-12-07
BPU-2287 | CORE Solar | MITTERMAIER |  | 6.46 | 32946 | Residential |  | PARSIPPANY | 7054 | 3 | THE SOLAR CENTER, INC. | JCP&L | No | Complete | 2006-04-17 | 2006-06-28 | N/A | 2006-11-01
BPU-2288 | CORE Solar | SEKHAR |  | 6.58 | 43197 | Residential |  | FLEMINGTON | 8822 | 4 | THE SOLAR CENTER, INC. | JCP&L | No | Complete | 2006-04-17 | 2006-09-13 | N/A | 2006-12-07
BPU-2289 | CORE Solar | REIPLER |  | 6.84 | 36720 | Residential |  | FLORHAM PARK | 7932 | 3 | THE SOLAR CENTER, INC. | JCP&L | No | Complete | 2006-04-17 | 2006-08-02 | N/A | 2006-11-01
BPU-2290 | CORE Solar | VONPOELNITZ |  | 10 | 51000 | Residential |  | MENDHAM | 7945 | 3 | THE SOLAR CENTER, INC. | JCP&L | No | Complete | 2006-09-29 | 2007-04-20 | N/A | 2007-06-27
BPU-2291 | CORE Solar | VANDENHOUTEN |  | 5.25 | 26775 | Residential |  | SADDLE BROOK | 7663 | 7 | THE SOLAR CENTER, INC. | PSE&G BPU | No | Complete | 2006-04-17 | 2006-07-24 | N/A | 2006-10-26
BPU-2292 | CORE Solar | MURPHY |  | 9.86 | 50286 | Residential |  | ROSELAND | 7068 | 9 | SEA BRIGHT SOLAR, LLC | PSE&G BPU | No | Complete | 2006-04-17 | 2006-09-11 | N/A | 2007-01-03
BPU-2293 | CORE Solar | SCHULD | SCHULD DRY ICE CO. | 15.3 | 71670 | Commercial |  | LANDING | 7850 | 3 | 1ST LIGHT ENERGY, INC. | JCP&L | No | Complete | 2006-09-29 | 2006-12-13 | N/A | 2007-05-01
BPU-2294 | CORE Solar | HERRMANN |  | 4.2 | 21420 | Residential |  | LAKE HIAWATHA | 7034 | 3 | 1ST LIGHT ENERGY, INC. | JCP&L | No | Complete | 2006-04-17 | 2006-12-13 | N/A | 2007-05-03
BPU-2295 | CORE Solar | PREZIOSKI |  | 4.08 | 20808 | Residential |  | ORADELL | 7649 | 7 | 1ST LIGHT ENERGY, INC. | PSE&G BPU | No | Complete | 2006-04-17 | 2007-04-02 | N/A | 2007-06-27
BPU-2296 | CORE Solar | MINERVA |  | 9.86 | 50286 | Residential |  | BLUE ANCHOR | 8037 | 19 | TRINITY HEATING AND AIR | AC Electric | No | Complete | 2006-04-17 | 2006-08-17 | N/A | 2006-11-01
BPU-2297 | CORE Solar | ORTENZI |  | 7.65 | 39015 | Residential |  | HOWELL | 7731 | 17 | TRINITY HEATING AND AIR | JCP&L | No | Complete | 2006-04-17 | 2006-05-04 | N/A | 2006-06-16
BPU-2298 | CORE Solar | BRANDEISKY |  | 9.8 | 49980 | Residential |  | HOWELL | 8731 | 18 | TRINITY HEATING AND AIR | JCP&L | No | Complete | 2006-04-17 | 2006-08-03 | N/A | 2006-10-26
BPU-2299 | CORE Solar | DERNER |  | 9.861 | 50291.1 | Residential |  | HOWELL | 7731 | 17 | TRINITY HEATING AND AIR | JCP&L | No | Complete | 2006-04-17 | 2006-05-10 | N/A | 2006-07-31
BPU-2300 | CORE Solar | MELSKI | HOLE IN ONE MINITURE GOLF | 18.6 | 84540 | Commercial |  | LEONARDO | 7737 | 17 | TRINITY HEATING AND AIR | JCP&L | No | Complete | 2006-09-29 | 2007-01-04 | N/A | 2007-05-03
BPU-2302 | CORE Solar | SHAH |  | 4.8 | 24480 | Residential |  | PRINCETON JUNCTION | 8550 | 12 | ABSOLUTELY ENERGIZED SOLAR, LLC | PSE&G BPU | No | Complete | 2006-04-17 | 2006-11-10 | N/A | 2007-01-26
BPU-2304 | CORE Solar | END |  | 3.5 | 17850 | Residential |  | BROWNS MILLS | 8015 | 13 | ABSOLUTELY ENERGIZED SOLAR, LLC | JCP&L | No | Complete | 2006-04-17 | 2006-08-17 | N/A | 2006-11-01
BPU-2306 | CORE Solar | ROSENBERG |  | 7.14 | 36414 | Residential |  | LAWRENCEVILLE | 8648 | 12 | ADVANCED SOLAR PRODUCTS, INC. | PSE&G BPU | No | Complete | 2006-04-17 | 2006-05-04 | N/A | 2006-08-23
BPU-2307 | CORE Solar | SINGH |  | 8.8 | 44880 | Residential |  | WARREN | 7059 | 5 | NEW AGE SOLAR, LLC | PSE&G BPU | No | Complete | 2006-04-17 | 2007-01-05 | N/A | 2007-05-03
BPU-2308 | CORE Solar | RIDDER |  | 9.92 | 50592 | Residential |  | WASHINGTON | 7882 | 2 | 1ST LIGHT ENERGY, INC. | JCP&L | No | Complete | 2006-04-17 | 2006-12-13 | N/A | 2007-05-03
BPU-2309 | CORE Solar | BLINN |  | 10 | 51000 | Residential |  | COLUMBUS | 8022 | 13 | SUN BURN SOLAR | PSE&G BPU | No | Complete | 2006-09-29 | 2007-07-17 | 2008-06-20 | 2008-08-20
BPU-2309* | CORE Solar | BLINN |  | 1.2 | 4680 | Residential |  | COLUMBUS | 8022 | 13 | SUN BURN SOLAR | PSE&G BPU | No | Complete | 2007-06-11 | 2007-07-17 | 2008-06-20 | 2008-08-20
BPU-2310 | CORE Solar | GOW |  | 7.35 | 37485 | Residential |  | PRINCETON | 8540 | 12 | SUN BURN SOLAR | PSE&G BPU | No | Complete | 2006-04-17 | 2007-04-20 | N/A | 2007-06-27
BPU-2311 | CORE Solar | RITTER | DOUGHTY PROPERTIES LLC | 26.445 | 115135.5 | Commercial |  | PLEASANTVILLE | 8232 | 19 | MERCURY SOLAR SYSTEMS | AC Electric | No | Complete | 2006-09-29 | 2007-04-27 | N/A | 2007-06-27
BPU-2313 | CORE Solar | GIBE |  | 10.12 | 51000 | Residential |  | BRIDGETON | 8302 | 20 | MERCURY SOLAR SYSTEMS | AC Electric | No | Complete | 2006-09-14 | 2006-10-25 | N/A | 2007-01-03
BPU-2315 | CORE Solar | DYE |  | 10.12 | 51468 | Residential |  | NEW FIELD | 8344 | 15 | MERCURY SOLAR SYSTEMS | AC Electric | No | Complete | 2006-04-17 | 2006-06-27 | N/A | 2006-08-28
BPU-2316 | CORE Solar | JAZMIN |  | 5.28 | 26928 | Residential |  | SOMERS POINT | 8244 | 19 | MERCURY SOLAR SYSTEMS | AC Electric | No | Complete | 2006-04-17 | 2006-07-12 | N/A | 2006-09-08
BPU-2317 | CORE Solar | MATHEWS |  | 6.02 | 30702 | Residential |  | VILLAS | 8251 | 21 | MERCURY SOLAR SYSTEMS | AC Electric | No | Complete | 2006-04-17 | 2006-08-24 | N/A | 2006-11-01
BPU-2318 | CORE Solar | MCCAHILL |  | 9.8 | 49980 | Residential |  | SICKLERVILLE | 8081 | 14 | MERCURY SOLAR SYSTEMS | AC Electric | No | Complete | 2006-04-17 | 2006-09-15 | N/A | 2006-11-01
BPU-2319 | CORE Solar | CONYERS |  | 7.35 | 37485 | Residential |  | BASKING RIDGE | 7920 | 5 | NJ SOLAR POWER, LLC | JCP&L | No | Complete | 2006-04-17 | 2006-07-13 | N/A | 2006-10-26
BPU-2320 | CORE Solar | JOBES |  | 10.2 | 51000 | Residential |  | BRIDGETON | 8302 | 20 | SUNPOL LLC | AC Electric | No | Complete | 2006-09-29 | 2006-12-01 | N/A | 2007-01-26
BPU-2322 | CORE Solar | KIRK | PATHMARK STORES, INC-ELMORA | 241.696 | 828427.2 | Commercial |  | ELIZABETH | 7202 | 10 | NORTHERN POWER SYSTEMS | PSE&G BPU | No | Complete | 2006-09-29 | 2008-01-23 | 2008-02-27 | 2008-04-16
BPU-2323 | CORE Solar | CASTRACANE | PATHMARK STORES, INC-GARWOOD | 250.432 | 856382.4 | Commercial |  | GARWOOD | 7202 | 10 | NORTHERN POWER SYSTEMS | PSE&G BPU | No | Complete | 2006-09-29 | 2007-09-10 | N/A | 2007-12-21
BPU-2325 | CORE Solar | COLLINS |  | 4 | 20400 | Residential |  | BOONTON TWP | 7005 | 3 | THE SOLAR CENTER, INC. | JCP&L | No | Complete | 2006-04-17 | 2006-07-21 | N/A | 2006-11-30
BPU-2327 | CORE Solar | HOWARD |  | 8.4 | 42840 | Residential |  | GLENDORA | 8029 | 14 | MESA ENVIORNMENTAL SCIENCES, INC. | PSE&G BPU | No | Complete | 2006-04-17 | 2006-08-24 | N/A | 2006-11-01
BPU-2328 | CORE Solar | BARNETT |  | 8.75 | 44625 | Residential |  | FLEMINGTON | 8822 | 4 | JERSEY SOLAR, LLC | JCP&L | No | Complete | 2006-04-18 | 2006-07-21 | N/A | 2006-10-26
BPU-2329 | CORE Solar | DREXINGER |  | 4.725 | 16224.37 | Residential |  | NESHANIC STATION | 8853 | 5 | SELF INSTALL | JCP&L | No | Complete | 2006-04-21 | 2006-12-08 | N/A | 2007-05-01
BPU-2330 | CORE Solar | FICALORA |  | 9.86 | 50286 | Residential |  | MANALAPAN | 7726 | 17 | SOLAR WORKS NJ | JCP&L | No | Complete | 2006-04-18 | 2006-08-03 | N/A | 2006-11-01
BPU-2331 | CORE Solar | SULLIVAN |  | 7.04 | 35904 | Residential |  | MARLTON | 8053 | 13 | MESA ENVIORNMENTAL SCIENCES, INC. | AC Electric | No | Complete | 2006-04-18 | 2006-08-31 | N/A | 2006-11-01
BPU-2332 | CORE Solar | PAREKH |  | 6.45 | 32895 | Residential |  | WASHINGTON | 7882 | 2 | HEAT SHED, INC. | JCP&L | No | Complete | 2006-04-18 | 2006-11-10 | N/A | 2007-01-03
BPU-2333 | CORE Solar | PULLEN |  | 5.6 | 28560 | Residential |  | BAYVILLE | 8721 | 18 | J. A. WIG CONSTRUCTION AND ELECTRIC, LLC | JCP&L | No | Complete | 2006-04-18 | 2006-08-17 | N/A | 2006-11-30
BPU-2334 | CORE Solar | ELWOOD | GME & ASSOCIATES DBA THE MAIDS | 9.975 | 50872.5 | Commercial |  | RED BANK | 7701 | 17 | ECOLOGICAL SYSTEMS-MANALAPAN | JCP&L | No | Complete | 2006-09-29 | 2007-07-11 | N/A | 2007-10-31
BPU-2335 | CORE Solar | RUEST |  | 4.8 | 24480 | Residential |  | CALIFON | 7830 | 4 | THE SOLAR CENTER, INC. | JCP&L | No | Complete | 2006-04-18 | 2006-07-07 | N/A | 2006-10-26
BPU-2336 | CORE Solar | MATTEUCCI |  | 6.8 | 35700 | Residential |  | KRESSON | 8043 | 14 | SOLAR WORKS NJ | AC Electric | No | Complete | 2006-04-18 | 2006-08-24 | N/A | 2006-11-01
BPU-2337 | CORE Solar | HAY |  | 9.88 | 50388 | Residential |  | WHITING | 8759 | 18 | SOLAR SYSTEMS, INC | JCP&L | No | Complete | 2006-04-18 | 2007-04-23 | N/A | 2007-06-27
BPU-2338 | CORE Solar | JOH | ADVANCED FOOD SYSTEMS, INC | 492.51 | 1631032 | Commercial |  | SOMERSET | 8873 | 5 | POWERLIGHT CORPORATION | PSE&G BPU | No | Complete | 2006-09-29 | 2007-09-07 | N/A | 2007-12-21
BPU-2339 | CORE Solar | BRANTON |  | 6.012 | 30661.2 | Residential |  | COLUMBUS | 8022 | 13 | RENEWABLE ENERGY CONCEPTS, INC. | PSE&G BPU | No | Complete | 2006-04-18 | 2006-08-17 | N/A | 2006-11-01
BPU-2340 | CORE Solar | KEEN |  | 9.018 | 45991.8 | Residential |  | PILESGROVE | 8098 | 16 | RENEWABLE ENERGY CONCEPTS, INC. | AC Electric | No | Complete | 2006-04-18 | 2007-05-21 | N/A | 2007-07-25
BPU-2341 | CORE Solar | BERGMAN |  | 4.509 | 22995.9 | Residential |  | MOUNT LAUREL | 8054 | 13 | RENEWABLE ENERGY CONCEPTS, INC. | PSE&G BPU | No | Complete | 2006-04-18 | 2006-06-22 | N/A | 2006-08-28
BPU-2342 | CORE Solar | WINTERS |  | 6.12 | 31212 | Residential |  | PEMBERTON | 8068 | 13 | RENEWABLE ENERGY CONCEPTS, INC. | JCP&L | No | Complete | 2006-04-18 | 2006-06-22 | N/A | 2006-08-28
BPU-2343 | CORE Solar | COHEN |  | 7.014 | 35771.4 | Residential |  | MT. LAUREL | 8054 | 13 | RENEWABLE ENERGY CONCEPTS, INC. | PSE&G BPU | No | Complete | 2006-04-18 | 2006-07-27 | N/A | 2006-10-26
BPU-2344 | CORE Solar | HAMIL |  | 4.9 | 24990 | Residential |  | HILLSBOROUGH | 8844 | 5 | JERSEY SOLAR, LLC | PSE&G BPU | No | Complete | 2006-04-18 | 2006-08-31 | N/A | 2006-11-01
BPU-2345 | CORE Solar | ROXAS |  | 4.509 | 22995.9 | Residential |  | UNION | 7083 | 10 | RENEWABLE ENERGY CONCEPTS, INC. | PSE&G BPU | No | Complete | 2006-04-18 | 2006-08-28 | N/A | 2006-08-28
BPU-2346 | CORE Solar | DEMPSEY |  | 10 | 51000 | Residential |  | SPARTA | 7871 | 1 | THE SOLAR CENTER, INC. | JCP&L | No | Complete | 2006-09-29 | 2006-11-15 | N/A | 2007-02-02
BPU-2347 | CORE Solar | BLAIS |  | 3.006 | 15330.6 | Residential |  | SOUTH ORANGE | 7079 | 9 | THE SOLAR CENTER, INC. | PSE&G BPU | No | Complete | 2006-04-18 | 2006-06-28 | N/A | 2006-09-01
BPU-2348 | CORE Solar | ECKERT | MOUNTAIN LAKES LUMBER CORP | 12.8 | 61920 | Commercial |  | MOUNTAIN LAKES | 7046 | 3 | THE SOLAR CENTER, INC. | JCP&L | No | Complete | 2006-09-29 | 2007-04-20 | N/A | 2007-06-27
BPU-2349 | CORE Solar | RIDLEY |  | 9.35 | 47685 | Residential |  | LONG VALLEY | 7853 | 3 | THE SOLAR CENTER, INC. | JCP&L | No | Complete | 2006-04-18 | 2006-06-22 | N/A | 2006-09-01
BPU-2350 | CORE Solar | KRAH |  | 5.88 | 34076 | Residential |  | EAST HANOVER | 7936 | 3 | THE SOLAR CENTER, INC. | JCP&L | No | Complete | 2006-04-18 | 2006-12-08 | N/A | 2007-05-01
BPU-2351 | CORE Solar | ESCOVAR |  | 4.509 | 22995.9 | Residential |  | WAYSIDE | 7712 | 17 | RENEWABLE ENERGY CONCEPTS, INC. | JCP&L | No | Complete | 2006-04-18 | 2006-07-06 | N/A | 2006-09-08
BPU-2352 | CORE Solar | KRUTZLER |  | 2.912 | 14851.2 | Residential |  | FLEMINGTON | 8822 | 4 | AMERICAN SOLAR WORKS, LLC | JCP&L | No | Complete | 2006-04-18 | 2006-11-21 | N/A | 2007-05-03
BPU-2353 | CORE Solar | BRADY |  | 5.16 | 26316 | Residential |  | LAMBERTVILLE | 8530 | 4 | ABSOLUTELY ENERGIZED SOLAR, LLC | JCP&L | No | Complete | 2006-04-24 | 2006-11-10 | N/A | 2007-01-03
BPU-2354 | CORE Solar | TRIMBLE |  | 7 | 35700 | Residential |  | CAPE MAY COURT HOUSE | 8210 | 21 | MERCURY SOLAR SYSTEMS | AC Electric | No | Complete | 2006-04-18 | 2006-07-12 | N/A | 2006-09-08
BPU-2355 | CORE Solar | MARTIN |  | 3.5 | 21420 | Residential |  | LAWRENCEVILLE | 8648 | 12 | ADVANCED SOLAR PRODUCTS, INC. | PSE&G BPU | No | Complete | 2006-04-24 | 2006-09-13 | N/A | 2006-11-30
BPU-2356 | CORE Solar | MCATASNEY |  | 9.8 | 49980 | Residential |  | NEPTUNE | 7753 | 17 | TRINITY HEATING AND AIR | JCP&L | No | Complete | 2006-04-18 | 2006-07-06 | N/A | 2006-08-28
BPU-2357 | CORE Solar | CHAN |  | 9.89 | 50439 | Residential |  | MOUNMOUTH JUNCTION | 8852 | 11 | JERSEY SOLAR, LLC | PSE&G BPU | No | Complete | 2006-04-18 | 2007-03-27 | N/A | 2007-06-27
BPU-2358 | CORE Solar | BARRY |  | 9.975 | 50872.5 | Residential |  | OAKLAND | 7436 | 7 | ECOLOGICAL SYSTEMS-MANALAPAN | Orange & Rockland Elec | No | Complete | 2006-09-29 | 2007-04-20 | N/A | 2007-06-27
BPU-2359 | CORE Solar | GABRIEL |  | 7.48 | 38148 | Residential |  | BARNEGAT | 8005 | 18 | TRINITY HEATING AND AIR | JCP&L | No | Complete | 2006-04-18 | 2006-06-28 | N/A | 2006-09-08
BPU-2361 | CORE Solar | GOORE |  | 2.52 | 12852 | Residential |  | EAST ORANGE | 7017 | 9 | ABSOLUTELY ENERGIZED SOLAR, LLC | PSE&G BPU | No | Complete | 2006-04-18 | 2007-04-23 | N/A | 2007-06-27
BPU-2362 | CORE Solar | GOORE |  | 1.89 | 9639 | Residential |  | EAST ORANGE | 7017 | 9 | ABSOLUTELY ENERGIZED SOLAR, LLC | PSE&G BPU | No | Complete | 2006-04-18 | 2007-04-23 | N/A | 2007-06-27
BPU-2363 | CORE Solar | KENSHAFT |  | 4.56 | 23256 | Residential |  | MONTCLAIR | 7043 | 9 | J. A. WIG CONSTRUCTION AND ELECTRIC, LLC | PSE&G BPU | No | Complete | 2006-04-18 | 2007-03-30 | N/A | 2007-06-27
BPU-2364 | CORE Solar | CAMERON |  | 4.576 | 23337.6 | Residential |  | BARNEGAT | 8005 | 18 | SOLAR ENERGY SYSTEMS, INC. | JCP&L | No | Complete | 2006-05-10 | 2007-03-27 | N/A | 2007-06-27
BPU-2365 | CORE Solar | GORBACZ |  | 4.4 | 22440 | Residential |  | BAYONNE | 7002 | 8 | NEW AGE SOLAR, LLC | PSE&G BPU | No | Complete | 2006-04-18 | 2006-08-31 | N/A | 2006-11-01
BPU-2366 | CORE Solar | STRAFFORD |  | 7 | 35700 | Residential |  | PITMAN | 8071 | 15 | MESA ENVIORNMENTAL SCIENCES, INC. | AC Electric | No | Complete | 2006-04-18 | 2006-07-20 | N/A | 2006-10-26
BPU-2367 | CORE Solar | CRAVER |  | 3.5 | 16065 | Residential |  | MONROE TOWNSHIP | 8831 | 11 | NJ SOLAR SOLUTIONS | JCP&L | No | Complete | 2006-04-18 | 2007-05-01 | N/A | 2007-06-27
BPU-2368 | CORE Solar | CRAVER |  | 6.825 | 34807.5 | Residential |  | MONROE TOWNSHIP | 8831 | 11 | NJ SOLAR SOLUTIONS | JCP&L | No | Complete | 2006-04-18 | 2007-05-01 | N/A | 2007-06-27
BPU-2369 | CORE Solar | GURAL |  | 2.1 | 10710 | Residential |  | WASHINGTON | 7882 | 2 | NJ SOLAR SOLUTIONS | JCP&L | No | Complete | 2006-04-18 | 2006-11-30 | N/A | 2007-02-01
BPU-2370 | CORE Solar | GURAL |  | 11.375 | 49846.25 | Commercial |  | WASHINGTON | 7882 | 2 | NJ SOLAR SOLUTIONS | JCP&L | No | Complete | 2006-09-29 | 2006-11-30 | N/A | 2007-02-01
BPU-2370* | CORE Solar | GURAL |  | 1.925 | 4777 | Commercial |  | WASHINGTON | 7882 | 2 | NJ SOLAR SOLUTIONS | JCP&L | No | Complete | 2007-09-06 | 2007-11-08 | 2008-01-29 | 2008-04-16
BPU-2371 | CORE Solar | VILLALOBOS |  | 4.509 | 22995.9 | Residential |  | LITTLE FERRY | 7643 | 7 | RENEWABLE ENERGY CONCEPTS, INC. | PSE&G BPU | No | Complete | 2006-04-18 | 2006-06-22 | N/A | 2006-08-28
BPU-2372 | CORE Solar | HOLGADO |  | 10 | 51000 | Residential |  | FRANKLIN TWP | 8823 | 5 | RENEWABLE ENERGY CONCEPTS, INC. | PSE&G BPU | No | Complete | 2006-09-29 | 2007-06-04 | N/A | 2007-07-25
BPU-2373 | CORE Solar | HARRY |  | 6.12 | 31212 | Residential |  | LUMBERTON | 8048 | 13 | RENEWABLE ENERGY CONCEPTS, INC. | PSE&G BPU | No | Complete | 2006-04-18 | 2006-08-04 | N/A | 2006-11-01
BPU-2374 | CORE Solar | AMATO | SHIRE REALITY INC | 9.861 | 50291.1 | Commercial |  | WALL | 8736 | 17 | TRINITY HEATING AND AIR | JCP&L | No | Complete | 2006-04-18 | 2006-06-27 | N/A | 2006-09-01
BPU-2375 | CORE Solar | FRANK |  | 7.14 | 36414 | Residential |  | LEBANON | 8833 | 4 | ADVANCED SOLAR PRODUCTS, INC. | JCP&L | No | Complete | 2006-04-18 | 2006-10-12 | N/A | 2006-12-07
BPU-2376 | CORE Solar | TUCKER |  | 9.86 | 50286 | Residential |  | HAMILTON | 8620 | 12 | ADVANCED SOLAR PRODUCTS, INC. | PSE&G BPU | No | Complete | 2006-04-18 | 2006-11-01 | N/A | 2007-01-03
BPU-2377 | CORE Solar | EBELING |  | 8.736 | 44553.6 | Residential |  | HOPEWELL | 8525 | 12 | ADVANCED SOLAR PRODUCTS, INC. | PSE&G BPU | No | Complete | 2006-04-18 | 2006-09-11 | N/A | 2006-11-01
BPU-2378 | CORE Solar | DOWD |  | 9.8 | 49980 | Residential |  | CEDARVILLE | 8311 | 20 | SOLAR WORKS NJ | AC Electric | No | Complete | 2006-04-18 | 2006-07-27 | N/A | 2006-10-26
BPU-2379 | CORE Solar | EGBERT |  | 7.65 | 40162.5 | Residential |  | LEESBURG | 8327 | 20 | SOLAR WORKS NJ | AC Electric | No | Complete | 2006-04-18 | 2006-08-17 | N/A | 2006-11-01
BPU-2381 | CORE Solar | ADAMS |  | 7 | 35070 | Residential |  | PORT NORRIS | 8349 | 20 | SOLAR WORKS NJ | AC Electric | No | Complete | 2006-04-18 | 2006-07-12 | N/A | 2006-11-01
BPU-2382 | CORE Solar | WU |  | 9.4 | 47940 | Residential |  | FRANKLIN PARK | 8823 | 5 | GEOGENIX | PSE&G BPU | No | Complete | 2006-04-18 | 2006-06-15 | N/A | 2006-08-28
BPU-2383 | CORE Solar | SHAKALIS |  | 5.04 | 25704 | Residential |  | EATONTOWN | 7724 | 17 | GEOGENIX | JCP&L | No | Complete | 2006-04-18 | 2006-05-17 | N/A | 2006-08-23
BPU-2384 | CORE Solar | SPAHN | WINGTIP INC- AVIATION CONSULTING | 10.535 | 51000 | Commercial |  | MONMMOUTH BEACH | 7750 | 17 | GEOGENIX | JCP&L | No | Complete | 2006-11-07 | 2007-07-06 | N/A | 2007-09-06
BPU-2384* | CORE Solar | SPAHN | WINGTIP INC- AVIATION CONSULTING | 0.535 | 2086.5 | Commercial |  | MONMMOUTH BEACH | 7750 | 17 | GEOGENIX | JCP&L | No | Complete | 2007-11-30 | 2008-03-06 | 2008-07-30 | 2008-10-29
BPU-2385 | CORE Solar | MCGEE |  | 7.56 | 38556 | Residential |  | HOWELL | 7731 | 17 | GEOGENIX | JCP&L | No | Complete | 2006-04-18 | 2006-06-20 | N/A | 2006-08-28
BPU-2386 | CORE Solar | SUKINIK |  | 10 | 51000 | Residential |  | OCEAN | 7712 | 17 | GEOGENIX | JCP&L | No | Complete | 2006-09-29 | 2007-10-11 | 2008-02-05 | 2008-04-16
BPU-2386* | CORE Solar | SUKINIK |  | 0.32 | 1248 | Residential |  | OCEAN | 7712 | 17 | GEOGENIX | JCP&L | No | Complete | 2007-09-06 | 2007-10-11 | 2008-02-05 | 2008-04-16
BPU-2388 | CORE Solar | ROACH |  | 9.45 | 48195 | Residential |  | HAINESPORT | 8036 | 13 | BP SOLAR INTERNATIONAL | PSE&G BPU | No | Complete | 2006-04-18 | 2007-01-04 | N/A | 2007-05-03
BPU-2389 | CORE Solar | SPERLING |  | 5.95 | 30345 | Residential |  | GALLOWAY | 8205 | 19 | BP SOLAR INTERNATIONAL | AC Electric | No | Complete | 2006-04-18 | 2006-11-15 | N/A | 2007-01-03
BPU-2390 | CORE Solar | WHEELER |  | 9.853 | 50250.3 | Residential |  | READINGTON | 8822 | 4 | ADVANCED SOLAR PRODUCTS, INC. | JCP&L | No | Complete | 2006-04-18 | 2006-06-27 | N/A | 2006-10-26
BPU-2391 | CORE Solar | BELDER |  | 9.86 | 50286 | Residential |  | HOPEWELL | 8525 | 12 | ADVANCED SOLAR PRODUCTS, INC. | PSE&G BPU | No | Complete | 2006-04-18 | 2006-10-26 | N/A | 2006-12-13
BPU-2392 | CORE Solar | CASTRACANE | PATHMARK STORES, INC- LAWNSIDE | 262.08 | 893656 | Commercial |  | LAWNSIDE | 8045 | 14 | NORTHERN POWER SYSTEMS | PSE&G BPU | No | Complete | 2006-09-29 | 2007-09-27 | N/A | 2007-12-21
BPU-2393 | CORE Solar | CARPO |  | 10.12 | 51000 | Residential |  | HANMANTON | 8037 | 19 | MERCURY SOLAR SYSTEMS | AC Electric | No | Complete | 2006-04-18 | 2007-06-04 | N/A | 2007-07-25
BPU-2394 | CORE Solar | MCAULIFF |  | 9.72 | 49572 | Residential |  | GLEN GARDNER | 8826 | 4 | HIGHLANDS SOLAR ELECTRIC CO, LLC | JCP&L | No | Complete | 2006-04-18 | 2006-07-27 | N/A | 2006-10-26
BPU-2396 | CORE Solar | ANDRIS |  | 7.31 | 37281 | Residential |  | BURLINGTON TWP | 8016 | 13 | MERCURY SOLAR SYSTEMS | PSE&G BPU | No | Complete | 2006-04-18 | 2006-10-25 | N/A | 2006-12-07
BPU-2397 | CORE Solar | CORS | CORS PROFESSIONAL PLAZA | 9.89 | 50439 | Commercial |  | TUCKERTON | 8087 | 18 | MERCURY SOLAR SYSTEMS | AC Electric | No | Complete | 2006-04-18 | 2007-04-23 | N/A | 2007-06-27
BPU-2398 | CORE Solar | LUBBERMAN |  | 4.8 | 24480 | Residential |  | ERMA | 8204 | 21 | MERCURY SOLAR SYSTEMS | AC Electric | No | Complete | 2006-04-18 | 2006-09-28 | N/A | 2006-11-30
BPU-2399 | CORE Solar | MIXNER |  | 10.12 | 51000 | Residential |  | BRIDGETON | 8302 | 20 | MERCURY SOLAR SYSTEMS | AC Electric | No | Complete | 2006-09-29 | 2006-11-15 | N/A | 2007-01-03
BPU-2399* | CORE Solar | MIXNER |  | 1.76 | 7332 | Residential |  | BRIDGETON | 8302 | 20 | MERCURY SOLAR SYSTEMS | AC Electric | No | Complete | 2007-10-29 | 2008-10-07 | 2009-05-26 | 2009-07-29
BPU-2400 | CORE Solar | SCHLEIKA |  | 9.68 | 49368 | Residential |  | MICKLETON | 8056 | 15 | MERCURY SOLAR SYSTEMS | AC Electric | No | Complete | 2006-04-18 | 2006-09-15 | N/A | 2006-11-30
BPU-2401 | CORE Solar | LEPS | TUCKAHOE MOTOR SPORTS | 10.08 | 51312 | Commercial |  | TUCKAHOE | 8250 | 21 | MERCURY SOLAR SYSTEMS | AC Electric | No | Complete | 2006-09-29 | 2007-09-10 | N/A | 2008-01-03
BPU-2402 | CORE Solar | CORRADO | CITY OF ORANGE TOWNSHIP | 100.204 | 409234.4 | Municipality |  | ORANGE | 7050 | 9 | ETM SOLAR WORKS | PSE&G BPU | No | Complete | 2006-07-13 | 2008-04-11 | 2008-07-25 | 2008-09-03
BPU-2403 | CORE Solar | MALDONADO |  | 3.6 | 18360 | Residential |  | ENGLEWOOD | 7631 | 7 | RENEWABLE ENERGY CONCEPTS, INC. | PSE&G BPU | No | Complete | 2006-04-18 | 2006-06-28 | N/A | 2006-08-28
BPU-2404 | CORE Solar | MATKOWSKI |  | 9.018 | 45991.8 | Residential |  | MENDHAM | 7945 | 3 | RENEWABLE ENERGY CONCEPTS, INC. | JCP&L | No | Complete | 2006-09-29 | 2007-03-27 | N/A | 2007-06-27
BPU-2405 | CORE Solar | BRISTOW |  | 2.004 | 10220.4 | Residential |  | PORT MONMOUTH | 7758 | 17 | RENEWABLE ENERGY CONCEPTS, INC. | JCP&L | No | Complete | 2006-04-18 | 2006-10-11 | N/A | 2006-12-29
BPU-2406 | CORE Solar | MATKOWSKI |  | 6.012 | 30661.2 | Residential |  | MENDHAM | 7945 | 3 | RENEWABLE ENERGY CONCEPTS, INC. | JCP&L | No | Complete | 2006-04-18 | 2007-03-27 | N/A | 2007-06-27
BPU-2407 | CORE Solar | SCHICKLER |  | 8.016 | 40881.6 | Residential |  | NEPTUNE | 7753 | 17 | RENEWABLE ENERGY CONCEPTS, INC. | JCP&L | No | Complete | 2006-04-18 | 2006-10-16 | N/A | 2007-01-03
BPU-2408 | CORE Solar | INFANTE |  | 9.8 | 49980 | Residential |  | UPPER FREEHOLD TWP | 8510 | 17 | TRINITY HEATING AND AIR | JCP&L | No | Complete | 2006-04-18 | 2006-08-09 | N/A | 2006-10-26
BPU-2409 | CORE Solar | CARTER |  | 8.16 | 41616 | Residential |  | HOWELL | 7731 | 17 | TRINITY HEATING AND AIR | JCP&L | No | Complete | 2006-04-18 | 2006-05-10 | N/A | 2006-07-31
BPU-2410 | CORE Solar | KELLY |  | 9.86 | 50286 | Residential |  | STAFFORD TWP | 8005 | 18 | TRINITY HEATING AND AIR | JCP&L | No | Complete | 2006-04-18 | 2006-08-24 | N/A | 2006-11-01
BPU-2411 | CORE Solar | BACCARO |  | 8.944 | 45614.4 | Residential |  | SEASIDE PARK | 8752 | 18 | RENEWABLE ENERGY CONCEPTS, INC. | JCP&L | No | Complete | 2006-04-18 | 2006-11-09 | N/A | 2007-05-03
BPU-2412 | CORE Solar | WELCH | TENDENZE DESIGN, LLC | 5.16 | 20124 | Commercial |  | CALIFON | 7830 | 4 | HEAT SHED, INC. | JCP&L | No | Complete | 2006-04-18 | 2006-11-02 | N/A | 2007-05-01
BPU-2413 | CORE Solar | MARTOGLIO | RPM CONTRACTING LLC | 62.192 | 244562.4 | SUNLIT |  | NEWARK | 7103 | 9 | SOLAR WORKS NJ | Not Known | No | Complete | 2006-10-23 | 2006-11-30 | N/A | 2007-02-13
BPU-2414 | CORE Solar | CARHART |  | 7.6 | 38760 | Residential |  | KEYPORT | 7735 | 17 | GEOGENIX | JCP&L | No | Complete | 2006-04-18 | 2006-08-30 | N/A | 2006-11-01
BPU-2415 | CORE Solar | DAS |  | 7 | 35700 | Residential |  | MT. LAUREL | 8054 | 13 | JERSEY SOLAR, LLC | PSE&G BPU | No | Complete | 2006-04-18 | 2006-08-31 | N/A | 2006-11-01
BPU-2416 | CORE Solar | ALMANZA |  | 8.16 | 41616 | Residential |  | LINWOOD | 8221 | 19 | SOLAR WORKS NJ | AC Electric | No | Complete | 2006-04-18 | 2006-08-24 | N/A | 2006-11-01
BPU-2417 | CORE Solar | HAHOLA | HAHOLA FARMS | 11.22 | 45110.26 | Commercial |  | PITTSTOWN | 8867 | 4 | SELF INSTALL | JCP&L | No | Complete | 2007-09-06 | 2008-09-09 | 2009-04-22 | 2009-04-08
BPU-2418 | CORE Solar | SHALOM |  | 9.18 | 46818 | Residential |  | DEAL | 7723 | 17 | ECOLOGICAL SYSTEMS-MANALAPAN | JCP&L | No | Complete | 2006-04-18 | 2007-04-20 | N/A | 2007-06-27
BPU-2420 | CORE Solar | AMMERMULLER |  | 10.15 | 51000 | Residential |  | BELMAR | 7719 | 17 | ECOLOGICAL SYSTEMS-MANALAPAN | JCP&L | No | Complete | 2006-09-29 | 2007-06-12 | N/A | 2007-09-06
BPU-2421 | CORE Solar | LENSKOLD |  | 8.4 | 42840 | Residential |  | BRIDGEWATER | 8807 | 5 | LB ELECTRIC | PSE&G BPU | No | Complete | 2006-04-18 | 2007-05-01 | N/A | 2007-06-27
BPU-2422 | CORE Solar | SHAH |  | 8.4 | 42440 | Residential |  | BASKING RIDGE | 7920 | 5 | LB ELECTRIC | JCP&L | No | Complete | 2006-04-18 | 2007-04-30 | N/A | 2007-06-27
BPU-2423 | CORE Solar | BARNETT | TURTLE & HUGHES, INC | 254.45 | 738854 | Commercial |  | LINDEN | 7036 | 10 | SELF INSTALL | PSE&G BPU | No | Complete | 2006-09-29 | 2007-11-29 | 2008-01-29 | 2008-04-16
BPU-2424 | CORE Solar | KUIKEN |  | 8.8 | 44880 | Residential |  | SURF CITY | 8008 | 18 | J. A. WIG CONSTRUCTION AND ELECTRIC, LLC | AC Electric | No | Complete | 2006-04-18 | 2006-11-01 | N/A | 2007-01-26
BPU-2425 | CORE Solar | ESPOSITO |  | 4.509 | 22995.9 | Residential |  | LONG BRANCH | 7740 | 17 | RENEWABLE ENERGY CONCEPTS, INC. | JCP&L | No | Complete | 2006-04-18 | 2006-09-13 | N/A | 2006-11-26
BPU-2426 | CORE Solar | MILGRAM |  | 7.65 | 39015 | Residential |  | CINNAMINSON | 8077 | 13 | RENEWABLE ENERGY CONCEPTS, INC. | PSE&G BPU | No | Complete | 2006-04-18 | 2006-07-27 | N/A | 2006-10-26
BPU-2427 | CORE Solar | STOVER |  | 6.63 | 33813 | Residential |  | RINGOES | 8551 | 4 | ADVANCED SOLAR PRODUCTS, INC. | JCP&L | No | Complete | 2006-04-18 | 2006-11-01 | N/A | 2007-01-03
BPU-2428 | CORE Solar | FAVORITO | FAVS, CORP | 24.82 | 108798 | Commercial |  | PALATINE | 8318 | 16 | SOLAR WORKS NJ | AC Electric | No | Complete | 2007-10-05 | 2008-02-08 | 2008-04-03 | 2008-06-02
BPU-2429 | CORE Solar | MADSEN |  | 5.1 | 26010 | Residential |  | BROWNS MILLS | 8015 | 13 | TRINITY HEATING AND AIR | JCP&L | No | Complete | 2006-04-18 | 2006-05-16 | N/A | 2006-08-23
BPU-2430 | CORE Solar | RUDMAN |  | 4.59 | 23009 | Residential |  | HIGHLAND PARK | 8904 | 11 | AKEENA SOLAR, INC. | PSE&G BPU | No | Complete | 2006-05-09 | 2007-04-20 | N/A | 2007-06-27
BPU-2432 | CORE Solar | KOCHES |  | 4.76 | 36414 | Residential |  | FRENCHTOWN | 8825 | 4 | AKEENA SOLAR, INC. | JCP&L | No | Complete | 2006-05-09 | 2006-06-27 | N/A | 2006-09-08
BPU-2433 | CORE Solar | PETROV |  | 5.824 | 29145 | Residential |  | OLD BRIDGE | 8857 | 11 | AKEENA SOLAR, INC. | JCP&L | No | Complete | 2006-05-09 | 2006-09-14 | N/A | 2006-11-01
BPU-2435 | CORE Solar | SPEARNOCK |  | 4.515 | 23026.5 | Residential |  | EDISON | 8817 | 11 | AKEENA SOLAR, INC. | PSE&G BPU | No | Complete | 2006-05-09 | 2006-08-23 | N/A | 2007-01-26
BPU-2436 | CORE Solar | RADZKI |  | 9.8 | 49980 | Residential |  | PENNINGTON | 8534 | 12 | TRINITY HEATING AND AIR | PSE&G BPU | No | Complete | 2006-09-14 | 2006-11-01 | N/A | 2007-01-03
BPU-2436* | CORE Solar | RADZKI |  | 17.8 | 69660 | Residential |  | PENNINGTON | 8534 | 12 | TRINITY HEATING AND AIR | PSE&G BPU | No | Complete | 2007-10-29 | 2008-10-31 | 2009-05-26 | 2009-07-29
BPU-2437 | CORE Solar | TRELOAR |  | 8.736 | 44553.6 | Residential |  | EAST HANOVER | 7936 | 3 | AKEENA SOLAR, INC. | JCP&L | No | Complete | 2006-05-09 | 2006-07-07 | N/A | 2006-10-31
BPU-2438 | CORE Solar | PEKLARIS |  | 6.3 | 32130 | Residential |  | VOORHEES | 8043 | 14 | BP SOLAR INTERNATIONAL | PSE&G BPU | No | Complete | 2006-05-09 | 2006-11-15 | N/A | 2007-01-03
BPU-2440 | CORE Solar | LE |  | 7.35 | 37485 | Residential |  | SEWELL | 8080 | 15 | BP SOLAR INTERNATIONAL | AC Electric | No | Complete | 2006-05-09 | 2007-04-23 | N/A | 2007-06-27
BPU-2441 | CORE Solar | MCELDOWNEY | KINTER PROPERTIES, LLC | 3.68 | 18768 | Commercial |  | CLINTON | 8809 | 4 | SUN FARM NETWORK | JCP&L | No | Complete | 2006-05-09 | 2006-08-02 | N/A | 2006-10-31
BPU-2442 | CORE Solar | MCELDOWNEY |  | 8.28 | 42228 | Residential |  | PITTSTOWN | 8867 | 4 | SUN FARM NETWORK | JCP&L | No | Complete | 2006-05-09 | 2006-10-18 | N/A | 2006-12-07
BPU-2443 | CORE Solar | HUEBNER | THE DOOR CENTER | 9.688 | 49408.8 | Commercial |  | HOPEWELL | 8530 | 4 | JERSEY SOLAR, LLC | PSE&G BPU | No | Complete | 2006-05-09 | 2006-07-13 | N/A | 2006-08-28
BPU-2444 | CORE Solar | JORGENSEN | SOUTHWARK FARMS LLC | 21 | 93900 | Farm |  | RINGOES | 8551 | 4 | NJ SOLAR SOLUTIONS | JCP&L | No | Complete | 2006-09-26 | 2007-04-23 | N/A | 2007-06-27
BPU-2445 | CORE Solar | JORGENSEN | SOUTHWARK FARMS LLC | 79.8 | 259330 | Farm |  | RINGOES | 8551 | 4 | NJ SOLAR SOLUTIONS | JCP&L | No | Complete | 2006-09-29 | 2008-03-24 | 2008-05-02 | 2008-06-02
BPU-2446 | CORE Solar | JORGENSEN | SOUTHWARK FARMS LLC | 63.12 | 226314 | Farm |  | RINGOES | 8551 | 4 | NJ SOLAR SOLUTIONS | JCP&L | No | Complete | 2006-09-29 | 2008-03-18 | 2008-05-02 | 2008-06-02
BPU-2447 | CORE Solar | SHARP |  | 6.3 | 30765 | Residential |  | ALLENTOWN | 8501 | 17 | JERSEY SOLAR, LLC | PSE&G BPU | No | Complete | 2006-05-09 | 2007-04-02 | N/A | 2007-06-27
BPU-2448 | CORE Solar | RADZIK | HOPEWELL VALLEY WINERY | 10.8 | 54120 | Commercial |  | HOPEWELL TWP | 8534 | 12 | TRINITY HEATING AND AIR | PSE&G BPU | No | Complete | 2006-09-29 | 2006-11-01 | N/A | 2007-01-03
BPU-2449 | CORE Solar | TAMAROFT | HALL'S WAREHOUSE CORP | 699.3 | 2292760 | Commercial |  | SOUTH PLAINFIELD | 7080 | 11 | DOME-TECH SOLAR, LLC | PSE&G BPU | No | Complete | 2006-09-29 | 2007-08-03 | N/A | 2007-11-05
BPU-2450 | CORE Solar | GROENDYKE | CROSS ROADS OUTDOOR MINISTRIES | 14.4 | 72140 | Non Profit |  | PORT MURRAY | 7865 | 2 | SUN FARM NETWORK | JCP&L | No | Complete | 2006-09-29 | 2006-11-02 | N/A | 2007-01-16
BPU-2451 | CORE Solar | ZENSKY |  | 4.9 | 21241.5 | Residential |  | SOUTH PLAINFIELD | 7080 | 11 | SELF INSTALL | PSE&G BPU | No | Complete | 2006-05-09 | 2006-11-08 | N/A | 2007-05-01
BPU-2452 | CORE Solar | GALANTE |  | 8.4 | 42840 | Residential |  | WAYNE | 7470 | 6 | NJ SOLAR SOLUTIONS | PSE&G BPU | No | Complete | 2006-05-09 | 2006-08-24 | N/A | 2006-11-01
BPU-2453 | CORE Solar | TABATCHNICK | JOLIN FOODS INC | 72.6 | 280470 | Commercial |  | KENILWORTH | 7033 | 10 | SOLARA ENERGY INC | PSE&G BPU | No | Complete | 2007-10-05 | 2008-10-31 | 2009-01-29 | 2009-03-31
BPU-2454 | CORE Solar | HELD | UNITARIAN UNIVERSALIST CONGREGATION OF M | 9.6 | 50880 | Non Profit |  | LINCROFT | 7738 | 17 | SUN FARM NETWORK | JCP&L | No | Complete | 2006-05-09 | 2006-07-25 | N/A | 2006-10-31
BPU-2455 | CORE Solar | HAYES |  | 6.9 | 35190 | Residential |  | GLENWOOD | 7418 | 1 | SUN FARM NETWORK | JCP&L | No | Complete | 2006-05-09 | 2006-08-02 | N/A | 2006-10-31
BPU-2456 | CORE Solar | ZACCHEO | ANIVIL CORP DBA WARREN ANIMAL HOSPITAL | 27.36 | 118704 | Commercial |  | PHILLIPSBURG | 8865 | 2 | SUN FARM NETWORK | JCP&L | No | Complete | 2006-09-29 | 2007-01-05 | N/A | 2007-05-03
BPU-2458 | CORE Solar | GUERRA |  | 3.5 | 17850 | Residential |  | TOTOWA | 7512 | 6 | NJ SOLAR SOLUTIONS | PSE&G BPU | No | Complete | 2006-05-09 | 2006-08-16 | N/A | 2006-11-01
BPU-2459 | CORE Solar | COOPER |  | 4.62 | 23562 | Residential |  | RUMSON | 7760 | 17 | GEOGENIX | JCP&L | No | Complete | 2006-05-09 | 2006-08-02 | N/A | 2006-10-31
BPU-2460 | CORE Solar | NAPOLITANO |  | 4.62 | 23562 | Residential |  | CHESTER | 7930 | 3 | GEOGENIX | JCP&L | No | Complete | 2006-05-09 | 2006-08-02 | N/A | 2006-10-31
BPU-2461 | CORE Solar | CURRAN |  | 9.46 | 48246 | Residential |  | MARLBORO | 7746 | 17 | GEOGENIX | JCP&L | No | Complete | 2006-05-09 | 2006-07-13 | N/A | 2006-09-08
BPU-2463 | CORE Solar | STAHL |  | 6.45 | 32895 | Residential |  | LONG BRANCH | 7740 | 17 | GEOGENIX | JCP&L | No | Complete | 2006-05-09 | 2006-11-20 | N/A | 2007-05-01
BPU-2464 | CORE Solar | HUGHES |  | 7.92 | 40392 | Residential |  | ATLANTIC HIGHLANDS | 7746 | 17 | GEOGENIX | JCP&L | No | Complete | 2006-05-09 | 2006-08-23 | N/A | 2006-11-01
BPU-2466 | CORE Solar | DVORKIN |  | 12.9 | 51000 | Residential |  | FLORHAM PARK | 7932 | 3 | GEOGENIX | JCP&L | No | Complete | 2006-09-14 | 2006-11-02 | N/A | 2007-01-04
BPU-2466* | CORE Solar | DVORKIN |  | 2.9 | 11310 | Residential |  | FLORHAM PARK | 7932 | 3 | GEOGENIX | JCP&L | No | Complete | 2007-10-29 | 2007-12-06 | N/A | 2008-02-26
BPU-2467 | CORE Solar | BURGENER | MOUNTAIN MEDICAL SYSTEMS, INC | 13.2 | 51000 | Residential |  | LONG VALLEY | 7853 | 3 | GEOGENIX | JCP&L | No | Complete | 2006-11-07 | 2007-06-04 | N/A | 2007-07-25
BPU-2467* | CORE Solar | BURGENER | MOUNTAIN MEDICAL SYSTEMS, INC | 3.2 | 12480 | Residential |  | LONG VALLEY | 7853 | 3 | GEOGENIX | JCP&L | No | Complete | 2007-11-30 | 2008-02-26 | 2008-03-11 | 2008-06-02
BPU-2468 | CORE Solar | HAYES | THE LAW OFFICE OF WILLIAM J. HAYES | 8.16 | 41463 | Commercial |  | WILLIAMSTOWN | 8094 | 15 | SOLAR HOME ENERGY SOLUTIONS | AC Electric | No | Complete | 2006-05-09 | 2006-07-12 | N/A | 2006-09-08
BPU-2469 | CORE Solar | GREEN |  | 9.6 | 48960 | Residential |  | MOUNT LAUREL | 8054 | 13 | SOLAR HOME ENERGY SOLUTIONS | PSE&G BPU | No | Complete | 2006-05-09 | 2006-08-31 | N/A | 2006-12-07
BPU-2470 | CORE Solar | EDDY |  | 5.44 | 28832 | Residential |  | SHREWSBURY | 7702 | 17 | SEA BRIGHT SOLAR, LLC | JCP&L | No | Complete | 2006-05-09 | 2006-07-06 | N/A | 2006-09-15
BPU-2471 | CORE Solar | SCHAFF |  | 8.5 | 43350 | Residential |  | TOMS RIVER | 8755 | 18 | SEA BRIGHT SOLAR, LLC | JCP&L | No | Complete | 2006-05-09 | 2006-08-23 | N/A | 2006-11-01
BPU-2472 | CORE Solar | DIGIANNI |  | 8.6 | 43860 | Residential |  | COLUMBUS | 8022 | 13 | GEOGENIX | PSE&G BPU | No | Complete | 2006-05-09 | 2006-08-04 | N/A | 2006-10-31
BPU-2474 | CORE Solar | HECHT |  | 6.84 | 34884 | Residential |  | GLEN GARDNER | 8826 | 4 | ABC SOLAR, LLC | JCP&L | No | Complete | 2006-05-09 | 2006-08-10 | N/A | 2006-11-01
BPU-2475 | CORE Solar | BUNIAK |  | 6.4 | 32240 | Residential |  | CREAM RIDGE | 8514 | 17 | J. A. WIG CONSTRUCTION AND ELECTRIC, LLC | JCP&L | No | Complete | 2006-05-09 | 2006-10-24 | N/A | 2006-12-29
BPU-2476 | CORE Solar | JAYNE | JAYNE ENTERPRISES LLC | 701.64 | 2295000 | Commercial |  | SOUTH PLAINFIELD | 7080 | 11 | DOME-TECH SOLAR, LLC | PSE&G BPU | No | Complete | 2006-09-29 | 2007-04-30 | N/A | 2007-06-27
BPU-2478 | CORE Solar | NG |  | 6.012 | 30661.2 | Residential |  | MENDHAM | 7945 | 3 | RENEWABLE ENERGY CONCEPTS, INC. | JCP&L | No | Complete | 2006-05-09 | 2006-11-08 | N/A | 2007-01-04
BPU-2479 | CORE Solar | BONNETTE |  | 9.45 | 48195 | Residential |  | ERIAL | 8081 | 14 | MESA ENVIORNMENTAL SCIENCES, INC. | AC Electric | No | Complete | 2006-05-09 | 2006-09-15 | N/A | 2006-12-07
BPU-2480 | CORE Solar | FOX |  | 7.488 | 37102.2 | Residential |  | WAYNE | 7470 | 6 | AKEENA SOLAR, INC. | PSE&G BPU | No | Complete | 2006-05-09 | 2006-07-27 | N/A | 2006-12-29
BPU-2481 | CORE Solar | DELAP |  | 4.59 | 23409 | Residential |  | MORRIS PLAINS | 7950 | 3 | AKEENA SOLAR, INC. | JCP&L | No | Complete | 2006-05-09 | 2006-07-07 | N/A | 2006-09-08
BPU-2482 | CORE Solar | BORDEN |  | 9.18 | 46818 | Residential |  | LAMBERTVILLE | 8530 | 4 | ADVANCED SOLAR PRODUCTS, INC. | JCP&L | No | Complete | 2006-05-09 | 2006-10-12 | N/A | 2006-12-07
BPU-2483 | CORE Solar | HOLLEY |  | 5.78 | 24656.3 | Residential |  | HOPEWELL | 8525 | 12 | SELF INSTALL | PSE&G BPU | No | Complete | 2006-05-09 | 2006-05-17 | N/A | 2006-11-01
BPU-2484 | CORE Solar | MARK |  | 6.12 | 31212 | Residential |  | LAWRENCEVILLE | 8648 | 12 | ADVANCED SOLAR PRODUCTS, INC. | PSE&G BPU | No | Complete | 2006-05-09 | 2006-08-31 | N/A | 2006-11-01
BPU-2486 | CORE Solar | STEGLINSKI |  | 6.4 | 32640 | Residential |  | NUTLEY | 7110 | 9 | THE SOLAR CENTER, INC. | PSE&G BPU | No | Complete | 2006-05-09 | 2006-09-21 | N/A | 2006-12-07
BPU-2487 | CORE Solar | WATSON |  | 6.12 | 31212 | Residential |  | BRANCHVILLE | 7826 | 1 | THE SOLAR CENTER, INC. | JCP&L | No | Complete | 2006-05-09 | 2007-04-27 | N/A | 2007-06-27
BPU-2489 | CORE Solar | COWEN |  | 8.33 | 42483 | Residential |  | MORRISTOWN | 7960 | 3 | THE SOLAR CENTER, INC. | JCP&L | No | Complete | 2006-05-09 | 2006-07-21 | N/A | 2006-11-01
BPU-2490 | CORE Solar | YOST |  | 10 | 51000 | Residential |  | TRANQUILITY | 7821 | 1 | THE SOLAR CENTER, INC. | JCP&L | No | Complete | 2006-09-29 | 2007-01-05 | N/A | 2007-05-03
BPU-2491 | CORE Solar | SMILEY |  | 5.4 | 27540 | Residential |  | WAYNE | 7470 | 6 | THE SOLAR CENTER, INC. | JCP&L | No | Complete | 2006-05-09 | 2006-11-01 | N/A | 2007-01-04
BPU-2492 | CORE Solar | DONOGHUE |  | 3.12 | 15912 | Residential |  | MANAHAWKIN | 8050 | 18 | THE SOLAR CENTER, INC. | AC Electric | No | Complete | 2006-05-09 | 2006-09-15 | N/A | 2007-01-04
BPU-2493 | CORE Solar | GILMARTIN | CENTURY 21 | 7.04 | 35904 | Commercial |  | CAPE MAY | 8204 | 21 | MERCURY SOLAR SYSTEMS | AC Electric | No | Complete | 2006-05-09 | 2006-09-15 | N/A | 2006-11-01
BPU-2494 | CORE Solar | WENDT |  | 9.8 | 49980 | Residential |  | WILLIAMSTOWN | 8094 | 15 | MERCURY SOLAR SYSTEMS | AC Electric | No | Complete | 2006-05-09 | 2007-04-23 | N/A | 2007-06-27
BPU-2496 | CORE Solar | SCOTT |  | 9.86 | 50286 | Residential |  | HOWELL | 7727 | 17 | TRINITY HEATING AND AIR | JCP&L | No | Complete | 2006-05-09 | 2006-05-17 | N/A | 2006-08-23
BPU-2497 | CORE Solar | NOBLE |  | 9.8 | 49580 | Residential |  | ALLENTOWN | 8501 | 17 | TRINITY HEATING AND AIR | JCP&L | No | Complete | 2006-05-09 | 2006-11-10 | N/A | 2007-01-26
BPU-2498 | CORE Solar | AMATO |  | 6.12 | 31212 | Residential |  | AVON | 7717 | 17 | TRINITY HEATING AND AIR | JCP&L | No | Complete | 2006-05-09 | 2006-05-17 | N/A | 2006-08-23
BPU-2499 | CORE Solar | WIESSNER |  | 3.08 | 17136 | Residential |  | SADDLE BROOK | 7663 | 7 | THE SOLAR CENTER, INC. | PSE&G BPU | No | Complete | 2006-05-09 | 2006-11-30 | N/A | 2007-01-26
BPU-2500 | CORE Solar | PIZZANO |  | 7.2 | 36720 | Residential |  | FLORHAM PARK | 7932 | 3 | THE SOLAR CENTER, INC. | JCP&L | No | Complete | 2006-05-09 | 2006-08-02 | N/A | 2006-11-01
BPU-2501 | CORE Solar | ZAVATTARO |  | 8.6 | 43860 | Residential |  | PATERSON | 7501 | 6 | THE SOLAR CENTER, INC. | PSE&G BPU | No | Complete | 2006-05-09 | 2006-06-28 | N/A | 2006-11-01
BPU-2502 | CORE Solar | MOSKOWITZ |  | 4.68 | 27805.2 | Residential |  | KENVIL | 7847 | 3 | THE SOLAR CENTER, INC. | JCP&L | No | Complete | 2006-05-09 | 2006-08-17 | N/A | 2006-11-01
BPU-2504 | CORE Solar | BHAGAT |  | 8.8 | 44880 | Residential |  | EDISON | 8820 | 11 | NEW AGE SOLAR, LLC | PSE&G BPU | No | Complete | 2006-05-09 | 2006-11-08 | N/A | 2007-01-04
BPU-2506 | CORE Solar | DESAI |  | 3.2 | 16320 | Residential |  | BERGENFIELD | 7621 | 7 | NEW AGE SOLAR, LLC | PSE&G BPU | No | Complete | 2006-05-09 | 2007-01-08 | N/A | 2007-05-03
BPU-2508 | CORE Solar | GULBRANDSEN | DONALD GULBRANDSEN | 10 | 51000 | Residential |  | FAR HILLS | 7931 | 5 | NJ SOLAR POWER, LLC | JCP&L | No | Complete | 2006-10-11 | 2008-10-01 | 2008-10-27 | 2008-12-30
BPU-2508* | CORE Solar | GULBRANDSEN | DONALD GULBRANDSEN | 54.94 | 203043 | Residential |  | FAR HILLS | 7931 | 5 | NJ SOLAR POWER, LLC | JCP&L | No | Complete | 2007-10-05 | 2008-10-01 | 2008-10-27 | 2008-12-30
BPU-2510 | CORE Solar | ZOLLO |  | 7.824 | 39902.4 | Residential |  | WILDWOOD CREST | 8260 | 21 | NJ SOLAR POWER, LLC | AC Electric | No | Complete | 2006-05-09 | 2007-04-20 | N/A | 2007-06-27
BPU-2512 | CORE Solar | CLAR |  | 4.9 | 24990 | Residential |  | NUTLEY | 7110 | 9 | NJ SOLAR POWER, LLC | PSE&G BPU | No | Complete | 2006-05-09 | 2006-10-26 | N/A | 2007-01-26
BPU-2515 | CORE Solar | MCDEVITT |  | 9.686 | 49398.6 | Residential |  | CINNAMINSON | 8077 | 13 | NJ SOLAR POWER, LLC | PSE&G BPU | No | Complete | 2006-05-09 | 2006-06-27 | N/A | 2006-09-01
BPU-2516 | CORE Solar | MODROWSKY |  | 8.4 | 42840 | Residential |  | FLORHAM PARK | 7932 | 3 | NJ SOLAR POWER, LLC | JCP&L | No | Complete | 2006-05-09 | 2006-11-08 | N/A | 2007-01-04
BPU-2517 | CORE Solar | PERST |  | 10 | 51000 | Residential |  | LEBANON | 8833 | 4 | NJ SOLAR POWER, LLC | JCP&L | No | Complete | 2006-09-29 | 2008-02-13 | 2008-04-03 | 2008-06-02
BPU-2517* | CORE Solar | PERST |  | 12.95 | 33930 | Residential |  | LEBANON | 8833 | 4 | NJ SOLAR POWER, LLC | JCP&L | No | Complete | 2007-09-25 | 2008-02-13 | 2008-04-03 | 2008-06-02
BPU-2518 | CORE Solar | MELANDER |  | 7.7 | 39270 | Residential |  | HAMMONTON | 8037 | 19 | BP SOLAR INTERNATIONAL | AC Electric | No | Complete | 2006-05-09 | 2006-08-17 | N/A | 2006-11-01
BPU-2519 | CORE Solar | DEFURIA |  | 4 | 20400 | Residential |  | CLEMENTON | 8021 | 14 | SOLAR SOLUTIONS LLC | AC Electric | No | Complete | 2006-05-08 | 2006-06-22 | N/A | 2006-09-01
BPU-2520 | CORE Solar | KUSTRUP |  | 9.6 | 48960 | Residential |  | TABERNACLE | 8088 | 13 | SOLAR SOLUTIONS LLC | AC Electric | No | Complete | 2006-05-08 | 2006-06-22 | N/A | 2006-09-01
BPU-2521 | CORE Solar | SAYERS |  | 9.6 | 48960 | Residential |  | DELRAN | 8075 | 13 | SOLAR SOLUTIONS LLC | PSE&G BPU | No | Complete | 2006-05-08 | 2006-08-17 | N/A | 2006-11-01
BPU-2522 | CORE Solar | GREIS |  | 10 | 51000 | Residential |  | WEST BERLIN | 8091 | 14 | SOLAR SOLUTIONS LLC | AC Electric | No | Complete | 2006-09-29 | 2006-12-13 | N/A | 2007-05-03
BPU-2523 | CORE Solar | TINNEY |  | 4.992 | 41779.2 | Residential |  | MULLICA HILL | 8062 | 15 | SOLAR SOLUTIONS LLC | AC Electric | No | Complete | 2006-05-08 | 2007-01-04 | N/A | 2007-05-03
BPU-2524 | CORE Solar | ENG |  | 6.3 | 31730 | Residential |  | KENDALL PARK | 8824 | 11 | 3RD ROCK SYSTEMS & TECHNOLOGIES, INC. | PSE&G BPU | No | Complete | 2006-05-10 | 2007-04-27 | N/A | 2007-06-27
BPU-2525 | CORE Solar | RASUL | VALLEY NATIONAL BANK | 22.44 | 99516 | Commercial |  | PARAMUS | 7652 | 7 | PFISTER MAINTENANCE, INC. | PSE&G BPU | No | Complete | 2006-09-29 | 2007-05-21 | N/A | 2007-07-25
BPU-2526 | CORE Solar | WATKOWSKI | VALLEY NATIONAL BANK | 47.872 | 198700 | Commercial |  | WAYNE | 7470 | 6 | PFISTER MAINTENANCE, INC. | PSE&G BPU | No | Complete | 2006-09-29 | 2007-08-10 | N/A | 2007-11-21
BPU-2527 | CORE Solar | BANWELL |  | 4.2 | 21420 | Residential |  | HOWELL | 7731 | 17 | SUN BURN SOLAR | JCP&L | No | Complete | 2006-05-10 | 2007-06-25 | N/A | 2007-09-07
BPU-2528 | CORE Solar | METCALF |  | 7 | 35700 | Residential |  | ROCKY HILL | 8553 | 5 | SUN BURN SOLAR | PSE&G BPU | No | Complete | 2006-05-10 | 2007-01-04 | N/A | 2007-05-03
BPU-2529 | CORE Solar | SCHAFER |  | 5.25 | 26775 | Residential |  | HOWELL | 7731 | 17 | SUN BURN SOLAR | JCP&L | No | Complete | 2006-05-10 | 2007-07-16 | N/A | 2007-09-06
BPU-2530 | CORE Solar | XIONG |  | 7.35 | 37485 | Residential |  | PLAINSBORO | 8536 | 11 | SUN BURN SOLAR | PSE&G BPU | No | Complete | 2006-05-10 | 2007-06-25 | N/A | 2007-09-07
BPU-2531 | CORE Solar | HADLAND |  | 6.3 | 32130 | Residential |  | HOPEWELL | 8525 | 12 | SUN BURN SOLAR | PSE&G BPU | No | Complete | 2006-09-29 | 2007-05-21 | N/A | 2007-07-25
BPU-2532 | CORE Solar | KATZENBACH |  | 8.4 | 42840 | Residential |  | HOPEWELL | 8525 | 12 | SUN BURN SOLAR | PSE&G BPU | No | Complete | 2006-05-10 | 2007-04-02 | N/A | 2007-06-27
BPU-2534 | CORE Solar | HILLER |  | 9.6 | 48960 | Residential |  | MONROEVILLE | 8343 | 16 | SOLAR SOLUTIONS LLC | AC Electric | No | Complete | 2006-09-29 | 2006-11-22 | N/A | 2007-05-03
BPU-2536 | CORE Solar | FINELLI |  | 6.08 | 31008 | Residential |  | MARLTON | 8053 | 13 | ABC SOLAR, LLC | PSE&G BPU | No | Complete | 2006-05-10 | 2006-06-27 | N/A | 2006-08-28
BPU-2537 | CORE Solar | KOCSIS |  | 9.8 | 49980 | Residential |  | JACKSON | 8527 | 18 | TRINITY HEATING AND AIR | JCP&L | No | Complete | 2006-05-10 | 2007-03-27 | N/A | 2007-06-27
BPU-2538 | CORE Solar | PHILKILL |  | 7.35 | 37485 | Residential |  | MILFORD | 8848 | 4 | JERSEY SOLAR, LLC | JCP&L | No | Complete | 2006-05-10 | 2006-08-24 | N/A | 2006-11-01
BPU-2539 | CORE Solar | GRAUSSO |  | 9.72 | 49572 | Residential |  | SEA GIRT | 8750 | 17 | ABC SOLAR, LLC | JCP&L | No | Complete | 2006-05-10 | 2006-12-05 | N/A | 2007-05-01
BPU-2540 | CORE Solar | COSTAKES |  | 13.125 | 51000 | Residential |  | ENGLISHTOWN | 7726 | 17 | ECOLOGICAL SYSTEMS-MANALAPAN | JCP&L | No | Complete | 2006-09-29 | 2007-07-27 | N/A | 2007-10-31
BPU-2540* | CORE Solar | COSTAKES |  | 3.125 | 12187.5 | Residential |  | ENGLISHTOWN | 7726 | 17 | ECOLOGICAL SYSTEMS-MANALAPAN | JCP&L | No | Complete | 2007-10-18 | 2008-09-18 | 2008-10-10 | 2008-12-30
BPU-2542 | CORE Solar | MCGAHREN |  | 9.86 | 50286 | Residential |  | HILLSBOROUGH | 8844 | 5 | ADVANCED SOLAR PRODUCTS, INC. | JCP&L | No | Complete | 2006-09-29 | 2007-06-12 | N/A | 2007-09-06
BPU-2542* | CORE Solar | MCGAHREN |  | 6.97 | 27351 | Residential |  | HILLSBOROUGH | 8844 | 5 | ADVANCED SOLAR PRODUCTS, INC. | JCP&L | No | Complete | 2007-09-25 | 2008-09-25 | 2009-01-29 | 2009-03-31
BPU-2544 | CORE Solar | DELUCA |  | 6.65 | 33915 | Residential |  | LONGBRANCH | 7740 | 17 | ECOLOGICAL SYSTEMS-MANALAPAN | JCP&L | No | Complete | 2006-05-10 | 2007-03-30 | N/A | 2007-06-27
BPU-2545 | CORE Solar | GUGLIELMELLO |  | 4.8 | 24480 | Residential |  | NUTLEY | 7110 | 9 | THE SOLAR CENTER, INC. | PSE&G BPU | No | Complete | 2006-05-10 | 2006-10-19 | N/A | 2007-01-04
BPU-2546 | CORE Solar | ENCKE |  | 4.152 | 21175.2 | Residential |  | NO. BEACH | 8008 | 18 | TRINITY HEATING AND AIR | AC Electric | No | Complete | 2006-05-10 | 2006-07-12 | N/A | 2006-09-08
BPU-2547 | CORE Solar | HOSSLER |  | 9.861 | 50291.1 | Residential |  | EAST GREENWICH | 8328 | 15 | TRINITY HEATING AND AIR | AC Electric | No | Complete | 2006-05-10 | 2006-05-17 | N/A | 2006-08-14
BPU-2548 | CORE Solar | JOHNSON | LAURITA VINEYARDS | 19.2 | 86880 | Commercial |  | NEW EGYPT | 8533 | 18 | SUNTECHNICS ENERGY, LLC (FORMERLY MESA) | JCP&L | No | Complete | 2006-11-03 | 2008-02-06 | 2008-03-28 | 2008-06-02
BPU-2549 | CORE Solar | CALLUORI |  | 1.75 | 8925 | Residential |  | MILLINGTON | 7946 | 3 | THE SOLAR CENTER, INC. | JCP&L | No | Complete | 2006-05-10 | 2006-07-13 | N/A | 2006-11-01
BPU-2551 | CORE Solar | LEIBNER |  | 5.25 | 26375 | Residential |  | HOPEWELL | 8525 | 12 | SUN BURN SOLAR | PSE&G BPU | No | Complete | 2006-05-10 | 2008-07-28 | 2008-08-14 | 2008-10-29
BPU-2552 | CORE Solar | FAIRCLOUGH | SPRING FIELD COMMONS | 10 | 51000 | Commercial |  | PEMBERTON | 8068 | 13 | NJ SOLAR POWER, LLC | JCP&L | No | Complete | 2006-05-10 | 2007-03-27 | N/A | 2007-06-27
BPU-2554 | CORE Solar | HYE |  | 8.4 | 42840 | Residential |  | JAMESBURG | 8831 | 11 | ABSOLUTELY ENERGIZED SOLAR, LLC | JCP&L | No | Complete | 2006-05-10 | 2006-11-20 | N/A | 2007-01-04
BPU-2555 | CORE Solar | DE |  | 7.31 | 37281 | Residential |  | HIGHTSTOWN | 8520 | 12 | ABSOLUTELY ENERGIZED SOLAR, LLC | JCP&L | No | Complete | 2006-05-10 | 2007-03-27 | N/A | 2007-06-27
BPU-2556 | CORE Solar | COOPER |  | 9.03 | 46053 | Residential |  | ENGLISHTOWN | 7726 | 17 | ABSOLUTELY ENERGIZED SOLAR, LLC | JCP&L | No | Complete | 2006-05-10 | 2007-03-30 | N/A | 2007-07-25
BPU-2557 | CORE Solar | JACKSON |  | 9 | 45900 | Residential |  | PLAINSBORO | 8512 | 11 | ABSOLUTELY ENERGIZED SOLAR, LLC | PSE&G BPU | No | Complete | 2006-05-10 | 2006-07-25 | N/A | 2006-10-31
BPU-2558 | CORE Solar | YOBB |  | 3.5 | 17850 | Residential |  | CHERRY HILL | 8002 | 14 | ABSOLUTELY ENERGIZED SOLAR, LLC | PSE&G BPU | No | Complete | 2006-05-10 | 2006-08-03 | N/A | 2006-11-01
BPU-2559 | CORE Solar | SINUHAL |  | 4.844 | 24704.4 | Residential |  | PRINCETON | 8540 | 12 | TRINITY HEATING AND AIR | PSE&G BPU | No | Complete | 2006-05-10 | 2006-05-17 | N/A | 2006-08-23
BPU-2561 | CORE Solar | DIAZ |  | 8.4 | 42840 | Residential |  | BRICK | 8724 | 18 | NJ SOLAR POWER, LLC | JCP&L | No | Complete | 2006-05-10 | 2006-12-13 | N/A | 2007-05-03
BPU-2562 | CORE Solar | GRAFF |  | 6.3 | 32130 | Residential |  | CHATSWORTH | 8019 | 13 | LBI SOLAR | AC Electric | No | Complete | 2006-05-10 | 2006-08-17 | N/A | 2006-10-31
BPU-2563 | CORE Solar | BEECHER |  | 8.33 | 42483 | Residential |  | BRIGANTINE | 8203 | 19 | LBI SOLAR | AC Electric | No | Complete | 2006-05-10 | 2006-06-21 | N/A | 2007-05-03
BPU-2564 | CORE Solar | CORDTS |  | 5.6 | 51000 | Residential |  | BEACH HAVEN TERRACE | 8008 | 18 | LBI SOLAR | AC Electric | No | Complete | 2006-09-29 | 2006-07-12 | N/A | 2006-12-07
BPU-2566 | CORE Solar | SARTOR |  | 4.992 | 25459.2 | Residential |  | GREEN BROOK | 8812 | 11 | CONTI ENTERPRISES | PSE&G BPU | No | Complete | 2006-05-10 | 2007-03-27 | N/A | 2007-06-27
BPU-2568 | CORE Solar | SCHMEHR |  | 3.315 | 16906.5 | Residential |  | LOVELADIES | 8008 | 18 | LBI SOLAR | JCP&L | No | Complete | 2006-05-10 | 2006-07-12 | N/A | 2006-11-06
BPU-2570 | CORE Solar | STRAUB |  | 9.69 | 49419 | Residential |  | MILFORD | 8848 | 4 | NJ SOLAR POWER, LLC | JCP&L | No | Complete | 2006-05-10 | 2006-11-10 | N/A | 2007-02-01
BPU-2571 | CORE Solar | MERCURIO |  | 5.6 | 28203 | Residential |  | BEACH HAVEN TERRACE | 8008 | 18 | LBI SOLAR | AC Electric | No | Complete | 2006-05-10 | 2006-07-12 | N/A | 2006-11-01
BPU-2576 | CORE Solar | BOYLE |  | 9.8 | 49980 | Residential |  | HOWELL | 7731 | 17 | ECOLOGICAL SYSTEMS-MANALAPAN | JCP&L | No | Complete | 2006-09-29 | 2007-03-27 | N/A | 2007-06-27
BPU-2577 | CORE Solar | LEPS | ALL ACTION MOTOR SPORTS | 22.05 | 94555.2 | Commercial |  | SEAVILLE | 8230 | 21 | MERCURY SOLAR SYSTEMS | AC Electric | No | Complete | 2007-09-25 | 2009-03-24 | 2009-05-19 | 2009-07-29
BPU-2578 | CORE Solar | CRAM |  | 4.59 | 23409 | Residential |  | LONG BRANCH | 7740 | 17 | SEA BRIGHT SOLAR, LLC | JCP&L | No | Complete | 2006-05-10 | 2006-09-13 | N/A | 2006-11-01
BPU-2579 | CORE Solar | SPITZER |  | 9.24 | 40055.4 | Residential |  | MAYS LANDING | 8330 | 19 | SELF INSTALL | AC Electric | No | Complete | 2006-05-10 | 2007-04-27 | N/A | 2007-06-27
BPU-2581 | CORE Solar | PALKO | RJM BILLIARDS INC | 7.74 | 39474 | Commercial |  | RIO GRANDE | 8242 | 21 | MERCURY SOLAR SYSTEMS | Not Known | No | Complete | 2006-05-10 | 2006-09-27 | N/A | 2006-11-30
BPU-2582 | CORE Solar | SATNOWSKI |  | 9.86 | 50286 | Residential |  | HILLSBOROUGH | 8844 | 5 | ADVANCED SOLAR PRODUCTS, INC. | JCP&L | No | Complete | 2006-05-10 | 2006-09-27 | N/A | 2007-01-04
BPU-2584 | CORE Solar | RICE |  | 9.975 | 48383.25 | Residential |  | HOPEWELL | 8525 | 12 | AKEENA SOLAR, INC. | PSE&G BPU | No | Complete | 2006-05-10 | 2006-08-02 | N/A | 2006-11-01
BPU-2585 | CORE Solar | CARDIELLOS |  | 9.69 | 49419 | Residential |  | LAKE MOHAWK, SPARTA | 7871 | 1 | HIGHLANDS SOLAR ELECTRIC CO, LLC | JCP&L | No | Complete | 2006-05-10 | 2007-01-05 | N/A | 2007-05-03
BPU-2586 | CORE Solar | STOVER | STOVER'S WELLS & PUMPS, INC | 7.14 | 28830 | Commercial |  | RINGOES | 8551 | 4 | ADVANCED SOLAR PRODUCTS, INC. | JCP&L | No | Complete | 2006-05-10 | 2006-11-01 | N/A | 2007-02-02
BPU-2587 | CORE Solar | STOVER | STOVER'S WELLS & PUMPS, INC | 9.18 | 46818 | Commercial |  | RINGOES | 8551 | 4 | ADVANCED SOLAR PRODUCTS, INC. | JCP&L | No | Complete | 2006-05-10 | 2007-04-20 | N/A | 2007-06-27
BPU-2588 | CORE Solar | PROUT | PROUT FUNERAL HOME | 8.28 | 32292 | Commercial |  | VERONA | 7044 | 9 | ABSOLUTELY ENERGIZED SOLAR, LLC | PSE&G BPU | No | Complete | 2007-10-18 | 2009-04-08 | 2009-05-26 | 2009-07-29
BPU-2591 | CORE Solar | MASSEY | BOBB-MASSEY OPTICIANS | 9.45 | 48195 | Commercial |  | POINT PLEASANT BEACH | 8742 | 18 | ABSOLUTELY ENERGIZED SOLAR, LLC | JCP&L | No | Complete | 2006-05-10 | 2007-04-23 | N/A | 2007-06-27
BPU-2592 | CORE Solar | GAMBLE |  | 10.08 | 51312 | Residential |  | HOWELL | 7731 | 17 | ABSOLUTELY ENERGIZED SOLAR, LLC | JCP&L | No | Complete | 2006-05-10 | 2007-01-04 | N/A | 2007-05-03
BPU-2595 | CORE Solar | GULBRANDSEN | GULBRANDSEN TECHNOLOGIES | 214.656 | 741899.2 | Commercial |  | PHILIPSBURG | 8865 | 2 | NJ SOLAR POWER, LLC | JCP&L | No | Complete | 2006-10-06 | 2008-04-07 | 2008-06-20 | 2008-08-20
BPU-2596 | CORE Solar | PATERNOSTRO |  | 5.44 | 27744 | Residential |  | RED BANK | 7701 | 17 | SEA BRIGHT SOLAR, LLC | JCP&L | No | Complete | 2006-05-10 | 2006-12-12 | N/A | 2007-05-01
BPU-2597 | CORE Solar | MCCARTHY |  | 5.88 | 29988 | Residential |  | BAY HEAD | 8742 | 18 | SEA BRIGHT SOLAR, LLC | JCP&L | No | Complete | 2006-05-10 | 2006-07-20 | N/A | 2006-11-30
BPU-2598 | CORE Solar | MCCARTHY |  | 9.96 | 50796 | Residential |  | MONTCLAIR | 7042 | 9 | SEA BRIGHT SOLAR, LLC | JCP&L | No | Complete | 2006-05-10 | 2006-12-08 | N/A | 2007-05-03
BPU-2599 | CORE Solar | VICENZI |  | 9.9 | 50490 | Residential |  | WALL TOWNSHIP | 7750 | 17 | SEA BRIGHT SOLAR, LLC | JCP&L | No | Complete | 2006-09-29 | 2007-03-30 | N/A | 2007-06-27
BPU-2600 | CORE Solar | POVILAITIS |  | 7 | 35700 | Residential |  | LANDING | 7850 | 3 | 1ST LIGHT ENERGY, INC. | JCP&L | No | Complete | 2006-05-10 | 2006-09-27 | N/A | 2006-11-30
BPU-2601 | CORE Solar | KRAUS |  | 4.08 | 20808 | Residential |  | BOONTON | 7005 | 3 | 1ST LIGHT ENERGY, INC. | JCP&L | No | Complete | 2006-05-10 | 2006-11-30 | N/A | 2007-02-01
BPU-2602 | CORE Solar | DOWLING |  | 0 | 16065 | Residential |  | DENVILLE | 7834 | 3 | 1ST LIGHT ENERGY, INC. | JCP&L | No | Complete | 2006-05-10 | 2007-03-30 | N/A | 2007-06-27
BPU-2603 | CORE Solar | CAPIK |  | 4.2 | 21420 | Residential |  | L. HOPACTCONG | 7849 | 3 | 1ST LIGHT ENERGY, INC. | JCP&L | No | Complete | 2006-05-10 | 2006-10-12 | N/A | 2006-12-07
BPU-2604 | CORE Solar | MCGOWAN |  | 9.86 | 50286 | Residential |  | ROCKAWAY TWP. | 7885 | 3 | 1ST LIGHT ENERGY, INC. | JCP&L | No | Complete | 2006-09-29 | 2006-11-30 | N/A | 2007-01-04
BPU-2605 | CORE Solar | HESPE |  | 7 | 35700 | Residential |  | BELLE MEADE | 8502 | 5 | SUN BURN SOLAR | PSE&G BPU | No | Complete | 2006-04-18 | 2006-11-01 | N/A | 2007-01-04
BPU-2607 | CORE Solar | ARABADJIS |  | 5.25 | 26775 | Residential |  | HOLMDEL | 7733 | 17 | SUN BURN SOLAR | JCP&L | No | Complete | 2006-05-10 | 2007-05-21 | N/A | 2007-07-25
BPU-2610 | CORE Solar | ZICCARELLO |  | 7.4 | 37740 | Residential |  | WHIPPANY | 7981 | 3 | THE SOLAR CENTER, INC. | JCP&L | No | Complete | 2006-05-10 | 2006-11-08 | N/A | 2007-01-26
BPU-2611 | CORE Solar | CANIZE |  | 1.116 | 5691.6 | Residential |  | WASHINGTON | 7882 | 2 | THE SOLAR CENTER, INC. | JCP&L | No | Complete | 2006-05-10 | 2006-09-21 | N/A | 2007-01-04
BPU-2612 | CORE Solar | FRANZONIA |  | 7 | 35700 | Residential |  | BEDMINSTER | 7920 | 5 | NJ SOLAR SOLUTIONS | JCP&L | No | Complete | 2006-05-10 | 2006-07-21 | N/A | 2006-10-31
BPU-2614 | CORE Solar | WHITE |  | 1.6 | 8160 | Residential |  | POINT PLEASANT BEACH | 8742 | 18 | SEA BRIGHT SOLAR, LLC | JCP&L | No | Complete | 2006-05-10 | 2006-06-20 | N/A | 2006-08-28
BPU-2615 | CORE Solar | TISA | JMT HOLDING | 10 | 51000 | Commercial |  | CEDARVILLE | 8311 | 20 | EASTERN ENERGY SERVICES | AC Electric | No | Complete | 2006-09-29 | 2007-04-02 | N/A | 2007-06-27
BPU-2616 | CORE Solar | TAFURO |  | 7 | 24097.5 | Residential |  | FLANDERS | 7836 | 3 | 1ST LIGHT ENERGY, INC. | JCP&L | No | Complete | 2006-05-10 | 2007-04-23 | N/A | 2007-06-27
BPU-2617 | CORE Solar | LAWRENCE |  | 5 | 25500 | Residential |  | SALEM | 8079 | 16 | RCL ENTERPRISES INC. | AC Electric | No | Complete | 2006-05-10 | 2006-10-25 | N/A | 2006-12-29
BPU-2619 | CORE Solar | DANCA |  | 9.92 | 50592 | Residential |  | HARDWICK | 7825 | 2 | 1ST LIGHT ENERGY, INC. | JCP&L | No | Complete | 2006-05-10 | 2006-11-21 | N/A | 2007-02-01
BPU-2620 | CORE Solar | SCAPPI |  | 8.16 | 43248 | Residential |  | HARRINGTON PARK | 7640 | 7 | 1ST LIGHT ENERGY, INC. | Orange & Rockland Elec | No | Complete | 2006-05-10 | 2006-08-31 | N/A | 2006-11-30
BPU-2621 | CORE Solar | DUNAY |  | 9.8 | 49980 | Residential |  | FORDS | 8840 | 11 | 1ST LIGHT ENERGY, INC. | PSE&G BPU | No | Complete | 2006-09-29 | 2007-04-23 | N/A | 2007-06-27
BPU-2622 | CORE Solar | DANCA |  | 9.92 | 50592 | Residential |  | HARDWICK | 7825 | 2 | 1ST LIGHT ENERGY, INC. | JCP&L | No | Complete | 2006-05-10 | 2006-11-21 | N/A | 2007-05-01
BPU-2623 | CORE Solar | POWELL | POWELL BUILDING CORP | 9.01 | 45951 | Commercial |  | DELRAN | 8075 | 13 | SOLAR WORKS NJ | PSE&G BPU | No | Complete | 2006-05-10 | 2007-04-02 | N/A | 2007-06-27
BPU-2624 | CORE Solar | MCCABE |  | 3.15 | 16065 | Residential |  | ROCKAWAY | 7866 | 3 | 1ST LIGHT ENERGY, INC. | JCP&L | No | Complete | 2006-05-10 | 2007-04-27 | N/A | 2007-06-27
BPU-2627 | CORE Solar | DUNZIK |  | 4.59 | 23409 | Residential |  | SKILLMAN | 8558 | 5 | SUN BURN SOLAR | PSE&G BPU | No | Complete | 2006-05-10 | 2007-05-21 | N/A | 2007-07-25
BPU-2628 | CORE Solar | LAROY |  | 10.15 | 43350 | Residential |  | ALLOWAY | 8001 | 16 | SELF INSTALL | AC Electric | No | Complete | 2006-09-29 | 2007-06-04 | N/A | 2007-07-25
BPU-2628* | CORE Solar | LAROY |  | 5.95 | 23790 | Residential |  | ALLOWAY | 8001 | 16 | SELF INSTALL | AC Electric | No | Complete | 2007-10-29 | 2008-03-27 | 2008-04-24 | 2008-07-01
BPU-2629 | CORE Solar | BETTERELLI |  | 7.875 | 40162.5 | Residential |  | BRIDGETON | 8302 | 20 | RCL ENTERPRISES INC. | AC Electric | No | Complete | 2006-05-10 | 2007-03-27 | N/A | 2007-06-27
BPU-2630 | CORE Solar | JURCZYK | WALGREEN CO.-CHERRY HILL | 60.48 | 238656 | Commercial |  | CHERRY HILL | 8002 | 14 | NVT LICENSES, LLC | PSE&G BPU | No | Complete | 2006-10-06 | 2007-09-20 | N/A | 2007-12-21
BPU-2631 | CORE Solar | JURCZYK | WALGREEN CO.-FRANKLIN PARK | 63 | 247350 | Commercial |  | FRANKLIN PARK | 8823 | 5 | NVT LICENSES, LLC | PSE&G BPU | No | Complete | 2006-10-06 | 2007-06-12 | N/A | 2007-08-01
BPU-2632 | CORE Solar | JURCZYK | WALGREEN CO.-BERGENFIELD | 40.32 | 169104 | Commercial |  | BERGENFIELD | 7621 | 7 | NVT LICENSES, LLC | PSE&G BPU | No | Complete | 2006-10-06 | 2007-11-05 | 2008-01-14 | 2008-04-08
BPU-2633 | CORE Solar | JURCZYK | WALGREEN CO.-BURLINGTON | 63 | 247350 | Commercial |  | BURLINGTON | 8016 | 13 | NVT LICENSES, LLC | PSE&G BPU | No | Complete | 2006-10-06 | 2007-06-12 | N/A | 2007-08-01
BPU-2634 | CORE Solar | JURCZYK | WALGREEN CO.-EVESHAM | 54.72 | 218784 | Commercial |  | EVESHAM | 8053 | 13 | NVT LICENSES, LLC | PSE&G BPU | No | Complete | 2006-10-06 | 2007-09-20 | N/A | 2007-12-21
BPU-2635 | CORE Solar | ENTERS | WALGREEN CO.-PISCATAWAY | 51.84 | 208848 | Commercial |  | PISCATAWAY | 8854 | 11 | NVT LICENSES, LLC | PSE&G BPU | No | Complete | 2006-10-06 | 2007-11-19 | 2008-01-14 | 2008-04-08
BPU-2636 | CORE Solar | JURCZYK | WALGREEN CO.-CLIFTON | 60.48 | 238656 | Commercial |  | CLIFTON | 7013 | 6 | NVT LICENSES, LLC | PSE&G BPU | No | Complete | 2006-10-06 | 2007-11-02 | N/A | 2008-03-06
BPU-2637 | CORE Solar | JURCZYK | WALGREEN CO.-CLIFTON | 48.96 | 198912 | Commercial |  | CLIFTON | 7011 | 6 | NVT LICENSES, LLC | PSE&G BPU | No | Complete | 2006-10-06 | 2007-11-21 | 2008-01-14 | 2008-04-08
BPU-2639 | CORE Solar | CORDELL | SPRING RUN FARM, LLC | 6.012 | 30661.2 | Farm |  | MARLTON | 8053 | 13 | THE SOLAR CENTER, INC. | PSE&G BPU | No | Complete | 2006-06-15 | 2007-06-18 | N/A | 2007-08-01
BPU-2640 | CORE Solar | CORDELL | SPRING RUN FARM, LLC | 39 | 154630.2 | Farm |  | MARLTON | 8053 | 13 | THE SOLAR CENTER, INC. | PSE&G BPU | No | Complete | 2006-10-06 | 2007-09-07 | N/A | 2007-12-21
BPU-2641 | CORE Solar | BEDNAR | TAILS & TRAILS, INC | 24.48 | 107472 | Commercial |  | INDIAN MILLS | 8088 | 13 | SOLAR HOME ENERGY SOLUTIONS | AC Electric | No | Complete | 2006-11-02 | 2007-03-30 | N/A | 2007-05-03
BPU-2642 | CORE Solar | STANTON |  | 10.2 | 51000 | Residential |  | FRANKLINVILLE | 8322 | 15 | SOLAR HOME ENERGY SOLUTIONS | AC Electric | No | Complete | 2006-09-14 | 2006-11-01 | N/A | 2007-01-04
BPU-2642* | CORE Solar | STANTON |  | 0.2 | 780 | Residential |  | FRANKLINVILLE | 8322 | 15 | SELF INSTALL | AC Electric | No | Complete | 2007-10-29 | 2007-12-03 | N/A | 2008-02-26
BPU-2643 | CORE Solar | TORRES |  | 19.76 | 51000 | Residential |  | JACKSON | 8527 | 18 | THE SOLAR CENTER, INC. | JCP&L | No | Complete | 2006-09-29 | 2007-07-18 | N/A | 2007-09-06
BPU-2643* | CORE Solar | TORRES |  | 9.76 | 38064 | Residential |  | JACKSON | 8527 | 18 | THE SOLAR CENTER, INC. | JCP&L | No | Complete | 2007-10-29 | 2008-01-09 | 2008-01-14 | 2008-04-08
BPU-2644 | CORE Solar | OLLA |  | 2.52 | 12852 | Residential |  | SEA SIDE PARK | 8752 | 18 | SOLAR ENGINEERED SYSTEMS, LLC | JCP&L | No | Complete | 2006-05-10 | 2006-07-06 | N/A | 2006-09-08
BPU-2645 | CORE Solar | KARIPIDIS |  | 6.6 | 33660 | Residential |  | SUCCASUNNA | 7876 | 3 | TRINITY HEATING AND AIR | JCP&L | No | Complete | 2006-05-10 | 2007-04-27 | N/A | 2007-06-27
BPU-2647 | CORE Solar | LENCHITZ |  | 5.775 | 29452.5 | Residential |  | PITTSGROVE | 8318 | 16 | SOLARA ENERGY INC | AC Electric | No | Complete | 2006-04-03 | 2006-05-11 | N/A | 2006-09-22
BPU-2649 | CORE Solar | STARRS | BRIDGEWATER-RARITAN REGIONAL SCHOOL DIST | 50.6 | 223250 | School Public K-12 |  | BRIDGEWATER | 8807 | 5 | FAI-GON ELECTRIC | JCP&L | No | Complete | 2006-05-24 | 2006-10-26 | N/A | 2007-03-01
BPU-2650 | CORE Solar | KERLIN |  | 4.375 | 17512.5 | Residential |  | COLUMBUS | 8022 | 13 | ABSOLUTELY ENERGIZED SOLAR, LLC | JCP&L | No | Complete | 2006-06-15 | 2007-01-04 | N/A | 2007-05-03
BPU-2652 | CORE Solar | CIANFRANI | KEVON CENTER II LP | 289.536 | 981515.2 | Commercial |  | PENNSAUKEN | 8110 | 14 | NJ SOLAR POWER, LLC | PSE&G BPU | No | Complete | 2007-01-10 | 2007-09-12 | N/A | 2007-11-21
BPU-2653 | CORE Solar | DYE |  | 9.8 | 51940 | Residential |  | MULLICA HILL | 8062 | 15 | BP SOLAR INTERNATIONAL | AC Electric | No | Complete | 2006-05-10 | 2006-09-15 | N/A | 2006-12-07
BPU-2654 | CORE Solar | THOMPSON | PINEY HOLLOW PROPERTIES LLC | 98.175 | 368703.75 | Commercial |  | WINSLOW TWP | 8095 | 14 | CONTI ENTERPRISES | AC Electric | No | Complete | 2006-11-20 | 2007-10-25 | N/A | 2008-01-17
BPU-2656 | CORE Solar | BECK | SOLOMON SCHECHTER DAY SCHOOL, GERRARD BE | 101.92 | 381144 | School Other |  | OAKLAND | 7436 | 7 | WORLDWATER CORP. | Orange & Rockland Elec | No | Complete | 2006-10-13 | 2007-07-11 | N/A | 2007-11-05
BPU-2657 | CORE Solar | WEINER |  | 6.58 | 43036 | Residential |  | MONMOUTH BEACH | 7750 | 17 | NJ SOLAR POWER, LLC | JCP&L | No | Complete | 2006-05-10 | 2006-05-23 | N/A | 2006-09-15
BPU-2660 | CORE Solar | POLLARA |  | 4.2 | 21420 | Residential |  | MONTAGUE | 7827 | 1 | NJ SOLAR SOLUTIONS | JCP&L | No | Complete | 2006-06-15 | 2007-07-05 | N/A | 2007-09-06
BPU-2662 | CORE Solar | KEIM |  | 6.12 | 30294 | Residential |  | WOOD RIDGE | 7075 | 7 | TRINITY HEATING AND AIR | PSE&G BPU | No | Complete | 2006-06-15 | 2006-06-28 | N/A | 2006-09-01
BPU-2664 | CORE Solar | HYE |  | 3.5 | 15170 | Residential |  | JAMESBURG | 8831 | 11 | ABSOLUTELY ENERGIZED SOLAR, LLC | JCP&L | No | Complete | 2006-06-19 | 2006-12-07 | N/A | 2007-02-05
BPU-2665 | CORE Solar | ARMSTRONG |  | 9.8 | 49980 | Residential |  | NEW GRETNA | 8224 | 13 | TRINITY HEATING AND AIR | AC Electric | No | Complete | 2006-09-29 | 2007-03-27 | N/A | 2007-06-27
BPU-2666 | CORE Solar | ELLOR | MEDFORD LODGE MASONIC | 7.2 | 38160 | Non Profit |  | MEDFORD | 8055 | 13 | NEW AGE SOLAR, LLC | PSE&G BPU | No | Complete | 2006-06-19 | 2007-01-04 | N/A | 2007-05-03
BPU-2667 | CORE Solar | BLUM | HUMMER MAHWAH LLC. | 84.816 | 322615.2 | Commercial |  | MAHWAH | 7430 | 7 | SOLAR INTEGRATED TECHNOLOGIES | New Construction | No | Complete | 2007-01-04 | 2007-06-12 | N/A | 2007-08-01
BPU-2669 | CORE Solar | TRUESDALE |  | 9.45 | 48195 | Residential |  | ALLENTOWN | 8501 | 17 | SUN BURN SOLAR | JCP&L | No | Complete | 2006-06-15 | 2006-12-07 | N/A | 2007-02-01
BPU-2670 | CORE Solar | MILLER |  | 5.4 | 26730 | Residential |  | KENVIL | 7847 | 3 | TRINITY HEATING AND AIR | JCP&L | No | Complete | 2006-06-15 | 2006-07-21 | N/A | 2006-09-08
BPU-2671 | CORE Solar | PTAK |  | 4.59 | 23409 | Residential |  | RED BANK | 7701 | 17 | SEA BRIGHT SOLAR, LLC | JCP&L | No | Complete | 2006-06-15 | 2006-10-16 | N/A | 2006-12-07
BPU-2672 | CORE Solar | PTAK |  | 5.27 | 26877 | Residential |  | RED BANK | 7701 | 17 | SEA BRIGHT SOLAR, LLC | JCP&L | No | Complete | 2006-06-15 | 2006-10-16 | N/A | 2006-12-07
BPU-2673 | CORE Solar | BERGMAN | TINDALL HOMES AT MANSFIELD, LLC | 3 | 13782 | Commercial |  | COLUMBUS | 8022 | 13 | BALD EAGLE SOLAR TECHNOLOGY, LLC | PSE&G BPU | No | Complete | 2006-06-26 | 2007-04-23 | N/A | 2007-06-27
BPU-2674 | CORE Solar | BERGMAN | TINDALL HOMES AT MANSFIELD, LLC | 2.64 | 10296 | Commercial |  | COLUMBUS | 8022 | 13 | BALD EAGLE SOLAR TECHNOLOGY, LLC | PSE&G BPU | No | Complete | 2006-06-15 | 2006-11-30 | N/A | 2007-02-01
BPU-2675 | CORE Solar | BERGMAN | TINDALL HOMES AT MANSFIELD, LLC | 2.64 | 10296 | Commercial |  | COLUMBUS | 8022 | 13 | BALD EAGLE SOLAR TECHNOLOGY, LLC | PSE&G BPU | No | Complete | 2006-06-15 | 2006-07-06 | N/A | 2006-09-08
BPU-2676 | CORE Solar | BERGMAN | TINDALL HOMES AT MANSFIELD, LLC | 2.8 | 10920 | Commercial |  | COLUMBUS | 8022 | 13 | BALD EAGLE SOLAR TECHNOLOGY, LLC | PSE&G BPU | No | Complete | 2006-06-15 | 2007-04-23 | N/A | 2007-06-27
BPU-2677 | CORE Solar | BERGMAN | TINDALL HOMES AT MANSFIELD, LLC | 2.925 | 11407.5 | Commercial |  | COLUMBUS | 8022 | 13 | BALD EAGLE SOLAR TECHNOLOGY, LLC | PSE&G BPU | No | Complete | 2006-06-15 | 2007-04-27 | N/A | 2007-06-27
BPU-2678 | CORE Solar | BERGMAN | TINDALL HOMES AT MANSFIELD, LLC | 2.64 | 10296 | Commercial |  | COLUMBUS | 8022 | 13 | BALD EAGLE SOLAR TECHNOLOGY, LLC | PSE&G BPU | No | Complete | 2006-06-15 | 2006-07-06 | N/A | 2006-11-01
BPU-2679 | CORE Solar | BERGMAN | TINDALL HOMES AT MANSFIELD, LLC | 2.64 | 10296 | Commercial |  | COLUMBUS | 8022 | 13 | BALD EAGLE SOLAR TECHNOLOGY, LLC | PSE&G BPU | No | Complete | 2006-06-15 | 2006-07-06 | N/A | 2006-08-28
BPU-2680 | CORE Solar | BERGMAN | TINDALL HOMES AT MANSFIELD, LLC | 2.8 | 10920 | Commercial |  | COLUMBUS | 8022 | 13 | BALD EAGLE SOLAR TECHNOLOGY, LLC | PSE&G BPU | No | Complete | 2006-06-15 | 2006-10-11 | N/A | 2006-12-07
BPU-2681 | CORE Solar | BERGMAN | TINDALL HOMES AT MANSFIELD, LLC | 2.64 | 10296 | Commercial |  | COLUMBUS | 8022 | 13 | BALD EAGLE SOLAR TECHNOLOGY, LLC | PSE&G BPU | No | Complete | 2006-06-15 | 2006-07-19 | N/A | 2006-11-01
BPU-2682 | CORE Solar | BERGMAN | TINDALL HOMES AT MANSFIELD, LLC | 2.64 | 10296 | Commercial |  | COLUMBUS | 8022 | 13 | BALD EAGLE SOLAR TECHNOLOGY, LLC | PSE&G BPU | No | Complete | 2006-06-15 | 2006-10-18 | N/A | 2006-12-07
BPU-2683 | CORE Solar | BERGMAN | TINDALL HOMES AT MANSFIELD, LLC | 2.64 | 10296 | Commercial |  | COLUMBUS | 8022 | 13 | BALD EAGLE SOLAR TECHNOLOGY, LLC | PSE&G BPU | No | Complete | 2006-06-15 | 2006-08-04 | N/A | 2006-10-26
BPU-2684 | CORE Solar | BERGMAN | TINDALL HOMES AT MANSFIELD, LLC | 2.64 | 10296 | Commercial |  | COLUMBUS | 8022 | 13 | BALD EAGLE SOLAR TECHNOLOGY, LLC | PSE&G BPU | No | Complete | 2006-06-15 | 2006-08-04 | N/A | 2006-10-31
BPU-2685 | CORE Solar | TAKASH |  | 2.992 | 15259.2 | Residential |  | MANAHAWKIN | 8050 | 18 | PREMIER POWER RENEWABLE ENERGY, INC. | AC Electric | No | Complete | 2006-06-15 | 2007-06-05 | N/A | 2007-07-25
BPU-2686 | CORE Solar | MACHULSKY |  | 4 | 20400 | Residential |  | WEST CREEK | 8092 | 18 | PREMIER POWER RENEWABLE ENERGY, INC. | AC Electric | No | Complete | 2006-06-15 | 2007-06-14 | N/A | 2007-09-07
BPU-2689 | CORE Solar | WAGNER | TOMS RIVER SCHOOLS: INTERMEDIATE NORTH | 463.008 | 1500000 | School Public K-12 |  | TOMS RIVER | 8753 | 18 | ADVANCED SOLAR PRODUCTS, INC. | JCP&L | No | Complete | 2006-04-19 | 2008-03-27 | 2008-04-24 | 2008-07-01
BPU-2690 | CORE Solar | WAGNER | TOMS RIVER SCHOOLS: BEACH BEACHWOOD ELEM | 291.456 | 1000000 | School Public K-12 |  | BEACHWOOD | 8722 | 18 | LIGHTON INDUSTRIES | JCP&L | No | Complete | 2006-04-19 | 2007-08-06 | 2009-04-22 | 2007-10-12
BPU-2691 | CORE Solar | WAGNER | TOMS RIVER SCHOOLS: JOSEPH A. CITTA ELEM | 102.799 | 400000 | School Public K-12 |  | TOMS RIVER | 8755 | 18 | LIGHTON INDUSTRIES | JCP&L | No | Complete | 2006-04-19 | 2007-10-25 | 2008-01-28 | 2008-04-16
BPU-2692 | CORE Solar | WAGNER | TOMS RIVER SCHOOLS: HIGH SCHOOL EAST | 614.432 | 1400000 | School Public K-12 |  | TOMS RIVER | 8753 | 18 | LIGHTON INDUSTRIES | JCP&L | No | Complete | 2006-04-19 | 2007-12-21 | 2008-01-28 | 2008-04-16
BPU-2693 | CORE Solar | WAGNER | TOMS RIVER SCHOOLS: SOUTH TOMS RIVER ELE | 112 | 400000 | School Public K-12 |  | SOUTH TOMS RIVER | 8757 | 18 | LIGHTON INDUSTRIES | JCP&L | No | Complete | 2006-04-19 | 2007-10-25 | 2008-05-02 | 2008-06-02
BPU-2694 | CORE Solar | WAGNER | TOMS RIVER SCHOOLS: HIGH SCHOOL NORTH | 605.696 | 1900000 | School Public K-12 |  | TOMS RIVER | 8753 | 18 | LIGHTON INDUSTRIES | JCP&L | No | Complete | 2006-04-19 | 2006-06-30 | N/A | 2007-01-26
BPU-2695 | CORE Solar | WAGNER | TOMS RIVER SCHOOLS: HOOPER AVE. ELEMENTA | 157.248 | 600000 | School Public K-12 |  | TOMS RIVER | 8753 | 18 | LIGHTON INDUSTRIES | JCP&L | No | Complete | 2006-04-19 | 2006-05-31 | N/A | 2007-02-27
BPU-2696 | CORE Solar | DONALDSON | DONALDSON FARMS | 40.194 | 168269.3 | Commercial |  | HACKETTSTOWN | 7840 | 2 | PREMIER POWER RENEWABLE ENERGY, INC. | JCP&L | No | Complete | 2007-11-21 | 2009-05-14 | 2009-11-20 | 2010-02-11
BPU-2699 | CORE Solar | ZINADER |  | 10.34 | 51000 | Residential |  | PITTSGROVE TWP. | 8318 | 16 | ABSOLUTELY ENERGIZED SOLAR, LLC | AC Electric | No | Complete | 2006-09-29 | 2007-06-18 | N/A | 2007-09-06
BPU-2701 | CORE Solar | MARTINO |  | 4 | 19800 | Residential |  | NEPTUNE | 7753 | 17 | TRINITY HEATING AND AIR | JCP&L | No | Complete | 2006-06-15 | 2006-07-06 | N/A | 2006-08-28
BPU-2702 | CORE Solar | STEEGER |  | 6.4 | 31680 | Residential |  | MANAHAWKIN | 8050 | 18 | TRINITY HEATING AND AIR | AC Electric | No | Complete | 2006-06-15 | 2006-09-15 | N/A | 2006-11-01
BPU-2703 | CORE Solar | KREISS |  | 9.861 | 48811.95 | Residential |  | WARREN | 7059 | 5 | TRINITY HEATING AND AIR | JCP&L | No | Complete | 2006-06-15 | 2006-08-16 | N/A | 2006-11-01
BPU-2704 | CORE Solar | VAFIADIS |  | 5.536 | 27403.2 | Residential |  | JACKSON | 8527 | 18 | TRINITY HEATING AND AIR | JCP&L | No | Complete | 2006-06-15 | 2006-06-27 | N/A | 2006-09-01
BPU-2705 | CORE Solar | STARK |  | 8.8 | 43560 | Residential |  | MONROE TWP | 8831 | 11 | TRINITY HEATING AND AIR | JCP&L | No | Complete | 2006-06-15 | 2006-06-27 | N/A | 2006-09-01
BPU-2706 | CORE Solar | BLACK |  | 7.56 | 31808.7 | Residential |  | NEW EGYPT | 8533 | 18 | SELF INSTALL | JCP&L | No | Complete | 2006-06-15 | 2006-10-24 | N/A | 2006-12-07
BPU-2707 | CORE Solar | COOPER |  | 9.18 | 45441 | Residential |  | LAFAYETTE | 7848 | 1 | HIGHLANDS SOLAR ELECTRIC CO, LLC | JCP&L | No | Complete | 2006-06-15 | 2006-08-31 | N/A | 2006-11-01
BPU-2708 | CORE Solar | HARRIS | NEXUS PROPERTIES(YARD AVE- CLINTON COMMO | 201.91 | 663325.5 | Commercial |  | TRENTON | 8609 | 12 | E2ECTA, INC. | PSE&G BPU | No | Complete | 2007-11-21 | 2008-10-28 | 2008-11-14 | 2009-01-08
BPU-2709 | CORE Solar | HARRIS | NEXUS PROPERTIES(GREENWOOD AVE. STATION | 201.91 | 663325.5 | Commercial |  | TRENTON | 8609 | 12 | E2ECTA, INC. | PSE&G BPU | No | Complete | 2007-11-21 | 2008-11-10 | 2009-04-22 | 2009-02-03
BPU-2710 | CORE Solar | SCHONFELD |  | 5.44 | 26678 | Residential |  | CINNAMINSON | 8077 | 13 | SOLAR HOME ENERGY SOLUTIONS | PSE&G BPU | No | Complete | 2006-06-15 | 2006-07-13 | N/A | 2006-09-08
BPU-2711 | CORE Solar | WILSON |  | 4.2 | 20790 | Residential |  | CINNAMINSON | 8077 | 13 | BP SOLAR INTERNATIONAL | PSE&G BPU | No | Complete | 2006-06-15 | 2006-12-13 | N/A | 2007-05-03
BPU-2712 | CORE Solar | BRUCE |  | 8.8 | 43560 | Residential |  | WALL | 7719 | 17 | TRINITY HEATING AND AIR | JCP&L | No | Complete | 2006-06-15 | 2007-03-30 | N/A | 2007-06-27
BPU-2713 | CORE Solar | KIRBY |  | 1.7 | 8415 | Residential |  | TUCKERTON | 8087 | 18 | TRINITY HEATING AND AIR | AC Electric | No | Complete | 2006-06-15 | 2006-06-28 | N/A | 2006-09-01
BPU-2714 | CORE Solar | GOERTZ |  | 9.86 | 48807 | Residential |  | WHITING | 8759 | 18 | TRINITY HEATING AND AIR | JCP&L | No | Complete | 2006-06-15 | 2006-06-27 | N/A | 2006-09-01
BPU-2715 | CORE Solar | DIMEMMO |  | 9.8 | 48510 | Residential |  | JACKSON | 8527 | 18 | TRINITY HEATING AND AIR | JCP&L | No | Complete | 2006-06-15 | 2006-06-27 | N/A | 2006-09-01
BPU-2716 | CORE Solar | DAVIS |  | 7.875 | 38981.25 | Residential |  | EAST HANOVER | 7936 | 3 | TRINITY HEATING AND AIR | JCP&L | No | Complete | 2006-06-15 | 2006-06-28 | N/A | 2006-08-28
BPU-2717 | CORE Solar | CORREIA |  | 8.84 | 43758 | Residential |  | JACKSON | 8527 | 18 | TRINITY HEATING AND AIR | JCP&L | No | Complete | 2006-06-15 | 2006-07-13 | N/A | 2006-09-08
BPU-2718 | CORE Solar | TRACHTMAN | LAW OFFICES OF GARY TRACHTMAN | 9.68 | 47916 | Commercial |  | LINWOOD | 8221 | 19 | GEOGENIX | AC Electric | No | Complete | 2006-06-15 | 2006-12-01 | N/A | 2007-05-01
BPU-2719 | CORE Solar | SACKS | ART HANDLERS APPLIANCE CENTER INC | 129.03 | 441041.5 | Commercial |  | PLEASANTVILLE | 8232 | 19 | NJ SOLAR POWER, LLC | AC Electric | No | Complete | 2007-11-21 | 2008-07-15 | 2008-08-07 | 2008-10-29
BPU-2720 | CORE Solar | VANDERLUGT |  | 4 | 19800 | Residential |  | FRENCHTOWN | 8825 | 4 | MAK TECHNOLOGIES | JCP&L | No | Complete | 2006-06-15 | 2006-07-24 | N/A | 2006-09-08
BPU-2722 | CORE Solar | WELLS |  | 3.2 | 15840 | Residential |  | FANWOOD | 7023 | 10 | THE SOLAR CENTER, INC. | PSE&G BPU | No | Complete | 2006-06-15 | 2006-07-24 | N/A | 2006-09-08
BPU-2723 | CORE Solar | DREWINAK |  | 4.2 | 20390 | Residential |  | LAKE HOPATCONG | 7849 | 3 | 1ST LIGHT ENERGY, INC. | JCP&L | No | Complete | 2006-06-15 | 2007-05-21 | N/A | 2007-07-25
BPU-2724 | CORE Solar | FOMICH |  | 4.62 | 22869 | Residential |  | MILLVILLE | 8332 | 20 | MERCURY SOLAR SYSTEMS | AC Electric | No | Complete | 2006-06-15 | 2006-11-22 | N/A | 2007-01-04
BPU-2725 | CORE Solar | CIOFFI |  | 6.355 | 31457.25 | Residential |  | PARLIN | 8859 | 11 | CHOOSE GREEN ENERGY LLC | JCP&L | No | Complete | 2006-06-15 | 2006-08-16 | N/A | 2006-10-02
BPU-2726 | CORE Solar | GELFAND |  | 7.525 | 37248.75 | Residential |  | JACKSON | 8527 | 18 | ABSOLUTELY ENERGIZED SOLAR, LLC | JCP&L | No | Complete | 2006-06-15 | 2006-11-09 | N/A | 2007-02-05
BPU-2727 | CORE Solar | NEIHEISEL |  | 7 | 34650 | Residential |  | BORDENTOWN | 8505 | 13 | BP SOLAR INTERNATIONAL | PSE&G BPU | No | Complete | 2006-06-15 | 2006-11-15 | N/A | 2007-01-04
BPU-2729 | CORE Solar | ALLEN |  | 3.42 | 10755.9 | Residential |  | PORT REPUBLIC | 8241 | 19 | TO BE DETERMINED | AC Electric | No | Complete | 2006-06-15 | 2006-04-18 | N/A | 2006-10-26
BPU-2730 | CORE Solar | BONANNO |  | 10.5 | 49500 | Residential |  | SHREWSBURY | 7702 | 17 | ECOLOGICAL SYSTEMS-MANALAPAN | JCP&L | No | Complete | 2006-09-29 | 2007-06-12 | N/A | 2007-09-06
BPU-2731 | CORE Solar | BONANNO | BELMAR WALL ANIMAL HOSPITAL | 15.99 | 71663 | Commercial |  | WALL TWP | 7719 | 17 | ECOLOGICAL SYSTEMS-MANALAPAN | JCP&L | No | Complete | 2007-10-29 | 2008-10-07 | 2008-10-27 | 2008-12-30
BPU-2732 | CORE Solar | KIENINGER |  | 9.984 | 42007.68 | Residential |  | WILDWOOD | 8260 | 21 | SELF INSTALL | AC Electric | No | Complete | 2006-06-15 | 2007-05-21 | N/A | 2007-07-25
BPU-2734 | CORE Solar | CONWAY |  | 7 | 34650 | Residential |  | LITTLE SILVER | 7739 | 17 | ECOLOGICAL SYSTEMS-MANALAPAN | JCP&L | No | Complete | 2006-06-15 | 2006-11-09 | N/A | 2007-01-04
BPU-2735 | CORE Solar | LOPARDO |  | 9.8 | 48510 | Residential |  | HOWELL | 7731 | 17 | TRINITY HEATING AND AIR | JCP&L | No | Complete | 2006-06-15 | 2007-04-20 | N/A | 2007-06-27
BPU-2736 | CORE Solar | BELGIOVINE |  | 7.2 | 35640 | Residential |  | EAST HANOVER | 7936 | 3 | THE SOLAR CENTER, INC. | JCP&L | No | Complete | 2006-06-15 | 2006-07-07 | N/A | 2006-08-28
BPU-2737 | CORE Solar | BELL |  | 9.8 | 48510 | Residential |  | COLVMBUS | 8022 | 13 | TRINITY HEATING AND AIR | PSE&G BPU | No | Complete | 2006-06-15 | 2007-04-23 | N/A | 2007-06-27
BPU-2738 | CORE Solar | KATZ |  | 3.06 | 15147 | Residential |  | TEANECK | 7666 | 7 | HIGHLANDS SOLAR ELECTRIC CO, LLC | PSE&G BPU | No | Complete | 2006-06-15 | 2006-11-02 | N/A | 2007-05-01
BPU-2739 | CORE Solar | BLAKESLEE |  | 6.63 | 32818.5 | Residential |  | BEACH HAVEN WEST | 8050 | 18 | TRINITY HEATING AND AIR | AC Electric | No | Complete | 2006-06-15 | 2006-06-28 | N/A | 2006-09-01
BPU-2740 | CORE Solar | FINNE |  | 3.1 | 13043.25 | Residential |  | HARVEY CEDARS | 8008 | 18 | TO BE DETERMINED | AC Electric | No | Complete | 2006-06-15 | 2006-11-15 | N/A | 2007-02-01
BPU-2741 | CORE Solar | D'ALESSANDRO |  | 9.4 | 46530 | Residential |  | MANAHAWKIN | 8050 | 18 | TRINITY HEATING AND AIR | AC Electric | No | Complete | 2006-06-15 | 2006-08-17 | N/A | 2006-10-26
BPU-2742 | CORE Solar | GANNON |  | 4 | 19800 | Residential |  | JACKSON | 8527 | 18 | TRINITY HEATING AND AIR | JCP&L | No | Complete | 2006-06-15 | 2006-06-27 | N/A | 2006-09-01
BPU-2745 | CORE Solar | LORENZ |  | 8.55 | 42322.5 | Residential |  | OCEAN CITY | 8226 | 21 | SOUTH JERSEY ENERGY SYSTEMS | AC Electric | No | Complete | 2006-06-15 | 2006-09-28 | N/A | 2006-11-30
BPU-2746 | CORE Solar | CAPILLE |  | 6.84 | 28779.3 | Residential |  | PORT REPUBLIC | 8241 | 19 | SELF INSTALL | AC Electric | No | Complete | 2006-06-15 | 2006-12-13 | N/A | 2007-02-01
BPU-2750 | CORE Solar | MESSINEO |  | 4.6 | 17020 | Residential |  | BELVIDERE | 7823 | 2 | NJ SOLAR POWER, LLC | JCP&L | No | Complete | 2006-06-15 | 2008-10-07 | 2008-11-14 | 2009-01-08
BPU-2751 | CORE Solar | CARBALLO |  | 9.45 | 46777.5 | Residential |  | SOUTH TOMS RIVER | 8757 | 18 | NJ SOLAR POWER, LLC | JCP&L | No | Complete | 2006-06-15 | 2006-12-12 | N/A | 2007-05-01
BPU-2752 | CORE Solar | TERHUNE, JR |  | 9.86 | 48807 | Residential |  | EAST WINDSOR | 8520 | 12 | ADVANCED SOLAR PRODUCTS, INC. | JCP&L | No | Complete | 2006-06-15 | 2006-10-11 | N/A | 2006-11-30
BPU-2753 | CORE Solar | SAPONARA |  | 6.46 | 31977 | Residential |  | RINGOES | 8551 | 4 | ADVANCED SOLAR PRODUCTS, INC. | JCP&L | No | Complete | 2006-06-15 | 2006-09-14 | N/A | 2006-11-30
BPU-2754 | CORE Solar | MALASPINA |  | 8.4 | 41180 | Residential |  | MULLICA TWP. | 8037 | 19 | BP SOLAR INTERNATIONAL | AC Electric | No | Complete | 2006-06-15 | 2007-05-18 | N/A | 2007-07-25
BPU-2755 | CORE Solar | FITZGERALD |  | 5.25 | 25987.5 | Residential |  | HIGHLANDS | 7732 | 17 | ADVANTAGE AIR | JCP&L | No | Complete | 2006-06-26 | 2006-12-12 | N/A | 2007-05-03
BPU-2756 | CORE Solar | CREECH |  | 8.16 | 40392 | Residential |  | FREEHOLD | 7728 | 17 | ECOLOGICAL SYSTEMS-MANALAPAN | JCP&L | No | Complete | 2006-06-15 | 2006-11-20 | N/A | 2007-05-03
BPU-2758 | CORE Solar | SWEETEN |  | 12.48 | 49500 | Residential |  | PENNINGTON | 8534 | 12 | ADVANCED SOLAR PRODUCTS, INC. | PSE&G BPU | No | Complete | 2006-09-29 | 2007-06-18 | N/A | 2007-09-06
BPU-2758* | CORE Solar | SWEETEN |  | 4.16 | 24568 | Residential |  | PENNINGTON | 8534 | 12 | ADVANCED SOLAR PRODUCTS, INC. | PSE&G BPU | No | Complete | 2007-10-29 | 2008-04-24 | 2008-05-30 | 2008-07-15
BPU-2759 | CORE Solar | WEIHZ |  | 4 | 19800 | Residential |  | PHILLIPSBURG | 8865 | 2 | THE SOLAR CENTER, INC. | JCP&L | No | Complete | 2006-06-15 | 2007-05-21 | N/A | 2007-07-25
BPU-2760 | CORE Solar | CASSARINI |  | 7 | 34650 | Residential |  | COLUMBUS | 8022 | 13 | TRINITY HEATING AND AIR | PSE&G BPU | No | Complete | 2006-06-15 | 2006-07-06 | N/A | 2006-08-28
BPU-2761 | CORE Solar | RINKO |  | 9.8 | 48510 | Residential |  | WASHINGTON | 8691 | 12 | TRINITY HEATING AND AIR | PSE&G BPU | No | Complete | 2006-06-15 | 2006-07-06 | N/A | 2006-08-28
BPU-2762 | CORE Solar | DUNN |  | 9.75 | 48262.5 | Residential |  | TINTON FALLS | 7724 | 17 | TRINITY HEATING AND AIR | JCP&L | No | Complete | 2006-06-15 | 2007-05-21 | N/A | 2007-07-25
BPU-2763 | CORE Solar | DUFEK | DUFEK, INC | 41.04 | 163828 | Commercial |  | KENILWORTH | 7033 | 10 | THE SOLAR CENTER, INC. | PSE&G BPU | No | Complete | 2007-11-21 | 2008-11-19 | 2009-04-21 | 2009-07-01
BPU-2767 | CORE Solar | GAUHAROU |  | 3.06 | 15147 | Residential |  | BEACH HAVEN CREST | 8008 | 18 | HIGHLANDS SOLAR ELECTRIC CO, LLC | AC Electric | No | Complete | 2006-06-15 | 2006-10-30 | N/A | 2007-01-04
BPU-2768 | CORE Solar | KARR |  | 3.06 | 15147 | Residential |  | MONTVILLE | 7082 | 3 | HIGHLANDS SOLAR ELECTRIC CO, LLC | JCP&L | No | Complete | 2006-06-15 | 2007-04-30 | N/A | 2007-06-27
BPU-2769 | CORE Solar | KEATING ALFANDRE |  | 3.06 | 15147 | Residential |  | MAHWAH | 7430 | 7 | ALTERNATE ENERGY & ECOLOGY COMPANY, INC. | Orange & Rockland Elec | No | Complete | 2006-06-15 | 2006-12-04 | N/A | 2007-01-26
BPU-2770 | CORE Solar | DONOGHUE |  | 4.008 | 19839.6 | Residential |  | PARAMUS | 7652 | 7 | THE SOLAR CENTER, INC. | PSE&G BPU | No | Complete | 2006-06-15 | 2006-08-16 | N/A | 2007-09-06
BPU-2777 | CORE Solar | WEINBACH |  | 6.8 | 33660 | Residential |  | HILLSIDE | 7205 | 10 | THE SOLAR CENTER, INC. | PSE&G BPU | No | Complete | 2006-06-15 | 2006-11-17 | N/A | 2007-05-03
BPU-2778 | CORE Solar | AMENDOLA, SR |  | 9.84 | 48708 | Residential |  | SOUTHAMPTON | 8088 | 13 | LBI SOLAR | PSE&G BPU | No | Complete | 2006-09-29 | 2007-06-18 | N/A | 2007-09-06
BPU-2778* | CORE Solar | AMENDOLA, SR |  | 10.2 | 37792 | Residential |  | SOUTHAMPTON | 8088 | 13 | BRITE IDEA ENERGY | PSE&G BPU | No | Complete | 2007-10-29 | 2008-10-28 | 2008-11-14 | 2009-01-08
BPU-2779 | CORE Solar | FILIPPOVA |  | 9.89 | 41612.17 | Residential |  | SPARTA | 7871 | 1 | SELF INSTALL | JCP&L | No | Complete | 2006-06-15 | 2006-11-10 | N/A | 2007-01-04
BPU-2780 | CORE Solar | BELTRAMINI | BROWN DOG LLC | 10.2 | 49500 | Commercial |  | RAMSEY | 7446 | 7 | ALTERNATE ENERGY & ECOLOGY COMPANY, INC. | Orange & Rockland Elec | No | Complete | 2006-06-15 | 2007-06-04 | N/A | 2007-07-25
BPU-2784 | CORE Solar | FONDOULES |  | 1.9 | 7994.25 | Residential |  | HAMILTON | 8690 | 12 | SELF INSTALL | PSE&G BPU | No | Complete | 2006-06-15 | 2006-10-18 | N/A | 2006-12-07
BPU-2785 | CORE Solar | CHLUDZINSKI |  | 6.45 | 31927.5 | Residential |  | HILLSBOROUGH | 8844 | 5 | JERSEY SOLAR, LLC | JCP&L | No | Complete | 2006-06-15 | 2006-10-26 | N/A | 2006-12-07
BPU-2786 | CORE Solar | KOZLOWSKI |  | 9.975 | 49376.25 | Residential |  | FREEDON | 7860 | 1 | NJ SOLAR SOLUTIONS | JCP&L | No | Complete | 2006-06-15 | 2006-08-31 | N/A | 2006-11-01
BPU-2787 | CORE Solar | HOFFMAN |  | 9.975 | 49376.25 | Residential |  | LEBANON | 8833 | 4 | NJ SOLAR SOLUTIONS | JCP&L | No | Complete | 2006-09-29 | 2006-11-10 | N/A | 2007-01-04
BPU-2788 | CORE Solar | REILLY |  | 10.15 | 49500 | Residential |  | CEDARVILLE | 8311 | 20 | RCL ENTERPRISES INC. | AC Electric | No | Complete | 2006-10-11 | 2007-06-04 | N/A | 2007-07-25
BPU-2788* | CORE Solar | REILLY |  | 4.9 | 18500 | Residential |  | CEDARVILLE | 8311 | 20 | RCL ENTERPRISES INC. | AC Electric | No | Complete | 2007-10-29 | 2008-04-21 | 2008-07-02 | 2008-08-20
BPU-2789 | CORE Solar | CAIVANO |  | 2.8 | 13860 | Residential |  | LAWRENCEVILLE | 8648 | 12 | MAK TECHNOLOGIES | PSE&G BPU | No | Complete | 2006-09-29 | 2006-11-21 | N/A | 2007-01-04
BPU-2791 | CORE Solar | LUISI |  | 8.775 | 43436.25 | Residential |  | COLTSNECK | 7722 | 17 | SUN BURN SOLAR | JCP&L | No | Complete | 2007-07-06 | 2008-04-01 | 2008-04-24 | 2008-07-01
BPU-2792 | CORE Solar | DEANA |  | 4.8 | 23760 | Residential |  | WYCOFF | 7481 | 7 | TRINITY HEATING AND AIR | PSE&G BPU | No | Complete | 2006-09-29 | 2006-10-19 | N/A | 2006-12-07
BPU-2794 | CORE Solar | BLACK | THE FROG AND THE PEACH | 9.86 | 42891 | Commercial |  | NEW BRUNSWICK | 8901 | 11 | RENEWABLE ENERGY CONCEPTS, INC. | PSE&G BPU | No | Complete | 2007-06-18 | 2007-07-11 | N/A | 2007-09-06
BPU-2795 | CORE Solar | GULOTTA |  | 9.165 | 34827 | Residential |  | HARVEY CEDARS | 8008 | 18 | LBI SOLAR | AC Electric | No | Complete | 2006-09-29 | 2007-07-27 | N/A | 2007-10-31
BPU-2796 | CORE Solar | BRADY |  | 4.61 | 22819.5 | Residential |  | LONG BEACH TWP. | 8008 | 18 | LBI SOLAR | AC Electric | No | Complete | 2006-09-29 | 2007-06-12 | N/A | 2007-08-01
BPU-2797 | CORE Solar | BOHN |  | 10.8 | 49500 | Residential |  | GLEN GARDNER | 8826 | 4 | LB ELECTRIC | JCP&L | No | Complete | 2006-09-29 | 2007-06-18 | N/A | 2007-09-06
BPU-2797* | CORE Solar | BOHN |  | 7.56 | 30932 | Residential |  | GLEN GARDNER | 8826 | 4 | LB ELECTRIC | JCP&L | No | Complete | 2007-10-29 | 2008-10-28 | 2009-01-29 | 2009-03-31
BPU-2798 | CORE Solar | WILLIAMS-BURROWS |  | 4.6 | 22770 | Residential |  | JERSEY CITY | 7307 | 8 | CHOOSE GREEN ENERGY LLC | PSE&G BPU | No | Complete | 2006-09-29 | 2007-04-23 | N/A | 2007-06-27
BPU-2799 | CORE Solar | BANKO |  | 5.6 | 27720 | Residential |  | COLONIA | 7067 | 10 | NJ SOLAR POWER, LLC | PSE&G BPU | No | Complete | 2006-09-29 | 2007-06-25 | N/A | 2007-09-07
BPU-2800 | CORE Solar | BARSZCZ |  | 10 | 49500 | Residential |  | FLEMINGTON | 8822 | 4 | NJ SOLAR POWER, LLC | JCP&L | No | Complete | 2006-09-29 | 2008-07-28 | 2008-08-29 | 2008-11-13
BPU-2800* | CORE Solar | BARSZCZ |  | 4.28 | 15836 | Residential |  | FLEMINGTON | 8822 | 4 | NJ SOLAR POWER, LLC | JCP&L | No | Complete | 2007-10-29 | 2008-07-28 | 2008-08-29 | 2008-11-13
BPU-2801 | CORE Solar | PATEL |  | 7.6 | 37620 | Residential |  | PARSIPPANY | 7054 | 3 | NJ SOLAR POWER, LLC | JCP&L | No | Complete | 2006-09-29 | 2007-06-18 | N/A | 2007-09-07
BPU-2802 | CORE Solar | GERKENS |  | 7.8 | 38610 | Residential |  | HARVEY CEDARS | 8008 | 18 | NJ SOLAR POWER, LLC | AC Electric | No | Complete | 2006-09-29 | 2007-06-12 | N/A | 2007-09-07
BPU-2804 | CORE Solar | VILLANI |  | 4.785 | 48807 | Residential |  | FLEMINGTON | 8822 | 4 | JERSEY SOLAR, LLC | JCP&L | No | Complete | 2006-09-29 | 2006-11-21 | N/A | 2007-01-26
BPU-2805 | CORE Solar | DOWNEY |  | 1.19 | 4586.75 | Residential |  | GLENWOOD | 7418 | 1 | NJ SOLAR POWER, LLC | JCP&L | No | Complete | 2009-05-07 | 2009-05-20 | 2009-06-19 | 2009-08-26
BPU-2806 | CORE Solar | CONWAY |  | 6.12 | 30294 | Residential |  | LUMBERTON | 8048 | 13 | RENEWABLE ENERGY CONCEPTS, INC. | PSE&G BPU | No | Complete | 2006-09-29 | 2006-12-13 | N/A | 2007-05-03
BPU-2807 | CORE Solar | GERRINGE |  | 4.59 | 22720.5 | Residential |  | LINDEN | 7036 | 10 | RENEWABLE ENERGY CONCEPTS, INC. | PSE&G BPU | No | Complete | 2006-09-29 | 2007-06-04 | N/A | 2007-07-25
BPU-2808 | CORE Solar | FARLEY |  | 2.4 | 11880 | Residential |  | LAWRENCEVILLE | 8648 | 12 | THE SOLAR CENTER, INC. | PSE&G BPU | No | Complete | 2006-09-29 | 2007-06-04 | N/A | 2007-07-25
BPU-2809 | CORE Solar | SOMBERG |  | 8.684 | 42985.8 | Residential |  | FLORHAM PARA | 7932 | 3 | THE SOLAR CENTER, INC. | JCP&L | No | Complete | 2006-09-29 | 2007-04-23 | N/A | 2007-06-27
BPU-2810 | CORE Solar | MEO |  | 6.8 | 33660 | Residential |  | MAYWOOD | 7607 | 7 | THE SOLAR CENTER, INC. | PSE&G BPU | No | Complete | 2006-09-29 | 2007-04-23 | N/A | 2007-06-27
BPU-2811 | CORE Solar | REYNEN |  | 3.846 | 19037.7 | Residential |  | WYCKOFF | 7481 | 7 | THE SOLAR CENTER, INC. | Orange & Rockland Elec | No | Complete | 2006-09-29 | 2007-06-04 | N/A | 2007-07-25
BPU-2812 | CORE Solar | MESNIER |  | 10 | 35000 | Residential |  | GLEN GARDNER | 8826 | 4 | THE SOLAR CENTER, INC. | JCP&L | No | Complete | 2006-09-29 | 2008-08-26 | 2008-09-25 | 2008-11-13
BPU-2813 | CORE Solar | SHULMAN |  | 5.44 | 26928 | Residential |  | WALL TOWNSHIP | 7719 | 17 | RENEWABLE ENERGY CONCEPTS, INC. | JCP&L | No | Complete | 2006-09-29 | 2007-05-21 | N/A | 2007-07-25
BPU-2814 | CORE Solar | KNICE |  | 8.84 | 43758 | Residential |  | MANTOLOKING | 8738 | 18 | RENEWABLE ENERGY CONCEPTS, INC. | JCP&L | No | Complete | 2006-09-29 | 2007-05-21 | N/A | 2007-07-25
BPU-2815 | CORE Solar | TIRADO |  | 5.44 | 24992.5 | Residential |  | JACKSON | 8527 | 18 | RENEWABLE ENERGY CONCEPTS, INC. | JCP&L | No | Complete | 2006-09-29 | 2007-07-05 | N/A | 2007-09-06
BPU-2816 | CORE Solar | JOSHI |  | 6.12 | 30294 | Residential |  | EDISON | 8820 | 11 | RENEWABLE ENERGY CONCEPTS, INC. | PSE&G BPU | No | Complete | 2006-09-14 | 2007-06-05 | N/A | 2007-07-25
BPU-2817 | CORE Solar | ISAAC |  | 7.04 | 34848 | Residential |  | VILLAS | 8251 | 21 | MERCURY SOLAR SYSTEMS | AC Electric | No | Complete | 2006-09-29 | 2006-10-25 | N/A | 2006-12-07
BPU-2818 | CORE Solar | WILSEY | CAPE SAILING CRUISE | 4.84 | 23958 | Commercial |  | COLD SPRING | 8204 | 21 | MERCURY SOLAR SYSTEMS | AC Electric | No | Complete | 2006-09-29 | 2006-11-02 | N/A | 2007-01-04
BPU-2819 | CORE Solar | TRASFERIRI, SR. |  | 9.68 | 47916 | Residential |  | VINELAND | 8360 | 20 | MERCURY SOLAR SYSTEMS | AC Electric | No | Complete | 2006-09-29 | 2007-01-04 | N/A | 2007-05-03
BPU-2820 | CORE Solar | HUBERT |  | 10.105 | 49500 | Residential |  | WILLIAMSTOWN | 8094 | 15 | MERCURY SOLAR SYSTEMS | AC Electric | No | Complete | 2006-10-11 | 2007-06-26 | N/A | 2007-09-06
BPU-2821 | CORE Solar | KEMP |  | 2.1 | 10395 | Residential |  | WILLIAMSTOWN | 8094 | 15 | MERCURY SOLAR SYSTEMS | AC Electric | No | Complete | 2006-09-29 | 2007-01-04 | N/A | 2007-05-03
BPU-2822 | CORE Solar | SMITH |  | 6.16 | 30492 | Residential |  | VILLAS | 8251 | 21 | MERCURY SOLAR SYSTEMS | AC Electric | No | Complete | 2006-09-29 | 2006-10-25 | N/A | 2006-12-07
BPU-2823 | CORE Solar | SPECTOR | GRAY FOX ANIMAL HOSPITAL | 20.28 | 87536 | Commercial |  | WOODBURY HEIGHTS | 8097 | 15 | RCL ENTERPRISES INC. | PSE&G BPU | No | Complete | 2007-10-29 | 2008-01-18 | 2008-02-27 | 2008-04-16
BPU-2824 | CORE Solar | FERRARA |  | 9.69 | 40770.68 | Residential |  | LITTLE EGG HARBOR | 8087 | 18 | SELF INSTALL | AC Electric | No | Complete | 2006-09-29 | 2007-06-04 | N/A | 2007-07-25
BPU-2825 | CORE Solar | PERST | CHATHAM CONTROLS | 13.392 | 62050.4 | Commercial |  | CHATHAM | 7928 | 3 | NJ SOLAR POWER, LLC | JCP&L | No | Complete | 2007-10-29 | 2008-10-28 | 2008-11-14 | 2009-01-08
BPU-2826 | CORE Solar | KNIPPER |  | 8.75 | 43312.5 | Residential |  | WHARTON | 7885 | 3 | NJ SOLAR POWER, LLC | JCP&L | No | Complete | 2006-09-29 | 2007-06-12 | N/A | 2007-09-07
BPU-2827 | CORE Solar | CLARIZIO |  | 6 | 29700 | Residential |  | LINCROFT | 7738 | 17 | NJ SOLAR POWER, LLC | JCP&L | No | Complete | 2006-09-29 | 2007-06-25 | N/A | 2007-09-07
BPU-2828 | CORE Solar | MANION |  | 3.6 | 17820 | Residential |  | BAYVILLE | 8721 | 18 | NJ SOLAR POWER, LLC | JCP&L | No | Complete | 2006-09-29 | 2007-06-12 | N/A | 2007-09-06
BPU-2829 | CORE Solar | GALAMBVARI |  | 10 | 49500 | Residential |  | WEST CREEK | 8092 | 18 | NJ SOLAR POWER, LLC | AC Electric | No | Complete | 2006-09-29 | 2008-05-28 | 2008-06-12 | 2008-08-20
BPU-2829* | CORE Solar | GALAMBVARI |  | 10.4 | 38480 | Residential |  | WEST CREEK | 8092 | 18 | NJ SOLAR POWER, LLC | AC Electric | No | Complete | 2007-10-29 | 2008-05-28 | 2008-06-12 | 2008-08-20
BPU-2830 | CORE Solar | MIGDAL |  | 36.575 | 147827.5 | Residential |  | PRINCETON | 8540 | 12 | NJ SOLAR POWER, LLC | PSE&G BPU | No | Complete | 2007-12-27 | 2008-12-29 | 2009-01-29 | 2009-03-31
BPU-2831 | CORE Solar | HARTJEN |  | 8.6 | 42570 | Residential |  | LAFAYETTE | 7848 | 1 | THE SOLAR CENTER, INC. | JCP&L | No | Complete | 2006-09-29 | 2006-11-15 | N/A | 2007-02-01
BPU-2832 | CORE Solar | YENGLE |  | 7.14 | 35343 | Residential |  | CHESTER | 7930 | 3 | THE SOLAR CENTER, INC. | JCP&L | No | Complete | 2006-09-29 | 2007-04-02 | N/A | 2007-06-27
BPU-2835 | CORE Solar | BOWEN |  | 8.46 | 41877 | Residential |  | NEWPORT | 8345 | 20 | SOLAR WORKS NJ | AC Electric | No | Complete | 2006-09-29 | 2006-11-22 | N/A | 2007-05-01
BPU-2836 | CORE Solar | SPITZ |  | 7.31 | 36184.5 | Residential |  | BADRNEGAT | 8005 | 18 | SOLAR WORKS NJ | JCP&L | No | Complete | 2006-09-29 | 2007-06-04 | N/A | 2007-07-25
BPU-2837 | CORE Solar | SHURE |  | 7.14 | 35343 | Residential |  | EWING | 8628 | 12 | ADVANCED SOLAR PRODUCTS, INC. | PSE&G BPU | No | Complete | 2006-09-29 | 2006-12-01 | N/A | 2007-01-26
BPU-2838 | CORE Solar | HURLEY |  | 10 | 49500 | Residential |  | SHAMONG | 8088 | 13 | THE SOLAR CENTER, INC. | AC Electric | No | Complete | 2006-09-29 | 2007-05-21 | N/A | 2007-07-25
BPU-2839 | CORE Solar | KALETSKI |  | 4.68 | 23166 | Residential |  | WEST ORANGE | 7052 | 9 | THE SOLAR CENTER, INC. | PSE&G BPU | No | Complete | 2006-09-29 | 2007-03-30 | N/A | 2007-06-27
BPU-2841 | CORE Solar | DESTEFANO |  | 7.8 | 38610 | Residential |  | HAMILTON | 8619 | 12 | TRINITY HEATING AND AIR | PSE&G BPU | No | Complete | 2006-09-14 | 2006-09-26 | N/A | 2006-11-01
BPU-2842 | CORE Solar | FRIEDMAN |  | 9.8 | 48510 | Residential |  | PLEASANT BORO | 8742 | 18 | TRINITY HEATING AND AIR | JCP&L | No | Complete | 2006-09-18 | 2006-09-27 | N/A | 2006-11-30
BPU-2843 | CORE Solar | NIELSEN |  | 6 | 29700 | Residential |  | RINGOES | 8551 | 4 | TRINITY HEATING AND AIR | JCP&L | No | Complete | 2006-09-26 | 2006-09-27 | N/A | 2006-12-07
BPU-2844 | CORE Solar | SHEVADE |  | 3 | 14850 | Residential |  | PLAINSBORO | 8536 | 11 | TRINITY HEATING AND AIR | PSE&G BPU | No | Complete | 2006-09-29 | 2006-10-26 | N/A | 2006-12-07
BPU-2847 | CORE Solar | SZPALA |  | 7.6 | 37620 | Residential |  | JERSEY CITY | 7302 | 8 | TRINITY HEATING AND AIR | PSE&G BPU | No | Complete | 2006-09-14 | 2006-09-27 | N/A | 2006-11-01
BPU-2848 | CORE Solar | AURIEMMA | MARIANNE F. AURIEMMA, ESQ., P.C | 4.76 | 23562 | Commercial |  | MAYWOOD | 7607 | 7 | ALTERNATE ENERGY & ECOLOGY COMPANY, INC. | PSE&G BPU | No | Complete | 2006-09-29 | 2007-04-27 | N/A | 2007-06-27
BPU-2849 | CORE Solar | TOBIA |  | 4.368 | 21622 | Residential |  | BRANCHBURG | 8876 | 5 | ADVANCED SOLAR PRODUCTS, INC. | JCP&L | No | Complete | 2006-09-29 | 2006-12-13 | N/A | 2007-02-01
BPU-2850 | CORE Solar | FLORES |  | 5.824 | 28828.8 | Residential |  | ROCKAWAY | 7866 | 3 | AKEENA SOLAR, INC. | JCP&L | No | Complete | 2006-09-29 | 2007-03-27 | N/A | 2007-06-27
BPU-2851 | CORE Solar | GREAVES |  | 9.861 | 48811.95 | Residential |  | STOCKTON | 8559 | 4 | JERSEY SOLAR, LLC | JCP&L | No | Complete | 2006-09-29 | 2006-10-18 | N/A | 2006-12-07
BPU-2852 | CORE Solar | BILOTTI | BRICK CENTER, INC | 45.36 | 177652 | Commercial |  | POINT PLEASANT BEACH | 8742 | 18 | NJ SOLAR POWER, LLC | JCP&L | No | Complete | 2007-11-21 | 2008-11-19 | 2008-12-22 | 2009-02-16
BPU-2853 | CORE Solar | ROLLO |  | 10 | 49500 | Residential |  | LAVALETTE | 8735 | 18 | NJ SOLAR POWER, LLC | JCP&L | No | Complete | 2006-09-29 | 2007-06-05 | N/A | 2007-07-25
BPU-2854 | CORE Solar | ROLLO |  | 10 | 53000 | Residential |  | PENNINGTON | 8534 | 12 | NJ SOLAR POWER, LLC | PSE&G BPU | No | Complete | 2006-10-11 | 2008-02-08 | 2008-03-28 | 2008-06-02
BPU-2854* | CORE Solar | ROLLO |  | 4.4 | 19140 | Residential |  | PENNINGTON | 8534 | 12 | NJ SOLAR POWER, LLC | PSE&G BPU | No | Complete | 2007-10-29 | 2008-02-08 | 2008-03-28 | 2008-06-02
BPU-2855 | CORE Solar | FISHER |  | 28.5 | 117950 | Residential |  | ALLOWAY | 8001 | 16 | RCL ENTERPRISES INC. | AC Electric | No | Complete | 2007-11-21 | 2008-07-01 | 2008-12-05 | 2009-02-03
BPU-2856 | CORE Solar | CASEY |  | 7.65 | 40545 | Residential |  | STOCKTON | 8559 | 4 | ADVANCED SOLAR PRODUCTS, INC. | JCP&L | No | Complete | 2006-09-29 | 2006-11-15 | N/A | 2007-01-04
BPU-2857 | CORE Solar | ROSELL |  | 8.84 | 37194.3 | Residential |  | GREEN CREEK | 8219 | 21 | SELF INSTALL | AC Electric | No | Complete | 2007-06-05 | 2007-07-11 | N/A | 2007-12-21
BPU-2859 | CORE Solar | BREHM |  | 10.2 | 49500 | Residential |  | PHILLIPSBURG | 8865 | 2 | NJ SOLAR POWER, LLC | JCP&L | No | Complete | 2006-09-29 | 2007-06-18 | N/A | 2007-09-06
BPU-2860 | CORE Solar | RASKIN |  | 8.4 | 41580 | Residential |  | PENNINGTON | 8534 | 12 | NJ SOLAR POWER, LLC | PSE&G BPU | No | Complete | 2006-09-29 | 2007-06-18 | N/A | 2007-09-06
BPU-2862 | CORE Solar | PATEL |  | 10 | 49500 | Residential |  | EDISON | 8820 | 11 | NJ SOLAR POWER, LLC | PSE&G BPU | No | Complete | 2006-09-29 | 2007-06-12 | N/A | 2007-08-01
BPU-2864 | CORE Solar | CROSSLEY |  | 10 | 49500 | Residential |  | MAPLE SHADE | 8052 | 13 | SOLAR SOLUTIONS LLC | PSE&G BPU | No | Complete | 2006-09-29 | 2007-04-20 | N/A | 2007-06-27
BPU-2865 | CORE Solar | BROOKS |  | 4.008 | 19839.6 | Residential |  | TABERNACLE | 8088 | 13 | SOLAR SOLUTIONS LLC | AC Electric | No | Complete | 2006-09-29 | 2007-05-21 | N/A | 2007-07-25
BPU-2866 | CORE Solar | FANZ |  | 9.6 | 47520 | Residential |  | ATCO | 8004 | 14 | SOLAR SOLUTIONS LLC | AC Electric | No | Complete | 2006-09-29 | 2007-07-11 | N/A | 2007-09-06
BPU-2867 | CORE Solar | COLLINS |  | 3.44 | 17028 | Residential |  | LAVALLETTE | 8735 | 18 | GEOGENIX | JCP&L | No | Complete | 2006-10-11 | 2007-03-30 | N/A | 2007-06-27
BPU-2871 | CORE Solar | JANNARONE |  | 7.04 | 34848 | Residential |  | WALL | 7719 | 17 | GEOGENIX | JCP&L | No | Complete | 2006-10-11 | 2007-03-27 | N/A | 2007-06-27
BPU-2872 | CORE Solar | MAMMEN |  | 9.9 | 49005 | Residential |  | BRICK | 8724 | 18 | GEOGENIX | JCP&L | No | Complete | 2006-10-11 | 2007-04-30 | N/A | 2007-06-27
BPU-2873 | CORE Solar | HUSSAIN |  | 8.6 | 45580 | Residential |  | HOWELL | 7731 | 17 | GEOGENIX | JCP&L | No | Complete | 2007-01-10 | 2007-03-30 | N/A | 2007-06-27
BPU-2874 | CORE Solar | WODZINSKI |  | 5.25 | 25987.5 | Residential |  | BRICK | 8723 | 18 | SUNTECHNICS ENERGY, LLC (FORMERLY MESA) | JCP&L | No | Complete | 2006-11-16 | 2007-08-10 | N/A | 2007-11-05
BPU-2876 | CORE Solar | RITTWAGER |  | 10 | 49500 | Residential |  | COLUMBUS | 8022 | 13 | LBI SOLAR | JCP&L | No | Complete | 2006-11-16 | 2007-08-06 | N/A | 2007-10-31
BPU-2878 | CORE Solar | MACKAY |  | 9.86 | 48807 | Residential |  | OCEANPORT | 7757 | 17 | SEA BRIGHT SOLAR, LLC | JCP&L | No | Complete | 2006-11-16 | 2007-03-27 | N/A | 2007-06-27
BPU-2879 | CORE Solar | DESPIRITO | HOFFMANN LAROCHE | 40.32 | 161524 | Commercial |  | NUTLEY | 7110 | 9 | DOME-TECH SOLAR, LLC | PSE&G BPU | No | Complete | 2007-11-21 | 2008-11-10 | 2008-12-22 | 2009-02-16
BPU-2880 | CORE Solar | DISPOSTI |  | 9.6 | 47520 | Residential |  | TEWKSBURY | 8833 | 4 | MAK TECHNOLOGIES | JCP&L | No | Complete | 2006-11-16 | 2006-11-30 | N/A | 2007-01-26
BPU-2881 | CORE Solar | PATTERSON |  | 7.7 | 38115 | Residential |  | CORBIN CITY | 8270 | 21 | BP SOLAR INTERNATIONAL | AC Electric | No | Complete | 2006-11-16 | 2007-06-25 | N/A | 2007-09-07
BPU-2882 | CORE Solar | VESPIA | ALLIANCE CONSTRUCTION DEVELOPMENT | 8.05 | 39847.5 | Commercial |  | SEWELL | 8080 | 15 | BP SOLAR INTERNATIONAL | AC Electric | No | Complete | 2006-11-16 | 2007-04-19 | N/A | 2007-06-27
BPU-2883 | CORE Solar | O'NEILL |  | 7.35 | 36382.5 | Residential |  | NORTHFIELD | 8225 | 19 | BP SOLAR INTERNATIONAL | AC Electric | No | Complete | 2006-10-11 | 2007-04-20 | N/A | 2007-06-27
BPU-2884 | CORE Solar | THERRIEN |  | 6.65 | 32917 | Residential |  | CHERRY HILL | 8002 | 14 | BP SOLAR INTERNATIONAL | PSE&G BPU | No | Complete | 2006-11-16 | 2007-06-25 | N/A | 2007-09-07
BPU-2885 | CORE Solar | VARONE |  | 5 | 24750 | Residential |  | MIDDLESEX | 8846 | 11 | THE SOLAR CENTER, INC. | PSE&G BPU | No | Complete | 2006-11-16 | 2007-04-30 | N/A | 2007-06-27
BPU-2886 | CORE Solar | FELDSTEIN |  | 7.682 | 38025.9 | Residential |  | PRINCETON | 8540 | 12 | ADVANCED SOLAR PRODUCTS, INC. | PSE&G BPU | No | Complete | 2006-11-16 | 2007-08-10 | 2008-01-14 | 2008-04-08
BPU-2887 | CORE Solar | MILLER |  | 7.995 | 39575.25 | Residential |  | CLEMENTON | 8021 | 14 | MESA ENVIORNMENTAL SCIENCES, INC. | AC Electric | No | Complete | 2006-11-16 | 2007-07-27 | N/A | 2007-10-31
BPU-2888 | CORE Solar | KNESTAUT | HYDRO-LOGIC, INC | 9.8 | 48510 | Commercial |  | SEWELL | 8080 | 15 | SUNTECHNICS ENERGY, LLC (FORMERLY MESA) | AC Electric | No | Complete | 2007-03-19 | 2007-12-03 | 2008-04-16 | 2008-06-02
BPU-2889 | CORE Solar | WOODWARD |  | 9.84 | 48708 | Residential |  | WESTVILLE | 8093 | 15 | MESA ENVIORNMENTAL SCIENCES, INC. | PSE&G BPU | No | Complete | 2007-03-19 | 2007-07-06 | N/A | 2007-09-06
BPU-2890 | CORE Solar | GETLEY |  | 3.96 | 19602 | Residential |  | GLOUCESTER TOWNSHIP | 8083 | 14 | MERCURY SOLAR SYSTEMS | PSE&G BPU | No | Complete | 2007-03-19 | 2007-06-04 | N/A | 2007-07-25
BPU-2891 | CORE Solar | PACHECO |  | 5.28 | 26136 | Residential |  | TOMS RIVER | 8753 | 18 | MERCURY SOLAR SYSTEMS | JCP&L | No | Complete | 2006-09-29 | 2006-11-20 | N/A | 2007-01-04
BPU-2892 | CORE Solar | SERAD |  | 7.04 | 34848 | Residential |  | NEWFIELD | 8344 | 15 | MERCURY SOLAR SYSTEMS | AC Electric | No | Complete | 2007-03-19 | 2007-05-01 | N/A | 2007-06-27
BPU-2893 | CORE Solar | JENKINS |  | 9.84 | 48708 | Residential |  | CAPE MAY COURT HOUSE | 8210 | 21 | MERCURY SOLAR SYSTEMS | AC Electric | No | Complete | 2007-07-06 | 2007-09-06 | N/A | 2007-12-21
BPU-2894 | CORE Solar | KRAWIEC |  | 9.89 | 48955.5 | Residential |  | BRIDGETON | 8302 | 20 | MERCURY SOLAR SYSTEMS | AC Electric | No | Complete | 2007-06-21 | 2007-07-06 | N/A | 2007-10-31
BPU-2895 | CORE Solar | IRONS |  | 7.38 | 36209.25 | Residential |  | AUDUBON | 8106 | 14 | HEAT SHED, INC. | PSE&G BPU | No | Complete | 2007-03-19 | 2007-08-27 | N/A | 2007-12-21
BPU-2896 | CORE Solar | MARINO |  | 9.945 | 49227.75 | Residential |  | MULLIEA HILL RM | 8062 | 15 | THE SOLAR CENTER, INC. | AC Electric | No | Complete | 2007-07-06 | 2007-07-27 | N/A | 2007-10-31
BPU-2897 | CORE Solar | WESH |  | 9.9 | 49005 | Residential |  | PITTSGROVE | 8318 | 16 | MERCURY SOLAR SYSTEMS | AC Electric | No | Complete | 2007-06-05 | 2007-07-17 | N/A | 2007-10-31
BPU-2898 | CORE Solar | COTTERELL |  | 5.72 | 28314 | Residential |  | WILLIAMSTOWN | 8094 | 15 | MERCURY SOLAR SYSTEMS | AC Electric | No | Complete | 2007-03-19 | 2007-09-12 | N/A | 2007-12-21
BPU-2899 | CORE Solar | MATTHEWS |  | 9.89 | 48955.5 | Residential |  | PINEY HOLLOW | 8094 | 15 | ABSOLUTELY ENERGIZED SOLAR, LLC | AC Electric | No | Complete | 2007-03-19 | 2007-08-10 | N/A | 2007-10-31
BPU-2900 | CORE Solar | PIESZCYNSKI |  | 6.65 | 32917.5 | Residential |  | EATONTOWN | 7724 | 17 | ABSOLUTELY ENERGIZED SOLAR, LLC | JCP&L | No | Complete | 2007-03-19 | 2007-05-21 | N/A | 2007-07-25
BPU-2902 | CORE Solar | ROSENBERG |  | 5.27 | 26086.5 | Residential |  | ANDOVER | 7821 | 1 | ABC SOLAR, LLC | JCP&L | No | Complete | 2007-03-19 | 2007-10-04 | N/A | 2008-01-03
BPU-2903 | CORE Solar | NACLERIO |  | 7.7 | 38115 | Residential |  | PORT MONMOUTH | 7758 | 17 | ECOLOGICAL SYSTEMS-MANALAPAN | JCP&L | No | Complete | 2007-03-19 | 2007-06-12 | N/A | 2007-09-07
BPU-2904 | CORE Solar | DIAZ |  | 9.45 | 46777.5 | Residential |  | NEPTUNE | 7726 | 17 | ECOLOGICAL SYSTEMS-MANALAPAN | JCP&L | No | Complete | 2007-03-19 | 2007-12-21 | 2008-03-04 | 2008-04-16
BPU-2906 | CORE Solar | MARIONE |  | 7.65 | 37467.5 | Residential |  | ATLANTIC HIGHLANDS | 7716 | 17 | ECOLOGICAL SYSTEMS-MANALAPAN | JCP&L | No | Complete | 2007-03-19 | 2007-12-20 | 2008-03-04 | 2008-04-16
BPU-2907 | CORE Solar | WERNER |  | 5.25 | 25987.5 | Residential |  | RAMSEY | 7446 | 7 | ECOLOGICAL SYSTEMS-MANALAPAN | Orange & Rockland Elec | No | Complete | 2007-03-19 | 2007-06-26 | N/A | 2007-09-06
BPU-2909 | CORE Solar | GOLLE |  | 3.2 | 15840 | Residential |  | TUCKERTON BEACH | 8087 | 18 | NJ SOLAR SOLUTIONS | AC Electric | No | Complete | 2007-03-19 | 2007-10-11 | N/A | 2007-12-21
BPU-2910 | CORE Solar | BUONAMICI |  | 3.2 | 15840 | Residential |  | MULLICA HILL | 8062 | 15 | JERSEY SOLAR, LLC | AC Electric | No | Complete | 2007-12-21 | 2008-07-01 | 2008-07-18 | 2008-09-03
BPU-2911 | CORE Solar | HAMTIL |  | 7.35 | 36382.5 | Residential |  | LAMBERTVILLE | 8530 | 4 | JERSEY SOLAR, LLC | JCP&L | No | Complete | 2007-03-19 | 2007-06-04 | N/A | 2007-07-25
BPU-2912 | CORE Solar | DIFRANCEISCO |  | 8.4 | 41580 | Residential |  | MULLICA HILL | 8062 | 15 | BP SOLAR INTERNATIONAL | AC Electric | No | Complete | 2007-03-19 | 2007-10-01 | N/A | 2007-12-21
BPU-2914 | CORE Solar | D'ANTONIO |  | 4.2 | 22260 | Residential |  | MANAHAWKIN | 8050 | 18 | BP SOLAR INTERNATIONAL | AC Electric | No | Complete | 2007-03-19 | 2007-11-19 | 2008-01-14 | 2008-04-08
BPU-2916 | CORE Solar | NEWTON |  | 3.4 | 16830 | Residential |  | RIDGEWOOD | 7450 | 7 | ABC SOLAR, LLC | PSE&G BPU | No | Complete | 2007-03-19 | 2007-12-27 | 2008-02-05 | 2008-04-16
BPU-2917 | CORE Solar | HLUBIK | HLUBIK FARMS | 21.6 | 92420 | Farm |  | CHESTERFIELD TOWNSHIP | 8620 | 12 | SUN FARM NETWORK | PSE&G BPU | No | Complete | 2007-10-29 | 2008-02-05 | 2008-03-04 | 2008-04-16
BPU-2918 | CORE Solar | MICHALENKO | MICHALENKO FARMS | 9.72 | 48114 | Farm |  | STOCKTON | 8559 | 4 | SUN FARM NETWORK | JCP&L | No | Complete | 2007-03-19 | 2007-09-14 | N/A | 2007-12-21
BPU-2919 | CORE Solar | GOLD | COMMUNITY SUPPORTED GARDENS, AT GENESIS | 7.2 | 37760 | Commercial |  | BLAIRSTOWN | 7825 | 2 | SUN FARM NETWORK | JCP&L | No | Complete | 2007-03-19 | 2007-10-11 | 2008-02-27 | 2008-04-16
BPU-2920 | CORE Solar | SHIMP | CRESTVIEW FARM | 9.72 | 48114 | Farm |  | BRIDGETON | 8302 | 20 | SUN FARM NETWORK | AC Electric | No | Complete | 2007-03-19 | 2007-09-12 | N/A | 2007-12-21
BPU-2926 | CORE Solar | SARATHY |  | 2.1 | 10395 | Residential |  | BELLE MEADE | 8502 | 5 | THE SOLAR CENTER, INC. | PSE&G BPU | No | Complete | 2007-03-19 | 2007-06-12 | N/A | 2007-09-06
BPU-2927 | CORE Solar | ENGLISH |  | 9 | 44550 | Residential |  | LIBERTY CORNER | 7938 | 5 | MAK TECHNOLOGIES | JCP&L | No | Complete | 2007-03-19 | 2007-06-26 | N/A | 2007-09-06
BPU-2928 | CORE Solar | DALSCHAERF |  | 3.5 | 18550 | Residential |  | CHERRY HILL | 8034 | 14 | BP SOLAR INTERNATIONAL | PSE&G BPU | No | Complete | 2007-03-19 | 2007-08-27 | N/A | 2007-12-21
BPU-2929 | CORE Solar | GARBOUSHIAN |  | 7.35 | 36382.5 | Residential |  | BURLINGTON | 8016 | 13 | BP SOLAR INTERNATIONAL | PSE&G BPU | No | Complete | 2007-03-19 | 2007-08-28 | N/A | 2007-12-21
BPU-2930 | CORE Solar | LONGYHORE, JR. |  | 9.675 | 47891.25 | Residential |  | COLUMBIA | 7832 | 2 | HEAT SHED, INC. | JCP&L | No | Complete | 2007-03-19 | 2007-08-31 | N/A | 2007-11-05
BPU-2931 | CORE Solar | MACKEY |  | 7.38 | 36531 | Residential |  | STOCKTON | 8559 | 4 | HEAT SHED, INC. | JCP&L | No | Complete | 2007-03-19 | 2007-08-10 | N/A | 2007-10-31
BPU-2933 | CORE Solar | CLARK |  | 5.61 | 27769.5 | Residential |  | EGG HARBOR TWP. | 8234 | 19 | LBI SOLAR | AC Electric | No | Complete | 2007-03-19 | 2007-11-02 | N/A | 2008-03-06
BPU-2934 | CORE Solar | PEARCE |  | 6.8 | 33260 | Residential |  | MANAHAWKIN | 8050 | 18 | TRINITY HEATING AND AIR | New Construction | No | Complete | 2007-03-19 | 2007-09-06 | N/A | 2007-10-31
BPU-2935 | CORE Solar | STAUBMULLER |  | 7.04 | 34848 | Residential |  | MAURICETOWN | 8332 | 20 | MERCURY SOLAR SYSTEMS | AC Electric | No | Complete | 2007-03-19 | 2007-06-04 | N/A | 2007-07-25
BPU-2936 | CORE Solar | RIKER |  | 9.36 | 46332 | Residential |  | HARDWICK | 7825 | 2 | THE SOLAR CENTER, INC. | JCP&L | No | Complete | 2007-03-19 | 2007-11-02 | 2008-01-14 | 2008-04-08
BPU-2937 | CORE Solar | SHAH | EXIM, INC. | 16.224 | 72528.8 | Commercial |  | PLAINFIELD | 7060 | 10 | NJ SOLAR POWER, LLC | PSE&G BPU | No | Complete | 2007-10-29 | 2009-04-22 | 2009-05-19 | 2009-07-29
BPU-2939 | CORE Solar | PETROSINO |  | 6 | 29700 | Residential |  | FORKED RIVER | 8731 | 18 | NJ SOLAR POWER, LLC | JCP&L | No | Complete | 2007-03-19 | 2007-10-04 | N/A | 2007-12-21
BPU-2940 | CORE Solar | VALINOTI |  | 9.6 | 47520 | Residential |  | MANAHAWKIN | 8050 | 18 | LBI SOLAR | AC Electric | No | Complete | 2007-06-05 | 2007-11-02 | N/A | 2008-03-06
BPU-2941 | CORE Solar | LECARL |  | 5.01 | 24799.5 | Residential |  | UNION | 7083 | 10 | THE SOLAR CENTER, INC. | PSE&G BPU | No | Complete | 2007-03-19 | 2007-06-14 | N/A | 2007-09-07
BPU-2944 | CORE Solar | TORRES |  | 4.375 | 21656.25 | Residential |  | HACKENSACK | 7601 | 7 | THE SOLAR CENTER, INC. | PSE&G BPU | No | Complete | 2007-03-19 | 2007-06-14 | N/A | 2007-09-07
BPU-2945 | CORE Solar | MCEWEN |  | 7.2 | 35640 | Residential |  | LAWRENCE TWP. | 8648 | 12 | TRINITY HEATING AND AIR | PSE&G BPU | No | Complete | 2007-03-19 | 2007-04-30 | N/A | 2007-06-27
BPU-2946 | CORE Solar | SZPALA |  | 7.6 | 37620 | Residential |  | JERSEY CITY | 7302 | 8 | TRINITY HEATING AND AIR | PSE&G BPU | No | Complete | 2007-03-19 | 2007-05-21 | N/A | 2007-07-25
BPU-2947 | CORE Solar | CRISCI |  | 4.6 | 22770 | Residential |  | BRICK | 8724 | 18 | TRINITY HEATING AND AIR | JCP&L | No | Complete | 2007-03-19 | 2007-05-21 | N/A | 2007-07-25
BPU-2948 | CORE Solar | KILYK |  | 5.6 | 27720 | Residential |  | BORDENTOWN | 8505 | 13 | TRINITY HEATING AND AIR | PSE&G BPU | No | Complete | 2007-03-19 | 2007-05-21 | N/A | 2007-07-25
BPU-2949 | CORE Solar | CHU |  | 9.8 | 48510 | Residential |  | WALL | 8736 | 17 | TRINITY HEATING AND AIR | JCP&L | No | Complete | 2007-03-19 | 2007-04-30 | N/A | 2007-06-27
BPU-2950 | CORE Solar | SIMPSON |  | 4.2 | 20790 | Residential |  | MAHWAH | 7430 | 7 | TRINITY HEATING AND AIR | Orange & Rockland Elec | No | Complete | 2007-03-19 | 2007-04-30 | N/A | 2007-06-27
BPU-2951 | CORE Solar | LEEDOM |  | 7 | 34650 | Residential |  | COLUMBUS | 8022 | 13 | ABSOLUTELY ENERGIZED SOLAR, LLC | PSE&G BPU | No | Complete | 2007-03-19 | 2007-05-21 | N/A | 2007-07-25
BPU-2952 | CORE Solar | WALKER |  | 5.6 | 27720 | Residential |  | WESTAMPTON | 8060 | 13 | ABSOLUTELY ENERGIZED SOLAR, LLC | PSE&G BPU | No | Complete | 2007-03-19 | 2007-10-25 | N/A | 2008-01-17
BPU-2953 | CORE Solar | ARMONAITIS |  | 8.82 | 43659 | Residential |  | ROCKAWAY | 7866 | 3 | ABSOLUTELY ENERGIZED SOLAR, LLC | JCP&L | No | Complete | 2007-03-19 | 2008-01-11 | 2008-02-27 | 2008-04-16
BPU-2955 | CORE Solar | SEAMAN | SPRING LAKE INN | 9.18 | 45441 | Commercial |  | SPRING LAKE | 7762 | 17 | RENEWABLE ENERGY CONCEPTS, INC. | JCP&L | No | Complete | 2007-03-19 | 2007-07-17 | N/A | 2007-09-06
BPU-2956 | CORE Solar | NICOTRA |  | 4.08 | 20196 | Residential |  | TOMS RIVER | 8753 | 18 | RENEWABLE ENERGY CONCEPTS, INC. | JCP&L | No | Complete | 2007-03-19 | 2007-07-17 | N/A | 2007-09-06
BPU-2957 | CORE Solar | MULLER |  | 10 | 49500 | Residential |  | HAMMONTON | 8037 | 19 | THE SOLAR CENTER, INC. | AC Electric | No | Complete | 2007-07-06 | 2007-07-27 | N/A | 2007-10-31
BPU-2960 | CORE Solar | GILLET |  | 3.9 | 19305 | Residential |  | KEVILWORTA | 7033 | 10 | THE SOLAR CENTER, INC. | PSE&G BPU | No | Complete | 2007-03-19 | 2007-09-07 | N/A | 2008-01-17
BPU-2961 | CORE Solar | KUMAR |  | 8.19 | 40540.5 | Residential |  | SOMERSET | 8873 | 5 | THE SOLAR CENTER, INC. | PSE&G BPU | No | Complete | 2007-03-19 | 2007-12-19 | 2008-01-28 | 2008-04-16
BPU-2962 | CORE Solar | LASZLO |  | 10 | 49500 | Residential |  | WALL TWP./NEPTUNE | 7753 | 17 | THE SOLAR CENTER, INC. | JCP&L | No | Complete | 2006-09-29 | 2007-06-18 | N/A | 2007-08-01
BPU-2962* | CORE Solar | LASZLO |  | 5.76 | 21312 | Residential |  | WALL TWP./NEPTUNE | 7753 | 17 | THE SOLAR CENTER, INC. | JCP&L | No | Complete | 2007-10-29 | 2008-10-31 | 2009-02-20 | 2009-04-08
BPU-2963 | CORE Solar | FREDERICKS |  | 10.14 | 49500 | Residential |  | LEBANON | 8833 | 4 | THE SOLAR CENTER, INC. | JCP&L | No | Complete | 2007-08-16 | 2008-04-30 | 2008-07-02 | 2008-08-20
BPU-2964 | CORE Solar | STONE |  | 6 | 29700 | Residential |  | NEW BRUNSWICK | 8901 | 11 | THE SOLAR CENTER, INC. | PSE&G BPU | No | Complete | 2007-06-28 | 2007-12-05 | 2008-01-28 | 2008-04-16
BPU-2965 | CORE Solar | KENSIL |  | 9.52 | 47124 | Residential |  | PITMAN | 8071 | 15 | THE SOLAR CENTER, INC. | AC Electric | No | Complete | 2007-03-19 | 2007-06-04 | N/A | 2007-07-25
BPU-2966 | CORE Solar | DAVIDSON |  | 8.775 | 43436.25 | Residential |  | MAHWAH | 7430 | 7 | THE SOLAR CENTER, INC. | Orange & Rockland Elec | No | Complete | 2007-03-19 | 2007-12-21 | 2008-03-28 | 2008-06-02
BPU-2968 | CORE Solar | MULCAHY |  | 9.853 | 48772.35 | Residential |  | STOCKTON | 8559 | 4 | ADVANCED SOLAR PRODUCTS, INC. | JCP&L | No | Complete | 2007-03-19 | 2007-06-12 | N/A | 2007-08-01
BPU-2969 | CORE Solar | GLADWELL |  | 4.76 | 23562 | Residential |  | RIVER EDGE | 7661 | 7 | THE SOLAR CENTER, INC. | PSE&G BPU | No | Complete | 2007-03-19 | 2007-05-21 | N/A | 2007-07-25
BPU-2970 | CORE Solar | SAPIRMAN |  | 8.44 | 41778 | Residential |  | HILLSBOROUGH | 8844 | 5 | ADVANCED SOLAR PRODUCTS, INC. | PSE&G BPU | No | Complete | 2007-03-19 | 2007-07-06 | N/A | 2008-01-03
BPU-2971 | CORE Solar | BLUM |  | 9.853 | 52221 | Residential |  | PRINCETON JUNCTION | 8550 | 12 | ADVANCED SOLAR PRODUCTS, INC. | PSE&G BPU | No | Complete | 2007-03-19 | 2007-10-25 | N/A | 2008-01-17
BPU-2973 | CORE Solar | ANASTASI |  | 7.4 | 36630 | Residential |  | READINGTON TWP. | 8876 | 5 | TRINITY HEATING AND AIR | JCP&L | No | Complete | 2007-03-19 | 2007-06-25 | N/A | 2007-09-07
BPU-2975 | CORE Solar | METZLER |  | 5 | 24350 | Residential |  | BRICK | 8724 | 18 | TRINITY HEATING AND AIR | JCP&L | No | Complete | 2007-03-19 | 2007-06-14 | 2008-02-05 | 2008-04-16
BPU-2976 | CORE Solar | MAYER |  | 8 | 39600 | Residential |  | JACKSON | 8527 | 18 | TRINITY HEATING AND AIR | JCP&L | No | Complete | 2007-03-19 | 2007-05-21 | N/A | 2007-07-25
BPU-2977 | CORE Solar | TISTAN |  | 9.8 | 48510 | Residential |  | SOMERVILLE | 8876 | 5 | TRINITY HEATING AND AIR | JCP&L | No | Complete | 2007-03-19 | 2007-05-21 | N/A | 2007-07-25
BPU-2978 | CORE Solar | LYNCH |  | 7.4 | 36630 | Residential |  | FIELDSBORO | 8505 | 13 | TRINITY HEATING AND AIR | PSE&G BPU | No | Complete | 2007-03-19 | 2007-04-30 | N/A | 2007-06-27
BPU-2979 | CORE Solar | RAVEN III |  | 5.4 | 26730 | Residential |  | MORGANVILLE | 7751 | 17 | TRINITY HEATING AND AIR | JCP&L | No | Complete | 2007-03-19 | 2007-04-30 | N/A | 2007-06-27
BPU-2980 | CORE Solar | DAUM | NEIKE, CONSTANTINE & ASSOC., INC. | 9.6 | 47520 | Commercial |  | TUCKERTON | 8087 | 18 | TRINITY HEATING AND AIR | AC Electric | No | Complete | 2007-03-19 | 2007-06-05 | N/A | 2007-07-25
BPU-2981 | CORE Solar | DEFEO |  | 7.56 | 37422 | Residential |  | VINELAND | 8360 | 20 | MERCURY SOLAR SYSTEMS | AC Electric | No | Complete | 2007-03-19 | 2007-12-11 | 2008-01-28 | 2008-04-16
BPU-2982 | CORE Solar | RYAN |  | 9.03 | 44698.5 | Residential |  | ABSECON | 8201 | 19 | MERCURY SOLAR SYSTEMS | AC Electric | No | Complete | 2007-03-19 | 2007-06-18 | N/A | 2007-09-06
BPU-2983 | CORE Solar | JAECKEL III |  | 3.87 | 19156.5 | Residential |  | GALLOWAY | 8205 | 19 | MERCURY SOLAR SYSTEMS | AC Electric | No | Complete | 2007-03-22 | 2007-08-27 | N/A | 2007-12-21
BPU-2984 | CORE Solar | GANDY IV |  | 9.24 | 45738 | Residential |  | HOPEWELL | 8302 | 20 | MERCURY SOLAR SYSTEMS | AC Electric | No | Complete | 2007-03-22 | 2007-08-03 | N/A | 2007-10-31
BPU-2986 | CORE Solar | WASHBURN |  | 5.94 | 29403 | Residential |  | NORTHFIELD | 8225 | 19 | MERCURY SOLAR SYSTEMS | AC Electric | No | Complete | 2007-03-22 | 2007-12-11 | 2008-01-14 | 2008-04-08
BPU-2987 | CORE Solar | WEINBERGER |  | 5.28 | 26136 | Residential |  | DIAS CREEK | 8210 | 21 | MERCURY SOLAR SYSTEMS | AC Electric | No | Complete | 2007-03-22 | 2007-06-18 | N/A | 2007-09-06
BPU-2988 | CORE Solar | LONG |  | 2.1 | 10395 | Residential |  | CAPE MAY COURTHOUSE | 8210 | 21 | MERCURY SOLAR SYSTEMS | AC Electric | No | Complete | 2007-03-22 | 2007-08-31 | N/A | 2007-12-21
BPU-2989 | CORE Solar | MICHALSKY |  | 10.12 | 49500 | Residential |  | WOODSTOWN | 8098 | 16 | MERCURY SOLAR SYSTEMS | AC Electric | No | Complete | 2007-06-21 | 2007-07-17 | N/A | 2007-10-31
BPU-2990 | CORE Solar | SKINNER |  | 9.03 | 44298.5 | Residential |  | MAYS LANDING | 8330 | 19 | MERCURY SOLAR SYSTEMS | AC Electric | No | Complete | 2007-03-22 | 2007-06-25 | N/A | 2007-09-07
BPU-2991 | CORE Solar | BECHTA, SR. |  | 9.8 | 48510 | Residential |  | WILLIAMSTOWN | 8094 | 15 | EASTERN ENERGY SERVICES | AC Electric | No | Complete | 2007-03-19 | 2007-12-19 | 2008-01-28 | 2008-04-16
BPU-2992 | CORE Solar | JOHANSSON | FENWICK GROVE RIDING ACADEMY | 10.08 | 49500 | Commercial |  | WOODSTOWN | 8098 | 16 | MERCURY SOLAR SYSTEMS | AC Electric | No | Complete | 2006-11-16 | 2007-07-16 | N/A | 2007-09-06
BPU-2996 | CORE Solar | JEFFERY |  | 5.85 | 28957.5 | Residential |  | ORTLEY BEACH | 8751 | 18 | THE SOLAR CENTER, INC. | JCP&L | No | Complete | 2007-03-22 | 2007-12-19 | 2008-04-03 | 2008-06-02
BPU-2997 | CORE Solar | LINDQUIST |  | 6.24 | 23784.75 | Residential |  | BAYONNE | 7002 | 8 | AKEENA SOLAR, INC. | PSE&G BPU | No | Complete | 2007-03-22 | 2007-07-27 | N/A | 2007-10-31
BPU-2999 | CORE Solar | KING |  | 3.328 | 16473.6 | Residential |  | BAY HEAD | 8742 | 18 | AKEENA SOLAR, INC. | JCP&L | No | Complete | 2007-03-22 | 2007-07-18 | N/A | 2007-10-31
BPU-3000 | CORE Solar | STEPANSKI |  | 5.44 | 26928 | Residential |  | RICHWOOD | 8074 | 15 | AKEENA SOLAR, INC. | AC Electric | No | Complete | 2007-03-22 | 2007-12-19 | 2008-01-28 | 2008-04-16
BPU-3001 | CORE Solar | ZIELENSKY |  | 9.945 | 49227.75 | Residential |  | LONG VALLEY | 7853 | 3 | THE SOLAR CENTER, INC. | JCP&L | No | Complete | 2007-07-06 | 2007-08-06 | N/A | 2007-10-31
BPU-3002 | CORE Solar | MOORE |  | 10 | 49500 | Residential |  | CHESTER | 7930 | 3 | THE SOLAR CENTER, INC. | JCP&L | No | Complete | 2007-03-22 | 2007-07-18 | N/A | 2007-10-31
BPU-3003 | CORE Solar | EVANS |  | 5.01 | 24799.5 | Residential |  | GREAT MEADOWS | 7838 | 2 | THE SOLAR CENTER, INC. | JCP&L | No | Complete | 2007-03-22 | 2007-07-05 | N/A | 2007-09-06
BPU-3004 | CORE Solar | CULLEN |  | 10 | 48623.85 | Residential |  | BEDMINSTER | 7921 | 5 | THE SOLAR CENTER, INC. | JCP&L | No | Complete | 2007-03-22 | 2007-07-11 | N/A | 2007-09-06
BPU-3005 | CORE Solar | CAPUTO |  | 7.41 | 36679.5 | Residential |  | NEW BRUNSWICK | 8901 | 11 | THE SOLAR CENTER, INC. | PSE&G BPU | No | Complete | 2007-06-28 | 2007-12-05 | 2008-01-28 | 2008-04-16
BPU-3006 | CORE Solar | RUIZ |  | 4.8 | 23760 | Residential |  | MADISON | 7940 | 3 | RENEWABLE ENERGY CONCEPTS, INC. | Not Known | No | Complete | 2007-03-22 | 2007-06-14 | N/A | 2007-09-07
BPU-3007 | CORE Solar | DIMON | LIQUOR BARN | 9.984 | 49420.8 | Commercial |  | BORDENTOWN | 8505 | 13 | RENEWABLE ENERGY CONCEPTS, INC. | PSE&G BPU | No | Complete | 2007-03-22 | 2007-11-29 | 2008-04-03 | 2008-06-02
BPU-3009 | CORE Solar | AVOLIO | AVOLIO'S RENTAL & SALES T/A UNITED RENTA | 30.195 | 124221.5 | Commercial |  | HILLSBOROUGH | 8844 | 5 | E2ECTA, INC. | PSE&G BPU | No | Complete | 2007-11-21 | 2008-07-23 | 2008-09-25 | 2008-11-13
BPU-3011 | CORE Solar | O'CONNELL |  | 7.7 | 38115 | Residential |  | MILFORD | 8848 | 4 | ECOLOGICAL SYSTEMS-MANALAPAN | JCP&L | No | Complete | 2007-05-11 | 2007-12-10 | 2008-01-28 | 2008-04-16
BPU-3012 | CORE Solar | KRAWEAK |  | 7.525 | 37248.75 | Residential |  | ASBURY | 8802 | 4 | ECOLOGICAL SYSTEMS-MANALAPAN | JCP&L | No | Complete | 2007-03-22 | 2007-10-25 | N/A | 2008-03-06
BPU-3013 | CORE Solar | ASHKENAZI |  | 19.04 | 82948 | Residential |  | ELBERON | 7740 | 17 | ECOLOGICAL SYSTEMS-MANALAPAN | JCP&L | No | Complete | 2007-10-31 | 2008-10-07 | 2008-10-27 | 2008-12-30
BPU-3015 | CORE Solar | KNIGHT |  | 9.8 | 48510 | Residential |  | CHATSWORTH | 8019 | 13 | TRINITY HEATING AND AIR | AC Electric | No | Complete | 2007-03-22 | 2007-05-21 | N/A | 2007-07-25
BPU-3016 | CORE Solar | CHENG | WY INDUSTRIES | 18.72 | 57096 | Commercial |  | NORTH BERGEN | 7047 | 8 | JERSEY SOLAR, LLC | PSE&G BPU | No | Complete | 2009-02-26 | 2010-03-05 | 2010-08-25 | 2010-11-24
BPU-3017 | CORE Solar | TURDO | TURDO VINYARDS & WINERY | 9.18 | 45441 | Commercial |  | CAPE MAY | 8204 | 21 | HIGHLANDS SOLAR ELECTRIC CO, LLC | AC Electric | No | Complete | 2007-03-22 | 2007-11-19 | 2008-01-14 | 2008-04-08
BPU-3018 | CORE Solar | JESCHKE |  | 6.3 | 33390 | Residential |  | HILLSBOROUGH | 8844 | 5 | EASTERN ENERGY SERVICES | PSE&G BPU | No | Complete | 2007-04-06 | 2007-09-10 | N/A | 2007-12-21
BPU-3019 | CORE Solar | DURO |  | 9.1 | 38288.25 | Residential |  | WILLIAMSTOWN | 8094 | 15 | SELF INSTALL | AC Electric | No | Complete | 2007-04-06 | 2008-01-16 | 2008-03-11 | 2008-06-02
BPU-3020 | CORE Solar | DUNNE |  | 9 | 44550 | Residential |  | BELVEDERE | 7823 | 2 | NJ SOLAR SOLUTIONS | JCP&L | No | Complete | 2007-04-06 | 2007-08-31 | N/A | 2007-11-05
BPU-3022 | CORE Solar | BLEWITT |  | 6 | 29700 | Residential |  | EAST BRUNSWICK | 8816 | 11 | NJ SOLAR SOLUTIONS | PSE&G BPU | No | Complete | 2007-04-06 | 2008-01-23 | 2008-03-11 | 2008-06-02
BPU-3023 | CORE Solar | ZACCARIA |  | 10 | 49500 | Residential |  | FAIRFIELD | 7004 | 9 | NJ SOLAR SOLUTIONS | PSE&G BPU | No | Complete | 2007-04-06 | 2007-12-03 | 2008-01-14 | 2008-04-08
BPU-3024 | CORE Solar | ELLOR |  | 8.8 | 43560 | Residential |  | SOUTHAMPTON | 8088 | 13 | NEW AGE SOLAR, LLC | AC Electric | No | Complete | 2007-04-06 | 2008-01-07 | 2008-01-29 | 2008-04-16
BPU-3026 | CORE Solar | KELLY |  | 10 | 49500 | Residential |  | SOUTH HARRISON TWP. | 8085 | 15 | EASTERN ENERGY SERVICES | AC Electric | No | Complete | 2006-11-22 | 2007-06-12 | N/A | 2007-08-01
BPU-3028 | CORE Solar | BOOZER | DRB CONSTRUCTION, LLC | 2.8 | 13860 | Commercial |  | GLASSBORO | 8028 | 15 | EASTERN ENERGY SERVICES | New Construction | No | Complete | 2007-06-05 | 2007-11-19 | 2008-01-29 | 2008-04-16
BPU-3031 | CORE Solar | DELFINER |  | 10 | 49500 | Residential |  | ATLANTIC CITY | 8401 | 19 | EASTERN ENERGY SERVICES | AC Electric | No | Complete | 2006-11-20 | 2007-08-10 | N/A | 2007-11-05
BPU-3032 | CORE Solar | HAMILTON |  | 10.5 | 49500 | Residential |  | BRIDGETON | 8302 | 20 | EASTERN ENERGY SERVICES | AC Electric | No | Complete | 2007-06-05 | 2007-11-09 | 2008-01-14 | 2008-04-08
BPU-3033 | CORE Solar | SORANTINO |  | 8.925 | 44178.75 | Residential |  | MILLVILLE | 8332 | 20 | EASTERN ENERGY SERVICES | AC Electric | No | Complete | 2007-06-05 | 2008-02-28 | 2008-04-11 | 2008-06-02
BPU-3035 | CORE Solar | SHAH |  | 5.2 | 25740 | Residential |  | CHERRY HILL | 8003 | 14 | SUNTECHNICS ENERGY, LLC (FORMERLY MESA) | PSE&G BPU | No | Complete | 2007-04-06 | 2008-01-14 | 2008-02-05 | 2008-04-16
BPU-3036 | CORE Solar | LUKAWSKI |  | 9.02 | 44649 | Residential |  | HOLMDEL | 7733 | 17 | GEOGENIX | JCP&L | No | Complete | 2007-04-06 | 2007-12-10 | 2008-01-28 | 2008-04-16
BPU-3037 | CORE Solar | HEDAYA |  | 8.405 | 44546.5 | Residential |  | ELBERON | 7740 | 17 | GEOGENIX | JCP&L | No | Complete | 2007-04-06 | 2007-12-19 | 2008-01-28 | 2008-04-16
BPU-3038 | CORE Solar | TARAMANGALAM |  | 7.92 | 41976 | Residential |  | FREEHOLD | 7728 | 17 | GEOGENIX | JCP&L | No | Complete | 2007-04-06 | 2007-07-05 | N/A | 2007-09-06
BPU-3039 | CORE Solar | ANTEBI |  | 9.89 | 48955.5 | Residential |  | ELBERON | 7740 | 17 | GEOGENIX | JCP&L | No | Complete | 2007-04-06 | 2007-07-05 | N/A | 2007-09-06
BPU-3040 | CORE Solar | SEYGLINSKI |  | 6.88 | 34056 | Residential |  | JACKSON | 8527 | 18 | GEOGENIX | JCP&L | No | Complete | 2007-04-06 | 2007-05-22 | N/A | 2007-07-25
BPU-3041 | CORE Solar | SEYGLINSKI |  | 9.89 | 52417 | Residential |  | JACKSON | 8527 | 18 | GEOGENIX | JCP&L | No | Complete | 2007-04-06 | 2007-05-21 | N/A | 2007-07-25
BPU-3042 | CORE Solar | MANREGA |  | 9.84 | 48708 | Residential |  | JACKSON | 8527 | 18 | GEOGENIX | JCP&L | No | Complete | 2007-04-06 | 2007-12-06 | 2008-01-28 | 2008-04-16
BPU-3044 | CORE Solar | CRUZ | L CRUZ DEVELOPMENT, LLC | 10 | 49500 | Residential |  | WILLINGBORO | 8046 | 13 | ABSOLUTELY ENERGIZED SOLAR, LLC | PSE&G BPU | No | Complete | 2006-11-20 | 2008-06-10 | 2008-08-07 | 2008-10-29
BPU-3044* | CORE Solar | CRUZ | L CRUZ DEVELOPMENT, LLC | 5.12 | 18685 | Residential |  | WILLINGBORO | 8046 | 13 | ABSOLUTELY ENERGIZED SOLAR, LLC | PSE&G BPU | No | Complete | 2008-04-30 | 2008-06-10 | 2008-08-07 | 2008-10-29
BPU-3045 | CORE Solar | KAUFMAN |  | 4.2 | 20790 | Residential |  | CRANFORD | 7016 | 10 | ABSOLUTELY ENERGIZED SOLAR, LLC | PSE&G BPU | No | Complete | 2007-04-06 | 2007-06-18 | N/A | 2007-09-06
BPU-3046 | CORE Solar | SARTI |  | 4.375 | 21656.25 | Residential |  | JACKSON | 8527 | 18 | ECOLOGICAL SYSTEMS-MANALAPAN | JCP&L | No | Complete | 2007-04-06 | 2007-09-20 | N/A | 2008-01-03
BPU-3047 | CORE Solar | FROTHINGHAM |  | 10.5 | 49500 | Residential |  | HOLMDEL | 7733 | 17 | ECOLOGICAL SYSTEMS-MANALAPAN | JCP&L | No | Complete | 2007-04-06 | 2008-01-07 | 2008-02-27 | 2008-04-16
BPU-3048 | CORE Solar | STIVALA |  | 10.5 | 49500 | Residential |  | COLTS NECK | 7722 | 17 | ECOLOGICAL SYSTEMS-MANALAPAN | JCP&L | No | Complete | 2007-04-06 | 2007-09-20 | N/A | 2007-12-21
BPU-3049 | CORE Solar | BAGCHI |  | 5.25 | 25987.5 | Residential |  | OCEAN | 7712 | 17 | ECOLOGICAL SYSTEMS-MANALAPAN | JCP&L | No | Complete | 2007-04-06 | 2007-09-10 | N/A | 2008-01-03
BPU-3050 | CORE Solar | CSALA | ROZA & BENSON, LLC | 10.2 | 49500 | Commercial |  | HOLMDEL | 7733 | 17 | ECOLOGICAL SYSTEMS-MANALAPAN | JCP&L | No | Complete | 2007-04-06 | 2008-02-15 | 2008-04-24 | 2008-07-01
BPU-3051 | CORE Solar | STOUT |  | 10.325 | 49100 | Residential |  | RUMSON | 7760 | 17 | ECOLOGICAL SYSTEMS-MANALAPAN | JCP&L | No | Complete | 2007-04-06 | 2007-10-25 | N/A | 2008-03-06
BPU-3052 | CORE Solar | BERKO |  | 10.5 | 49500 | Residential |  | LINDEN | 7036 | 10 | ECOLOGICAL SYSTEMS-MANALAPAN | PSE&G BPU | No | Complete | 2007-04-06 | 2007-12-03 | 2008-01-28 | 2008-04-16
BPU-3053 | CORE Solar | WERSINGER |  | 2.625 | 12993.75 | Residential |  | WEST LONG BRANCH | 7764 | 17 | ECOLOGICAL SYSTEMS-MANALAPAN | JCP&L | No | Complete | 2007-05-11 | 2007-11-19 | 2008-01-29 | 2008-04-16
BPU-3054 | CORE Solar | SMITH |  | 3.4 | 16335 | Residential |  | RUMSON | 7760 | 17 | ECOLOGICAL SYSTEMS-MANALAPAN | JCP&L | No | Complete | 2007-05-11 | 2008-02-05 | 2008-05-20 | 2008-07-01
BPU-3055 | CORE Solar | DENOIA |  | 10.5 | 48300 | Residential |  | RUMSON | 7760 | 17 | ECOLOGICAL SYSTEMS-MANALAPAN | JCP&L | No | Complete | 2007-05-11 | 2008-02-05 | 2008-09-25 | 2008-11-13
BPU-3056 | CORE Solar | BERKO |  | 10.5 | 49500 | Residential |  | MANALAPAN | 7480 | 6 | ECOLOGICAL SYSTEMS-MANALAPAN | JCP&L | No | Complete | 2007-05-11 | 2008-02-14 | 2008-04-24 | 2008-07-01
BPU-3057 | CORE Solar | BRODHECKER | BRODHECKER FARM | 75.2 | 257040 | Commercial |  | NEWTON | 7860 | 1 | NJ SOLAR SOLUTIONS | JCP&L | No | Complete | 2007-11-21 | 2009-02-10 | 2009-11-20 | 2010-02-11
BPU-3058 | CORE Solar | BRODHECKER |  | 9.2 | 45540 | Residential |  | NEWTON | 7860 | 1 | NJ SOLAR SOLUTIONS | JCP&L | No | Complete | 2007-06-05 | 2008-03-04 | 2008-05-02 | 2008-07-01
BPU-3060 | CORE Solar | DROBONIKU | 2605 SHORE ROAD, LLC | 202.125 | 663981.25 | Commercial |  | NORTHFIELD | 8225 | 19 | NJ SOLAR POWER, LLC | AC Electric | No | Complete | 2007-12-27 | 2009-06-22 | 2009-08-05 | 2009-09-30
BPU-3061 | CORE Solar | SIWULEC | AMERICAN TRUCKING, INC | 149.24 | 502682 | Commercial |  | SAYREVILLE | 8872 | 11 | NJ SOLAR POWER, LLC | JCP&L | No | Complete | 2007-12-27 | 2008-09-02 | 2008-09-25 | 2008-11-13
BPU-3062 | CORE Solar | ALAI |  | 3.06 | 15147 | Residential |  | RUTHERFORD | 7070 | 7 | NJ SOLAR POWER, LLC | PSE&G BPU | No | Complete | 2007-05-11 | 2007-10-11 | N/A | 2008-01-17
BPU-3063 | CORE Solar | WHITE |  | 4 | 19800 | Residential |  | UPPER MONTCLAIR | 7043 | 9 | NJ SOLAR POWER, LLC | PSE&G BPU | No | Complete | 2007-05-11 | 2008-02-11 | 2008-05-20 | 2008-07-01
BPU-3064 | CORE Solar | BRYAN |  | 8.4 | 41580 | Residential |  | MAYS LANDING | 8330 | 19 | NJ SOLAR POWER, LLC | AC Electric | No | Complete | 2007-05-11 | 2007-12-03 | 2008-01-14 | 2008-04-08
BPU-3065 | CORE Solar | BUENVIAJE |  | 9.018 | 44639.1 | Residential |  | PARLIN | 8859 | 11 | NJ SOLAR POWER, LLC | JCP&L | No | Complete | 2007-05-11 | 2007-12-07 | 2008-01-28 | 2008-04-16
BPU-3066 | CORE Solar | MIKA |  | 7.828 | 38115 | Residential |  | LAWERENCEVILLE | 8648 | 12 | SUN BURN SOLAR | PSE&G BPU | No | Complete | 2007-05-11 | 2008-02-13 | 2008-03-28 | 2008-06-02
BPU-3068 | CORE Solar | KAMATH |  | 4.2 | 20790 | Residential |  | PRINCETON | 8540 | 12 | TRINITY HEATING AND AIR | PSE&G BPU | No | Complete | 2007-05-11 | 2007-12-27 | 2008-01-28 | 2008-04-16
BPU-3072 | CORE Solar | SIRIHORACHAI |  | 15.75 | 69080 | Residential |  | CRANBURY | 8512 | 11 | SUN BURN SOLAR | PSE&G BPU | No | Complete | 2007-11-30 | 2008-12-02 | 2009-03-24 | 2009-05-05
BPU-3079 | CORE Solar | PRASICKY | ASC, ADV. SONIC CONCEPTS | 6.84 | 33858 | Commercial |  | CHATWORTH | 8019 | 13 | EASTERN ENERGY SERVICES | AC Electric | No | Complete | 2007-05-11 | 2008-01-23 | 2008-03-04 | 2008-04-16
BPU-3080 | CORE Solar | VOLLERS | STOWAWAY SELF STORAGE, LLC. | 71.808 | 262285.6 | Commercial |  | LEBANON | 8833 | 4 | PFISTER MAINTENANCE, INC. | JCP&L | No | Complete | 2007-12-27 | 2008-09-15 | 2008-12-22 | 2009-02-16
BPU-3081 | CORE Solar | VOLLERS | STOWAWAY SELF STORAGE VI LLC. | 58.344 | 150880 | Commercial |  | MINE HILL | 7803 | 3 | PFISTER MAINTENANCE, INC. | JCP&L | No | Complete | 2007-12-27 | 2008-09-15 | 2008-12-22 | 2009-02-16
BPU-3082 | CORE Solar | SOWSIAN | SOWSIAN LANDSCAPES | 9.984 | 49420.8 | Commercial |  | HOPEWELL | 8525 | 12 | ADVANCED SOLAR PRODUCTS, INC. | PSE&G BPU | No | Complete | 2007-05-11 | 2008-02-05 | 2008-03-04 | 2008-04-16
BPU-3083 | CORE Solar | KRAUS |  | 4.509 | 23897.7 | Residential |  | FLEMINGTON | 8822 | 4 | ADVANCED SOLAR PRODUCTS, INC. | JCP&L | No | Complete | 2007-05-11 | 2007-07-11 | N/A | 2007-09-06
BPU-3084 | CORE Solar | DECKER |  | 9.853 | 48772.35 | Residential |  | FLEMINGTON | 8822 | 4 | ADVANCED SOLAR PRODUCTS, INC. | JCP&L | No | Complete | 2007-05-11 | 2007-11-26 | 2008-01-14 | 2008-04-08
BPU-3085 | CORE Solar | FELDSTEIN | SURFACE TECHNOLOGY, INC. | 39.744 | 148256.7 | Commercial |  | ROBBINSVILLE | 8691 | 12 | ADVANCED SOLAR PRODUCTS, INC. | PSE&G BPU | No | Complete | 2008-04-09 | 2009-03-23 | 2009-06-26 | 2009-08-26
BPU-3086 | CORE Solar | FELDSTEIN | SURFACE TECHNOLOGY, INC. | 14.472 | 47964.9 | Commercial |  | ROBBINSVILLE | 8691 | 12 | ADVANCED SOLAR PRODUCTS, INC. | PSE&G BPU | No | Complete | 2008-04-09 | 2009-03-23 | 2009-06-26 | 2009-08-26
BPU-3087 | CORE Solar | GUCUNSKI |  | 7.106 | 35174.7 | Residential |  | BELLE MEAD | 8502 | 5 | ADVANCED SOLAR PRODUCTS, INC. | PSE&G BPU | No | Complete | 2007-05-11 | 2007-08-10 | N/A | 2008-03-06
BPU-3088 | CORE Solar | GARR |  | 9.9 | 49005 | Residential |  | MARLBORO | 7746 | 17 | SEA BRIGHT SOLAR, LLC | JCP&L | No | Complete | 2007-05-11 | 2007-06-12 | N/A | 2007-08-01
BPU-3089 | CORE Solar | ROSS |  | 6.56 | 32472 | Residential |  | WHITING | 8759 | 18 | SEA BRIGHT SOLAR, LLC | JCP&L | No | Complete | 2007-05-11 | 2007-08-28 | N/A | 2007-12-21
BPU-3091 | CORE Solar | MISURACA |  | 8.36 | 41382 | Residential |  | SPRINGFIELD | 7081 | 10 | SEA BRIGHT SOLAR, LLC | JCP&L | No | Complete | 2007-06-05 | 2007-10-29 | 2008-01-14 | 2008-04-08
BPU-3094 | CORE Solar | DIRAGO |  | 5.7 | 28215 | Residential |  | BAYVILLE | 8721 | 18 | SEA BRIGHT SOLAR, LLC | JCP&L | No | Complete | 2007-06-05 | 2007-08-31 | N/A | 2007-12-21
BPU-3095 | CORE Solar | BROWN |  | 5.44 | 26928 | Residential |  | MANASQUAN | 8736 | 17 | SEA BRIGHT SOLAR, LLC | JCP&L | No | Complete | 2007-06-05 | 2007-07-17 | N/A | 2007-10-31
BPU-3096 | CORE Solar | WANG |  | 4.8 | 25440 | Residential |  | BOONTON | 7005 | 3 | 1ST LIGHT ENERGY, INC. | JCP&L | No | Complete | 2007-06-05 | 2007-07-17 | N/A | 2007-09-06
BPU-3097 | CORE Solar | PEDOTO |  | 5.2 | 25740 | Residential |  | SPARTA | 7871 | 1 | 1ST LIGHT ENERGY, INC. | JCP&L | No | Complete | 2007-06-05 | 2007-07-11 | N/A | 2007-12-21
BPU-3099 | CORE Solar | GAVILA |  | 9.8 | 48510 | Residential |  | EAST WINDSOR | 8520 | 12 | 1ST LIGHT ENERGY, INC. | JCP&L | No | Complete | 2007-06-05 | 2008-03-05 | 2008-04-16 | 2008-06-02
BPU-3100 | CORE Solar | GUNNELL |  | 6.4 | 31680 | Residential |  | JERSEY CITY | 7307 | 8 | 1ST LIGHT ENERGY, INC. | PSE&G BPU | No | Complete | 2007-06-05 | 2007-09-27 | N/A | 2008-01-03
BPU-3101 | CORE Solar | EPSTEIN | RIVER OAK ASSOCIATES | 4.2 | 20790 | Commercial |  | RUMSON | 7760 | 17 | AEON SOLAR | JCP&L | No | Complete | 2007-06-05 | 2007-10-25 | N/A | 2008-01-17
BPU-3102 | CORE Solar | HECK |  | 7.256 | 35917.2 | Residential |  | CARLSTADT | 7072 | 7 | THE SOLAR CENTER, INC. | PSE&G BPU | No | Complete | 2007-06-05 | 2008-01-16 | 2008-03-04 | 2008-04-16
BPU-3105 | CORE Solar | LICCESE |  | 3.69 | 18265.5 | Residential |  | HARDWICK | 7825 | 2 | HEAT SHED, INC. | JCP&L | No | Complete | 2007-06-05 | 2007-11-05 | 2008-01-14 | 2008-04-08
BPU-3107 | CORE Solar | CONSTANTINE |  | 9.8 | 48510 | Residential |  | TUCKERTON | 8087 | 18 | TRINITY HEATING AND AIR | AC Electric | No | Complete | 2007-06-05 | 2007-06-18 | N/A | 2007-11-05
BPU-3108 | CORE Solar | MAIER | J.E. HOLLAND-MORITZ CO., INC. | 9.984 | 49420.8 | Commercial |  | LAMBERTVILLE | 8530 | 4 | THE SOLAR CENTER, INC. | JCP&L | No | Complete | 2007-09-13 | 2008-09-15 | 2009-01-29 | 2009-03-31
BPU-3109 | CORE Solar | BENNEKAMPER |  | 6.12 | 30294 | Residential |  | BRICK TWP. | 8742 | 18 | RENEWABLE ENERGY CONCEPTS, INC. | JCP&L | No | Complete | 2007-07-06 | 2007-09-14 | N/A | 2007-12-21
BPU-3110 | CORE Solar | ANDALIBI |  | 7.14 | 35343 | Residential |  | ALLAMUCKY | 7821 | 1 | THE SOLAR CENTER, INC. | JCP&L | No | Complete | 2007-06-05 | 2007-07-05 | N/A | 2007-09-06
BPU-3111 | CORE Solar | WASHINGTON |  | 6.4 | 31680 | Residential |  | GLASSBORO | 8028 | 15 | MERCURY SOLAR SYSTEMS | New Construction | No | Complete | 2007-06-05 | 2007-12-21 | 2008-02-05 | 2008-04-16
BPU-3113 | CORE Solar | HOLLAND |  | 20.24 | 86500 | Residential |  | SEAVILLE | 8230 | 21 | GO SOLAR ELECTRIC, LLC | AC Electric | No | Complete | 2008-04-09 | 2009-04-16 | 2009-05-26 | 2009-07-29
BPU-3114 | CORE Solar | SINGLEY |  | 5.2 | 27560 | Residential |  | BELLE MEAD | 8502 | 5 | 1ST LIGHT ENERGY, INC. | PSE&G BPU | No | Complete | 2007-06-05 | 2007-09-12 | N/A | 2007-12-21
BPU-3116 | CORE Solar | METRI |  | 5.25 | 25987.5 | Residential |  | ELMWOOD PARK | 7407 | 7 | 1ST LIGHT ENERGY, INC. | PSE&G BPU | No | Complete | 2007-06-05 | 2008-01-23 | 2008-04-24 | 2008-07-01
BPU-3117 | CORE Solar | KASS |  | 9.86 | 48807 | Residential |  | MARTINSVILLE | 8836 | 5 | 1ST LIGHT ENERGY, INC. | PSE&G BPU | No | Complete | 2007-06-05 | 2007-06-26 | N/A | 2007-10-31
BPU-3119 | CORE Solar | TAKASH | SALLY'S SEAFOOD | 9.072 | 44906.4 | Commercial |  | WARETOWN | 8758 | 18 | PREMIER POWER RENEWABLE ENERGY, INC. | JCP&L | No | Complete | 2008-05-02 | 2009-12-02 | 2010-03-18 | 2010-06-08
BPU-3120 | CORE Solar | HOOD |  | 5.01 | 24799.5 | Residential |  | SOMERSET | 8873 | 5 | PREMIER POWER RENEWABLE ENERGY, INC. | PSE&G BPU | No | Complete | 2007-06-05 | 2008-03-04 | 2008-04-03 | 2008-06-02
BPU-3124 | CORE Solar | JUSICK |  | 10 | 49500 | Residential |  | LAWRENCE TWP. | 8540 | 12 | 1ST LIGHT ENERGY, INC. | PSE&G BPU | No | Complete | 2007-06-05 | 2007-11-12 | 2008-05-02 | 2008-07-01
BPU-3125 | CORE Solar | MIRANDA |  | 9.8 | 48510 | Residential |  | FREEHOLD | 7728 | 17 | 1ST LIGHT ENERGY, INC. | JCP&L | No | Complete | 2007-06-05 | 2008-03-05 | 2008-07-18 | 2008-09-03
BPU-3126 | CORE Solar | NOLAN |  | 9.8 | 48510 | Residential |  | STANHOPE | 7874 | 1 | 1ST LIGHT ENERGY, INC. | JCP&L | No | Complete | 2007-06-05 | 2007-09-20 | 2008-01-14 | 2008-04-08
BPU-3128 | CORE Solar | RAMAN |  | 10 | 53000 | Residential |  | RINGOES | 8551 | 4 | 1ST LIGHT ENERGY, INC. | JCP&L | No | Complete | 2007-06-05 | 2007-07-11 | N/A | 2007-09-06
BPU-3129 | CORE Solar | TIRUMALA |  | 10 | 53000 | Residential |  | NORTH BRUNSWICK | 8902 | 11 | 1ST LIGHT ENERGY, INC. | PSE&G BPU | No | Complete | 2007-06-05 | 2007-08-15 | N/A | 2007-11-05
BPU-3130 | CORE Solar | BOEHM |  | 8.4 | 44520 | Residential |  | RANDOLPH | 7869 | 3 | 1ST LIGHT ENERGY, INC. | JCP&L | No | Complete | 2007-06-05 | 2007-10-25 | N/A | 2008-01-17
BPU-3131 | CORE Solar | CHIBBARO |  | 6.88 | 34056 | Residential |  | HOWELL | 7731 | 17 | ABSOLUTELY ENERGIZED SOLAR, LLC | JCP&L | No | Complete | 2007-06-05 | 2007-06-18 | N/A | 2007-09-06
BPU-3132 | CORE Solar | HELB | TOWNSHIP OF VERONA-PUBLIC WORKS #2 MUNIC | 14 | 70400 | Municipality |  | VERONA | 7044 | 9 | FAI-GON ELECTRIC | PSE&G BPU | No | Complete | 2006-05-16 | 2007-10-25 | N/A | 2008-03-06
BPU-3133 | CORE Solar | HELB | TOWNSHIP OF VERONA-WASTEWATER TREATMENT | 33.15 | 113922.5 | Municipality |  | VERONA | 7044 | 9 | ELECTRO JET ELECTRIC | PSE&G BPU | No | Complete | 2006-05-16 | 2008-06-13 | 2008-09-25 | 2008-11-13
BPU-3134 | CORE Solar | STRYKER |  | 8.87 | 43906.5 | Residential |  | PRINCETON | 8540 | 12 | JERSEY SOLAR, LLC | PSE&G BPU | No | Complete | 2007-06-05 | 2007-11-19 | 2008-01-14 | 2008-04-08
BPU-3135 | CORE Solar | CLYMER |  | 4.2 | 20790 | Residential |  | E. MILSTONE | 8873 | 5 | JERSEY SOLAR, LLC | PSE&G BPU | No | Complete | 2007-06-05 | 2007-08-28 | N/A | 2007-12-21
BPU-3136 | CORE Solar | SPORKIN |  | 9.2 | 45540 | Residential |  | JERSEY CITY | 7302 | 8 | A1SUN | PSE&G BPU | No | Complete | 2007-06-05 | 2008-03-04 | 2008-05-02 | 2008-06-02
BPU-3138 | CORE Solar | DROBONIKU | ENGLISH CREEK SELF STORAGE | 101.66 | 245000 | Commercial |  | ENGLISH CREEK | 8234 | 19 | PRO-TECH ENERGY SOLUTIONS | AC Electric | No | Complete | 2008-06-04 | 2009-12-07 | 2010-05-06 | 2010-07-22
BPU-3139 | CORE Solar | NUESSLE | BAY SPRINGS FARM ALPACA | 9.8 | 48510 | Farm |  | CAPE MAY | 8204 | 21 | IMC NORTHEAST | AC Electric | No | Complete | 2007-06-05 | 2007-07-11 | N/A | 2007-10-31
BPU-3140 | CORE Solar | CABLE |  | 7.65 | 37867.5 | Residential |  | MANNINGTON TWP., SALEM COUNTY | 8079 | 16 | SOLAR WORKS NJ | AC Electric | No | Complete | 2007-06-05 | 2008-01-11 | 2008-02-27 | 2008-04-16
BPU-3144 | CORE Solar | STOUT | BUTLER'S DELI | 10.08 | 49500 | Commercial |  | RUMSON | 7760 | 17 | SOLARDELPHIA | JCP&L | No | Complete | 2007-06-05 | 2008-05-15 | 2008-05-30 | 2008-07-15
BPU-3145 | CORE Solar | WONG |  | 8.4 | 41580 | Residential |  | PISCATAWAY | 8854 | 11 | 1ST LIGHT ENERGY, INC. | PSE&G BPU | No | Complete | 2007-06-05 | 2007-10-11 | N/A | 2008-01-03
BPU-3146 | CORE Solar | GONZALEZ |  | 2.288 | 11325.6 | Residential |  | W. ORANGE | 7052 | 9 | THE SOLAR CENTER, INC. | PSE&G BPU | No | Complete | 2007-08-09 | 2008-03-13 | 2008-07-02 | 2008-08-20
BPU-3147 | CORE Solar | GASPARD |  | 2.704 | 13384.8 | Residential |  | W. ORANGE | 7052 | 9 | THE SOLAR CENTER, INC. | PSE&G BPU | No | Complete | 2007-07-19 | 2008-03-13 | 2008-07-02 | 2008-08-20
BPU-3148 | CORE Solar | JACKSON |  | 4.16 | 18117 | Residential |  | W. ORANGE | 7052 | 9 | THE SOLAR CENTER, INC. | PSE&G BPU | No | Complete | 2007-07-19 | 2008-03-13 | 2008-04-11 | 2008-06-02
BPU-3149 | CORE Solar | BOYD |  | 2.704 | 11689.8 | Residential |  | W. ORANGE | 7052 | 9 | THE SOLAR CENTER, INC. | PSE&G BPU | No | Complete | 2007-09-20 | 2008-03-13 | 2008-07-02 | 2008-08-20
BPU-3151 | CORE Solar | DALY |  | 9.537 | 47208.15 | Residential |  | WAYNE | 7470 | 6 | ADVANCED SOLAR PRODUCTS, INC. | PSE&G BPU | No | Complete | 2007-06-05 | 2008-02-25 | 2008-05-02 | 2008-06-02
BPU-3152 | CORE Solar | LESKO | JAKLAMAS FARMSTAND | 16.2 | 72440 | Farm |  | BLOOMSBURY | 8804 | 4 | SUN FARM NETWORK | JCP&L | No | Complete | 2008-04-09 | 2008-07-21 | 2008-11-14 | 2009-01-08
BPU-3157 | CORE Solar | ALLEN |  | 3.6 | 10755.9 | Residential |  | PORT REPUBLIC | 8241 | 19 | SELF INSTALL | AC Electric | No | Complete | 2007-06-08 | 2008-01-23 | 2008-02-27 | 2008-04-16
BPU-3158 | CORE Solar | VAN ORDEN |  | 10.5 | 49500 | Residential |  | BASS RIVER | 8224 | 13 | NJ SOLAR POWER, LLC | AC Electric | No | Complete | 2006-09-29 | 2008-10-20 | 2008-11-14 | 2009-01-08
BPU-3158* | CORE Solar | VAN ORDEN |  | 10 | 37000 | Residential |  | BASS RIVER | 8224 | 13 | NJ SOLAR POWER, LLC | AC Electric | No | Complete | 2008-04-09 | 2008-10-20 | 2008-11-14 | 2009-01-08
BPU-3159 | CORE Solar | SCANNELL |  | 9.24 | 45738 | Residential |  | LINWOOD | 8221 | 19 | MERCURY SOLAR SYSTEMS | AC Electric | No | Complete | 2007-06-21 | 2007-12-21 | 2008-02-05 | 2008-04-16
BPU-3160 | CORE Solar | EIVICH |  | 9.72 | 48114 | Residential |  | MANTUA | 8051 | 15 | SOLAR WORKS NJ | New Construction | No | Complete | 2007-06-21 | 2007-10-04 | N/A | 2008-01-17
BPU-3161 | CORE Solar | ROUGHLEY |  | 6.97 | 34501.5 | Residential |  | MANAHAWKIN | 8050 | 18 | ABSOLUTELY ENERGIZED SOLAR, LLC | JCP&L | No | Complete | 2007-06-21 | 2007-10-11 | N/A | 2008-01-03
BPU-3162 | CORE Solar | WARGO |  | 6 | 29700 | Residential |  | BLAIRSTOWN | 7825 | 2 | 1ST LIGHT ENERGY, INC. | JCP&L | No | Complete | 2007-07-06 | 2008-02-05 | 2008-04-03 | 2008-06-02
BPU-3163 | CORE Solar | CANKA |  | 6.4 | 31680 | Residential |  | MANALAPAN | 7726 | 17 | ABSOLUTELY ENERGIZED SOLAR, LLC | JCP&L | No | Complete | 2007-11-30 | 2008-04-11 | 2008-05-20 | 2008-07-01
BPU-3166 | CORE Solar | GALIS |  | 6.08 | 30096 | Residential |  | TOMS RIVER | 8753 | 18 | SEA BRIGHT SOLAR, LLC | JCP&L | No | Complete | 2007-06-05 | 2007-09-20 | N/A | 2008-01-03
BPU-3167 | CORE Solar | MATARAZZO | MATCO PROPERTIES, LLC | 9.8 | 48110 | Residential |  | TEWKSBURY | 7931 | 5 | 1ST LIGHT ENERGY, INC. | JCP&L | No | Complete | 2007-06-28 | 2008-03-27 | 2008-10-10 | 2008-12-30
BPU-3168 | CORE Solar | CHEN |  | 2.4 | 11880 | Residential |  | RUTHERFORD | 7070 | 7 | 1ST LIGHT ENERGY, INC. | PSE&G BPU | No | Complete | 2007-07-27 | 2008-06-02 | 2008-10-27 | 2008-12-30
BPU-3169 | CORE Solar | CHEN |  | 2.4 | 11880 | Residential |  | RUTHERFORD | 7070 | 7 | 1ST LIGHT ENERGY, INC. | PSE&G BPU | No | Complete | 2007-07-06 | 2008-04-07 | 2008-04-24 | 2008-07-01
BPU-3172 | CORE Solar | MURRAY |  | 9.8 | 51940 | Residential |  | CAUFON | 7830 | 4 | 1ST LIGHT ENERGY, INC. | JCP&L | No | Complete | 2006-11-16 | 2007-04-23 | N/A | 2007-06-27
BPU-3173 | CORE Solar | VOLLERS | STOWAWAY SELF STORAGE III, LLC | 34.408 | 139809.6 | Commercial |  | FLEMINGTON | 8822 | 4 | PFISTER MAINTENANCE, INC. | JCP&L | No | Complete | 2008-04-11 | 2008-09-15 | 2008-12-22 | 2009-02-16
BPU-3174 | CORE Solar | VOLLERS | STOWAWAY SELF STORAGE, IV, LLC | 44.608 | 175245.6 | Commercial |  | PHILLIPBURG | 8865 | 2 | PFISTER MAINTENANCE, INC. | JCP&L | No | Complete | 2008-04-11 | 2008-10-07 | 2009-02-20 | 2009-04-08
BPU-3175 | CORE Solar | VOLLERS | STOWAWAY SELF STORAGE | 34.408 | 139409.6 | Commercial |  | WHITEHOUSE | 8888 | 4 | PFISTER MAINTENANCE, INC. | JCP&L | No | Complete | 2008-04-11 | 2008-10-07 | 2008-12-22 | 2009-02-16
BPU-3177 | CORE Solar | SCHMID |  | 10 | 49500 | Residential |  | MONROEVILLE | 8343 | 16 | ADVANCED SOLAR PRODUCTS, INC. | AC Electric | No | Complete | 2006-09-29 | 2008-07-01 | 2008-08-29 | 2008-11-13
BPU-3177* | CORE Solar | SCHMID |  | 0.32 | 1406 | Residential |  | MONROEVILLE | 8343 | 16 | ADVANCED SOLAR PRODUCTS, INC. | AC Electric | No | Complete | 2007-10-29 | 2008-08-19 | 2008-08-29 | 2008-11-13
BPU-3178 | CORE Solar | DROBONIKU | ACFD DEVELOPMENT, LLC | 100.45 | 245000 | Commercial |  | PLEASANTVILLE | 8232 | 19 | CAMBRIA SOLAR LLC | AC Electric | No | Complete | 2008-06-27 | 2010-05-27 | 2010-08-25 | 2010-11-24
BPU-3179 | CORE Solar | YUCIS |  | 9 | 44550 | Residential |  | SOUTHHAMPTON | 8088 | 13 | EASTERN ENERGY SERVICES | AC Electric | No | Complete | 2007-01-08 | 2007-06-04 | N/A | 2007-07-25
BPU-3180 | CORE Solar | LEHMER |  | 9.6 | 47520 | Residential |  | DENVILLE | 7834 | 3 | THE SOLAR CENTER, INC. | JCP&L | No | Complete | 2007-08-09 | 2008-04-30 | 2009-04-22 | 2009-04-08
BPU-3183 | CORE Solar | ALFI |  | 10.15 | 49500 | Residential |  | PRINCETON | 8540 | 12 | SUN BURN SOLAR | PSE&G BPU | No | Complete | 2006-09-29 | 2007-06-18 | N/A | 2007-09-06
BPU-3184 | CORE Solar | POTOSKY |  | 9.8 | 48510 | Residential |  | MANCHESTER TWP. | 8759 | 18 | TRINITY HEATING AND AIR | JCP&L | No | Complete | 2007-07-13 | 2008-04-11 | 2008-07-25 | 2008-09-03
BPU-3185 | CORE Solar | MARLYS | POINT PLEASANT RIVER EDGE, LLC | 9.86 | 48807 | Commercial |  | POINT PLEASANT | 8742 | 18 | SEA BRIGHT SOLAR, LLC | JCP&L | No | Complete | 2007-06-14 | 2007-08-10 | N/A | 2007-12-21
BPU-3191 | CORE Solar | TIEU |  | 5.25 | 25987.5 | Residential |  | FRANKLIN PARK | 8823 | 5 | 1ST LIGHT ENERGY, INC. | New Jersey Power | No | Complete | 2007-06-14 | 2008-03-17 | 2008-04-11 | 2008-06-02
BPU-3192 | CORE Solar | CARBONE |  | 8.775 | 43436.25 | Residential |  | EGG HARBOR TWP. | 8234 | 19 | GEOGENIX | AC Electric | No | Complete | 2007-06-05 | 2008-02-13 | 2008-03-11 | 2008-06-02
BPU-3193 | CORE Solar | MARRA | MICHAEL MARRA, INC. | 17.92 | 78804 | Commercial |  | CLIFFWOOD BEACH | 7735 | 17 | GARDEN STATE SOLAR LLC | JCP&L | No | Complete | 2008-04-09 | 2008-08-14 | 2008-10-27 | 2008-12-30
BPU-3194 | CORE Solar | DEY | HERITAGE HILL FARM - GARAGE | 24.32 | 90015.25 | Commercial |  | ALLENTOWN | 8501 | 17 | NJ SOLAR SOLUTIONS | JCP&L | No | Complete | 2008-04-09 | 2009-01-27 | 2009-06-26 | 2009-08-26
BPU-3195 | CORE Solar | DEY | HERITAGE HILL FARM - BARN | 21.28 | 70948.5 | Commercial |  | ALLENTOWN | 8501 | 17 | NJ SOLAR SOLUTIONS | JCP&L | No | Complete | 2008-04-09 | 2009-01-27 | 2009-06-26 | 2009-08-26
BPU-3196 | CORE Solar | DEY |  | 9.975 | 49376.25 | Commercial |  | ALLENTOWN | 8501 | 17 | NJ SOLAR SOLUTIONS | JCP&L | No | Complete | 2006-09-29 | 2007-06-12 | N/A | 2007-08-01
BPU-3197 | CORE Solar | MORGAN |  | 19.68 | 85316 | Residential |  | MULLICA HILL | 8062 | 15 | NJ SOLAR POWER, LLC | AC Electric | No | Complete | 2008-04-09 | 2008-11-25 | 2008-12-22 | 2009-02-16
BPU-3203 | CORE Solar | PAPAROZZI |  | 4.992 | 24710.4 | Residential |  | LODI | 7644 | 7 | THE SOLAR CENTER, INC. | PSE&G BPU | No | Complete | 2007-06-05 | 2007-07-18 | N/A | 2007-10-31
BPU-3204 | CORE Solar | CABRERA | NORTH BERGEN HIGH SCHOOL | 355.74 | 1329164 | School Public K-12 |  | NORTH BERGEN | 7047 | 8 | BARRIER ELECTRIC | PSE&G BPU | No | Complete | 2006-05-11 | 2008-03-03 | 2008-04-03 | 2008-06-02
BPU-3205 | CORE Solar | COSCIA |  | 6.84 | 33858 | Residential |  | BRICK | 8723 | 18 | LBI SOLAR | JCP&L | No | Complete | 2007-06-05 | 2007-08-27 | N/A | 2007-12-21
BPU-3208 | CORE Solar | HELB | TOWNSHIP OF VERONA-COMMUNITY CENTER/FIRE | 30.8 | 143480 | Municipality |  | VERONA | 7044 | 9 | FAI-GON ELECTRIC | PSE&G BPU | No | Complete | 2006-05-16 | 2007-10-25 | N/A | 2008-03-06
BPU-3209 | CORE Solar | MIN |  | 4.08 | 20196 | Residential |  | GALLOWAY TWP. | 8205 | 19 | COMMUNICATION AND ELECTRICAL SYSTEMS | AC Electric | No | Complete | 2007-06-28 | 2008-03-20 | 2008-05-02 | 2008-06-02
BPU-3212 | CORE Solar | BELLAGAMBA | CONCORDE LIMOSINE, INC. | 91.08 | 116555.1 | Commercial |  | FREEHOLD | 7728 | 17 | GEOGENIX | JCP&L | No | Complete | 2008-04-09 | 2009-01-02 | 2009-04-21 | 2009-07-01
BPU-3213 | CORE Solar | MEDEIROS | TECHATRON CORP. | 9.18 | 45441 | Commercial |  | GLEN GARDNER | 8826 | 4 | JERSEY SOLAR, LLC | JCP&L | No | Complete | 2007-06-08 | 2007-10-25 | N/A | 2008-03-06
BPU-3214 | CORE Solar | GLEASON |  | 3.5 | 18550 | Residential |  | TOMS RIVER | 8757 | 18 | ABSOLUTELY ENERGIZED SOLAR, LLC | JCP&L | No | Complete | 2007-06-05 | 2007-11-19 | 2008-01-14 | 2008-04-08
BPU-3216 | CORE Solar | DINSHAH | AMERICAN VEGAN SOCIETY | 5.25 | 26352.5 | Non Profit |  | MALAGA | 8328 | 15 | RCL ENTERPRISES INC. | AC Electric | No | Complete | 2007-06-08 | 2007-11-05 | N/A | 2008-03-06
BPU-3217 | CORE Solar | DINSHAH | AMERICAN VEGAN SOCIETY | 6.3 | 33390 | Non Profit |  | MALAGA | 8328 | 15 | RCL ENTERPRISES INC. | AC Electric | No | Complete | 2007-06-08 | 2007-11-05 | N/A | 2008-03-06
BPU-3218 | CORE Solar | MCLAUGHLIN |  | 9.8 | 48510 | Residential |  | LINWOOD | 8221 | 19 | BP SOLAR INTERNATIONAL | AC Electric | No | Complete | 2007-06-05 | 2008-01-31 | 2008-03-28 | 2008-06-02
BPU-3219 | CORE Solar | LICHTMAN | HAWK'S LANDING FARM | 3.44 | 13113.8 | Farm |  | PERRINEVILLE | 8535 | 17 | SELF INSTALL | JCP&L | No | Complete | 2007-09-13 | 2008-01-31 | 2008-03-04 | 2008-04-16
BPU-3220 | CORE Solar | BENEDEK |  | 8.8 | 43560 | Residential |  | LAKEWOOD | 8701 | 18 | TRINITY HEATING AND AIR | JCP&L | No | Complete | 2007-07-19 | 2007-12-21 | 2008-02-27 | 2008-04-16
BPU-3222 | CORE Solar | HOFFMAN | EDUCATIONAL IMPROVEMENT CENTER | 24.13 | 114465.5 | School Other |  | HURFFVILLE | 8080 | 15 | RCL ENTERPRISES INC. | AC Electric | No | Complete | 2008-01-23 | 2008-09-08 | 2008-12-22 | 2009-02-16
BPU-3223 | CORE Solar | WILLIAMS | SUSSEX COLLEGE | 49.6 | 191220 | University Public | 1 | NEWTON | 7860 | 1 | DOME-TECH SOLAR, LLC | JCP&L | No | Complete | 2006-05-01 | 2007-07-25 | N/A | 2007-10-12
BPU-3224 | CORE Solar | WILLIAMS | SUSSEX COUNTY COLLEGE | 29.76 | 95232 | University Public | 1 | NEWTON | 7860 | 1 | DOME-TECH SOLAR, LLC | JCP&L | No | Complete | 2006-05-01 | 2007-08-07 | N/A | 2007-10-12
BPU-3225 | CORE Solar | WILLIAMS | SUSSEX COUNTY COLLEGE | 100.095 | 308385.75 | University Public | 1 | NEWTON | 7860 | 1 | DOME-TECH SOLAR, LLC | JCP&L | No | Complete | 2006-05-01 | 2007-07-25 | N/A | 2007-10-12
BPU-3226 | CORE Solar | WILLIAMS | SUSSEX COUNTY COLLEGE | 24.8 | 75640 | University Public | 1 | NEWTON | 7860 | 1 | DOME-TECH SOLAR, LLC | JCP&L | No | Complete | 2006-05-01 | 2007-07-25 | N/A | 2007-10-12
BPU-3227 | CORE Solar | LAMBERTH |  | 3.6 | 15660 | Residential |  | MATAWAN | 7747 | 17 | TRINITY HEATING AND AIR | JCP&L | No | Complete | 2007-06-14 | 2007-06-26 | N/A | 2007-09-06
BPU-3229 | CORE Solar | HILLMAN | EAYRSTOWN ENTERPRISES, LLC | 29.61 | 122057 | Commercial |  | SOUTHAMPTON | 8088 | 13 | EASTERN ENERGY SERVICES | PSE&G BPU | No | Complete | 2008-04-09 | 2010-04-13 | 2010-07-20 | 2010-09-09
BPU-3230 | CORE Solar | VANSOLKEMA | SINT'S LANDSCAPING, LIGHTING & WATER GAR | 17.87 | 78619 | Commercial |  | HACKETTSTOWN | 7840 | 2 | SUN FARM NETWORK | JCP&L | No | Complete | 2008-04-09 | 2008-09-18 | 2008-12-22 | 2009-02-16
BPU-3233 | CORE Solar | MACIORSKI |  | 4 | 14726.25 | Residential |  | LK. HOPATCONG | 7849 | 3 | SELF INSTALL | JCP&L | No | Complete | 2007-09-13 | 2008-01-23 | 2009-07-01 | 2009-08-26
BPU-3234 | CORE Solar | PATEL |  | 8 | 39600 | Residential |  | BRICK | 8723 | 18 | TRINITY HEATING AND AIR | JCP&L | No | Complete | 2007-06-08 | 2007-06-18 | N/A | 2007-09-06
BPU-3235 | CORE Solar | SANTORO |  | 9.6 | 47520 | Residential |  | CRANBURY | 8512 | 11 | THE SOLAR CENTER, INC. | PSE&G BPU | No | Complete | 2007-06-05 | 2008-03-05 | 2008-04-16 | 2008-06-02
BPU-3236 | CORE Solar | SIWULEC |  | 3.06 | 11322 | Residential |  | LAMBERTVILLE | 8530 | 4 | NJ SOLAR POWER, LLC | JCP&L | No | Complete | 2008-04-09 | 2009-03-23 | 2009-04-21 | 2009-07-01
BPU-3237 | CORE Solar | SIWULEC |  | 28.56 | 80432 | Residential |  | LAMBERTVILLE | 8530 | 4 | NJ SOLAR POWER, LLC | JCP&L | No | Complete | 2008-04-09 | 2009-04-09 | 2009-05-19 | 2009-07-29
BPU-3239 | CORE Solar | O'DOWD |  | 10 | 49500 | Residential |  | LONG VALLEY | 7853 | 3 | INNOVATIVE ENERGY SYSTEMS, LLC | JCP&L | No | Complete | 2007-06-21 | 2007-10-25 | N/A | 2008-01-17
BPU-3240 | CORE Solar | SILVER | D & K PROPERTIES, LLC | 25.2 | 105740 | Commercial |  | ELMWOOD PARK | 7407 | 7 | NJ SOLAR POWER, LLC | PSE&G BPU | No | Complete | 2008-04-09 | 2008-06-10 | 2008-09-25 | 2008-11-13
BPU-3241 | CORE Solar | LAMBERTH | T & D AUTO REPAIRS | 9.8 | 42630 | Commercial |  | MORGANVILLE | 7751 | 17 | TRINITY HEATING AND AIR | JCP&L | No | Complete | 2007-06-08 | 2007-06-18 | N/A | 2007-11-05
BPU-3242 | CORE Solar | MEDLIN |  | 9.8 | 42630 | Residential |  | MARLBORO | 7746 | 17 | TRINITY HEATING AND AIR | JCP&L | No | Complete | 2007-06-08 | 2007-06-18 | N/A | 2007-10-31
BPU-3243 | CORE Solar | TURI |  | 10.4 | 43980 | Residential |  | PRINCETON | 8540 | 12 | TRINITY HEATING AND AIR | PSE&G BPU | No | Complete | 2008-06-27 | 2009-01-08 | 2009-02-20 | 2009-04-08
BPU-3244 | CORE Solar | COLEMAN |  | 8 | 34800 | Residential |  | MORRIS PLAINS | 7950 | 3 | THE SOLAR CENTER, INC. | JCP&L | No | Complete | 2007-06-21 | 2008-01-07 | 2008-02-27 | 2008-04-16
BPU-3245 | CORE Solar | BONGIORNO |  | 3.4 | 14790 | Residential |  | AVON BY THE SEA | 7717 | 17 | TRINITY HEATING AND AIR | JCP&L | No | Complete | 2007-06-21 | 2007-07-05 | N/A | 2007-09-06
BPU-3247 | CORE Solar | BELL |  | 6.3 | 27405 | Residential |  | SHAMONG | 8088 | 13 | EASTERN ENERGY SERVICES | AC Electric | No | Complete | 2007-06-08 | 2008-01-23 | 2008-03-04 | 2008-04-16
BPU-3248 | CORE Solar | CARTMELL |  | 9.975 | 43391.25 | Residential |  | TOMS RIVER | 8753 | 18 | BRITE IDEA ENERGY | JCP&L | No | Complete | 2007-06-08 | 2007-10-25 | N/A | 2008-02-26
BPU-3249 | CORE Solar | MACLUSKIE |  | 6.02 | 26187 | Residential |  | SOMERSET | 8873 | 5 | AKEENA SOLAR, INC. | PSE&G BPU | No | Complete | 2007-06-08 | 2008-10-13 | 2009-04-21 | 2009-07-01
BPU-3250 | CORE Solar | MORROW |  | 5.16 | 22446 | Residential |  | RUTHERFORD | 7070 | 7 | AKEENA SOLAR, INC. | PSE&G BPU | No | Complete | 2007-06-08 | 2007-12-05 | 2008-01-14 | 2008-04-08
BPU-3251 | CORE Solar | LEE |  | 5.6 | 24360 | Residential |  | PISCATAWAY | 8854 | 11 | 3RD ROCK SYSTEMS & TECHNOLOGIES, INC. | PSE&G BPU | No | Complete | 2007-06-08 | 2008-02-11 | 2008-03-28 | 2008-06-02
BPU-3252 | CORE Solar | MILLER |  | 9.8 | 42630 | Residential |  | LITTLE EGG HARBOR | 8087 | 18 | TRINITY HEATING AND AIR | AC Electric | No | Complete | 2007-07-06 | 2007-07-17 | N/A | 2007-11-05
BPU-3253 | CORE Solar | HEALY |  | 3.51 | 17347.5 | Residential |  | HAZLET | 7730 | 17 | GARDEN STATE SOLAR LLC | JCP&L | No | Complete | 2007-06-21 | 2008-03-10 | 2008-05-02 | 2008-06-02
BPU-3254 | CORE Solar | KAELIN |  | 6 | 26100 | Residential |  | LITTLE EGG HARBOR | 8087 | 18 | TRINITY HEATING AND AIR | AC Electric | No | Complete | 2007-06-08 | 2007-06-26 | N/A | 2007-09-06
BPU-3255 | CORE Solar | KIJEK |  | 9.8 | 42630 | Residential |  | LITTLE FERRY | 7643 | 7 | TRINITY HEATING AND AIR | PSE&G BPU | No | Complete | 2007-06-11 | 2007-06-18 | N/A | 2007-09-06
BPU-3257 | CORE Solar | BASSIE |  | 7.2 | 31320 | Residential |  | MANCHESTER | 8759 | 18 | TRINITY HEATING AND AIR | JCP&L | No | Complete | 2007-06-08 | 2007-06-18 | N/A | 2007-09-06
BPU-3261 | CORE Solar | CHOBIN |  | 5.616 | 24429.6 | Residential |  | LEBANON | 8833 | 4 | THE SOLAR CENTER, INC. | JCP&L | No | Complete | 2007-06-28 | 2007-07-17 | N/A | 2007-09-06
BPU-3262 | CORE Solar | COCCARO |  | 9.8 | 42630 | Residential |  | MANALAPAN | 7726 | 17 | TRINITY HEATING AND AIR | JCP&L | No | Complete | 2007-06-08 | 2007-06-18 | N/A | 2007-09-06
BPU-3263 | CORE Solar | RUGLIO |  | 9.8 | 42630 | Residential |  | BARNEGET | 8005 | 18 | TRINITY HEATING AND AIR | JCP&L | No | Complete | 2007-06-21 | 2007-07-05 | N/A | 2007-09-06
BPU-3264 | CORE Solar | MCCOLLAM |  | 7.8 | 33930 | Residential |  | MULLICA HILL | 8062 | 15 | SOLAR HOME ENERGY SOLUTIONS | AC Electric | No | Complete | 2007-06-08 | 2007-08-06 | N/A | 2007-10-31
BPU-3265 | CORE Solar | PELUSO |  | 9.8 | 42630 | Residential |  | EAST HANOVER | 7936 | 3 | TRINITY HEATING AND AIR | JCP&L | No | Complete | 2007-06-08 | 2007-06-18 | N/A | 2007-09-06
BPU-3266 | CORE Solar | SMALLEY |  | 8.736 | 38001.6 | Residential |  | PITTSTOWN | 8867 | 4 | THE SOLAR CENTER, INC. | JCP&L | No | Complete | 2007-06-28 | 2007-11-19 | 2008-01-28 | 2008-04-16
BPU-3267 | CORE Solar | GALLO |  | 4.76 | 20706 | Residential |  | BRIGANTINE | 8203 | 19 | LBI SOLAR | AC Electric | No | Complete | 2007-06-08 | 2007-11-02 | N/A | 2008-03-06
BPU-3268 | CORE Solar | TUMMINELLI |  | 6.88 | 29928 | Residential |  | WESTWOOD | 7675 | 7 | AKEENA SOLAR, INC. | PSE&G BPU | No | Complete | 2007-06-21 | 2008-02-26 | 2008-03-28 | 2008-06-02
BPU-3269 | CORE Solar | SCHWARTZ |  | 3 | 13050 | Residential |  | SEASIDE PARK | 8752 | 18 | TRINITY HEATING AND AIR | JCP&L | No | Complete | 2007-07-27 | 2007-08-06 | N/A | 2007-10-31
BPU-3270 | CORE Solar | BECKER |  | 5.25 | 19411.88 | Residential |  | HACKETTSTOWN | 7840 | 2 | SELF INSTALL | JCP&L | No | Complete | 2008-04-10 | 2009-03-24 | 2009-05-19 | 2009-07-29
BPU-3272 | CORE Solar | LEBRIO |  | 6 | 26100 | Residential |  | HOWELL | 7731 | 17 | TRINITY HEATING AND AIR | JCP&L | No | Complete | 2007-06-08 | 2007-06-18 | N/A | 2007-09-06
BPU-3273 | CORE Solar | YUHAS |  | 6 | 26100 | Residential |  | CRANFORD | 7016 | 10 | TRINITY HEATING AND AIR | PSE&G BPU | No | Complete | 2007-06-08 | 2007-06-18 | N/A | 2007-09-07
BPU-3274 | CORE Solar | SKUTKA |  | 5.6 | 24360 | Residential |  | GREEN PONO | 7435 | 6 | 1ST LIGHT ENERGY, INC. | JCP&L | No | Complete | 2007-06-08 | 2007-12-03 | 2008-01-14 | 2008-04-08
BPU-3275 | CORE Solar | IOSSO |  | 3.325 | 14463.75 | Residential |  | CRANFORD | 7016 | 10 | 1ST LIGHT ENERGY, INC. | PSE&G BPU | No | Complete | 2007-06-08 | 2008-02-08 | 2008-03-11 | 2008-06-02
BPU-3276 | CORE Solar | HUGES | AGFA, INC. | 7.2 | 31320 | Commercial |  | JAMESBURG | 8831 | 11 | 1ST LIGHT ENERGY, INC. | JCP&L | No | Complete | 2007-07-06 | 2007-10-11 | N/A | 2008-03-06
BPU-3280 | CORE Solar | COLLAZO | TFH PUBLICATIONS, INC. | 9.984 | 43430.4 | Commercial |  | NEPTUNE CITY | 7753 | 17 | RENEWABLE ENERGY CONCEPTS, INC. | JCP&L | No | Complete | 2007-06-08 | 2007-11-29 | 2008-01-29 | 2008-04-16
BPU-3281 | CORE Solar | KAISER |  | 5.61 | 24403.5 | Residential |  | BRICK | 8724 | 18 | RENEWABLE ENERGY CONCEPTS, INC. | JCP&L | No | Complete | 2007-06-15 | 2007-09-14 | N/A | 2007-12-21
BPU-3282 | CORE Solar | CARROLL |  | 7.14 | 31059 | Residential |  | MANALAPAN | 7726 | 17 | TRINITY HEATING AND AIR | JCP&L | No | Complete | 2007-06-14 | 2007-06-26 | N/A | 2007-09-06
BPU-3283 | CORE Solar | CHILTON |  | 7.8 | 33930 | Residential |  | FREEHOLD | 7728 | 17 | TRINITY HEATING AND AIR | JCP&L | No | Complete | 2007-06-08 | 2007-06-18 | N/A | 2007-09-06
BPU-3284 | CORE Solar | BARATTA |  | 5 | 21750 | Residential |  | WARETOWN | 8758 | 18 | TRINITY HEATING AND AIR | JCP&L | No | Complete | 2007-07-06 | 2007-07-17 | N/A | 2007-10-31
BPU-3287 | CORE Solar | MOTANI |  | 9.8 | 42630 | Residential |  | MARLBORO | 7746 | 17 | TRINITY HEATING AND AIR | JCP&L | No | Complete | 2007-06-08 | 2007-06-18 | N/A | 2007-09-06
BPU-3288 | CORE Solar | FRIEDMAN |  | 9.8 | 42630 | Residential |  | FREEHOLD | 7728 | 17 | TRINITY HEATING AND AIR | JCP&L | No | Complete | 2007-06-08 | 2007-06-26 | N/A | 2007-09-06
BPU-3289 | CORE Solar | KLECKO |  | 9.8 | 42630 | Residential |  | COLTS NECK | 7722 | 17 | TRINITY HEATING AND AIR | JCP&L | No | Complete | 2007-06-15 | 2007-10-25 | N/A | 2008-03-06
BPU-3291 | CORE Solar | TROCK |  | 5.6 | 24360 | Residential |  | HAMILTON | 8690 | 12 | ABSOLUTELY ENERGIZED SOLAR, LLC | PSE&G BPU | No | Complete | 2008-07-08 | 2009-05-01 | 2009-07-15 | 2009-09-03
BPU-3292 | CORE Solar | KUC |  | 8.16 | 35496 | Residential |  | WRIGHTSTOWN | 8562 | 13 | J. A. WIG CONSTRUCTION AND ELECTRIC, LLC | JCP&L | No | Complete | 2007-06-08 | 2007-11-21 | 2008-01-14 | 2008-04-08
BPU-3293 | CORE Solar | ULRICH |  | 3.744 | 16286.4 | Residential |  | CLARK | 7066 | 10 | THE SOLAR CENTER, INC. | PSE&G BPU | No | Complete | 2007-06-29 | 2007-10-29 | N/A | 2008-03-06
BPU-3294 | CORE Solar | LIPMAN | CHADWICK CENTER PROPERTY MANAGEMENT, LLC | 41.472 | 143916 | Commercial |  | FREEHOLD | 7728 | 17 | SUN BURN SOLAR | JCP&L | No | Complete | 2008-04-09 | 2009-03-10 | 2009-05-26 | 2009-07-29
BPU-3296 | CORE Solar | LIPMAN | BARCLAY PROPERTY MANAGEMENT, LLC | 28.512 | 102738.4 | Commercial |  | FREEHOLD | 7728 | 17 | SUN BURN SOLAR | JCP&L | No | Complete | 2008-05-02 | 2009-03-10 | 2009-05-26 | 2009-07-29
BPU-3297 | CORE Solar | SAGE | SPRING MOUNTAIN HOLDINGS, LLC | 50.4 | 170700 | Commercial |  | MOUNTAINSIDE | 7092 | 10 | POWER SOLUTIONS ELECTRIC | PSE&G BPU | No | Complete | 2008-06-04 | 2009-12-01 | 2010-08-25 | 2010-11-24
BPU-3298 | CORE Solar | ARENAS |  | 7.875 | 34256.25 | Residential |  | RANDOLPH | 7869 | 3 | 1ST LIGHT ENERGY, INC. | JCP&L | No | Complete | 2007-06-08 | 2007-10-25 | N/A | 2008-01-17
BPU-3299 | CORE Solar | MELISSARATOS |  | 3.85 | 16747.5 | Residential |  | LUMBERTON | 8048 | 13 | ABSOLUTELY ENERGIZED SOLAR, LLC | PSE&G BPU | No | Complete | 2007-06-21 | 2007-09-27 | N/A | 2008-01-17
BPU-3300 | CORE Solar | CHACON |  | 8.8 | 38232.15 | Residential |  | WILLIAMSTOWN | 8094 | 15 | THE SOLAR CENTER, INC. | AC Electric | No | Complete | 2007-06-08 | 2007-08-06 | N/A | 2007-10-31
BPU-3301 | CORE Solar | TESLER |  | 9.8 | 42630 | Residential |  | LAKEWOOD | 8701 | 18 | TRINITY HEATING AND AIR | JCP&L | No | Complete | 2007-06-21 | 2007-08-03 | N/A | 2007-11-05
BPU-3302 | CORE Solar | PANTANO |  | 2.4 | 10440 | Residential |  | ROSELLE | 7203 | 10 | MAK TECHNOLOGIES | PSE&G BPU | No | Complete | 2007-07-13 | 2007-08-28 | N/A | 2007-11-05
BPU-3303 | CORE Solar | GALLI |  | 9.1 | 39585 | Residential |  | LAMBERTVILLE | 8530 | 4 | TRINITY HEATING AND AIR | JCP&L | No | Complete | 2007-07-19 | 2008-03-27 | 2008-05-02 | 2008-07-01
BPU-3306 | CORE Solar | STAATS |  | 10.03 | 43500 | Residential |  | SOMERVILLE | 8876 | 5 | ADVANCED SOLAR PRODUCTS, INC. | JCP&L | No | Complete | 2007-06-08 | 2008-01-18 | 2008-02-05 | 2008-04-16
BPU-3308 | CORE Solar | HIGGINS |  | 10.12 | 43500 | Residential |  | EGG HARBOR TWP. | 8234 | 19 | MERCURY SOLAR SYSTEMS | AC Electric | No | Complete | 2007-06-08 | 2007-07-18 | N/A | 2007-10-31
BPU-3309 | CORE Solar | FARREL |  | 9.8 | 42630 | Residential |  | WALL | 7719 | 17 | TRINITY HEATING AND AIR | JCP&L | No | Complete | 2007-06-08 | 2007-06-18 | N/A | 2007-09-06
BPU-3310 | CORE Solar | LAMORTICELLA |  | 7.59 | 33016.5 | Residential |  | BELLE MEAD | 8502 | 5 | WORLDWATER CORP. | PSE&G BPU | No | Complete | 2007-06-08 | 2007-12-07 | 2008-01-29 | 2008-04-16
BPU-3311 | CORE Solar | ROODA | SPRING RUN MEADOW, LLC | 8.64 | 37584 | Commercial |  | MONTGOMERY | 8558 | 5 | SUN FARM NETWORK | PSE&G BPU | No | Complete | 2007-06-08 | 2007-11-12 | 2008-01-14 | 2008-04-08
BPU-3312 | CORE Solar | BROWN |  | 2.72 | 11832 | Residential |  | METUCHEN | 8840 | 11 | RENEWABLE ENERGY CONCEPTS, INC. | PSE&G BPU | No | Complete | 2007-06-08 | 2008-02-25 | 2008-04-11 | 2008-06-02
BPU-3313 | CORE Solar | HINDS |  | 3.74 | 16269 | Residential |  | EDISON | 8817 | 11 | RENEWABLE ENERGY CONCEPTS, INC. | PSE&G BPU | No | Complete | 2007-07-13 | 2007-09-14 | N/A | 2007-12-21
BPU-3314 | CORE Solar | VAN WOUDENBERG |  | 3.42 | 12645.45 | Residential |  | MANASQUAN | 8736 | 17 | SELF INSTALL | JCP&L | No | Complete | 2007-06-14 | 2007-07-17 | N/A | 2007-10-31
BPU-3316 | CORE Solar | STEWART |  | 9.8 | 42630 | Residential |  | MANCHESTER | 8759 | 18 | TRINITY HEATING AND AIR | JCP&L | No | Complete | 2007-06-08 | 2007-06-18 | N/A | 2007-09-06
BPU-3318 | CORE Solar | FRIEDLANDER |  | 6.46 | 28101 | Residential |  | UPPER SADDLE RIVER | 7458 | 7 | ECOLOGICAL SYSTEMS-MANALAPAN | Orange & Rockland Elec | No | Complete | 2007-06-08 | 2008-03-04 | 2008-05-30 | 2008-07-15
BPU-3321 | CORE Solar | QUINN |  | 7 | 30450 | Residential |  | EGG HARBOR TWP. | 8234 | 19 | MERCURY SOLAR SYSTEMS | AC Electric | No | Complete | 2007-06-08 | 2007-08-27 | N/A | 2007-12-21
BPU-3322 | CORE Solar | OFFENHAUER |  | 2.15 | 9352.5 | Residential |  | MAYS LANDING | 8330 | 19 | MERCURY SOLAR SYSTEMS | AC Electric | No | Complete | 2007-06-14 | 2007-09-12 | N/A | 2007-12-21
BPU-3323 | CORE Solar | TOBERT |  | 9.89 | 33669 | Residential |  | WARREN | 7059 | 5 | JERSEY SOLAR, LLC | JCP&L | No | Complete | 2007-06-08 | 2007-07-05 | N/A | 2007-09-06
BPU-3324 | CORE Solar | WAAGE | COLFAX REALTY INC. | 9.975 | 43391.25 | Commercial |  | KENILWORTH | 7033 | 10 | TRINITY HEATING AND AIR | Not Known | No | Complete | 2007-07-31 | 2008-02-05 | 2008-04-03 | 2008-06-02
BPU-3325 | CORE Solar | ECKLIN |  | 7.181 | 31237.35 | Residential |  | FLEMINGTON | 8822 | 4 | ADVANCED SOLAR PRODUCTS, INC. | JCP&L | No | Complete | 2007-06-14 | 2007-08-27 | N/A | 2007-12-21
BPU-3326 | CORE Solar | COAKLEY |  | 10 | 43500 | Residential |  | HOWELL | 7731 | 17 | 1ST LIGHT ENERGY, INC. | JCP&L | No | Complete | 2007-06-15 | 2008-02-20 | 2008-05-02 | 2008-07-01
BPU-3327 | CORE Solar | MATREALE |  | 6.63 | 28840.5 | Residential |  | EASTAMPTON | 8060 | 13 | SOLAR SOLUTIONS LLC | PSE&G BPU | No | Complete | 2007-07-06 | 2007-12-21 | 2008-02-05 | 2008-04-16
BPU-3328 | CORE Solar | FISCHER |  | 5.115 | 22250.25 | Residential |  | HILLSBOROUGH | 8844 | 5 | WORLDWATER CORP. | JCP&L | No | Complete | 2007-06-14 | 2007-12-07 | 2008-01-28 | 2008-04-16
BPU-3329 | CORE Solar | ISAACSON |  | 7.2 | 30145.5 | Residential |  | WEST LONG BRANCH | 7764 | 17 | ABSOLUTELY ENERGIZED SOLAR, LLC | JCP&L | No | Complete | 2007-06-14 | 2008-01-11 | 2008-03-04 | 2008-04-16
BPU-3330 | CORE Solar | BHATT |  | 7.68 | 30911.1 | Residential |  | NORTH HALEDON | 7508 | 6 | ECOLOGICAL SYSTEMS-MANALAPAN | PSE&G BPU | No | Complete | 2007-06-14 | 2007-11-26 | 2008-01-28 | 2008-04-16
BPU-3331 | CORE Solar | BRACALENTE |  | 4.2 | 18270 | Residential |  | MARGATE | 8402 | 19 | TRINITY HEATING AND AIR | AC Electric | No | Complete | 2007-06-14 | 2007-12-21 | 2008-02-05 | 2008-04-16
BPU-3332 | CORE Solar | STEINER |  | 5.2 | 22620 | Residential |  | LAWRENCEVILLE | 8648 | 12 | THE SOLAR CENTER, INC. | PSE&G BPU | No | Complete | 2007-06-28 | 2007-12-19 | 2008-01-28 | 2008-04-16
BPU-3334 | CORE Solar | STEVENS |  | 8.4 | 36540 | Residential |  | CHESTER | 7930 | 3 | THE SOLAR CENTER, INC. | JCP&L | No | Complete | 2007-06-28 | 2007-10-25 | N/A | 2008-01-17
BPU-3337 | CORE Solar | AMIN |  | 3 | 13050 | Residential |  | EDISON | 8820 | 11 | TRINITY HEATING AND AIR | PSE&G BPU | No | Complete | 2007-07-19 | 2007-07-30 | N/A | 2007-12-21
BPU-3338 | CORE Solar | DEMASI JR. | PIONEER PET CARE | 9.8 | 42630 | Commercial |  | HILLSBOROUGH | 8844 | 5 | TRINITY HEATING AND AIR | PSE&G BPU | No | Complete | 2007-06-14 | 2007-06-26 | N/A | 2007-09-06
BPU-3339 | CORE Solar | SCHIANO |  | 5.32 | 23142 | Residential |  | NORTH CAPE MAY | 8204 | 21 | SEA BRIGHT SOLAR, LLC | AC Electric | No | Complete | 2007-06-14 | 2008-01-29 | 2008-02-27 | 2008-04-16
BPU-3340 | CORE Solar | COUCO |  | 9.8 | 42630 | Residential |  | HOWELL | 7731 | 17 | TRINITY HEATING AND AIR | JCP&L | No | Complete | 2007-07-06 | 2007-07-11 | N/A | 2007-11-05
BPU-3341 | CORE Solar | BUSER |  | 7 | 30450 | Residential |  | WALL | 7719 | 17 | TRINITY HEATING AND AIR | JCP&L | No | Complete | 2007-06-15 | 2007-07-11 | N/A | 2007-09-06
BPU-3342 | CORE Solar | JOHNSON |  | 9.8 | 42630 | Residential |  | SICKLERVILLE | 8081 | 14 | SUNTECHNICS ENERGY, LLC (FORMERLY MESA) | AC Electric | No | Complete | 2007-06-14 | 2007-10-25 | N/A | 2008-03-06
BPU-3343 | CORE Solar | SMALL |  | 9.8 | 42630 | Residential |  | STANHOPE | 7874 | 1 | ALTERNATIVE ENERGY ASSOCIATES | JCP&L | No | Complete | 2007-06-14 | 2008-03-14 | 2008-05-02 | 2008-07-01
BPU-3344 | CORE Solar | WALLACE |  | 10 | 43500 | Residential |  | BRANCHVILLE | 7826 | 1 | ALTERNATIVE ENERGY ASSOCIATES | JCP&L | No | Complete | 2007-06-14 | 2008-03-14 | 2008-05-02 | 2008-06-02
BPU-3347 | CORE Solar | DELRIO |  | 3.5 | 15225 | Residential |  | OAK RIDGE | 7438 | 6 | 1ST LIGHT ENERGY, INC. | JCP&L | No | Complete | 2007-06-14 | 2007-10-04 | 2008-01-14 | 2008-04-08
BPU-3348 | CORE Solar | HOEKSTRA |  | 4.2 | 18270 | Residential |  | LONG VALLEY | 7853 | 3 | 1ST LIGHT ENERGY, INC. | JCP&L | No | Complete | 2007-06-14 | 2007-10-29 | 2008-01-14 | 2008-04-08
BPU-3349 | CORE Solar | CONZO |  | 4.2 | 18270 | Residential |  | SOUTH PLAINFIELD | 7080 | 11 | NJ SOLAR SOLUTIONS (THROUGH HOME DEPOT) | PSE&G BPU | No | Complete | 2007-06-14 | 2007-08-31 | N/A | 2007-11-05
BPU-3350 | CORE Solar | MALARA |  | 9.8 | 42630 | Residential |  | MORGANVILLE | 7751 | 17 | TRINITY HEATING AND AIR | JCP&L | No | Complete | 2007-06-14 | 2007-06-26 | N/A | 2007-09-06
BPU-3351 | CORE Solar | LANTZ |  | 2.8 | 12180 | Residential |  | TENAFLY | 7670 | 7 | THE SOLAR CENTER, INC. | PSE&G BPU | No | Complete | 2007-06-14 | 2007-10-11 | N/A | 2008-01-03
BPU-3352 | CORE Solar | KULIK |  | 4.55 | 19792.5 | Residential |  | MOORESTOWN | 8057 | 13 | ABSOLUTELY ENERGIZED SOLAR, LLC | PSE&G BPU | No | Complete | 2007-06-14 | 2007-08-10 | N/A | 2007-10-31
BPU-3353 | CORE Solar | ROTELLA |  | 6.2 | 26970 | Residential |  | RIDGEFIELD PARK | 7660 | 7 | TRINITY HEATING AND AIR | PSE&G BPU | No | Complete | 2007-06-14 | 2007-06-26 | N/A | 2007-09-06
BPU-3354 | CORE Solar | MANDAKAS |  | 7.2 | 31320 | Residential |  | MOUNT LAUREL | 8054 | 13 | ABSOLUTELY ENERGIZED SOLAR, LLC | PSE&G BPU | No | Complete | 2007-06-14 | 2007-09-07 | N/A | 2007-11-05
BPU-3356 | CORE Solar | FELSENSTEIN |  | 5 | 21750 | Residential |  | ENGLISHTOWN | 7726 | 17 | TRINITY HEATING AND AIR | JCP&L | No | Complete | 2007-06-14 | 2007-06-26 | N/A | 2007-10-31
BPU-3357 | CORE Solar | SOSA |  | 9.8 | 42630 | Residential |  | ROCKAWAY | 7866 | 3 | 1ST LIGHT ENERGY, INC. | JCP&L | No | Complete | 2007-06-14 | 2008-02-08 | 2008-10-10 | 2008-12-30
BPU-3358 | CORE Solar | SPECK |  | 2.38 | 10353 | Residential |  | BRIGANTINE | 8203 | 19 | SOLAR SOLUTIONS LLC | AC Electric | No | Complete | 2007-06-14 | 2007-11-12 | 2008-01-14 | 2008-04-08
BPU-3359 | CORE Solar | DAPUZZO |  | 7.7 | 33495 | Residential |  | MANCHESTER | 8757 | 18 | BRITE IDEA ENERGY | JCP&L | No | Complete | 2007-06-14 | 2007-10-25 | N/A | 2008-03-06
BPU-3362 | CORE Solar | BRUNING |  | 7.14 | 31059 | Residential |  | MILFORD | 8848 | 4 | JERSEY SOLAR, LLC | JCP&L | No | Complete | 2007-06-14 | 2007-11-19 | 2008-01-14 | 2008-04-08
BPU-3365 | CORE Solar | BOKOR |  | 3.6 | 15072.75 | Residential |  | ROBBINSVILLE | 8691 | 12 | ADVANCED SOLAR PRODUCTS, INC. | PSE&G BPU | No | Complete | 2007-06-15 | 2008-01-16 | 2008-02-05 | 2008-04-16
BPU-3367 | CORE Solar | DRENNAN |  | 7 | 30450 | Residential |  | HAMILTON TWP | 8619 | 12 | TRINITY HEATING AND AIR | PSE&G BPU | No | Complete | 2008-04-10 | 2008-07-23 | 2009-02-20 | 2009-04-08
BPU-3368 | CORE Solar | DOREMUS |  | 8.4 | 36540 | Residential |  | WRIGHTSTOWN | 8562 | 13 | ABSOLUTELY ENERGIZED SOLAR, LLC | JCP&L | No | Complete | 2007-06-14 | 2007-11-19 | 2008-01-29 | 2008-04-16
BPU-3369 | CORE Solar | SWANEK |  | 9.99 | 36938.03 | Residential |  | SCOTCH PLAINS | 7076 | 10 | SELF INSTALL | PSE&G BPU | No | Complete | 2007-06-14 | 2008-01-23 | 2008-04-24 | 2008-07-01
BPU-3370 | CORE Solar | STARRS | BRIDGEWATER-RARITAN REGIONAL SCHOOL DIST | 51.376 | 215816 | School Public K-12 |  | BRIDGEWATER | 8807 | 5 | FAI-GON ELECTRIC | JCP&L | No | Complete | 2006-08-09 | 2007-04-23 | N/A | 2007-06-27
BPU-3372 | CORE Solar | DEMARRAIS |  | 1.8 | 7830 | Residential |  | TEANECK | 7666 | 7 | SUN FARM NETWORK | PSE&G BPU | No | Complete | 2007-06-14 | 2007-08-15 | N/A | 2007-12-21
BPU-3373 | CORE Solar | LOGIUDICE |  | 5.04 | 21924 | Residential |  | HOMDEL | 7733 | 17 | SUN FARM NETWORK | JCP&L | No | Complete | 2007-06-14 | 2008-01-11 | 2008-02-27 | 2008-04-16
BPU-3374 | CORE Solar | ROTOLO |  | 9.8 | 42630 | Residential |  | MANASQUAN | 8736 | 17 | TRINITY HEATING AND AIR | JCP&L | No | Complete | 2007-07-06 | 2007-07-17 | N/A | 2007-09-06
BPU-3375 | CORE Solar | MCKELVEY |  | 9.89 | 43021.5 | Residential |  | BRICK | 8724 | 18 | MERCURY SOLAR SYSTEMS | JCP&L | No | Complete | 2007-06-14 | 2007-10-01 | N/A | 2008-03-06
BPU-3379 | CORE Solar | COOPER | THE FARM OF MALCOLM COOPER | 16 | 62700 | Farm |  | SPRINGFIELD | 8505 | 13 | SOLAR HOME ENERGY SOLUTIONS | PSE&G BPU | No | Complete | 2008-04-09 | 2008-07-01 | 2008-07-18 | 2008-09-03
BPU-3380 | CORE Solar | MCKENZIE |  | 4.2 | 18270 | Residential |  | EWING | 8618 | 12 | TRINITY HEATING AND AIR | PSE&G BPU | No | Complete | 2007-07-06 | 2007-07-17 | N/A | 2007-09-06
BPU-3381 | CORE Solar | LITKA |  | 9.8 | 42630 | Residential |  | ELMER | 8318 | 16 | TRINITY HEATING AND AIR | AC Electric | No | Complete | 2007-07-06 | 2007-07-17 | N/A | 2007-10-31
BPU-3382 | CORE Solar | KWITNICKI |  | 9.4 | 40890 | Residential |  | LANALLETTE | 8735 | 18 | NJ SOLAR POWER, LLC | JCP&L | No | Complete | 2007-06-14 | 2007-10-25 | N/A | 2008-02-26
BPU-3383 | CORE Solar | COZZE |  | 4.16 | 18096 | Residential |  | FLEMINGTON | 8822 | 4 | THE SOLAR CENTER, INC. | JCP&L | No | Complete | 2007-07-06 | 2007-12-19 | 2008-01-28 | 2008-04-16
BPU-3384 | CORE Solar | BALDWIN |  | 5 | 21750 | Residential |  | FAIRHAVEN | 7704 | 17 | TRINITY HEATING AND AIR | JCP&L | No | Complete | 2007-06-14 | 2007-06-26 | N/A | 2007-09-06
BPU-3385 | CORE Solar | DIBLASI |  | 9.88 | 42978 | Residential |  | LITTLE SILVER | 7739 | 17 | SEA BRIGHT SOLAR, LLC | JCP&L | No | Complete | 2007-06-14 | 2008-02-05 | 2008-03-28 | 2008-06-02
BPU-3386 | CORE Solar | MESSINEO |  | 9.8 | 40751 | Residential |  | SOMERSET | 8873 | 5 | TRINITY HEATING AND AIR | PSE&G BPU | No | Complete | 2007-07-06 | 2007-07-17 | N/A | 2008-03-06
BPU-3387 | CORE Solar | WEINBERG |  | 9.45 | 41107.5 | Residential |  | ASBURY | 8802 | 4 | JERSEY SOLAR, LLC | JCP&L | No | Complete | 2007-06-14 | 2007-12-11 | 2008-01-28 | 2008-04-16
BPU-3388 | CORE Solar | CRUSER III |  | 4.375 | 19031.25 | Residential |  | HAMILTON | 8610 | 12 | THE SOLAR CENTER, INC. | PSE&G BPU | No | Complete | 2007-06-14 | 2008-03-13 | 2008-05-02 | 2008-06-02
BPU-3389 | CORE Solar | RADEVA |  | 10 | 43500 | Residential |  | HILLSBOROUGH | 8844 | 5 | THE SOLAR CENTER, INC. | JCP&L | No | Complete | 2007-07-06 | 2008-03-27 | 2008-05-02 | 2008-06-02
BPU-3390 | CORE Solar | LAPARI |  | 6.84 | 29754 | Residential |  | DOVER TOWNSHIP | 8755 | 18 | SEA BRIGHT SOLAR, LLC | JCP&L | No | Complete | 2007-06-14 | 2008-01-07 | 2008-02-27 | 2008-04-16
BPU-3391 | CORE Solar | FRIEDMAN |  | 6.4 | 27840 | Residential |  | EAST WINDSOR | 8520 | 12 | ABSOLUTELY ENERGIZED SOLAR, LLC | JCP&L | No | Complete | 2007-06-21 | 2007-09-27 | N/A | 2007-12-21
BPU-3392 | CORE Solar | DIBENEDETTO |  | 8.2 | 35670 | Residential |  | PINE BROOK | 7058 | 3 | TRINITY HEATING AND AIR | JCP&L | No | Complete | 2007-07-06 | 2007-07-17 | N/A | 2007-11-05
BPU-3393 | CORE Solar | DAVIDOWITZ |  | 9.8 | 42630 | Residential |  | LAKEWOOD | 8701 | 18 | TRINITY HEATING AND AIR | JCP&L | No | Complete | 2007-06-21 | 2007-07-05 | N/A | 2007-09-06
BPU-3394 | CORE Solar | MUSCELLA |  | 9.8 | 42630 | Residential |  | SOUTHHAMPTON | 8088 | 13 | TRINITY HEATING AND AIR | AC Electric | No | Complete | 2007-06-21 | 2007-07-05 | N/A | 2007-09-06
BPU-3395 | CORE Solar | LOGAN |  | 7.8 | 33930 | Residential |  | LOWER BANK | 8215 | 19 | TRINITY HEATING AND AIR | AC Electric | No | Complete | 2007-06-21 | 2007-07-18 | N/A | 2007-10-31
BPU-3396 | CORE Solar | KRAUSE |  | 7.31 | 31798.5 | Residential |  | SKILLMAN | 8558 | 5 | JERSEY SOLAR, LLC | PSE&G BPU | No | Complete | 2007-06-21 | 2007-09-07 | N/A | 2007-12-21
BPU-3397 | CORE Solar | CORBISCELLO |  | 9.8 | 42630 | Residential |  | JACKSON | 8527 | 18 | TRINITY HEATING AND AIR | JCP&L | No | Complete | 2007-07-06 | 2007-07-27 | N/A | 2007-10-31
BPU-3398 | CORE Solar | BILINSKI |  | 8 | 34800 | Residential |  | HAMILTON TWP | 8691 | 12 | TRINITY HEATING AND AIR | PSE&G BPU | No | Complete | 2007-07-06 | 2007-07-17 | N/A | 2007-09-06
BPU-3399 | CORE Solar | HONEYCUTT |  | 5.6 | 24360 | Residential |  | HIGH BRIDGE | 8829 | 4 | TRINITY HEATING AND AIR | JCP&L | No | Complete | 2007-07-06 | 2007-07-17 | N/A | 2007-12-21
BPU-3400 | CORE Solar | STYS | MONTGOMERY TOWNSHIP SCHOOL DISTRICT | 75.264 | 299424 | School Public K-12 |  | SKILLMAN | 8558 | 5 | ADVANCED SOLAR PRODUCTS, INC. | PSE&G BPU | No | Complete | 2006-10-25 | 2008-10-09 | 2009-01-29 | 2009-03-31
BPU-3401 | CORE Solar | MCCLAIN |  | 4.515 | 19640.25 | Residential |  | EAST WINDSOR | 8520 | 12 | AKEENA SOLAR, INC. | JCP&L | No | Complete | 2007-06-21 | 2008-06-18 | 2008-07-25 | 2008-09-03
BPU-3402 | CORE Solar | MUHUMUZA |  | 8 | 34800 | Residential |  | MORGANVILLE | 7751 | 17 | TRINITY HEATING AND AIR | JCP&L | No | Complete | 2007-07-06 | 2007-07-11 | N/A | 2007-09-06
BPU-3403 | CORE Solar | MORRISON |  | 2.8 | 12180 | Residential |  | LITTLE EGG HARBOR | 8087 | 18 | TRINITY HEATING AND AIR | AC Electric | No | Complete | 2007-06-21 | 2007-07-05 | N/A | 2007-09-06
BPU-3404 | CORE Solar | MASUCCI |  | 8.28 | 36018 | Residential |  | FREEHOLD | 7728 | 17 | AKEENA SOLAR, INC. | JCP&L | No | Complete | 2007-06-21 | 2007-12-06 | 2008-01-28 | 2008-04-16
BPU-3405 | CORE Solar | PERKINS |  | 9.4 | 40890 | Residential |  | PORT REPUBLIC | 8241 | 19 | TRINITY HEATING AND AIR | AC Electric | No | Complete | 2007-06-21 | 2007-07-05 | N/A | 2007-09-06
BPU-3406 | CORE Solar | BERGINS |  | 7.2 | 31320 | Residential |  | WEST BELMAR | 7719 | 17 | TRINITY HEATING AND AIR | JCP&L | No | Complete | 2007-06-21 | 2007-07-05 | N/A | 2007-09-06
BPU-3407 | CORE Solar | SCHOONOVER |  | 9.83 | 42760.5 | Residential |  | WEST BERLIN | 8091 | 14 | SOLAR SOLUTIONS LLC | AC Electric | No | Complete | 2007-06-21 | 2007-08-03 | N/A | 2007-12-21
BPU-3408 | CORE Solar | MINKOWITZ |  | 9.8 | 42630 | Residential |  | LIVINGSTON | 7039 | 9 | TRINITY HEATING AND AIR | PSE&G BPU | No | Complete | 2007-06-21 | 2007-07-05 | N/A | 2007-09-06
BPU-3409 | CORE Solar | TUIN |  | 5.94 | 25839 | Residential |  | PHILLIPSBURG | 8865 | 2 | SUN FARM NETWORK | JCP&L | No | Complete | 2007-06-21 | 2007-11-08 | N/A | 2008-03-06
BPU-3410 | CORE Solar | FISHER |  | 9.89 | 43021.5 | Residential |  | MANALAPAN | 7726 | 17 | ABSOLUTELY ENERGIZED SOLAR, LLC | JCP&L | No | Complete | 2007-06-21 | 2007-09-27 | N/A | 2007-12-21
BPU-3411 | CORE Solar | FORTUNIO | ST. MARY'S CHURCH | 9.88 | 50882 | Non Profit |  | WEST NEW YORK | 7093 | 8 | SEA BRIGHT SOLAR, LLC | PSE&G BPU | No | Complete | 2007-06-08 | 2007-10-29 | N/A | 2008-03-06
BPU-3412 | CORE Solar | WOLAN | NEW JERSEY AMERICAN WATER COMPANY | 99.2 | 245000 | Commercial |  | BRIDGEWATER | 8807 | 5 | DOME-TECH SOLAR, LLC | PSE&G BPU | No | Complete | 2008-06-04 | 2008-10-28 | 2008-12-22 | 2009-02-16
BPU-3413 | CORE Solar | WOLAN | NEW JERSEY AMERICAN WATER COMPANY CANAL | 109.12 | 245000 | Commercial |  | SOMERSET | 8873 | 5 | DOME-TECH SOLAR, LLC | PSE&G BPU | No | Complete | 2008-06-04 | 2008-10-01 | 2009-01-29 | 2009-03-31
BPU-3414 | CORE Solar | FOSTER |  | 9.8 | 42630 | Residential |  | TOMS RIVER | 8755 | 18 | TRINITY HEATING AND AIR | JCP&L | No | Complete | 2007-07-19 | 2008-03-14 | 2008-05-02 | 2008-06-02
BPU-3415 | CORE Solar | FOSTER |  | 4.9 | 21315 | Residential |  | MANASQUAN | 8736 | 17 | TRINITY HEATING AND AIR | JCP&L | No | Complete | 2007-06-21 | 2007-07-05 | N/A | 2007-09-06
BPU-3417 | CORE Solar | LAROCCA |  | 6.48 | 28188 | Residential |  | SHIP BOTTOM | 8008 | 18 | SUN FARM NETWORK | AC Electric | No | Complete | 2007-06-21 | 2007-11-02 | N/A | 2008-02-26
BPU-3418 | CORE Solar | WATT |  | 2.912 | 12667.2 | Residential |  | BERNARDSVILLE | 7924 | 5 | THE SOLAR CENTER, INC. | JCP&L | No | Complete | 2007-06-21 | 2008-01-07 | 2008-02-27 | 2008-04-16
BPU-3419 | CORE Solar | LEVIN |  | 2.496 | 10857.6 | Residential |  | BLOOMFIELD | 7003 | 9 | THE SOLAR CENTER, INC. | PSE&G BPU | No | Complete | 2007-06-21 | 2007-10-04 | N/A | 2008-01-03
BPU-3420 | CORE Solar | KADEN |  | 4 | 17400 | Residential |  | MARTINSVILLE | 8836 | 5 | NJ SOLAR POWER, LLC | PSE&G BPU | No | Complete | 2007-06-21 | 2008-03-18 | 2008-04-24 | 2008-07-01
BPU-3421 | CORE Solar | BOZARTH |  | 10 | 43500 | Residential |  | SOUTHAMPTON | 8088 | 13 | NJ SOLAR POWER, LLC | JCP&L | No | Complete | 2007-06-21 | 2007-10-25 | N/A | 2008-01-17
BPU-3422 | CORE Solar | PALLADINO |  | 10.2 | 43500 | Residential |  | ROBBINSVILLE | 8691 | 12 | NJ SOLAR POWER, LLC | JCP&L | No | Complete | 2007-06-21 | 2008-03-10 | 2008-04-11 | 2008-06-02
BPU-3423 | CORE Solar | PATEL |  | 6.8 | 29580 | Residential |  | EDISON | 8817 | 11 | NJ SOLAR POWER, LLC | PSE&G BPU | No | Complete | 2007-07-13 | 2007-11-19 | N/A | 2008-03-06
BPU-3424 | CORE Solar | WRIGHT |  | 8.956 | 38958.6 | Residential |  | RINGWOOD | 7456 | 6 | NJ SOLAR POWER, LLC | JCP&L | No | Complete | 2007-06-21 | 2008-01-09 | 2008-02-27 | 2008-04-16
BPU-3425 | CORE Solar | AVERY |  | 6.56 | 28536 | Residential |  | LITTLE EGG HARBOR | 8087 | 18 | BRITE IDEA ENERGY | AC Electric | No | Complete | 2007-06-21 | 2007-07-11 | N/A | 2007-10-31
BPU-3426 | CORE Solar | MCGLADE |  | 6.02 | 26187 | Residential |  | CAPE MAY | 8204 | 21 | MERCURY SOLAR SYSTEMS | AC Electric | No | Complete | 2007-06-21 | 2007-10-01 | N/A | 2008-01-03
BPU-3427 | CORE Solar | BROWN |  | 9.24 | 40194 | Residential |  | MAYS LANDING | 8330 | 19 | MERCURY SOLAR SYSTEMS | AC Electric | No | Complete | 2007-06-21 | 2007-10-29 | N/A | 2008-03-06
BPU-3428 | CORE Solar | PIPES | THE SALT AND LIGHT COMPANY, INC. | 3.672 | 16074.18 | Non Profit |  | EASTHAMPTON | 8060 | 13 | SELF INSTALL | PSE&G BPU | No | Complete | 2007-08-09 | 2008-08-12 | 2008-09-25 | 2008-11-13
BPU-3429 | CORE Solar | PIPES | THE SALT AND LIGHT COMPANY, INC. | 3.672 | 16074.18 | Non Profit |  | MT. HOLLY | 8060 | 13 | SELF INSTALL | PSE&G BPU | No | Complete | 2007-08-09 | 2008-06-02 | 2008-07-18 | 2008-09-03
BPU-3430 | CORE Solar | PIPES | THE SALT AND LIGHT COMPANY, INC. | 3.672 | 16074.18 | Non Profit |  | EVERSHAM | 8053 | 13 | SELF INSTALL | PSE&G BPU | No | Complete | 2007-08-09 | 2008-08-12 | 2008-08-29 | 2008-11-13
BPU-3431 | CORE Solar | CONNELLY |  | 6.02 | 26187 | Residential |  | HILLSBOROUGH | 8844 | 5 | JERSEY SOLAR, LLC | PSE&G BPU | No | Complete | 2007-06-21 | 2007-08-27 | N/A | 2007-11-05
BPU-3432 | CORE Solar | SCHEIN |  | 4.725 | 20553.75 | Residential |  | EGG HARBOR | 8234 | 19 | BRITE IDEA ENERGY | AC Electric | No | Complete | 2007-06-21 | 2008-02-20 | 2008-03-28 | 2008-06-02
BPU-3435 | CORE Solar | HOLLAND |  | 8.4 | 36540 | Residential |  | MERCHANTVILLE | 8109 | 14 | TRINITY HEATING AND AIR | PSE&G BPU | No | Complete | 2007-06-21 | 2007-12-21 | 2008-01-28 | 2008-04-16
BPU-3436 | CORE Solar | THOMAS JR. |  | 7 | 30450 | Residential |  | TRENTON | 8690 | 12 | TRINITY HEATING AND AIR | PSE&G BPU | No | Complete | 2007-06-21 | 2008-04-11 | 2008-05-02 | 2008-07-01
BPU-3439 | CORE Solar | SWINGLE |  | 6 | 26100 | Residential |  | BRICK | 8724 | 18 | TRINITY HEATING AND AIR | JCP&L | No | Complete | 2007-06-21 | 2007-07-05 | N/A | 2007-09-06
BPU-3440 | CORE Solar | ALULIS |  | 8.8 | 38280 | Residential |  | CAPE MAY COURT HOUSE | 8210 | 21 | MERCURY SOLAR SYSTEMS | AC Electric | No | Complete | 2007-06-21 | 2007-10-01 | N/A | 2007-12-21
BPU-3441 | CORE Solar | FINN | PAT FINN'S GREEN POWER | 9.675 | 42086.25 | Commercial |  | SICKLERVILLE | 8081 | 14 | HEAT SHED, INC. | AC Electric | No | Complete | 2007-06-21 | 2007-10-25 | N/A | 2008-01-17
BPU-3442 | CORE Solar | KO |  | 10 | 43500 | Residential |  | MEDHAM | 7945 | 3 | 1ST LIGHT ENERGY, INC. | JCP&L | No | Complete | 2007-06-28 | 2007-11-02 | 2008-01-14 | 2008-04-08
BPU-3443 | CORE Solar | ZEBRO |  | 9.8 | 42630 | Residential |  | HILLSBORO | 8844 | 5 | TRINITY HEATING AND AIR | PSE&G BPU | No | Complete | 2007-07-06 | 2007-07-17 | N/A | 2007-09-06
BPU-3444 | CORE Solar | CRANSTOUN |  | 4.9 | 21315 | Residential |  | MAHWAH | 7430 | 7 | NJ SOLAR SOLUTIONS | Orange & Rockland Elec | No | Complete | 2007-06-21 | 2007-10-25 | 2008-01-28 | 2008-04-16
BPU-3446 | CORE Solar | RAMOS |  | 9.8 | 42630 | Residential |  | HOWELL | 7731 | 17 | TRINITY HEATING AND AIR | JCP&L | No | Complete | 2007-06-28 | 2007-07-05 | N/A | 2007-09-06
BPU-3447 | CORE Solar | ZITO |  | 8.2 | 35670 | Residential |  | BORDENTOWN | 8505 | 13 | TRINITY HEATING AND AIR | PSE&G BPU | No | Complete | 2007-06-28 | 2007-07-05 | N/A | 2007-09-06
BPU-3448 | CORE Solar | BUTERA |  | 9.6 | 41760 | Residential |  | FRANKLIN | 8823 | 5 | ABSOLUTELY ENERGIZED SOLAR, LLC | PSE&G BPU | No | Complete | 2007-07-19 | 2008-04-17 | 2008-05-02 | 2008-07-01
BPU-3449 | CORE Solar | WOLFE |  | 10.045 | 43500 | Residential |  | PRINCETON | 8540 | 12 | JERSEY SOLAR, LLC | PSE&G BPU | No | Complete | 2007-06-28 | 2007-11-05 | N/A | 2008-02-26
BPU-3450 | CORE Solar | SORANNO |  | 5.6 | 17920 | Commercial |  | ANDOVER | 7821 | 1 | NJ SOLAR SOLUTIONS (THROUGH HOME DEPOT) | JCP&L | No | Complete | 2008-05-20 | 2009-05-05 | 2010-01-05 | 2010-04-13
BPU-3451 | CORE Solar | SORANNO |  | 10.8 | 34560 | Commercial |  | ANDOVER | 7821 | 1 | NJ SOLAR SOLUTIONS (THROUGH HOME DEPOT) | JCP&L | No | Complete | 2008-05-20 | 2009-05-05 | 2010-01-05 | 2010-04-13
BPU-3452 | CORE Solar | SORANNO |  | 5.6 | 17920 | Commercial |  | ANDOVER | 7821 | 1 | NJ SOLAR SOLUTIONS (THROUGH HOME DEPOT) | JCP&L | No | Complete | 2008-05-20 | 2009-05-05 | 2010-01-05 | 2010-04-13
BPU-3453 | CORE Solar | SORANNO |  | 10 | 43500 | Commercial |  | ANDOVER | 7821 | 1 | NJ SOLAR SOLUTIONS (THROUGH HOME DEPOT) | JCP&L | No | Complete | 2007-06-28 | 2008-03-18 | 2008-04-16 | 2008-06-02
BPU-3454 | CORE Solar | ROTOLO |  | 8.4 | 36540 | Residential |  | CEDAR GROVE | 7009 | 9 | ABSOLUTELY ENERGIZED SOLAR, LLC | PSE&G BPU | No | Complete | 2007-06-28 | 2008-03-27 | 2008-04-24 | 2008-07-01
BPU-3455 | CORE Solar | PETERS |  | 9.8 | 42630 | Residential |  | PITTSGROVE | 8318 | 16 | 1ST LIGHT ENERGY, INC. | AC Electric | No | Complete | 2007-07-06 | 2008-01-23 | 2008-03-04 | 2008-04-16
BPU-3456 | CORE Solar | SHUPE III |  | 5.33 | 23185.5 | Residential |  | OCEAN CITY | 8226 | 21 | MERCURY SOLAR SYSTEMS | AC Electric | No | Complete | 2007-06-28 | 2007-10-25 | N/A | 2008-03-06
BPU-3458 | CORE Solar | SMITH |  | 4.92 | 21402 | Residential |  | HILLSBOROUGH | 8844 | 5 | JERSEY SOLAR, LLC | JCP&L | No | Complete | 2007-06-28 | 2007-12-06 | 2008-01-28 | 2008-04-16
BPU-3459 | CORE Solar | LAWRENCE |  | 2.52 | 10962 | Residential |  | ANDOVER | 7821 | 1 | SUN FARM NETWORK | JCP&L | No | Complete | 2007-06-28 | 2007-12-27 | 2008-03-28 | 2008-06-02
BPU-3460 | CORE Solar | SHAH |  | 9.43 | 41020.5 | Residential |  | FLEMINGTON | 8822 | 4 | JERSEY SOLAR, LLC | JCP&L | No | Complete | 2007-06-28 | 2007-11-09 | N/A | 2008-03-06
BPU-3461 | CORE Solar | STURGEON |  | 5.6 | 24360 | Residential |  | ROBBINSVILLE | 8691 | 12 | ABSOLUTELY ENERGIZED SOLAR, LLC | PSE&G BPU | No | Complete | 2007-06-28 | 2008-01-31 | 2008-03-04 | 2008-04-16
BPU-3462 | CORE Solar | LIFRIERI |  | 4.16 | 18096 | Residential |  | BRIDGEWATER | 8807 | 5 | CONTI ENTERPRISES | PSE&G BPU | No | Complete | 2007-06-28 | 2007-11-08 | 2008-01-28 | 2008-04-16
BPU-3463 | CORE Solar | DARCY |  | 7.2 | 31320 | Residential |  | MANAHAWKIN | 8050 | 18 | TRINITY HEATING AND AIR | AC Electric | No | Complete | 2007-06-28 | 2007-07-11 | N/A | 2007-09-06
BPU-3465 | CORE Solar | O'LEARY |  | 8.4 | 36540 | Residential |  | WALL | 7719 | 17 | TRINITY HEATING AND AIR | JCP&L | No | Complete | 2007-07-13 | 2007-08-03 | N/A | 2007-10-31
BPU-3466 | CORE Solar | O'CONNELL |  | 9.8 | 42630 | Residential |  | HILLSBOROUGH | 8844 | 5 | TRINITY HEATING AND AIR | PSE&G BPU | No | Complete | 2007-06-28 | 2007-07-16 | N/A | 2007-09-06
BPU-3468 | CORE Solar | GAMBHIRWALA |  | 5.6 | 24360 | Residential |  | BURLINGTON | 8016 | 13 | RENEWABLE ENERGY CONCEPTS, INC. | PSE&G BPU | No | Complete | 2007-06-28 | 2008-01-23 | 2008-04-24 | 2008-07-01
BPU-3469 | CORE Solar | SYED |  | 7.31 | 31798.5 | Residential |  | TEANECK | 7666 | 7 | RENEWABLE ENERGY CONCEPTS, INC. | PSE&G BPU | No | Complete | 2007-06-28 | 2008-01-07 | 2008-02-27 | 2008-04-16
BPU-3470 | CORE Solar | DAVIS |  | 4.8 | 20880 | Residential |  | BRICK | 8723 | 18 | NJ SOLAR SOLUTIONS (THROUGH HOME DEPOT) | JCP&L | No | Complete | 2007-06-28 | 2007-09-12 | N/A | 2008-01-03
BPU-3471 | CORE Solar | HEKLER | ECHO MOLDING, INC | 230.01 | 245000 | Commercial |  | UNION | 7083 | 10 | GEOGENIX | PSE&G BPU | No | Complete | 2008-06-27 | 2009-03-24 | 2009-04-21 | 2009-07-01
BPU-3472 | CORE Solar | LIPTON |  | 5.4 | 23446.5 | Residential |  | CLIFTON | 7014 | 6 | THE SOLAR CENTER, INC. | PSE&G BPU | No | Complete | 2007-06-28 | 2007-11-19 | 2008-01-14 | 2008-04-08
BPU-3473 | CORE Solar | MOTYKA |  | 6.825 | 29688.75 | Residential |  | BLAIRSTOWN | 7825 | 2 | THE SOLAR CENTER, INC. | JCP&L | No | Complete | 2007-06-28 | 2007-12-05 | 2008-01-28 | 2008-04-16
BPU-3474 | CORE Solar | KUHN |  | 4.16 | 18096 | Residential |  | PHILLIPSBURG | 8865 | 2 | THE SOLAR CENTER, INC. | JCP&L | No | Complete | 2007-06-28 | 2008-01-23 | 2008-03-11 | 2008-06-02
BPU-3475 | CORE Solar | KOTHARI |  | 9.106 | 39611.1 | Residential |  | MORRISTOWN | 7960 | 3 | NJ SOLAR POWER, LLC | JCP&L | No | Complete | 2007-06-28 | 2008-01-09 | 2008-05-30 | 2008-07-15
BPU-3476 | CORE Solar | ROMANO |  | 9.4 | 40890 | Residential |  | ENGLISHTOWN | 7726 | 17 | TRINITY HEATING AND AIR | JCP&L | No | Complete | 2007-07-13 | 2007-07-27 | N/A | 2007-10-31
BPU-3477 | CORE Solar | BISCHOFF |  | 10 | 43500 | Residential |  | CALIFON | 7830 | 4 | THE SOLAR CENTER, INC. | JCP&L | No | Complete | 2007-06-28 | 2007-09-27 | N/A | 2007-12-21
BPU-3478 | CORE Solar | PIRILLO |  | 4.2 | 18270 | Residential |  | BRIDGEWATER | 8807 | 5 | THE SOLAR CENTER, INC. | PSE&G BPU | No | Complete | 2007-06-28 | 2008-01-31 | 2008-03-04 | 2008-04-16
BPU-3479 | CORE Solar | HENDER |  | 3 | 13050 | Residential |  | LITTLE EGG HARBOR | 8087 | 18 | TRINITY HEATING AND AIR | AC Electric | No | Complete | 2007-07-13 | 2007-07-30 | N/A | 2007-10-31
BPU-3481 | CORE Solar | GERBERICH |  | 9.8 | 42630 | Residential |  | CRANBURY | 8512 | 11 | TRINITY HEATING AND AIR | PSE&G BPU | No | Complete | 2007-07-19 | 2007-07-27 | N/A | 2007-10-31
BPU-3482 | CORE Solar | BERRIDGE |  | 2.8 | 12180 | Residential |  | PHILLISPBURG | 8865 | 2 | THE SOLAR CENTER, INC. | JCP&L | No | Complete | 2007-06-28 | 2008-04-09 | 2008-05-02 | 2008-07-01
BPU-3483 | CORE Solar | JONES |  | 4.68 | 20358 | Residential |  | WHIPPANY | 7981 | 3 | THE SOLAR CENTER, INC. | JCP&L | No | Complete | 2007-06-28 | 2007-12-11 | 2008-01-14 | 2008-04-08
BPU-3485 | CORE Solar | CITRINO JR. |  | 5.25 | 22837.5 | Residential |  | SWEDSBORO | 8085 | 15 | TRINITY HEATING AND AIR | AC Electric | No | Complete | 2007-06-28 | 2007-12-27 | 2008-01-28 | 2008-04-16
BPU-3486 | CORE Solar | SCHLOSSER | FIRST CHOICE TRUCKING | 9.975 | 43391.25 | Commercial |  | GIBBSTOWN | 8027 | 15 | ADVANCED BUILDING AND SOLAR | AC Electric | No | Complete | 2007-06-28 | 2008-03-24 | 2008-05-02 | 2008-07-01
BPU-3487 | CORE Solar | LYNCH JR. |  | 9.1 | 39585 | Residential |  | MULLICA HILL | 8062 | 15 | MESA ENVIORNMENTAL SCIENCES, INC. | AC Electric | No | Complete | 2007-06-28 | 2008-03-05 | 2008-08-07 | 2008-10-29
BPU-3488 | CORE Solar | KOPEYKIN |  | 7 | 30450 | Residential |  | BLACKWOOD | 8012 | 14 | TRINITY HEATING AND AIR | AC Electric | No | Complete | 2007-06-28 | 2007-12-27 | 2008-01-28 | 2008-04-16
BPU-3489 | CORE Solar | BRADBURY |  | 8.6 | 37410 | Residential |  | BRIDGEPORT | 8014 | 15 | SUNTECHNICS ENERGY, LLC (FORMERLY MESA) | AC Electric | No | Complete | 2007-07-13 | 2008-01-31 | 2008-03-11 | 2008-06-02
BPU-3494 | CORE Solar | SUTTON |  | 9.662 | 42029.7 | Residential |  | PINE BROOK | 7058 | 3 | THE SOLAR CENTER, INC. | JCP&L | No | Complete | 2007-06-29 | 2007-12-05 | 2008-01-28 | 2008-04-16
BPU-3496 | CORE Solar | MARCHINIANO |  | 9.8 | 42630 | Residential |  | MANALAPAN | 7726 | 17 | TRINITY HEATING AND AIR | JCP&L | No | Complete | 2007-06-28 | 2007-07-05 | N/A | 2007-09-06
BPU-3497 | CORE Solar | LOVELACE |  | 10.2 | 43500 | Residential |  | SICKLERVILLE | 8081 | 14 | NJ SOLAR POWER, LLC | AC Electric | No | Complete | 2007-06-21 | 2008-01-29 | 2008-03-11 | 2008-06-02
BPU-3498 | CORE Solar | FOSTER |  | 8 | 34800 | Residential |  | TUCKERTON | 8087 | 18 | TRINITY HEATING AND AIR | AC Electric | No | Complete | 2007-07-19 | 2007-07-27 | N/A | 2007-10-31
BPU-3499 | CORE Solar | CARNEY |  | 9.975 | 43391.25 | Residential |  | TOMS RIVER | 8753 | 18 | RENEWABLE ENERGY CONCEPTS, INC. | JCP&L | No | Complete | 2007-06-28 | 2007-09-14 | N/A | 2008-03-06
BPU-3500 | CORE Solar | GIBB |  | 9.24 | 40194 | Residential |  | WOODBINE | 8270 | 21 | MERCURY SOLAR SYSTEMS | AC Electric | No | Complete | 2007-06-28 | 2007-09-27 | N/A | 2007-12-21
BPU-3501 | CORE Solar | MCLAUGHLIN |  | 9.03 | 37897.2 | Residential |  | CARDIFF | 8234 | 19 | MERCURY SOLAR SYSTEMS | AC Electric | No | Complete | 2007-07-06 | 2007-10-01 | N/A | 2007-12-21
BPU-3502 | CORE Solar | WHEATLY |  | 6.72 | 29232 | Residential |  | MILLVILLE | 8332 | 20 | MERCURY SOLAR SYSTEMS | AC Electric | No | Complete | 2007-06-28 | 2007-09-12 | N/A | 2007-12-21
BPU-3503 | CORE Solar | HEREDIA |  | 7.7 | 33495 | Residential |  | OLD BRIDGE | 8857 | 11 | TRINITY HEATING AND AIR | JCP&L | No | Complete | 2007-06-28 | 2007-07-05 | N/A | 2007-12-21
BPU-3504 | CORE Solar | HOPKINS |  | 7.35 | 31972.5 | Residential |  | TURNERSVILLE | 8012 | 14 | TRINITY HEATING AND AIR | AC Electric | No | Complete | 2007-06-28 | 2007-10-25 | 2008-01-14 | 2008-04-08
BPU-3505 | CORE Solar | BLANCHARD |  | 9.98 | 43413 | Residential |  | NEW VERNON | 7976 | 3 | TRINITY HEATING AND AIR | JCP&L | No | Complete | 2007-07-13 | 2007-07-17 | N/A | 2007-09-06
BPU-3506 | CORE Solar | COHEN |  | 9.8 | 42630 | Residential |  | WALL | 7719 | 17 | TRINITY HEATING AND AIR | JCP&L | No | Complete | 2007-06-28 | 2007-07-11 | N/A | 2007-09-06
BPU-3507 | CORE Solar | CULLEN |  | 8.4 | 36540 | Residential |  | SOMERVILLE | 8876 | 5 | NJ SOLAR POWER, LLC | PSE&G BPU | No | Complete | 2007-06-28 | 2007-10-25 | N/A | 2008-01-17
BPU-3508 | CORE Solar | DEL ROSSI |  | 5.67 | 24664.5 | Residential |  | PINE HILL | 8009 | 14 | MERCURY SOLAR SYSTEMS | AC Electric | No | Complete | 2007-07-06 | 2007-10-25 | N/A | 2008-03-06
BPU-3509 | CORE Solar | MOSCATELLO |  | 5.07 | 22054.5 | Residential |  | WRIGHTSTOWN | 8562 | 13 | J. A. WIG CONSTRUCTION AND ELECTRIC, LLC | JCP&L | No | Complete | 2007-07-27 | 2007-12-06 | 2008-01-28 | 2008-04-16
BPU-3512 | CORE Solar | COHEN | REALTYLINE | 8.28 | 36018 | Commercial |  | TEANECK | 7666 | 7 | SEA BRIGHT SOLAR, LLC | PSE&G BPU | No | Complete | 2007-07-13 | 2008-10-13 | 2009-01-29 | 2009-03-31
BPU-3514 | CORE Solar | MURPHY KOSCO |  | 7.8 | 33930 | Residential |  | CREAM RIDGE | 8514 | 17 | TRINITY HEATING AND AIR | JCP&L | No | Complete | 2007-07-31 | 2007-08-06 | N/A | 2007-11-05
BPU-3515 | CORE Solar | CHILKOTOWSKY |  | 11.2 | 43500 | Residential |  | COLUMBUS | 8022 | 13 | ABSOLUTELY ENERGIZED SOLAR, LLC | JCP&L | No | Complete | 2007-07-13 | 2007-10-11 | N/A | 2008-01-17
BPU-3516 | CORE Solar | PETROVICH |  | 5.6 | 24360 | Residential |  | MARLTON | 8053 | 13 | ABSOLUTELY ENERGIZED SOLAR, LLC | PSE&G BPU | No | Complete | 2007-07-13 | 2007-09-07 | N/A | 2007-11-05
BPU-3517 | CORE Solar | GUTZWILLER |  | 6.72 | 29232 | Residential |  | BLAIRSTOWN | 7825 | 2 | SUN FARM NETWORK | JCP&L | No | Complete | 2007-07-13 | 2008-02-25 | 2008-04-03 | 2008-06-02
BPU-3518 | CORE Solar | WEST |  | 9.975 | 43391.25 | Residential |  | NORTH BRANCH | 8876 | 5 | NJ SOLAR SOLUTIONS | JCP&L | No | Complete | 2007-07-13 | 2007-09-12 | N/A | 2008-01-03
BPU-3519 | CORE Solar | CURLEY |  | 9.975 | 43391.25 | Residential |  | STOCKTON | 8559 | 4 | NJ SOLAR SOLUTIONS (THROUGH HOME DEPOT) | JCP&L | No | Complete | 2007-07-13 | 2007-09-12 | N/A | 2007-12-21
BPU-3520 | CORE Solar | LAHOV |  | 9.975 | 43391.25 | Residential |  | STOCKTON | 8559 | 4 | NJ SOLAR SOLUTIONS (THROUGH HOME DEPOT) | JCP&L | No | Complete | 2007-07-13 | 2007-09-12 | N/A | 2007-12-21
BPU-3522 | CORE Solar | FALCO |  | 9.911 | 43112.85 | Residential |  | FLEMINGTON | 8822 | 4 | ADVANCED SOLAR PRODUCTS, INC. | JCP&L | No | Complete | 2007-07-27 | 2008-01-31 | 2008-03-04 | 2008-04-16
BPU-3523 | CORE Solar | MUCCIO |  | 9.24 | 34164.9 | Residential |  | RICHLAND | 8360 | 20 | SELF INSTALL | AC Electric | No | Complete | 2007-07-27 | 2007-08-27 | N/A | 2008-01-03
BPU-3524 | CORE Solar | BLANCHARD |  | 5.535 | 24077.25 | Residential |  | MORRISTOWN | 7960 | 3 | TRINITY HEATING AND AIR | JCP&L | No | Complete | 2007-07-27 | 2007-08-03 | N/A | 2007-10-31
BPU-3525 | CORE Solar | HOFMANN | STONEY LANE FARMS | 5.4 | 23490 | Farm |  | LIMBERTON | 8048 | 13 | SUN FARM NETWORK | PSE&G BPU | No | Complete | 2007-07-13 | 2007-10-25 | N/A | 2008-01-17
BPU-3526 | CORE Solar | ROBOCK |  | 10.5 | 43500 | Residential |  | WALL | 8736 | 17 | ECOLOGICAL SYSTEMS-MANALAPAN | JCP&L | No | Complete | 2007-07-19 | 2008-04-01 | 2008-05-20 | 2008-07-01
BPU-3527 | CORE Solar | MULLANE |  | 7.82 | 34017 | Residential |  | LAMBERTVILLE | 8530 | 4 | ADVANCED SOLAR PRODUCTS, INC. | JCP&L | No | Complete | 2007-07-27 | 2007-12-11 | 2008-01-28 | 2008-04-16
BPU-3528 | CORE Solar | WARANIS |  | 5.984 | 26030.4 | Residential |  | ANNANDALE | 8801 | 4 | ADVANCED SOLAR PRODUCTS, INC. | JCP&L | No | Complete | 2007-07-27 | 2008-01-24 | 2008-02-27 | 2008-04-16
BPU-3530 | CORE Solar | JAMES |  | 9.984 | 43430.4 | Residential |  | HOPEWELL | 8525 | 12 | ADVANCED SOLAR PRODUCTS, INC. | PSE&G BPU | No | Complete | 2007-07-27 | 2007-12-06 | 2008-01-28 | 2008-04-16
BPU-3531 | CORE Solar | MORLOCK |  | 4.2 | 18270 | Residential |  | LAFAYETTE | 7848 | 1 | NJ SOLAR SOLUTIONS (THROUGH HOME DEPOT) | JCP&L | No | Complete | 2007-07-27 | 2007-09-07 | N/A | 2007-12-21
BPU-3532 | CORE Solar | LEWIE |  | 8.4 | 36540 | Residential |  | VERNON TOWNSHIP | 7461 | 1 | TRINITY HEATING AND AIR | JCP&L | No | Complete | 2007-07-31 | 2007-08-10 | N/A | 2007-12-21
BPU-3533 | CORE Solar | CHISM |  | 5.04 | 21924 | Residential |  | PALMYRA | 8065 | 13 | AKEENA SOLAR, INC. | PSE&G BPU | No | Complete | 2007-07-27 | 2008-02-21 | 2008-03-11 | 2008-06-02
BPU-3534 | CORE Solar | REGAN |  | 6.048 | 26308.8 | Residential |  | LAWRENCEVILLE | 8648 | 12 | THE SOLAR CENTER, INC. | PSE&G BPU | No | Complete | 2007-07-27 | 2008-06-05 | 2008-07-25 | 2008-09-03
BPU-3535 | CORE Solar | PELOSO |  | 4.4 | 18740 | Residential |  | BEACH HAVEN | 8008 | 18 | 1ST LIGHT ENERGY, INC. | AC Electric | No | Complete | 2007-07-27 | 2007-12-11 | 2008-04-24 | 2008-07-01
BPU-3536 | CORE Solar | RAJU |  | 2.925 | 12723.75 | Residential |  | BASKING RIDGE | 7920 | 5 | THE SOLAR CENTER, INC. | JCP&L | No | Complete | 2007-08-16 | 2008-03-27 | 2008-05-02 | 2008-06-02
BPU-3538 | CORE Solar | FERRANTE | NATURE CENTER OF CAPE MAY | 3.08 | 15862 | Non Profit |  | CAPE MAY | 8204 | 21 | MERCURY SOLAR SYSTEMS | AC Electric | No | Complete | 2007-07-27 | 2008-01-23 | 2008-05-02 | 2008-07-01
BPU-3539 | CORE Solar | LICHAU |  | 9.945 | 43260.75 | Residential |  | HIGHLANDS | 7732 | 17 | SEA BRIGHT SOLAR, LLC | JCP&L | No | Complete | 2007-07-27 | 2008-04-18 | 2008-09-25 | 2008-11-13
BPU-3541 | CORE Solar | GALLOWAY |  | 9.9 | 43065 | Residential |  | MULLICA HILL | 8062 | 15 | AKEENA SOLAR, INC. | AC Electric | No | Complete | 2007-07-27 | 2008-10-13 | 2009-01-29 | 2009-03-31
BPU-3542 | CORE Solar | HRIB |  | 5.6 | 24360 | Residential |  | BRICK | 8723 | 18 | NJ SOLAR POWER, LLC | JCP&L | No | Complete | 2007-07-27 | 2007-11-29 | 2008-01-14 | 2008-04-08
BPU-3544 | CORE Solar | SCHAEFFER |  | 6.3 | 27405 | Residential |  | NEWFIELD | 8344 | 15 | MERCURY SOLAR SYSTEMS | AC Electric | No | Complete | 2007-07-27 | 2008-03-24 | 2008-04-24 | 2008-07-01
BPU-3545 | CORE Solar | TURNER, SR. |  | 10.25 | 43500 | Residential |  | QUINTON | 8072 | 16 | MERCURY SOLAR SYSTEMS | AC Electric | No | Complete | 2007-08-09 | 2007-12-03 | 2008-01-28 | 2008-04-16
BPU-3546 | CORE Solar | SHAH |  | 6.65 | 28927.5 | Residential |  | MARLTON | 8053 | 13 | SUNTECHNICS ENERGY, LLC (FORMERLY MESA) | AC Electric | No | Complete | 2007-09-13 | 2008-03-13 | 2008-07-18 | 2008-09-03
BPU-3547 | CORE Solar | LEAVY |  | 8.4 | 36540 | Residential |  | PRINCETON | 8540 | 12 | TRINITY HEATING AND AIR | PSE&G BPU | No | Complete | 2007-07-27 | 2007-12-27 | 2008-04-03 | 2008-06-02
BPU-3549 | CORE Solar | OWENS |  | 7.2 | 31320 | Residential |  | TRENTON | 8610 | 12 | ABSOLUTELY ENERGIZED SOLAR, LLC | PSE&G BPU | No | Complete | 2007-07-27 | 2008-01-11 | 2008-04-03 | 2008-06-02
BPU-3551 | CORE Solar | SPYT |  | 6.6 | 28710 | Residential |  | ANDOVER | 7821 | 1 | NJ SOLAR POWER, LLC | JCP&L | No | Complete | 2007-07-27 | 2007-11-19 | 2008-01-14 | 2008-04-08
BPU-3552 | CORE Solar | GREGORY |  | 5.61 | 24403.5 | Residential |  | WILLIAMSTOWN | 8094 | 15 | SOLAR WORKS NJ | AC Electric | No | Complete | 2007-07-27 | 2007-11-29 | 2008-01-28 | 2008-04-16
BPU-3553 | CORE Solar | SCHAEFER |  | 7.2 | 35640 | Residential |  | NEWTON | 7860 | 1 | ALTERNATIVE ENERGY ASSOCIATES | JCP&L | No | Complete | 2006-11-16 | 2007-06-04 | N/A | 2007-07-25
BPU-3554 | CORE Solar | MAIER |  | 7.515 | 28557 | Residential |  | LAMBERTVILLE | 8530 | 4 | THE SOLAR CENTER, INC. | JCP&L | No | Complete | 2006-09-29 | 2007-07-11 | N/A | 2007-09-06
BPU-3555 | CORE Solar | LOBDELL |  | 2.16 | 9088.2 | Residential |  | FRENCHTOWN | 8825 | 4 | SELF INSTALL | JCP&L | No | Complete | 2007-03-19 | 2007-08-10 | N/A | 2007-10-31
BPU-3557 | CORE Solar | DAMBECK |  | 9.93 | 43195.5 | Residential |  | SKILLMAN | 8558 | 5 | SEA BRIGHT SOLAR, LLC | PSE&G BPU | No | Complete | 2007-07-27 | 2007-11-29 | 2008-01-28 | 2008-04-16
BPU-3558 | CORE Solar | JUN | WICKED FASHIONS INC. | 34.816 | 122911.2 | Commercial |  | FORT LEE | 7024 | 7 | PFISTER MAINTENANCE, INC. | PSE&G BPU | No | Complete | 2008-07-16 | 2009-01-26 | 2009-07-15 | 2009-09-03
BPU-3560 | CORE Solar | HENDERSON |  | 9.69 | 42151.5 | Residential |  | STOCKHOLM | 7460 | 1 | HIGHLANDS SOLAR ELECTRIC CO, LLC | JCP&L | No | Complete | 2007-07-27 | 2007-09-27 | N/A | 2007-12-21
BPU-3562 | CORE Solar | GABISCH |  | 3.15 | 13702.5 | Residential |  | EGG HARBOR TWP | 8234 | 19 | BRITE IDEA ENERGY | AC Electric | No | Complete | 2007-07-27 | 2007-11-19 | 2008-01-14 | 2008-04-08
BPU-3563 | CORE Solar | WALVISCH |  | 3.57 | 14642.1 | Residential |  | SHIP BOTTOM | 8008 | 18 | ISI SOLAR | Conectiv | No | Complete | 2007-08-29 | 2008-05-28 | 2009-02-20 | 2009-04-08
BPU-3564 | CORE Solar | SEKELLA |  | 9.8 | 42630 | Residential |  | WHITEHOUSE STATION | 8889 | 4 | TRINITY HEATING AND AIR | JCP&L | No | Complete | 2007-08-09 | 2007-08-30 | N/A | 2007-11-05
BPU-3569 | CORE Solar | PHIIPPOU |  | 8.4 | 36540 | Residential |  | EGG HARBOR TWP | 8234 | 19 | MERCURY SOLAR SYSTEMS | AC Electric | No | Complete | 2007-07-27 | 2008-04-17 | 2008-05-30 | 2008-07-15
BPU-3570 | CORE Solar | PITOSCIA |  | 10.032 | 43500 | Residential |  | SHORT HILLS | 7078 | 9 | THE SOLAR CENTER, INC. | JCP&L | No | Complete | 2007-07-27 | 2008-01-14 | 2008-04-11 | 2008-06-02
BPU-3571 | CORE Solar | GRUBER |  | 4.515 | 14402.85 | Residential |  | MILLINGTON | 7946 | 3 | AKEENA SOLAR, INC. | JCP&L | No | Complete | 2007-07-27 | 2008-07-21 | 2008-09-25 | 2008-11-13
BPU-3572 | CORE Solar | CHEN-HINKS |  | 5.2 | 22620 | Residential |  | NESHANIC STATION | 8853 | 5 | NJ SOLAR POWER, LLC | JCP&L | No | Complete | 2007-07-27 | 2008-02-25 | 2008-03-28 | 2008-06-02
BPU-3573 | CORE Solar | SILVER |  | 10.119 | 43500 | Residential |  | MILLVILLE | 8332 | 20 | SOLAR WORKS NJ | AC Electric | No | Complete | 2007-07-27 | 2007-12-27 | 2008-01-28 | 2008-04-16
BPU-3574 | CORE Solar | PETERSEN |  | 9.8 | 42630 | Residential |  | FREEHOLD | 7728 | 17 | TRINITY HEATING AND AIR | JCP&L | No | Complete | 2007-07-27 | 2007-08-06 | N/A | 2007-10-31
BPU-3576 | CORE Solar | MORGAN |  | 9.8 | 42630 | Residential |  | BRICK | 8723 | 18 | TRINITY HEATING AND AIR | JCP&L | No | Complete | 2007-08-09 | 2007-08-27 | N/A | 2007-11-05
BPU-3578 | CORE Solar | PAREKH |  | 1.29 | 5611.5 | Residential |  | WASHINGTON | 7882 | 2 | HEAT SHED, INC. | JCP&L | No | Complete | 2007-07-27 | 2007-10-11 | N/A | 2008-01-03
BPU-3579 | CORE Solar | GOLDBERG |  | 5.4 | 23490 | Residential |  | LAFAYETTE | 7848 | 1 | SUN FARM NETWORK | JCP&L | No | Complete | 2007-07-27 | 2007-12-03 | 2008-01-14 | 2008-04-08
BPU-3580 | CORE Solar | RICHARDSON |  | 6.12 | 26622 | Residential |  | SEA BRIGHT | 7760 | 17 | SEA BRIGHT SOLAR, LLC | JCP&L | No | Complete | 2007-08-09 | 2007-11-05 | N/A | 2008-03-06
BPU-3581 | CORE Solar | MEADOWS |  | 3.348 | 14563.8 | Residential |  | WEST MILFORD | 7480 | 6 | HIGHLANDS SOLAR ELECTRIC CO, LLC | Orange & Rockland Elec | No | Complete | 2007-07-27 | 2008-04-24 | 2008-05-29 | 2008-07-15
BPU-3582 | CORE Solar | RENZULLI |  | 8.8 | 38280 | Residential |  | UPPER FREEHOLD | 8691 | 12 | SOLAR CONNECTIONS | PSE&G BPU | No | Complete | 2007-07-27 | 2008-04-11 | 2008-05-02 | 2008-07-01
BPU-3584 | CORE Solar | HOWARD |  | 6.48 | 28188 | Residential |  | HAMILTON | 8619 | 12 | SUN FARM NETWORK | PSE&G BPU | No | Complete | 2007-07-27 | 2007-12-20 | 2008-01-28 | 2008-04-16
BPU-3585 | CORE Solar | GRAZIANO |  | 1.4 | 6090 | Residential |  | OAK RIDGE | 7438 | 6 | SELF INSTALL | PSE&G BPU | No | Complete | 2007-07-27 | 2008-04-11 | 2008-05-20 | 2008-07-01
BPU-3587 | CORE Solar | KELLY |  | 6.825 | 29688.75 | Residential |  | DELRAN | 8075 | 13 | NJ SOLAR POWER, LLC | PSE&G BPU | No | Complete | 2007-07-31 | 2007-12-19 | 2008-01-28 | 2008-04-16
BPU-3588 | CORE Solar | HENION |  | 4.725 | 17470.69 | Residential |  | MANAHAWKIN | 8050 | 18 | SELF INSTALL | AC Electric | No | Complete | 2007-08-09 | 2008-01-23 | 2008-02-27 | 2008-04-16
BPU-3589 | CORE Solar | PRICE |  | 4.08 | 17748 | Residential |  | SEWELL | 8080 | 15 | SOLAR WORKS NJ | AC Electric | No | Complete | 2007-08-09 | 2007-10-11 | 2008-01-28 | 2008-04-16
BPU-3591 | CORE Solar | HELFRECHT |  | 8.17 | 35539.5 | Residential |  | UPPER FREEHOLD TWP | 8501 | 17 | ABSOLUTELY ENERGIZED SOLAR, LLC | JCP&L | No | Complete | 2007-07-31 | 2007-08-10 | N/A | 2007-12-21
BPU-3592 | CORE Solar | GARDNER |  | 4.4 | 19140 | Residential |  | BROWNS MILLS | 8015 | 13 | ABSOLUTELY ENERGIZED SOLAR, LLC | JCP&L | No | Complete | 2007-08-09 | 2007-11-19 | 2008-01-14 | 2008-04-08
BPU-3594 | CORE Solar | QUINN |  | 10.12 | 43500 | Residential |  | HAMMONTON | 8037 | 19 | MERCURY SOLAR SYSTEMS | AC Electric | No | Complete | 2007-07-31 | 2007-12-11 | 2008-03-28 | 2008-06-02
BPU-3596 | CORE Solar | TERRANOVA |  | 10 | 43500 | Residential |  | SERGEANTSVILLE | 8557 | 4 | WORLDWATER CORP. | JCP&L | No | Complete | 2007-07-31 | 2008-04-24 | 2008-05-29 | 2008-07-15
BPU-3597 | CORE Solar | LAUB |  | 5.16 | 22446 | Residential |  | LAWRENCEVILLE | 8648 | 12 | AKEENA SOLAR, INC. | PSE&G BPU | No | Complete | 2007-07-31 | 2008-06-13 | 2008-07-25 | 2008-09-03
BPU-3598 | CORE Solar | KUCOWSKI |  | 9.8 | 42630 | Residential |  | NEW EGYPT | 8533 | 18 | TRINITY HEATING AND AIR | JCP&L | No | Complete | 2007-07-31 | 2007-08-06 | N/A | 2007-12-21
BPU-3599 | CORE Solar | CINQUINO |  | 9.8 | 42630 | Residential |  | WAYNE | 7470 | 6 | TRINITY HEATING AND AIR | PSE&G BPU | No | Complete | 2007-07-31 | 2007-08-10 | N/A | 2007-10-31
BPU-3601 | CORE Solar | CLAYTON |  | 9.8 | 42630 | Residential |  | COOKSTOWN | 8511 | 13 | TRINITY HEATING AND AIR | JCP&L | No | Complete | 2007-07-31 | 2007-08-06 | N/A | 2007-10-31
BPU-3603 | CORE Solar | MALCOLM |  | 4.8 | 20088 | Residential |  | FLANDERS | 7836 | 3 | TRINITY HEATING AND AIR | JCP&L | No | Complete | 2007-07-31 | 2007-08-10 | N/A | 2007-10-31
BPU-3604 | CORE Solar | LAWRENCE |  | 9.36 | 40716 | Residential |  | LONG VALLEY | 7853 | 3 | THE SOLAR CENTER, INC. | JCP&L | No | Complete | 2007-07-31 | 2008-07-25 | 2008-11-14 | 2009-01-08
BPU-3605 | CORE Solar | PATEL |  | 4.68 | 20358 | Residential |  | PISCATAWAY | 8854 | 11 | THE SOLAR CENTER, INC. | PSE&G BPU | No | Complete | 2007-07-31 | 2007-12-27 | 2008-01-28 | 2008-04-16
BPU-3606 | CORE Solar | GREGORIO |  | 5 | 21750 | Residential |  | WALL | 7719 | 17 | TRINITY HEATING AND AIR | JCP&L | No | Complete | 2007-07-31 | 2007-08-06 | N/A | 2007-12-21
BPU-3609 | CORE Solar | PATEL |  | 3.15 | 13702.5 | Residential |  | ROCKAWAY | 7866 | 3 | 1ST LIGHT ENERGY, INC. | JCP&L | No | Complete | 2007-08-09 | 2008-02-20 | 2008-09-25 | 2008-11-13
BPU-3610 | CORE Solar | CHINA |  | 2.2 | 9570 | Residential |  | ASBURY PARK | 7712 | 17 | GARDEN STATE SOLAR LLC | JCP&L | No | Complete | 2007-08-09 | 2007-12-03 | 2008-06-20 | 2008-08-20
BPU-3611 | CORE Solar | DENARDO |  | 9.8 | 42630 | Residential |  | MATAWAN | 7747 | 17 | TRINITY HEATING AND AIR | JCP&L | No | Complete | 2007-07-31 | 2007-08-06 | N/A | 2008-03-06
BPU-3612 | CORE Solar | REAGAN |  | 6 | 26100 | Residential |  | LINDENWOLD | 8021 | 14 | SUNTECHNICS ENERGY, LLC (FORMERLY MESA) | AC Electric | No | Complete | 2007-07-31 | 2008-02-14 | 2008-04-24 | 2008-07-01
BPU-3613 | CORE Solar | SZATKOWSKI |  | 5.775 | 25121.25 | Residential |  | HAINSPORT | 8036 | 13 | TRINITY HEATING AND AIR | PSE&G BPU | No | Complete | 2007-07-31 | 2007-12-27 | 2008-01-29 | 2008-04-16
BPU-3614 | CORE Solar | HINDS |  | 9.8 | 42630 | Residential |  | RANDOLPH | 7869 | 3 | 1ST LIGHT ENERGY, INC. | JCP&L | No | Complete | 2007-07-31 | 2007-10-25 | 2008-01-14 | 2008-04-08
BPU-3615 | CORE Solar | FOWSER |  | 9.72 | 42282 | Residential |  | PENNSVILLE | 8070 | 16 | SUN FARM NETWORK | AC Electric | No | Complete | 2007-08-09 | 2008-02-08 | 2008-03-11 | 2008-06-02
BPU-3616 | CORE Solar | MALCOLM |  | 10.2 | 43500 | Residential |  | SOUTHAMPTON | 8088 | 13 | NJ SOLAR POWER, LLC | PSE&G BPU | No | Complete | 2007-08-09 | 2008-01-31 | 2008-03-04 | 2008-04-16
BPU-3617 | CORE Solar | FREDERICKS |  | 6.48 | 28188 | Residential |  | WAYNE | 7470 | 6 | SUN FARM NETWORK | PSE&G BPU | No | Complete | 2007-08-09 | 2007-12-11 | 2008-01-14 | 2008-04-08
BPU-3618 | CORE Solar | SARTORI |  | 10.45 | 43500 | Residential |  | BLAIRSTOWN | 7825 | 2 | SUN FARM NETWORK | JCP&L | No | Complete | 2007-08-09 | 2008-02-08 | 2008-03-04 | 2008-04-16
BPU-3619 | CORE Solar | CHRISTOFFERSON | PRINCETON BLAIRSTOWN CENTER | 9.69 | 49903.5 | Non Profit |  | BLAIRSTOWN | 7825 | 2 | ADVANCED SOLAR PRODUCTS, INC. | JCP&L | No | Complete | 2007-08-09 | 2008-01-31 | 2008-03-04 | 2008-04-16
BPU-3620 | CORE Solar | OLIU |  | 10 | 43500 | Residential |  | FLEMINGTON | 8822 | 4 | NJ SOLAR POWER, LLC | JCP&L | No | Complete | 2007-08-09 | 2007-12-19 | 2008-01-28 | 2008-04-16
BPU-3621 | CORE Solar | FEELEY | BUTTON WOOD STABLES | 9.975 | 43391.25 | Commercial |  | SOUTH HAMPTON | 8088 | 13 | TRINITY HEATING AND AIR | PSE&G BPU | No | Complete | 2007-08-09 | 2008-05-12 | 2008-05-29 | 2008-07-15
BPU-3623 | CORE Solar | WEENING |  | 6 | 26100 | Residential |  | DUNELLEN | 8812 | 11 | 1ST LIGHT ENERGY, INC. | PSE&G BPU | No | Complete | 2007-08-09 | 2007-11-02 | N/A | 2008-03-06
BPU-3624 | CORE Solar | PERLMAN |  | 10.14 | 43500 | Residential |  | PRINCETON | 8540 | 12 | SUN BURN SOLAR | PSE&G BPU | No | Complete | 2007-08-09 | 2007-11-29 | 2008-01-28 | 2008-04-16
BPU-3627 | CORE Solar | ELISANO |  | 3.96 | 17226 | Residential |  | MILLVILLE | 8332 | 20 | MERCURY SOLAR SYSTEMS | AC Electric | No | Complete | 2007-08-09 | 2007-10-11 | N/A | 2008-01-03
BPU-3628 | CORE Solar | SCHNEIDER |  | 9.9 | 43065 | Residential |  | PITTSGROVE | 8318 | 16 | MERCURY SOLAR SYSTEMS | AC Electric | No | Complete | 2007-08-09 | 2007-10-29 | N/A | 2008-03-06
BPU-3629 | CORE Solar | GELMAN |  | 9.9 | 43065 | Residential |  | CHERRY HILL | 8003 | 14 | MERCURY SOLAR SYSTEMS | PSE&G BPU | No | Complete | 2007-08-09 | 2007-12-03 | 2008-01-28 | 2008-04-16
BPU-3630 | CORE Solar | REED |  | 10.12 | 43500 | Residential |  | BRIDGETON | 8302 | 20 | MERCURY SOLAR SYSTEMS | AC Electric | No | Complete | 2007-08-09 | 2007-12-21 | 2008-03-11 | 2008-06-02
BPU-3631 | CORE Solar | LODER | SIX PACK PUB | 9.24 | 40194 | Commercial |  | EGG HARBOR CITY | 8215 | 19 | MERCURY SOLAR SYSTEMS | AC Electric | No | Complete | 2007-08-09 | 2008-05-12 | 2008-06-20 | 2008-08-20
BPU-3632 | CORE Solar | FRANZ |  | 8.4 | 36540 | Residential |  | LANOKA HARBOR | 8734 | 18 | NJ SOLAR POWER, LLC | JCP&L | No | Complete | 2007-08-09 | 2008-04-15 | 2008-05-20 | 2008-07-01
BPU-3633 | CORE Solar | VAN SCHACK | UNITARIAL UNIVERSALIST CONGREGATION OF P | 24.3 | 110845 | Non Profit |  | PRINCETON | 8540 | 12 | JERSEY SOLAR, LLC | PSE&G BPU | No | Complete | 2008-04-09 | 2008-12-02 | 2009-01-29 | 2009-03-31
BPU-3634 | CORE Solar | GOLDBERG |  | 10 | 43500 | Residential |  | HOLMDEL | 7733 | 17 | NJ SOLAR POWER, LLC | JCP&L | No | Complete | 2007-08-16 | 2008-04-24 | 2008-07-18 | 2008-09-03
BPU-3636 | CORE Solar | WESLOCK |  | 5.6 | 24360 | Residential |  | ROSELLE PARK | 7204 | 10 | TRINITY HEATING AND AIR | PSE&G BPU | No | Complete | 2008-04-18 | 2008-07-23 | 2009-01-29 | 2009-03-31
BPU-3637 | CORE Solar | WALL |  | 9.8 | 42630 | Residential |  | BRIELLE | 8730 | 17 | TRINITY HEATING AND AIR | JCP&L | No | Complete | 2007-08-16 | 2007-08-27 | N/A | 2008-01-17
BPU-3639 | CORE Solar | PONZETTI |  | 9.8 | 42630 | Residential |  | EGG HARBOR | 8215 | 19 | TRINITY HEATING AND AIR | AC Electric | No | Complete | 2007-08-16 | 2007-08-31 | N/A | 2007-12-21
BPU-3640 | CORE Solar | GARBARINE |  | 9.8 | 42630 | Residential |  | NEPTUNE | 7753 | 17 | TRINITY HEATING AND AIR | JCP&L | No | Complete | 2007-08-16 | 2007-08-27 | N/A | 2007-11-05
BPU-3641 | CORE Solar | BUSCEMI |  | 9.86 | 42891 | Residential |  | FRANKLINVILLE | 8322 | 15 | SOLAR WORKS NJ | AC Electric | No | Complete | 2007-08-16 | 2008-01-18 | 2008-02-27 | 2008-04-16
BPU-3642 | CORE Solar | ROMANO |  | 9.724 | 42299.4 | Residential |  | WEST BERLIN | 8091 | 14 | SOLAR WORKS NJ | AC Electric | No | Complete | 2007-08-16 | 2008-05-13 | 2008-06-20 | 2008-08-20
BPU-3643 | CORE Solar | COGGINS |  | 6.12 | 26622 | Residential |  | BEESLEYS POINT | 8226 | 21 | BRITE IDEA ENERGY | AC Electric | No | Complete | 2007-08-16 | 2008-05-02 | 2008-05-29 | 2008-07-15
BPU-3644 | CORE Solar | MARTELLA |  | 7.8 | 33930 | Residential |  | BORDENTOWN | 8505 | 13 | TRINITY HEATING AND AIR | PSE&G BPU | No | Complete | 2007-08-16 | 2007-08-27 | N/A | 2007-11-05
BPU-3645 | CORE Solar | BYRNE |  | 6 | 26100 | Residential |  | POINT PLEASANT | 8742 | 18 | TRINITY HEATING AND AIR | JCP&L | No | Complete | 2007-08-16 | 2007-08-27 | 2008-01-28 | 2008-04-16
BPU-3647 | CORE Solar | SEDLAZEK |  | 10 | 43500 | Residential |  | SOMERSET | 8873 | 5 | NJ SOLAR SOLUTIONS | PSE&G BPU | No | Complete | 2007-08-16 | 2007-11-29 | 2008-01-29 | 2008-04-16
BPU-3648 | CORE Solar | ORZEL |  | 3.12 | 13572 | Residential |  | BLOOMFIELD | 7003 | 9 | THE SOLAR CENTER, INC. | PSE&G BPU | No | Complete | 2007-08-16 | 2008-05-02 | 2008-05-29 | 2008-07-15
BPU-3649 | CORE Solar | ARNONE | THE JONATHAN GROUP | 38.7 | 129772 | Commercial |  | TUCKAHOE | 8250 | 21 | MERCURY SOLAR SYSTEMS | AC Electric | No | Complete | 2008-04-09 | 2009-01-26 | 2009-02-20 | 2009-04-08
BPU-3651 | CORE Solar | MACKIE |  | 9.75 | 42412.5 | Residential |  | FRENCHTOWN | 8825 | 4 | THE SOLAR CENTER, INC. | JCP&L | No | Complete | 2007-08-16 | 2008-03-05 | 2008-04-11 | 2008-06-02
BPU-3652 | CORE Solar | MALEK |  | 7.02 | 30537 | Residential |  | MORRIS PLAINS | 7950 | 3 | THE SOLAR CENTER, INC. | JCP&L | No | Complete | 2007-08-16 | 2008-07-01 | 2008-07-25 | 2008-09-03
BPU-3653 | CORE Solar | UTLEY |  | 10.02 | 43500 | Residential |  | HEWITT | 7421 | 6 | THE SOLAR CENTER, INC. | Orange & Rockland Elec | No | Complete | 2007-08-16 | 2008-01-09 | 2008-03-04 | 2008-04-16
BPU-3654 | CORE Solar | SCHOENLEBER III |  | 5.07 | 22054.5 | Residential |  | NEW EGYPT | 8533 | 18 | THE SOLAR CENTER, INC. | JCP&L | No | Complete | 2007-08-16 | 2008-07-01 | 2008-07-25 | 2008-09-03
BPU-3655 | CORE Solar | HANSELL |  | 9.75 | 42412.5 | Residential |  | MONROE TWP | 8831 | 11 | THE SOLAR CENTER, INC. | JCP&L | No | Complete | 2007-08-16 | 2008-08-18 | 2008-08-29 | 2008-11-13
BPU-3657 | CORE Solar | PRICE |  | 5.46 | 23751 | Residential |  | PRINCETON | 8540 | 12 | THE SOLAR CENTER, INC. | PSE&G BPU | No | Complete | 2007-08-16 | 2008-08-05 | 2008-08-14 | 2008-10-29
BPU-3658 | CORE Solar | GALE | GALES WAY FARM | 9 | 39150 | Farm |  | WRIGHTSTOWN | 8562 | 13 | SUN FARM NETWORK | JCP&L | No | Complete | 2007-08-16 | 2008-03-13 | 2008-04-11 | 2008-06-02
BPU-3659 | CORE Solar | TIGHE |  | 9.9 | 43065 | Residential |  | SEWELL | 8080 | 15 | MERCURY SOLAR SYSTEMS | AC Electric | No | Complete | 2007-08-16 | 2008-04-01 | 2008-06-20 | 2008-08-20
BPU-3660 | CORE Solar | TURNER |  | 10.08 | 43500 | Residential |  | SALEM | 8079 | 16 | MERCURY SOLAR SYSTEMS | AC Electric | No | Complete | 2007-08-16 | 2007-12-11 | 2008-01-28 | 2008-04-16
BPU-3662 | CORE Solar | HELMER |  | 9.24 | 40194 | Residential |  | MAYS LANDING | 8330 | 19 | MERCURY SOLAR SYSTEMS | AC Electric | No | Complete | 2007-08-16 | 2008-01-16 | 2008-02-27 | 2008-04-16
BPU-3663 | CORE Solar | CARLSON |  | 10 | 43500 | Residential |  | GLEN GARDNER | 8826 | 4 | NJ SOLAR SOLUTIONS | JCP&L | No | Complete | 2007-08-16 | 2007-11-08 | 2008-01-14 | 2008-04-08
BPU-3664 | CORE Solar | PEEPLES | WATERFORD FARM, INC. | 9.69 | 42151.5 | Farm |  | BUTTZVILLE | 7829 | 2 | HIGHLANDS SOLAR ELECTRIC CO, LLC | JCP&L | No | Complete | 2007-08-16 | 2007-11-19 | 2008-01-14 | 2008-04-08
BPU-3665 | CORE Solar | RAJARAM |  | 8.58 | 37323 | Residential |  | HOLMDELL | 7733 | 17 | J. A. WIG CONSTRUCTION AND ELECTRIC, LLC | JCP&L | No | Complete | 2007-09-06 | 2008-04-07 | 2008-12-05 | 2009-02-03
BPU-3666 | CORE Solar | WILLIAMSON |  | 6.24 | 27144 | Residential |  | NEW EGYPT | 8533 | 18 | J. A. WIG CONSTRUCTION AND ELECTRIC, LLC | JCP&L | No | Complete | 2007-08-16 | 2008-04-29 | 2008-12-22 | 2009-02-16
BPU-3667 | CORE Solar | LABRUM |  | 6.24 | 27144 | Residential |  | WRIGHTSTOWN | 8562 | 13 | J. A. WIG CONSTRUCTION AND ELECTRIC, LLC | JCP&L | No | Complete | 2007-08-16 | 2008-01-11 | 2008-01-29 | 2008-04-16
BPU-3670 | CORE Solar | ALLEN |  | 8.8 | 38280 | Residential |  | MANTUA | 8051 | 15 | NJ SOLAR POWER, LLC | AC Electric | No | Complete | 2007-08-16 | 2007-12-07 | 2008-01-29 | 2008-04-16
BPU-3671 | CORE Solar | WEST |  | 6 | 26100 | Residential |  | MANTUA | 8051 | 15 | NJ SOLAR POWER, LLC | AC Electric | No | Complete | 2007-08-16 | 2007-12-07 | 2008-01-28 | 2008-04-16
BPU-3673 | CORE Solar | FISHER |  | 8 | 34800 | Residential |  | HAMPTON | 8827 | 4 | NJ SOLAR POWER, LLC | JCP&L | No | Complete | 2007-08-16 | 2007-10-25 | N/A | 2008-03-06
BPU-3675 | CORE Solar | BEDELL |  | 3.5 | 15225 | Residential |  | WHARTON | 7885 | 3 | 1ST LIGHT ENERGY, INC. | JCP&L | No | Complete | 2007-08-29 | 2008-04-24 | 2008-06-20 | 2008-08-20
BPU-3677 | CORE Solar | SORELLE |  | 9.975 | 43391.25 | Residential |  | BRIDGETON | 8302 | 20 | ROWSON ELECTRIC INC. | JCP&L | No | Complete | 2007-08-24 | 2008-04-29 | 2008-07-18 | 2008-09-03
BPU-3678 | CORE Solar | SEGAL |  | 7.98 | 34713 | Residential |  | SURF CITY | 8008 | 18 | LBI SOLAR | AC Electric | No | Complete | 2007-08-24 | 2008-03-27 | 2008-05-02 | 2008-06-02
BPU-3679 | CORE Solar | CRIVELLA |  | 5.67 | 24664.5 | Residential |  | WOOLWICH TOWNSHIP | 8085 | 15 | MERCURY SOLAR SYSTEMS | AC Electric | No | Complete | 2007-08-24 | 2007-11-26 | 2008-01-28 | 2008-04-16
BPU-3680 | CORE Solar | JACKSON |  | 2.66 | 11571 | Residential |  | NEWTON | 7860 | 1 | SUN FARM NETWORK | JCP&L | No | Complete | 2007-08-24 | 2008-03-20 | 2008-05-02 | 2008-06-02
BPU-3681 | CORE Solar | SCHREIBER |  | 9.9 | 43065 | Residential |  | MONMOUTH JUNCTION | 8852 | 11 | SUN FARM NETWORK | PSE&G BPU | No | Complete | 2007-08-24 | 2008-05-01 | 2008-05-29 | 2008-07-15
BPU-3682 | CORE Solar | VALINSKI |  | 4.17 | 18139.5 | Residential |  | FLEMINGTON | 8822 | 4 | SUN FARM NETWORK | JCP&L | No | Complete | 2007-08-24 | 2008-03-05 | 2008-04-16 | 2008-06-02
BPU-3684 | CORE Solar | ROSALES |  | 5.265 | 22902.75 | Residential |  | MIDDLETOWN | 7748 | 17 | THE SOLAR CENTER, INC. | JCP&L | No | Complete | 2007-08-24 | 2008-04-07 | 2008-06-12 | 2008-08-20
BPU-3686 | CORE Solar | BUTRICO |  | 9.36 | 34608.6 | Residential |  | WARREN | 7059 | 5 | SELF INSTALL | PSE&G BPU | No | Complete | 2007-08-24 | 2008-02-21 | 2008-03-28 | 2008-06-02
BPU-3690 | CORE Solar | VERRICO |  | 9.936 | 43221.6 | Residential |  | NEWTON | 7860 | 1 | THE SOLAR CENTER, INC. | JCP&L | No | Complete | 2007-08-24 | 2008-06-10 | 2008-07-25 | 2008-09-03
BPU-3691 | CORE Solar | GRAHAM |  | 5.6 | 24360 | Residential |  | TRENTON | 8611 | 12 | THE SOLAR CENTER, INC. | PSE&G BPU | No | Complete | 2007-08-24 | 2008-08-26 | 2008-12-05 | 2009-02-03
BPU-3692 | CORE Solar | WEIGLE |  | 6.12 | 26622 | Residential |  | EWING TWP | 8618 | 12 | NJ SOLAR POWER, LLC | PSE&G BPU | No | Complete | 2007-08-24 | 2008-04-17 | 2008-05-02 | 2008-07-01
BPU-3693 | CORE Solar | CONNOR | DONNA CONNOR PHOTOGRAPHY | 10.12 | 43500 | Commercial |  | SWEETWATER | 8034 | 14 | MERCURY SOLAR SYSTEMS | AC Electric | No | Complete | 2007-08-24 | 2008-05-15 | 2008-05-29 | 2008-07-15
BPU-3694 | CORE Solar | WEHNER |  | 4.515 | 19640.25 | Residential |  | DOROTHY | 8317 | 19 | MERCURY SOLAR SYSTEMS | AC Electric | No | Complete | 2007-08-24 | 2007-11-26 | 2008-01-28 | 2008-04-16
BPU-3695 | CORE Solar | CARBONE |  | 9 | 39150 | Residential |  | JACKSON | 8527 | 18 | GEOGENIX | JCP&L | No | Complete | 2007-08-24 | 2008-05-12 | 2008-08-14 | 2008-10-29
BPU-3698 | CORE Solar | RAMPOLLA |  | 10 | 43500 | Residential |  | GALLOWAY | 8205 | 19 | MERCURY SOLAR SYSTEMS | AC Electric | No | Complete | 2007-08-24 | 2008-01-18 | 2008-02-27 | 2008-04-16
BPU-3699 | CORE Solar | LIND |  | 6.72 | 29232 | Residential |  | GALLOWAY | 8205 | 19 | MERCURY SOLAR SYSTEMS | AC Electric | No | Complete | 2007-08-24 | 2008-02-05 | 2008-03-28 | 2008-06-02
BPU-3700 | CORE Solar | CATER |  | 9.45 | 41107.5 | Residential |  | FLANDERS | 7836 | 3 | THE SOLAR CENTER, INC. | JCP&L | No | Complete | 2007-08-24 | 2008-04-01 | 2008-05-02 | 2008-07-01
BPU-3701 | CORE Solar | VILLAS |  | 2.004 | 8717.4 | Residential |  | BLOOMFIELD | 7003 | 9 | THE SOLAR CENTER, INC. | PSE&G BPU | No | Complete | 2007-08-24 | 2008-07-25 | 2008-08-29 | 2008-11-13
BPU-3702 | CORE Solar | BALDAUSKI |  | 9.875 | 42956.25 | Residential |  | HACKETTSTOWN | 7840 | 2 | THE SOLAR CENTER, INC. | JCP&L | No | Complete | 2007-08-24 | 2008-08-05 | 2008-08-29 | 2008-11-13
BPU-3703 | CORE Solar | CAFLIN |  | 4.2 | 18270 | Residential |  | BELVIDERE | 7823 | 2 | THE SOLAR CENTER, INC. | JCP&L | No | Complete | 2007-08-24 | 2008-02-15 | 2008-03-28 | 2008-06-02
BPU-3705 | CORE Solar | COHEN |  | 9.75 | 42412.5 | Residential |  | DENNVILLE | 7834 | 3 | THE SOLAR CENTER, INC. | JCP&L | No | Complete | 2007-08-24 | 2008-03-13 | 2008-05-02 | 2008-06-02
BPU-3706 | CORE Solar | LYONS III |  | 6.56 | 28536 | Residential |  | ELWOOD | 8217 | 19 | ABSOLUTELY ENERGIZED SOLAR, LLC | AC Electric | No | Complete | 2007-08-24 | 2007-10-11 | N/A | 2007-12-21
BPU-3707 | CORE Solar | BENDER |  | 7.2 | 31320 | Residential |  | TOMS RIVER | 8753 | 18 | NJ SOLAR POWER, LLC | JCP&L | No | Complete | 2007-08-24 | 2008-04-29 | 2008-07-18 | 2008-09-03
BPU-3708 | CORE Solar | CAIN |  | 5.6 | 24360 | Residential |  | FORTESQUE | 8321 | 20 | ADVANCED BUILDING AND SOLAR | AC Electric | No | Complete | 2007-08-24 | 2007-11-19 | 2008-01-28 | 2008-04-16
BPU-3709 | CORE Solar | SHEEHAN |  | 10.32 | 43500 | Residential |  | MEDFORD | 8055 | 13 | MERCURY SOLAR SYSTEMS | PSE&G BPU | No | Complete | 2007-08-24 | 2008-04-01 | 2008-04-24 | 2008-07-01
BPU-3710 | CORE Solar | DENICHILO |  | 9.84 | 42804 | Residential |  | FREEHOLD | 7728 | 17 | NJ SOLAR POWER, LLC | PSE&G BPU | No | Complete | 2007-08-24 | 2008-06-13 | 2008-07-18 | 2008-09-03
BPU-3711 | CORE Solar | BENSEN |  | 3.456 | 15033.6 | Residential |  | MAPLEWOOD | 7040 | 9 | MGM PROPERTIES, INC | PSE&G BPU | No | Complete | 2007-09-06 | 2008-05-15 | 2008-06-20 | 2008-08-20
BPU-3714 | CORE Solar | WHITE |  | 9.84 | 42804 | Residential |  | WARREN | 7059 | 5 | ABSOLUTELY ENERGIZED SOLAR, LLC | PSE&G BPU | No | Complete | 2007-08-24 | 2007-11-19 | 2008-02-27 | 2008-04-16
BPU-3715 | CORE Solar | ONIEAL |  | 5.8 | 24830 | Residential |  | JERSEY CITY | 7305 | 8 | NJ SOLAR POWER, LLC | PSE&G BPU | No | Complete | 2007-08-24 | 2008-04-07 | 2008-06-20 | 2008-08-20
BPU-3716 | CORE Solar | HESSE |  | 6.48 | 28188 | Residential |  | PRINCETON | 8540 | 12 | NJ SOLAR POWER, LLC | PSE&G BPU | No | Complete | 2007-08-24 | 2008-05-02 | 2008-06-20 | 2008-08-20
BPU-3717 | CORE Solar | GILLOOLY |  | 9 | 39150 | Residential |  | DELAWARE TWP | 8559 | 4 | THE SOLAR CENTER, INC. | JCP&L | No | Complete | 2007-08-24 | 2008-08-26 | 2008-09-25 | 2008-11-13
BPU-3718 | CORE Solar | TUCKER |  | 6.48 | 28188 | Residential |  | GARWOOD | 7027 | 10 | THE SOLAR CENTER, INC. | PSE&G BPU | No | Complete | 2007-08-24 | 2008-07-21 | 2008-08-07 | 2008-10-29
BPU-3719 | CORE Solar | SHAH |  | 4.752 | 20671.2 | Residential |  | WARREN | 7059 | 5 | THE SOLAR CENTER, INC. | PSE&G BPU | No | Complete | 2007-08-24 | 2008-07-09 | 2008-07-30 | 2008-10-29
BPU-3720 | CORE Solar | SUYDAM | SUYDAM INSURANCE | 9.984 | 43430.4 | Commercial |  | SOMERSET | 8873 | 5 | SOLAR CONNECTIONS | PSE&G BPU | No | Complete | 2007-08-24 | 2008-04-22 | 2008-05-02 | 2008-07-01
BPU-3722 | CORE Solar | GLATT |  | 5.94 | 25839 | Residential |  | BRICK | 8723 | 18 | BIXLER ELECTRIC | JCP&L | No | Complete | 2007-08-24 | 2008-01-16 | 2008-01-29 | 2008-04-16
BPU-3724 | CORE Solar | LIN |  | 6.4 | 27840 | Residential |  | MARLBORO | 7746 | 17 | ABSOLUTELY ENERGIZED SOLAR, LLC | JCP&L | No | Complete | 2007-08-29 | 2008-01-31 | 2008-02-27 | 2008-04-16
BPU-3726 | CORE Solar | RAINEY | ELK TOWNSHIP MUNICIPAL BLD | 6 | 30900 | Municipality |  | MONROEVILLE | 8343 | 16 | EASTERN ENERGY SERVICES | AC Electric | No | Complete | 2006-10-10 | 2007-04-02 | N/A | 2007-06-27
BPU-3728 | CORE Solar | BENNETT |  | 4.2 | 18270 | Residential |  | OAKLYN | 8107 | 14 | ABSOLUTELY ENERGIZED SOLAR, LLC | PSE&G BPU | No | Complete | 2007-07-27 | 2007-09-27 | N/A | 2007-12-21
BPU-3729 | CORE Solar | GOMEZ |  | 10.725 | 43500 | Residential |  | PARSIPPANY | 7054 | 3 | THE SOLAR CENTER, INC. | JCP&L | No | Complete | 2007-08-09 | 2008-05-28 | 2008-08-29 | 2008-11-13
BPU-3730 | CORE Solar | BUNSCO |  | 10 | 43500 | Residential |  | SOMERSET | 8873 | 5 | WORLDWATER CORP. | PSE&G BPU | No | Complete | 2007-08-09 | 2008-05-12 | 2008-07-18 | 2008-09-03
BPU-3731 | CORE Solar | O'HARA |  | 9.8 | 42630 | Residential |  | LINCROFT | 7738 | 17 | TRINITY HEATING AND AIR | JCP&L | No | Complete | 2007-08-09 | 2007-08-15 | N/A | 2007-11-05
BPU-3732 | CORE Solar | HAAS |  | 9.8 | 42630 | Residential |  | COOKSTOWN | 8511 | 13 | TRINITY HEATING AND AIR | JCP&L | No | Complete | 2007-08-09 | 2007-08-15 | N/A | 2007-10-31
BPU-3733 | CORE Solar | VAN SICKLE |  | 8.58 | 37323 | Residential |  | TOMS RIVER | 8755 | 18 | J. A. WIG CONSTRUCTION AND ELECTRIC, LLC | JCP&L | No | Complete | 2007-08-09 | 2008-01-11 | 2008-02-27 | 2008-04-16
BPU-3735 | CORE Solar | TULL | LEKHA TULL DDS PC | 7.41 | 32233.5 | Residential |  | PRINCETON | 8540 | 12 | THE SOLAR CENTER, INC. | PSE&G BPU | No | Complete | 2007-08-29 | 2008-03-06 | 2008-06-12 | 2008-08-20
BPU-3741 | CORE Solar | STEPHENS |  | 6.3 | 27405 | Residential |  | NORTHFIELD | 8225 | 19 | BRITE IDEA ENERGY | AC Electric | No | Complete | 2007-08-29 | 2007-12-27 | 2008-02-27 | 2008-04-16
BPU-3744 | CORE Solar | FEINSTEIN |  | 9.68 | 42108 | Residential |  | GREENWICH | 8323 | 20 | MERCURY SOLAR SYSTEMS | AC Electric | No | Complete | 2007-08-29 | 2008-01-16 | 2008-02-27 | 2008-04-16
BPU-3745 | CORE Solar | GRISBAUM | BERGER REALTY | 10.66 | 43500 | Commercial |  | OCEAN CITY | 8226 | 21 | MERCURY SOLAR SYSTEMS | AC Electric | No | Complete | 2007-08-29 | 2008-03-24 | 2008-05-02 | 2008-06-02
BPU-3746 | CORE Solar | RISKO |  | 7.48 | 32538 | Residential |  | SWAINTON | 8210 | 21 | MERCURY SOLAR SYSTEMS | AC Electric | No | Complete | 2007-08-29 | 2008-03-10 | 2008-04-16 | 2008-06-02
BPU-3747 | CORE Solar | RISKO | NORTHSTAR MARINE | 9.9 | 43065 | Commercial |  | CLERMONT | 8210 | 21 | MERCURY SOLAR SYSTEMS | AC Electric | No | Complete | 2007-08-29 | 2008-02-25 | 2008-04-16 | 2008-06-02
BPU-3748 | CORE Solar | D'ALEO |  | 8.2 | 35670 | Residential |  | CAPE MAY | 8210 | 21 | MERCURY SOLAR SYSTEMS | AC Electric | No | Complete | 2007-08-29 | 2007-10-25 | N/A | 2008-03-06
BPU-3749 | CORE Solar | SACCARO |  | 2.4 | 10440 | Residential |  | EAST ORANGE | 7017 | 9 | THE SOLAR CENTER, INC. | PSE&G BPU | No | Complete | 2007-08-29 | 2008-08-26 | 2008-10-10 | 2008-12-30
BPU-3755 | CORE Solar | KALENTY |  | 5.984 | 26030.4 | Residential |  | HILLSBORIUGH | 8844 | 5 | ADVANCED SOLAR PRODUCTS, INC. | JCP&L | No | Complete | 2007-08-29 | 2008-01-23 | 2008-03-04 | 2008-04-16
BPU-3756 | CORE Solar | STEINBERG |  | 9.35 | 40672.5 | Residential |  | CHESTER | 7930 | 3 | ADVANCED SOLAR PRODUCTS, INC. | JCP&L | No | Complete | 2007-08-29 | 2008-06-05 | 2008-10-27 | 2008-12-30
BPU-3757 | CORE Solar | TOVAR |  | 4.92 | 21402 | Residential |  | PRINCETON | 8540 | 12 | ADVANCED SOLAR PRODUCTS, INC. | PSE&G BPU | No | Complete | 2007-08-29 | 2008-01-07 | 2008-01-28 | 2008-04-16
BPU-3758 | CORE Solar | CANNAROZZO |  | 6.27 | 27274.5 | Residential |  | BRICK | 8723 | 18 | SEA BRIGHT SOLAR, LLC | JCP&L | No | Complete | 2007-09-27 | 2007-12-21 | 2008-02-05 | 2008-04-16
BPU-3759 | CORE Solar | PEDANO |  | 10.08 | 43500 | Residential |  | MONROEVILLE | 8343 | 16 | MERCURY SOLAR SYSTEMS | AC Electric | No | Complete | 2007-09-06 | 2008-02-20 | 2008-04-11 | 2008-06-02
BPU-3760 | CORE Solar | KAYS |  | 6.48 | 28188 | Residential |  | COLUMBIA | 7832 | 2 | THE SOLAR CENTER, INC. | JCP&L | No | Complete | 2007-08-29 | 2008-07-02 | 2008-07-25 | 2008-09-03
BPU-3762 | CORE Solar | GREEN | OCEAN MENTAL HEALTH | 3.87 | 19930.5 | SUNLIT |  | BEACHWOOD | 8722 | 18 | ABSOLUTELY ENERGIZED SOLAR, LLC | PSE&G BPU | No | Complete | 2006-10-23 | 2007-04-30 | N/A | 2007-06-27
BPU-3763 | CORE Solar | GUARASCI | NEW JERSEY COMMUNITY DEVELOPMENT CORPORA | 17.94 | 84451 | SUNLIT |  | PATERSON | 7501 | 6 | ABSOLUTELY ENERGIZED SOLAR, LLC | PSE&G BPU | No | Complete | 2006-10-23 | 2008-10-07 | 2009-02-20 | 2009-04-08
BPU-3764 | CORE Solar | PRISCO | THE CENTER FOR GREAT EXPECTATIONS | 51.296 | 215536 | SUNLIT |  | SOMERSET | 8873 | 5 | WORLDWATER CORP. | PSE&G BPU | No | Complete | 2006-10-23 | 2007-11-05 | 2008-03-28 | 2008-06-02
BPU-3768 | CORE Solar | O'CONNELL | FORREST SENIOR APARTMENTS URBAN RENEWAL, | 20.304 | 76472.8 | SUNLIT |  | JERSEY CITY | 7304 | 8 | SOLAR WORKS NJ | PSE&G BPU | No | Complete | 2007-01-10 | 2009-03-06 | 2009-09-17 | 2009-12-30
BPU-3770 | CORE Solar | PERRINO | EHT LEASING, LLC | 12.24 | 32810 | Commercial |  | EGG HARBOR TWP | 8234 | 19 | SELF INSTALL | AC Electric | No | Complete | 2008-06-27 | 2009-05-27 | 2009-06-26 | 2009-08-26
BPU-3771 | CORE Solar | PERRINO | EHT LEASING, LLC | 14.28 | 38841.6 | Commercial |  | EGG HARBOR TWP | 8234 | 19 | SELF INSTALL | AC Electric | No | Complete | 2008-06-27 | 2009-05-27 | 2009-06-26 | 2009-08-26
BPU-3772 | CORE Solar | PERRINO | EHT LEASING, LLC | 16.32 | 54165.4 | Commercial |  | EGG HARBOR TWP | 8234 | 19 | SELF INSTALL | AC Electric | No | Complete | 2008-06-27 | 2009-05-27 | 2009-06-26 | 2009-08-26
BPU-3773 | CORE Solar | HENDERSON | THE CENTER FOR FAMILY SERVICES | 9.24 | 47586 | SUNLIT |  | CAMDEN | 8101 | 14 | ABSOLUTELY ENERGIZED SOLAR, LLC | PSE&G BPU | No | Complete | 2006-10-23 | 2008-02-20 | 2008-04-11 | 2008-06-02
BPU-3774 | CORE Solar | MARESSA |  | 10.92 | 43500 | Residential |  | WATERFORD | 8089 | 14 | MERCURY SOLAR SYSTEMS | AC Electric | No | Complete | 2007-08-29 | 2008-04-08 | 2008-06-12 | 2008-08-20
BPU-3775 | CORE Solar | MARRA |  | 9.6 | 41360 | Residential |  | TOMS RIVER | 8753 | 18 | ECOLOGICAL SYSTEMS-MANALAPAN | PSE&G BPU | No | Complete | 2007-08-29 | 2008-05-12 | 2008-09-25 | 2008-11-13
BPU-3776 | CORE Solar | MERTZ | WHOLE EARTH CENTER | 9.225 | 40128.75 | Commercial |  | PRINCETON | 8540 | 12 | ADVANCED SOLAR PRODUCTS, INC. | PSE&G BPU | No | Complete | 2007-08-29 | 2008-04-29 | 2008-05-29 | 2008-07-15
BPU-3777 | CORE Solar | MEREL |  | 4.536 | 16771.86 | Residential |  | MAPLEWOOD | 7040 | 9 | SELF INSTALL | PSE&G BPU | No | Complete | 2007-08-29 | 2008-05-15 | 2008-11-14 | 2009-01-08
BPU-3780 | CORE Solar | LAWRENCE | FELLOWSHIP VILLAGE INC. | 121.275 | 152047 | Non Profit |  | BASKING RIDGE | 7920 | 5 | ABSOLUTELY ENERGIZED SOLAR, LLC | JCP&L | No | Complete | 2008-10-23 | 2009-11-09 | 2010-06-03 | 2010-09-01
BPU-3781 | CORE Solar | LAWRENCE | FELLOWSHIP VILLAGE INC. | 131.175 | 54488 | Commercial |  | BASKING RIDGE | 7920 | 5 | ABSOLUTELY ENERGIZED SOLAR, LLC | JCP&L | No | Complete | 2008-10-23 | 2009-11-17 | 2010-06-03 | 2010-09-01
BPU-3782 | CORE Solar | LAWRENCE | FELLOWSHIP VILLAGE INC. | 111.375 | 19232.5 | Commercial |  | BASKING RIDGE | 7920 | 5 | ABSOLUTELY ENERGIZED SOLAR, LLC | JCP&L | No | Complete | 2008-10-23 | 2009-11-17 | 2010-06-03 | 2010-09-01
BPU-3783 | CORE Solar | LAWRENCE | FELLOWSHIP VILLAGE INC. | 126.225 | 19232.5 | Commercial |  | BASKING RIDGE | 7920 | 5 | ABSOLUTELY ENERGIZED SOLAR, LLC | JCP&L | No | Complete | 2008-10-23 | 2009-11-17 | 2010-06-03 | 2010-09-01
BPU-3784 | CORE Solar | GRANATIR |  | 12.35 | 50620 | Commercial |  | KEARNEY | 7032 | 8 | ECOLOGICAL SYSTEMS-MANALAPAN | PSE&G BPU | No | Complete | 2008-06-27 | 2009-06-30 | 2010-05-13 | 2010-07-22
BPU-3786 | CORE Solar | BROWN | NATIONAL DISTRIBUTION CENTERS L.P. | 541.8 | 96224.12 | Commercial |  | CHERRY HILL | 8003 | 14 | PRO-TECH ENERGY SOLUTIONS | PSE&G BPU | No | Complete | 2009-01-29 | 2010-04-13 | 2010-06-03 | 2010-09-01
BPU-3787 | CORE Solar | BROWN | NATIONAL DISTRIBUTION CENTERS L.P. | 490.2 | 96224.13 | Commercial |  | CHERRY HILL | 8003 | 14 | PRO-TECH ENERGY SOLUTIONS | PSE&G BPU | No | Complete | 2009-01-29 | 2010-04-13 | 2010-06-03 | 2010-09-01
BPU-3788 | CORE Solar | BROWN | NATIONAL DISTRIBUTION CENTERS L.P. | 290.25 | 52551.75 | Commercial |  | CHERRY HILL | 8003 | 14 | PRO-TECH ENERGY SOLUTIONS | PSE&G BPU | No | Complete | 2009-01-29 | 2010-04-13 | 2010-06-03 | 2010-09-01
BPU-3793 | CORE Solar | BROWN III |  | 8.55 | 37192.5 | Residential |  | PARLIN | 8859 | 11 | GEOGENIX | JCP&L | No | Complete | 2007-08-29 | 2008-02-13 | 2008-03-11 | 2008-06-02
BPU-3794 | CORE Solar | WINSTEN | SHORE CAPITAL MANAGEMENT, LLC | 10.08 | 43500 | Commercial |  | SEA GIRT | 8750 | 17 | GEOGENIX | JCP&L | No | Complete | 2007-08-29 | 2007-12-20 | 2008-01-29 | 2008-04-16
BPU-3796 | CORE Solar | SHIMONI |  | 4.95 | 21532.5 | Residential |  | EDISON | 8817 | 11 | GEOGENIX | PSE&G BPU | No | Complete | 2007-09-06 | 2008-04-29 | 2008-05-29 | 2008-07-15
BPU-3797 | CORE Solar | SHAFFER |  | 10.8 | 43500 | Residential |  | KENVIL | 7847 | 3 | GEOGENIX | JCP&L | No | Complete | 2007-09-06 | 2008-05-21 | 2008-07-18 | 2008-09-03
BPU-3798 | CORE Solar | AGAUYO |  | 9.9 | 43065 | Residential |  | LACEY TOWNSHIP | 8731 | 18 | GEOGENIX | JCP&L | No | Complete | 2007-09-06 | 2008-03-27 | 2008-05-02 | 2008-07-01
BPU-3799 | CORE Solar | FARKAS |  | 8.55 | 37192.5 | Residential |  | EDISON | 8817 | 11 | GEOGENIX | PSE&G BPU | No | Complete | 2007-09-06 | 2008-05-13 | 2008-06-12 | 2008-08-20
BPU-3800 | CORE Solar | RICHMAN |  | 2.8 | 12180 | Residential |  | VENTNOR | 8406 | 19 | THE SOLAR CENTER, INC. | AC Electric | No | Complete | 2007-09-06 | 2008-05-12 | 2008-06-12 | 2008-08-20
BPU-3801 | CORE Solar | BORGUET |  | 9.18 | 39933 | Residential |  | FRANKLINVILLE | 8322 | 15 | THE SOLAR CENTER, INC. | AC Electric | No | Complete | 2007-09-06 | 2008-07-09 | 2008-08-07 | 2008-10-29
BPU-3802 | CORE Solar | ALLNATT |  | 10.23 | 43500 | Residential |  | GLEN GARDNER | 8826 | 4 | THE SOLAR CENTER, INC. | JCP&L | No | Complete | 2007-09-06 | 2008-09-08 | 2008-10-27 | 2008-12-30
BPU-3803 | CORE Solar | BISHOP |  | 9.856 | 42873.6 | Residential |  | EAST HANOVER | 7936 | 3 | THE SOLAR CENTER, INC. | JCP&L | No | Complete | 2007-09-06 | 2008-07-21 | 2008-08-07 | 2008-10-29
BPU-3804 | CORE Solar | JANNONE |  | 10.125 | 43500 | Residential |  | FRENCHTOWN | 8825 | 4 | GEOGENIX | JCP&L | No | Complete | 2007-09-06 | 2008-04-18 | 2008-05-02 | 2008-07-01
BPU-3805 | CORE Solar | LAMBERTI |  | 10.125 | 43500 | Residential |  | STEWARTSVILLE | 8886 | 2 | GEOGENIX | JCP&L | No | Complete | 2007-09-06 | 2008-06-02 | 2008-07-02 | 2008-08-20
BPU-3806 | CORE Solar | NELSON |  | 8.325 | 36213.75 | Residential |  | MANTOLOKING | 8738 | 18 | GEOGENIX | JCP&L | No | Complete | 2007-09-06 | 2008-02-05 | 2008-03-11 | 2008-06-02
BPU-3807 | CORE Solar | HAWKINS |  | 8.5 | 36975 | Residential |  | GALLOWAY | 8205 | 19 | THE SOLAR CENTER, INC. | AC Electric | No | Complete | 2007-09-06 | 2008-06-10 | 2008-07-18 | 2008-09-03
BPU-3808 | CORE Solar | MARTOGLIO |  | 43.264 | 149292 | SUNLIT |  | ORANGE | 7050 | 9 | SOLAR WORKS NJ | PSE&G BPU | No | Complete | 2006-10-23 | 2008-06-25 | 2008-08-07 | 2008-10-29
BPU-3809 | CORE Solar | TESTA |  | 8 | 34800 | Residential |  | RANDOLPH | 7834 | 3 | THE SOLAR CENTER, INC. | JCP&L | No | Complete | 2007-09-06 | 2008-07-14 | 2008-08-07 | 2008-10-29
BPU-3810 | CORE Solar | ELANSKY |  | 7 | 30450 | Residential |  | SEWELL | 8080 | 15 | THE SOLAR CENTER, INC. | AC Electric | No | Complete | 2007-09-06 | 2008-04-29 | 2008-05-29 | 2008-07-15
BPU-3812 | CORE Solar | NELSON JR. |  | 9.69 | 42151.5 | Residential |  | ELMER | 8318 | 16 | THE SOLAR CENTER, INC. | AC Electric | No | Complete | 2007-09-06 | 2008-07-01 | 2008-10-27 | 2008-12-30
BPU-3813 | CORE Solar | HYLEN |  | 5.44 | 23664 | Residential |  | PENNSVILLE | 8070 | 16 | THE SOLAR CENTER, INC. | AC Electric | No | Complete | 2007-09-06 | 2008-06-10 | 2008-07-02 | 2008-08-20
BPU-3814 | CORE Solar | FARINO |  | 10.125 | 43500 | Residential |  | HACKETSSTOWN | 7840 | 2 | GEOGENIX | JCP&L | No | Complete | 2007-09-06 | 2008-03-19 | 2008-04-16 | 2008-06-02
BPU-3816 | CORE Solar | LE |  | 10.575 | 43500 | Residential |  | HILLSBOROUGH TOWNSHIP | 8844 | 5 | GEOGENIX | PSE&G BPU | No | Complete | 2007-09-06 | 2008-04-01 | 2008-04-24 | 2008-07-01
BPU-3817 | CORE Solar | CLARK |  | 9.1 | 39585 | Residential |  | EGG HARBOR TWP | 8234 | 19 | BRITE IDEA ENERGY | AC Electric | No | Complete | 2007-09-06 | 2008-01-11 | 2008-02-27 | 2008-04-16
BPU-3818 | CORE Solar | DESAPIO |  | 9.18 | 39933 | Residential |  | BAPTISTOWN | 8803 | 4 | NJ SOLAR SOLUTIONS | JCP&L | No | Complete | 2007-09-06 | 2008-08-20 | 2008-09-25 | 2008-11-13
BPU-3819 | CORE Solar | CHECHO |  | 5.116 | 22254.6 | Residential |  | GREEN BROOK | 8812 | 11 | THE SOLAR CENTER, INC. | PSE&G BPU | No | Complete | 2007-09-06 | 2008-01-29 | 2008-02-27 | 2008-04-16
BPU-3821 | CORE Solar | JACKSON |  | 5.1 | 22185 | Residential |  | EDISON | 8817 | 11 | THE SOLAR CENTER, INC. | PSE&G BPU | No | Complete | 2007-09-06 | 2007-10-25 | 2009-07-01 | 2009-08-26
BPU-3823 | CORE Solar | LORY |  | 9.984 | 43430.4 | Residential |  | PHILLIPSBURG | 8865 | 2 | INNOVATIVE ENERGY SYSTEMS, LLC | JCP&L | No | Complete | 2007-09-06 | 2008-01-07 | 2008-01-28 | 2008-04-16
BPU-3825 | CORE Solar | BROWN |  | 9.9 | 43065 | Residential |  | PRINCETON | 8540 | 12 | JERSEY SOLAR, LLC | PSE&G BPU | No | Complete | 2007-09-06 | 2008-06-05 | 2008-07-02 | 2008-08-20
BPU-3826 | CORE Solar | WEINSTEIN |  | 6.56 | 28536 | Residential |  | LAMBERTVILLE | 8530 | 4 | JERSEY SOLAR, LLC | JCP&L | No | Complete | 2007-09-06 | 2007-11-29 | 2008-01-28 | 2008-04-16
BPU-3828 | CORE Solar | DADIAN |  | 4.32 | 18792 | Residential |  | ROSEMONT | 8559 | 4 | SUN FARM NETWORK | JCP&L | No | Complete | 2007-09-06 | 2008-04-22 | 2008-05-20 | 2008-07-01
BPU-3829 | CORE Solar | HENTSCHEL | SOUTH JERSEY AUTO BODY | 19.32 | 73324 | Commercial |  | COLOGNE | 8213 | 19 | MERCURY SOLAR SYSTEMS | AC Electric | No | Complete | 2008-05-20 | 2009-03-24 | 2009-04-21 | 2009-07-01
BPU-3830 | CORE Solar | DICOSIMO |  | 4.488 | 19522.8 | Residential |  | NEW EGYPT | 8533 | 18 | J. A. WIG CONSTRUCTION AND ELECTRIC, LLC | JCP&L | No | Complete | 2007-09-13 | 2008-02-21 | 2008-04-03 | 2008-06-02
BPU-3832 | CORE Solar | WHEELER |  | 10.35 | 43500 | Residential |  | SEAVILLE | 8230 | 21 | GEOGENIX | AC Electric | No | Complete | 2007-09-13 | 2008-04-21 | 2008-05-02 | 2008-07-01
BPU-3833 | CORE Solar | GAITONDE |  | 10.125 | 43500 | Residential |  | MORGANVILLE | 7751 | 17 | GEOGENIX | JCP&L | No | Complete | 2007-09-13 | 2008-02-11 | 2008-03-11 | 2008-06-02
BPU-3834 | CORE Solar | CHANDRA |  | 9.9 | 43065 | Residential |  | TINTON FALLS | 7724 | 17 | GEOGENIX | JCP&L | No | Complete | 2007-09-13 | 2008-03-13 | 2008-05-02 | 2008-07-01
BPU-3835 | CORE Solar | SARTOR |  | 8.32 | 36192 | Residential |  | SCOTCH PLAINS | 7076 | 10 | CONTI ENTERPRISES | PSE&G BPU | No | Complete | 2007-09-13 | 2008-05-15 | 2008-06-20 | 2008-08-20
BPU-3836 | CORE Solar | LIVINGSTONE |  | 3.42 | 14642 | Residential |  | OCEANPORT | 7757 | 17 | SEA BRIGHT SOLAR, LLC | JCP&L | No | Complete | 2007-09-13 | 2008-06-10 | 2008-07-30 | 2008-10-29
BPU-3839 | CORE Solar | MULVAN | NEW JERSEY DEP DIVISION OF PARKS AND FOR | 2.2 | 11330 | Municipality |  | SEASIDE PARK | 8752 | 18 | TO BE DETERMINED | JCP&L | No | Complete | 2007-02-19 | 2007-06-05 | N/A | 2007-07-25
BPU-3842 | CORE Solar | MEZZACAPPA |  | 9.88 | 42978 | Residential |  | HOLMDEL | 7733 | 17 | SEA BRIGHT SOLAR, LLC | JCP&L | No | Complete | 2007-08-09 | 2007-10-11 | N/A | 2008-01-17
BPU-3843 | CORE Solar | HIGGINS |  | 10 | 43500 | Residential |  | M. ARLINGTON | 7856 | 3 | 1ST LIGHT ENERGY, INC. | JCP&L | No | Complete | 2007-07-19 | 2007-11-19 | 2008-01-28 | 2008-04-16
BPU-3844 | CORE Solar | DEFILIPPIS |  | 4.8 | 20880 | Residential |  | AVON BY THE SEA | 7717 | 17 | TRINITY HEATING AND AIR | JCP&L | No | Complete | 2007-07-27 | 2007-08-06 | N/A | 2007-11-05
BPU-3845 | CORE Solar | ANTISZ |  | 7.2 | 31320 | Residential |  | BAYONNE | 7002 | 8 | TRINITY HEATING AND AIR | PSE&G BPU | No | Complete | 2007-08-09 | 2007-08-15 | N/A | 2007-11-05
BPU-3847 | CORE Solar | VOGT | FAIRCHILD'S MARKET | 31.28 | 111596 | Commercial |  | ROSELAND | 7821 | 1 | ABSOLUTELY ENERGIZED SOLAR, LLC | PSE&G BPU | No | Complete | 2008-06-27 | 2009-01-09 | 2009-04-21 | 2009-07-01
BPU-3848 | CORE Solar | KOCHEL |  | 9.8 | 42630 | Residential |  | WALL | 7719 | 17 | TRINITY HEATING AND AIR | JCP&L | No | Complete | 2007-07-06 | 2007-07-11 | N/A | 2007-09-06
BPU-3849 | CORE Solar | ONOFRIO |  | 9.2 | 40020 | Residential |  | BEESLEY'S POINT | 8223 | 21 | NJ SOLAR POWER, LLC | AC Electric | No | Complete | 2007-07-13 | 2008-02-11 | 2008-03-28 | 2008-06-02
BPU-3850 | CORE Solar | BRENNAN |  | 3.15 | 13702.5 | Residential |  | EGG HARBOR CITY | 8215 | 19 | BRITE IDEA ENERGY | AC Electric | No | Complete | 2007-07-06 | 2007-10-01 | N/A | 2007-12-21
BPU-3851 | CORE Solar | REED | ROYAL OAKS APARTMENTS (CIS) | 20.196 | 76127 | SUNLIT |  | MANTUA TOWNSHIP | 8016 | 13 | ADVANCED SOLAR PRODUCTS, INC. | PSE&G BPU | No | Complete | 2007-01-11 | 2008-11-24 | 2009-03-24 | 2009-05-05
BPU-3854 | CORE Solar | POWER |  | 9.87 | 42934.5 | Residential |  | MT. HOLLY | 8060 | 13 | ABSOLUTELY ENERGIZED SOLAR, LLC | PSE&G BPU | No | Complete | 2007-07-13 | 2008-03-05 | 2008-04-03 | 2008-06-02
BPU-3855 | CORE Solar | PALUMBO |  | 8.925 | 38823.75 | Residential |  | PITTSGROVE | 8318 | 16 | EASTERN ENERGY SERVICES | AC Electric | No | Complete | 2007-10-05 | 2008-01-23 | 2008-02-27 | 2008-04-16
BPU-3856 | CORE Solar | HANSEN |  | 5.2 | 22620 | Residential |  | CALIFON | 7830 | 4 | 1ST LIGHT ENERGY, INC. | PSE&G BPU | No | Complete | 2007-10-05 | 2008-04-22 | 2008-10-10 | 2008-12-30
BPU-3857 | CORE Solar | MACHNOWSKY |  | 5.7 | 24795 | Residential |  | YARDVILLE | 8620 | 12 | THE SOLAR CENTER, INC. | PSE&G BPU | No | Complete | 2007-08-09 | 2008-05-02 | 2009-01-29 | 2009-03-31
BPU-3858 | CORE Solar | BIGELOW | ADVANCED TIRE AUTO | 9.625 | 41868.75 | Commercial |  | ABERDEEN | 7747 | 17 | TRINITY HEATING AND AIR | JCP&L | No | Complete | 2007-07-27 | 2008-02-28 | 2008-03-28 | 2008-06-02
BPU-3859 | CORE Solar | HAJEK |  | 9.8 | 42630 | Residential |  | PISCATAWAY | 8854 | 11 | TRINITY HEATING AND AIR | PSE&G BPU | No | Complete | 2007-07-27 | 2007-08-06 | N/A | 2007-11-05
BPU-3860 | CORE Solar | MOORE |  | 9.675 | 42086.25 | Residential |  | DELMONT | 8314 | 20 | MERCURY SOLAR SYSTEMS | AC Electric | No | Complete | 2007-08-24 | 2008-04-29 | 2008-06-20 | 2008-08-20
BPU-3863 | CORE Solar | DESAI |  | 9.8 | 42630 | Residential |  | TEWKSBURY TOWNSHIP | 8833 | 4 | 1ST LIGHT ENERGY, INC. | JCP&L | No | Complete | 2007-08-09 | 2007-12-20 | 2008-03-28 | 2008-06-02
BPU-3865 | CORE Solar | GRANO |  | 7.82 | 34017 | Residential |  | MIDDLETOWN | 7748 | 17 | ECOLOGICAL SYSTEMS-MANALAPAN | JCP&L | No | Complete | 2007-07-27 | 2008-03-13 | 2008-05-02 | 2008-06-02
BPU-3866 | CORE Solar | CRAWFORD |  | 9.984 | 43430.4 | Residential |  | PITTSTOWN | 8867 | 4 | THE SOLAR CENTER, INC. | JCP&L | No | Complete | 2007-08-09 | 2008-04-07 | 2008-05-30 | 2008-07-15
BPU-3868 | CORE Solar | MERMELSTEIN |  | 5.84 | 25404 | Residential |  | MARGATE | 8402 | 19 | ADVANCED BUILDING AND SOLAR | JCP&L | No | Complete | 2007-08-16 | 2007-12-19 | 2008-08-29 | 2008-11-13
BPU-3870 | CORE Solar | BLUNDA |  | 4.6 | 20010 | Residential |  | SPRING LAKE | 7762 | 17 | TRINITY HEATING AND AIR | JCP&L | No | Complete | 2007-08-09 | 2007-08-16 | N/A | 2007-12-21
BPU-3871 | CORE Solar | VEATER | WHITING ASSEMBLY OF GOD, INC | 35.28 | 156412 | Non Profit |  | WHITING | 8759 | 18 | NJ SOLAR POWER, LLC | JCP&L | No | Complete | 2008-06-04 | 2009-12-04 | 2010-03-24 | 2010-06-08
BPU-3872 | CORE Solar | CAREY |  | 3 | 13050 | Residential |  | LITTLE EGG HARBOR | 8087 | 18 | TRINITY HEATING AND AIR | AC Electric | No | Complete | 2007-08-09 | 2007-08-16 | N/A | 2007-10-31
BPU-3873 | CORE Solar | PEARCE |  | 3 | 13050 | Residential |  | MANAHAWKIN | 8050 | 18 | TRINITY HEATING AND AIR | AC Electric | No | Complete | 2007-08-29 | 2007-09-07 | N/A | 2007-11-05
BPU-3874 | CORE Solar | MALIK |  | 9.975 | 43391.25 | Residential |  | MULLICA HILL | 8062 | 15 | SOLAR WORKS NJ | AC Electric | No | Complete | 2007-08-16 | 2008-04-01 | 2008-06-12 | 2008-08-20
BPU-3875 | CORE Solar | SPRIGGS |  | 10.08 | 43500 | Residential |  | CAPE MAY COURT HOUSE | 8210 | 21 | MERCURY SOLAR SYSTEMS | AC Electric | No | Complete | 2007-08-16 | 2007-10-11 | N/A | 2008-01-03
BPU-3876 | CORE Solar | SABIA |  | 6.2 | 26970 | Residential |  | BRICK | 8724 | 18 | TRINITY HEATING AND AIR | JCP&L | No | Complete | 2007-09-20 | 2007-10-04 | N/A | 2007-12-21
BPU-3877 | CORE Solar | MORE |  | 7.35 | 31972.5 | Residential |  | NEPTUNE CITY | 7753 | 17 | TRINITY HEATING AND AIR | JCP&L | No | Complete | 2009-05-05 | 2009-05-14 | 2009-06-23 | 2009-08-26
BPU-3878 | CORE Solar | ALI |  | 6.3 | 27405 | Residential |  | EGG HARBOR TOWNSHIP | 8234 | 19 | BRITE IDEA ENERGY | AC Electric | No | Complete | 2007-08-29 | 2007-12-19 | 2008-02-05 | 2008-04-16
BPU-3879 | CORE Solar | DUFFY |  | 10.378 | 43500 | Residential |  | EGG HARBOR TOWNSHIP | 8234 | 19 | SOLAR WORKS NJ | AC Electric | No | Complete | 2007-08-09 | 2008-02-08 | 2008-03-11 | 2008-06-02
BPU-3880 | CORE Solar | TULL |  | 6.24 | 27144 | Residential |  | HARVEY CEDARS | 8540 | 12 | THE SOLAR CENTER, INC. | AC Electric | No | Complete | 2007-08-24 | 2008-08-05 | 2008-09-25 | 2008-11-13
BPU-3881 | CORE Solar | PATEL | TOWN OF MORRISTOWN WASTEWATER SERVICES A | 577.95 | 1515297.5 | Municipality |  | MORRISTOWN | 7960 | 3 | VANGUARD ENERGY PARTNERS, LLC | JCP&L | No | Complete | 2007-04-06 | 2009-04-08 | 2009-05-26 | 2009-07-29
BPU-3882 | CORE Solar | GAMBILL |  | 10.08 | 43500 | Residential |  | MANTUA | 8051 | 15 | NJ SOLAR POWER, LLC | AC Electric | No | Complete | 2007-08-29 | 2008-05-02 | 2008-06-12 | 2008-08-20
BPU-3883 | CORE Solar | TALIADOUROS |  | 9.75 | 42412.5 | Commercial |  | CAPE MAY POINT | 8212 | 21 | LBI SOLAR | AC Electric | No | Complete | 2007-12-21 | 2008-12-11 | 2009-03-19 | 2009-05-05
BPU-3884 | CORE Solar | LAROCCA |  | 8.35 | 36322.5 | Residential |  | BURLINGTON | 8016 | 13 | J. A. WIG CONSTRUCTION AND ELECTRIC, LLC | PSE&G BPU | No | Complete | 2007-10-29 | 2008-04-29 | 2008-05-29 | 2008-07-15
BPU-3885 | CORE Solar | SENOR |  | 7.56 | 32886 | Residential |  | FRANKLINVILLE | 8322 | 15 | MERCURY SOLAR SYSTEMS | AC Electric | No | Complete | 2007-08-24 | 2008-05-12 | 2008-08-07 | 2008-10-29
BPU-3888 | CORE Solar | JACOBOSKI JR. |  | 9.2 | 40020 | Residential |  | TRENTON | 8610 | 12 | ABSOLUTELY ENERGIZED SOLAR, LLC | PSE&G BPU | No | Complete | 2008-04-10 | 2008-06-05 | 2008-11-14 | 2009-01-08
BPU-3889 | CORE Solar | SKYE | RED SKYE FARMS | 13.68 | 48031 | Farm |  | BRIDGETON | 8302 | 20 | RCL ENTERPRISES INC. | AC Electric | No | Complete | 2008-06-04 | 2008-08-12 | 2008-10-10 | 2008-12-30
BPU-3890 | CORE Solar | SKYE | RED SKYE FARMS | 3.15 | 13702.5 | Farm |  | BRIDGETON | 8302 | 20 | RCL ENTERPRISES INC. | AC Electric | No | Complete | 2007-07-31 | 2007-12-21 | 2008-01-29 | 2008-04-16
BPU-3891 | CORE Solar | SKYE | RED SKYE FARMS | 3.15 | 13702.5 | Farm |  | BRIDGETON | 8302 | 20 | RCL ENTERPRISES INC. | AC Electric | No | Complete | 2007-07-31 | 2007-12-21 | 2008-01-29 | 2008-04-16
BPU-3895 | CORE Solar | HOWARD | WEINBERG MANAGEMENT | 4.32 | 18792 | Commercial |  | PRINCETON | 8542 | 12 | SUN FARM NETWORK | PSE&G BPU | No | Complete | 2007-08-16 | 2008-04-24 | 2008-05-29 | 2008-07-15
BPU-3898 | CORE Solar | OEI |  | 9.8 | 42630 | Residential |  | RINGWOOD | 7456 | 6 | 1ST LIGHT ENERGY, INC. | Orange & Rockland Elec | No | Complete | 2007-09-13 | 2008-09-23 | 2008-12-05 | 2009-02-03
BPU-3899 | CORE Solar | KENNEDY | UNITED CEREBRAL PALSY OF TEWKSBURY URBAN | 3.06 | 15759 | SUNLIT |  | TEWKSBURY TOWNSHIP | 8858 | 4 | SOLAR ENERGY SYSTEMS, INC. | JCP&L | No | Complete | 2007-07-13 | 2008-02-28 | 2008-04-03 | 2008-06-02
BPU-3900 | CORE Solar | KENNEDY | UNITED CEREBRAL PALSY OF TEWKSBURY URBAN | 3.06 | 15759 | SUNLIT |  | TEWKSBURY TOWNSHIP | 8858 | 4 | SOLAR ENERGY SYSTEMS, INC. | JCP&L | No | Complete | 2007-07-13 | 2008-02-28 | 2008-04-03 | 2008-06-02
BPU-3901 | CORE Solar | KENNEDY | UNITED CEREBRAL PALSY OF TEWKSBURY URBAN | 3.06 | 15759 | SUNLIT |  | TEWKSBURY TOWNSHIP | 8858 | 4 | SOLAR ENERGY SYSTEMS, INC. | JCP&L | No | Complete | 2007-07-13 | 2008-03-05 | 2008-04-03 | 2008-06-02
BPU-3902 | CORE Solar | KENNEDY | UNITED CEREBRAL PALSY OF TEWKSBURY URBAN | 3.06 | 13519 | SUNLIT |  | TEWKSBURY TOWNSHIP | 8858 | 4 | SOLAR ENERGY SYSTEMS, INC. | JCP&L | No | Complete | 2007-07-13 | 2008-02-28 | 2008-04-03 | 2008-06-02
BPU-3903 | CORE Solar | KENNEDY | UNITED CEREBRAL PALSY OF TEWKSBURY URBAN | 3.06 | 12699 | SUNLIT |  | TEWKSBURY TOWNSHIP | 8858 | 4 | SOLAR ENERGY SYSTEMS, INC. | JCP&L | No | Complete | 2007-07-13 | 2008-02-28 | 2008-04-03 | 2008-06-02
BPU-3904 | CORE Solar | KENNEDY | UNITED CEREBRAL PALSY OF TEWKSBURY URBAN | 3.06 | 12699 | SUNLIT |  | TEWKSBURY TOWNSHIP | 8858 | 4 | SOLAR ENERGY SYSTEMS, INC. | JCP&L | No | Complete | 2007-07-13 | 2008-02-28 | 2008-04-03 | 2008-06-02
BPU-3905 | CORE Solar | KENNEDY | UNITED CEREBRAL PALSY OF TEWKSBURY URBAN | 3.06 | 12699 | SUNLIT |  | TEWKSBURY TOWNSHIP | 8858 | 4 | SOLAR ENERGY SYSTEMS, INC. | JCP&L | No | Complete | 2007-07-13 | 2008-02-28 | 2008-04-03 | 2008-06-02
BPU-3906 | CORE Solar | KENNEDY | UNITED CEREBRAL PALSY OF TEWKSBURY URBAN | 3.06 | 12699 | SUNLIT |  | TEWKSBURY TOWNSHIP | 8858 | 4 | SOLAR ENERGY SYSTEMS, INC. | JCP&L | No | Complete | 2007-07-13 | 2008-02-28 | 2008-04-03 | 2008-06-02
BPU-3907 | CORE Solar | KENNEDY | UNITED CEREBRAL PALSY OF TEWKSBURY URBAN | 3.06 | 12699 | SUNLIT |  | TEWKSBURY TOWNSHIP | 8858 | 4 | SOLAR ENERGY SYSTEMS, INC. | JCP&L | No | Complete | 2007-07-13 | 2008-02-28 | 2008-04-03 | 2008-06-02
BPU-3908 | CORE Solar | KENNEDY | UNITED CEREBRAL PALSY OF TEWKSBURY URBAN | 3.06 | 12699 | SUNLIT |  | TEWKSBURY TOWNSHIP | 8858 | 4 | SOLAR ENERGY SYSTEMS, INC. | JCP&L | No | Complete | 2007-07-13 | 2008-03-05 | 2008-04-03 | 2008-06-02
BPU-3909 | CORE Solar | KENNEDY | UNITED CEREBRAL PALSY OF TEWKSBURY URBAN | 3.06 | 12699 | SUNLIT |  | TEWKSBURY TOWNSHIP | 8858 | 4 | SOLAR ENERGY SYSTEMS, INC. | JCP&L | No | Complete | 2007-07-13 | 2008-02-28 | 2008-04-03 | 2008-06-02
BPU-3910 | CORE Solar | KENNEDY | UNITED CEREBRAL PALSY OF TEWKSBURY URBAN | 3.06 | 12699 | SUNLIT |  | TEWKSBURY TOWNSHIP | 8858 | 4 | SOLAR ENERGY SYSTEMS, INC. | JCP&L | No | Complete | 2007-07-13 | 2008-02-28 | 2008-04-03 | 2008-06-02
BPU-3911 | CORE Solar | KENNEDY | UNITED CEREBRAL PALSY OF TEWKSBURY URBAN | 3.06 | 12699 | SUNLIT |  | TEWKSBURY TOWNSHIP | 8858 | 4 | SOLAR ENERGY SYSTEMS, INC. | JCP&L | No | Complete | 2007-07-13 | 2008-02-28 | 2008-04-03 | 2008-06-02
BPU-3912 | CORE Solar | KENNEDY | UNITED CEREBRAL PALSY OF TEWKSBURY URBAN | 3.06 | 10853 | SUNLIT |  | TEWKSBURY TOWNSHIP | 8858 | 4 | SOLAR ENERGY SYSTEMS, INC. | JCP&L | No | Complete | 2007-07-13 | 2008-02-28 | 2008-04-03 | 2008-06-02
BPU-3913 | CORE Solar | KENNEDY | UNITED CEREBRAL PALSY OF TEWKSBURY URBAN | 3.06 | 10710 | SUNLIT |  | TEWKSBURY TOWNSHIP | 8858 | 4 | SOLAR ENERGY SYSTEMS, INC. | JCP&L | No | Complete | 2007-07-13 | 2008-02-28 | 2008-04-03 | 2008-06-02
BPU-3914 | CORE Solar | KENNEDY | UNITED CEREBRAL PALSY OF TEWKSBURY URBAN | 3.06 | 10710 | SUNLIT |  | TEWKSBURY TOWNSHIP | 8858 | 4 | SOLAR ENERGY SYSTEMS, INC. | JCP&L | No | Complete | 2007-07-13 | 2008-02-28 | 2008-04-03 | 2008-06-02
BPU-3915 | CORE Solar | KENNEDY | UNITED CEREBRAL PALSY OF TEWKSBURY URBAN | 3.06 | 10710 | SUNLIT |  | TEWKSBURY TOWNSHIP | 8858 | 4 | SOLAR ENERGY SYSTEMS, INC. | JCP&L | No | Complete | 2007-07-13 | 2008-02-28 | 2008-04-03 | 2008-06-02
BPU-3916 | CORE Solar | KENNEDY | UNITED CEREBRAL PALSY OF TEWKSBURY URBAN | 3.06 | 10710 | SUNLIT |  | TEWKSBURY TOWNSHIP | 8858 | 4 | SOLAR ENERGY SYSTEMS, INC. | JCP&L | No | Complete | 2007-07-13 | 2008-02-28 | 2008-04-03 | 2008-06-02
BPU-3919 | CORE Solar | GEYER |  | 6.97 | 30319.5 | Residential |  | WEST CAPE MAY | 8204 | 21 | MERCURY SOLAR SYSTEMS | AC Electric | No | Complete | 2007-09-06 | 2007-11-19 | 2008-01-14 | 2008-04-08
BPU-3921 | CORE Solar | BRZEZOWSKI | FERREIRA CONSTRUCTION | 78.624 | 255372 | Commercial |  | BRANCHBURG | 8876 | 5 | VANGUARD ENERGY PARTNERS, LLC | JCP&L | No | Complete | 2008-12-11 | 2009-12-07 | 2010-05-06 | 2010-07-22
BPU-3922 | CORE Solar | HOYNES | WINTERFIELDS FARM | 22.4 | 83180 | Farm |  | BEDMINSTER | 7921 | 5 | 1ST LIGHT ENERGY, INC. | JCP&L | No | Complete | 2008-12-11 | 2009-11-17 | 2010-06-11 | 2010-09-01
BPU-3923 | CORE Solar | MCEVILY | INTERFAITH NEIGHBORS, INC. | 2.076 | 10691.4 | Non Profit |  | LONG BRANCH | 7710 | 17 | JERSEY SOLAR, LLC | JCP&L | No | Complete | 2007-08-16 | 2007-11-29 | 2008-01-29 | 2008-04-16
BPU-3924 | CORE Solar | MCEVILY | INTERFAITH NEIGHBORS, INC. | 2.076 | 10691.4 | Non Profit |  | ASBURY PARK | 7712 | 17 | JERSEY SOLAR, LLC | JCP&L | No | Complete | 2007-08-16 | 2008-04-29 | 2008-07-18 | 2008-09-03
BPU-3925 | CORE Solar | WEBER |  | 4.488 | 19522.8 | Residential |  | HOPEWELL | 8525 | 12 | ADVANCED SOLAR PRODUCTS, INC. | PSE&G BPU | No | Complete | 2007-09-20 | 2008-06-19 | 2008-08-14 | 2008-10-29
BPU-3926 | CORE Solar | DONOFRIO |  | 4.32 | 18792 | Residential |  | TUCKERTON BEACH | 8087 | 18 | 1ST LIGHT ENERGY, INC. | AC Electric | No | Complete | 2007-10-05 | 2008-09-09 | 2009-02-20 | 2009-04-08
BPU-3927 | CORE Solar | JEPSON |  | 9 | 39150 | Residential |  | CALIFON | 7036 | 10 | ADVANCED SOLAR PRODUCTS, INC. | JCP&L | No | Complete | 2007-09-13 | 2008-06-13 | 2008-07-18 | 2008-09-03
BPU-3928 | CORE Solar | VILLANE | DISCO ALUMINUM | 9.9 | 43065 | Commercial |  | PLAINSFIELD | 7060 | 10 | 1ST LIGHT ENERGY, INC. | PSE&G BPU | No | Complete | 2007-10-05 | 2008-10-07 | 2009-04-21 | 2009-07-01
BPU-3929 | CORE Solar | MICHAEL |  | 10 | 43500 | Residential |  | OLD BRIDGE | 8857 | 11 | NEW AGE SOLAR, LLC | JCP&L | No | Complete | 2007-10-29 | 2008-08-05 | 2008-09-25 | 2008-11-13
BPU-3930 | CORE Solar | PATEL |  | 9.89 | 43021.5 | Residential |  | MONROE | 8831 | 11 | ABSOLUTELY ENERGIZED SOLAR, LLC | JCP&L | No | Complete | 2007-10-05 | 2008-03-05 | 2008-04-16 | 2008-06-02
BPU-3933 | CORE Solar | MARKS |  | 6.24 | 27144 | Residential |  | SOMERSET | 8873 | 5 | SOLAR CONNECTIONS | PSE&G BPU | No | Complete | 2007-08-24 | 2008-05-12 | 2008-07-18 | 2008-09-03
BPU-3934 | CORE Solar | REYNOLDS |  | 5.25 | 22837.5 | Residential |  | SOUTHAMPTON | 8088 | 13 | NJ SOLAR SOLUTIONS | PSE&G BPU | No | Complete | 2008-01-08 | 2008-05-28 | 2008-06-20 | 2008-08-20
BPU-3937 | CORE Solar | JANSSON | ROWAN UNIVERSITY | 2.64 | 9873.6 | University Public |  | GLASSBORO | 8028 | 15 | SELF INSTALL | AC Electric | No | Complete | 2006-11-02 | 2007-09-12 | N/A | 2008-03-06
BPU-3939 | CORE Solar | BARONE |  | 10.221 | 43500 | Residential |  | HAMILTON | 8690 | 12 | THE SOLAR CENTER, INC. | PSE&G BPU | No | Complete | 2008-01-08 | 2009-01-08 | 2009-05-19 | 2009-07-29
BPU-3941 | CORE Solar | VELWEST |  | 6 | 26100 | Residential |  | JERSEY CITY | 7302 | 8 | AEON SOLAR | PSE&G BPU | No | Complete | 2007-10-29 | 2008-06-18 | 2008-12-22 | 2009-02-16
BPU-3942 | CORE Solar | STORMS |  | 3.06 | 13311 | Residential |  | GLENWOOD | 7418 | 1 | HIGHLANDS SOLAR ELECTRIC CO, LLC | JCP&L | No | Complete | 2007-09-20 | 2007-12-19 | 2008-02-05 | 2008-04-16
BPU-3943 | CORE Solar | IMMESBERGER |  | 2.1 | 9135 | Residential |  | RUMSON | 7760 | 17 | NJ SOLAR SOLUTIONS | JCP&L | No | Complete | 2007-09-20 | 2007-11-29 | 2008-01-14 | 2008-04-08
BPU-3944 | CORE Solar | CORMANEY |  | 9.995 | 36956.51 | Residential |  | MARLTON | 8053 | 13 | SELF INSTALL | AC Electric | No | Complete | 2007-09-13 | 2008-06-13 | 2008-08-07 | 2008-10-29
BPU-3947 | CORE Solar | GLAB |  | 2.976 | 11003.76 | Residential |  | LITTLE EGG HARBOR | 8087 | 18 | SELF INSTALL | Conectiv | No | Complete | 2007-09-27 | 2008-09-25 | 2008-12-22 | 2009-02-16
BPU-3948 | CORE Solar | GAMBINO |  | 9.89 | 43021.5 | Residential |  | WEST AMWELL | 8530 | 4 | ABSOLUTELY ENERGIZED SOLAR, LLC | JCP&L | No | Complete | 2007-10-05 | 2008-03-17 | 2008-04-16 | 2008-06-02
BPU-3950 | CORE Solar | KASABACH |  | 4.2 | 18270 | Residential |  | TRENTON | 8611 | 12 | ADVANCED SOLAR PRODUCTS, INC. | PSE&G BPU | No | Complete | 2007-09-20 | 2008-07-01 | 2008-12-22 | 2009-02-16
BPU-3951 | CORE Solar | DEGAN III |  | 7.02 | 30537 | Residential |  | TUCKAHOE | 8250 | 21 | UNITED HEATING & SHEET METAL, INC. | AC Electric | No | Complete | 2007-09-27 | 2008-04-21 | 2008-05-20 | 2008-07-01
BPU-3952 | CORE Solar | LAMKIN |  | 9.45 | 41107.5 | Residential |  | GALLOWAY | 8205 | 19 | MERCURY SOLAR SYSTEMS | AC Electric | No | Complete | 2007-09-20 | 2008-04-07 | 2008-06-12 | 2008-08-20
BPU-3953 | CORE Solar | COLLISON |  | 9.89 | 43021.5 | Residential |  | EGG HARBOR CITY | 8215 | 19 | MERCURY SOLAR SYSTEMS | AC Electric | No | Complete | 2008-01-08 | 2008-10-24 | 2008-12-05 | 2009-02-03
BPU-3954 | CORE Solar | DECHER |  | 9.984 | 43430.4 | Residential |  | WHITING | 8759 | 18 | RENEWABLE ENERGY CONCEPTS, INC. | JCP&L | No | Complete | 2008-01-08 | 2009-01-09 | 2009-03-19 | 2009-05-05
BPU-3957 | CORE Solar | TAHARI |  | 9.486 | 33201 | Residential |  | ALPINE | 7620 | 7 | THE SOLAR CENTER, INC. | Orange & Rockland Elec | No | Complete | 2007-09-20 | 2008-10-28 | 2009-04-22 | 2009-04-08
BPU-3958 | CORE Solar | RICK |  | 8.16 | 34164.9 | Residential |  | FLEMINGTON | 8822 | 4 | THE SOLAR CENTER, INC. | JCP&L | No | Complete | 2007-08-09 | 2008-01-23 | 2008-03-04 | 2008-04-16
BPU-3960 | CORE Solar | PATEL |  | 7.2 | 31102.5 | Residential |  | EDISON | 8820 | 11 | NJ SOLAR SOLUTIONS | PSE&G BPU | No | Complete | 2008-05-02 | 2009-05-04 | 2009-07-15 | 2009-09-03
BPU-3961 | CORE Solar | GREENBERG |  | 9.9 | 43065 | Residential |  | PRINCETON | 8540 | 12 | JERSEY SOLAR, LLC | PSE&G BPU | No | Complete | 2007-10-29 | 2008-10-28 | 2008-12-22 | 2009-02-16
BPU-3962 | CORE Solar | RANNAZZISI |  | 6.08 | 26448 | Residential |  | BRIDGEWATER | 8807 | 5 | SEA BRIGHT SOLAR, LLC | PSE&G BPU | No | Complete | 2007-10-31 | 2008-03-20 | 2008-05-02 | 2008-07-01
BPU-3963 | CORE Solar | FITZGERALD |  | 10.08 | 43500 | Residential |  | CALIFON | 7830 | 4 | GEOGENIX | JCP&L | No | Complete | 2007-08-24 | 2008-03-04 | 2008-04-03 | 2008-06-02
BPU-3964 | CORE Solar | CRAIG |  | 9.88 | 42978 | Residential |  | ATLANTIC HIGHLANDS | 7716 | 17 | SEA BRIGHT SOLAR, LLC | JCP&L | No | Complete | 2007-08-24 | 2008-03-10 | 2008-05-02 | 2008-06-02
BPU-3965 | CORE Solar | MURIE |  | 9.46 | 41151 | Residential |  | MAYS LANDING | 8330 | 19 | MERCURY SOLAR SYSTEMS | AC Electric | No | Complete | 2007-09-20 | 2008-04-29 | 2008-06-12 | 2008-08-20
BPU-3967 | CORE Solar | HOGAN |  | 10 | 43500 | Residential |  | BERNARDSVILLE | 7924 | 5 | THE SOLAR CENTER, INC. | JCP&L | No | Complete | 2007-10-29 | 2008-09-02 | 2009-03-19 | 2009-05-05
BPU-3968 | CORE Solar | WILSON |  | 9.975 | 43391.25 | Residential |  | N. CAPE MAY | 8204 | 21 | THE SOLAR CENTER, INC. | AC Electric | No | Complete | 2007-08-24 | 2008-03-27 | 2008-06-20 | 2008-08-20
BPU-3970 | CORE Solar | RAITH |  | 9.45 | 41107.5 | Residential |  | MANALAPAN | 7726 | 17 | GEOGENIX | JCP&L | No | Complete | 2007-08-24 | 2008-03-05 | 2008-04-03 | 2008-06-02
BPU-3971 | CORE Solar | MCMONAGLE |  | 6.15 | 26752.5 | Residential |  | CAPE MAY COURT HOUSE | 8210 | 21 | MERCURY SOLAR SYSTEMS | AC Electric | No | Complete | 2007-09-20 | 2008-04-15 | 2008-05-30 | 2008-07-15
BPU-3972 | CORE Solar | LINDBERG |  | 6.12 | 26622 | Residential |  | CRANBURY | 8512 | 11 | ADVANCED SOLAR PRODUCTS, INC. | PSE&G BPU | No | Complete | 2007-10-29 | 2008-02-14 | 2008-03-11 | 2008-06-02
BPU-3974 | CORE Solar | HAARLANDER |  | 3 | 13050 | Residential |  | POINT PLEASANT | 8742 | 18 | TRINITY HEATING AND AIR | JCP&L | No | Complete | 2007-08-16 | 2007-08-27 | N/A | 2008-03-06
BPU-3975 | CORE Solar | HAARLANDER |  | 4.6 | 20010 | Residential |  | POINT PLEASANT | 8742 | 18 | TRINITY HEATING AND AIR | JCP&L | No | Complete | 2007-08-16 | 2007-08-27 | N/A | 2008-03-06
BPU-3976 | CORE Solar | HAARLANDER |  | 4.8 | 17200 | Residential |  | POINT PLEASANT | 8742 | 18 | TRINITY HEATING AND AIR | JCP&L | No | Complete | 2007-08-16 | 2007-08-27 | N/A | 2007-11-05
BPU-3979 | CORE Solar | ROESCH |  | 10.08 | 43500 | Residential |  | EGG HARBOR | 8215 | 19 | MERCURY SOLAR SYSTEMS | AC Electric | No | Complete | 2007-09-13 | 2008-02-11 | 2008-03-28 | 2008-06-02
BPU-3980 | CORE Solar | WELCH | TENDENZE DESIGNS, LLC | 4.515 | 19640.25 | Commercial |  | POTTERSVILLE | 7830 | 4 | HEAT SHED, INC. | JCP&L | No | Complete | 2007-07-27 | 2007-09-07 | N/A | 2007-11-05
BPU-3982 | CORE Solar | MORDECHAI-DABBAH | YESHIRA KETER TORAH, INC. | 60.9 | 245000 | Non Profit |  | LAKEWOOD | 8701 | 18 | POWERLUTIONS, LLC | JCP&L | No | Complete | 2008-09-18 | 2010-03-09 | 2010-08-26 | 2010-11-24
BPU-3983 | CORE Solar | MORDECHAI-DABBAH | YESHIRA KETER TORAH, INC. | 10.245 | 52516.75 | Non Profit |  | LONG BRANCH | 7740 | 17 | POWERLUTIONS, LLC | JCP&L | No | Complete | 2008-07-31 | 2009-07-29 | 2010-03-18 | 2010-06-08
BPU-3993 | CORE Solar | MEREL | MGM PROPERTIES INC | 8.64 | 31946.4 | Commercial |  | SOUTH ORANGE | 7079 | 9 | SELF INSTALL | PSE&G BPU | No | Complete | 2007-09-27 | 2008-06-19 | 2008-09-25 | 2008-11-13
BPU-3994 | CORE Solar | VAUGHAN |  | 8.775 | 37897.2 | Residential |  | MAYS LANDING | 8350 | 19 | MERCURY SOLAR SYSTEMS | AC Electric | No | Complete | 2007-09-13 | 2008-02-20 | 2008-03-04 | 2008-04-16
BPU-3995 | CORE Solar | WORRELL |  | 8.28 | 30615 | Residential |  | MAYS LANDING | 8330 | 19 | SELF INSTALL | AC Electric | No | Complete | 2007-09-13 | 2008-05-12 | 2008-06-12 | 2008-08-20
BPU-3996 | CORE Solar | OLEFERUK |  | 2.94 | 12789 | Residential |  | CAPE MAY COURT HOUSE | 8210 | 21 | MERCURY SOLAR SYSTEMS | AC Electric | No | Complete | 2007-09-13 | 2008-02-05 | 2008-03-04 | 2008-04-16
BPU-3997 | CORE Solar | RAGO | DAVID RAGO REALTY, INC | 36.9 | 129580 | Commercial |  | LAMBERTVILLE | 8530 | 4 | SUN FARM NETWORK | JCP&L | No | Complete | 2008-09-03 | 2009-03-06 | 2009-04-21 | 2009-07-01
BPU-3998 | CORE Solar | WERMUTH |  | 6.48 | 28188 | Residential |  | BRANCHBURG | 8876 | 5 | SUN FARM NETWORK | JCP&L | No | Complete | 2007-09-13 | 2008-02-25 | 2008-03-28 | 2008-06-02
BPU-4000 | CORE Solar | JANSEN |  | 8.4 | 36540 | Residential |  | NORTHFIELD | 8225 | 19 | SUNTECHNICS ENERGY, LLC (FORMERLY MESA) | AC Electric | No | Complete | 2007-09-13 | 2008-02-27 | 2008-03-28 | 2008-06-02
BPU-4001 | CORE Solar | MACCARTHY |  | 9.1 | 39448.5 | Residential |  | MANALAPAN | 7726 | 17 | SELF INSTALL | JCP&L | No | Complete | 2006-11-16 | 2007-09-06 | 2008-06-20 | 2008-08-20
BPU-4001* | CORE Solar | MACCARTHY |  | 10.56 | 35924.4 | Residential |  | MANALAPAN | 7726 | 17 | SELF INSTALL | JCP&L | No | Complete | 2007-09-25 | 2008-09-18 | 2009-01-29 | 2009-03-31
BPU-4002 | CORE Solar | DESALVATOR |  | 9.88 | 42978 | Residential |  | SICKLERVILLE | 8081 | 14 | MESA ENVIORNMENTAL SCIENCES, INC. | AC Electric | No | Complete | 2007-09-13 | 2007-12-03 | 2008-01-28 | 2008-04-16
BPU-4004 | CORE Solar | MOORE |  | 10 | 43208.55 | Residential |  | THOROFARE | 8086 | 15 | SUNTECHNICS ENERGY, LLC (FORMERLY MESA) | PSE&G BPU | No | Complete | 2007-09-13 | 2008-05-12 | 2008-06-20 | 2008-08-20
BPU-4005 | CORE Solar | KARABASHIAN |  | 9.95 | 43282.5 | Residential |  | VENTNOR | 8406 | 19 | BRITE IDEA ENERGY | AC Electric | No | Complete | 2007-10-31 | 2008-10-09 | 2008-10-27 | 2008-12-30
BPU-4006 | CORE Solar | KEGERIZE |  | 9.945 | 43260.75 | Residential |  | LAKE HOPATCONG | 7849 | 3 | THE SOLAR CENTER, INC. | JCP&L | No | Complete | 2007-09-13 | 2008-08-26 | 2008-09-25 | 2008-11-13
BPU-4007 | CORE Solar | SAPNAR |  | 10.4 | 43500 | Residential |  | WESTAMPTON | 8060 | 13 | SOLAR HOME ENERGY SOLUTIONS | PSE&G BPU | No | Complete | 2007-09-13 | 2008-03-19 | 2008-04-16 | 2008-06-02
BPU-4009 | CORE Solar | STENDER | 10-31 INC. | 55.93 | 187290 | Commercial |  | COLUMBIA | 7832 | 2 | SUN FARM NETWORK | JCP&L | No | Complete | 2008-09-03 | 2008-12-22 | 2009-03-24 | 2009-05-05
BPU-4010 | CORE Solar | DONNELLAN |  | 6.08 | 26448 | Residential |  | HOWELL | 7731 | 17 | SEA BRIGHT SOLAR, LLC | JCP&L | No | Complete | 2007-09-13 | 2008-03-03 | 2008-04-16 | 2008-06-02
BPU-4011 | CORE Solar | DHULIPALA |  | 8.712 | 37897.2 | Residential |  | ALPINE | 7620 | 7 | PREMIER POWER RENEWABLE ENERGY, INC. | Orange & Rockland Elec | No | Complete | 2007-09-13 | 2008-10-07 | 2009-01-29 | 2009-03-31
BPU-4012 | CORE Solar | DEMCSAK | SCHOLES ELECTRIC & COMMUNICATIONS | 100.8 | 245000 | Commercial |  | PISCATAWAY | 8854 | 11 | GMA ELECTRIC | PSE&G BPU | No | Complete | 2008-09-03 | 2010-05-11 | 2010-08-25 | 2010-11-24
BPU-4015 | CORE Solar | GREEN |  | 9.945 | 43260.75 | Residential |  | WEST LONG BRANCH | 7764 | 17 | SEA BRIGHT SOLAR, LLC | JCP&L | No | Complete | 2007-09-13 | 2008-06-13 | 2008-07-30 | 2008-10-29
BPU-4016 | CORE Solar | CHEN-HAYES |  | 3.57 | 14546.4 | Residential |  | PLAINSBORO | 8536 | 11 | SEA BRIGHT SOLAR, LLC | PSE&G BPU | No | Complete | 2007-09-13 | 2008-06-10 | 2008-07-18 | 2008-09-03
BPU-4017 | CORE Solar | CREAMER |  | 7 | 30450 | Residential |  | BELMAR | 7719 | 17 | ABSOLUTELY ENERGIZED SOLAR, LLC | JCP&L | No | Complete | 2007-09-13 | 2008-03-05 | 2008-04-03 | 2008-06-02
BPU-4018 | CORE Solar | GRIFFIN |  | 8.35 | 36322.5 | Residential |  | SOUTHHAMPTON | 8088 | 13 | J. A. WIG CONSTRUCTION AND ELECTRIC, LLC | JCP&L | No | Complete | 2007-09-13 | 2008-04-29 | 2008-11-14 | 2009-01-08
BPU-4019 | CORE Solar | MARGULIES |  | 2.496 | 10857.6 | Residential |  | PHILLIPSBURG | 8865 | 2 | THE SOLAR CENTER, INC. | JCP&L | No | Complete | 2007-09-13 | 2008-07-09 | 2008-08-29 | 2008-11-13
BPU-4022 | CORE Solar | BROWN |  | 4.32 | 18792 | Residential |  | SOUTH ORANGE | 7079 | 9 | MGM PROPERTIES, INC | PSE&G BPU | No | Complete | 2007-09-27 | 2008-05-15 | 2008-05-30 | 2008-07-15
BPU-4025 | CORE Solar | BRANCIFORTE |  | 9.8 | 42630 | Residential |  | JACKSON | 8527 | 18 | TRINITY HEATING AND AIR | JCP&L | No | Complete | 2007-11-30 | 2007-12-19 | 2008-01-28 | 2008-04-16
BPU-4026 | CORE Solar | GROSSMAN |  | 6 | 26100 | Residential |  | JACKSON | 8527 | 18 | TRINITY HEATING AND AIR | JCP&L | No | Complete | 2007-09-13 | 2007-09-20 | 2008-01-14 | 2008-04-08
BPU-4027 | CORE Solar | MAKOWSKI |  | 6.8 | 29580 | Residential |  | FLORENCE | 8505 | 13 | TRINITY HEATING AND AIR | PSE&G BPU | No | Complete | 2007-09-13 | 2007-09-20 | N/A | 2007-12-21
BPU-4028 | CORE Solar | WANG |  | 9.2 | 40020 | Residential |  | HOWELL | 7731 | 17 | TRINITY HEATING AND AIR | JCP&L | No | Complete | 2007-09-13 | 2007-09-20 | N/A | 2007-12-21
BPU-4029 | CORE Solar | SMITH |  | 8.4 | 36540 | Residential |  | BORDENTOWN | 8505 | 13 | TRINITY HEATING AND AIR | PSE&G BPU | No | Complete | 2007-09-13 | 2007-09-20 | N/A | 2007-12-21
BPU-4030 | CORE Solar | MASTROLIA |  | 8 | 34800 | Residential |  | RUTHERFORD | 7070 | 7 | TRINITY HEATING AND AIR | PSE&G BPU | No | Complete | 2007-09-13 | 2007-09-27 | N/A | 2007-12-21
BPU-4031 | CORE Solar | SAFEER |  | 9.8 | 42630 | Residential |  | HOWELL | 7731 | 17 | TRINITY HEATING AND AIR | JCP&L | No | Complete | 2007-09-13 | 2007-09-20 | N/A | 2007-12-21
BPU-4032 | CORE Solar | MCNALLY |  | 6 | 26100 | Residential |  | HILLSBORO TWP. | 8844 | 5 | TRINITY HEATING AND AIR | PSE&G BPU | No | Complete | 2007-09-27 | 2007-10-11 | N/A | 2008-01-03
BPU-4033 | CORE Solar | MARESSA | FRANKLIN FAMILY PRACTICE | 15.21 | 60172 | Commercial |  | BERLIN | 8009 | 14 | SOLAR SOLUTIONS LLC | AC Electric | No | Complete | 2008-08-27 | 2009-08-25 | 2009-11-20 | 2010-02-11
BPU-4034 | CORE Solar | KING |  | 5.049 | 21963.15 | Residential |  | GALLOWAY | 8205 | 19 | SOLAR WORKS NJ | AC Electric | No | Complete | 2007-09-27 | 2008-04-09 | 2008-07-18 | 2008-09-03
BPU-4035 | CORE Solar | LENSKOLD |  | 6.8 | 29580 | Residential |  | FAIR HAVEN | 7704 | 17 | THE SOLAR CENTER, INC. | JCP&L | No | Complete | 2007-09-27 | 2008-09-29 | 2008-10-10 | 2008-12-30
BPU-4036 | CORE Solar | FERRARI III |  | 4.945 | 21510.75 | Residential |  | VERONA | 7044 | 9 | AKEENA SOLAR, INC. | PSE&G BPU | No | Complete | 2007-11-30 | 2008-10-21 | 2009-01-29 | 2009-03-31
BPU-4037 | CORE Solar | DALZELL |  | 6.45 | 28057.5 | Residential |  | BRICK | 8723 | 18 | AKEENA SOLAR, INC. | JCP&L | No | Complete | 2007-11-30 | 2008-09-18 | 2008-12-22 | 2009-02-16
BPU-4038 | CORE Solar | VELLING |  | 6.88 | 29928 | Residential |  | MILLINGTON | 7946 | 3 | AKEENA SOLAR, INC. | JCP&L | No | Complete | 2007-11-30 | 2008-09-25 | 2009-01-29 | 2009-03-31
BPU-4039 | CORE Solar | HARRIS |  | 9.2 | 40020 | Residential |  | BURLINGTON | 8016 | 13 | TRINITY HEATING AND AIR | PSE&G BPU | No | Complete | 2008-01-08 | 2008-01-16 | 2008-02-05 | 2008-04-16
BPU-4040 | CORE Solar | BHATIA |  | 6.46 | 28101 | Residential |  | PRINCETON | 8540 | 12 | TRINITY HEATING AND AIR | PSE&G BPU | No | Complete | 2008-01-08 | 2008-09-29 | 2008-10-27 | 2008-12-30
BPU-4041 | CORE Solar | GRIZZLE |  | 5.25 | 22837.5 | Residential |  | WILLINGBORO | 8046 | 13 | TRINITY HEATING AND AIR | PSE&G BPU | No | Complete | 2008-01-08 | 2008-03-19 | 2008-05-02 | 2008-07-01
BPU-4042 | CORE Solar | KEELER |  | 9.8 | 42630 | Residential |  | JACKSON | 8527 | 18 | TRINITY HEATING AND AIR | JCP&L | No | Complete | 2008-01-08 | 2008-01-16 | 2008-02-05 | 2008-04-16
BPU-4043 | CORE Solar | VEGA |  | 6.8 | 29580 | Residential |  | RANDOLPH | 7869 | 3 | TRINITY HEATING AND AIR | JCP&L | No | Complete | 2008-01-08 | 2008-01-23 | 2008-02-27 | 2008-04-16
BPU-4044 | CORE Solar | BURKE |  | 5.775 | 25121.25 | Residential |  | JACKSON | 8527 | 18 | TRINITY HEATING AND AIR | JCP&L | No | Complete | 2008-01-08 | 2008-02-21 | 2008-04-16 | 2008-06-02
BPU-4045 | CORE Solar | MIGNONE |  | 5.6 | 24360 | Residential |  | WHIPPANY | 7981 | 3 | THE SOLAR CENTER, INC. | JCP&L | No | Complete | 2008-01-08 | 2008-08-05 | 2008-08-29 | 2008-11-13
BPU-4046 | CORE Solar | KINGER |  | 5 | 21750 | Residential |  | FRANKLIN TWP. | 8540 | 12 | TRINITY HEATING AND AIR | PSE&G BPU | No | Complete | 2008-01-08 | 2008-01-23 | 2008-03-04 | 2008-04-16
BPU-4047 | CORE Solar | SALIBA | ASSYRIAN APOSTOLIC CHURCH OF THE VIRGIN | 26.4 | 119560 | Commercial |  | PARAMUS | 7652 | 7 | THE SOLAR CENTER, INC. | PSE&G BPU | No | Complete | 2008-12-11 | 2009-10-22 | 2010-05-06 | 2010-07-22
BPU-4048 | CORE Solar | SHAPIRO |  | 7.2 | 31320 | Residential |  | GLENWOOD | 7418 | 1 | THE SOLAR CENTER, INC. | JCP&L | No | Complete | 2008-01-08 | 2008-12-15 | 2009-02-20 | 2009-04-08
BPU-4050 | CORE Solar | TASCI |  | 9.88 | 42978 | Residential |  | SADDLE RIVER | 7458 | 7 | THE SOLAR CENTER, INC. | Orange & Rockland Elec | No | Complete | 2008-01-08 | 2008-12-02 | 2009-04-21 | 2009-07-01
BPU-4051 | CORE Solar | ROBERTS |  | 5.984 | 26030.4 | Residential |  | RINGOES | 8551 | 4 | ADVANCED SOLAR PRODUCTS, INC. | JCP&L | No | Complete | 2008-01-08 | 2008-05-15 | 2008-07-18 | 2008-09-03
BPU-4052 | CORE Solar | STERNIG |  | 4.29 | 18661.5 | Residential |  | PISCATAWAY | 8854 | 11 | RENEWABLE ENERGY CONCEPTS, INC. | PSE&G BPU | No | Complete | 2008-01-08 | 2008-04-07 | 2008-05-02 | 2008-07-01
BPU-4053 | CORE Solar | HORBACK |  | 3.2 | 13920 | Residential |  | BAY HEAD | 8742 | 18 | RENEWABLE ENERGY CONCEPTS, INC. | JCP&L | No | Complete | 2008-01-08 | 2008-04-29 | 2008-07-30 | 2008-10-29
BPU-4054 | CORE Solar | APONTE |  | 5.775 | 25121.25 | Residential |  | MT. HOLLY | 8060 | 13 | RENEWABLE ENERGY CONCEPTS, INC. | PSE&G BPU | No | Complete | 2008-01-08 | 2008-03-21 | 2008-05-02 | 2008-07-01
BPU-4055 | CORE Solar | CACIOPPO |  | 6 | 26100 | Residential |  | FREEHOLD | 7728 | 17 | RENEWABLE ENERGY CONCEPTS, INC. | JCP&L | No | Complete | 2008-01-08 | 2008-04-29 | 2008-05-20 | 2008-07-01
BPU-4056 | CORE Solar | MADIERA |  | 8.8 | 38280 | Residential |  | HOWELL | 7731 | 17 | TRINITY HEATING AND AIR | JCP&L | No | Complete | 2008-01-08 | 2008-01-16 | 2008-02-27 | 2008-04-16
BPU-4057 | CORE Solar | GOLDEN |  | 9.84 | 42804 | Residential |  | SPARTA | 7871 | 1 | THE SOLAR CENTER, INC. | JCP&L | No | Complete | 2008-01-08 | 2009-01-08 | 2009-06-23 | 2009-08-26
BPU-4059 | CORE Solar | ARMSTRONG |  | 9.89 | 43021.5 | Residential |  | PITTSTOWN | 8867 | 4 | AKEENA SOLAR, INC. | JCP&L | No | Complete | 2008-01-08 | 2008-10-01 | 2008-10-27 | 2008-12-30
BPU-4062 | CORE Solar | PRINCE | ALLENHURST PLAZA | 2.1 | 9135 | Commercial |  | ALLENHURST | 7711 | 17 | TRINITY HEATING AND AIR | JCP&L | No | Complete | 2008-01-08 | 2008-09-04 | 2008-09-25 | 2008-11-13
BPU-4063 | CORE Solar | NIENSTADT |  | 8 | 34800 | Residential |  | DENVILLE | 7834 | 3 | THE SOLAR CENTER, INC. | JCP&L | No | Complete | 2008-01-08 | 2008-09-02 | 2009-06-23 | 2009-08-26
BPU-4064 | CORE Solar | WIESSNER | FLATROCK BROOK NATURE CENTER | 9.18 | 47277 | Non Profit |  | ENGLEWOOD | 7631 | 7 | THE SOLAR CENTER, INC. | PSE&G BPU | No | Complete | 2008-01-08 | 2009-01-08 | 2009-05-26 | 2009-07-29
BPU-4067 | CORE Solar | PATENAUDE | GARDEN TRADITIONS, INC. | 5.28 | 22968 | Commercial |  | MONTCLAIR | 7042 | 9 | THE SOLAR CENTER, INC. | PSE&G BPU | No | Complete | 2008-01-08 | 2009-01-08 | 2009-03-19 | 2009-05-05
BPU-4068 | CORE Solar | REYES |  | 5.94 | 25839 | Residential |  | EAST BRUNSWICK | 8816 | 11 | RENEWABLE ENERGY CONCEPTS, INC. | PSE&G BPU | No | Complete | 2008-01-08 | 2008-06-10 | 2008-07-25 | 2008-09-03
BPU-4069 | CORE Solar | BIEDRON | THE WILLOW SCHOOL | 27.72 | 111203.4 | School Other |  | GLADSTONE | 7934 | 5 | SOLAR ENERGY SYSTEMS, LLC | JCP&L | No | Complete | 2008-06-27 | 2008-07-17 | 2008-10-27 | 2008-12-30
BPU-4071 | CORE Solar | POLIT |  | 7.7 | 33495 | Residential |  | KEASBY | 8832 | 11 | RENEWABLE ENERGY CONCEPTS, INC. | PSE&G BPU | No | Complete | 2008-01-08 | 2008-03-13 | 2008-07-02 | 2008-08-20
BPU-4072 | CORE Solar | HAPPLE |  | 10.08 | 43500 | Residential |  | DOROTHY | 8317 | 19 | MERCURY SOLAR SYSTEMS | AC Electric | No | Complete | 2008-01-08 | 2009-01-08 | 2009-02-20 | 2009-04-08
BPU-4073 | CORE Solar | TAYLOR |  | 10 | 43500 | Residential |  | EGG HARBOR CITY | 8215 | 19 | J. A. WIG CONSTRUCTION AND ELECTRIC, LLC | AC Electric | No | Complete | 2008-01-08 | 2009-01-08 | 2009-02-20 | 2009-04-08
BPU-4074 | CORE Solar | GENTILINI |  | 10.08 | 43500 | Residential |  | WOODBINE | 8270 | 21 | MERCURY SOLAR SYSTEMS | AC Electric | No | Complete | 2008-01-17 | 2008-05-12 | 2008-06-12 | 2008-08-20
BPU-4075 | CORE Solar | HEIL |  | 10.08 | 43500 | Residential |  | SALEM | 8079 | 16 | MERCURY SOLAR SYSTEMS | AC Electric | No | Complete | 2008-01-08 | 2008-07-28 | 2008-08-14 | 2008-10-29
BPU-4076 | CORE Solar | TOMENCHOK |  | 5.78 | 25143 | Residential |  | FRENCHTOWN | 8825 | 4 | ADVANCED SOLAR PRODUCTS, INC. | JCP&L | No | Complete | 2008-01-08 | 2008-05-28 | 2008-10-10 | 2008-12-30
BPU-4077 | CORE Solar | MOSCATELLO |  | 7.2 | 31320 | Residential |  | WRIGHTSTOWN | 8562 | 13 | J. A. WIG CONSTRUCTION AND ELECTRIC, LLC | JCP&L | No | Complete | 2008-01-08 | 2008-07-15 | 2008-08-29 | 2008-11-13
BPU-4078 | CORE Solar | ADAMS-ACOSTA |  | 1.75 | 7612.5 | Residential |  | CINNAMINSON | 8077 | 13 | ABSOLUTELY ENERGIZED SOLAR, LLC | PSE&G BPU | No | Complete | 2008-01-08 | 2008-04-11 | 2008-04-24 | 2008-07-01
BPU-4079 | CORE Solar | RODRIGUEZ |  | 9.8 | 42630 | Residential |  | HAMILTON TWP | 8610 | 12 | TRINITY HEATING AND AIR | PSE&G BPU | No | Complete | 2008-01-08 | 2008-01-24 | 2008-05-02 | 2008-07-01
BPU-4080 | CORE Solar | LIPMAN | ASHLEY SQUARE PROPERTY MANAGEMENT | 11.04 | 46828 | Commercial |  | MANALAPAN | 7726 | 17 | SUN BURN SOLAR | JCP&L | No | Complete | 2008-08-27 | 2009-09-17 | 2010-08-25 | 2010-11-24
BPU-4081 | CORE Solar | JENKS |  | 8.424 | 36644.4 | Residential |  | MARLTON | 8053 | 13 | SOLAR SOLUTIONS LLC | PSE&G BPU | No | Complete | 2008-01-08 | 2008-06-18 | 2008-08-29 | 2008-11-13
BPU-4082 | CORE Solar | SCHOONOVER |  | 9.75 | 42412.5 | Residential |  | HAMMONTON | 8037 | 19 | SOLAR SOLUTIONS LLC | AC Electric | No | Complete | 2008-01-08 | 2008-12-02 | 2008-12-22 | 2009-02-16
BPU-4083 | CORE Solar | GRANGER |  | 4 | 17400 | Residential |  | WILLINGBORO | 8046 | 13 | SOLAR SOLUTIONS LLC | AC Electric | No | Complete | 2008-01-08 | 2008-08-05 | 2008-08-14 | 2008-10-29
BPU-4085 | CORE Solar | BURLEW | KEANSBURG WATERFRONT LIBRARY, BOROUGH OF | 6.4 | 32960 | Government Facility |  | KEANSBURG | 7734 | 17 | CANDOR CONSTRUCTION GROUP | JCP&L | No | Complete | 2007-02-19 | 2007-11-19 | 2008-01-14 | 2008-04-08
BPU-4086 | CORE Solar | FELT |  | 7.2 | 31320 | Residential |  | MATAWAN | 7747 | 17 | GARDEN STATE SOLAR LLC | JCP&L | No | Complete | 2008-01-08 | 2008-04-22 | 2008-07-18 | 2008-09-03
BPU-4087 | CORE Solar | HANSEN |  | 7.696 | 33477.6 | Residential |  | MIDDLETOWN | 7748 | 17 | GARDEN STATE SOLAR LLC | JCP&L | No | Complete | 2008-01-08 | 2008-04-22 | 2008-07-18 | 2008-09-03
BPU-4089 | CORE Solar | DEFELICE |  | 9.675 | 42086.25 | Residential |  | PERRINEVILLE | 8535 | 17 | ABSOLUTELY ENERGIZED SOLAR, LLC | JCP&L | No | Complete | 2008-01-08 | 2008-06-10 | 2008-07-25 | 2008-09-03
BPU-4090 | CORE Solar | GLAB | MIKLAB ADVANCED SOLUTIONS LLC | 3.93 | 13015.2 | Residential |  | WALL | 7719 | 17 | SELF INSTALL | JCP&L | No | Complete | 2008-01-08 | 2009-01-08 | 2009-02-20 | 2009-04-08
BPU-4091 | CORE Solar | HUNTER |  | 9.8 | 42630 | Residential |  | KENDALL PARK | 8825 | 4 | TRINITY HEATING AND AIR | PSE&G BPU | No | Complete | 2008-01-08 | 2008-01-29 | 2008-03-11 | 2008-06-02
BPU-4092 | CORE Solar | PANTOLIANO |  | 5.6 | 24360 | Residential |  | SEASIDE HEIGHTS | 8751 | 18 | TRINITY HEATING AND AIR | JCP&L | No | Complete | 2008-01-08 | 2008-01-23 | 2008-02-27 | 2008-04-16
BPU-4093 | CORE Solar | PRINCE | ALLEN HURST PLAZA | 1.925 | 8373.75 | Commercial |  | ALLENHURST | 7711 | 17 | TRINITY HEATING AND AIR | JCP&L | No | Complete | 2008-01-08 | 2008-09-04 | 2008-09-25 | 2008-11-13
BPU-4095 | CORE Solar | GAUDLIP | MISTY ACRES EQUESTRIAN STABLES | 9.8 | 42630 | Commercial |  | JACKSON | 8527 | 18 | TRINITY HEATING AND AIR | JCP&L | No | Complete | 2008-01-08 | 2008-01-16 | 2008-02-05 | 2008-04-16
BPU-4097 | CORE Solar | BERNARDO |  | 5.74 | 24969 | Residential |  | LYNDHURST | 7071 | 7 | NJ SOLAR POWER, LLC | PSE&G BPU | No | Complete | 2008-01-08 | 2008-09-08 | 2008-10-10 | 2008-12-30
BPU-4098 | CORE Solar | COLLINS |  | 4.4 | 19140 | Residential |  | BRICK | 8724 | 18 | TRINITY HEATING AND AIR | JCP&L | No | Complete | 2008-04-10 | 2008-04-17 | 2008-05-20 | 2008-07-01
BPU-4099 | CORE Solar | IANNELLI |  | 5.6 | 24360 | Residential |  | FREEHOLD | 7728 | 17 | ECOLOGICAL SYSTEMS-MANALAPAN | JCP&L | No | Complete | 2008-01-08 | 2008-09-29 | 2008-10-10 | 2008-12-30
BPU-4100 | CORE Solar | DVORAK |  | 7.995 | 34778.25 | Residential |  | JAMESBURG | 8831 | 11 | ECOLOGICAL SYSTEMS-MANALAPAN | PSE&G BPU | No | Complete | 2008-01-08 | 2008-12-29 | 2009-05-26 | 2009-07-29
BPU-4101 | CORE Solar | CHANDLER |  | 4.59 | 19966.5 | Residential |  | HOWELL | 7731 | 17 | ECOLOGICAL SYSTEMS-MANALAPAN | JCP&L | No | Complete | 2008-01-08 | 2008-06-18 | 2008-11-14 | 2009-01-08
BPU-4102 | CORE Solar | MURRAY |  | 5.1 | 22185 | Residential |  | ATLANTIC HIGHLANDS | 7716 | 17 | ECOLOGICAL SYSTEMS-MANALAPAN | JCP&L | No | Complete | 2008-01-08 | 2008-05-12 | 2008-07-25 | 2008-09-03
BPU-4103 | CORE Solar | TESTA |  | 10.045 | 43500 | Residential |  | NEWTON | 7860 | 1 | ECOLOGICAL SYSTEMS-MANALAPAN | JCP&L | No | Complete | 2008-01-08 | 2008-12-05 | 2009-01-29 | 2009-03-31
BPU-4104 | CORE Solar | GRANATIR |  | 10.2 | 43500 | Residential |  | LONG BRANCH | 7740 | 17 | ECOLOGICAL SYSTEMS-MANALAPAN | JCP&L | No | Complete | 2008-01-17 | 2008-09-18 | 2008-10-10 | 2008-12-30
BPU-4106 | CORE Solar | RUDOLPH |  | 6.45 | 28057.5 | Residential |  | BARGAINTOWN | 8234 | 19 | MERCURY SOLAR SYSTEMS | AC Electric | No | Complete | 2008-01-17 | 2008-03-24 | 2008-05-02 | 2008-06-02
BPU-4107 | CORE Solar | VONTHADEN |  | 10 | 43500 | Residential |  | FLEMINGTON | 8822 | 4 | NJ SOLAR SOLUTIONS | JCP&L | No | Complete | 2008-01-17 | 2008-03-18 | 2008-06-20 | 2008-08-20
BPU-4108 | CORE Solar | BRODHECKER |  | 10 | 43500 | Residential |  | FRANKFORD TWP | 7826 | 1 | NJ SOLAR SOLUTIONS | JCP&L | No | Complete | 2008-01-17 | 2008-05-02 | 2008-05-30 | 2008-07-15
BPU-4109 | CORE Solar | HOFFMAN |  | 7.2 | 31320 | Residential |  | SPARTA | 7876 | 3 | NJ SOLAR SOLUTIONS | JCP&L | No | Complete | 2008-01-17 | 2008-08-20 | 2009-03-19 | 2009-05-05
BPU-4114 | CORE Solar | LANGAN |  | 5.4 | 23490 | Residential |  | KIRKWOOD | 8043 | 14 | SOLAR SOLUTIONS LLC | AC Electric | No | Complete | 2008-01-17 | 2009-01-02 | 2009-02-20 | 2009-04-08
BPU-4115 | CORE Solar | BRUNINGHAUS |  | 9.8 | 42630 | Residential |  | WEST BERLIN | 8091 | 14 | SOLAR SOLUTIONS LLC | AC Electric | No | Complete | 2008-01-17 | 2008-09-15 | 2008-10-27 | 2008-12-30
BPU-4116 | CORE Solar | BRUNINGHAUS |  | 6.696 | 29127.6 | Residential |  | BERLIN | 8009 | 14 | SOLAR SOLUTIONS LLC | AC Electric | No | Complete | 2008-01-17 | 2008-12-22 | 2009-01-29 | 2009-03-31
BPU-4119 | CORE Solar | DESAI |  | 7.14 | 31059 | Residential |  | PISCATAWAY | 8554 | 13 | TRINITY HEATING AND AIR | PSE&G BPU | No | Complete | 2008-01-17 | 2008-10-07 | 2008-10-27 | 2008-12-30
BPU-4121 | CORE Solar | RITTENHOUSE |  | 8.5 | 35604.95 | Residential |  | POINT PLEASANT | 8742 | 18 | ECOLOGICAL SYSTEMS-MANALAPAN | JCP&L | No | Complete | 2008-01-17 | 2008-05-02 | 2009-03-24 | 2009-05-05
BPU-4122 | CORE Solar | NICHOLS |  | 7.48 | 32538 | Residential |  | HOWELL | 7731 | 17 | ECOLOGICAL SYSTEMS-MANALAPAN | JCP&L | No | Complete | 2008-01-17 | 2008-07-14 | 2008-09-25 | 2008-11-13
BPU-4123 | CORE Solar | LUMPKIN |  | 7.38 | 32103 | Residential |  | MULLICA HILL | 8062 | 15 | NJ SOLAR POWER, LLC | AC Electric | No | Complete | 2008-01-17 | 2008-09-25 | 2008-10-10 | 2008-12-30
BPU-4124 | CORE Solar | AUSTIN |  | 10.25 | 43500 | Residential |  | WOOLWICH | 8085 | 15 | NJ SOLAR POWER, LLC | AC Electric | No | Complete | 2008-01-17 | 2008-09-25 | 2008-10-10 | 2008-12-30
BPU-4125 | CORE Solar | SALOVAARA |  | 10.5 | 43500 | Residential |  | BERNARDSVILLE | 7924 | 5 | NJ SOLAR POWER, LLC | JCP&L | No | Complete | 2008-01-17 | 2009-01-19 | 2009-03-19 | 2009-05-05
BPU-4126 | CORE Solar | PATSALOS-FOX |  | 20.16 | 43100 | Residential |  | BERNARDSVILLE | 7924 | 5 | NJ SOLAR POWER, LLC | JCP&L | No | Complete | 2008-01-17 | 2009-01-19 | 2009-03-19 | 2009-05-05
BPU-4128 | CORE Solar | IMMESBERGER | RUMSON FIRE COMPANY | 10.08 | 51832 | Non Profit |  | RUMSON | 7760 | 17 | SOLARDELPHIA | JCP&L | No | Complete | 2008-01-17 | 2008-11-19 | 2008-12-22 | 2009-02-16
BPU-4129 | CORE Solar | SPIROPOULOS |  | 5.6 | 24360 | Residential |  | STOCKHOLM | 7460 | 1 | NJ SOLAR SOLUTIONS | JCP&L | No | Complete | 2008-01-17 | 2009-02-06 | 2009-03-19 | 2009-05-05
BPU-4131 | CORE Solar | IMMESBERGER |  | 10.125 | 43500 | Residential |  | RUMSON | 7760 | 17 | SOLARDELPHIA | JCP&L | No | Complete | 2008-01-17 | 2009-01-19 | 2009-02-20 | 2009-04-08
BPU-4133 | CORE Solar | RICCIO |  | 9.8 | 42630 | Residential |  | WHITING | 8759 | 18 | TRINITY HEATING AND AIR | JCP&L | No | Complete | 2008-01-17 | 2008-01-24 | 2008-05-30 | 2008-07-15
BPU-4134 | CORE Solar | LARUFFA |  | 9 | 39150 | Residential |  | HILLSBOROUGH | 8844 | 5 | TRINITY HEATING AND AIR | PSE&G BPU | No | Complete | 2008-01-17 | 2008-01-24 | 2008-03-28 | 2008-06-02
BPU-4135 | CORE Solar | PATULLO |  | 6.8 | 29580 | Residential |  | HILLSBOROUGH | 8844 | 5 | TRINITY HEATING AND AIR | PSE&G BPU | No | Complete | 2008-01-17 | 2008-01-24 | 2008-03-28 | 2008-06-02
BPU-4138 | CORE Solar | DEWITT | ALTERNATIVE ENERGY ASSOCIATES | 10 | 36975 | Residential |  | AUGUSTA | 7822 | 1 | SELF INSTALL | JCP&L | No | Complete | 2008-01-17 | 2009-01-19 | 2009-05-19 | 2009-07-29
BPU-4139 | CORE Solar | STOWE |  | 10.35 | 43500 | Residential |  | MILLVILLE | 8332 | 20 | HEAT SHED, INC. | AC Electric | No | Complete | 2008-01-17 | 2008-09-09 | 2008-09-25 | 2008-11-13
BPU-4140 | CORE Solar | OGLE JR. |  | 10.4 | 43500 | Residential |  | MULLICA HILL | 8062 | 15 | SOLAR HOME ENERGY SOLUTIONS | AC Electric | No | Complete | 2008-01-17 | 2008-04-29 | 2008-05-29 | 2008-07-15
BPU-4142 | CORE Solar | LANZA |  | 6.12 | 26622 | Residential |  | WAYNE | 7470 | 6 | ALTERNATE ENERGY & ECOLOGY COMPANY, INC. | PSE&G BPU | No | Complete | 2008-01-17 | 2008-09-02 | 2008-12-22 | 2009-02-16
BPU-4144 | CORE Solar | NADAKATIA |  | 2.2 | 9570 | Residential |  | COLONIA | 7067 | 10 | NJ SOLAR SOLUTIONS | PSE&G BPU | No | Complete | 2008-01-17 | 2008-04-30 | 2008-05-29 | 2008-07-15
BPU-4145 | CORE Solar | SCHWARTZ |  | 5.2 | 22620 | Residential |  | BLOOMFIELD | 7003 | 9 | NJ SOLAR SOLUTIONS | PSE&G BPU | No | Complete | 2008-01-17 | 2008-07-09 | 2008-08-07 | 2008-10-29
BPU-4151 | CORE Solar | CROWTHER |  | 4.114 | 17895.9 | Residential |  | STANTON | 8885 | 4 | ADVANCED SOLAR PRODUCTS, INC. | JCP&L | No | Complete | 2008-01-17 | 2008-07-15 | 2008-08-14 | 2008-10-29
BPU-4154 | CORE Solar | CHERNOWETZ |  | 10.4 | 43500 | Residential |  | NESHANIC STATION | 8853 | 5 | NJ SOLAR SOLUTIONS | JCP&L | No | Complete | 2008-01-17 | 2009-01-16 | 2009-03-19 | 2009-05-05
BPU-4156 | CORE Solar | ALTER |  | 4.41 | 16269 | Residential |  | HOBOKEN | 7030 | 8 | THE SOLAR CENTER, INC. | PSE&G BPU | No | Complete | 2008-01-17 | 2009-01-19 | 2010-07-22 | 2010-09-09
BPU-4158 | CORE Solar | DIDEA |  | 3.2 | 13920 | Residential |  | ASBURY | 8802 | 4 | NJ SOLAR SOLUTIONS | JCP&L | No | Complete | 2008-01-17 | 2008-07-30 | 2008-08-14 | 2008-10-29
BPU-4159 | CORE Solar | IMMESBERGER |  | 8.4 | 35169.75 | Residential |  | RUMSON | 7760 | 17 | NJ SOLAR SOLUTIONS | JCP&L | No | Complete | 2008-04-10 | 2008-06-10 | 2008-08-07 | 2008-10-29
BPU-4160 | CORE Solar | WARD |  | 4.992 | 21715.2 | Residential |  | RINGOES | 8551 | 4 | ADVANCED SOLAR PRODUCTS, INC. | JCP&L | No | Complete | 2008-01-17 | 2008-06-13 | 2008-12-22 | 2009-02-16
BPU-4161 | CORE Solar | CRUZ |  | 10 | 43500 | Residential |  | ANDOVER | 7821 | 1 | THE SOLAR CENTER, INC. | JCP&L | No | Complete | 2008-01-17 | 2008-09-25 | 2008-12-05 | 2009-02-03
BPU-4164 | CORE Solar | REAGAN | REAGAN AND REAGAN INDUSTRIES INC CO | 10.044 | 43640.8 | Commercial |  | EGG HARBOR CITY | 8215 | 19 | LBI SOLAR | AC Electric | No | Complete | 2008-01-17 | 2008-08-05 | 2008-12-22 | 2009-02-16
BPU-4165 | CORE Solar | BHIDE |  | 8.4 | 36540 | Residential |  | EAST BRUNSWICK | 8816 | 11 | NJ SOLAR SOLUTIONS | PSE&G BPU | No | Complete | 2008-01-17 | 2008-06-18 | 2008-07-18 | 2008-09-03
BPU-4166 | CORE Solar | ST. ONGE |  | 5.52 | 19573.64 | Residential |  | FRENCHTOWN | 8825 | 4 | ADVANCED SOLAR PRODUCTS, INC. | JCP&L | No | Complete | 2008-04-25 | 2009-01-12 | 2010-07-22 | 2010-09-09
BPU-4167 | CORE Solar | BENNETT |  | 4.862 | 21149.7 | Residential |  | PENNINGTON | 8534 | 12 | ADVANCED SOLAR PRODUCTS, INC. | PSE&G BPU | No | Complete | 2008-01-17 | 2008-05-21 | 2008-08-14 | 2008-10-29
BPU-4168 | CORE Solar | MATHEWS |  | 8.64 | 37584 | Residential |  | WESTHAMPTON | 8060 | 13 | SOLAR HOME ENERGY SOLUTIONS | PSE&G BPU | No | Complete | 2008-01-17 | 2008-08-05 | 2008-10-10 | 2008-12-30
BPU-4169 | CORE Solar | NOELL MCDONALD |  | 9.984 | 43430.4 | Residential |  | FLEMINGTON | 8822 | 4 | ADVANCED SOLAR PRODUCTS, INC. | JCP&L | No | Complete | 2008-01-17 | 2009-01-12 | 2009-02-20 | 2009-04-08
BPU-4170 | CORE Solar | GRZANKOWSKI |  | 9.911 | 43112.85 | Residential |  | EAST AMWELL | 8525 | 12 | ADVANCED SOLAR PRODUCTS, INC. | JCP&L | No | Complete | 2008-06-27 | 2009-06-18 | 2010-02-02 | 2010-04-16
BPU-4171 | CORE Solar | WITKOWSKI |  | 9.504 | 30145.5 | Residential |  | HOPEWELL TWP | 8530 | 4 | ADVANCED SOLAR PRODUCTS, INC. | JCP&L | No | Complete | 2008-01-17 | 2009-01-14 | 2009-02-20 | 2009-04-08
BPU-4175 | CORE Solar | FRIDKIS |  | 9.84 | 42804 | Residential |  | HOPEWELL TWP | 8525 | 12 | ADVANCED SOLAR PRODUCTS, INC. | PSE&G BPU | No | Complete | 2008-01-17 | 2008-07-21 | 2008-08-07 | 2008-10-29
BPU-4177 | CORE Solar | LIPNICKI |  | 7 | 30450 | Residential |  | ALLENTOWN | 8501 | 17 | ABSOLUTELY ENERGIZED SOLAR, LLC | PSE&G BPU | No | Complete | 2008-01-17 | 2008-04-30 | 2008-05-29 | 2008-07-15
BPU-4178 | CORE Solar | CETTINA |  | 6 | 26100 | Residential |  | WASHINGTON TWP | 8691 | 12 | ABSOLUTELY ENERGIZED SOLAR, LLC | PSE&G BPU | No | Complete | 2008-01-17 | 2008-04-30 | 2008-05-29 | 2008-07-15
BPU-4181 | CORE Solar | BONELLO |  | 9.6 | 41760 | Residential |  | HOWELL | 7731 | 17 | TRINITY HEATING AND AIR | JCP&L | No | Complete | 2008-01-17 | 2008-09-29 | 2008-10-27 | 2008-12-30
BPU-4182 | CORE Solar | BISH JR. |  | 6.4 | 27840 | Residential |  | EASTAMPTON | 8060 | 13 | TRINITY HEATING AND AIR | PSE&G BPU | No | Complete | 2008-01-17 | 2008-08-26 | 2008-10-10 | 2008-12-30
BPU-4184 | CORE Solar | MONSEN |  | 10.2 | 43500 | Residential |  | HAMILTON TWP | 8620 | 12 | ABSOLUTELY ENERGIZED SOLAR, LLC | PSE&G BPU | No | Complete | 2008-04-10 | 2008-06-25 | 2008-09-25 | 2008-11-13
BPU-4185 | CORE Solar | CARROLL |  | 5.61 | 24403.5 | Residential |  | EWING | 8628 | 12 | ADVANCED SOLAR PRODUCTS, INC. | PSE&G BPU | No | Complete | 2008-04-10 | 2008-06-10 | 2008-07-18 | 2008-09-03
BPU-4187 | CORE Solar | WOLFRAM |  | 3.36 | 14616 | Residential |  | MOORESTOWN | 8057 | 13 | ABSOLUTELY ENERGIZED SOLAR, LLC | PSE&G BPU | No | Complete | 2008-04-10 | 2009-02-12 | 2009-04-21 | 2009-07-01
BPU-4190 | CORE Solar | GRIFFIN |  | 5.04 | 21924 | Residential |  | BROWNS MILLS | 8015 | 13 | ABSOLUTELY ENERGIZED SOLAR, LLC | JCP&L | No | Complete | 2008-04-10 | 2008-05-21 | 2008-06-20 | 2008-08-20
BPU-4191 | CORE Solar | ILEK |  | 5.25 | 22837.5 | Residential |  | BRADLEY BEACH | 7720 | 17 | ECOLOGICAL SYSTEMS-MANALAPAN | JCP&L | No | Complete | 2008-04-10 | 2009-04-08 | 2009-09-09 | 2009-10-07
BPU-4193 | CORE Solar | PASSERELLO | PETERSON FARM | 3.28 | 14268 | Farm |  | FLEMINGTON | 8822 | 4 | ECOLOGICAL SYSTEMS-MANALAPAN | JCP&L | No | Complete | 2008-04-25 | 2008-08-18 | 2008-09-25 | 2008-11-13
BPU-4194 | CORE Solar | KERNAHAN |  | 8.4 | 36540 | Residential |  | RED BANK | 7701 | 17 | ECOLOGICAL SYSTEMS-MANALAPAN | JCP&L | No | Complete | 2008-04-10 | 2009-03-27 | 2009-07-01 | 2009-08-26
BPU-4195 | CORE Solar | STEIGELMAN | VS STUDIOS LLC | 6.3 | 23294.25 | Commercial |  | KEANSBURG | 7734 | 17 | SELF INSTALL | JCP&L | No | Complete | 2008-04-10 | 2009-04-08 | 2009-05-26 | 2009-07-29
BPU-4200 | CORE Solar | JOHNSON JR |  | 8.4 | 36140 | Residential |  | LAKEWOOD | 8701 | 18 | ECOLOGICAL SYSTEMS-MANALAPAN | JCP&L | No | Complete | 2008-04-10 | 2009-03-27 | 2009-06-19 | 2009-08-26
BPU-4204 | CORE Solar | KOTCH |  | 10.125 | 43500 | Residential |  | OCEANPORT | 7757 | 17 | GEOGENIX | JCP&L | No | Complete | 2008-04-10 | 2008-07-28 | 2008-08-14 | 2008-10-29
BPU-4205 | CORE Solar | IZDEBSKI |  | 9.8 | 42630 | Residential |  | TOMS RIVER | 8753 | 18 | TRINITY HEATING AND AIR | JCP&L | No | Complete | 2008-04-10 | 2008-04-22 | 2008-05-20 | 2008-07-01
BPU-4210 | CORE Solar | LIEBERMAN |  | 6.84 | 29284.2 | Residential |  | PERTH AMBOY | 8861 | 11 | 1ST LIGHT ENERGY, INC. | PSE&G BPU | No | Complete | 2008-04-10 | 2009-04-10 | 2009-07-15 | 2009-09-03
BPU-4213 | CORE Solar | ESTOMATA |  | 5.2 | 22620 | Residential |  | BOUND BROOK | 8805 | 5 | 1ST LIGHT ENERGY, INC. | PSE&G BPU | No | Complete | 2008-04-10 | 2008-09-25 | 2008-11-14 | 2009-01-08
BPU-4215 | CORE Solar | BAILEY | RANCH HOPE FOR BOYS | 9.6 | 49440 | Non Profit |  | ALLOWAY | 8001 | 16 | RCL ENTERPRISES INC. | AC Electric | No | Complete | 2008-04-10 | 2009-03-17 | 2009-05-19 | 2009-07-29
BPU-4216 | CORE Solar | TENHOVE |  | 9.86 | 42891 | Residential |  | TOWACO | 7082 | 3 | AKEENA SOLAR, INC. | JCP&L | No | Complete | 2008-04-10 | 2008-09-25 | 2009-06-23 | 2009-08-26
BPU-4218 | CORE Solar | DOUGHERTY |  | 3.22 | 14007 | Residential |  | LONG BRANCH | 7740 | 17 | SEA BRIGHT SOLAR, LLC | JCP&L | No | Complete | 2008-04-10 | 2009-02-19 | 2009-04-21 | 2009-07-01
BPU-4219 | CORE Solar | ZWERLING |  | 9.984 | 43430.4 | Residential |  | FLEMINGTON | 8822 | 4 | ADVANCED SOLAR PRODUCTS, INC. | JCP&L | No | Complete | 2008-04-10 | 2009-04-20 | 2009-07-15 | 2009-09-03
BPU-4220 | CORE Solar | MAKOFKA |  | 3.6 | 15660 | Residential |  | LEONARDO | 7737 | 17 | GEOGENIX | JCP&L | No | Complete | 2008-04-10 | 2008-09-02 | 2008-10-10 | 2008-12-30
BPU-4225 | CORE Solar | BRZEZOWSKI | FERREIRA CONSTRUCTION | 22.464 | 62899.2 | Commercial |  | BRANCHBURG | 8876 | 5 | VANGUARD ENERGY PARTNERS, LLC | JCP&L | No | Complete | 2008-08-28 | 2009-09-03 | 2009-11-20 | 2010-02-11
BPU-4226 | CORE Solar | GOLD | GENESIS FARMS COMMUNITY SUPPORTED GARDEN | 4.32 | 22248 | Farm |  | BLAIRSTOWN | 7825 | 2 | SUN FARM NETWORK | JCP&L | No | Complete | 2007-09-13 | 2008-03-04 | 2008-04-03 | 2008-06-02
BPU-4228 | CORE Solar | TANNENBAUM |  | 10 | 43500 | Residential |  | FLEMINGTON | 8822 | 4 | 1ST LIGHT ENERGY, INC. | JCP&L | No | Complete | 2008-04-10 | 2009-01-14 | 2009-02-20 | 2009-04-08
BPU-4229 | CORE Solar | HAYEK |  | 6.4 | 27840 | Residential |  | WAYNE | 7470 | 6 | 1ST LIGHT ENERGY, INC. | PSE&G BPU | No | Complete | 2008-04-10 | 2008-08-05 | 2009-04-21 | 2009-07-01
BPU-4230 | CORE Solar | SCHWARTZ |  | 10 | 43500 | Residential |  | CALIFON | 7830 | 4 | AKEENA SOLAR, INC. | JCP&L | No | Complete | 2008-04-10 | 2008-10-24 | 2008-12-22 | 2009-02-16
BPU-4231 | CORE Solar | STEVENS | UNITARIAN UNIVERSALIST CHURCH | 9.504 | 48945.6 | Non Profit |  | TITUSVILLE | 8560 | 12 | ADVANCED SOLAR PRODUCTS, INC. | PSE&G BPU | No | Complete | 2008-04-10 | 2008-09-08 | 2009-01-29 | 2009-03-31
BPU-4232 | CORE Solar | VETTER |  | 9.66 | 42021 | Residential |  | NEWTON | 7860 | 1 | AEON SOLAR | JCP&L | No | Complete | 2008-04-10 | 2009-04-10 | 2009-08-04 | 2009-09-30
BPU-4234 | CORE Solar | ACOSTA | RAMON ACOSTA M.D. P.C. | 9.89 | 43021.5 | Commercial |  | CAMDEN | 8105 | 14 | ABSOLUTELY ENERGIZED SOLAR, LLC | PSE&G BPU | No | Complete | 2008-04-10 | 2008-08-26 | 2008-10-10 | 2008-12-30
BPU-4236 | CORE Solar | BLAZE |  | 8.047 | 35002.27 | Residential |  | BRIELLE | 8730 | 17 | NEW AGE SOLAR, LLC | JCP&L | No | Complete | 2008-04-10 | 2008-05-12 | 2008-07-30 | 2008-10-29
BPU-4243 | CORE Solar | KONESNY |  | 8 | 34800 | Residential |  | COLUMBIA | 7832 | 2 | 1ST LIGHT ENERGY, INC. | JCP&L | No | Complete | 2008-04-10 | 2009-01-21 | 2009-03-19 | 2009-05-05
BPU-4245 | CORE Solar | WESTRICH |  | 10 | 43750 | Residential |  | FREEHOLD | 7728 | 17 | TRINITY HEATING AND AIR | JCP&L | No | Complete | 2008-04-10 | 2008-10-07 | 2008-10-27 | 2008-12-30
BPU-4247 | CORE Solar | MARCHISOTTO |  | 3 | 5250 | Residential |  | SKILLMAN | 8558 | 5 | GEOGENIX | PSE&G BPU | No | Complete | 2008-07-25 | 2011-09-12 | 2011-09-12 | 2011-11-01
BPU-4248 | CORE Solar | ZINGARO |  | 7.4 | 32190 | Residential |  | FLORENCE | 8518 | 13 | ABSOLUTELY ENERGIZED SOLAR, LLC | PSE&G BPU | No | Complete | 2008-04-10 | 2009-02-12 | 2009-03-24 | 2009-05-05
BPU-4249 | CORE Solar | ZINGARO | PATRICK ZINGARO ELECTRIC | 6.6 | 24110 | Commercial |  | FLORENCE | 8518 | 13 | ABSOLUTELY ENERGIZED SOLAR, LLC | PSE&G BPU | No | Complete | 2008-04-10 | 2009-02-12 | 2009-07-01 | 2009-08-26
BPU-4258 | CORE Solar | DERR |  | 2.8 | 12180 | Residential |  | EAST HANOVER | 7936 | 3 | NJ SOLAR SOLUTIONS | JCP&L | No | Complete | 2008-04-10 | 2008-06-03 | 2008-10-10 | 2008-12-30
BPU-4269 | CORE Solar | HAZEL |  | 6.97 | 25711.58 | Residential |  | SEWELL | 8080 | 15 | SELF INSTALL | AC Electric | No | Complete | 2008-04-10 | 2009-04-08 | 2009-08-04 | 2009-09-30
BPU-4270 | CORE Solar | MCLAUGHLIN | IBEW LOCAL 456 | 28.08 | 126532 | Non Profit |  | NORTH BRUNSWICK | 8902 | 11 | ADVANCED SOLAR PRODUCTS, INC. | PSE&G BPU | No | Complete | 2008-09-03 | 2009-09-01 | 2010-03-24 | 2010-06-08
BPU-4276 | CORE Solar | HAND | ROCINIELLE LLC | 34.2 | 120028 | Commercial |  | OLD BRIDGE | 8857 | 11 | 1ST LIGHT ENERGY, INC. | JCP&L | No | Complete | 2008-09-03 | 2009-05-05 | 2009-08-05 | 2009-09-30
BPU-4277 | CORE Solar | ARNOLD | CITY OF OCEAN CITY | 17.472 | 67410 | Municipality | 1 | OCEAN CITY | 8226 | 21 | WORLDWATER CORP. | AC Electric | No | Complete | 2007-08-29 | 2009-01-27 | 2009-03-24 | 2009-05-05
BPU-4278 | CORE Solar | ARNOLD | CITY OF OCEAN CITY -6TH STREET FIREHOUSE | 78.624 | 255372 | Municipality | 1 | OCEAN CITY | 8226 | 21 | WORLDWATER CORP. | AC Electric | No | Complete | 2007-08-29 | 2008-10-28 | 2009-01-29 | 2009-03-31
BPU-4279 | CORE Solar | ARNOLD | CITY OF OCEAN CITY -VEHICLE MNTNCE BLDG | 52.416 | 161753.6 | Municipality | 1 | OCEAN CITY | 8226 | 21 | WORLDWATER CORP. | AC Electric | No | Complete | 2007-08-29 | 2009-01-27 | 2009-03-24 | 2009-05-05
BPU-4280 | CORE Solar | ARNOLD | CITY OF OCEAN CITY - CULTURAL ARTS CTR | 34.944 | 123321 | Municipality |  | OCEAN CITY | 8226 | 21 | WORLDWATER CORP. | AC Electric | No | Complete | 2007-08-29 | 2008-10-21 | 2009-01-29 | 2009-03-31
BPU-4281 | CORE Solar | ARNOLD | CITY OF OCEAN CITY | 180.544 | 545023 | Municipality | 1 | OCEAN CITY | 8226 | 21 | WORLDWATER CORP. | AC Electric | No | Complete | 2007-08-29 | 2009-01-27 | 2009-03-24 | 2009-05-05
BPU-4282 | CORE Solar | ENTERS | WALGREEN CO. | 36.75 | 111562.5 | Commercial |  | MILLVILLE | 8332 | 20 | NVT LICENSES, LLC | Conectiv | No | Complete | 2008-09-18 | 2009-04-20 | 2009-07-15 | 2009-09-03
BPU-4284 | CORE Solar | ENTERS | WALGREEN CO. | 44.064 | 130660 | Commercial |  | DEPTFORD | 8096 | 15 | NVT LICENSES, LLC | PSE&G BPU | No | Complete | 2008-09-18 | 2009-09-17 | 2010-03-24 | 2010-06-08
BPU-4285 | CORE Solar | ENTERS | WALGREEN CO. | 38.5 | 116375 | Commercial |  | WEST LONG BRANCH | 7764 | 17 | NVT LICENSES, LLC | JCP&L | No | Complete | 2008-09-18 | 2009-04-20 | 2009-07-15 | 2009-09-03
BPU-4286 | CORE Solar | ENTERS | WALGREEN CO. | 38.88 | 117420 | Commercial |  | ROSELLE | 7203 | 10 | NVT LICENSES, LLC | PSE&G BPU | No | Complete | 2008-09-18 | 2009-09-17 | 2010-02-04 | 2010-04-12
BPU-4287 | CORE Solar | ENTERS | WALGREEN CO. | 44.064 | 130660 | Commercial |  | CARLSTADT | 7072 | 7 | NVT LICENSES, LLC | PSE&G BPU | No | Complete | 2008-09-18 | 2009-09-17 | 2010-03-24 | 2010-06-08
BPU-4288 | CORE Solar | ENTERS | WALGREEN CO. | 36.75 | 111562.5 | Commercial |  | WESTAMPTON | 8060 | 13 | NVT LICENSES, LLC | PSE&G BPU | No | Complete | 2008-10-22 | 2009-04-20 | 2009-08-05 | 2009-09-30
BPU-4289 | CORE Solar | ENTERS | WALGREEN CO. | 38.5 | 116375 | Commercial |  | HAZLET | 7730 | 17 | NVT LICENSES, LLC | JCP&L | No | Complete | 2008-10-22 | 2009-04-20 | 2009-07-15 | 2009-09-03
BPU-4290 | CORE Solar | ENTERS | WALGREEN CO. | 33.25 | 101937.5 | Commercial |  | MATAWAN | 7747 | 17 | NVT LICENSES, LLC | JCP&L | No | Complete | 2008-10-22 | 2009-09-17 | 2010-02-04 | 2010-04-12
BPU-4291 | CORE Solar | ENTERS | WALGREEN CO. | 42.35 | 126375 | Commercial |  | TOMS RIVER | 8753 | 18 | NVT LICENSES, LLC | JCP&L | No | Complete | 2008-10-22 | 2009-09-17 | 2010-02-04 | 2010-04-12
BPU-4292 | CORE Solar | COSTEAS |  | 9.8 | 37240 | Residential |  | MONTVILLE | 7045 | 3 | TRINITY HEATING AND AIR | JCP&L | No | Complete | 2008-04-24 | 2008-06-02 | 2008-07-18 | 2008-09-03
BPU-4293 | CORE Solar | BUSCEMI |  | 9.8 | 37240 | Residential |  | SOUTHAMPTON | 8088 | 13 | TRINITY HEATING AND AIR | JCP&L | No | Complete | 2008-04-10 | 2008-04-17 | 2008-05-02 | 2008-07-01
BPU-4298 | CORE Solar | SEARES |  | 9 | 34200 | Residential |  | FREEHOLD | 7728 | 17 | TRINITY HEATING AND AIR | JCP&L | No | Complete | 2008-04-10 | 2008-04-17 | 2008-07-18 | 2008-09-03
BPU-4299 | CORE Solar | MONNETT |  | 3.06 | 11228 | Residential |  | RINGWOOD | 7456 | 6 | HIGHLANDS SOLAR ELECTRIC CO, LLC | JCP&L | No | Complete | 2008-04-10 | 2008-09-08 | 2009-04-21 | 2009-07-01
BPU-4300 | CORE Solar | LUCAS |  | 9.2 | 34960 | Residential |  | OLD BRIDGE | 8857 | 11 | TRINITY HEATING AND AIR | JCP&L | No | Complete | 2008-04-10 | 2008-04-17 | 2008-06-12 | 2008-08-20
BPU-4301 | CORE Solar | CARBONE |  | 9.8 | 37240 | Residential |  | MILLINGTON | 7946 | 3 | TRINITY HEATING AND AIR | JCP&L | No | Complete | 2008-04-10 | 2008-04-17 | 2008-05-20 | 2008-07-01
BPU-4303 | CORE Solar | TREASURE |  | 2.288 | 8694.4 | Residential |  | OCEAN CITY | 8226 | 21 | EAST COAST SOLAR | AC Electric | No | Complete | 2008-04-10 | 2008-05-13 | 2008-07-02 | 2008-08-20
BPU-4304 | CORE Solar | O'FLYNN |  | 8.2 | 31160 | Residential |  | MAYS LANDING | 8330 | 19 | MERCURY SOLAR SYSTEMS | AC Electric | No | Complete | 2008-04-10 | 2008-06-19 | 2008-07-25 | 2008-09-03
BPU-4305 | CORE Solar | DEGAETANO |  | 9.9 | 37620 | Residential |  | HAMMONTON | 8037 | 19 | MERCURY SOLAR SYSTEMS | AC Electric | No | Complete | 2008-04-10 | 2009-04-08 | 2009-05-26 | 2009-07-29
BPU-4307 | CORE Solar | AKERMAN |  | 9.504 | 36115.2 | Residential |  | LAKEWOOD | 8701 | 18 | BEST ENERGY POWER | JCP&L | No | Complete | 2008-04-10 | 2009-04-15 | 2009-08-04 | 2009-09-30
BPU-4309 | CORE Solar | JANNEN |  | 9.89 | 37582 | Residential |  | SOUTHAMPTON | 8088 | 13 | SEA BRIGHT SOLAR, LLC | PSE&G BPU | No | Complete | 2008-04-10 | 2008-11-13 | 2008-12-22 | 2009-02-16
BPU-4311 | CORE Solar | FISCHBACH |  | 8.5 | 32300 | Residential |  | TOMS RIVER | 8753 | 18 | ECOLOGICAL SYSTEMS-MANALAPAN | JCP&L | No | Complete | 2008-04-17 | 2009-04-15 | 2009-08-04 | 2009-09-30
BPU-4312 | CORE Solar | KENNEDY |  | 3.8 | 14440 | Residential |  | JACKSON | 8527 | 18 | ECOLOGICAL SYSTEMS-MANALAPAN | JCP&L | No | Complete | 2008-04-17 | 2009-04-15 | 2010-03-18 | 2010-06-08
BPU-4314 | CORE Solar | HANEY |  | 6.765 | 25707 | Residential |  | ATLANTIC CITY | 8401 | 19 | ECOLOGICAL SYSTEMS-MANALAPAN | AC Electric | No | Complete | 2008-04-17 | 2009-04-08 | 2009-07-15 | 2009-09-03
BPU-4315 | CORE Solar | LITTLEHALES |  | 10.12 | 38000 | Residential |  | FRANKLINVILLE | 8322 | 15 | MERCURY SOLAR SYSTEMS | AC Electric | No | Complete | 2008-04-17 | 2008-06-03 | 2008-07-02 | 2008-08-20
BPU-4319 | CORE Solar | BOWDEN |  | 9 | 34200 | Residential |  | BRIDGEWATER | 8807 | 5 | TRINITY HEATING AND AIR | PSE&G BPU | No | Complete | 2008-04-17 | 2008-04-24 | 2008-05-20 | 2008-07-01
BPU-4321 | CORE Solar | VOGEL |  | 10.4 | 38000 | Residential |  | TOMS RIVER | 8753 | 18 | NJ SOLAR SOLUTIONS | JCP&L | No | Complete | 2008-04-17 | 2008-06-25 | 2008-07-18 | 2008-09-03
BPU-4323 | CORE Solar | HELMS |  | 6 | 22800 | Residential |  | HACKETTSTOWN | 7840 | 2 | TRINITY HEATING AND AIR | JCP&L | No | Complete | 2008-04-17 | 2008-04-24 | 2008-05-20 | 2008-07-01
BPU-4324 | CORE Solar | BISGEIER |  | 6.88 | 26144 | Residential |  | CLIFTON | 7012 | 6 | AKEENA SOLAR, INC. | PSE&G BPU | No | Complete | 2008-06-27 | 2009-03-17 | 2009-05-27 | 2009-07-29
BPU-4326 | CORE Solar | BLUM |  | 9.9 | 37620 | Residential |  | MONROEVILLE | 8343 | 16 | MERCURY SOLAR SYSTEMS | AC Electric | No | Complete | 2008-04-17 | 2008-07-28 | 2008-08-14 | 2008-10-29
BPU-4327 | CORE Solar | PIERCE (INGRAM) |  | 10.105 | 38000 | Residential |  | ABSECON | 8201 | 19 | MERCURY SOLAR SYSTEMS | AC Electric | No | Complete | 2008-04-17 | 2008-05-28 | 2008-06-12 | 2008-08-20
BPU-4328 | CORE Solar | MAGUIRE |  | 10.28 | 38000 | Residential |  | MAYS LANDING | 8330 | 19 | MERCURY SOLAR SYSTEMS | AC Electric | No | Complete | 2008-04-17 | 2008-07-09 | 2008-08-07 | 2008-10-29
BPU-4330 | CORE Solar | SCHEINER | BOROUGH OF FORT LEE COMMUNITY CENTER | 89.76 | 286828 | Government Facility |  | FORT LEE | 7024 | 7 | DOME-TECH SOLAR, LLC | PSE&G BPU | No | Complete | 2007-04-06 | 2008-07-17 | 2008-09-25 | 2008-11-13
BPU-4331 | CORE Solar | SCHEINER | BOROUGH OF FORT LEE POLICE DEPARTMENT | 31.79 | 119175.5 | Government Facility |  | FORT LEE | 7024 | 7 | DOME-TECH SOLAR, LLC | PSE&G BPU | No | Complete | 2007-04-06 | 2008-07-17 | 2008-09-25 | 2008-11-13
BPU-4334 | CORE Solar | KNELL |  | 6.24 | 20155.2 | Residential |  | CINNAMINSON | 8077 | 13 | SELF INSTALL | PSE&G BPU | No | Complete | 2008-04-25 | 2008-10-24 | 2008-12-22 | 2009-02-16
BPU-4335 | CORE Solar | BALKO |  | 3.15 | 11970 | Residential |  | NEPTUNE | 7753 | 17 | SEA BRIGHT SOLAR, LLC | JCP&L | No | Complete | 2008-04-17 | 2008-09-04 | 2008-10-10 | 2008-12-30
BPU-4336 | CORE Solar | WOLOSIN |  | 9.675 | 36765 | Residential |  | HACKETTSTOWN | 7840 | 2 | HEAT SHED, INC. | JCP&L | No | Complete | 2008-04-17 | 2008-07-09 | 2008-08-07 | 2008-10-29
BPU-4337 | CORE Solar | CERONE |  | 3.06 | 11628 | Residential |  | RINGWOOD | 7456 | 6 | HIGHLANDS SOLAR ELECTRIC CO, LLC | Orange & Rockland Elec | No | Complete | 2008-04-17 | 2008-06-25 | 2008-07-25 | 2008-09-03
BPU-4338 | CORE Solar | DIRAGO |  | 5.51 | 20938 | Residential |  | TOMS RIVER | 8753 | 18 | SEA BRIGHT SOLAR, LLC | JCP&L | No | Complete | 2008-04-17 | 2008-07-15 | 2008-09-25 | 2008-11-13
BPU-4339 | CORE Solar | FENNIMORE |  | 5 | 19000 | Residential |  | EASTHAMPTON | 8060 | 13 | ABSOLUTELY ENERGIZED SOLAR, LLC | PSE&G BPU | No | Complete | 2008-04-17 | 2008-07-02 | 2008-12-22 | 2009-02-16
BPU-4344 | CORE Solar | GAROFALO |  | 4.4 | 16720 | Residential |  | MAYETTA | 8092 | 18 | TRINITY HEATING AND AIR | AC Electric | No | Complete | 2008-04-17 | 2008-07-23 | 2008-08-14 | 2008-10-29
BPU-4346 | CORE Solar | FEDOR |  | 8.4 | 31920 | Residential |  | JACKSON | 8527 | 18 | TRINITY HEATING AND AIR | JCP&L | No | Complete | 2008-04-18 | 2008-04-24 | 2008-06-12 | 2008-08-20
BPU-4347 | CORE Solar | LAMANDO |  | 9.9 | 37620 | Residential |  | LANDISVILLE | 8326 | 19 | SOLAR WORKS NJ | AC Electric | No | Complete | 2008-04-18 | 2008-09-18 | 2008-11-14 | 2009-01-08
BPU-4348 | CORE Solar | DALAL |  | 5.8 | 22040 | Residential |  | PRINCETON | 8540 | 12 | TRINITY HEATING AND AIR | PSE&G BPU | No | Complete | 2008-04-17 | 2008-04-29 | 2008-05-29 | 2008-07-15
BPU-4349 | CORE Solar | THOMAS |  | 8.4 | 31920 | Residential |  | JACKSON | 8527 | 18 | TRINITY HEATING AND AIR | JCP&L | No | Complete | 2008-04-17 | 2008-04-24 | 2008-05-29 | 2008-07-15
BPU-4350 | CORE Solar | SCANELLI | FREEMONT FARMS | 20.25 | 66187.5 | Commercial |  | COLTS NECK | 7722 | 17 | SEA BRIGHT SOLAR, LLC | JCP&L | No | Complete | 2008-10-31 | 2009-08-29 | 2010-06-11 | 2010-09-01
BPU-4352 | CORE Solar | ELROSE |  | 5.32 | 20216 | Residential |  | PISCATAWAY | 8854 | 11 | 1ST LIGHT ENERGY, INC. | PSE&G BPU | No | Complete | 2008-04-17 | 2009-04-20 | 2009-07-15 | 2009-09-03
BPU-4353 | CORE Solar | CLARK |  | 10 | 38000 | Residential |  | WOODBURY HEIGHTS | 8097 | 15 | TRINITY HEATING AND AIR | PSE&G BPU | No | Complete | 2008-04-17 | 2008-04-29 | 2008-05-29 | 2008-07-15
BPU-4354 | CORE Solar | CLARK |  | 10 | 38000 | Residential |  | HADDONFIELD | 8033 | 14 | TRINITY HEATING AND AIR | PSE&G BPU | No | Complete | 2008-04-17 | 2008-04-29 | 2008-05-29 | 2008-07-15
BPU-4355 | CORE Solar | KEIL |  | 5.4 | 20520 | Residential |  | BERLIN | 8009 | 14 | TRINITY HEATING AND AIR | AC Electric | No | Complete | 2008-04-17 | 2008-04-30 | 2008-05-29 | 2008-07-15
BPU-4356 | CORE Solar | FITZSIMMONS |  | 9.8 | 37240 | Residential |  | LANOKA HARBOR | 8734 | 18 | TRINITY HEATING AND AIR | JCP&L | No | Complete | 2008-04-17 | 2008-04-30 | 2008-06-20 | 2008-08-20
BPU-4357 | CORE Solar | CANDELA |  | 9.4 | 35720 | Residential |  | WALL | 7719 | 17 | TRINITY HEATING AND AIR | JCP&L | No | Complete | 2008-04-17 | 2008-04-24 | 2008-05-20 | 2008-07-01
BPU-4358 | CORE Solar | PADRON |  | 9.8 | 37240 | Residential |  | EDISON | 8820 | 11 | TRINITY HEATING AND AIR | PSE&G BPU | No | Complete | 2008-04-17 | 2008-04-30 | 2008-06-12 | 2008-08-20
BPU-4359 | CORE Solar | ASKINS |  | 9 | 34200 | Residential |  | FRANKLINVILLE | 8322 | 15 | SUN FARM NETWORK | AC Electric | No | Complete | 2008-04-17 | 2008-12-11 | 2009-01-29 | 2009-03-31
BPU-4362 | CORE Solar | PHALINES | CONCORD ROOF TRUSS CO | 117.6 | 245000 | Commercial |  | WOODBURY | 8097 | 15 | SOLARA ENERGY INC | PSE&G BPU | No | Complete | 2008-10-22 | 2009-10-22 | 2010-05-06 | 2010-07-22
BPU-4366 | CORE Solar | SIEMBIDA | M&R FOTO | 11.4 | 41850 | Commercial |  | EAST RUTHERFORD | 7073 | 7 | 1ST LIGHT ENERGY, INC. | PSE&G BPU | No | Complete | 2008-08-28 | 2009-05-05 | 2010-05-03 | 2010-07-22
BPU-4367 | CORE Solar | NAZARIAN |  | 9.8 | 37240 | Residential |  | WOODCLIFF LAKE | 7677 | 7 | TRINITY HEATING AND AIR | PSE&G BPU | No | Complete | 2008-04-17 | 2008-04-24 | 2008-05-20 | 2008-07-01
BPU-4368 | CORE Solar | OLSEN |  | 10.35 | 38000 | Residential |  | ESTELL MANOR | 8319 | 19 | MERCURY SOLAR SYSTEMS | AC Electric | No | Complete | 2008-04-17 | 2008-08-20 | 2008-09-25 | 2008-11-13
BPU-4369 | CORE Solar | SKEIE |  | 6.12 | 23256 | Residential |  | WANTAGE | 7461 | 1 | ALTERNATE ENERGY & ECOLOGY COMPANY, INC. | JCP&L | No | Complete | 2008-04-17 | 2009-01-19 | 2009-02-20 | 2009-04-08
BPU-4372 | CORE Solar | CONBOY |  | 1.156 | 4263.6 | Residential |  | AVALON | 8202 | 21 | PFISTER MAINTENANCE, INC. | AC Electric | No | Complete | 2008-04-17 | 2008-07-17 | 2008-08-29 | 2008-11-13
BPU-4373 | CORE Solar | CARROLL |  | 5.805 | 22059 | Residential |  | BORDENTOWN | 8505 | 13 | ABSOLUTELY ENERGIZED SOLAR, LLC | PSE&G BPU | No | Complete | 2008-04-17 | 2008-04-30 | 2008-05-30 | 2008-07-15
BPU-4374 | CORE Solar | NOLAN |  | 10 | 38000 | Residential |  | MANAHAWKEN | 8050 | 18 | NJ SOLAR SOLUTIONS | AC Electric | No | Complete | 2008-04-17 | 2008-06-18 | 2008-07-02 | 2008-08-20
BPU-4375 | CORE Solar | MERRIGAN |  | 10 | 38000 | Residential |  | FLEMINGTON | 8822 | 4 | NJ SOLAR SOLUTIONS | JCP&L | No | Complete | 2008-04-17 | 2008-07-14 | 2008-07-25 | 2008-09-03
BPU-4376 | CORE Solar | GATES |  | 6.6 | 25080 | Residential |  | HAMILTON | 8619 | 12 | TRINITY HEATING AND AIR | PSE&G BPU | No | Complete | 2008-04-17 | 2008-04-29 | 2008-07-18 | 2008-09-03
BPU-4377 | CORE Solar | RECCHINTI | PENNSVILLE SCHOOL DISTRICT | 96.25 | 390000 | School Public K-12 |  | PENNSVILLE | 8070 | 16 | SOLARA ENERGY INC | AC Electric | No | Complete | 2007-02-06 | 2007-11-05 | 2008-01-14 | 2008-04-08
BPU-4379 | CORE Solar | BELFER |  | 9.84 | 37392 | Residential |  | COLTS NECK | 7722 | 17 | ECOLOGICAL SYSTEMS-MANALAPAN | JCP&L | No | Complete | 2008-04-17 | 2009-03-23 | 2009-04-21 | 2009-07-01
BPU-4382 | CORE Solar | ANTHONY |  | 5.984 | 22739.2 | Residential |  | MONTAGUE | 7827 | 1 | M&B ELECTRIC | Orange & Rockland Elec | No | Complete | 2008-06-27 | 2008-07-09 | 2008-10-10 | 2008-12-30
BPU-4383 | CORE Solar | PUGLISE |  | 6.84 | 25992 | Residential |  | KENILWORTH | 7033 | 10 | SEA BRIGHT SOLAR, LLC | PSE&G BPU | No | Complete | 2008-04-17 | 2008-10-20 | 2008-12-05 | 2009-02-03
BPU-4386 | CORE Solar | PATEIRO |  | 7.2 | 27360 | Residential |  | HOWELL | 7731 | 17 | TRINITY HEATING AND AIR | JCP&L | No | Complete | 2008-04-17 | 2008-04-29 | 2008-05-29 | 2008-07-15
BPU-4388 | CORE Solar | ARNOLD | CITY OF OCEAN CITY (SPORTS & CIVIC CTR) | 90.272 | 290316 | Municipality |  | OCEAN CITY | 8226 | 21 | WORLDWATER CORP. | AC Electric | No | Complete | 2007-08-29 | 2008-10-21 | 2009-01-29 | 2009-03-31
BPU-4389 | CORE Solar | GIUDICE |  | 9.8 | 36040 | Residential |  | BOONTON | 7005 | 3 | NJ SOLAR SOLUTIONS | JCP&L | No | Complete | 2008-04-17 | 2008-07-28 | 2009-07-01 | 2009-08-26
BPU-4391 | CORE Solar | STIGLIANO |  | 9.4 | 35320 | Residential |  | PT PLEASANT | 8742 | 18 | TRINITY HEATING AND AIR | JCP&L | No | Complete | 2008-04-17 | 2008-04-24 | 2008-08-29 | 2008-11-13
BPU-4393 | CORE Solar | HOWARD |  | 2 | 7600 | Residential |  | PT PLEASANT BEACH | 8742 | 18 | TRINITY HEATING AND AIR | JCP&L | No | Complete | 2008-04-17 | 2008-04-29 | 2008-06-12 | 2008-08-20
BPU-4394 | CORE Solar | HARTOG |  | 4 | 15200 | Residential |  | PRINCETON | 8540 | 12 | 1ST LIGHT ENERGY, INC. | PSE&G BPU | No | Complete | 2008-04-17 | 2008-04-30 | 2008-10-10 | 2008-12-30
BPU-4395 | CORE Solar | CALBI | TOWNSHIP OF MAPLEWOOD | 19.84 | 77948 | Government Facility |  | MAPLEWOOD | 7040 | 9 | SOLAR ENERGY SYSTEMS, INC. | PSE&G BPU | No | Complete | 2007-02-19 | 2008-02-05 | 2008-03-11 | 2008-06-02
BPU-4396 | CORE Solar | PACILLI | ROBERT PACILLI BUILDERS OFFICE | 24.5 | 89900 | Commercial |  | MULLICA HILL | 8062 | 15 | EASTERN ENERGY SERVICES | AC Electric | No | Complete | 2008-05-20 | 2011-02-17 | 2011-03-22 | 2011-05-31
BPU-4397 | CORE Solar | PACILLI |  | 10.15 | 43500 | Residential |  | MULLICA HILL | 8062 | 15 | EASTERN ENERGY SERVICES | AC Electric | No | Complete | 2007-09-13 | 2008-04-30 | 2008-09-25 | 2008-11-13
BPU-4400 | CORE Solar | KANJARPANE |  | 5.4 | 20520 | Residential |  | MOUNTAINSIDE | 7092 | 10 | THE SOLAR CENTER, INC. | PSE&G BPU | No | Complete | 2008-04-17 | 2008-10-28 | 2008-12-22 | 2009-02-16
BPU-4401 | CORE Solar | KANJARPANE |  | 7.4 | 28120 | Residential |  | SCOTCH PLAINS | 7076 | 10 | THE SOLAR CENTER, INC. | PSE&G BPU | No | Complete | 2008-04-17 | 2008-08-07 | 2008-08-29 | 2008-11-13
BPU-4403 | CORE Solar | GOULD | ABIDING PRESENCE LUTHERAN CHURCH | 37.312 | 138226.4 | Non Profit |  | EWING | 8638 | 12 | THE SOLAR CENTER, INC. | PSE&G BPU | No | Complete | 2008-10-22 | 2009-06-15 | 2009-09-17 | 2009-12-30
BPU-4404 | CORE Solar | SCHEINER | BOROUGH OF FORT LEE, DEPARTMENT OF PUBLI | 52.36 | 182108 | Government Facility |  | FORT LEE | 7024 | 7 | DOME-TECH SOLAR, LLC | PSE&G BPU | No | Complete | 2007-04-06 | 2008-07-17 | 2008-09-25 | 2008-11-13
BPU-4405 | CORE Solar | ASARO |  | 5.2 | 19760 | Residential |  | BLOOMINGDALE | 7403 | 6 | NJ SOLAR SOLUTIONS (THROUGH HOME DEPOT) | PSE&G BPU | No | Complete | 2008-04-17 | 2008-06-19 | 2008-10-10 | 2008-12-30
BPU-4409 | CORE Solar | BRADY |  | 6.3 | 23940 | Residential |  | LAMBERTVILLE | 8530 | 4 | ABSOLUTELY ENERGIZED SOLAR, LLC | New Jersey Power | No | Complete | 2008-04-17 | 2008-09-15 | 2008-10-10 | 2008-12-30
BPU-4410 | CORE Solar | MARESSA | MARESSA PATTERSON LLC | 19.76 | 74732 | Commercial |  | BERLIN | 8009 | 14 | SOLAR SOLUTIONS LLC | AC Electric | No | Complete | 2009-02-02 | 2010-05-17 | 2010-09-23 | 2010-10-29
BPU-4411 | CORE Solar | MARESSA | TITLE AMERICA AGENCY CORP | 19.38 | 73516 | Commercial |  | BERLIN | 8009 | 14 | SOLAR SOLUTIONS LLC | AC Electric | No | Complete | 2008-10-22 | 2010-05-17 | 2010-07-20 | 2010-09-09
BPU-4412 | CORE Solar | MCELDOWNEY | KINTER PROPERTIES LLC | 6.12 | 26622 | Commercial |  | CLINTON | 8809 | 4 | SUN FARM NETWORK | JCP&L | No | Complete | 2008-01-17 | 2008-04-22 | 2008-05-29 | 2008-07-15
BPU-4413 | CORE Solar | NEWDECK | PARKWAY SELF STORAGE | 7.14 | 27132 | Commercial |  | BURLEIGH | 8210 | 21 | MERCURY SOLAR SYSTEMS | AC Electric | No | Complete | 2008-04-17 | 2009-04-15 | 2009-05-19 | 2009-07-29
BPU-4414 | CORE Solar | RAGAN |  | 9.225 | 35055 | Residential |  | MOORESTOWN | 8057 | 13 | ABSOLUTELY ENERGIZED SOLAR, LLC | PSE&G BPU | No | Complete | 2008-04-17 | 2009-03-17 | 2009-04-21 | 2009-07-01
BPU-4417 | CORE Solar | QUIXLEY | BRADLEY BEACH RECREATION CENTER | 10.24 | 44828 | Municipality |  | BRADLEY BEACH | 7720 | 17 | ECOLOGICAL SYSTEMS-MANALAPAN | JCP&L | No | Complete | 2007-08-29 | 2008-06-02 | 2008-09-25 | 2008-11-13
BPU-4418 | CORE Solar | QUIXLEY | BRADLEY BEACH BORO HALL | 10.2 | 44690 | Municipality |  | BRADLEY BEACH | 7720 | 17 | ECOLOGICAL SYSTEMS-MANALAPAN | JCP&L | No | Complete | 2007-08-29 | 2008-06-02 | 2008-09-25 | 2008-11-13
BPU-4419 | CORE Solar | GIAMPAOLO |  | 4 | 15200 | Residential |  | VENTNOR CITY | 8406 | 19 | TRINITY HEATING AND AIR | AC Electric | No | Complete | 2008-04-17 | 2008-06-02 | 2008-07-18 | 2008-09-03
BPU-4420 | CORE Solar | STULTS |  | 10 | 38000 | Residential |  | RINGOES | 8551 | 4 | TRINITY HEATING AND AIR | JCP&L | No | Complete | 2008-04-17 | 2008-04-29 | 2008-05-29 | 2008-07-15
BPU-4421 | CORE Solar | BLAUTH |  | 9.8 | 37240 | Residential |  | CREAM RIDGE | 8514 | 17 | TRINITY HEATING AND AIR | JCP&L | No | Complete | 2008-04-17 | 2008-04-24 | 2008-05-29 | 2008-07-15
BPU-4422 | CORE Solar | CHIT |  | 9.8 | 37240 | Residential |  | NEW EGYPT | 8533 | 18 | TRINITY HEATING AND AIR | JCP&L | No | Complete | 2008-04-17 | 2008-04-25 | 2008-05-29 | 2008-07-15
BPU-4423 | CORE Solar | GAMBLE |  | 6.97 | 26486 | Residential |  | SEAVILLE | 8230 | 21 | NJ SOLAR POWER, LLC | AC Electric | No | Complete | 2008-04-17 | 2008-09-18 | 2008-10-27 | 2008-12-30
BPU-4424 | CORE Solar | DECKTOR |  | 10.58 | 38000 | Residential |  | WOODSTOWN | 8098 | 16 | MERCURY SOLAR SYSTEMS | AC Electric | No | Complete | 2008-04-17 | 2009-03-31 | 2009-05-19 | 2009-07-29
BPU-4425 | CORE Solar | DEBERARDINIS | VOORHEES TWP BOARD OF EDUCATION | 53.352 | 184885.6 | School Public K-12 |  | VOORHEES | 8043 | 14 | WORLDWATER CORP. | PSE&G BPU | No | Complete | 2007-08-02 | 2008-07-01 | 2008-07-25 | 2008-09-03
BPU-4427 | CORE Solar | HALBRUNER |  | 5.4 | 20520 | Residential |  | CAPE MAY COURT HOUSE | 8210 | 21 | TRINITY HEATING AND AIR | AC Electric | No | Complete | 2008-04-17 | 2008-04-29 | 2008-05-29 | 2008-07-15
BPU-4428 | CORE Solar | LIU |  | 2.7 | 10260 | Residential |  | TINTON FALLS | 7753 | 17 | GEOGENIX | JCP&L | No | Complete | 2008-04-17 | 2009-01-19 | 2009-02-20 | 2009-04-08
BPU-4429 | CORE Solar | KENNEDY |  | 9.9 | 37620 | Residential |  | BLAIRSTOWN | 7825 | 2 | SUN FARM NETWORK | JCP&L | No | Complete | 2008-04-17 | 2008-07-01 | 2008-08-29 | 2008-11-13
BPU-4430 | CORE Solar | FREIBERGER |  | 9.72 | 36936 | Residential |  | ALLENTOWN | 8501 | 17 | SUN FARM NETWORK | JCP&L | No | Complete | 2008-04-17 | 2008-07-23 | 2008-10-27 | 2008-12-30
BPU-4431 | CORE Solar | RING | GENERAL SERVICES ADMINISTRATION PBS | 40.768 | 149650.4 | Government Facility |  | TRENTON | 8609 | 12 | WORLDWATER CORP. | PSE&G BPU | No | Complete | 2007-04-06 | 2007-11-02 | N/A | 2008-03-06
BPU-4433 | CORE Solar | DECKTOR | DECKTOR VETERARY HOSPITAL AND CLINIC | 20.24 | 66160 | Commercial |  | WOODSTOWN | 8098 | 16 | MERCURY SOLAR SYSTEMS | AC Electric | No | Complete | 2008-10-29 | 2009-11-05 | 2010-08-25 | 2010-11-24
BPU-4434 | CORE Solar | BEATY |  | 10 | 38000 | Residential |  | COLTS NECK | 7722 | 17 | TRINITY HEATING AND AIR | JCP&L | No | Complete | 2008-04-17 | 2008-04-24 | 2008-05-20 | 2008-07-01
BPU-4436 | CORE Solar | GAY |  | 9.66 | 36708 | Residential |  | WILLINGBORO | 8046 | 13 | TRINITY HEATING AND AIR | PSE&G BPU | No | Complete | 2008-04-24 | 2009-04-10 | 2009-05-26 | 2009-07-29
BPU-4437 | CORE Solar | RAGOLSKY |  | 5.4 | 20520 | Residential |  | FAIR LAWN | 7410 | 7 | HEAT SHED, INC. | PSE&G BPU | No | Complete | 2008-04-24 | 2008-11-19 | 2009-01-29 | 2009-03-31
BPU-4438 | CORE Solar | MCFAUL |  | 9.9 | 37620 | Residential |  | EGG HARBOR TOWNSHIP | 8234 | 19 | MERCURY SOLAR SYSTEMS | AC Electric | No | Complete | 2008-04-24 | 2008-08-05 | 2008-10-10 | 2008-12-30
BPU-4439 | CORE Solar | GLEASON |  | 4.08 | 14280 | Residential |  | OCEAN | 7712 | 17 | RENEWABLE ENERGY CONCEPTS, INC. | JCP&L | No | Complete | 2008-04-24 | 2009-05-20 | 2010-06-11 | 2010-09-01
BPU-4440 | CORE Solar | TOLLEY | BRANCHBURG TWP SCHOOL DISTRICT - BRANCHB | 46.8 | 163844 | School Public K-12 |  | BRANCHBURG | 8876 | 5 | ADVANCED SOLAR PRODUCTS, INC. | JCP&L | No | Complete | 2007-08-29 | 2008-03-06 | 2008-04-16 | 2008-06-02
BPU-4442 | CORE Solar | JOUBERT |  | 4 | 15200 | Residential |  | TUCKERTON BEACH | 8087 | 18 | TRINITY HEATING AND AIR | AC Electric | No | Complete | 2008-04-24 | 2008-06-02 | 2008-07-02 | 2008-08-20
BPU-4443 | CORE Solar | BRANCA |  | 2.72 | 10336 | Residential |  | EGG HARBOR TOWNSHIP | 8234 | 19 | BRITE IDEA ENERGY | AC Electric | No | Complete | 2008-04-25 | 2008-08-28 | 2008-10-10 | 2008-12-30
BPU-4444 | CORE Solar | DALLMAN |  | 4.14 | 15732 | Residential |  | EGG HARBOR TOWNSHIP | 8234 | 19 | MERCURY SOLAR SYSTEMS | AC Electric | No | Complete | 2008-04-24 | 2008-07-21 | 2008-08-07 | 2008-10-29
BPU-4445 | CORE Solar | HURST | TINGUE, BROWN, & CO. | 131.2 | 245000 | Commercial |  | SADDLE BROOK | 7663 | 7 | AMERICAN ENERGY TECHNOLOGY | PSE&G BPU | No | Complete | 2008-10-22 | 2010-03-01 | 2010-08-25 | 2010-11-24
BPU-4446 | CORE Solar | KONETSCHNY |  | 6.8 | 25840 | Residential |  | GREAT MEADOWS | 7838 | 2 | 1ST LIGHT ENERGY, INC. | JCP&L | No | Complete | 2008-04-24 | 2008-09-25 | 2008-10-27 | 2008-12-30
BPU-4447 | CORE Solar | PORTER |  | 6.15 | 23370 | Residential |  | BRICK | 8723 | 18 | NJ SOLAR POWER, LLC | JCP&L | No | Complete | 2008-04-24 | 2008-09-25 | 2008-10-27 | 2008-12-30
BPU-4448 | CORE Solar | DORNER |  | 9.9 | 37620 | Residential |  | NORTHFIELD | 8225 | 19 | MERCURY SOLAR SYSTEMS | AC Electric | No | Complete | 2008-04-24 | 2008-08-19 | 2008-09-25 | 2008-11-13
BPU-4449 | CORE Solar | RODRIGUES |  | 10 | 38000 | Residential |  | PITTSTOWN | 8867 | 4 | 1ST LIGHT ENERGY, INC. | JCP&L | No | Complete | 2008-05-02 | 2009-05-04 | 2009-06-23 | 2009-08-26
BPU-4450 | CORE Solar | LASKER |  | 8.4 | 31920 | Residential |  | ANDOVER | 7821 | 1 | 1ST LIGHT ENERGY, INC. | JCP&L | No | Complete | 2008-04-24 | 2008-09-04 | 2008-12-05 | 2009-02-03
BPU-4451 | CORE Solar | CHMIEL |  | 4.27 | 16226 | Residential |  | SAYERVILLE | 8872 | 11 | THE SOLAR CENTER, INC. | JCP&L | No | Complete | 2008-04-24 | 2009-04-28 | 2009-07-15 | 2009-09-03
BPU-4452 | CORE Solar | MOLLENAUER |  | 5.4 | 20520 | Residential |  | COLTS NECK | 7722 | 17 | THE SOLAR CENTER, INC. | JCP&L | No | Complete | 2008-04-24 | 2008-10-28 | 2008-11-14 | 2009-01-08
BPU-4458 | CORE Solar | BARBETTO |  | 5.544 | 21067.2 | Residential |  | EGG HARBOR | 8215 | 19 | SOLAR WORKS NJ | AC Electric | No | Complete | 2008-04-24 | 2008-11-04 | 2009-02-20 | 2009-04-08
BPU-4459 | CORE Solar | CAMPAGNA |  | 1.29 | 4902 | Residential |  | MAYS LANDING | 8330 | 19 | MERCURY SOLAR SYSTEMS | AC Electric | No | Complete | 2008-04-24 | 2008-05-28 | 2008-08-14 | 2008-10-29
BPU-4460 | CORE Solar | CANTELL |  | 5.1 | 19380 | Residential |  | PORT REPUBLIC | 8241 | 19 | BRITE IDEA ENERGY | AC Electric | No | Complete | 2008-04-24 | 2008-08-05 | 2008-08-14 | 2008-10-29
BPU-4461 | CORE Solar | DIPIRRO |  | 3.328 | 16972.8 | Residential |  | HOPEWELL | 8525 | 12 | ADVANCED SOLAR PRODUCTS, INC. | JCP&L | No | Complete | 2007-01-08 | 2007-10-04 | N/A | 2008-01-03
BPU-4462 | CORE Solar | BALDINO |  | 2.992 | 11062.92 | Residential |  | MAULLICA HILL | 8062 | 15 | SELF INSTALL | AC Electric | No | Complete | 2007-09-27 | 2007-12-19 | 2008-02-05 | 2008-04-16
BPU-4466 | CORE Solar | HINZE |  | 9.72 | 36936 | Residential |  | JACKSON | 8527 | 18 | SUN FARM NETWORK | JCP&L | No | Complete | 2008-04-24 | 2008-08-20 | 2008-10-27 | 2008-12-30
BPU-4467 | CORE Solar | HINZE | ALLSTAR BOARDING KENNEL, LLC | 8.64 | 24054 | Commercial |  | JACKSON | 8527 | 18 | SUN FARM NETWORK | JCP&L | No | Complete | 2008-04-24 | 2008-08-20 | 2008-10-27 | 2008-12-30
BPU-4469 | CORE Solar | DAVISON |  | 5.376 | 20428 | Residential |  | FRENCHTOWN | 8825 | 4 | SELF INSTALL | JCP&L | No | Complete | 2008-04-24 | 2009-02-26 | 2009-04-21 | 2009-07-01
BPU-4472 | CORE Solar | MAZZONE | ANGELO & ANNUNZIATA ASSOCIATES | 9.89 | 37582 | Commercial |  | LITTLE FALLS | 7424 | 6 | SEA BRIGHT SOLAR, LLC | PSE&G BPU | No | Complete | 2008-04-24 | 2009-01-26 | 2009-05-19 | 2009-07-29
BPU-4474 | CORE Solar | MATTHEWS |  | 9.945 | 37791 | Residential |  | BELVIDERE | 7823 | 2 | SHADE TREE ELECTRIC | JCP&L | No | Complete | 2008-07-10 | 2009-06-09 | 2009-09-09 | 2009-10-07
BPU-4475 | CORE Solar | TUCKER |  | 6.12 | 23256 | Residential |  | BRICK | 8724 | 18 | THE SOLAR CENTER, INC. | JCP&L | No | Complete | 2008-04-24 | 2008-12-17 | 2009-02-20 | 2009-04-08
BPU-4477 | CORE Solar | CANNIZZO |  | 9.01 | 34238 | Residential |  | EAST HANOVER | 7936 | 3 | TRINITY HEATING AND AIR | JCP&L | No | Complete | 2008-04-24 | 2008-06-10 | 2008-07-18 | 2008-09-03
BPU-4478 | CORE Solar | ROSSICS |  | 9.8 | 37240 | Residential |  | BRICK | 8724 | 18 | TRINITY HEATING AND AIR | JCP&L | No | Complete | 2008-04-24 | 2008-08-20 | 2008-09-25 | 2008-11-13
BPU-4479 | CORE Solar | WEIKEL |  | 10 | 38000 | Residential |  | EGG HARBOR TWP. | 8234 | 19 | TRINITY HEATING AND AIR | AC Electric | No | Complete | 2008-04-24 | 2008-06-02 | 2008-07-02 | 2008-08-20
BPU4480 | CORE Solar | DUNDAS | SHILOH BAPTIST CHURCH | 37.8 | 139910 | Non Profit |  | TRENTON | 8618 | 12 | TRINITY HEATING AND AIR | PSE&G BPU | No | Complete | 2008-10-28 | 2010-04-22 | 2010-08-25 | 2010-11-24
MM05001 | CORE Solar | LUKO |  | 10 | 38000 | Residential |  | MAYS LANDING | 8330 | 19 | TRINITY HEATING AND AIR | AC Electric | No | Complete | 2008-06-04 | 2008-06-20 | 2008-07-18 | 2008-09-03
MM05002 | CORE Solar | NEWKIRK |  | 10.044 | 38000 | Residential |  | BRIDGETON | 8302 | 20 | SOLAR WORKS NJ | AC Electric | No | Complete | 2008-04-24 | 2008-07-23 | 2008-08-29 | 2008-11-13
MM05003 | CORE Solar | GOOLD |  | 7.36 | 27968 | Residential |  | PRINCETON | 8540 | 12 | MERCURY SOLAR SYSTEMS | PSE&G BPU | No | Complete | 2008-04-24 | 2009-02-19 | 2009-04-21 | 2009-07-01
MM05004 | CORE Solar | FENTON |  | 5.94 | 22572 | Residential |  | MAYS LANDING | 8330 | 19 | SOLAR WORKS NJ | AC Electric | No | Complete | 2008-04-24 | 2009-01-08 | 2009-04-21 | 2009-07-01
MM05008 | CORE Solar | RUIZ |  | 9.45 | 35112 | Residential |  | PRINCETON | 8540 | 12 | ABSOLUTELY ENERGIZED SOLAR, LLC | PSE&G BPU | No | Complete | 2009-01-12 | 2009-12-30 | 2010-03-18 | 2010-06-08
MM05009 | CORE Solar | WEINTRAUB |  | 3.024 | 11491.2 | Residential |  | SUSSEX | 7461 | 1 | THE SOLAR CENTER, INC. | JCP&L | No | Complete | 2008-05-02 | 2009-04-28 | 2009-05-27 | 2009-07-29
MM05010 | CORE Solar | SCHADRACK |  | 3.126 | 11878.8 | Residential |  | PRINCETON | 8540 | 12 | SOLAR WORKS NJ | PSE&G BPU | No | Complete | 2008-04-24 | 2009-04-15 | 2009-06-23 | 2009-08-26
MM05011 | CORE Solar | GROFF |  | 6.08 | 23104 | Residential |  | ATLANTIC CITY | 8401 | 19 | SEA BRIGHT SOLAR, LLC | AC Electric | No | Complete | 2008-04-24 | 2008-08-20 | 2008-10-10 | 2008-12-30
MM05012 | CORE Solar | ACCETURO |  | 7.04 | 26752 | Residential |  | LANDING | 7850 | 3 | THE SOLAR CENTER, INC. | JCP&L | No | Complete | 2008-05-02 | 2009-01-09 | 2009-03-19 | 2009-05-05
MM05016 | CORE Solar | LAITEM |  | 5.46 | 20748 | Residential |  | LEBANON | 8833 | 4 | SUNRAY SOLAR, INC. | JCP&L | No | Complete | 2008-05-02 | 2009-05-01 | 2009-06-23 | 2009-08-26
MM05017 | CORE Solar | TRISCHETTE |  | 10 | 38000 | Residential |  | FRANKLIN | 8823 | 5 | TRINITY HEATING AND AIR | PSE&G BPU | No | Complete | 2008-04-24 | 2009-03-17 | 2009-04-21 | 2009-07-01
MM05018 | CORE Solar | MARTIN |  | 8.36 | 31768 | Residential |  | OCEANPORT | 7757 | 17 | SEA BRIGHT SOLAR, LLC | JCP&L | No | Complete | 2008-04-24 | 2008-07-09 | 2008-08-07 | 2008-10-29
MM05019 | CORE Solar | PIRON |  | 9.88 | 37544 | Residential |  | COLTS NECK | 7722 | 17 | TRINITY HEATING AND AIR | JCP&L | No | Complete | 2008-05-02 | 2008-06-03 | 2008-07-02 | 2008-08-20
MM05020 | CORE Solar | MUSHALL |  | 10 | 38000 | Residential |  | COLUMBUS | 8022 | 13 | TRINITY HEATING AND AIR | PSE&G BPU | No | Complete | 2008-04-24 | 2008-06-02 | 2008-07-18 | 2008-09-03
MM05021 | CORE Solar | CORTES |  | 3.2 | 12160 | Residential |  | MORRISTOWN | 7960 | 3 | NJ SOLAR SOLUTIONS (THROUGH HOME DEPOT) | JCP&L | No | Complete | 2008-04-24 | 2008-07-01 | 2008-12-05 | 2009-02-03
MM05022 | CORE Solar | PACETTI |  | 7.2 | 27360 | Residential |  | FREEHOLD | 7728 | 17 | TRINITY HEATING AND AIR | New Jersey Power | No | Complete | 2008-05-02 | 2008-05-12 | 2008-06-12 | 2008-08-20
MM05023 | CORE Solar | DAVIS |  | 3.4 | 12790.8 | Residential |  | SHORT HILLS | 7078 | 9 | HIGHLANDS SOLAR ELECTRIC CO, LLC | JCP&L | No | Complete | 2008-05-02 | 2009-04-22 | 2009-07-15 | 2009-09-03
MM05024 | CORE Solar | GARNER |  | 9.8 | 37240 | Residential |  | MONMOUTH JUNCTION | 8852 | 11 | TRINITY HEATING AND AIR | PSE&G BPU | No | Complete | 2008-05-21 | 2008-08-20 | 2008-09-25 | 2008-11-13
MM05029 | CORE Solar | VIGOR |  | 9.45 | 35910 | Residential |  | PEAPACK | 7977 | 5 | HEAT SHED, INC. | JCP&L | No | Complete | 2008-04-24 | 2008-11-24 | 2009-01-29 | 2009-03-31
MM05032 | CORE Solar | WEAVER |  | 3.04 | 11552 | Residential |  | CLARKSBURG | 8510 | 17 | 1ST LIGHT ENERGY, INC. | JCP&L | No | Complete | 2008-04-24 | 2009-01-30 | 2009-03-19 | 2009-05-05
MM05034 | CORE Solar | MANSTREAM |  | 10 | 38000 | Residential |  | MANAHAWKIN | 8050 | 18 | TRINITY HEATING AND AIR | AC Electric | No | Complete | 2008-04-24 | 2008-06-02 | 2008-07-02 | 2008-08-20
MM05035 | CORE Solar | ALBANENSE | NEW JERSEY TURNPIKE AUTHORITY | 4.576 | 20134.4 | Government Facility |  | WOODBRIDGE | 7096 | 8 | WORLDWATER CORP. | PSE&G BPU | No | Complete | 2007-08-29 | 2008-06-02 | 2008-09-25 | 2008-11-13
MM05036 | CORE Solar | SCHWARTZ |  | 9.675 | 36765 | Residential |  | RIDGEWOOD | 7450 | 7 | GEOGENIX | PSE&G BPU | No | Complete | 2008-05-02 | 2009-05-01 | 2009-05-27 | 2009-07-29
MM05038 | CORE Solar | KLEI |  | 9.66 | 36708 | Residential |  | LAWRENCEVILLE | 8648 | 12 | ABSOLUTELY ENERGIZED SOLAR, LLC | PSE&G BPU | No | Complete | 2008-05-02 | 2009-04-28 | 2009-06-23 | 2009-08-26
MM05039 | CORE Solar | WESOLEK |  | 3.168 | 12038.4 | Residential |  | MANNING TOWNSHIP | 8079 | 16 | SOLAR WORKS NJ | AC Electric | No | Complete | 2008-04-24 | 2009-02-19 | 2009-05-26 | 2009-07-29
MM05040 | CORE Solar | KERWIN |  | 6 | 22800 | Residential |  | BELMAR | 7719 | 17 | TRINITY HEATING AND AIR | JCP&L | No | Complete | 2008-05-02 | 2008-05-15 | 2008-06-12 | 2008-08-20
MM05041 | CORE Solar | TITUS |  | 9.35 | 35530 | Residential |  | CLINTON | 8809 | 4 | TRINITY HEATING AND AIR | JCP&L | No | Complete | 2008-05-02 | 2008-07-23 | 2008-12-22 | 2009-02-16
MM05045 | CORE Solar | FORVOUR | SHULMAN ENTERPRISES BARNEYS KENNEL | 24.5 | 77875 | Commercial |  | SPRINGFIELD TOWNSHIP | 8060 | 13 | SOLAR HOME ENERGY SOLUTIONS | PSE&G BPU | No | Complete | 2008-10-29 | 2009-01-15 | 2009-02-20 | 2009-04-08
MM05046 | CORE Solar | JANIEC | STREAM & SKY ENTERPRISES | 5 | 19000 | Residential |  | HILLSBOROUGH | 8844 | 5 | TRINITY HEATING AND AIR | PSE&G BPU | No | Complete | 2008-04-24 | 2008-07-09 | 2008-07-18 | 2008-09-03
MM05048 | CORE Solar | O'BRIEN |  | 7.56 | 28728 | Residential |  | SOMERVILLE | 8876 | 5 | JERSEY SOLAR, LLC | JCP&L | No | Complete | 2008-05-02 | 2008-12-17 | 2009-01-29 | 2009-03-31
MM05049 | CORE Solar | HANOVER |  | 8.1 | 30780 | Residential |  | LOWER TOWNSHIP | 8251 | 21 | MERCURY SOLAR SYSTEMS | AC Electric | No | Complete | 2008-04-24 | 2008-07-09 | 2008-07-25 | 2008-09-03
MM05050 | CORE Solar | DOWNEY |  | 8 | 30400 | Residential |  | LINDEN | 7036 | 10 | TRINITY HEATING AND AIR | PSE&G BPU | No | Complete | 2008-05-02 | 2008-05-15 | 2008-06-20 | 2008-08-20
MM05051 | CORE Solar | DUBENS |  | 9.46 | 35948 | Residential |  | CAPE MAY COURT HOUSE | 8210 | 21 | MERCURY SOLAR SYSTEMS | AC Electric | No | Complete | 2008-05-02 | 2008-10-24 | 2008-12-22 | 2009-02-16
MM05052 | CORE Solar | LESSEK |  | 10.08 | 38000 | Residential |  | FREEHOLD | 7728 | 17 | THE SOLAR CENTER, INC. | JCP&L | No | Complete | 2008-04-24 | 2009-04-28 | 2009-06-23 | 2009-08-26
MM05053 | CORE Solar | ARMBRUSTER |  | 7.14 | 27132 | Residential |  | MAYS LANDING | 8330 | 19 | BRITE IDEA ENERGY | AC Electric | No | Complete | 2008-05-02 | 2008-12-02 | 2008-12-22 | 2009-02-16
MM05054 | CORE Solar | FORTUNATO |  | 10 | 38000 | Residential |  | BELLE MEAD MONTGOMERY TSHIP | 8502 | 5 | TRINITY HEATING AND AIR | PSE&G BPU | No | Complete | 2008-05-02 | 2008-06-02 | 2008-07-02 | 2008-08-20
MM05055 | CORE Solar | BRANDOLINI | BRAND JEWELERS | 10 | 38000 | Commercial |  | HAMMONTON | 8037 | 19 | TRINITY HEATING AND AIR | AC Electric | No | Complete | 2008-04-24 | 2008-06-10 | 2008-08-14 | 2008-10-29
MM05056 | CORE Solar | LONDON |  | 6.6 | 25080 | Residential |  | WHIPPANY | 7981 | 3 | TRINITY HEATING AND AIR | JCP&L | No | Complete | 2008-05-02 | 2008-06-05 | 2008-07-18 | 2008-09-03
MM05057 | CORE Solar | JOH |  | 9.9 | 37620 | Residential |  | LAWRENCEVILLE | 8618 | 12 | JERSEY SOLAR, LLC | PSE&G BPU | No | Complete | 2008-04-24 | 2008-06-19 | 2008-07-18 | 2008-09-03
MM05060 | CORE Solar | POSSUMATO |  | 10.08 | 38000 | Residential |  | FRENCHTOWN | 8825 | 4 | THE SOLAR CENTER, INC. | JCP&L | No | Complete | 2008-04-24 | 2009-04-10 | 2009-05-26 | 2009-07-29
MM05062 | CORE Solar | DRAKE |  | 4.6 | 17480 | Residential |  | SPARTA | 7871 | 1 | SEA BRIGHT SOLAR, LLC | JCP&L | No | Complete | 2008-04-24 | 2008-09-18 | 2008-11-14 | 2009-01-08
MM05063 | CORE Solar | LIPARI |  | 5.6 | 21280 | Residential |  | MANAHAWKIN | 8050 | 18 | TRINITY HEATING AND AIR | AC Electric | No | Complete | 2008-06-04 | 2008-06-20 | 2008-07-18 | 2008-09-03
MM05065 | CORE Solar | LORENZONI |  | 9 | 34200 | Residential |  | HOPEWELL | 8525 | 12 | JERSEY SOLAR, LLC | JCP&L | No | Complete | 2008-05-02 | 2008-08-20 | 2008-09-25 | 2008-11-13
MM05067 | CORE Solar | GROSS |  | 9.9 | 37620 | Residential |  | TITUSVILLE | 8560 | 12 | JERSEY SOLAR, LLC | PSE&G BPU | No | Complete | 2008-05-02 | 2008-12-11 | 2009-01-29 | 2009-03-31
MM05068 | CORE Solar | SINGER |  | 6 | 22800 | Residential |  | LAKEWOOD | 8701 | 18 | TRINITY HEATING AND AIR | JCP&L | No | Complete | 2008-05-02 | 2008-10-14 | 2009-01-29 | 2009-03-31
MM05069 | CORE Solar | HOLMES |  | 9.66 | 36708 | Residential |  | MANCHESTER TOWNSHIP | 8059 | 14 | ABSOLUTELY ENERGIZED SOLAR, LLC | JCP&L | No | Complete | 2008-04-24 | 2009-02-23 | 2009-04-21 | 2009-07-01
MM05070 | CORE Solar | CARR | DEEP POOL HOLDING, LLC | 9.88 | 37544 | Commercial |  | PHILLIPSBURG | 8865 | 2 | THE SOLAR CENTER, INC. | JCP&L | No | Complete | 2008-05-02 | 2008-11-19 | 2009-09-17 | 2009-12-30
MM05071 | CORE Solar | SCHWERT |  | 9.45 | 35910 | Residential |  | WOODBINE | 8270 | 21 | MERCURY SOLAR SYSTEMS | AC Electric | No | Complete | 2008-04-24 | 2008-08-26 | 2008-09-25 | 2008-11-13
MM05072 | CORE Solar | PERICLES |  | 6 | 22800 | Residential |  | EGG HARBOR TOWNSHIP | 8234 | 19 | SOLAR HOME ENERGY SOLUTIONS | AC Electric | No | Complete | 2008-05-02 | 2009-05-04 | 2010-02-02 | 2010-04-16
MM05073 | CORE Solar | NEU | TOWNSHIP OF MIDDLE (SEWER DEPT.) | 2.58 | 11352 | Government Facility |  | CAPE MAY COURT HOUSE | 8210 | 21 | SOLAR WORKS NJ | AC Electric | No | Complete | 2007-08-29 | 2008-04-01 | 2008-05-02 | 2008-07-01
MM05074 | CORE Solar | CAUFF | BP TESTING, LLC | 8.97 | 34086 | Residential |  | TUCKAHOE | 8250 | 21 | MERCURY SOLAR SYSTEMS | AC Electric | No | Complete | 2008-05-02 | 2008-08-05 | 2008-08-14 | 2008-10-29
MM05075 | CORE Solar | CIMPRICH |  | 10.8 | 38000 | Residential |  | ELMER | 8318 | 16 | MERCURY SOLAR SYSTEMS | AC Electric | No | Complete | 2008-05-02 | 2008-12-02 | 2008-12-22 | 2009-02-16
MM05076 | CORE Solar | MCCONNELL |  | 3.2 | 12160 | Residential |  | SEASIDE PARK | 8752 | 18 | THE SOLAR CENTER, INC. | JCP&L | No | Complete | 2008-05-02 | 2008-12-03 | 2009-01-29 | 2009-03-31
MM05078 | CORE Solar | STEINMETZ |  | 10.08 | 38000 | Residential |  | MORRISTOWN | 7960 | 3 | THE SOLAR CENTER, INC. | JCP&L | No | Complete | 2008-05-02 | 2009-05-04 | 2009-09-09 | 2009-10-07
MM05079 | CORE Solar | GONCALVES |  | 2.25 | 8550 | Residential |  | CRANFORD | 7016 | 10 | ABSOLUTELY ENERGIZED SOLAR, LLC | PSE&G BPU | No | Complete | 2008-04-24 | 2008-10-07 | 2008-10-27 | 2008-12-30
MM05080 | CORE Solar | JURKOVIC |  | 3.564 | 13543.2 | Residential |  | HILLSBORO TOWNSHIP | 8844 | 5 | THE SOLAR CENTER, INC. | PSE&G BPU | No | Complete | 2008-05-02 | 2009-04-10 | 2009-07-01 | 2009-08-26
MM05081 | CORE Solar | SHAFFER III |  | 9.9 | 37620 | Residential |  | MAYS LANDING | 8330 | 19 | MERCURY SOLAR SYSTEMS | AC Electric | No | Complete | 2008-04-24 | 2008-10-31 | 2008-12-05 | 2009-02-03
MM05082 | CORE Solar | MORGAN |  | 11 | 38000 | Residential |  | WEST WINDSOR | 8550 | 12 | THE SOLAR CENTER, INC. | PSE&G BPU | No | Complete | 2008-05-02 | 2008-06-02 | 2008-07-18 | 2008-09-03
MM05083 | CORE Solar | CLEMENT | CLEMENTON ELEMENTARY SCHOOL | 40.768 | 149650.4 | School Public K-12 |  | CLEMENTON | 8021 | 14 | WORLDWATER CORP. | AC Electric | No | Complete | 2007-08-29 | 2008-07-30 | 2008-09-25 | 2008-11-13
MM05085 | CORE Solar | POTTS |  | 7.2 | 27360 | Residential |  | LAWRENCEVILLE | 8648 | 12 | JERSEY SOLAR, LLC | PSE&G BPU | No | Complete | 2008-05-02 | 2008-09-02 | 2008-12-05 | 2009-02-03
MM05086 | CORE Solar | RUGGERI |  | 10.15 | 38000 | Residential |  | HAMMONTON | 8037 | 19 | 1ST LIGHT ENERGY, INC. | AC Electric | No | Complete | 2008-04-24 | 2008-09-25 | 2008-10-10 | 2008-12-30
MM05087 | CORE Solar | RYMSZA |  | 7.56 | 28728 | Residential |  | SEWELL | 8080 | 15 | THE SOLAR CENTER, INC. | PSE&G BPU | No | Complete | 2008-05-02 | 2009-05-01 | 2009-06-23 | 2009-08-26
MM05088 | CORE Solar | CLAYTON |  | 9.45 | 35910 | Residential |  | JACKSON | 8527 | 18 | ABSOLUTELY ENERGIZED SOLAR, LLC | JCP&L | No | Complete | 2008-05-02 | 2008-08-26 | 2008-09-25 | 2008-11-13
MM05089 | CORE Solar | JONES |  | 8.64 | 28424 | Residential |  | ROCKAWAY | 7866 | 3 | THE SOLAR CENTER, INC. | JCP&L | No | Complete | 2008-04-24 | 2009-03-11 | 2009-04-21 | 2009-07-01
MM05090 | CORE Solar | MELNYK |  | 6 | 22800 | Residential |  | MONROE | 7726 | 17 | TRINITY HEATING AND AIR | JCP&L | No | Complete | 2008-05-02 | 2008-05-28 | 2008-07-02 | 2008-08-20
MM05091 | CORE Solar | BILEN |  | 6.29 | 23902 | Residential |  | FORKED RIVER | 8731 | 18 | TRINITY HEATING AND AIR | JCP&L | No | Complete | 2008-04-24 | 2008-07-09 | 2008-07-18 | 2008-09-03
MM05092 | CORE Solar | YUHAS |  | 5.2 | 19760 | Residential |  | EDISON | 8837 | 11 | TRINITY HEATING AND AIR | PSE&G BPU | No | Complete | 2008-05-02 | 2008-05-15 | 2008-06-12 | 2008-08-20
MM05094 | CORE Solar | NEWMAN |  | 9.2 | 34960 | Residential |  | SWEETWATER | 8037 | 19 | 1ST LIGHT ENERGY, INC. | AC Electric | No | Complete | 2008-04-24 | 2009-01-08 | 2009-02-20 | 2009-04-08
MM05095 | CORE Solar | KARPINSKI |  | 6.4 | 24320 | Residential |  | POINT PLEASANT BORO | 8742 | 18 | TRINITY HEATING AND AIR | JCP&L | No | Complete | 2008-05-02 | 2008-12-03 | 2009-01-29 | 2009-03-31
MM05099 | CORE Solar | WARNER |  | 10.8 | 32300 | Residential |  | CALIFON | 7830 | 4 | SELF INSTALL | JCP&L | No | Complete | 2008-04-24 | 2009-04-15 | 2009-05-19 | 2009-07-29
MM05100 | CORE Solar | LUOGAMENO | NORTH STAR BUILDING ASSOCIATES | 1.792 | 5684.8 | Residential |  | WEST MILFORD | 7480 | 6 | SELF INSTALL | Orange & Rockland Elec | No | Complete | 2008-05-02 | 2009-04-28 | 2009-07-15 | 2009-09-03
MM05101 | CORE Solar | STEINBERG |  | 9.988 | 38204.4 | Residential |  | MAYS LANDING | 8330 | 19 | SOLAR WORKS NJ | AC Electric | No | Complete | 2008-05-02 | 2008-11-04 | 2009-05-27 | 2009-07-29
MM05102 | CORE Solar | WEST |  | 9.88 | 37544 | Residential |  | LONG VALLEY | 7853 | 3 | 1ST LIGHT ENERGY, INC. | JCP&L | No | Complete | 2008-05-02 | 2009-05-04 | 2010-05-13 | 2010-07-22
MM05103 | CORE Solar | DAUGHERTY |  | 5.25 | 19950 | Residential |  | MAPLEWOOD | 7040 | 9 | 1ST LIGHT ENERGY, INC. | PSE&G BPU | No | Complete | 2008-05-02 | 2009-05-04 | 2009-10-12 | 2009-12-30
MM05105 | CORE Solar | MAGAZINER |  | 7.175 | 27265 | Residential |  | MANAHAWKIN | 8050 | 18 | TRINITY HEATING AND AIR | AC Electric | No | Complete | 2008-05-02 | 2008-05-12 | 2008-06-12 | 2008-08-20
MM05106 | CORE Solar | LATTIMER | LATTIMER & SON CONSTRUCTION | 10 | 38000 | Commercial |  | MEDFORD | 8055 | 13 | TRINITY HEATING AND AIR | PSE&G BPU | No | Complete | 2008-05-02 | 2008-05-28 | 2008-08-14 | 2008-10-29
MM05107 | CORE Solar | THOMPSON |  | 10 | 38000 | Residential |  | GALLOWAY | 8205 | 19 | TRINITY HEATING AND AIR | Conectiv | No | Complete | 2008-05-02 | 2008-05-12 | 2008-06-12 | 2008-08-20
MM05108 | CORE Solar | HARVEY |  | 10 | 38000 | Residential |  | NEPTUNE | 7753 | 17 | TRINITY HEATING AND AIR | JCP&L | No | Complete | 2008-05-02 | 2008-05-12 | 2008-06-12 | 2008-08-20
MM05109 | CORE Solar | LEVY | NEW JERSEY MEADOWLANDS COMMISSION | 120.96 | 690000 | Government Facility |  | LYNDHURST | 7071 | 7 | SUNDURANCE ENERGY | PSE&G BPU | No | Complete | 2007-08-01 | 2012-02-08 | 2012-05-02 | 2012-08-28
MM05109* | CORE Solar | LEVY | NEW JERSEY MEADOWLANDS COMMISSION | 0 | 652777 | Government Facility |  | LYNDHURST | 7071 | 7 | SUNDURANCE ENERGY | PSE&G BPU | No | Complete | 2007-08-01 | 2012-02-08 | 2012-05-02 | 2012-08-28
MM05111 | CORE Solar | ODELL | ALLIES, INC. | 6.12 | 26928 | Non Profit |  | MEDFORD | 8055 | 13 | TRINITY HEATING AND AIR | PSE&G BPU | No | Complete | 2008-07-30 | 2008-08-11 | 2008-12-22 | 2009-02-16
MM05112 | CORE Solar | JENKINS |  | 9.89 | 37582 | Residential |  | FLANDERS | 7836 | 3 | THE SOLAR CENTER, INC. | JCP&L | No | Complete | 2008-05-02 | 2009-05-04 | 2009-06-19 | 2009-08-26
MM05115 | CORE Solar | ODELL | ALLIES, INC. | 6.4 | 28160 | Non Profit |  | TINTON FALLS | 7724 | 17 | TRINITY HEATING AND AIR | JCP&L | No | Complete | 2008-05-02 | 2008-05-28 | 2008-08-14 | 2008-10-29
MM05116 | CORE Solar | HOFFMAN |  | 3.01 | 11438 | Residential |  | SAYREVILLLE | 8872 | 11 | SEA BRIGHT SOLAR, LLC | JCP&L | No | Complete | 2008-05-02 | 2008-10-20 | 2008-11-14 | 2009-01-08
MM05117 | CORE Solar | CARPENTER |  | 1.71 | 6498 | Residential |  | JERSEY CITY | 7304 | 8 | THE SOLAR CENTER, INC. | PSE&G BPU | No | Complete | 2008-05-02 | 2009-05-04 | 2010-10-29 | 2010-12-20
MM05119 | CORE Solar | BOYLAN |  | 5.945 | 22591 | Residential |  | LEBANON | 8833 | 4 | SUN FARM NETWORK | JCP&L | No | Complete | 2008-05-02 | 2009-04-15 | 2009-07-15 | 2009-09-03
MM05121 | CORE Solar | OBETZ |  | 10.105 | 38000 | Residential |  | MARLTON | 8053 | 13 | ABSOLUTELY ENERGIZED SOLAR, LLC | PSE&G BPU | No | Complete | 2008-05-02 | 2008-05-21 | 2008-07-18 | 2008-09-03
MM05122 | CORE Solar | ODELL | ALLIES, INC. | 9.87 | 43428 | Non Profit |  | BERLIN | 8009 | 14 | SELF INSTALL | AC Electric | No | Complete | 2008-06-04 | 2009-05-01 | 2009-06-23 | 2009-08-26
MM05123 | CORE Solar | DEVINE |  | 8.2 | 31160 | Residential |  | NEW VERNON | 7976 | 3 | TRINITY HEATING AND AIR | JCP&L | No | Complete | 2008-05-02 | 2008-06-05 | 2008-07-02 | 2008-08-20
MM05124 | CORE Solar | MAXWELL |  | 8.775 | 33345 | Residential |  | TOMS RIVER | 8755 | 18 | ABSOLUTELY ENERGIZED SOLAR, LLC | JCP&L | No | Complete | 2008-05-20 | 2008-10-31 | 2008-11-14 | 2009-01-08
MM05125 | CORE Solar | FRANZI |  | 10 | 38000 | Residential |  | BELLE MEAD | 8502 | 5 | NJ SOLAR SOLUTIONS | PSE&G BPU | No | Complete | 2008-05-02 | 2008-08-07 | 2008-08-14 | 2008-10-29
MM05126 | CORE Solar | ODELL | ALLIES, INC. | 9.8 | 43120 | Non Profit |  | BARNEGAT | 8690 | 12 | TRINITY HEATING AND AIR | JCP&L | No | Complete | 2008-05-02 | 2008-05-28 | 2008-08-14 | 2008-10-29
MM05127 | CORE Solar | CALANDRA |  | 8.4 | 31920 | Residential |  | WALL | 7719 | 17 | NJ SOLAR SOLUTIONS | PSE&G BPU | No | Complete | 2008-05-02 | 2009-05-04 | 2009-08-27 | 2009-10-07
MM05128 | CORE Solar | ZHANG |  | 6.3 | 23940 | Residential |  | EASTHANOVER | 7936 | 3 | THE SOLAR CENTER, INC. | JCP&L | No | Complete | 2008-05-02 | 2009-05-04 | 2009-09-09 | 2009-10-07
MM05130 | CORE Solar | GORSLINE |  | 6.435 | 24453 | Residential |  | FLEMINGTON | 8822 | 4 | THE SOLAR CENTER, INC. | JCP&L | No | Complete | 2008-05-02 | 2009-04-20 | 2009-08-27 | 2009-10-07
MM05132 | CORE Solar | KNUDSEN |  | 10.8 | 38000 | Residential |  | CHESTER | 7930 | 3 | THE SOLAR CENTER, INC. | JCP&L | No | Complete | 2008-05-02 | 2009-03-10 | 2009-04-21 | 2009-07-01
MM05133 | CORE Solar | WAGGONER |  | 4.6 | 17480 | Residential |  | VENTNOR | 8406 | 19 | MERCURY SOLAR SYSTEMS | AC Electric | No | Complete | 2008-05-20 | 2009-03-23 | 2009-05-26 | 2009-07-29
MM05134 | CORE Solar | MACMAHON |  | 7.56 | 28728 | Residential |  | BRIDGETON | 8302 | 20 | MERCURY SOLAR SYSTEMS | AC Electric | No | Complete | 2008-05-02 | 2009-03-31 | 2009-04-21 | 2009-07-01
MM05137 | CORE Solar | MATARESE |  | 7.7 | 29260 | Residential |  | MULLICA HILL | 8062 | 15 | SOLAR HOME ENERGY SOLUTIONS | AC Electric | No | Complete | 2008-05-02 | 2008-08-28 | 2008-09-25 | 2008-11-13
MM05138 | CORE Solar | DIAMOND |  | 5.04 | 17556 | Residential |  | TITUSVILLE | 8560 | 12 | THE SOLAR CENTER, INC. | PSE&G BPU | No | Complete | 2008-05-02 | 2009-04-28 | 2009-06-19 | 2009-08-26
MM05141 | CORE Solar | ODELL | ALLIES INC. | 7.2 | 31680 | Non Profit |  | TOMS RIVER | 8753 | 18 | TRINITY HEATING AND AIR | JCP&L | No | Complete | 2008-05-02 | 2008-05-15 | 2008-08-14 | 2008-10-29
MM05142 | CORE Solar | SMETANA |  | 9.89 | 37582 | Residential |  | SPARTA | 7871 | 1 | THE SOLAR CENTER, INC. | New Jersey Power | No | Complete | 2008-05-02 | 2009-05-04 | 2009-05-27 | 2009-07-29
MM05145 | CORE Solar | SCHMIDT |  | 10.08 | 38000 | Residential |  | TITUSVILLE | 8560 | 12 | THE SOLAR CENTER, INC. | JCP&L | No | Complete | 2008-05-02 | 2009-05-04 | 2009-06-23 | 2009-08-26
MM05146 | CORE Solar | HANSBURY |  | 8.4 | 31920 | Residential |  | WILLIAMSTOWN | 8094 | 15 | THE SOLAR CENTER, INC. | AC Electric | No | Complete | 2008-08-07 | 2009-08-13 | 2009-10-30 | 2009-12-30
MM05147 | CORE Solar | CUMMINGS |  | 8.775 | 33345 | Residential |  | FRANKLINVILLE | 8322 | 15 | MESA ENVIORNMENTAL SCIENCES, INC. | AC Electric | No | Complete | 2008-05-20 | 2009-05-20 | 2009-11-19 | 2010-02-11
MM05148 | CORE Solar | SCHERER |  | 9.89 | 37582 | Residential |  | LAMBERTVILLE | 8530 | 4 | THE SOLAR CENTER, INC. | JCP&L | No | Complete | 2008-05-02 | 2009-05-04 | 2009-07-15 | 2009-09-03
MM05149 | CORE Solar | HAGLUND |  | 6.6 | 24680 | Residential |  | CALIFON | 7830 | 4 | SEA BRIGHT SOLAR, LLC | JCP&L | No | Complete | 2008-05-20 | 2009-05-05 | 2009-06-19 | 2009-08-26
MM05151 | CORE Solar | WOEHLCKE |  | 5.16 | 19608 | Residential |  | VILLAS | 8251 | 21 | MERCURY SOLAR SYSTEMS | AC Electric | No | Complete | 2008-05-21 | 2008-08-18 | 2008-09-25 | 2008-11-13
MM05152 | CORE Solar | SMITH |  | 10.08 | 38000 | Residential |  | ESTELL MANOR | 8319 | 19 | MERCURY SOLAR SYSTEMS | AC Electric | No | Complete | 2008-05-21 | 2008-10-31 | 2008-12-05 | 2009-02-03
MM05153 | CORE Solar | MILLER |  | 9.8 | 37240 | Residential |  | LUMBERTON | 8048 | 13 | SOLAR HOME ENERGY SOLUTIONS | PSE&G BPU | No | Complete | 2008-05-20 | 2009-05-27 | 2010-02-02 | 2010-04-16
MM05154 | CORE Solar | MARSICOVETE |  | 5.46 | 20748 | Residential |  | LAKE HIAWATHA | 7034 | 3 | THE SOLAR CENTER, INC. | JCP&L | No | Complete | 2008-05-02 | 2009-03-17 | 2009-04-21 | 2009-07-01
MM05155 | CORE Solar | NOWAKOSKI |  | 2.88 | 10944 | Residential |  | AVENEL | 7001 | 11 | THE SOLAR CENTER, INC. | PSE&G BPU | No | Complete | 2008-05-02 | 2008-12-09 | 2009-01-29 | 2009-03-31
MM05158 | CORE Solar | NEELY |  | 9.9 | 37620 | Residential |  | MULICA HILL | 8062 | 15 | SOLAR WORKS NJ | AC Electric | No | Complete | 2008-05-21 | 2009-01-14 | 2009-04-21 | 2009-07-01
MM05159 | CORE Solar | STUMPS | APOSTOLIC TABERNACLE | 9.66 | 33327 | Non Profit |  | PLEASANTVILLE | 8232 | 19 | MERCURY SOLAR SYSTEMS | AC Electric | No | Complete | 2008-05-21 | 2009-03-31 | 2009-05-26 | 2009-07-29
MM05161 | CORE Solar | DIBELLO |  | 4.2 | 15960 | Residential |  | CLIFTON | 7012 | 6 | THE SOLAR CENTER, INC. | PSE&G BPU | No | Complete | 2008-05-02 | 2009-05-04 | 2009-06-19 | 2009-08-26
MM05162 | CORE Solar | OREILLY | BORO OF BRADLEY BEACH | 10.12 | 44414 | Municipality |  | BRADLEY BEACH | 7720 | 17 | HELIOS SOLAR ENERGY | JCP&L | No | Complete | 2008-05-20 | 2010-05-26 | 2012-06-19 | 2012-08-28
MM05163 | CORE Solar | VERBOCZKI |  | 10.08 | 38000 | Farm |  | EGG HARBOR CITY | 8215 | 19 | MERCURY SOLAR SYSTEMS | AC Electric | No | Complete | 2008-05-21 | 2008-09-08 | 2008-09-25 | 2008-11-13
MM05164 | CORE Solar | GORMALEY |  | 5.4 | 20064 | Residential |  | SADDLE BROOK | 7663 | 7 | GEOGENIX | PSE&G BPU | No | Complete | 2008-05-02 | 2009-04-28 | 2009-05-26 | 2009-07-29
MM05165 | CORE Solar | OLSEN |  | 4.224 | 16051.2 | Residential |  | GREEN VILLAGE | 7935 | 3 | ADVANCED SOLAR PRODUCTS, INC. | JCP&L | No | Complete | 2008-05-20 | 2008-09-25 | 2009-03-19 | 2009-05-05
MM05166 | CORE Solar | KRANT |  | 3.91 | 14858 | Residential |  | MONMOUTH BEACH | 7750 | 17 | SEA BRIGHT SOLAR, LLC | JCP&L | No | Complete | 2008-05-20 | 2008-12-03 | 2009-02-20 | 2009-04-08
MM05167 | CORE Solar | ZAGHA | W + E BAUM | 20 | 65500 | Commercial |  | FREEHOLD | 7728 | 17 | TRINITY HEATING AND AIR | JCP&L | No | Complete | 2008-10-29 | 2010-01-18 | 2010-05-03 | 2010-07-22
MM05168 | CORE Solar | KELLOGG |  | 3.24 | 12312 | Residential |  | MINE HILL | 7803 | 3 | THE SOLAR CENTER, INC. | JCP&L | No | Complete | 2008-05-02 | 2008-11-13 | 2009-01-29 | 2009-03-31
MM05169 | CORE Solar | WOLKOFF | CORRECTIVE CARE GROUP MIDSTATE CHIROPRAC | 4.14 | 15732 | Residential |  | EAST BRUNSWICK | 8816 | 11 | THE SOLAR CENTER, INC. | PSE&G BPU | No | Complete | 2008-05-02 | 2009-05-01 | 2009-06-23 | 2009-08-26
MM05170 | CORE Solar | HITZEL |  | 9.87 | 37506 | Residential |  | MAYS LANDING | 8330 | 19 | MERCURY SOLAR SYSTEMS | AC Electric | No | Complete | 2008-05-21 | 2008-10-09 | 2008-12-05 | 2009-02-03
MM05171 | CORE Solar | SMITH |  | 7.65 | 29070 | Residential |  | TOMS RIVER | 8755 | 18 | ABSOLUTELY ENERGIZED SOLAR, LLC | JCP&L | No | Complete | 2008-05-21 | 2008-10-31 | 2008-11-14 | 2009-01-08
MM05173 | CORE Solar | ABRAMSKI |  | 9.688 | 36814.4 | Residential |  | BEACHWOOD | 8722 | 18 | TRINITY HEATING AND AIR | JCP&L | No | Complete | 2008-05-21 | 2008-06-20 | 2008-08-14 | 2008-10-29
MM05175 | CORE Solar | D'ONOFRIO | STANKER & GALETTO, INC | 84.7 | 232250 | Commercial |  | VINELAND | 8360 | 20 | RAY ANGELINI, INC. | Vineland Muni Elec | No | Complete | 2008-10-22 | 2009-04-08 | 2009-05-26 | 2009-07-29
MM05178 | CORE Solar | KNEMOLLER |  | 7.854 | 29845.2 | Residential |  | HAMPTON | 8827 | 4 | ADVANCED SOLAR PRODUCTS, INC. | JCP&L | No | Complete | 2008-05-21 | 2008-10-20 | 2009-02-20 | 2009-04-08
MM05179 | CORE Solar | TRUPPELLI | HUNT MEADOW FARMS LLC | 6.732 | 25581.6 | Farm |  | RINGOES | 8551 | 4 | ADVANCED SOLAR PRODUCTS, INC. | JCP&L | No | Complete | 2008-05-21 | 2008-10-20 | 2009-03-19 | 2009-05-05
MM05180 | CORE Solar | PALMER | DION'S DETAILING & AUTO REPAIR | 4.8 | 14713.6 | Commercial |  | MAYS LANDING | 8330 | 19 | MERCURY SOLAR SYSTEMS | AC Electric | No | Complete | 2008-05-21 | 2008-08-12 | 2009-01-29 | 2009-03-31
MM05181 | CORE Solar | LOCKETT | PENNROSE PROPERTIES | 20.7 | 67425 | SUNLIT |  | NEWARK | 7403 | 6 | HEAT SHED, INC. | PSE&G BPU | No | Complete | 2007-08-02 | 2008-06-13 | 2008-07-30 | 2008-10-29
MM05182 | CORE Solar | COYLE |  | 7.98 | 30324 | Residential |  | TOMS RIVER | 8753 | 18 | ECOLOGICAL SYSTEMS-MANALAPAN | JCP&L | No | Complete | 2008-05-21 | 2009-06-09 | 2010-02-02 | 2010-04-16
MM05183 | CORE Solar | BARTLETT |  | 12.07 | 38000 | Residential |  | CALIFON | 7830 | 4 | 1ST LIGHT ENERGY, INC. | JCP&L | No | Complete | 2008-05-21 | 2009-01-21 | 2009-09-09 | 2009-10-07
MM05184 | CORE Solar | MOORE |  | 3.2 | 12160 | Residential |  | TRENTON | 8611 | 12 | 1ST LIGHT ENERGY, INC. | PSE&G BPU | No | Complete | 2008-05-21 | 2008-09-25 | 2009-02-20 | 2009-04-08
MM05186 | CORE Solar | SWIFT |  | 9.675 | 36765 | Residential |  | HOLMDEL | 7733 | 17 | ABSOLUTELY ENERGIZED SOLAR, LLC | JCP&L | No | Complete | 2008-05-21 | 2008-06-05 | 2008-07-25 | 2008-09-03
MM05188 | CORE Solar | POOL |  | 10 | 38000 | Residential |  | DENVILLE | 7834 | 3 | TRINITY HEATING AND AIR | JCP&L | No | Complete | 2008-05-21 | 2008-06-05 | 2008-07-18 | 2008-09-03
MM05190 | CORE Solar | PALMIERI |  | 4.16 | 15808 | Residential |  | HOPEWELL | 8525 | 12 | ADVANCED SOLAR PRODUCTS, INC. | JCP&L | No | Complete | 2008-05-21 | 2009-01-08 | 2009-02-20 | 2009-04-08
MM05191 | CORE Solar | KARPINSKI |  | 2.816 | 10700.8 | Residential |  | FLEMINGTON | 8822 | 4 | ADVANCED SOLAR PRODUCTS, INC. | JCP&L | No | Complete | 2008-05-21 | 2008-10-15 | 2008-11-14 | 2009-01-08
MM05193 | CORE Solar | POTTS |  | 2.15 | 8170 | Residential |  | MARGATE | 8402 | 19 | SOUTH JERSEY ENERGY SYSTEMS | AC Electric | No | Complete | 2008-05-21 | 2008-08-07 | 2008-08-29 | 2008-11-13
MM05194 | CORE Solar | BASSETT |  | 2.7 | 10260 | Residential |  | CAPE MAY POINT | 8212 | 21 | MERCURY SOLAR SYSTEMS | AC Electric | No | Complete | 2008-05-21 | 2008-09-18 | 2008-10-10 | 2008-12-30
MM05195 | CORE Solar | FAULCON |  | 10.125 | 38000 | Residential |  | EGG HARBOR TWP | 8234 | 19 | MERCURY SOLAR SYSTEMS | AC Electric | No | Complete | 2008-05-21 | 2008-10-07 | 2008-10-27 | 2008-12-30
MM05196 | CORE Solar | QUINN |  | 6.88 | 26144 | Residential |  | FORKED RIVER | 8731 | 18 | THE SOLAR CENTER, INC. | JCP&L | No | Complete | 2008-05-21 | 2009-05-20 | 2009-06-23 | 2009-08-26
MM05197 | CORE Solar | HAY |  | 10 | 38000 | Residential |  | WHITING | 8759 | 18 | TRINITY HEATING AND AIR | JCP&L | No | Complete | 2008-05-21 | 2008-06-05 | 2008-07-18 | 2008-09-03
MM05198 | CORE Solar | HELEOTIS |  | 10 | 38000 | Residential |  | NEPTUNE | 7753 | 17 | TRINITY HEATING AND AIR | JCP&L | No | Complete | 2008-05-21 | 2009-05-27 | 2010-02-02 | 2010-04-16
MM05199 | CORE Solar | PATEL |  | 6.15 | 21067.2 | Residential |  | OAKLAND | 7436 | 7 | SUN FARM NETWORK | Orange & Rockland Elec | No | Complete | 2008-05-21 | 2008-12-29 | 2009-01-29 | 2009-03-31
MM05200 | CORE Solar | BUTLER |  | 6.4 | 24320 | Residential |  | SOUTH PLAINFIELD | 7080 | 11 | 1ST LIGHT ENERGY, INC. | PSE&G BPU | No | Complete | 2008-05-21 | 2008-10-07 | 2009-01-29 | 2009-03-31
MM05201 | CORE Solar | NICHOLS |  | 6.02 | 22876 | Residential |  | PITTSGROVE | 8318 | 16 | MERCURY SOLAR SYSTEMS | AC Electric | No | Complete | 2008-05-21 | 2008-09-04 | 2008-09-25 | 2008-11-13
MM05205 | CORE Solar | SMITH |  | 9.24 | 35112 | Residential |  | NESCHANIC STATION | 8853 | 5 | THE SOLAR CENTER, INC. | JCP&L | No | Complete | 2008-05-21 | 2009-03-24 | 2009-04-21 | 2009-07-01
MM05206 | CORE Solar | KUDERKA |  | 4.94 | 18772 | Residential |  | PARAMUS | 7652 | 7 | THE SOLAR CENTER, INC. | PSE&G BPU | No | Complete | 2008-05-21 | 2008-12-29 | 2009-01-29 | 2009-03-31
MM05208 | CORE Solar | MCLEAN |  | 5.67 | 21546 | Residential |  | BRIDGETON | 8302 | 20 | MERCURY SOLAR SYSTEMS | AC Electric | No | Complete | 2008-05-21 | 2008-07-17 | 2008-07-25 | 2008-09-03
MM05209 | CORE Solar | MORTARA | COUNTRY SIDE PLAZA, INC. | 9.36 | 35568 | Commercial |  | RINGOES | 8822 | 4 | SUN FARM NETWORK | JCP&L | No | Complete | 2008-05-21 | 2008-10-15 | 2008-11-14 | 2009-01-08
MM05212 | CORE Solar | WEBER |  | 9.504 | 36115.2 | Residential |  | OLDWICK | 8858 | 4 | ADVANCED SOLAR PRODUCTS, INC. | JCP&L | No | Complete | 2008-05-21 | 2009-05-27 | 2010-03-18 | 2010-06-08
MM05213 | CORE Solar | SWENDSEN |  | 9.504 | 36115.2 | Residential |  | HOWELL | 7731 | 17 | SOLAR WORKS NJ | JCP&L | No | Complete | 2008-05-21 | 2008-10-15 | 2009-01-29 | 2009-03-31
MM05214 | CORE Solar | FELBERBAUM |  | 3.06 | 11628 | Residential |  | HARRINGTON PARK | 7640 | 7 | HIGHLANDS SOLAR ELECTRIC CO, LLC | Orange & Rockland Elec | No | Complete | 2008-05-21 | 2008-08-05 | 2008-08-29 | 2008-11-13
MM05217 | CORE Solar | LYMAN |  | 4.37 | 16606 | Residential |  | HADDON HEIGHTS | 8035 | 14 | THE SOLAR CENTER, INC. | PSE&G BPU | No | Complete | 2008-08-06 | 2009-06-09 | 2009-10-30 | 2009-12-30
MM05218 | CORE Solar | WARREN |  | 4.488 | 17054.4 | Residential |  | FRANKLIN PARK | 8823 | 5 | ADVANCED SOLAR PRODUCTS, INC. | PSE&G BPU | No | Complete | 2008-05-21 | 2008-10-07 | 2009-03-24 | 2009-05-05
MM05219 | CORE Solar | BUDGE |  | 8.25 | 31350 | Residential |  | HAMILTON SQUARE | 8690 | 12 | THE SOLAR CENTER, INC. | PSE&G BPU | No | Complete | 2008-07-08 | 2009-05-01 | 2009-06-23 | 2009-08-26
MM05220 | CORE Solar | WEIGELE |  | 8.84 | 33592 | Residential |  | LITTLE EGG HARBOR | 8087 | 18 | BRITE IDEA ENERGY | AC Electric | No | Complete | 2008-05-21 | 2008-11-20 | 2008-12-22 | 2009-02-16
MM05221 | CORE Solar | GLEASON |  | 5.4 | 20520 | Residential |  | HAMILTON TOWNSHIP | 8619 | 12 | THE SOLAR CENTER, INC. | PSE&G BPU | No | Complete | 2008-04-24 | 2008-11-24 | 2009-02-20 | 2009-04-08
MM05222 | CORE Solar | PAGGI |  | 8.84 | 33592 | Residential |  | EGG HARBOR CITY | 8215 | 19 | BRITE IDEA ENERGY | AC Electric | No | Complete | 2008-05-21 | 2008-09-25 | 2008-10-10 | 2008-12-30
MM05223 | CORE Solar | WODZINSKI |  | 2.45 | 9310 | Residential |  | BRICK | 8723 | 18 | TRINITY HEATING AND AIR | JCP&L | No | Complete | 2008-08-15 | 2009-09-16 | 2011-06-23 | 2011-10-11
MM05224 | CORE Solar | MASON |  | 8.36 | 31768 | Residential |  | LANOKA HARBOR | 8734 | 18 | ECOLOGICAL SYSTEMS-MANALAPAN | JCP&L | No | Complete | 2008-08-13 | 2009-10-29 | 2010-01-04 | 2010-04-13
MM05228 | CORE Solar | BURKE |  | 9.975 | 37905 | Residential |  | MAYS LANDING | 8330 | 19 | BRITE IDEA ENERGY | AC Electric | No | Complete | 2008-08-21 | 2008-12-11 | 2009-01-29 | 2009-03-31
MM05231 | CORE Solar | FURCI |  | 8 | 30400 | Residential |  | SPRINGFIELD | 7081 | 10 | TRINITY HEATING AND AIR | JCP&L | No | Complete | 2008-05-21 | 2008-06-05 | 2008-07-30 | 2008-10-29
MM05232 | CORE Solar | DRUMM |  | 10 | 38000 | Residential |  | SOMERSET | 8873 | 5 | TRINITY HEATING AND AIR | PSE&G BPU | No | Complete | 2008-05-21 | 2008-06-02 | 2008-06-20 | 2008-08-20
MM05233 | CORE Solar | TURIANO |  | 7.2 | 27360 | Residential |  | ALLENWOOD | 8720 | 17 | TRINITY HEATING AND AIR | JCP&L | No | Complete | 2008-05-21 | 2008-06-05 | 2008-07-02 | 2008-08-20
MM05234 | CORE Solar | FINDON |  | 9.8 | 37240 | Residential |  | TINTON FALLS | 7724 | 17 | TRINITY HEATING AND AIR | JCP&L | No | Complete | 2008-05-21 | 2008-06-02 | 2008-07-02 | 2008-08-20
MM05236 | CORE Solar | MENNELLA |  | 5.95 | 22610 | Residential |  | BORDENTOWN | 8505 | 13 | TRINITY HEATING AND AIR | PSE&G BPU | No | Complete | 2008-09-04 | 2008-09-25 | 2008-10-27 | 2008-12-30
MM05237 | CORE Solar | HASTINGS | NJ DEPT MILITARY & VETERANS AFFAIRS | 99.84 | 242751.6 | Government Facility |  | WRIGHTS TOWN | 8562 | 13 | ADVANCED BUILDING AND SOLAR | JCP&L | No | Complete | 2007-08-29 | 2009-01-09 | 2009-09-15 | 2009-10-07
MM05238 | CORE Solar | HERINK |  | 8.28 | 31464 | Residential |  | JACKSON | 8527 | 18 | SEA BRIGHT SOLAR, LLC | JCP&L | No | Complete | 2008-05-21 | 2008-12-29 | 2009-02-20 | 2009-04-08
MM05239 | CORE Solar | RAMPULLA |  | 10 | 38000 | Residential |  | HOLMDEL | 7733 | 17 | TRINITY HEATING AND AIR | JCP&L | No | Complete | 2008-07-31 | 2009-03-06 | 2009-04-21 | 2009-07-01
MM05242 | CORE Solar | BOHINSKI |  | 10 | 38000 | Residential |  | HELMETTA | 8828 | 11 | TRINITY HEATING AND AIR | JCP&L | No | Complete | 2008-07-31 | 2008-08-11 | 2008-08-29 | 2008-11-13
MM05245 | CORE Solar | RAJ |  | 6.45 | 24510 | Residential |  | MONTVALE | 7645 | 7 | THE SOLAR CENTER, INC. | Orange & Rockland Elec | No | Complete | 2008-07-31 | 2009-05-20 | 2009-07-01 | 2009-08-26
MM05246 | CORE Solar | LEE |  | 5.25 | 19950 | Residential |  | PLAINSBORO TWP | 8536 | 11 | THE SOLAR CENTER, INC. | PSE&G BPU | No | Complete | 2008-07-31 | 2009-06-09 | 2009-08-27 | 2009-10-07
MM05247 | CORE Solar | FOTE |  | 6.88 | 26144 | Residential |  | TOMS RIVER | 8753 | 18 | SEA BRIGHT SOLAR, LLC | JCP&L | No | Complete | 2008-07-31 | 2008-10-07 | 2008-11-14 | 2009-01-08
MM05248 | CORE Solar | HALL |  | 9.12 | 34656 | Residential |  | SEWELL | 8080 | 15 | GO SOLAR ELECTRIC, LLC | PSE&G BPU | No | Complete | 2008-07-31 | 2009-07-29 | 2009-10-30 | 2009-12-30
MM05250 | CORE Solar | JOBST |  | 9.88 | 37544 | Residential |  | COLUMBUS | 8022 | 13 | ECOLOGICAL SYSTEMS-MANALAPAN | PSE&G BPU | No | Complete | 2008-08-06 | 2010-01-22 | 2010-06-29 | 2010-09-09
MM05252 | CORE Solar | DILASCIO | LYNDHURST TOWNSHIP - RECREATION CENTER | 119.7 | 245000 | Municipality |  | LYNDHURST | 7071 | 7 | 3RD ROCK SYSTEMS & TECHNOLOGIES, INC. | PSE&G BPU | No | Complete | 2008-06-04 | 2011-08-10 | 2012-03-09 | 2012-06-15
MM05254 | CORE Solar | PECKHAM | US ARMY FORT DIX | 701.568 | 1765500 | Government Facility |  | FORT DIX | 8640 | 13 | AEG | PSE&G BPU | No | Complete | 2009-03-04 | 2009-09-21 | N/A | 2009-11-02
MM05255 | CORE Solar | FRASER |  | 9.8 | 37240 | Residential |  | MONROEVILLE | 8343 | 16 | EASTERN ENERGY SERVICES | AC Electric | No | Complete | 2008-08-13 | 2009-08-04 | 2010-01-05 | 2010-04-13
MM05256 | CORE Solar | GALLOWAY |  | 6.048 | 22982.4 | Residential |  | CALIFON | 7830 | 4 | SOLAR CONNECTIONS | JCP&L | No | Complete | 2008-08-27 | 2009-04-01 | 2009-05-19 | 2009-07-29
MM05257 | CORE Solar | BAILEY |  | 7.74 | 29412 | Residential |  | ELMER | 8318 | 16 | MERCURY SOLAR SYSTEMS | AC Electric | No | Complete | 2008-08-20 | 2008-10-28 | 2008-11-14 | 2009-01-08
MM05258 | CORE Solar | MINAIDES |  | 9.45 | 35910 | Residential |  | BRIDGEWATER | 8807 | 5 | THE SOLAR CENTER, INC. | JCP&L | No | Complete | 2008-08-15 | 2009-06-09 | 2009-08-27 | 2009-10-07
MM05260 | CORE Solar | MATHEWS |  | 10.125 | 38000 | Residential |  | DENVILLE | 7834 | 3 | THE SOLAR CENTER, INC. | JCP&L | No | Complete | 2008-08-13 | 2009-08-18 | 2010-05-03 | 2010-07-22
MM05261 | CORE Solar | FIRRITO |  | 9.856 | 37452.8 | Residential |  | WEST MILFORD | 7480 | 6 | HIGHLANDS SOLAR ELECTRIC CO, LLC | Orange & Rockland Elec | No | Complete | 2009-01-12 | 2009-10-23 | 2010-01-04 | 2010-04-13
MM05263 | CORE Solar | GROSS | TRI-COUNTY BUILDING SUPPLIES, INC. | 21 | 68250 | Commercial |  | PLEASANTVILLE | 8232 | 19 | BRITE IDEA ENERGY | AC Electric | No | Complete | 2008-11-19 | 2009-10-13 | 2010-03-04 | 2010-04-27
MM05264 | CORE Solar | SINGER |  | 9 | 34200 | Residential |  | LAKEWOOD | 8701 | 18 | TRINITY HEATING AND AIR | JCP&L | No | Complete | 2008-07-31 | 2008-12-05 | 2009-02-20 | 2009-04-08
MM05265 | CORE Solar | QUADE | LIVING WATERS LUTHERAN CHURCH | 12.2 | 51590 | Non Profit |  | RARITAN TOWNSHIP | 8822 | 4 | THE SOLAR CENTER, INC. | JCP&L | No | Complete | 2009-02-26 | 2010-02-05 | 2010-05-13 | 2010-07-22
MM05266 | CORE Solar | DAVIS |  | 4.8 | 15504 | Residential |  | WESTFIELD | 7090 | 10 | SELF INSTALL | PSE&G BPU | No | Complete | 2008-09-16 | 2009-04-28 | 2009-06-23 | 2009-08-26
MM05267 | CORE Solar | STADELMAN |  | 9.88 | 37544 | Residential |  | MONROE | 8831 | 11 | SEA BRIGHT SOLAR, LLC | PSE&G BPU | No | Complete | 2008-05-21 | 2009-05-20 | 2010-01-04 | 2010-04-13
MM05269 | CORE Solar | MCCULLOUGH | WOODBRIDGE TOWNSHIP - COMMUNTIY CENTER | 493.35 | 1338210 | Municipality |  | WOODBRIDGE | 7095 | 11 | BARRIER ELECTRIC | PSE&G BPU | No | Complete | 2008-06-04 | 2009-11-24 | 2010-03-16 | 2010-06-08
MM05270 | CORE Solar | MCCULLOUGH | WOODBRIDGE TOWNSHIP - MAIN LIBRARY | 146.51 | 436426 | Municipality |  | WOODBRIDGE | 7095 | 11 | BARRIER ELECTRIC | PSE&G BPU | No | Complete | 2008-06-04 | 2010-02-09 | 2010-07-20 | 2010-09-09
MM05272 | CORE Solar | MCCULLOUGH | WOODBRIDGE TOWNSHIP - HEALTH CENTER | 68.77 | 228056 | Municipality |  | WOODBRIDGE | 7095 | 11 | BARRIER ELECTRIC | PSE&G BPU | No | Complete | 2008-06-04 | 2009-11-24 | 2010-03-16 | 2010-06-08
MM05273 | CORE Solar | MCCULLOUGH | WOODBRIDGE TOWNSHIP - EVERGREEN SENIOR | 119.6 | 366460 | Municipality |  | COLONIA | 7067 | 10 | BARRIER ELECTRIC | PSE&G BPU | No | Complete | 2008-06-04 | 2009-11-24 | 2010-03-16 | 2010-06-08
MM05275 | CORE Solar | LOMBARDI | JERSEY CITY PUBLIC SCHOOL #8 | 190.015 | 549539 | School Public K-12 |  | JERSEY CITY | 7306 | 8 | FAI-GON ELECTRIC | PSE&G BPU | No | Complete | 2007-10-18 | 2009-10-29 | 2010-03-16 | 2010-06-08
MM05277 | CORE Solar | LOMBARDI | JERSEY CITY PUBLIC SCHOOL #28 | 209.23 | 599498 | School Public K-12 |  | JERSEY CITY | 7307 | 8 | FAI-GON ELECTRIC | PSE&G BPU | No | Complete | 2007-11-08 | 2009-10-29 | 2010-03-16 | 2010-06-08
MM05278 | CORE Solar | GITCHELL | RICHARD STOCKTON COLLEGE - HOUSING I | 319.2 | 763700 | University Public |  | POMONA | 8240 | 19 | EASTERN ENERGY SERVICES | AC Electric | No | Complete | 2007-08-02 | 2008-12-11 | 2009-02-20 | 2009-04-08
MM05279 | CORE Solar | GITCHELL | RICHARD STOCKTON COLLEGE - HOUSING IV | 189 | 423200 | University Public |  | POMONA | 8240 | 19 | EASTERN ENERGY SERVICES | PSE&G BPU | No | Complete | 2007-08-02 | 2009-04-15 | 2009-07-15 | 2009-09-03
MM05280 | CORE Solar | GITCHELL | RICHARD STOCKTON COLLEGE - HOUSING V | 194.25 | 383600 | University Public |  | POMONA | 8240 | 19 | EASTERN ENERGY SERVICES | AC Electric | No | Complete | 2007-08-02 | 2009-04-15 | 2009-07-15 | 2009-09-03
MM05283 | CORE Solar | COLVITA | TIMBERLANE MIDDLE SCHOOL-HOPEWELL VALLEY | 49.92 | 175276 | School Public K-12 |  | PENNINGTON | 8534 | 12 | ADVANCED SOLAR PRODUCTS, INC. | PSE&G BPU | No | Complete | 2007-08-29 | 2008-09-04 | 2009-04-22 | 2009-02-03
MM05284 | CORE Solar | TAGUE | APPLEGARTH ROAD ELEM SCHOOL - MONROE TWP | 50.544 | 177023.2 | School Public K-12 |  | MONROE TOWNSHIP | 8831 | 11 | SEACOAST BUILDERS CORPORATION | New Jersey Power | No | Complete | 2007-08-29 | 2008-05-15 | 2009-01-29 | 2009-03-31
MM05286 | CORE Solar | KASYAN | GEORGE J MITCHELL ELEM SCHOOL-LITTLE EGG | 28 | 106100 | School Public K-12 |  | LITTLE EGG HARBOR | 8087 | 18 | EASTERN ENERGY SERVICES | AC Electric | No | Complete | 2007-08-29 | 2009-01-29 | 2010-07-20 | 2010-09-09
MM05288 | CORE Solar | HENDERSON | HHG DEVELOPMENT PHASE 1, LLC | 4.41 | 16758 | SUNLIT |  | TRENTON | 8611 | 12 | JERSEY SOLAR, LLC | PSE&G BPU | No | Complete | 2007-07-13 | 2008-12-02 | 2009-03-19 | 2009-05-05
MM05289 | CORE Solar | HENDERSON | HHG DEVELOPMENT PHASE 1, LLC | 2.94 | 11172 | SUNLIT |  | TRENTON | 8611 | 12 | JERSEY SOLAR, LLC | PSE&G BPU | No | Complete | 2007-07-13 | 2008-12-02 | 2009-03-19 | 2009-05-05
MM05290 | CORE Solar | HENDERSON | HHG DEVELOPMENT PHASE 1, LLC | 2.94 | 10867.5 | SUNLIT |  | TRENTON | 8611 | 12 | JERSEY SOLAR, LLC | PSE&G BPU | No | Complete | 2007-07-13 | 2008-12-02 | 2009-03-19 | 2009-05-05
MM05291 | CORE Solar | CSIGI | BERGEN COUNTY TECHNICAL HIGH SCHOOL | 9.984 | 43929.6 | School Public K-12 |  | TETERBORO | 7608 | 7 | METRO ENERGY SOLUTIONS | PSE&G BPU | No | Complete | 2007-08-29 | 2008-06-02 | 2009-01-29 | 2009-03-31
MM05292 | CORE Solar | POGORZELSKI | HOPEWELL TOWNSHIP - PUBLIC WORKS | 39.9 | 147155 | Municipality |  | TITUSVILLE | 8560 | 12 | ELECTRO JET ELECTRIC | PSE&G BPU | No | Complete | 2008-06-04 | 2009-12-22 | 2010-02-04 | 2010-04-12
MM05295 | CORE Solar | CHARLTON | ECHELON HOUSING LIMITED PARTNERSHIP | 50.4 | 146500 | SUNLIT |  | VOORHEES TOWNSHIP | 8043 | 14 | JERSEY SOLAR, LLC | PSE&G BPU | No | Complete | 2007-08-02 | 2007-12-19 | 2008-01-29 | 2008-04-16
MM05298 | CORE Solar | IUCOLINO |  | 8.4 | 31920 | Residential |  | HAMILTON | 8691 | 12 | TRINITY HEATING AND AIR | PSE&G BPU | No | Complete | 2008-08-15 | 2008-08-26 | 2008-10-10 | 2008-12-30
MM05299 | CORE Solar | ODELL | ALLIES, INC. | 8.4 | 36960 | Non Profit |  | BRIDGEWATER | 8807 | 5 | TRINITY HEATING AND AIR | PSE&G BPU | No | Complete | 2008-08-15 | 2008-08-28 | 2008-12-22 | 2009-02-16
MM05300 | CORE Solar | ODELL | ALLIES, INC. | 9.8 | 42720 | Non Profit |  | SOMERSET | 8873 | 5 | TRINITY HEATING AND AIR | PSE&G BPU | No | Complete | 2008-08-15 | 2008-08-28 | 2008-12-22 | 2009-02-16
MM05302 | CORE Solar | WHITE |  | 9.9 | 31977 | Residential |  | MADISON | 7940 | 3 | SELF INSTALL | Vineland Muni Elec | No | Complete | 2008-04-24 | 2009-03-06 | 2009-05-26 | 2009-07-29
MM05303 | CORE Solar | LOPER |  | 7.36 | 27968 | Residential |  | SALEM | 8079 | 16 | MERCURY SOLAR SYSTEMS | AC Electric | No | Complete | 2008-08-15 | 2008-09-29 | 2008-10-10 | 2008-12-30
MM05304 | CORE Solar | SILINSKI |  | 9.89 | 37582 | Residential |  | SEWELL | 8080 | 15 | RCL ENTERPRISES INC. | AC Electric | No | Complete | 2008-10-03 | 2009-06-30 | 2009-07-15 | 2009-09-03
MM05307 | CORE Solar | BRIGLIA |  | 9.945 | 37791 | Residential |  | NORTHFIELD | 8825 | 4 | CONERGY PROJECTS, INC. | AC Electric | No | Complete | 2008-08-15 | 2009-06-30 | 2009-08-04 | 2009-09-30
MM05310 | CORE Solar | WATERMAN |  | 4.41 | 16758 | Residential |  | BRIDGETON | 8302 | 20 | MERCURY SOLAR SYSTEMS | AC Electric | No | Complete | 2008-04-24 | 2008-06-18 | 2008-07-02 | 2008-08-20
MM05315 | CORE Solar | GROSSMAN | JG HOLDINGS OF NJ, INC- VALEO STATION | 19.74 | 64785 | Commercial |  | NEPTUNE | 7753 | 17 | SUNRAY SOLAR, INC. | JCP&L | No | Complete | 2008-10-30 | 2009-11-06 | 2010-10-29 | 2010-12-20
MM05316 | CORE Solar | MARCHESE | ROWAN UNIVERSITY - NJ TECHNOLOGY PARK | 12.95 | 54177.5 | University Public |  | MULLICA HILL | 8062 | 15 | SUNTECHNICS ENERGY, LLC (FORMERLY MESA) | AC Electric | No | Complete | 2008-01-08 | 2008-02-26 | 2008-06-20 | 2008-08-20
MM05321 | CORE Solar | ALEXANDER |  | 4.8 | 18240 | Residential |  | BORDENTOWN | 8505 | 13 | TRINITY HEATING AND AIR | PSE&G BPU | No | Complete | 2008-08-15 | 2008-08-26 | 2008-12-22 | 2009-02-16
MM05326 | CORE Solar | AXELBANK / FREEDMAN |  | 3.87 | 19156.5 | Residential |  | HIGHLAND PARK | 8904 | 11 | JERSEY SOLAR, LLC | PSE&G BPU | No | Complete | 2007-06-28 | 2007-10-01 | N/A | 2008-01-03
MM05329 | CORE Solar | JOHNSON | ISLES, INC. | 9.984 | 43929.6 | Non Profit |  | TRENTON | 8618 | 12 | JERSEY SOLAR, LLC | PSE&G BPU | No | Complete | 2008-10-02 | 2009-10-20 | 2009-11-19 | 2010-02-11
MM05330 | CORE Solar | THOMAS |  | 9.8 | 37240 | Residential |  | JACKSON | 8527 | 18 | TRINITY HEATING AND AIR | JCP&L | No | Complete | 2009-02-05 | 2009-02-10 | 2009-03-19 | 2009-05-05
MM05333 | CORE Solar | BURKE | JB HVAC, INC. | 21 | 68250 | Commercial |  | MAYS LANDING | 8330 | 19 | BRITE IDEA ENERGY | AC Electric | No | Complete | 2008-11-19 | 2009-06-09 | 2009-07-01 | 2009-08-26
MM05335 | CORE Solar | GAY, JR. |  | 5.7 | 20900 | Residential |  | VINELAND | 8360 | 20 | ECOLOGICAL SYSTEMS-MANALAPAN | AC Electric | No | Complete | 2008-09-23 | 2009-11-20 | 2010-03-04 | 2010-04-27
MM05336 | CORE Solar | SHERWOOD | DICRONITE OF EASTERN PA | 19.95 | 65362.5 | Commercial |  | PHILLIPSBURG | 8865 | 2 | ECOLOGICAL SYSTEMS-MANALAPAN | JCP&L | No | Complete | 2008-10-31 | 2009-11-02 | 2010-08-25 | 2010-11-24
MM05338 | CORE Solar | PAUL |  | 3.2 | 12160 | Residential |  | PISCATAWAY | 8855 | 11 | 1ST LIGHT ENERGY, INC. | PSE&G BPU | No | Complete | 2008-08-15 | 2008-09-15 | 2008-10-27 | 2008-12-30
MM05340 | CORE Solar | CHIANESE | NJ PUBLIC HEALTH ENVIRONMENTAL & AGRICUL | 176.4 | 514140 | Government Facility |  | TRENTON | 8628 | 12 | BOVIS LEND LEASE LMB, INC | PSE&G BPU | No | Complete | 2008-04-09 | 2010-04-26 | 2010-08-25 | 2010-11-24
MM05341 | CORE Solar | HESSE |  | 10 | 38000 | Residential |  | EGG HARBOR CITY | 8215 | 19 | TRINITY HEATING AND AIR | AC Electric | No | Complete | 2008-08-15 | 2008-08-26 | 2008-12-05 | 2009-02-03
MM05342 | CORE Solar | JACKSON |  | 8.064 | 30643.2 | Residential |  | EAST BRUNSWICK | 8816 | 11 | NJ SOLAR POWER, LLC | JCP&L | No | Complete | 2008-09-11 | 2009-09-16 | 2009-10-12 | 2009-12-30
MM05343 | CORE Solar | PAPPAS |  | 9.89 | 37582 | Residential |  | GALLOWAY | 8205 | 19 | MERCURY SOLAR SYSTEMS | AC Electric | No | Complete | 2008-09-11 | 2009-09-16 | 2009-11-19 | 2010-02-11
MM05346 | CORE Solar | MOLINEAUX | RICK'S AUTOBODY | 9.8 | 37240 | Commercial |  | MEDFORD | 8055 | 13 | EASTERN ENERGY SERVICES | AC Electric | No | Complete | 2008-12-30 | 2009-12-15 | 2010-06-03 | 2010-09-01
MM05347 | CORE Solar | MOLINEAUX |  | 9.8 | 27160 | Residential |  | MEDFORD | 8055 | 13 | EASTERN ENERGY SERVICES | AC Electric | No | Complete | 2008-12-30 | 2010-01-06 | 2010-06-03 | 2010-09-01
MM05348 | CORE Solar | MOLINEAUX |  | 9.8 | 26950 | Residential |  | MEDFORD | 8055 | 13 | EASTERN ENERGY SERVICES | AC Electric | No | Complete | 2008-12-30 | 2009-12-15 | 2010-06-03 | 2010-09-01
MM05350 | CORE Solar | POLISANO |  | 7.35 | 27930 | Residential |  | WILLIAMSTOWN | 8094 | 15 | UNITED HEATING & SHEET METAL, INC. | AC Electric | No | Complete | 2008-09-11 | 2009-06-19 | 2009-09-17 | 2009-12-30
MM05351 | CORE Solar | MATHEWS |  | 3.22 | 11996.6 | Residential |  | LEESBURG | 8327 | 20 | MERCURY SOLAR SYSTEMS | AC Electric | No | Complete | 2008-09-11 | 2008-12-09 | 2009-01-29 | 2009-03-31
MM05352 | CORE Solar | SIUDA |  | 10.08 | 38000 | Residential |  | MILFORD | 8848 | 4 | BACKYARD SOLAR, INC. | JCP&L | No | Complete | 2008-09-11 | 2009-07-29 | 2009-10-12 | 2009-12-30
MM05353 | CORE Solar | KUHL |  | 3.608 | 13710.4 | Residential |  | FLEMINGTON | 8822 | 4 | ADVANCED SOLAR PRODUCTS, INC. | JCP&L | No | Complete | 2008-09-11 | 2009-01-08 | 2009-02-20 | 2009-04-08
MM05358 | CORE Solar | FIORE | MORRISTOWN PARKING AUTHORITY | 96.72 | 306316 | Government Facility |  | MORRISTOWN | 7960 | 3 | DOME-TECH SOLAR, LLC | JCP&L | No | Complete | 2008-04-09 | 2008-05-28 | 2008-09-25 | 2008-11-13
MM05359 | CORE Solar | TARECO |  | 10.12 | 38000 | Residential |  | WHITEHOUSE STATION | 8889 | 4 | THE SOLAR CENTER, INC. | JCP&L | No | Complete | 2008-09-11 | 2009-06-15 | 2009-08-04 | 2009-09-30
MM05360 | CORE Solar | PONAMGI |  | 10.08 | 38000 | Residential |  | ENGLEWOOD CLIFFS | 7632 | 7 | THE SOLAR CENTER, INC. | PSE&G BPU | No | Complete | 2008-09-11 | 2009-06-15 | 2009-08-04 | 2009-09-30
MM05361 | CORE Solar | HOROWITZ |  | 1.29 | 4902 | Residential |  | HARVEY CEDARS | 8008 | 18 | ABSOLUTELY ENERGIZED SOLAR, LLC | AC Electric | No | Complete | 2008-09-11 | 2008-10-07 | 2008-10-27 | 2008-12-30
MM05364 | CORE Solar | SEHEIN |  | 7.8 | 25194 | Residential |  | NEW EGYPT | 8533 | 18 | SELF INSTALL | JCP&L | No | Complete | 2008-09-11 | 2009-05-14 | 2009-07-01 | 2009-08-26
MM05366 | CORE Solar | CLARK |  | 10.08 | 38000 | Residential |  | EGG HARBOR TOWNSHIP | 8234 | 19 | MERCURY SOLAR SYSTEMS | AC Electric | No | Complete | 2008-10-02 | 2009-01-27 | 2009-02-20 | 2009-04-08
MM05367 | CORE Solar | KAIVEN |  | 8.1 | 30780 | Residential |  | WASHINGTON | 7882 | 2 | HEAT SHED, INC. | JCP&L | No | Complete | 2008-10-02 | 2009-08-26 | 2009-10-12 | 2009-12-30
MM05368 | CORE Solar | MENOLD |  | 10.2 | 38000 | Residential |  | SWEDESBORO | 8085 | 15 | SOLAR WORKS NJ | AC Electric | No | Complete | 2008-10-02 | 2009-01-08 | 2009-02-20 | 2009-04-08
MM05370 | CORE Solar | RIVELL |  | 5.52 | 13501.4 | Residential |  | COLTS NECK | 7722 | 17 | SEA BRIGHT SOLAR, LLC | JCP&L | No | Complete | 2008-10-02 | 2009-04-15 | 2009-05-26 | 2009-07-29
MM05372 | CORE Solar | MCGLYNN |  | 2 | 7600 | Residential |  | BEACH HAVEN | 8008 | 18 | LBI SOLAR | AC Electric | No | Complete | 2008-10-02 | 2009-03-10 | 2009-04-21 | 2009-07-01
MM05375 | CORE Solar | ANNIS | ANCO ENVIRONMENTAL | 10.752 | 39375 | Commercial |  | BERKELEY HEIGHTS | 7922 | 10 | ANCO ENVIRONMENTAL | JCP&L | No | Complete | 2008-10-02 | 2010-09-23 | 2010-12-22 | 2011-02-16
MM05377 | CORE Solar | NEEDLE | NEEDLE POINT HOMES | 3.672 | 11460.56 | Commercial |  | WESTFIELD | 7090 | 10 | SELF INSTALL | PSE&G BPU | No | Complete | 2009-02-05 | 2009-02-10 | 2010-02-02 | 2010-04-16
MM05378 | CORE Solar | WALTERS |  | 10 | 38000 | Residential |  | SOUTHAMPTON | 8088 | 13 | J. A. WIG CONSTRUCTION AND ELECTRIC, LLC | PSE&G BPU | No | Complete | 2008-10-02 | 2009-03-06 | 2009-04-21 | 2009-07-01
MM05380 | CORE Solar | GIAMMARCO |  | 9.24 | 35112 | Residential |  | BAYVILLE | 8721 | 18 | NJ SOLAR POWER, LLC | JCP&L | No | Complete | 2008-10-02 | 2009-03-24 | 2009-05-19 | 2009-07-29
MM05381 | CORE Solar | ROSNER | NEW JERSEY HOME MORTGAGE FINANCE AGENCY | 102.96 | 323196 | Government Facility |  | TRENTON | 8650 | 12 | EVCO MECHANICAL | PSE&G BPU | No | Complete | 2008-04-09 | 2008-08-28 | 2008-11-14 | 2009-01-08
MM05383 | CORE Solar | OSPINA |  | 7.2 | 27360 | Residential |  | FLANDERS | 7836 | 3 | TRINITY HEATING AND AIR | JCP&L | No | Complete | 2008-10-02 | 2008-10-14 | 2008-11-14 | 2009-01-08
MM05384 | CORE Solar | MYERS, JR. |  | 9.975 | 37905 | Residential |  | STEELMANTOWN | 8270 | 21 | TRINITY HEATING AND AIR | AC Electric | No | Complete | 2008-10-02 | 2008-10-15 | 2008-11-14 | 2009-01-08
MM05386 | CORE Solar | SMITH |  | 7.8 | 29640 | Residential |  | COLUMBUS | 8022 | 13 | TRINITY HEATING AND AIR | PSE&G BPU | No | Complete | 2008-10-02 | 2009-10-06 | 2010-01-04 | 2010-04-13
MM05387 | CORE Solar | REED |  | 9.8 | 37240 | Residential |  | TRENTON | 8618 | 12 | TRINITY HEATING AND AIR | PSE&G BPU | No | Complete | 2009-02-05 | 2009-02-12 | 2009-03-19 | 2009-05-05
MM05388 | CORE Solar | PALYCA |  | 10.08 | 38000 | Residential |  | WASHINGTON | 7882 | 2 | THE SOLAR CENTER, INC. | JCP&L | No | Complete | 2008-10-03 | 2009-08-13 | 2009-11-19 | 2010-02-11
MM05389 | CORE Solar | TEIXEIRA |  | 7.36 | 27968 | Residential |  | WARREN | 7059 | 5 | THE SOLAR CENTER, INC. | JCP&L | No | Complete | 2008-10-03 | 2009-07-23 | 2009-08-27 | 2009-10-07
MM05390 | CORE Solar | ROCHFORD |  | 5.408 | 20550.4 | Residential |  | LAMBERTVILLE | 8530 | 4 | JERSEY SOLAR, LLC | JCP&L | No | Complete | 2008-10-03 | 2008-12-17 | 2009-01-29 | 2009-03-31
MM05392 | CORE Solar | GOSCINSKI |  | 4.6 | 17480 | Residential |  | LONG BRANCH | 7740 | 17 | SEA BRIGHT SOLAR, LLC | JCP&L | No | Complete | 2008-10-03 | 2009-02-19 | 2009-04-21 | 2009-07-01
MM05393 | CORE Solar | RAINER | OCEAN BAY AUTO BODY | 9.84 | 37392 | Commercial |  | POINT PLEASANT | 8742 | 18 | MY NJ SOLAR, LLC | JCP&L | No | Complete | 2008-10-03 | 2009-08-28 | 2009-10-12 | 2009-12-30
MM05395 | CORE Solar | NAYEE |  | 5.88 | 22344 | Residential |  | ISELIN | 8830 | 11 | THE SOLAR CENTER, INC. | PSE&G BPU | No | Complete | 2008-10-03 | 2009-06-09 | 2009-06-23 | 2009-08-26
MM05396 | CORE Solar | LEVY |  | 10.125 | 38000 | Residential |  | FRENCHTOWN | 8825 | 4 | THE SOLAR CENTER, INC. | JCP&L | No | Complete | 2008-10-03 | 2009-06-09 | 2009-08-27 | 2009-10-07
MM05397 | CORE Solar | IDUN |  | 10.08 | 38000 | Residential |  | CREAM RIDGE | 8514 | 17 | THE SOLAR CENTER, INC. | PSE&G BPU | No | Complete | 2009-01-12 | 2010-01-14 | 2010-03-18 | 2010-06-08
MM05398 | CORE Solar | GERBER |  | 2.52 | 9576 | Residential |  | MADISON | 7940 | 3 | THE SOLAR CENTER, INC. | PSE&G BPU | No | Complete | 2008-10-03 | 2009-09-03 | 2010-02-02 | 2010-04-16
MM05399 | CORE Solar | NARAYAN |  | 8.82 | 33516 | Residential |  | SKILLMAN | 8558 | 5 | THE SOLAR CENTER, INC. | PSE&G BPU | No | Complete | 2008-10-03 | 2009-06-09 | 2009-08-04 | 2009-09-30
MM05400 | CORE Solar | SEEVE |  | 8.28 | 31464 | Residential |  | UPPER MONTCLAIR | 7043 | 9 | THE SOLAR CENTER, INC. | PSE&G BPU | No | Complete | 2009-02-05 | 2009-10-23 | 2010-03-04 | 2010-04-27
MM05402 | CORE Solar | RAMANI |  | 8.4 | 31920 | Residential |  | MULLICA HILL | 8062 | 15 | 1ST LIGHT ENERGY, INC. | AC Electric | No | Complete | 2008-10-02 | 2009-01-21 | 2009-04-21 | 2009-07-01
MM05403 | CORE Solar | RAMANI | PALAK CORPORATION | 6 | 22800 | Commercial |  | GLASSBORO | 8028 | 15 | 1ST LIGHT ENERGY, INC. | AC Electric | No | Complete | 2008-10-03 | 2009-10-06 | 2010-05-03 | 2010-07-22
MM05404 | CORE Solar | PARMENTER |  | 9.8 | 37240 | Residential |  | MAYS LANDING | 8330 | 19 | TRINITY HEATING AND AIR | AC Electric | No | Complete | 2008-10-03 | 2009-02-19 | 2009-04-21 | 2009-07-01
MM05405 | CORE Solar | FANE |  | 5.4 | 20520 | Residential |  | GALLOWAY TOWNSHIP | 8205 | 19 | TRINITY HEATING AND AIR | AC Electric | No | Complete | 2008-10-03 | 2008-10-28 | 2008-12-22 | 2009-02-16
MM05407 | CORE Solar | BRADLEY |  | 5.4 | 20520 | Residential |  | SHIP BOTTOM | 8008 | 18 | TRINITY HEATING AND AIR | AC Electric | No | Complete | 2008-10-03 | 2008-10-15 | 2008-11-14 | 2009-01-08
MM05408 | CORE Solar | ROTTER |  | 7.2 | 27360 | Residential |  | HILLSBOROUGH | 8844 | 5 | TRINITY HEATING AND AIR | PSE&G BPU | No | Complete | 2008-10-03 | 2008-10-21 | 2009-01-29 | 2009-03-31
MM05409 | CORE Solar | PATEL |  | 4.5 | 17100 | Residential |  | PISCATAWAY | 8854 | 11 | HIGHLANDS SOLAR ELECTRIC CO, LLC | PSE&G BPU | No | Complete | 2008-10-03 | 2009-07-20 | 2009-08-27 | 2009-10-07
MM05410 | CORE Solar | HENTZ-GARVILLA |  | 6.12 | 23256 | Residential |  | WEST MILLFORD | 7480 | 6 | HIGHLANDS SOLAR ELECTRIC CO, LLC | Orange & Rockland Elec | No | Complete | 2008-10-03 | 2009-04-15 | 2009-05-19 | 2009-07-29
MM05413 | CORE Solar | GRUSZEWSKI |  | 7.03 | 26714 | Residential |  | HILLSBOROUGH | 8844 | 5 | 1ST LIGHT ENERGY, INC. | PSE&G BPU | No | Complete | 2008-10-03 | 2009-05-05 | 2009-10-12 | 2009-12-30
MM05414 | CORE Solar | SALVAGE |  | 5.25 | 19950 | Residential |  | MEDFORD | 8055 | 13 | TRINITY HEATING AND AIR | PSE&G BPU | No | Complete | 2008-10-03 | 2008-10-21 | 2008-12-22 | 2009-02-16
MM05416 | CORE Solar | ISSA | HERITAGE VILLAGE C/O COMMUNITY INVESTMEN | 43.68 | 129700 | SUNLIT |  | LAWRENCE | 8648 | 12 | ADVANCED SOLAR PRODUCTS, INC. | PSE&G BPU | No | Complete | 2007-12-27 | 2009-01-14 | 2009-04-21 | 2009-07-01
MM05417 | CORE Solar | ISSA | TANYARD OAKS C/O COMMUNITY INVESTMENT ST | 20.24 | 66160 | SUNLIT |  | DEPTFORD | 8080 | 15 | ADVANCED SOLAR PRODUCTS, INC. | AC Electric | No | Complete | 2007-08-02 | 2010-01-13 | 2010-07-01 | 2010-09-09
MM05419 | CORE Solar | ACEVEDO |  | 3.6 | 13680 | Residential |  | SCOTCH PLAINS | 7076 | 10 | 1ST LIGHT ENERGY, INC. | PSE&G BPU | No | Complete | 2008-10-02 | 2009-01-27 | 2009-03-19 | 2009-05-05
MM05420 | CORE Solar | MATUSON |  | 10.08 | 38000 | Residential |  | EGG HARBOR TOWNSHIP | 8234 | 19 | MERCURY SOLAR SYSTEMS | AC Electric | No | Complete | 2008-10-03 | 2008-11-24 | 2008-12-22 | 2009-02-16
MM05421 | CORE Solar | PALMER |  | 4.6 | 14379.2 | Residential |  | N. WILDWOOD | 8260 | 21 | MERCURY SOLAR SYSTEMS | AC Electric | No | Complete | 2008-10-03 | 2009-01-30 | 2009-05-19 | 2009-07-29
MM05422 | CORE Solar | GRAY |  | 9.87 | 37506 | Residential |  | MEDFORD | 8108 | 14 | CONERGY PROJECTS, INC. | AC Electric | No | Complete | 2008-10-03 | 2009-10-02 | 2010-01-04 | 2010-04-13
MM05424 | CORE Solar | BUDD |  | 3.4 | 12720 | Residential |  | NORTH HALEDON | 7508 | 6 | HIGHLANDS SOLAR ELECTRIC CO, LLC | PSE&G BPU | No | Complete | 2008-10-03 | 2009-04-21 | 2009-05-26 | 2009-07-29
MM05425 | CORE Solar | BABBIN |  | 4.6 | 17480 | Residential |  | TOMS RIVER | 8755 | 18 | THE SOLAR CENTER, INC. | JCP&L | No | Complete | 2008-10-03 | 2009-06-15 | 2009-08-04 | 2009-09-30
MM05427 | CORE Solar | SAMOUHOS |  | 8.96 | 34048 | Residential |  | GARFIELD | 7026 | 7 | EVCO MECHANICAL | PSE&G BPU | No | Complete | 2008-10-03 | 2009-10-13 | 2010-01-04 | 2010-04-13
MM05428 | CORE Solar | BAROFSKI |  | 2 | 6701.75 | Residential |  | WASHINGTON | 7882 | 2 | 1ST LIGHT ENERGY, INC. | JCP&L | No | Complete | 2008-10-03 | 2008-11-24 | 2010-09-23 | 2010-10-29
MM05430 | CORE Solar | DELORME |  | 9.12 | 34656 | Residential |  | SEASIDE PARK | 8752 | 18 | CORBIN SOLAR SOLUTIONS, LLC | JCP&L | No | Complete | 2009-01-12 | 2010-01-14 | 2010-05-03 | 2010-07-22
MM05431 | CORE Solar | FOX |  | 10.575 | 38000 | Residential |  | MAYS LANDING | 8330 | 19 | MERCURY SOLAR SYSTEMS | AC Electric | No | Complete | 2008-10-03 | 2009-08-31 | 2009-09-09 | 2009-10-07
MM05433 | CORE Solar | PERLMAN |  | 9.945 | 37791 | Residential |  | NORTHFIELD | 8225 | 19 | CONERGY PROJECTS, INC. | AC Electric | No | Complete | 2008-10-03 | 2009-06-25 | 2009-08-04 | 2009-09-30
MM05434 | CORE Solar | CALABRO | CALABRO'S AUTOMOTIVE | 9.8 | 37240 | Commercial |  | MANALAPAN | 7726 | 17 | ECOLOGICAL SYSTEMS-MANALAPAN | JCP&L | No | Complete | 2008-10-03 | 2009-10-06 | 2010-09-23 | 2010-10-29
MM05436 | CORE Solar | CHIU-SERODIO |  | 6.3 | 13078.8 | Residential |  | MONMOUTH JUNCTION | 8852 | 11 | DOUG JOHANSEN ELECTRIC CONT LLC | PSE&G BPU | No | Complete | 2011-01-25 | 2011-08-25 | 2012-01-03 | 2012-03-01
MM05437 | CORE Solar | SISNETSKY |  | 6 | 26100 | Residential |  | JACKSON | 8527 | 18 | TRINITY HEATING AND AIR | JCP&L | No | Complete | 2007-08-24 | 2007-09-07 | N/A | 2007-12-21
MM05438 | CORE Solar | CAO |  | 5.04 | 19152 | Residential |  | NESCHANIC | 8844 | 5 | THE SOLAR CENTER, INC. | JCP&L | No | Complete | 2008-04-24 | 2008-12-04 | 2009-03-24 | 2009-05-05
MM05439 | CORE Solar | REILLY |  | 8 | 30400 | Residential |  | TOMS RIVER | 8753 | 18 | TRINITY HEATING AND AIR | JCP&L | No | Complete | 2008-04-24 | 2008-06-02 | 2008-07-18 | 2008-09-03
MM05440 | CORE Solar | RHODES |  | 6.21 | 23598 | Residential |  | MORRISTOWN | 7960 | 3 | THE SOLAR CENTER, INC. | JCP&L | No | Complete | 2008-04-24 | 2009-04-10 | 2009-08-04 | 2009-09-30
MM05441 | CORE Solar | GRADONE | ORIAN ASSOCIATES | 4.08 | 15504 | Commercial |  | MANALAPAN | 7726 | 17 | CORBIN SOLAR SOLUTIONS, LLC | JCP&L | No | Complete | 2008-04-24 | 2008-06-13 | 2008-07-25 | 2008-09-03
MM05442 | CORE Solar | KRANZ | CONGREGATION BETH SHALOM V'REYUS | 9.984 | 43929.6 | Non Profit |  | LAKEWOOD | 8701 | 18 | JERSEY SOLAR, LLC | JCP&L | No | Complete | 2008-04-24 | 2008-05-12 | 2008-11-14 | 2009-01-08
MM05443 | CORE Solar | BURKE |  | 10.08 | 38000 | Residential |  | HOPE | 7844 | 2 | HEAT SHED, INC. | JCP&L | No | Complete | 2008-04-24 | 2008-09-15 | 2008-10-10 | 2008-12-30
MM05444 | CORE Solar | WOLFE |  | 6.12 | 23256 | Residential |  | BELFORD | 7718 | 17 | RENEWABLE ENERGY CONCEPTS, INC. | JCP&L | No | Complete | 2008-08-06 | 2010-07-14 | 2010-08-26 | 2010-11-24
MM05445 | CORE Solar | HESS | HESS MANSFIELD PROPERTIES, LLC | 5.8 | 22040 | Commercial |  | HADDONFIELD | 8033 | 14 | ABSOLUTELY ENERGIZED SOLAR, LLC | PSE&G BPU | No | Complete | 2008-04-17 | 2008-07-09 | 2008-08-14 | 2008-10-29
MM05446 | CORE Solar | ALLEN, JR. | ALLEN LINEN | 130.375 | 245000 | Commercial |  | PATERSON | 7513 | 6 | E2ECTA, INC. | PSE&G BPU | No | Complete | 2008-12-23 | 2009-12-29 | 2010-05-06 | 2010-07-22
MM05449 | CORE Solar | GRAHAM |  | 6.4 | 24320 | Residential |  | SHORT HILLS | 7078 | 9 | 1ST LIGHT ENERGY, INC. | JCP&L | No | Complete | 2008-05-21 | 2008-08-05 | 2008-08-29 | 2008-11-13
MM05451 | CORE Solar | ALIMOV |  | 7.56 | 25080 | Residential |  | FLEMINGTON | 8822 | 4 | NJ SOLAR POWER, LLC | JCP&L | No | Complete | 2008-04-17 | 2009-03-24 | 2009-05-19 | 2009-07-29
MM05458 | CORE Solar | POLACIK |  | 7.128 | 23023.44 | Residential |  | HAMILTON | 8620 | 12 | SELF INSTALL | PSE&G BPU | No | Complete | 2008-04-24 | 2009-04-08 | 2009-05-26 | 2009-07-29
MM05459 | CORE Solar | CZARNECKI |  | 11.2 | 32300 | Residential |  | COLUMBIA | 7832 | 2 | SELF INSTALL | JCP&L | No | Complete | 2008-04-24 | 2009-01-08 | 2009-01-29 | 2009-03-31
MM05461 | CORE Solar | PERRAULT |  | 4.576 | 14780.48 | Residential |  | BOONTON TWP | 7005 | 3 | SELF INSTALL | JCP&L | No | Complete | 2008-04-24 | 2008-08-26 | 2008-09-25 | 2008-11-13
MM05464 | CORE Solar | MARK |  | 10 | 38000 | Residential |  | HOWELL | 7727 | 17 | TRINITY HEATING AND AIR | JCP&L | No | Complete | 2008-10-03 | 2008-10-13 | 2009-04-21 | 2009-07-01
MM05465 | CORE Solar | ZACH |  | 3 | 11400 | Residential |  | SOMERSET | 8873 | 5 | TRINITY HEATING AND AIR | PSE&G BPU | No | Complete | 2008-10-03 | 2008-10-31 | 2008-12-05 | 2009-02-03
MM05466 | CORE Solar | CLAYTON |  | 9.8 | 37240 | Residential |  | BRIELLE | 8730 | 17 | TRINITY HEATING AND AIR | JCP&L | No | Complete | 2008-10-03 | 2008-10-13 | 2008-10-27 | 2008-12-30
MM05467 | CORE Solar | BARRETT | SANDY HOOK FOUNDATION | 2.07 | 9108 | Non Profit |  | FORT HANCOCK | 7732 | 17 | SEA BRIGHT SOLAR, LLC | JCP&L | No | Complete | 2008-10-03 | 2009-03-10 | 2009-05-27 | 2009-07-29
MM05468 | CORE Solar | RUBINO |  | 9.975 | 37905 | Residential |  | WALL | 8720 | 17 | TRINITY HEATING AND AIR | JCP&L | No | Complete | 2008-10-03 | 2008-10-13 | 2008-11-14 | 2009-01-08
MM05469 | CORE Solar | LAIRD | OLD TOWNE CAR WASH, INC. | 7.6 | 28880 | Commercial |  | MANASQUAN | 8736 | 17 | TRINITY HEATING AND AIR | JCP&L | No | Complete | 2008-10-03 | 2008-10-21 | 2009-02-20 | 2009-04-08
MM05470 | CORE Solar | LAGANA |  | 9.6 | 36480 | Residential |  | BRIDGEWATER | 8807 | 5 | TRINITY HEATING AND AIR | PSE&G BPU | No | Complete | 2008-10-03 | 2008-10-13 | 2008-12-05 | 2009-02-03
MM05473 | CORE Solar | PERSKY |  | 8.2 | 31160 | Residential |  | LOVELADIES | 8008 | 18 | LBI SOLAR | AC Electric | No | Complete | 2008-10-03 | 2009-06-15 | 2009-08-04 | 2009-09-30
MM05474 | CORE Solar | KAUFMAN |  | 6.3 | 23940 | Residential |  | NORTH BEACH | 8008 | 18 | LBI SOLAR | AC Electric | No | Complete | 2008-10-03 | 2008-10-20 | 2009-08-04 | 2009-09-30
MM05475 | CORE Solar | DEARBORN |  | 9.9 | 37620 | Residential |  | NORTHFIELD | 8225 | 19 | MERCURY SOLAR SYSTEMS | AC Electric | No | Complete | 2008-10-03 | 2008-12-09 | 2009-01-29 | 2009-03-31
MM05476 | CORE Solar | MACHLICA |  | 8.46 | 32148 | Residential |  | HILLSBOROUGH | 8844 | 5 | NJ SOLAR SOLUTIONS | JCP&L | No | Complete | 2008-10-03 | 2009-10-16 | 2010-01-04 | 2010-04-13
MM05477 | CORE Solar | WINGEL |  | 4.6 | 17480 | Residential |  | FRENCHTOWN | 8825 | 4 | THE SOLAR CENTER, INC. | JCP&L | No | Complete | 2008-10-03 | 2009-10-06 | 2010-08-26 | 2010-11-24
MM05478 | CORE Solar | KELLOGG |  | 5.28 | 20064 | Residential |  | RINGOES | 8551 | 4 | ADVANCED SOLAR PRODUCTS, INC. | JCP&L | No | Complete | 2008-10-03 | 2009-01-19 | 2009-02-20 | 2009-04-08
MM05481 | CORE Solar | MORRIS | MAPLE LEAF HOLDINGS, LLC | 9.911 | 37661.8 | Residential |  | GLADSTONE | 7934 | 5 | ADVANCED SOLAR PRODUCTS, INC. | JCP&L | No | Complete | 2008-10-03 | 2009-04-28 | 2010-01-04 | 2010-04-13
MM05482 | CORE Solar | FINKELSTEIN |  | 7.425 | 28215 | Residential |  | PRINCETON | 8540 | 12 | ADVANCED SOLAR PRODUCTS, INC. | PSE&G BPU | No | Complete | 2008-10-03 | 2009-06-09 | 2009-08-04 | 2009-09-30
MM05483 | CORE Solar | ABRUZZO |  | 6.864 | 26083.2 | Residential |  | TURNERSVILLE | 8012 | 14 | SOLAR WORKS NJ | AC Electric | No | Complete | 2008-10-03 | 2009-03-25 | 2009-05-19 | 2009-07-29
MM05484 | CORE Solar | YOUNG |  | 8.4 | 31920 | Residential |  | LAVALLETTE | 8735 | 18 | TRINITY HEATING AND AIR | NJ Nat Gas BPU | No | Complete | 2008-10-03 | 2008-10-31 | 2009-04-21 | 2009-07-01
MM05485 | CORE Solar | KOREN |  | 9.8 | 37240 | Residential |  | MICHLETON | 8056 | 15 | TRINITY HEATING AND AIR | AC Electric | No | Complete | 2008-10-03 | 2009-09-29 | 2009-10-30 | 2009-12-30
MM05487 | CORE Solar | SOUZA |  | 6.15 | 23370 | Residential |  | MARTINSVILLE | 8836 | 5 | THE SOLAR CENTER, INC. | PSE&G BPU | No | Complete | 2008-10-03 | 2009-04-20 | 2009-07-01 | 2009-08-26
MM05489 | CORE Solar | KENNEDY |  | 10.08 | 38000 | Residential |  | BAYVILLE | 8721 | 18 | NJ SOLAR POWER, LLC | JCP&L | No | Complete | 2008-10-03 | 2009-07-17 | 2009-09-17 | 2009-12-30
MM05491 | CORE Solar | SERRA |  | 9 | 34200 | Residential |  | LAVALLETTE | 8735 | 18 | SEA BRIGHT SOLAR, LLC | New Jersey Power | No | Complete | 2008-10-03 | 2009-10-05 | 2010-01-04 | 2010-04-13
MM05493 | CORE Solar | MURPHY | TOP NOTCH, INC. | 4.68 | 17784 | Commercial |  | ROSELAND | 7068 | 9 | SEA BRIGHT SOLAR, LLC | PSE&G BPU | No | Complete | 2008-10-03 | 2009-10-05 | 2009-11-19 | 2010-02-11
MM05494 | CORE Solar | BAUMAN |  | 7.8 | 29640 | Residential |  | LAKEWOOD | 8701 | 18 | FOUR POINT REFRIGERATION CO., INC. | JCP&L | No | Complete | 2009-01-12 | 2009-02-26 | 2009-05-19 | 2009-07-29
MM05495 | CORE Solar | CZERMAK |  | 9.8 | 37240 | Residential |  | LAKEWOOD | 8701 | 18 | FOUR POINT REFRIGERATION CO., INC. | JCP&L | No | Complete | 2008-10-03 | 2009-01-26 | 2009-04-21 | 2009-07-01
MM05496 | CORE Solar | TRUITT |  | 5.4 | 20520 | Residential |  | EWING | 8638 | 12 | TRINITY HEATING AND AIR | PSE&G BPU | No | Complete | 2009-01-12 | 2009-01-21 | 2009-04-21 | 2009-07-01
MM05498 | CORE Solar | LIVINGSTON |  | 9.8 | 37240 | Residential |  | EASTAMPTON | 8060 | 13 | TRINITY HEATING AND AIR | PSE&G BPU | No | Complete | 2009-01-12 | 2009-01-26 | 2009-02-20 | 2009-04-08
MM05499 | CORE Solar | HOUGHKIRK |  | 5.28 | 20064 | Residential |  | LINDENWOOD | 8021 | 14 | SOLAR WORKS NJ | AC Electric | No | Complete | 2009-01-12 | 2010-01-14 | 2010-12-22 | 2011-02-16
MM05501 | CORE Solar | ARRISON |  | 3.96 | 15048 | Residential |  | EWAN | 8025 | 15 | SOLAR WORKS NJ | AC Electric | No | Complete | 2009-01-12 | 2010-01-14 | 2010-05-03 | 2010-07-22
MM05502 | CORE Solar | WHITE |  | 1.6 | 6080 | Residential |  | POINT PLEASANT BEACH | 8742 | 18 | SEA BRIGHT SOLAR, LLC | JCP&L | No | Complete | 2009-01-12 | 2009-06-22 | 2011-05-02 | 2011-07-12
MM05503 | CORE Solar | SMITH |  | 1.89 | 7182 | Residential |  | SEA BRIGHT | 7760 | 17 | SEA BRIGHT SOLAR, LLC | JCP&L | No | Complete | 2009-01-12 | 2010-01-14 | 2010-08-26 | 2010-11-24
MM05504 | CORE Solar | HUDSON | WAWN, LLC | 13.11 | 46552.5 | Commercial |  | AUDUBON | 8106 | 14 | SEA BRIGHT SOLAR, LLC | PSE&G BPU | No | Complete | 2008-10-28 | 2009-01-02 | 2009-02-20 | 2009-04-08
MM05519 | CORE Solar | O'HALLORAN |  | 5.59 | 21242 | Residential |  | TOWNBANK | 8204 | 21 | MERCURY SOLAR SYSTEMS | AC Electric | No | Complete | 2008-04-24 | 2008-08-11 | 2008-08-29 | 2008-11-13
MM05520 | CORE Solar | CZAPIK |  | 6.84 | 25992 | Residential |  | COLONIA | 7067 | 10 | 1ST LIGHT ENERGY, INC. | PSE&G BPU | No | Complete | 2008-05-02 | 2009-05-04 | 2009-09-09 | 2009-10-07
MM05521 | CORE Solar | DOWNS |  | 6.125 | 20482 | Residential |  | STANHOPE | 7874 | 1 | 1ST LIGHT ENERGY, INC. | JCP&L | No | Complete | 2008-05-02 | 2008-09-04 | 2008-10-10 | 2008-12-30
MM05523 | CORE Solar | DONOVAN | FINISHING TOUCH, INC. | 10.26 | 37200 | Residential |  | BLAIRSTOWN | 7825 | 2 | 1ST LIGHT ENERGY, INC. | JCP&L | No | Complete | 2008-05-02 | 2009-05-04 | 2010-05-03 | 2010-07-22
MM05524 | CORE Solar | KIER | TRENT CENTER WEST, INC. | 35.2 | 130940 | SUNLIT |  | TRENTON | 8609 | 12 | EVCO MECHANICAL | PSE&G BPU | No | Complete | 2007-10-05 | 2009-10-02 | 2010-05-06 | 2010-07-22
MM05525 | CORE Solar | SILVER | ROOSEVELT CENTRAL URBAN RENEWAL ASSOC,LP | 21.6 | 69900 | SUNLIT |  | CAMDEN | 8102 | 14 | ABSOLUTELY ENERGIZED SOLAR, LLC | PSE&G BPU | No | Complete | 2007-09-14 | 2008-12-17 | 2009-05-26 | 2009-07-29
MM05526 | CORE Solar | RUKENSTEIN | KENT STREET SENIOR CITIZEN HOUSING, LP | 99.792 | 269980 | SUNLIT |  | PENNSVILLE | 8070 | 16 | TRI COUNTY REAL ESTATE MAINTENANCE CO. | AC Electric | No | Complete | 2007-10-05 | 2008-11-19 | 2008-12-22 | 2009-02-16
MM05527 | CORE Solar | LYNN | RELY PROPERTIES, LLC | 49.545 | 144362.5 | SUNLIT |  | EWING | 8638 | 12 | JERSEY SOLAR, LLC | PSE&G BPU | No | Complete | 2007-11-21 | 2009-01-08 | 2009-02-20 | 2009-04-08
MM05528 | CORE Solar | HERBERGER | CONIFER-LECHASE CONSTRUCTION, LLC | 48.26 | 141150 | SUNLIT |  | LINDENWORLD | 8021 | 14 | SEA BRIGHT SOLAR, LLC | AC Electric | No | Complete | 2007-10-05 | 2008-05-02 | 2008-06-20 | 2008-08-20
MM05529 | CORE Solar | LOCKETT | PENNROSE PROPERTIES -GARFIELD CT, PHASE1 | 20.16 | 65940 | SUNLIT |  | LONG BRANCH | 7740 | 17 | HEAT SHED, INC. | New Jersey Power | No | Complete | 2007-09-14 | 2009-01-12 | 2009-02-20 | 2009-04-08
MM05530 | CORE Solar | KAVANAUGH | PENNROSE PROPERTIES-ROOSEVELT MANOR PH12 | 20.25 | 66187.5 | SUNLIT |  | CAMDEN | 8105 | 14 | HEAT SHED, INC. | PSE&G BPU | No | Complete | 2007-09-14 | 2009-05-27 | 2009-08-04 | 2009-09-30
MM05531 | CORE Solar | KAVANAUGH | PENNROSE PROPERTIES -ROOSEVELT MANOR PH7 | 20.25 | 66187.5 | SUNLIT |  | CAMDEN | 8105 | 14 | HEAT SHED, INC. | PSE&G BPU | No | Complete | 2007-09-14 | 2009-01-19 | 2009-10-30 | 2009-12-30
MM05532 | CORE Solar | TRACY | TOWNSHIP OF ALLAMUCHY - FIREHOUSE | 17.01 | 68184.5 | Municipality |  | GREAT MEADOWS | 7838 | 2 | JERSEY SOLAR, LLC | JCP&L | No | Complete | 2008-05-20 | 2008-09-25 | 2008-10-27 | 2008-12-30
MM05533 | CORE Solar | RUTALA | COUNTY OF ATLANTIC -CRIMINAL CRT COMPLEX | 128.57 | 245000 | Municipality |  | MAYS LANDING | 8330 | 19 | 3RD ROCK SYSTEMS & TECHNOLOGIES, INC. | AC Electric | No | Complete | 2009-03-13 | 2011-03-15 | 2011-06-21 | 2011-10-11
MM05534 | CORE Solar | KASYAN | LITTLE EGG HARBOR TWP SCHOOL DISTRICT | 43.2 | 156460 | School Public K-12 |  | TUCKERTON | 8087 | 18 | EASTERN ENERGY SERVICES | AC Electric | No | Complete | 2007-11-21 | 2009-04-08 | 2010-07-20 | 2010-09-09
MM05536 | CORE Solar | RUTALA | COUNTY OF ATLANTIC - CIVIL COURT HOUSE | 114.79 | 245000 | Municipality |  | ATLANTIC CITY | 8401 | 19 | 3RD ROCK SYSTEMS & TECHNOLOGIES, INC. | AC Electric | No | Complete | 2008-06-27 | 2010-06-28 | 2011-03-22 | 2011-05-31
MM05537 | CORE Solar | RUTALA | COUNTY OF ATLANTIC - JUSTICE FACILITY | 125.255 | 245000 | Municipality |  | MAYS LANDING | 8330 | 19 | 3RD ROCK SYSTEMS & TECHNOLOGIES, INC. | AC Electric | No | Complete | 2008-10-23 | 2010-10-26 | 2011-03-22 | 2011-05-31
MM05538 | CORE Solar | RUTALA | COUNTY OF ATLANTIC - COUNTY OFFICE BLDG | 59.8 | 170000 | Municipality |  | ATALNTIC CITY | 8401 | 19 | 3RD ROCK SYSTEMS & TECHNOLOGIES, INC. | AC Electric | No | Complete | 2009-10-26 | 2011-10-27 | 2012-04-23 | 2012-07-06
MM05539 | CORE Solar | WERSINGER | MARLBORO TWP MUNICIPAL UTILITIES AUTHORI | 299.376 | 833877.6 | Municipality |  | MORGANVILLE | 7751 | 17 | BARRIER ELECTRIC | JCP&L | No | Complete | 2008-04-09 | 2009-03-10 | 2009-04-21 | 2009-07-06
MM05540 | CORE Solar | WERSINGER | MARLBORO TWP MUNICIPAL UTILITIES AUTHORI | 601.776 | 1564140.8 | Municipality |  | MORGANVILLE | 7751 | 17 | BARRIER ELECTRIC | JCP&L | No | Complete | 2008-04-09 | 2009-03-10 | 2009-04-21 | 2009-07-06
MM05541 | CORE Solar | DIBELLA | WOOLWICH TOWNSHIP MUNICIPAL COMPLEX | 10.56 | 45932 | Municipality |  | WOOLWICH | 8085 | 15 | SOLARA ENERGY INC | AC Electric | No | Complete | 2008-06-27 | 2009-05-27 | 2009-07-15 | 2009-09-03
MM05542 | CORE Solar | DINOVI | UPPER PITTSGROVE TWP ELEMENTARY SCHOOL | 28 | 106100 | School Public K-12 |  | MONROEVILLE | 8343 | 16 | EASTERN ENERGY SERVICES | AC Electric | No | Complete | 2007-11-21 | 2008-11-10 | 2009-02-20 | 2009-04-08
MM05543 | CORE Solar | FUGE |  | 5.4 | 20520 | Residential |  | SEA GIRT | 8750 | 17 | ABSOLUTELY ENERGIZED SOLAR, LLC | JCP&L | No | Complete | 2009-03-18 | 2010-03-15 | 2010-06-29 | 2010-09-09
MM05544 | CORE Solar | RAINER |  | 5.67 | 21546 | Residential |  | POINT PLEASANT | 8742 | 18 | MY NJ SOLAR, LLC | JCP&L | No | Complete | 2009-01-12 | 2009-12-22 | 2010-03-04 | 2010-04-27
MM05545 | CORE Solar | MALESKI |  | 4.14 | 15732 | Residential |  | SADDLE BROOK | 7663 | 7 | HEAT SHED, INC. | PSE&G BPU | No | Complete | 2009-01-12 | 2009-12-15 | 2010-01-05 | 2010-04-13
MM05546 | CORE Solar | NEWKIRK | UPPER PITTSGROVE TWP - MUNICIPAL BLDG | 27.6 | 96440 | Municipality |  | ELMER | 8318 | 16 | GEORGE SPARKS, INC | AC Electric | No | Complete | 2008-12-11 | 2010-11-05 | 2011-06-21 | 2011-10-11
MM05550 | CORE Solar | CUNNINGHAM |  | 5.28 | 20064 | Residential |  | HAMMONTON | 8037 | 19 | SOLAR WORKS NJ | AC Electric | No | Complete | 2009-01-12 | 2010-01-14 | 2010-12-22 | 2011-02-16
MM05551 | CORE Solar | ZALESKI |  | 10.5 | 38000 | Residential |  | VOORHEES | 8043 | 14 | SOLAR SOLUTIONS LLC | AC Electric | No | Complete | 2009-01-12 | 2009-12-22 | 2010-08-26 | 2010-11-24
MM05553 | CORE Solar | PESKOFF |  | 9.72 | 36936 | Residential |  | GLEN GARDNER | 8826 | 4 | HIGHLANDS SOLAR ELECTRIC CO, LLC | JCP&L | No | Complete | 2009-01-12 | 2009-08-06 | 2010-03-04 | 2010-04-27
MM05556 | CORE Solar | BURLEW |  | 9.18 | 34884 | Residential |  | POMPTON PLAINS | 7444 | 3 | HIGHLANDS SOLAR ELECTRIC CO, LLC | PSE&G BPU | No | Complete | 2009-01-12 | 2009-06-15 | 2009-09-09 | 2009-10-07
MM05557 | CORE Solar | FORBES |  | 6.696 | 21628.08 | Commercial |  | RINGWOOD | 7456 | 6 | SELF INSTALL | JCP&L | No | Complete | 2009-01-12 | 2009-12-30 | 2010-03-18 | 2010-06-08
MM05558 | CORE Solar | HEALEY |  | 9.72 | 36936 | Residential |  | NEW EGYPT | 8533 | 18 | CORBIN SOLAR SOLUTIONS, LLC | JCP&L | No | Complete | 2009-01-12 | 2010-01-14 | 2010-03-24 | 2010-06-08
MM05559 | CORE Solar | LEVY |  | 4.8 | 18240 | Residential |  | SPARTA | 7871 | 1 | THE SOLAR CENTER, INC. | JCP&L | No | Complete | 2009-01-12 | 2009-12-21 | 2010-03-18 | 2010-06-08
MM05560 | CORE Solar | BARTH |  | 3.584 | 13619.2 | Residential |  | NORTH BERGEN | 7047 | 8 | ADVANCED SOLAR PRODUCTS, INC. | PSE&G BPU | No | Complete | 2009-01-12 | 2009-12-15 | 2010-03-04 | 2010-04-27
MM05561 | CORE Solar | STUDLACK |  | 8.4 | 31920 | Residential |  | WASHINGTON | 7882 | 2 | 1ST LIGHT ENERGY, INC. | JCP&L | No | Complete | 2009-01-12 | 2009-03-11 | 2009-04-21 | 2009-07-01
MM05562 | CORE Solar | CASSER |  | 4.875 | 17320.88 | Residential |  | HAWORTH | 7641 | 7 | ISI SOLAR | Orange & Rockland Elec | No | Complete | 2009-01-12 | 2009-12-02 | 2010-12-22 | 2011-02-16
MM05563 | CORE Solar | PAPASTAMELOS |  | 9.975 | 37905 | Residential |  | EGG HARBOR CITY | 8215 | 19 | BRITE IDEA ENERGY | AC Electric | No | Complete | 2009-01-12 | 2009-09-01 | 2009-10-30 | 2009-12-30
MM05564 | CORE Solar | VINCE-CRUZ |  | 10 | 38000 | Residential |  | AUDOVER | 7821 | 1 | 1ST LIGHT ENERGY, INC. | JCP&L | No | Complete | 2009-01-12 | 2009-04-20 | 2009-05-26 | 2009-07-29
MM05565 | CORE Solar | VITANZA |  | 7.14 | 27132 | Residential |  | HILLSBOROUGH | 8844 | 5 | NJ SOLAR POWER, LLC | PSE&G BPU | No | Complete | 2009-01-12 | 2009-05-04 | 2009-06-19 | 2009-08-26
MM05566 | CORE Solar | PLACER | HOBBY MASTERS, INC. | 20.67 | 67342.5 | Commercial |  | RED BANK | 7701 | 17 | GARDEN STATE SOLAR LLC | JCP&L | No | Complete | 2008-11-19 | 2009-01-27 | 2009-03-19 | 2009-05-05
MM05571 | CORE Solar | PIAZZA |  | 7.98 | 30324 | Residential |  | MATAWAN | 7747 | 17 | ECOLOGICAL SYSTEMS-MANALAPAN | JCP&L | No | Complete | 2009-01-12 | 2010-01-20 | 2010-06-29 | 2010-09-09
MM05572 | CORE Solar | FERRARA |  | 3.8 | 14440 | Residential |  | FREEHOLD | 7728 | 17 | ECOLOGICAL SYSTEMS-MANALAPAN | JCP&L | No | Complete | 2009-01-12 | 2010-01-20 | 2010-05-03 | 2010-07-22
MM05573 | CORE Solar | COLAVITA | HOPEWELL VALLEY RSD - BEAR TAVERN ELEM | 44.928 | 147820 | School Public K-12 |  | TITUSVILLE | 8560 | 12 | ADVANCED SOLAR PRODUCTS, INC. | PSE&G BPU | No | Complete | 2007-11-21 | 2009-01-08 | 2009-03-24 | 2009-05-05
MM05574 | CORE Solar | BHAGAT |  | 9.555 | 36309 | Residential |  | PLAINSBORO TOWNSHIP | 8512 | 11 | TRINITY HEATING AND AIR | PSE&G BPU | No | Complete | 2009-01-12 | 2009-01-21 | 2009-02-20 | 2009-04-08
MM05575 | CORE Solar | STARK |  | 7.2 | 27360 | Residential |  | LAKEWOOD | 8701 | 18 | TRINITY HEATING AND AIR | JCP&L | No | Complete | 2009-01-12 | 2009-01-21 | 2009-02-20 | 2009-04-08
MM05577 | CORE Solar | CAMMY |  | 9.8 | 36840 | Residential |  | MONROE | 8831 | 11 | TRINITY HEATING AND AIR | JCP&L | No | Complete | 2009-01-12 | 2009-01-26 | 2009-03-19 | 2009-05-05
MM05578 | CORE Solar | EBERLE |  | 6 | 22800 | Residential |  | TOMS RIVER | 8753 | 18 | TRINITY HEATING AND AIR | JCP&L | No | Complete | 2009-01-12 | 2009-01-21 | 2009-02-20 | 2009-04-08
MM05579 | CORE Solar | NUCUCCHIO |  | 7.2 | 27360 | Residential |  | SALEM | 8079 | 16 | MERCURY SOLAR SYSTEMS | AC Electric | No | Complete | 2009-01-13 | 2009-03-10 | 2009-05-19 | 2009-07-29
MM05580 | CORE Solar | GENTILE |  | 3.8 | 14440 | Residential |  | MANASQUAN | 8736 | 17 | TRINITY HEATING AND AIR | JCP&L | No | Complete | 2009-01-12 | 2009-01-19 | 2009-02-20 | 2009-04-08
MM05582 | CORE Solar | CORBIN | CORBIN SOLAR SOLUTIONS | 9.84 | 31783.2 | Residential |  | MORGANVILLE | 7751 | 17 | SELF INSTALL | JCP&L | No | Complete | 2009-01-12 | 2009-11-17 | 2010-03-04 | 2010-04-27
MM05583 | CORE Solar | SOUSSA |  | 9.87 | 37506 | Residential |  | MONTVILLE | 7045 | 3 | TRINITY HEATING AND AIR | JCP&L | No | Complete | 2009-01-13 | 2009-05-04 | 2009-05-27 | 2009-07-29
MM05584 | CORE Solar | PIRRELLO |  | 6.3 | 23940 | Residential |  | HACKETTSTOWN | 7840 | 2 | GEOGENIX | JCP&L | No | Complete | 2009-01-12 | 2009-01-21 | 2009-02-20 | 2009-04-08
MM05585 | CORE Solar | PIELKA |  | 9.45 | 30096 | Residential |  | MAHWAH | 7430 | 7 | SUN FARM NETWORK | Orange & Rockland Elec | No | Complete | 2009-01-13 | 2009-09-30 | 2009-10-30 | 2009-12-30
MM05586 | CORE Solar | NAGLER |  | 6.075 | 23085 | Residential |  | COLUMBUS | 8022 | 13 | GEOGENIX | PSE&G BPU | No | Complete | 2009-01-12 | 2009-01-27 | 2009-02-20 | 2009-04-08
MM05587 | CORE Solar | COANE |  | 9.975 | 37905 | Residential |  | MAYS LANDING | 8330 | 19 | BRITE IDEA ENERGY | AC Electric | No | Complete | 2009-01-13 | 2009-09-01 | 2009-10-30 | 2009-12-30
MM05588 | CORE Solar | DEJOHN |  | 9.73 | 36974 | Residential |  | COLTSNECK | 7722 | 17 | TRINITY HEATING AND AIR | JCP&L | No | Complete | 2009-01-12 | 2009-02-12 | 2009-04-21 | 2009-07-01
MM05589 | CORE Solar | JAMGOCHIAN |  | 7 | 26600 | Residential |  | PARAMUS | 7652 | 7 | TRINITY HEATING AND AIR | PSE&G BPU | No | Complete | 2009-01-12 | 2009-01-26 | 2009-03-19 | 2009-05-05
MM05590 | CORE Solar | POSPISIL |  | 4.8 | 18240 | Residential |  | MANASQUAN | 8736 | 17 | SEA BRIGHT SOLAR, LLC | JCP&L | No | Complete | 2009-01-13 | 2010-01-14 | 2010-08-26 | 2010-11-24
MM05591 | CORE Solar | CHRISTIANSON |  | 9.975 | 37905 | Residential |  | CRANBURY | 8512 | 11 | TRINITY HEATING AND AIR | PSE&G BPU | No | Complete | 2009-01-12 | 2009-01-19 | 2009-02-20 | 2009-04-08
MM05592 | CORE Solar | ALVAREZ |  | 10 | 38000 | Residential |  | ALPINE | 7620 | 7 | THE SOLAR CENTER, INC. | Orange & Rockland Elec | No | Complete | 2009-01-12 | 2009-12-08 | 2010-05-03 | 2010-07-22
MM05593 | CORE Solar | MURPHY |  | 9.45 | 35910 | Residential |  | JACKSON | 8527 | 18 | TRINITY HEATING AND AIR | JCP&L | No | Complete | 2009-01-13 | 2009-01-21 | 2009-03-19 | 2009-05-05
MM05595 | CORE Solar | KOZIOL |  | 9.69 | 36822 | Residential |  | PARAMUS | 7652 | 7 | HIGHLANDS SOLAR ELECTRIC CO, LLC | PSE&G BPU | No | Complete | 2009-01-13 | 2009-07-20 | 2009-08-27 | 2009-10-07
MM05596 | CORE Solar | HAZELDINE |  | 9.84 | 37392 | Residential |  | HIGHTSTOWN | 8520 | 12 | THE SOLAR CENTER, INC. | JCP&L | No | Complete | 2009-02-05 | 2010-02-22 | 2010-05-13 | 2010-07-22
MM05597 | CORE Solar | WALTER |  | 7 | 26600 | Residential |  | JACKSON | 8527 | 18 | TRINITY HEATING AND AIR | JCP&L | No | Complete | 2009-01-13 | 2009-01-21 | 2009-02-20 | 2009-04-08
MM05598 | CORE Solar | LAMOTTE |  | 9.856 | 37452.8 | Residential |  | HOPEWELL | 8525 | 12 | ADVANCED SOLAR PRODUCTS, INC. | PSE&G BPU | No | Complete | 2009-02-05 | 2010-01-25 | 2010-06-29 | 2010-09-09
MM05600 | CORE Solar | SHAH |  | 5.52 | 20976 | Residential |  | SCOTCH PLAINS | 7076 | 10 | THE SOLAR CENTER, INC. | PSE&G BPU | No | Complete | 2009-01-13 | 2009-08-18 | 2009-10-12 | 2009-12-30
MM05601 | CORE Solar | ROSTRON |  | 6.272 | 23833.6 | Residential |  | WALL | 7753 | 17 | RELIABLE POWER SERVICES, INC. | JCP&L | No | Complete | 2009-01-13 | 2010-01-06 | 2010-08-26 | 2010-11-24
MM05602 | CORE Solar | CHANG |  | 10.105 | 35000 | Residential |  | ENGLEWOOD CLIFFS | 7632 | 7 | THE SOLAR CENTER, INC. | PSE&G BPU | No | Complete | 2009-01-13 | 2009-06-30 | 2009-08-04 | 2009-09-30
MM05604 | CORE Solar | KAHANE | BETH EL SYNAGOGUE | 50.05 | 175640 | Non Profit |  | MARGATE | 8402 | 19 | BRITE IDEA ENERGY | AC Electric | No | Complete | 2008-12-11 | 2010-06-01 | 2010-08-26 | 2010-11-24
MM05605 | CORE Solar | BURMAN |  | 8.84 | 33592 | Residential |  | MANALAPAN | 7726 | 17 | TRINITY HEATING AND AIR | JCP&L | No | Complete | 2009-01-13 | 2009-01-21 | 2009-02-20 | 2009-04-08
MM05606 | CORE Solar | RUSSIN |  | 10.125 | 38000 | Residential |  | PRINCETON | 8540 | 12 | SUN BURN SOLAR | PSE&G BPU | No | Complete | 2009-01-13 | 2009-07-07 | 2009-10-12 | 2009-12-30
MM05608 | CORE Solar | ENGELBACH |  | 4.05 | 15390 | Residential |  | TOMS RIVER | 8753 | 18 | GEOGENIX | JCP&L | No | Complete | 2009-01-13 | 2009-01-30 | 2009-03-19 | 2009-05-05
MM05609 | CORE Solar | MAITA |  | 3.04 | 11552 | Residential |  | MONMOUTH BEACH | 7750 | 17 | SEA BRIGHT SOLAR, LLC | JCP&L | No | Complete | 2009-01-13 | 2010-01-18 | 2010-06-29 | 2010-09-09
MM05610 | CORE Solar | MCNALLY |  | 2.7 | 10260 | Residential |  | BAYONNE | 7002 | 8 | GEOGENIX | PSE&G BPU | No | Complete | 2009-01-13 | 2009-02-04 | 2009-03-19 | 2009-05-05
MM05611 | CORE Solar | SMUGA |  | 6.44 | 24472 | Residential |  | MIDDLETOWN | 7701 | 17 | SEA BRIGHT SOLAR, LLC | JCP&L | No | Complete | 2009-01-22 | 2009-06-09 | 2009-08-04 | 2009-09-30
MM05612 | CORE Solar | SUYDAM | SUYDAM FARMS ASSOC | 9.856 | 37452.8 | Farm |  | SOMERSET | 8873 | 5 | SOLAR CONNECTIONS | PSE&G BPU | No | Complete | 2008-11-21 | 2009-09-17 | 2009-10-30 | 2009-12-30
MM05613 | CORE Solar | PANEI |  | 10 | 38000 | Residential |  | LANDING | 7950 | 3 | 1ST LIGHT ENERGY, INC. | JCP&L | No | Complete | 2009-01-22 | 2009-11-11 | 2010-01-05 | 2010-04-13
MM05614 | CORE Solar | SCHNEIDER |  | 10.125 | 38000 | Residential |  | BURLINGTON | 8016 | 13 | ABSOLUTELY ENERGIZED SOLAR, LLC | PSE&G BPU | No | Complete | 2009-01-13 | 2009-04-08 | 2009-08-04 | 2009-09-30
MM05615 | CORE Solar | HOUNG |  | 8.74 | 33212 | Residential |  | SHORT HILLS | 7078 | 9 | ABSOLUTELY ENERGIZED SOLAR, LLC | JCP&L | No | Complete | 2009-01-13 | 2009-03-31 | 2009-04-21 | 2009-07-01
MM05616 | CORE Solar | CANGIALOSI |  | 6.27 | 23826 | Residential |  | CHESTER | 7930 | 3 | 1ST LIGHT ENERGY, INC. | JCP&L | No | Complete | 2009-01-22 | 2009-09-16 | 2010-01-04 | 2010-04-13
MM05617 | CORE Solar | HERTZOG |  | 9.72 | 36936 | Residential |  | FRANKLINVILLE | 8094 | 15 | SOLAR HOME ENERGY SOLUTIONS | AC Electric | No | Complete | 2009-01-22 | 2009-09-16 | 2010-02-02 | 2010-04-16
MM05618 | CORE Solar | PASCUZZO |  | 5.07 | 19266 | Residential |  | MOUNT LAUREL | 8054 | 13 | SOLAR HOME ENERGY SOLUTIONS | PSE&G BPU | No | Complete | 2009-01-22 | 2009-11-25 | 2010-05-03 | 2010-07-22
MM05619 | CORE Solar | ROESSLE |  | 7.425 | 28215 | Residential |  | SOUTH AMBOY | 8879 | 11 | GEOGENIX | JCP&L | No | Complete | 2009-01-13 | 2009-02-04 | 2009-02-20 | 2009-04-08
MM05620 | CORE Solar | SCHAIBLE |  | 9.45 | 35910 | Residential |  | FRANKLINVILLE | 8322 | 15 | SOLAR HOME ENERGY SOLUTIONS | AC Electric | No | Complete | 2009-01-22 | 2009-12-18 | 2010-02-02 | 2010-04-16
MM05621 | CORE Solar | ANEMA |  | 6.545 | 24872.29 | Residential |  | ORTLEY BEACH | 8751 | 18 | NEW AGE SOLAR, LLC | JCP&L | No | Complete | 2009-01-22 | 2009-02-19 | 2009-05-26 | 2009-07-29
MM05622 | CORE Solar | SPINDEL |  | 9.45 | 35910 | Residential |  | ENGLISHTOWN | 7726 | 17 | THE SOLAR CENTER, INC. | JCP&L | No | Complete | 2009-01-22 | 2010-04-12 | 2010-07-22 | 2010-09-09
MM05623 | CORE Solar | CHAN, JR. |  | 10.105 | 38000 | Residential |  | PARAMUS | 7652 | 7 | THE SOLAR CENTER, INC. | PSE&G BPU | No | Complete | 2009-01-22 | 2009-07-22 | 2009-08-27 | 2009-10-07
MM05624 | CORE Solar | CARRON |  | 10.32 | 38000 | Residential |  | GREEN BROOK | 8812 | 11 | THE SOLAR CENTER, INC. | PSE&G BPU | No | Complete | 2009-01-22 | 2009-09-03 | 2009-10-30 | 2009-12-30
MM05625 | CORE Solar | BARKALOW |  | 5.52 | 20976 | Residential |  | SOUTH ORANGE | 7079 | 9 | THE SOLAR CENTER, INC. | PSE&G BPU | No | Complete | 2009-01-22 | 2009-07-17 | 2009-11-19 | 2010-02-11
MM05627 | CORE Solar | BARBOUR |  | 8.28 | 31464 | Residential |  | SOUTHAMPTON | 8088 | 13 | THE SOLAR CENTER, INC. | AC Electric | No | Complete | 2009-01-22 | 2010-01-22 | 2010-03-04 | 2010-04-27
MM05628 | CORE Solar | SCHECHNER |  | 8.28 | 31464 | Residential |  | ALLENHURST | 7711 | 17 | THE SOLAR CENTER, INC. | JCP&L | No | Complete | 2009-01-22 | 2009-11-05 | 2010-03-18 | 2010-06-08
MM05629 | CORE Solar | RANDO |  | 10.125 | 38000 | Residential |  | EGG HARBOR TOWNSHIP | 8234 | 19 | MERCURY SOLAR SYSTEMS | AC Electric | No | Complete | 2009-01-22 | 2009-04-08 | 2009-05-19 | 2009-07-29
MM05630 | CORE Solar | BUCCIARELLI | PALISADES LAND & MANAGEMENT, LLC | 9.856 | 37452.8 | Commercial |  | WESTWOOD | 7675 | 7 | HIGHLANDS SOLAR ELECTRIC CO, LLC | PSE&G BPU | No | Complete | 2008-12-11 | 2009-10-29 | 2010-06-03 | 2010-09-01
MM05631 | CORE Solar | MEADOWS |  | 6.58 | 21253.4 | Residential |  | WEST MILFORD | 7480 | 6 | SELF INSTALL | Orange & Rockland Elec | No | Complete | 2009-01-22 | 2010-02-03 | 2010-07-22 | 2010-09-09
MM05632 | CORE Solar | COLLINS |  | 2.7 | 10260 | Residential |  | BOONTON TOWNSHIP | 7005 | 3 | HIGHLANDS SOLAR ELECTRIC CO, LLC | JCP&L | No | Complete | 2009-01-22 | 2009-12-16 | 2010-03-04 | 2010-04-27
MM05633 | CORE Solar | MORGAN | MORGAN WHITMORE PROPERTIES/SIGMA IMAGING | 10.08 | 38000 | Commercial |  | TRENTON | 8610 | 12 | MERCURY SOLAR SYSTEMS | PSE&G BPU | No | Complete | 2008-12-11 | 2009-04-21 | 2009-05-19 | 2009-07-29
MM05634 | CORE Solar | BENNETT |  | 5.94 | 22572 | Residential |  | RINGWOOD | 7456 | 6 | HIGHLANDS SOLAR ELECTRIC CO, LLC | Orange & Rockland Elec | No | Complete | 2009-01-22 | 2009-10-29 | 2010-01-05 | 2010-04-13
MM05636 | CORE Solar | NOVEMBRE |  | 4.3 | 16340 | Residential |  | ELMER | 8318 | 16 | MERCURY SOLAR SYSTEMS | AC Electric | No | Complete | 2009-01-22 | 2009-09-30 | 2010-03-04 | 2010-04-27
MM05638 | CORE Solar | MARION |  | 10.125 | 38000 | Residential |  | VINELAND | 8360 | 20 | MERCURY SOLAR SYSTEMS | Vineland Muni Elec | No | Complete | 2009-01-22 | 2009-04-21 | 2009-06-19 | 2009-08-26
MM05639 | CORE Solar | NINKE |  | 10.14 | 38000 | Residential |  | FLEMINGTON | 8822 | 4 | 1ST LIGHT ENERGY, INC. | JCP&L | No | Complete | 2009-01-22 | 2009-09-18 | 2010-01-04 | 2010-04-13
MM05640 | CORE Solar | THIENEL |  | 7.6 | 28480 | Residential |  | SUSSEX | 7461 | 1 | THE SOLAR CENTER, INC. | JCP&L | No | Complete | 2009-01-22 | 2009-09-16 | 2010-08-26 | 2010-11-24
MM05642 | CORE Solar | FURMAN |  | 3.74 | 14212 | Residential |  | STOCKTON | 8559 | 4 | ADVANCED SOLAR PRODUCTS, INC. | JCP&L | No | Complete | 2009-01-22 | 2009-07-29 | 2009-09-09 | 2009-10-07
MM05643 | CORE Solar | CHAWLA |  | 9.9 | 37620 | Residential |  | LAMBERTVILLE | 8530 | 4 | ADVANCED SOLAR PRODUCTS, INC. | JCP&L | No | Complete | 2009-01-22 | 2010-01-25 | 2010-08-26 | 2010-11-24
MM05644 | CORE Solar | CIARCIA |  | 9.9 | 37620 | Residential |  | RINGOES | 8551 | 4 | ADVANCED SOLAR PRODUCTS, INC. | JCP&L | No | Complete | 2009-01-22 | 2010-01-25 | 2010-06-29 | 2010-09-09
MM05645 | CORE Solar | FITZPATRICK |  | 9.45 | 30523.5 | Residential |  | LINWOOD | 8221 | 19 | SELF INSTALL | AC Electric | No | Complete | 2009-01-22 | 2010-01-20 | 2010-05-03 | 2010-07-22
MM05646 | CORE Solar | REED |  | 9.936 | 37756.8 | Residential |  | RINGOES | 8551 | 4 | ADVANCED SOLAR PRODUCTS, INC. | JCP&L | No | Complete | 2009-01-22 | 2009-04-15 | 2009-05-27 | 2009-07-29
MM05647 | CORE Solar | MARTOGLIO | RPM CONTRACTING, LLC | 25.056 | 79404 | SUNLIT |  | FRANKLIN TWP | 8873 | 5 | SOLAR WORKS NJ | PSE&G BPU | No | Complete | 2007-11-30 | 2009-09-29 | 2010-07-01 | 2010-09-09
MM05648 | CORE Solar | MARTOGLIO | RPM CONTRACTING, LLC | 28.08 | 73936 | SUNLIT |  | FRANKLIN TWP | 8873 | 5 | SOLAR WORKS NJ | PSE&G BPU | No | Complete | 2007-11-30 | 2009-10-08 | 2010-07-01 | 2010-09-09
MM05650 | CORE Solar | SCULLY |  | 7.425 | 28215 | Residential |  | WEST LONG BRANCH | 7764 | 17 | GEOGENIX | JCP&L | No | Complete | 2009-01-22 | 2009-02-10 | 2009-04-21 | 2009-07-01
MM05652 | CORE Solar | PATEL |  | 4.725 | 17955 | Residential |  | PISCATAWAY | 8854 | 11 | GEOGENIX | PSE&G BPU | No | Complete | 2009-01-22 | 2009-02-12 | 2009-03-19 | 2009-05-05
MM05653 | CORE Solar | ANGIER, JR. |  | 9.975 | 37905 | Residential |  | MAYS LANDING | 8330 | 19 | BRITE IDEA ENERGY | AC Electric | No | Complete | 2009-01-22 | 2009-10-13 | 2009-11-19 | 2010-02-11
MM05654 | CORE Solar | LEDWIN |  | 6.27 | 23826 | Residential |  | BRICK | 8724 | 18 | ECOLOGICAL SYSTEMS-MANALAPAN | JCP&L | No | Complete | 2009-01-22 | 2010-01-26 | 2010-05-03 | 2010-07-22
MM05655 | CORE Solar | KAUR |  | 6.75 | 25650 | Residential |  | BUDD LAKE | 7828 | 3 | GEOGENIX | JCP&L | No | Complete | 2009-01-22 | 2009-12-22 | 2010-03-04 | 2010-04-27
MM05658 | CORE Solar | SKACEL |  | 4.94 | 18772 | Residential |  | DEPTFORD | 8096 | 15 | ECOLOGICAL SYSTEMS-MANALAPAN | PSE&G BPU | No | Complete | 2009-01-22 | 2009-12-22 | 2010-07-22 | 2010-09-09
MM05659 | CORE Solar | SHAPIRO |  | 8.775 | 33345 | Residential |  | PRINCETON JUNCTION | 8550 | 12 | GEOGENIX | PSE&G BPU | No | Complete | 2009-01-22 | 2009-02-12 | 2009-03-19 | 2009-05-05
MM05661 | CORE Solar | GIAMBONA |  | 7.65 | 29070 | Residential |  | TOMS RIVER | 8753 | 18 | GEOGENIX | JCP&L | No | Complete | 2009-01-22 | 2009-02-19 | 2009-04-21 | 2009-07-01
MM05663 | CORE Solar | SATCHELL |  | 6 | 22800 | Residential |  | NORMANDY BEACH | 8739 | 18 | CORBIN SOLAR SOLUTIONS, LLC | JCP&L | No | Complete | 2009-01-22 | 2010-01-25 | 2010-06-29 | 2010-09-09
MM05666 | CORE Solar | GOLDBERG | GLEN GARNDER PARTNERSHIP, LLC | 10.12 | 38000 | Residential |  | GLEN GARNDER | 8826 | 4 | SUN FARM NETWORK | JCP&L | No | Complete | 2008-12-11 | 2009-05-27 | 2009-06-23 | 2009-08-26
MM05671 | CORE Solar | WACHALA |  | 10.01 | 38000 | Residential |  | CLARKSBURG | 8510 | 17 | ECOLOGICAL SYSTEMS-MANALAPAN | JCP&L | No | Complete | 2009-01-22 | 2010-04-05 | 2010-08-26 | 2010-11-24
MM05672 | CORE Solar | TIMPANARO |  | 9.88 | 37544 | Residential |  | MIDDLETOWN | 7748 | 17 | BRIGHT ALTERNATIVES | JCP&L | No | Complete | 2009-01-22 | 2010-04-15 | 2010-10-29 | 2010-12-20
MM05673 | CORE Solar | BEER |  | 3.42 | 12996 | Residential |  | SEA BRIGHT | 7760 | 17 | ECOLOGICAL SYSTEMS-MANALAPAN | JCP&L | No | Complete | 2009-01-22 | 2010-03-01 | 2010-08-26 | 2010-11-24
MM05675 | CORE Solar | ERCOLE |  | 9.8 | 37240 | Residential |  | FREEHOLD | 7728 | 17 | ECOLOGICAL SYSTEMS-MANALAPAN | JCP&L | No | Complete | 2009-01-22 | 2010-02-01 | 2010-05-03 | 2010-07-22
MM05676 | CORE Solar | DUMON |  | 8.75 | 33250 | Residential |  | MANALAPAN | 7726 | 17 | SUNRAY SOLAR, INC. | JCP&L | No | Complete | 2009-01-22 | 2010-02-04 | 2010-06-11 | 2010-09-01
MM05677 | CORE Solar | SHERIDAN |  | 5.32 | 20216 | Residential |  | JACKSON | 8527 | 18 | ECOLOGICAL SYSTEMS-MANALAPAN | JCP&L | No | Complete | 2009-01-22 | 2009-11-09 | 2010-07-22 | 2010-09-09
MM05678 | CORE Solar | CURTO |  | 7.03 | 26714 | Residential |  | BRICK | 8723 | 18 | ECOLOGICAL SYSTEMS-MANALAPAN | JCP&L | No | Complete | 2009-01-22 | 2010-01-20 | 2010-06-29 | 2010-09-09
MM05679 | CORE Solar | KNODEL |  | 3.84 | 14592 | Residential |  | LONG BRANCH | 7740 | 17 | SEA BRIGHT SOLAR, LLC | JCP&L | No | Complete | 2009-01-22 | 2010-01-25 | 2010-10-29 | 2010-12-20
MM05680 | CORE Solar | WINTERS |  | 10.2 | 38000 | Residential |  | MIDDLETOWN | 7748 | 17 | ECOLOGICAL SYSTEMS-NEPTUNE | JCP&L | No | Complete | 2009-01-22 | 2010-01-06 | 2010-07-22 | 2010-09-09
MM05681 | CORE Solar | KNODEL |  | 4.8 | 18240 | Residential |  | EATONTOWN | 7724 | 17 | SEA BRIGHT SOLAR, LLC | JCP&L | No | Complete | 2009-01-22 | 2010-01-25 | 2010-08-26 | 2010-11-24
MM05682 | CORE Solar | TAFF | LOVELY LAUNDRIES, INC. | 10.5 | 38975 | Commercial |  | LAKEHURST | 8733 | 18 | ANTONIO SANTOS | JCP&L | No | Complete | 2008-12-11 | 2009-12-15 | 2010-12-22 | 2011-02-16
MM05684 | CORE Solar | KOGER |  | 8.28 | 31464 | Residential |  | BURLINGTON | 8016 | 13 | THE SOLAR CENTER, INC. | PSE&G BPU | No | Complete | 2009-01-22 | 2009-10-19 | 2010-01-05 | 2010-04-13
MM05685 | CORE Solar | LUCAS |  | 10.08 | 38000 | Residential |  | JACKSON | 8527 | 18 | MERCURY SOLAR SYSTEMS | JCP&L | No | Complete | 2009-01-22 | 2010-01-22 | 2010-05-03 | 2010-07-22
MM05686 | CORE Solar | TAVERNER |  | 10.2 | 38000 | Residential |  | HILLSBORO TWP | 8844 | 5 | ECOLOGICAL SYSTEMS-NEPTUNE | PSE&G BPU | No | Complete | 2009-01-22 | 2010-02-03 | 2010-08-26 | 2010-11-24
MM05687 | CORE Solar | GOODRICH |  | 4.83 | 18354 | Residential |  | BURLINGTON | 8016 | 13 | THE SOLAR CENTER, INC. | PSE&G BPU | No | Complete | 2009-01-22 | 2009-10-08 | 2010-01-05 | 2010-04-13
MM05690 | CORE Solar | BOWERS |  | 9.86 | 37468 | Residential |  | JACKSON | 8527 | 18 | ECOLOGICAL SYSTEMS-NEPTUNE | JCP&L | No | Complete | 2009-01-22 | 2010-02-03 | 2010-08-26 | 2010-11-24
MM05691 | CORE Solar | MCMILLAN |  | 10.2 | 38000 | Residential |  | WALL | 7719 | 17 | ECOLOGICAL SYSTEMS-NEPTUNE | JCP&L | No | Complete | 2009-01-22 | 2010-01-26 | 2010-09-23 | 2010-10-29
MM05692 | CORE Solar | GROSS |  | 10.2 | 38000 | Residential |  | NEPTUNE | 7753 | 17 | ECOLOGICAL SYSTEMS-NEPTUNE | JCP&L | No | Complete | 2009-01-22 | 2010-01-26 | 2011-02-02 | 2011-04-13
MM05694 | CORE Solar | TILL | CSST, INC | 15.225 | 52368.75 | Commercial |  | MARGATE | 8402 | 19 | BRITE IDEA ENERGY | JCP&L | No | Complete | 2008-10-28 | 2010-04-26 | 2010-08-26 | 2010-11-24
MM05696 | CORE Solar | DEBLER | NORTH STELTON FIRE COMPANY | 10 | 44000 | Non Profit |  | PISCATAWAY | 7080 | 11 | NJ SOLAR SOLUTIONS | JCP&L | No | Complete | 2008-12-11 | 2009-11-23 | 2010-05-13 | 2010-07-22
MM05697 | CORE Solar | SKIBINSKI |  | 6.825 | 25581.6 | Residential |  | MAYS LANDING | 8330 | 19 | EAST COAST SOLAR | AC Electric | No | Complete | 2009-01-22 | 2009-12-01 | 2010-03-04 | 2010-04-27
MM05698 | CORE Solar | MAULTZ |  | 10.5 | 38000 | Residential |  | MULLICA TOWNSHIP | 8062 | 15 | SOLAR WORKS NJ | AC Electric | No | Complete | 2009-01-22 | 2009-06-10 | 2009-07-15 | 2009-09-03
MM05700 | CORE Solar | PLACER |  | 5.46 | 20748 | Residential |  | RED BANK | 7701 | 17 | GARDEN STATE SOLAR LLC | JCP&L | No | Complete | 2009-01-22 | 2009-05-01 | 2010-01-05 | 2010-04-13
MM05701 | CORE Solar | WOLFROM |  | 7.2 | 27360 | Residential |  | LUMBERTON | 8060 | 13 | ADVANCED SOLAR PRODUCTS, INC. | PSE&G BPU | No | Complete | 2009-01-22 | 2009-08-05 | 2009-08-27 | 2009-10-07
MM05702 | CORE Solar | EVANS |  | 9.911 | 37661.8 | Residential |  | ROSEMONT | 8556 | 4 | ADVANCED SOLAR PRODUCTS, INC. | JCP&L | No | Complete | 2009-01-22 | 2010-01-06 | 2010-05-03 | 2010-07-22
MM05705 | CORE Solar | CASTILLO |  | 10.14 | 38000 | Residential |  | FRELINGHUYSEN TWP | 7825 | 2 | 1ST LIGHT ENERGY, INC. | JCP&L | No | Complete | 2009-01-22 | 2010-01-26 | 2010-05-03 | 2010-07-22
MM05713 | CORE Solar | PACILLI | RJP BUILDERS | 5.59 | 21242 | Residential |  | ELK TOWNSHIP | 8343 | 16 | CAMBRIA SOLAR LLC | AC Electric | No | Complete | 2009-02-06 | 2010-01-18 | 2010-05-13 | 2010-07-22
MM05714 | CORE Solar | TOAL |  | 11.97 | 38000 | Residential |  | PINE BEACH | 8741 | 18 | NJ SOLAR POWER, LLC | JCP&L | No | Complete | 2009-01-29 | 2009-12-11 | 2010-02-02 | 2010-04-16
MM05715 | CORE Solar | HEGEDUS |  | 9.9 | 37620 | Residential |  | HILLSBOROUGH | 8844 | 5 | GEOGENIX | PSE&G BPU | No | Complete | 2009-01-29 | 2009-11-16 | 2010-03-18 | 2010-06-08
MM05717 | CORE Solar | WENDT | AL'S TEXACO | 51.06 | 107550 | Commercial |  | HAMMONTON | 8037 | 19 | LIGHTHOUSE TELECOM/JD ELECTRIC LLC | AC Electric | No | Complete | 2008-10-23 | 2010-03-09 | 2010-06-03 | 2010-09-01
MM05718 | CORE Solar | WENDT | AL'S TEXACO | 50.37 | 92225 | Commercial |  | HAMMONTON | 8037 | 19 | LIGHTHOUSE TELECOM/JD ELECTRIC LLC | AC Electric | No | Complete | 2008-10-23 | 2010-03-09 | 2010-06-03 | 2010-09-01
MM05719 | CORE Solar | WENDT | AL'S TEXACO | 27.37 | 45225 | Commercial |  | HAMMONTON | 8037 | 19 | LIGHTHOUSE TELECOM/JD ELECTRIC LLC | AC Electric | No | Complete | 2008-10-23 | 2010-03-09 | 2010-06-03 | 2010-09-01
MM05723 | CORE Solar | WENGER |  | 7.2 | 27360 | Residential |  | MANSFIELD | 8022 | 13 | GEOGENIX | PSE&G BPU | No | Complete | 2009-01-29 | 2009-02-26 | 2009-04-21 | 2009-07-01
MM05734 | CORE Solar | ZECK |  | 10.26 | 38000 | Residential |  | MONROEVILLE | 8343 | 16 | RCL ENTERPRISES INC. | AC Electric | No | Complete | 2008-05-02 | 2009-01-21 | 2009-02-20 | 2009-04-08
MM05735 | CORE Solar | SENSEMAN |  | 10.08 | 38000 | Residential |  | VINELAND | 8360 | 20 | RCL ENTERPRISES INC. | AC Electric | No | Complete | 2008-05-02 | 2008-08-19 | 2008-10-10 | 2008-12-30
MM05736 | CORE Solar | SHAH |  | 4.4 | 16720 | Residential |  | WEST PATERSON | 7424 | 6 | 1ST LIGHT ENERGY, INC. | PSE&G BPU | No | Complete | 2009-01-29 | 2009-12-04 | 2010-01-05 | 2010-04-13
MM05737 | CORE Solar | MESZAROS |  | 10.12 | 38000 | Residential |  | GALLOWAY | 8201 | 19 | 1ST LIGHT ENERGY, INC. | AC Electric | No | Complete | 2009-01-29 | 2010-02-03 | 2010-05-03 | 2010-07-22
MM05738 | CORE Solar | GUINNESS |  | 9.88 | 37544 | Residential |  | RINGOES | 8551 | 4 | 1ST LIGHT ENERGY, INC. | JCP&L | No | Complete | 2009-01-29 | 2009-09-02 | 2009-10-30 | 2009-12-30
MM05739 | CORE Solar | HERINK |  | 1.84 | 6536 | Residential |  | JACKSON | 8527 | 18 | SEA BRIGHT SOLAR, LLC | JCP&L | No | Complete | 2009-01-29 | 2009-06-09 | 2009-07-15 | 2009-09-03
MM05742 | CORE Solar | OSTROWSKI |  | 6.825 | 7980 | Residential |  | PASSAIC | 7055 | 6 | TRINITY HEATING AND AIR | PSE&G BPU | No | Complete | 2009-01-29 | 2009-06-19 | 2009-08-04 | 2009-09-30
MM05744 | CORE Solar | RAFFERTY |  | 9.8 | 37240 | Residential |  | TENAFLY | 7670 | 7 | TRINITY HEATING AND AIR | PSE&G BPU | No | Complete | 2009-01-29 | 2009-03-23 | 2009-05-19 | 2009-07-29
MM05745 | CORE Solar | CALABRESE |  | 3.6 | 13680 | Residential |  | RUMSON | 7760 | 17 | GEOGENIX | JCP&L | No | Complete | 2009-01-29 | 2010-01-29 | 2010-05-03 | 2010-07-22
MM05746 | CORE Solar | AUMACK |  | 6 | 22800 | Residential |  | PISCATAWAY | 8854 | 11 | NJ SOLAR SOLUTIONS | PSE&G BPU | No | Complete | 2009-01-29 | 2009-09-16 | 2009-11-19 | 2010-02-11
MM05747 | CORE Solar | WOOLEY |  | 6.3 | 23940 | Residential |  | POINT PLEASANT | 8742 | 18 | TRINITY HEATING AND AIR | JCP&L | No | Complete | 2009-01-29 | 2009-02-04 | 2009-03-19 | 2009-05-05
MM05748 | CORE Solar | WHITE |  | 7.56 | 28728 | Residential |  | LONG VALLEY | 7853 | 3 | VANGUARD ENERGY PARTNERS, LLC | JCP&L | No | Complete | 2009-01-29 | 2010-02-02 | 2010-05-03 | 2010-07-22
MM05749 | CORE Solar | BENEDICTIS |  | 6.63 | 25194 | Residential |  | BELMAR | 7719 | 17 | TRINITY HEATING AND AIR | JCP&L | No | Complete | 2009-01-29 | 2009-02-10 | 2009-05-19 | 2009-07-29
MM05751 | CORE Solar | FRIEDMAN |  | 7.35 | 27930 | Residential |  | JACKSON | 8527 | 18 | TRINITY HEATING AND AIR | JCP&L | No | Complete | 2009-01-29 | 2009-02-04 | 2009-04-21 | 2009-07-01
MM05752 | CORE Solar | KOVEN |  | 4.51 | 17138 | Residential |  | HAMPTON | 8827 | 4 | SUN FARM NETWORK | JCP&L | No | Complete | 2009-01-29 | 2009-12-02 | 2010-01-05 | 2010-04-13
MM05755 | CORE Solar | ROSEN |  | 6 | 22800 | Residential |  | MARLBORO | 7746 | 17 | TRINITY HEATING AND AIR | JCP&L | No | Complete | 2009-01-29 | 2009-02-04 | 2009-03-19 | 2009-05-05
MM05757 | CORE Solar | STEIN |  | 4.3 | 16340 | Residential |  | STRATFORD | 8084 | 14 | THE SOLAR CENTER, INC. | AC Electric | No | Complete | 2009-01-29 | 2009-06-15 | 2009-07-15 | 2009-09-03
MM05758 | CORE Solar | REED | SOLID ROCK CHURCH | 2.8 | 12320 | Non Profit |  | MONTGOMERY TOWNSHIP | 8558 | 5 | TRINITY HEATING AND AIR | PSE&G BPU | No | Complete | 2008-12-11 | 2008-12-22 | 2009-02-20 | 2009-04-08
MM05760 | CORE Solar | UTTS | UNITARIAN UNIVERSALIST CONG S. JERSEY SH | 10.5 | 45725 | Non Profit |  | GALLOWAY | 8205 | 19 | BRITE IDEA ENERGY | AC Electric | No | Complete | 2008-12-11 | 2009-03-17 | 2009-09-17 | 2009-12-30
MM05762 | CORE Solar | KHALIL |  | 9.03 | 34314 | Residential |  | WEST PATERSON | 7424 | 6 | TRINITY HEATING AND AIR | PSE&G BPU | No | Complete | 2009-01-29 | 2009-06-22 | 2009-07-15 | 2009-09-03
MM05764 | CORE Solar | DANIECKI |  | 10 | 38000 | Residential |  | JACKSON | 8527 | 18 | TRINITY HEATING AND AIR | JCP&L | No | Complete | 2009-01-29 | 2009-02-04 | 2009-03-19 | 2009-05-05
MM05765 | CORE Solar | KOCHER | 207 2ND STREET, LLC | 4.83 | 18354 | Residential |  | HOBOKEN | 7030 | 8 | SEA BRIGHT SOLAR, LLC | PSE&G BPU | No | Complete | 2008-12-30 | 2009-09-28 | 2010-07-22 | 2010-09-09
MM05766 | CORE Solar | YOM |  | 7.392 | 28089.6 | Residential |  | LEONIA | 7605 | 7 | THE SOLAR CENTER, INC. | PSE&G BPU | No | Complete | 2009-01-29 | 2009-09-30 | 2009-11-19 | 2010-02-11
MM05767 | CORE Solar | KOCHER |  | 9.765 | 37107 | Residential |  | RAMSEY | 7446 | 7 | SEA BRIGHT SOLAR, LLC | PSE&G BPU | No | Complete | 2009-01-29 | 2010-02-08 | 2010-06-29 | 2010-09-09
MM05768 | CORE Solar | JORDAN |  | 5.52 | 20064 | Residential |  | MIDLAND PARK | 7432 | 7 | THE SOLAR CENTER, INC. | PSE&G BPU | No | Complete | 2009-01-29 | 2010-03-02 | 2010-06-29 | 2010-09-09
MM05770 | CORE Solar | SZABO |  | 5.52 | 20976 | Residential |  | WHIPPANY | 7981 | 3 | THE SOLAR CENTER, INC. | JCP&L | No | Complete | 2009-01-29 | 2009-09-01 | 2009-10-12 | 2009-12-30
MM05771 | CORE Solar | ROMANOLI |  | 10.5 | 35000 | Residential |  | MEDFORD | 8055 | 13 | EASTWIND POWER | PSE&G BPU | No | Complete | 2009-02-05 | 2009-12-18 | 2010-03-04 | 2010-04-27
MM05772 | CORE Solar | MAZUREK |  | 7.56 | 27588 | Residential |  | VOORHEES | 8043 | 14 | THE SOLAR CENTER, INC. | AC Electric | No | Complete | 2009-01-29 | 2009-06-19 | 2009-07-15 | 2009-09-03
MM05775 | CORE Solar | FENNIMORE |  | 5.67 | 21546 | Residential |  | SICKLERVILLE | 8081 | 14 | THE SOLAR CENTER, INC. | AC Electric | No | Complete | 2009-01-29 | 2009-10-23 | 2010-01-05 | 2010-04-13
MM05779 | CORE Solar | NAYDENOV | CYGNUS, LLC | 36.3 | 67146.87 | Commercial |  | PATERSON | 7504 | 6 | SELF INSTALL | PSE&G BPU | No | Complete | 2008-10-28 | 2010-05-11 | 2012-02-13 | 2012-03-28
MM05780 | CORE Solar | GOLDMAN |  | 20.25 | 38000 | Residential |  | FRANKLIN LAKES | 8022 | 13 | AEON SOLAR | PSE&G BPU | No | Complete | 2009-01-29 | 2009-10-27 | 2010-01-04 | 2010-04-13
MM05781 | CORE Solar | CHIANG |  | 8.1 | 30780 | Residential |  | PLAINSBORO TOWNSHIP | 8536 | 11 | GEOGENIX | PSE&G BPU | No | Complete | 2009-01-29 | 2009-02-26 | 2009-04-21 | 2009-07-01
MM05782 | CORE Solar | GOLBIN | SOLAR REALTY, LLC | 6.15 | 23370 | Residential |  | WESTFIELD | 7090 | 10 | GEOGENIX | PSE&G BPU | No | Complete | 2009-01-29 | 2009-03-06 | 2009-04-21 | 2009-07-01
MM05784 | CORE Solar | OSWALD | LEHIGH GAS CORPORATION | 10.12 | 38330 | Commercial |  | BURLINGTON | 8016 | 13 | SYNERGY | PSE&G BPU | No | Complete | 2008-12-11 | 2009-12-04 | 2011-03-22 | 2011-05-31
MM05786 | CORE Solar | PEKAR | FAMILY SERVICE, THE CHARLES YATE CENTER | 40.096 | 147768.8 | Non Profit |  | LUMBERTON | 8048 | 13 | SOLAR WORKS NJ | PSE&G BPU | No | Complete | 2009-03-13 | 2010-03-17 | 2010-07-01 | 2010-09-09
MM05789 | CORE Solar | DESPONT |  | 9.45 | 35910 | Residential |  | MENDAM | 7945 | 3 | ADVANCED SOLAR PRODUCTS, INC. | PSE&G BPU | No | Complete | 2009-01-29 | 2009-06-15 | 2009-08-04 | 2009-09-30
MM05792 | CORE Solar | SPITZER | ENERGY ENTERPRISES, INC. | 10.125 | 32300 | Commercial |  | MAYS LANDING | 8330 | 19 | SELF INSTALL | AC Electric | No | Complete | 2008-12-11 | 2009-01-19 | 2009-02-20 | 2009-04-08
MM05795 | CORE Solar | LEHMAN |  | 1.26 | 4389 | Residential |  | OCEAN CITY | 8226 | 21 | MERCURY SOLAR SYSTEMS | AC Electric | No | Complete | 2009-01-29 | 2009-11-16 | 2010-01-05 | 2010-04-13
MM05796 | CORE Solar | DWYER |  | 4.515 | 17157 | Residential |  | FORKED RIVER | 8731 | 18 | MERCURY SOLAR SYSTEMS | JCP&L | No | Complete | 2009-01-29 | 2009-11-16 | 2010-01-05 | 2010-04-13
MM05797 | CORE Solar | GAVAGHEN |  | 9.87 | 37506 | Residential |  | FREEHOLD | 7728 | 17 | NJ SOLAR POWER, LLC | JCP&L | No | Complete | 2009-01-29 | 2009-07-20 | 2009-08-27 | 2009-10-07
MM05799 | CORE Solar | OSWALD | LEHIGH GAS CORPORATION | 10.34 | 33094.75 | Commercial |  | MERCERVILLE | 8619 | 12 | SELF INSTALL | PSE&G BPU | No | Complete | 2008-12-11 | 2009-12-16 | 2010-03-24 | 2010-06-08
MM05801 | CORE Solar | WEISBROT |  | 2.704 | 10275.2 | Residential |  | LINDEN | 7036 | 10 | SOLAR CONNECTIONS | PSE&G BPU | No | Complete | 2009-01-29 | 2009-07-29 | 2010-01-05 | 2010-04-13
MM05802 | CORE Solar | GIBERSON |  | 10.08 | 38000 | Residential |  | PORT REPUBLIC | 8241 | 19 | MERCURY SOLAR SYSTEMS | AC Electric | No | Complete | 2009-01-29 | 2009-09-01 | 2009-10-30 | 2009-12-30
MM05803 | CORE Solar | DOWNEY | ST. MARY'S CHURCH | 32.256 | 120783.2 | Non Profit |  | POMPTON LAKES | 7442 | 6 | J. A. WIG CONSTRUCTION AND ELECTRIC, LLC | New Jersey Power | No | Complete | 2008-10-28 | 2010-01-11 | 2010-06-03 | 2010-09-01
MM05805 | CORE Solar | SMITH | TRIANGLE FARMS | 49.2 | 143500 | Farm |  | ELMER | 8318 | 16 | RCL ENTERPRISES INC. | AC Electric | No | Complete | 2009-02-02 | 2009-11-11 | 2010-02-04 | 2010-04-12
MM05806 | CORE Solar | SMITH |  | 10 | 38000 | Residential |  | ELMER | 8318 | 16 | RCL ENTERPRISES INC. | AC Electric | No | Complete | 2009-02-05 | 2009-12-22 | 2010-02-02 | 2010-04-16
MM05808 | CORE Solar | OSTROW | RANCH HOPE FOR BOYS | 27.36 | 94772 | Non Profit |  | ALLOWAY | 8001 | 16 | RCL ENTERPRISES INC. | AC Electric | No | Complete | 2008-10-31 | 2009-10-13 | 2010-03-04 | 2010-04-27
MM05809 | CORE Solar | WEINCKE | BEACHWOOD YACHT CLUB | 9.668 | 42539.2 | Non Profit |  | BEACHWOOD | 8722 | 18 | NJ SOLAR POWER, LLC | JCP&L | No | Complete | 2008-12-11 | 2009-12-16 | 2010-03-04 | 2010-04-27
MM05810 | CORE Solar | WINCHELL |  | 19.2 | 63300 | Farm |  | CANTON | 8079 | 16 | INFASOURCE TELECOMMUNICATION SERVICES | AC Electric | No | Complete | 2008-10-28 | 2009-07-23 | 2010-01-05 | 2010-04-13
MM05811 | CORE Solar | SEERY SR. |  | 12.35 | 44462.5 | Farm |  | ELMER | 8318 | 16 | RCL ENTERPRISES INC. | AC Electric | No | Complete | 2008-10-31 | 2009-05-27 | 2009-10-30 | 2009-12-30
MM05815 | CORE Solar | TEPPER | ANIMAL HEALTH CARE OF MARLBORO | 14.82 | 51255 | Commercial |  | ENGLISHTOWN | 7726 | 17 | ECOLOGICAL SYSTEMS-MANALAPAN | JCP&L | No | Complete | 2008-10-31 | 2009-11-03 | 2010-08-25 | 2010-11-24
MM05819 | CORE Solar | COHEN | SPUR - SPECIAL PEOPLE UNITED TO RIDE | 20.25 | 79362.5 | Non Profit |  | LINCROFT | 7738 | 17 | ELECTRO JET ELECTRIC | JCP&L | No | Complete | 2008-01-08 | 2009-08-13 | 2009-10-30 | 2009-12-30
MM05820 | CORE Solar | MAXSON |  | 9.88 | 37544 | Residential |  | FARMINGDALE | 7727 | 17 | ECOLOGICAL SYSTEMS-MANALAPAN | JCP&L | No | Complete | 2009-01-29 | 2009-12-08 | 2010-03-18 | 2010-06-08
MM05822 | CORE Solar | RATLIFF |  | 7.36 | 27968 | Residential |  | PRINCETON | 8540 | 12 | THE SOLAR CENTER, INC. | PSE&G BPU | No | Complete | 2009-01-29 | 2009-12-01 | 2010-03-24 | 2010-06-08
MM05824 | CORE Solar | WELSH |  | 2.58 | 9804 | Residential |  | BARNEGAT | 8005 | 18 | THE SOLAR CENTER, INC. | JCP&L | No | Complete | 2009-01-29 | 2009-10-23 | 2009-11-19 | 2010-02-11
MM05825 | CORE Solar | LEISER |  | 9.9 | 37620 | Residential |  | MANALAPAN | 7726 | 17 | THE SOLAR CENTER, INC. | JCP&L | No | Complete | 2009-01-29 | 2009-10-13 | 2010-03-18 | 2010-06-08
MM05826 | CORE Solar | KEYES |  | 9.1 | 34580 | Residential |  | FLEMINGTON | 8822 | 4 | ADVANCED SOLAR PRODUCTS, INC. | JCP&L | No | Complete | 2009-01-29 | 2010-02-02 | 2010-07-22 | 2010-09-09
MM05828 | CORE Solar | KOCHER |  | 4.83 | 18354 | Residential |  | HOBOKEN | 7030 | 8 | SEA BRIGHT SOLAR, LLC | PSE&G BPU | No | Complete | 2008-12-30 | 2009-09-28 | 2010-07-22 | 2010-09-09
MM05829 | CORE Solar | KOCHER |  | 4.83 | 13639.5 | Residential |  | HOBOKEN | 7030 | 8 | SEA BRIGHT SOLAR, LLC | PSE&G BPU | No | Complete | 2008-12-30 | 2009-09-28 | 2010-07-22 | 2010-09-09
MM05830 | CORE Solar | FIRESTONE |  | 10.08 | 38000 | Residential |  | BLOOMSBURY | 8804 | 4 | THE SOLAR CENTER, INC. | JCP&L | No | Complete | 2009-01-29 | 2009-09-30 | 2010-01-04 | 2010-04-13
MM05831 | CORE Solar | WELSH |  | 5.52 | 20976 | Residential |  | GREAT MEADOWS | 7838 | 2 | THE SOLAR CENTER, INC. | JCP&L | No | Complete | 2009-01-29 | 2009-10-29 | 2010-01-04 | 2010-04-13
MM05833 | CORE Solar | WEBSTER |  | 3.6 | 11704 | Residential |  | RIDGEFIELD PARK | 7660 | 7 | GEOGENIX | PSE&G BPU | No | Complete | 2009-01-29 | 2009-05-12 | 2009-06-19 | 2009-08-26
MM05835 | CORE Solar | HUBER |  | 7.98 | 30324 | Residential |  | RANDOLPH | 7869 | 3 | THE SOLAR CENTER, INC. | JCP&L | No | Complete | 2009-01-29 | 2009-10-29 | 2010-03-18 | 2010-06-08
MM05836 | CORE Solar | HILL |  | 9.88 | 37544 | Residential |  | FREEHOLD | 7728 | 17 | ECOLOGICAL SYSTEMS-MANALAPAN | JCP&L | No | Complete | 2009-01-29 | 2009-12-07 | 2010-07-22 | 2010-09-09
MM05837 | CORE Solar | KIM |  | 5.16 | 18392 | Residential |  | WALLEN | 7059 | 5 | THE SOLAR CENTER, INC. | JCP&L | No | Complete | 2009-01-29 | 2009-07-22 | 2009-10-30 | 2009-12-30
MM05838 | CORE Solar | HELDT |  | 7.79 | 29602 | Residential |  | OCEAN GROVE | 7756 | 17 | ECOLOGICAL SYSTEMS-MANALAPAN | JCP&L | No | Complete | 2009-02-05 | 2010-01-18 | 2010-08-26 | 2010-11-24
MM05839 | CORE Solar | VANCLEAF |  | 3.68 | 13376 | Residential |  | ENGLISHTOWN | 7726 | 17 | THE SOLAR CENTER, INC. | JCP&L | No | Complete | 2009-02-05 | 2009-09-16 | 2010-03-04 | 2010-04-27
MM05840 | CORE Solar | WERTHEIM |  | 10.4 | 38000 | Residential |  | MARTINSVILLE | 8836 | 5 | NJ SOLAR SOLUTIONS | PSE&G BPU | No | Complete | 2009-01-29 | 2009-05-27 | 2009-07-15 | 2009-09-03
MM05842 | CORE Solar | SULLIVAN |  | 9.9 | 37620 | Residential |  | ENGLISHTOWN | 7726 | 17 | GEOGENIX | JCP&L | No | Complete | 2009-01-29 | 2009-10-13 | 2009-11-19 | 2010-02-11
MM05843 | CORE Solar | BREENE | CAMP RIVERBEND | 20.01 | 65527.5 | Commercial |  | WARREN | 7059 | 5 | THE SOLAR CENTER, INC. | JCP&L | No | Complete | 2008-10-22 | 2009-06-30 | 2009-10-30 | 2009-12-30
MM05845 | CORE Solar | BURD |  | 9.9 | 37620 | Residential |  | CALIFON | 7830 | 4 | NJ SOLAR SOLUTIONS | JCP&L | No | Complete | 2009-01-29 | 2009-09-30 | 2009-11-19 | 2010-02-11
MM05846 | CORE Solar | BREENE | CAMP RIVERBEND | 29.44 | 78597.5 | Commercial |  | WARREN | 7059 | 5 | THE SOLAR CENTER, INC. | JCP&L | No | Complete | 2008-10-22 | 2009-06-30 | 2009-10-30 | 2009-12-30
MM05851 | CORE Solar | COHEN | K. HOVNANIAN | 4.008 | 15230.4 | Residential |  | BARNEGAT TWP | 8005 | 18 | THE SOLAR CENTER, INC. | Not Known | No | Complete | 2009-02-05 | 2009-09-02 | 2010-12-22 | 2011-02-16
MM05852 | CORE Solar | SERBA |  | 3.78 | 14364 | Residential |  | NORTH WILDWOOD | 8260 | 21 | THE SOLAR CENTER, INC. | AC Electric | No | Complete | 2009-02-05 | 2009-10-13 | 2009-11-19 | 2010-02-11
MM05855 | CORE Solar | GUZZI | GUZZI INVESTMENT GROUP | 22.4 | 31299.84 | Commercial |  | MEDFORD | 8055 | 13 | CORBIN SOLAR SOLUTIONS, LLC | PSE&G BPU | No | Complete | 2009-02-05 | 2010-01-26 | 2010-07-01 | 2010-09-09
MM05856 | CORE Solar | LOPEZ |  | 7.59 | 28842 | Residential |  | ROCHELLE PARK | 7662 | 7 | SUN BURN SOLAR | PSE&G BPU | No | Complete | 2009-02-05 | 2010-03-01 | 2010-09-23 | 2010-10-29
MM05858 | CORE Solar | HOFFMANN | LEHIGH GAS CORPORATION | 10.34 | 33094.75 | Commercial |  | TRENTON | 8619 | 12 | SELF INSTALL | PSE&G BPU | No | Complete | 2008-12-11 | 2009-12-16 | 2010-03-24 | 2010-06-08
MM05859 | CORE Solar | HOFFMANN | LEHIGH GAS CORPORATION | 10.304 | 33010.6 | Commercial |  | WILLINGBORO | 8046 | 13 | SELF INSTALL | PSE&G BPU | No | Complete | 2008-12-11 | 2009-12-15 | 2010-03-24 | 2010-06-08
MM05860 | CORE Solar | HANSFORD |  | 5.28 | 20064 | Residential |  | BELLEMEAD | 8502 | 5 | CAPITAL ELECTRIC CO | PSE&G BPU | No | Complete | 2009-02-05 | 2010-01-29 | 2010-05-13 | 2010-07-22
MM05863 | CORE Solar | RAASTAD | FIRST PRESBYTERIAN CHURCH | 10.08 | 44276 | Non Profit |  | STANHOPE | 7874 | 1 | 1ST LIGHT ENERGY, INC. | JCP&L | No | Complete | 2008-12-11 | 2009-12-16 | 2010-08-25 | 2010-11-24
MM05865 | CORE Solar | DANIECKI |  | 7.36 | 27968 | Residential |  | JOBSTOWN | 8041 | 13 | 1ST LIGHT ENERGY, INC. | JCP&L | No | Complete | 2009-02-05 | 2010-01-26 | 2010-05-03 | 2010-07-22
MM05866 | CORE Solar | JEGOROW |  | 4.18 | 15884 | Residential |  | ENGLEWOOD CLIFFS | 7632 | 7 | 1ST LIGHT ENERGY, INC. | PSE&G BPU | No | Complete | 2009-02-05 | 2009-10-19 | 2010-02-02 | 2010-04-16
MM05870 | CORE Solar | SPIEZLE | R&J, LLC | 9.856 | 34496 | Commercial |  | TRENTON | 8618 | 12 | ADVANCED SOLAR PRODUCTS, INC. | PSE&G BPU | No | Complete | 2009-02-05 | 2010-02-04 | 2010-07-22 | 2010-09-09
MM05871 | CORE Solar | YEAKEL | LEHIGH GAS CORPORATION | 9.984 | 37939.2 | Commercial |  | EWING | 8618 | 12 | ADVANCED SOLAR PRODUCTS, INC. | PSE&G BPU | No | Complete | 2008-12-11 | 2009-12-15 | 2010-09-23 | 2010-10-29
MM05872 | CORE Solar | HADDEN |  | 7.616 | 28940.8 | Residential |  | CALIFON | 7830 | 4 | ADVANCED SOLAR PRODUCTS, INC. | JCP&L | No | Complete | 2009-02-05 | 2010-01-25 | 2010-06-29 | 2010-09-09
MM05873 | CORE Solar | WENDT |  | 4.95 | 18810 | Residential |  | TITUSVILLE | 8560 | 12 | GEOGENIX | JCP&L | No | Complete | 2009-02-05 | 2009-11-16 | 2010-01-04 | 2010-04-13
MM05875 | CORE Solar | NICOL |  | 9.724 | 36951.2 | Residential |  | CALIFON | 7830 | 4 | ADVANCED SOLAR PRODUCTS, INC. | JCP&L | No | Complete | 2009-02-05 | 2009-07-20 | 2009-10-12 | 2009-12-30
MM05877 | CORE Solar | RODRICKS |  | 8.1 | 30780 | Residential |  | MARLTON | 8053 | 13 | ADVANCED SOLAR PRODUCTS, INC. | AC Electric | No | Complete | 2009-02-05 | 2009-12-30 | 2010-03-24 | 2010-06-08
MM05878 | CORE Solar | WOLFE |  | 12.24 | 38000 | Residential |  | STOCKTON | 8559 | 4 | ADVANCED SOLAR PRODUCTS, INC. | JCP&L | No | Complete | 2009-02-05 | 2009-09-28 | 2009-10-12 | 2009-12-30
MM05879 | CORE Solar | COCHRAN |  | 7.56 | 28728 | Residential |  | BURLINGTON | 8016 | 13 | ABSOLUTELY ENERGIZED SOLAR, LLC | PSE&G BPU | No | Complete | 2009-02-05 | 2009-11-17 | 2010-05-03 | 2010-07-22
MM05886 | CORE Solar | YEAGER |  | 9.45 | 35910 | Residential |  | MONROEVILLE | 8343 | 16 | EASTERN ENERGY SERVICES | AC Electric | No | Complete | 2008-08-15 | 2009-08-06 | 2010-03-24 | 2010-06-08
MM05887 | CORE Solar | GROSSI | GREATER EGG HARBOR REGIONAL HIGH SCHOOL | 427.14 | 966373.6 | School Public K-12 |  | ABSECON | 8201 | 19 | RAY ANGELINI, INC. | AC Electric | No | Complete | 2008-04-09 | 2009-09-28 | 2010-01-06 | 2010-04-13
MM05888 | CORE Solar | YOSIFON | UPPER FREEDHOLD REGIONAL SCHOOL DISTRICT | 64.064 | 195660 | School Public K-12 |  | ALLENTOWN | 8501 | 17 | LIGHTON INDUSTRIES | PSE&G BPU | No | Complete | 2008-04-09 | 2010-10-06 | 2011-05-02 | 2011-07-12
MM05891 | CORE Solar | MANIGOLD |  | 7.92 | 30096 | Residential |  | NEPTUNE | 7753 | 17 | E2ECTA, INC. | JCP&L | No | Complete | 2009-02-05 | 2010-02-15 | 2010-06-29 | 2010-09-09
MM05896 | CORE Solar | RHODES | FIRST MONTCLAIR HOUSE | 55.825 | 175062.5 | SUNLIT |  | MONTCLAIR | 7042 | 9 | EVCO MECHANICAL | PSE&G BPU | No | Complete | 2008-01-23 | 2009-08-06 | 2009-10-30 | 2009-12-30
MM05902 | CORE Solar | RINDERKNECHT | GLEN ROCK BOE -ALEXANDER HAMILTON SCHOOL | 40.565 | 136912.5 | School Public K-12 |  | GLEN ROCK | 7452 | 7 | FAI-GON ELECTRIC | PSE&G BPU | No | Complete | 2008-04-09 | 2010-02-16 | 2011-02-02 | 2011-04-13
MM05905 | CORE Solar | DELUCIA | PISCATAWAY TWP BOE-QUIBBLETOWN MIDDLE | 41.4 | 139000 | School Public K-12 |  | PISCATAWAY | 8854 | 11 | ELECTRO JET ELECTRIC | PSE&G BPU | No | Complete | 2008-04-09 | 2009-05-20 | 2009-11-20 | 2010-02-11
MM05906 | CORE Solar | DELUCIA | PISCATAWAY TWP BOE - SCHOR MIDDLE SCHOOL | 57.5 | 179250 | School Public K-12 |  | PISCATAWAY | 8854 | 11 | ELECTRO JET ELECTRIC | PSE&G BPU | No | Complete | 2008-04-09 | 2009-06-09 | 2009-11-20 | 2010-02-11
MM05907 | CORE Solar | DELUCIA | PISCATAWAY TWP BOE - CONAKAMACK MIDDLE | 62.1 | 112656 | School Public K-12 |  | PISCATAWAY | 8854 | 11 | ELECTRO JET ELECTRIC | PSE&G BPU | No | Complete | 2008-04-09 | 2009-06-09 | 2009-11-20 | 2010-02-11
MM05908 | CORE Solar | DEMARINO | WOODBRIDGE TWP BOE -COLONIAL HIGH SCHOOL | 325.71 | 138426.5 | School Public K-12 |  | COLONIA | 8830 | 11 | PRAVCO, INC | PSE&G BPU | No | Complete | 2008-04-09 | 2011-04-26 | 2011-06-23 | 2011-10-11
MM05909 | CORE Solar | DEMARINO | WOODBRIDGE TWP BOE - MENLO PARK TERRACE | 101.99 | 138426.5 | School Public K-12 |  | METUCHEN | 8840 | 11 | PRAVCO, INC | PSE&G BPU | No | Complete | 2008-04-09 | 2011-04-26 | 2011-06-23 | 2011-10-11
MM05910 | CORE Solar | DEMARINO | WOODBRIDGE TWP BOE - INDIANA AVE SCHOOL | 113.4 | 138426.5 | School Public K-12 |  | ISELIN | 8830 | 11 | PRAVCO, INC | PSE&G BPU | No | Complete | 2008-04-11 | 2011-04-26 | 2011-06-23 | 2011-10-11
MM05911 | CORE Solar | DEMARINO | WOODBRIDGE TWP BOE -ISELIN MIDDLE SCHOOL | 114.24 | 138426.5 | School Public K-12 |  | ISELIN | 8830 | 11 | PRAVCO, INC | PSE&G BPU | No | Complete | 2008-04-11 | 2011-04-26 | 2011-06-23 | 2011-10-11
MM05915 | CORE Solar | SHANOK | WEST WINDSOR-PLAINSBORO REG BOE-HS NORTH | 50.76 | 129668.8 | School Public K-12 |  | PLAINSBORO | 8536 | 11 | RAY ANGELINI, INC. | PSE&G BPU | No | Complete | 2008-10-23 | 2010-06-16 | 2011-06-23 | 2011-10-11
MM05916 | CORE Solar | SHANOK | WEST WINDSOR-PLAINSBORO REG BOE-HS SOUTH | 172.02 | 446831.2 | School Public K-12 |  | PRINCETON JUNCTION | 8550 | 12 | RAY ANGELINI, INC. | PSE&G BPU | No | Complete | 2008-10-23 | 2010-07-07 | 2011-06-23 | 2011-10-11
MM05917 | CORE Solar | RIGBY | BOROUGH OF WEST CAPE MAY - BOROUGH HALL | 7.56 | 30996 | Municipality |  | WEST CAPE MAY | 8204 | 21 | MERCURY SOLAR SYSTEMS | AC Electric | No | Complete | 2008-01-08 | 2008-07-17 | 2008-07-25 | 2008-09-03
MM05918 | CORE Solar | CORIGLIANO | MANCHESTER TWP BOE - MANCHESTER H.S. | 101.66 | 192969 | School Public K-12 |  | MANCHESTER | 8759 | 18 | ELECTRICAL DESIGN AND CONSTRUCTION | JCP&L | No | Complete | 2008-10-23 | 2010-10-26 | 2010-12-22 | 2011-02-16
MM05920 | CORE Solar | SIANO | STAFFORD TWP BOE - OXYCOCUS ELEMENTARY | 100.352 | 286309.6 | School Public K-12 |  | MANAHAWKIN | 8050 | 18 | LIGHTON INDUSTRIES | PSE&G BPU | No | Complete | 2008-10-23 | 2009-10-09 | 2009-11-20 | 2010-02-11
MM05921 | CORE Solar | SIANO | STAFFORD TWP BOE -OCEAN ACRES ELEMENTARY | 100.352 | 178315.4 | School Public K-12 |  | MANAHAWKIN | 8050 | 18 | LIGHTON INDUSTRIES | AC Electric | No | Complete | 2008-10-23 | 2009-09-18 | 2010-02-04 | 2010-04-12
MM05926 | CORE Solar | KAZ | NORTHERN BURLINGTON COUNTY REG BOE-HS W | 193.536 | 491250 | School Public K-12 |  | COLUMBUS | 8022 | 13 | RAY ANGELINI, INC. | PSE&G BPU | No | Complete | 2008-10-23 | 2009-10-23 | 2010-05-06 | 2010-07-22
MM05928 | CORE Solar | ELDRIDGE | LAWRENCE TWP BOE - LAWRENCE HIGH SCHOOL | 358.776 | 256750 | School Public K-12 |  | LAWRENCEVILLE | 8648 | 12 | LIGHTON INDUSTRIES | PSE&G BPU | No | Complete | 2008-10-23 | 2009-06-09 | 2009-07-01 | 2009-08-26
MM05929 | CORE Solar | JAMISON | HAMILTON TWP SCHOOL DIST- WILLIAM DAVIES | 271.488 | 557813 | School Public K-12 |  | MAYS LANDING | 8330 | 19 | RAY ANGELINI, INC. | AC Electric | No | Complete | 2008-10-23 | 2011-02-15 | 2011-06-21 | 2011-10-11
MM05930 | CORE Solar | GNIEWYK | MAINLAND REG HS DISTRICT-MAINLAND REG HS | 121.26 | 315188 | School Public K-12 |  | LINWOOD | 8221 | 19 | RAY ANGELINI, INC. | AC Electric | No | Complete | 2008-10-23 | 2010-10-29 | 2011-04-26 | 2011-07-12
MM05932 | CORE Solar | MADOS | SHAMONG TWP SCHOOL DIST-INDIAN MILLS ELE | 77.74 | 179156 | School Public K-12 |  | SHAMONG | 8088 | 13 | MERIDIAN PROPERTY SRVICES, INC | AC Electric | No | Complete | 2008-10-23 | 2010-12-09 | 2011-02-02 | 2011-04-13
MM05933 | CORE Solar | TOMASCO | GALLOWAY TWP BOE - GALLOWAY TWP MIDDLE | 305.67 | 758541 | School Public K-12 |  | GALLOWAY | 8205 | 19 | RAY ANGELINI, INC. | AC Electric | No | Complete | 2008-10-23 | 2009-11-09 | 2010-03-16 | 2010-06-08
MM05937 | CORE Solar | NACLERIO | BELFORD ENGINE COMPANY #1 | 17.64 | 64968.35 | Municipality |  | BELFORD | 7718 | 17 | SUNRAY SOLAR, INC. | JCP&L | No | Complete | 2008-10-29 | 2009-09-28 | 2009-11-19 | 2010-02-11
MM05938 | CORE Solar | MAHLER | MONROE TWP NJ FIRE DISTRICT #2 | 30 | 104000 | Municipality |  | MONROE TOWNSHIP | 8343 | 16 | SUN ELECTRICAL CONSTRUCTION CORP | JCP&L | No | Complete | 2009-02-02 | 2010-07-22 | 2010-12-22 | 2011-02-16
MM05939 | CORE Solar | PENNELL | CLEARVIEW REG SCHOOL DIST-CLEARVIEW HS | 219.96 | 421594 | School Public K-12 |  | MULLICA HILL | 8062 | 15 | RAY ANGELINI, INC. | AC Electric | No | Complete | 2008-10-23 | 2010-02-22 | 2010-05-06 | 2010-07-22
MM05940 | CORE Solar | TOMASKO | BOROUGH OF ALPINE - BOROUGH HALL | 5.04 | 20664 | Municipality |  | ALPINE | 7620 | 7 | PFISTER MAINTENANCE, INC. | Orange & Rockland Elec | No | Complete | 2008-10-29 | 2009-06-09 | 2009-11-19 | 2010-02-11
MM05941 | CORE Solar | IMBASCIANI | UPPER SADDLE BOE-CAVALLINI MIDDLE SCHOOL | 84.864 | 86813 | School Public K-12 |  | UPPER SADDLE RIVER | 7458 | 7 | HELIOS SOLAR ENERGY | Orange & Rockland Elec | No | Complete | 2008-10-29 | 2009-12-01 | 2010-07-20 | 2010-09-09
MM05942 | CORE Solar | HURWITZ | NORTHWEST BERGEN COUNTY UTILITIES AUTHOR | 334.152 | 659289.1 | Municipality |  | WALDWICK | 7463 | 7 | VANGUARD ENERGY PARTNERS, LLC | PSE&G BPU | No | Complete | 2008-10-23 | 2009-10-23 | 2010-03-16 | 2010-06-08
MM05943 | CORE Solar | VASSER | ATLANTIC CITY CONVENTION CENTER | 2371.84 | 245000 | Municipality |  | ATLANTIC CITY | 8401 | 19 | RAY ANGELINI, INC. | AC Electric | No | Complete | 2008-10-28 | 2008-12-15 | 2009-05-26 | 2009-07-29
MM05944 | CORE Solar | YERGALONIS | RAHWAY BOE - RAHWAY MIDDLE SCHOOL | 141 | 379800 | School Public K-12 |  | RAHWAY | 7065 | 10 | RAY ANGELINI, INC. | PSE&G BPU | No | Complete | 2008-10-23 | 2011-04-01 | 2011-06-21 | 2011-10-11
MM05952 | CORE Solar | EDWARDS | BRICK TWP PUBLIC SCHOOLS-BRICK MEMORIAL | 565.8 | 1250000 | School Public K-12 |  | BRICK | 8724 | 18 | RAY ANGELINI, INC. | JCP&L | No | Complete | 2008-10-23 | 2009-10-14 | 2010-03-16 | 2010-06-08
MM05953 | CORE Solar | SOMICK | NORTH BERGEN TWP BOE - LINCOLN SCHOOL | 129.015 | 302989.2 | School Public K-12 |  | NORTH BERGEN | 7047 | 8 | BARRIER ELECTRIC | PSE&G BPU | No | Complete | 2008-10-23 | 2010-11-23 | 2011-03-22 | 2011-05-31
MM05954 | CORE Solar | SOMICK | NORTH BERGEN TWP BOE-JOHN F KENNEDY SCHO | 98.7 | 282250 | School Public K-12 |  | NORTH BERGEN | 7047 | 8 | BARRIER ELECTRIC | PSE&G BPU | No | Complete | 2008-10-23 | 2010-11-23 | 2011-05-03 | 2011-07-12
MM05955 | CORE Solar | SOMICK | NORTH BERGEN TWP BOE-ROBERT FULTON SCHOO | 50.76 | 162400 | School Public K-12 |  | NORTH BERGEN | 7047 | 8 | BARRIER ELECTRIC | PSE&G BPU | No | Complete | 2008-10-23 | 2010-11-23 | 2011-05-03 | 2011-07-12
MM05956 | CORE Solar | SOMICK | NORTH BERGEN TWP BOE- HORACE MANN SCHOOL | 62.04 | 190600 | School Public K-12 |  | NORTH BERGEN | 7047 | 8 | BARRIER ELECTRIC | PSE&G BPU | No | Complete | 2008-10-23 | 2010-11-23 | 2011-05-03 | 2011-07-12
MM05957 | CORE Solar | JANNARONE | OCEAN TWP SCHOOL DISTRICT-INTERMEDIATE | 25.62 | 90203 | School Public K-12 |  | OCEAN | 7712 | 17 | FAI-GON ELECTRIC | JCP&L | No | Complete | 2008-11-13 | 2008-12-09 | 2009-01-29 | 2009-03-31
MM05958 | CORE Solar | ROEMER | PITMAN TWP BOE - PITMAN HIGH SCHOOL | 301.74 | 298031 | School Public K-12 |  | PITMAN | 8071 | 15 | VANGUARD ENERGY PARTNERS, LLC | AC Electric | No | Complete | 2008-10-23 | 2010-08-12 | 2010-10-29 | 2010-12-20
MM05960 | CORE Solar | MESSINGER | TWP OF CHERRY HILL - MUNICIPAL COMPLEX | 99.456 | 284140 | Municipality |  | CHERRY HILL | 8002 | 14 | FOUR POINT REFRIGERATION CO., INC. | PSE&G BPU | No | Complete | 2008-12-19 | 2010-12-09 | 2011-03-22 | 2011-05-31
MM05962 | CORE Solar | HAWK | BORO OF STONE HARBOR - PUBLIC WORKS BLDG | 50.055 | 160637.5 | Municipality |  | STONE HARBOR | 8247 | 21 | GEORGE SPARKS, INC | AC Electric | No | Complete | 2008-10-23 | 2010-09-29 | 2011-03-22 | 2011-05-31
MM05963 | CORE Solar | FALL | TOWNSHIP OF TEANECK - FIRE STATION #3 | 5.64 | 18761.6 | Municipality |  | TEANECK | 7666 | 7 | VANGUARD ENERGY PARTNERS, LLC | PSE&G BPU | No | Complete | 2008-10-29 | 2009-11-06 | 2010-05-06 | 2010-07-22
MM05964 | CORE Solar | FALL | TOWNSHIP OF TEANECK - COMMUNITY CENTER | 67.21 | 195507.5 | Municipality |  | TEANECK | 7666 | 7 | VANGUARD ENERGY PARTNERS, LLC | PSE&G BPU | No | Complete | 2008-10-23 | 2009-11-06 | 2010-05-06 | 2010-07-22
MM05966 | CORE Solar | SACHS | MONMOUTH CTY BAYSHORE OUTFALL AUTHORITY | 533.52 | 1267512 | Municipality |  | BELFORD | 7718 | 17 | VANGUARD ENERGY PARTNERS, LLC | JCP&L | No | Complete | 2008-12-19 | 2010-12-06 | 2011-01-17 | 2011-02-17
MM05967 | CORE Solar | ROGERS | GLOUCESTER SENIOR HOUSING CAMPUS, LP | 71.28 | 213700 | SUNLIT |  | BLACKWOOD | 8012 | 14 | CODE GREEN SOLAR, LLC | PSE&G BPU | No | Complete | 2008-06-27 | 2010-04-16 | 2010-10-29 | 2010-12-20
MM05971 | CORE Solar | WITKOWSKI | RUTGERS UNIVERSITY - LIVINGSTON CAMPUS | 1346.8 | 4891940 | University Public |  | PISCATAWAY | 8854 | 11 | SUNDURANCE ENERGY II | PSE&G BPU | No | Complete | 2008-05-29 | 2009-05-20 | 2009-08-05 | 2009-10-19
MM05972 | CORE Solar | BACHENBERG |  | 7.28 | 31668 | Residential |  | PITTSTOWN | 8867 | 4 | ADVANCED SOLAR PRODUCTS, INC. | JCP&L | No | Complete | 2008-06-27 | 2009-03-06 | 2009-04-21 | 2009-07-01
MM05973 | CORE Solar | NIELSEN |  | 8.47 | 36844.5 | Residential |  | MILFORD | 8848 | 4 | ADVANCED SOLAR PRODUCTS, INC. | JCP&L | No | Complete | 2008-06-27 | 2009-06-30 | 2009-08-27 | 2009-10-07
MM05974 | CORE Solar | HENKEL | MONTGOMERY STREET HOUSING, LLC | 34.05 | 63156.25 | SUNLIT |  | NEWARK | 7103 | 9 | HEAT SHED, INC. | PSE&G BPU | No | Complete | 2008-07-30 | 2010-07-30 | 2010-10-29 | 2010-12-20
MM05975 | CORE Solar | DOHERTY | PROJECT FREEDOM AT TRENT CENTER, UR LP | 32.025 | 90062.5 | SUNLIT |  | TRENTON | 8609 | 12 | JERSEY SOLAR, LLC | PSE&G BPU | No | Complete | 2008-08-04 | 2009-04-28 | 2009-06-23 | 2009-08-26
MM05976 | CORE Solar | MACDONALD | CONVENANT HOUSE | 21.31 | 76626.5 | SUNLIT |  | ATLANTIC CITY | 7047 | 8 | ADVANCED SOLAR PRODUCTS, INC. | AC Electric | No | Complete | 2008-08-18 | 2010-08-03 | 2010-08-25 | 2010-11-24
MM05985 | CORE Solar | SCHNITZER | BELMONT 2007 URBAN RENEWAL ASSOCIATES | 119.7 | 284400 | SUNLIT |  | PATERSON | 7522 | 6 | BORREGO SOLAR SYSTEMS | PSE&G BPU | No | Complete | 2008-12-11 | 2011-06-06 | 2011-09-21 | 2011-11-09
MM05986 | CORE Solar | MINOR | LOGAN TOWNSHIP - MUNICIPAL COMPLEX | 83.72 | 244800 | Municipality |  | BRIDGEPORT | 8014 | 15 | RAY ANGELINI, INC. | AC Electric | No | Complete | 2008-12-19 | 2009-12-15 | 2010-07-01 | 2010-09-09
MM05987 | CORE Solar | BATEMAN | WILLINGBORO MUNICIPAL UTILITIES AUTHORIT | 273.24 | 659038.4 | Municipality |  | WILLINGBORO | 8046 | 13 | APS CONTRACTORS | PSE&G BPU | No | Complete | 2008-12-19 | 2010-11-23 | 2011-03-22 | 2011-05-31
MM05988 | CORE Solar | BATEMAN | WILLINGBORO MUNICIPAL UTILITIES AUTHORIT | 781.54 | 1142075.2 | Municipality |  | WILLINGBORO | 8046 | 13 | APS CONTRACTORS | PSE&G BPU | No | Complete | 2008-12-19 | 2010-11-19 | 2011-03-22 | 2011-05-31
MM05991 | CORE Solar | LOMBARD | TWP OF NORTH BRUNSWICK-NB WATER TREATMNT | 68.31 | 206275 | Municipality |  | SOMERSET | 8902 | 11 | STONE HILL CONTRACTING CO., INC. | PSE&G BPU | No | Complete | 2008-12-19 | 2009-12-16 | 2010-07-01 | 2010-09-09
MM05993 | CORE Solar | BARRY | COUNTY OF HUDSON - HUDSON PLAZA | 36.288 | 74820 | Municipality |  | JERSEY CITY | 7302 | 8 | VANGUARD ENERGY PARTNERS, LLC | PSE&G BPU | No | Complete | 2009-05-12 | 2010-03-09 | 2011-05-02 | 2011-07-12
MM05994 | CORE Solar | MAZAUSKAS | TWP OF EDISON-EDISON MUN ANIMAL SHELTER | 10.2 | 41630 | Municipality |  | EDISON | 8817 | 11 | ECOLOGICAL SYSTEMS-NEPTUNE | PSE&G BPU | No | Complete | 2009-02-04 | 2010-02-03 | 2010-07-01 | 2010-09-09
MM05995 | CORE Solar | COREA | CITY OF CAPE MAY-LIFEGUARD HEADQUARTERS | 6.44 | 26404 | Municipality |  | CAPE MAY | 8204 | 21 | RAY ANGELINI, INC. | AC Electric | No | Complete | 2009-02-04 | 2010-02-02 | 2010-07-01 | 2010-09-09
MM05996 | CORE Solar | COREA | CITY OF CAPE MAY-PUBLIC WORKS COMPLEX | 20.93 | 75429.5 | Municipality |  | CAPE MAY | 8204 | 21 | RAY ANGELINI, INC. | AC Electric | No | Complete | 2009-02-04 | 2010-02-02 | 2010-10-29 | 2010-12-20
MM05997 | CORE Solar | PIETRASZEWSKI |  | 7.2 | 31320 | Residential |  | SOMERVILLE | 8876 | 5 | SEA BRIGHT SOLAR, LLC | PSE&G BPU | No | Complete | 2008-12-11 | 2009-08-29 | 2010-06-29 | 2010-09-09
MM05998 | CORE Solar | MCGUIRE | LOUNSBERRY MEADOW | 82.8 | 242500 | SUNLIT |  | STIRLING | 7980 | 3 | ABSOLUTELY ENERGIZED SOLAR, LLC | JCP&L | No | Complete | 2009-02-02 | 2010-04-16 | 2010-07-20 | 2010-09-09
MM05999 | CORE Solar | MCGUIRE | 38-42 ABBETT AVENUE, LP C/O HOMELESS SOL | 9.936 | 40737.6 | SUNLIT |  | MORRISTOWN | 7960 | 3 | INTEGRATED GREEN TECHNOLOGIES, INC. | JCP&L | No | Complete | 2008-12-17 | 2011-02-01 | 2011-06-23 | 2011-10-11
MM06000 | CORE Solar | YGLESLAS | M & M DEVELOPMENT, LLC | 20.21 | 60525 | SUNLIT |  | NEWARK | 7105 | 9 | SOLAR WORKS NJ | PSE&G BPU | No | Complete | 2008-12-17 | 2011-07-26 | 2011-12-05 | 2012-01-25
MM06002 | CORE Solar | HICKS | COUNTY OF WARREN -CORRECTIONS FACILITY | 101.43 | 288789 | Municipality |  | BELVIDERE | 7823 | 2 | BOZ ELECTRICAL CONTRACTORS INC | JCP&L | No | Complete | 2009-03-06 | 2011-06-22 | 2011-09-12 | 2011-11-01
MM06005 | CORE Solar | DEMARCANTONIO | LOWER TWP MUNICIPAL UTILITIES AUTHORITY | 50.4 | 154570 | Municipality | 1 | VILLAS | 8251 | 21 | CALVI ELECTRIC COMPANY | AC Electric | No | Complete | 2009-02-02 | 2010-03-30 | 2010-07-01 | 2010-09-09
MM06006 | CORE Solar | KLEIN | HUNTERDON CENTRAL REGIONAL HIGH SCHOOL | 54.99 | 143727.5 | School Public K-12 | 1 | FLEMINGTON | 8822 | 4 | ADVANCED SOLAR PRODUCTS FLEMINGTON | JCP&L | No | Complete | 2009-02-02 | 2010-10-21 | 2010-12-22 | 2011-02-16
MM06007 | CORE Solar | RECCHINTI | PENNSVILLE BD OF ED MEMORIAL HIGH SCHOOL | 147 | 390000 | School Public K-12 |  | PENNSVILLE | 8070 | 16 | RAY ANGELINI, INC. | AC Electric | No | Complete | 2009-02-02 | 2009-11-09 | 2010-05-06 | 2010-07-22
MM06011 | CORE Solar | WONG |  | 8 | 28000 | Residential |  | WALL | 7719 | 17 | TRINITY HEATING AND AIR | JCP&L | No | Complete | 2009-02-05 | 2009-02-16 | 2009-03-19 | 2009-05-05
MM06012 | CORE Solar | SARGIS |  | 5.52 | 17556 | Residential |  | PATERSON | 7522 | 6 | THE SOLAR CENTER, INC. | PSE&G BPU | No | Complete | 2009-02-10 | 2009-06-25 | 2009-08-04 | 2009-09-30
MM06013 | CORE Solar | MAGIERA |  | 4 | 14000 | Residential |  | BRICK | 8724 | 18 | TRINITY HEATING AND AIR | JCP&L | No | Complete | 2009-02-10 | 2009-02-20 | 2009-04-21 | 2009-07-01
MM06014 | CORE Solar | LICCESE |  | 2.025 | 7087.5 | Residential |  | HARDWICK | 7825 | 2 | HEAT SHED, INC. | JCP&L | No | Complete | 2009-02-10 | 2009-04-08 | 2009-05-19 | 2009-07-29
MM06015 | CORE Solar | STANKOS |  | 9.87 | 33745 | Residential |  | PORT REPUBLIC | 8241 | 19 | MERCURY SOLAR SYSTEMS | AC Electric | No | Complete | 2009-02-10 | 2009-06-09 | 2010-01-05 | 2010-04-13
MM06016 | CORE Solar | COOPER |  | 9.975 | 34912.5 | Residential |  | BELMAR | 7719 | 17 | TRINITY HEATING AND AIR | JCP&L | No | Complete | 2009-02-10 | 2009-02-19 | 2009-03-19 | 2009-05-05
MM06018 | CORE Solar | MATULEWICZ |  | 2.7 | 8032.5 | Residential |  | RUMSON | 7760 | 17 | SELF INSTALL | JCP&L | No | Complete | 2009-02-10 | 2009-05-27 | 2009-06-23 | 2009-08-26
MM06022 | CORE Solar | SUDANO |  | 6.75 | 21598.5 | Residential |  | ROSEMONT | 8556 | 4 | ADVANCED SOLAR PRODUCTS, INC. | JCP&L | No | Complete | 2009-02-10 | 2010-02-16 | 2010-08-26 | 2010-11-24
MM06023 | CORE Solar | DALY |  | 5.52 | 19320 | Residential |  | EATONTOWN | 7724 | 17 | SEA BRIGHT SOLAR, LLC | JCP&L | No | Complete | 2009-02-10 | 2009-03-17 | 2009-05-19 | 2009-07-29
MM06025 | CORE Solar | BARTH |  | 10.25 | 35000 | Residential |  | BELLE MEAD | 8502 | 5 | SUN FARM NETWORK | PSE&G BPU | No | Complete | 2009-02-10 | 2010-03-01 | 2010-06-11 | 2010-09-01
MM06026 | CORE Solar | FRIE |  | 10.08 | 35000 | Residential |  | DENNISVILLE | 8270 | 21 | MERCURY SOLAR SYSTEMS | AC Electric | No | Complete | 2009-02-10 | 2009-08-20 | 2009-10-12 | 2009-12-30
MM06027 | CORE Solar | PEREZ |  | 9.625 | 33687.5 | Residential |  | BAYVILLE | 8721 | 18 | TRINITY HEATING AND AIR | JCP&L | No | Complete | 2009-02-10 | 2009-02-19 | 2009-04-21 | 2009-07-01
MM06028 | CORE Solar | FINNEGAN |  | 9.89 | 34615 | Residential |  | ROBBINSVILLE | 8691 | 12 | TRINITY HEATING AND AIR | PSE&G BPU | No | Complete | 2009-02-10 | 2009-02-23 | 2009-04-21 | 2009-07-01
MM06029 | CORE Solar | SANDLER |  | 6.3 | 22050 | Residential |  | LITTLE EGG HARBOR TWP | 8087 | 18 | GEOGENIX | AC Electric | No | Complete | 2009-02-10 | 2009-05-27 | 2009-06-23 | 2009-08-26
MM06030 | CORE Solar | ZEPPIERI |  | 10.4 | 35000 | Residential |  | WOODRIDGE | 7075 | 7 | 1ST LIGHT ENERGY, INC. | PSE&G BPU | No | Complete | 2009-02-10 | 2009-05-27 | 2009-09-09 | 2009-10-07
MM06031 | CORE Solar | ROBINSON |  | 9.975 | 34912.5 | Residential |  | ELDORA | 8270 | 21 | TRINITY HEATING AND AIR | AC Electric | No | Complete | 2009-02-10 | 2009-03-06 | 2009-04-21 | 2009-07-01
MM06032 | CORE Solar | WHALEY |  | 4.8 | 16800 | Residential |  | EWING | 8618 | 12 | TRINITY HEATING AND AIR | PSE&G BPU | No | Complete | 2009-02-10 | 2009-02-23 | 2009-04-21 | 2009-07-01
MM06033 | CORE Solar | WULFHORST |  | 7.4 | 25900 | Residential |  | TINTON FALLS | 7724 | 17 | TRINITY HEATING AND AIR | JCP&L | No | Complete | 2009-02-10 | 2009-02-19 | 2009-04-21 | 2009-07-01
MM06034 | CORE Solar | SANTIAGO |  | 7.35 | 25725 | Residential |  | WEST WINDSOR | 8550 | 12 | TRINITY HEATING AND AIR | PSE&G BPU | No | Complete | 2009-02-10 | 2009-02-23 | 2009-04-21 | 2009-07-01
MM06036 | CORE Solar | KUCHARSKI |  | 3.22 | 11270 | Residential |  | BOUND BROOK | 8805 | 5 | ADVANCED SOLAR PRODUCTS, INC. | PSE&G BPU | No | Complete | 2009-02-10 | 2009-06-18 | 2010-01-05 | 2010-04-13
MM06037 | CORE Solar | WAGNER |  | 9.9 | 34650 | Residential |  | WHITING | 8759 | 18 | MERCURY SOLAR SYSTEMS | JCP&L | No | Complete | 2009-02-10 | 2009-05-07 | 2009-06-23 | 2009-08-26
MM06038 | CORE Solar | CONN |  | 9.87 | 34545 | Residential |  | EGG HARBOR CITY | 8215 | 19 | MERCURY SOLAR SYSTEMS | AC Electric | No | Complete | 2009-02-10 | 2009-05-07 | 2009-07-15 | 2009-09-03
MM06041 | CORE Solar | DAVIDSON |  | 4.3 | 15050 | Residential |  | MORRIS PLAINS | 7950 | 3 | THE SOLAR CENTER, INC. | JCP&L | No | Complete | 2009-02-10 | 2009-08-06 | 2010-03-18 | 2010-06-08
MM06042 | CORE Solar | PEDOTO |  | 0.8 | 2800 | Residential |  | SPARTA | 7871 | 1 | 1ST LIGHT ENERGY, INC. | JCP&L | No | Complete | 2009-02-10 | 2010-02-17 | 2010-08-26 | 2010-11-24
MM06043 | CORE Solar | BURGER |  | 8.2 | 28700 | Residential |  | DUNELLEN | 8812 | 11 | 1ST LIGHT ENERGY, INC. | PSE&G BPU | No | Complete | 2009-02-10 | 2009-09-29 | 2010-01-05 | 2010-04-13
MM06044 | CORE Solar | KWOK |  | 6.264 | 21924 | Residential |  | PARAMUS | 7652 | 7 | NJ SOLAR POWER, LLC | PSE&G BPU | No | Complete | 2009-02-10 | 2009-09-18 | 2009-11-19 | 2010-02-11
MM06045 | CORE Solar | WOODWORTH |  | 10.08 | 35000 | Residential |  | GLEN GARDNER | 8826 | 4 | NJ SOLAR POWER, LLC | JCP&L | No | Complete | 2009-02-10 | 2009-05-27 | 2009-06-23 | 2009-08-26
MM06048 | CORE Solar | FLOYD |  | 9.9 | 34650 | Residential |  | FRENCHTOWN | 8825 | 4 | ADVANCED SOLAR PRODUCTS, INC. | JCP&L | No | Complete | 2009-02-10 | 2010-02-16 | 2010-08-26 | 2010-11-24
MM06050 | CORE Solar | DOWNEY |  | 3.4 | 11900 | Residential |  | WRIGHTSTOWN | 8562 | 13 | TRINITY HEATING AND AIR | JCP&L | No | Complete | 2009-02-10 | 2009-02-26 | 2009-04-21 | 2009-07-01
MM06051 | CORE Solar | POLLOCK |  | 9.87 | 29363.25 | Residential |  | FREEHOLD | 7728 | 17 | SELF INSTALL | JCP&L | No | Complete | 2009-02-10 | 2009-03-25 | 2009-04-21 | 2009-07-01
MM06052 | CORE Solar | MELE |  | 1.75 | 6125 | Residential |  | SURF CITY | 8008 | 18 | TRINITY HEATING AND AIR | AC Electric | No | Complete | 2009-02-10 | 2009-02-26 | 2009-05-19 | 2009-07-29
MM06054 | CORE Solar | HARRISON |  | 9.87 | 34545 | Residential |  | BAYVILLE | 8721 | 18 | TRINITY HEATING AND AIR | JCP&L | No | Complete | 2009-02-10 | 2010-02-09 | 2010-03-24 | 2010-06-08
MM06055 | CORE Solar | INGRASSIA |  | 9.6 | 33200 | Residential |  | SADDLE RIVER | 7428 | 1 | 1ST LIGHT ENERGY, INC. | PSE&G BPU | No | Complete | 2009-02-10 | 2009-03-06 | 2010-01-05 | 2010-04-13
MM06056 | CORE Solar | GAVAN |  | 6.075 | 21262.5 | Residential |  | BRICK | 8723 | 18 | GEOGENIX | JCP&L | No | Complete | 2009-02-10 | 2009-06-09 | 2009-09-09 | 2009-10-07
MM06058 | CORE Solar | DUNCAN |  | 4.75 | 16625 | Residential |  | LITTLE SILVER | 7750 | 17 | SEA BRIGHT SOLAR, LLC | JCP&L | No | Complete | 2009-02-10 | 2009-06-30 | 2009-08-27 | 2009-10-07
MM06062 | CORE Solar | FRIDIE |  | 8.74 | 30590 | Residential |  | TINTON FALLS | 7724 | 17 | SEA BRIGHT SOLAR, LLC | JCP&L | No | Complete | 2009-02-10 | 2010-02-16 | 2010-06-11 | 2010-09-01
MM06065 | CORE Solar | MASSARO |  | 9.765 | 34177.5 | Residential |  | OCEANPORT | 7757 | 17 | SEA BRIGHT SOLAR, LLC | JCP&L | No | Complete | 2009-02-19 | 2010-03-01 | 2010-06-29 | 2010-09-09
MM06066 | CORE Solar | BRAUN |  | 7.65 | 26775 | Residential |  | FREEHOLD | 7728 | 17 | THE SOLAR CENTER, INC. | JCP&L | No | Complete | 2009-02-10 | 2009-10-05 | 2009-11-19 | 2010-02-11
MM06069 | CORE Solar | ALOIA |  | 9.45 | 33075 | Residential |  | GARFIELD | 7026 | 7 | SEA BRIGHT SOLAR, LLC | PSE&G BPU | No | Complete | 2009-02-19 | 2009-11-04 | 2010-01-05 | 2010-04-13
MM06072 | CORE Solar | BROWN |  | 5.1 | 17850 | Residential |  | LAKEWOOD | 8701 | 18 | ALTERNATE ENERGY & ECOLOGY COMPANY, INC. | JCP&L | No | Complete | 2009-02-19 | 2009-09-16 | 2010-01-05 | 2010-04-13
MM06073 | CORE Solar | MOLL |  | 6.9 | 24150 | Residential |  | RIDGEWOOD | 7450 | 7 | THE SOLAR CENTER, INC. | PSE&G BPU | No | Complete | 2009-02-10 | 2009-09-17 | 2009-10-30 | 2009-12-30
MM06074 | CORE Solar | BELASCO |  | 10.12 | 35000 | Residential |  | CEDAR GROVE | 7009 | 9 | THE SOLAR CENTER, INC. | PSE&G BPU | No | Complete | 2009-02-10 | 2009-07-29 | 2009-09-17 | 2009-12-30
MM06076 | CORE Solar | SARRIDO |  | 3.44 | 10780 | Residential |  | KEARNY | 7032 | 8 | THE SOLAR CENTER, INC. | PSE&G BPU | No | Complete | 2009-02-10 | 2009-11-02 | 2010-06-29 | 2010-09-09
MM06077 | CORE Solar | CONWAY |  | 11.18 | 35000 | Residential |  | SADDLE RIVER | 7458 | 7 | THE SOLAR CENTER, INC. | PSE&G BPU | No | Complete | 2009-02-10 | 2009-12-04 | 2010-01-05 | 2010-04-13
MM06079 | CORE Solar | CASTAGNA |  | 10.45 | 35000 | Residential |  | CREAM RIDGE | 8514 | 17 | ECOLOGICAL SYSTEMS-MANALAPAN | JCP&L | No | Complete | 2009-02-19 | 2010-02-23 | 2010-07-22 | 2010-09-09
MM06080 | CORE Solar | HORAK |  | 9.88 | 34580 | Residential |  | WEST ORANGE | 7052 | 9 | ECOLOGICAL SYSTEMS-MANALAPAN | PSE&G BPU | No | Complete | 2009-02-19 | 2010-02-23 | 2010-07-22 | 2010-09-09
MM06082 | CORE Solar | TRAMONTANA |  | 10.08 | 35000 | Residential |  | VINELAND | 8360 | 20 | MUCCIO ELECTRIC, INC. | Vineland Muni Elec | No | Complete | 2009-02-05 | 2009-08-18 | 2009-09-17 | 2009-12-30
MM06083 | CORE Solar | SAROPOULOS |  | 4.56 | 15960 | Residential |  | BARNEGAT | 8005 | 18 | ECOLOGICAL SYSTEMS-MANALAPAN | JCP&L | No | Complete | 2009-02-19 | 2010-02-15 | 2010-06-29 | 2010-09-09
MM06084 | CORE Solar | MCCANN |  | 6.075 | 21262.5 | Residential |  | COLUMBUS | 8022 | 13 | GEOGENIX | PSE&G BPU | No | Complete | 2009-02-19 | 2010-02-18 | 2010-05-13 | 2010-07-22
MM06086 | CORE Solar | CZUPRYNA |  | 9.8 | 34300 | Residential |  | FLANDERS | 7836 | 3 | TRINITY HEATING AND AIR | JCP&L | No | Complete | 2009-02-19 | 2009-05-07 | 2009-06-19 | 2009-08-26
MM06087 | CORE Solar | FITZPATRICK |  | 7.6 | 26600 | Residential |  | SOMERS POINT | 8244 | 19 | TRINITY HEATING AND AIR | AC Electric | No | Complete | 2009-02-19 | 2009-03-06 | 2009-04-21 | 2009-07-01
MM06089 | CORE Solar | TREHAN |  | 6.4 | 22400 | Residential |  | MORGANVILLE | 7751 | 17 | TRINITY HEATING AND AIR | JCP&L | No | Complete | 2009-02-19 | 2009-11-18 | 2010-01-05 | 2010-04-13
MM06094 | CORE Solar | TRENTO |  | 4.24 | 14840 | Residential |  | SADDLE BROOK | 7663 | 7 | THE SOLAR CENTER, INC. | PSE&G BPU | No | Complete | 2009-02-19 | 2010-03-31 | 2010-09-23 | 2010-10-29
MM06095 | CORE Solar | KULDINOW |  | 8.28 | 28980 | Residential |  | EAST BRUNSWICK | 8816 | 11 | THE SOLAR CENTER, INC. | JCP&L | No | Complete | 2009-02-19 | 2010-03-01 | 2010-06-11 | 2010-09-01
MM06097 | CORE Solar | RICKARD |  | 2.52 | 8820 | Residential |  | COLUMBIA | 7832 | 2 | THE SOLAR CENTER, INC. | JCP&L | No | Complete | 2009-02-19 | 2009-07-23 | 2009-10-12 | 2009-12-30
MM06099 | CORE Solar | RAO |  | 6.3 | 22050 | Residential |  | BRIDGEWATER | 8807 | 5 | THE SOLAR CENTER, INC. | PSE&G BPU | No | Complete | 2009-02-19 | 2009-07-22 | 2009-10-30 | 2009-12-30
MM06103 | CORE Solar | KAHRS |  | 8.28 | 28980 | Residential |  | HIGHTSTOWN | 8520 | 12 | THE SOLAR CENTER, INC. | JCP&L | No | Complete | 2009-02-19 | 2009-10-02 | 2009-10-30 | 2009-12-30
MM06104 | CORE Solar | LE |  | 7.13 | 24955 | Residential |  | HILLSBOROUGH | 8844 | 5 | THE SOLAR CENTER, INC. | PSE&G BPU | No | Complete | 2009-02-19 | 2009-12-16 | 2010-01-05 | 2010-04-13
MM06106 | CORE Solar | RUPPERT |  | 5.04 | 17640 | Residential |  | MANAHAWKIN | 8050 | 18 | THE SOLAR CENTER, INC. | AC Electric | No | Complete | 2009-02-19 | 2009-07-23 | 2009-09-09 | 2009-10-07
MM06108 | CORE Solar | STIZZA |  | 10.08 | 35000 | Residential |  | JOBSTOWN | 8041 | 13 | THE SOLAR CENTER, INC. | PSE&G BPU | No | Complete | 2009-02-19 | 2009-09-01 | 2010-01-04 | 2010-04-13
MM06109 | CORE Solar | MCLAIN |  | 6.21 | 21735 | Residential |  | PHILLIPSBURG | 8865 | 2 | THE SOLAR CENTER, INC. | JCP&L | No | Complete | 2009-02-19 | 2009-12-07 | 2010-03-04 | 2010-04-27
MM06110 | CORE Solar | DREYFUS |  | 6.116 | 21406 | Residential |  | LONG BEACH TOWNSHIP | 8008 | 18 | ADVANCED SOLAR PRODUCTS, INC. | AC Electric | No | Complete | 2009-02-19 | 2009-08-18 | 2009-11-19 | 2010-02-11
MM06111 | CORE Solar | SEPESI |  | 8.28 | 28980 | Residential |  | RINGOES | 8551 | 4 | ADVANCED SOLAR PRODUCTS, INC. | JCP&L | No | Complete | 2009-02-19 | 2009-12-21 | 2010-03-24 | 2010-06-08
MM06112 | CORE Solar | NGO |  | 8.28 | 28980 | Residential |  | HILLSBOROUGH | 8844 | 5 | THE SOLAR CENTER, INC. | PSE&G BPU | No | Complete | 2009-02-19 | 2009-06-30 | 2009-08-04 | 2009-09-30
MM06113 | CORE Solar | DESIENA |  | 16.875 | 35000 | Residential |  | MENDHAM | 7945 | 3 | THE SOLAR CENTER, INC. | JCP&L | No | Complete | 2009-02-19 | 2009-09-17 | 2009-10-30 | 2009-12-30
MM06114 | CORE Solar | CONWAY |  | 8.28 | 28980 | Residential |  | BRANT BEACH | 8008 | 18 | THE SOLAR CENTER, INC. | AC Electric | No | Complete | 2009-02-19 | 2010-02-09 | 2010-06-29 | 2010-09-09
MM06115 | CORE Solar | ANTINORI |  | 9.975 | 34912.5 | Residential |  | MULLICA HILL | 8062 | 15 | BRITE IDEA ENERGY | AC Electric | No | Complete | 2009-02-19 | 2010-03-02 | 2010-06-29 | 2010-09-09
MM06116 | CORE Solar | STARR |  | 9.856 | 34496 | Residential |  | BEDMINSTER | 7921 | 5 | HELIOS SOLAR ENERGY | JCP&L | No | Complete | 2009-02-19 | 2010-02-18 | 2010-09-23 | 2010-10-29
MM06117 | CORE Solar | LLOYD |  | 10.12 | 35000 | Residential |  | CALIFON | 7830 | 4 | THE SOLAR CENTER, INC. | JCP&L | No | Complete | 2009-02-19 | 2009-10-23 | 2010-01-04 | 2010-04-13
MM06120 | CORE Solar | CLAYTON |  | 9.87 | 34545 | Residential |  | WHITING | 8759 | 18 | TRINITY HEATING AND AIR | JCP&L | No | Complete | 2009-02-19 | 2009-05-01 | 2009-06-23 | 2009-08-26
MM06121 | CORE Solar | DOMINIQUE |  | 9.88 | 34580 | Residential |  | NEW PORT | 8345 | 20 | J. A. WIG CONSTRUCTION AND ELECTRIC, LLC | AC Electric | No | Complete | 2009-02-19 | 2009-10-22 | 2010-01-05 | 2010-04-13
MM06122 | CORE Solar | SEGAL |  | 9.89 | 34615 | Residential |  | BEDMINSTER | 7921 | 5 | THE SOLAR CENTER, INC. | JCP&L | No | Complete | 2009-02-19 | 2009-06-09 | 2009-10-30 | 2009-12-30
MM06123 | CORE Solar | ROBINSON |  | 9.87 | 34545 | Residential |  | MIDDLETOWN | 7748 | 17 | TRINITY HEATING AND AIR | JCP&L | No | Complete | 2009-02-19 | 2009-11-18 | 2010-01-05 | 2010-04-13
MM06124 | CORE Solar | SIMMEN |  | 3.74 | 13090 | Residential |  | STILLWATER | 7860 | 1 | VANGUARD ENERGY PARTNERS, LLC | JCP&L | No | Complete | 2009-02-19 | 2010-02-15 | 2010-07-22 | 2010-09-09
MM06125 | CORE Solar | SCHEUER |  | 5.06 | 17710 | Residential |  | ELIZABETH | 7208 | 10 | THE SOLAR CENTER, INC. | PSE&G BPU | No | Complete | 2009-02-19 | 2009-09-16 | 2009-11-19 | 2010-02-11
MM06126 | CORE Solar | SCHRECK |  | 4.42 | 15470 | Residential |  | BRADLEY BEACH | 7720 | 17 | SEA BRIGHT SOLAR, LLC | JCP&L | No | Complete | 2009-02-19 | 2010-02-25 | 2010-09-23 | 2010-10-29
MM06130 | CORE Solar | PATEL |  | 11.382 | 35000 | Residential |  | GREEN BROOK | 8812 | 11 | NJ SOLAR POWER, LLC | PSE&G BPU | No | Complete | 2009-02-26 | 2009-12-30 | 2010-03-18 | 2010-06-08
MM06131 | CORE Solar | PATEL |  | 7.56 | 26460 | Residential |  | COLONIA | 7067 | 10 | NJ SOLAR POWER, LLC | PSE&G BPU | No | Complete | 2009-02-26 | 2009-08-06 | 2009-09-09 | 2009-10-07
MM06132 | CORE Solar | BRANDO |  | 9.87 | 34545 | Residential |  | COLTS NECK | 7722 | 17 | TRINITY HEATING AND AIR | JCP&L | No | Complete | 2009-02-26 | 2009-03-23 | 2009-05-26 | 2009-07-29
MM06134 | CORE Solar | ALLING |  | 7 | 24500 | Residential |  | SPRING LAKE HEIGHTS | 7762 | 17 | TRINITY HEATING AND AIR | JCP&L | No | Complete | 2009-02-26 | 2009-03-10 | 2009-04-21 | 2009-07-01
MM06135 | CORE Solar | JOSEPH |  | 5.67 | 19845 | Residential |  | MARGATE | 8402 | 19 | MERCURY SOLAR SYSTEMS | AC Electric | No | Complete | 2009-02-26 | 2010-03-02 | 2010-05-13 | 2010-07-22
MM06136 | CORE Solar | SUCH |  | 6.8 | 23800 | Residential |  | HAMILTON SQUARE | 8690 | 12 | TRINITY HEATING AND AIR | PSE&G BPU | No | Complete | 2009-02-26 | 2009-03-06 | 2009-04-21 | 2009-07-01
MM06137 | CORE Solar | STOLKER |  | 9.84 | 34440 | Residential |  | HOLMDEL | 7733 | 17 | SPECTRUM REMODELING INC. | JCP&L | No | Complete | 2009-02-26 | 2009-06-10 | 2009-08-04 | 2009-09-30
MM06139 | CORE Solar | MOOR |  | 9.9 | 32186 | Residential |  | SKILLMAN | 8558 | 5 | ADVANCED SOLAR PRODUCTS, INC. | PSE&G BPU | No | Complete | 2009-02-26 | 2010-03-01 | 2010-07-22 | 2010-09-09
MM06140 | CORE Solar | SASSON |  | 9.87 | 34545 | Residential |  | HACKENSACK | 7601 | 7 | 1ST LIGHT ENERGY, INC. | PSE&G BPU | No | Complete | 2009-02-26 | 2009-10-02 | 2010-03-18 | 2010-06-08
MM06141 | CORE Solar | CARDWELL |  | 5.25 | 18375 | Residential |  | OCEAN CITY | 8226 | 21 | BRITE IDEA ENERGY | AC Electric | No | Complete | 2009-02-26 | 2010-01-29 | 2010-05-03 | 2010-07-22
MM06148 | CORE Solar | REINMUTH |  | 10.12 | 35000 | Residential |  | MONROEVILLE | 8343 | 16 | ATLANTIC ENERGY SYSTEMS LLC | AC Electric | No | Complete | 2009-02-10 | 2010-01-20 | 2010-05-03 | 2010-07-22
MM06149 | CORE Solar | OLSON |  | 6.88 | 22179.5 | Residential |  | BELLMAWR | 8031 | 14 | ATLANTIC ENERGY SYSTEMS LLC | PSE&G BPU | No | Complete | 2009-02-10 | 2009-12-21 | 2010-06-11 | 2010-09-01
MM06150 | CORE Solar | ENGEL |  | 9.8 | 34300 | Residential |  | LAKEWOOD | 8701 | 18 | TRINITY HEATING AND AIR | JCP&L | No | Complete | 2009-02-10 | 2010-02-09 | 2010-05-13 | 2010-07-22
MM06151 | CORE Solar | REINGOLD |  | 8.82 | 30870 | Residential |  | BRICK | 8723 | 18 | TRINITY HEATING AND AIR | JCP&L | No | Complete | 2009-02-10 | 2010-02-09 | 2010-05-13 | 2010-07-22
MM06152 | CORE Solar | MELE |  | 6.12 | 21420 | Residential |  | WOODCLIFF LAKE | 7677 | 7 | TRINITY HEATING AND AIR | PSE&G BPU | No | Complete | 2009-02-10 | 2009-02-26 | 2009-03-19 | 2009-05-05
MM06153 | CORE Solar | JORDAN |  | 7.2 | 25200 | Residential |  | HOPEWELL TOWNSHIP | 8525 | 12 | GEOGENIX | PSE&G BPU | No | Complete | 2009-02-19 | 2010-02-04 | 2010-05-03 | 2010-07-22
MM06154 | CORE Solar | COHEN |  | 6.3 | 23625 | Residential |  | RED BANK | 7701 | 17 | NJ SOLAR POWER, LLC | JCP&L | No | Complete | 2009-02-26 | 2009-07-22 | 2009-09-17 | 2009-12-30
MM06155 | CORE Solar | BUSER |  | 2.6 | 7700 | Residential |  | WALL | 7719 | 17 | TRINITY HEATING AND AIR | JCP&L | No | Complete | 2009-04-09 | 2009-04-21 | 2010-01-04 | 2010-04-13
MM06156 | CORE Solar | DUNLEAVY |  | 9.66 | 33810 | Residential |  | CHESTER | 7930 | 3 | TRINITY HEATING AND AIR | JCP&L | No | Complete | 2009-02-26 | 2010-02-09 | 2010-06-29 | 2010-09-09
MM06158 | CORE Solar | COTLER |  | 7.83 | 27405 | Residential |  | BRADLEY BEACH | 7720 | 17 | THE SOLAR CENTER, INC. | JCP&L | No | Complete | 2009-02-19 | 2010-02-25 | 2010-06-29 | 2010-09-09
MM06159 | CORE Solar | KATZ |  | 8.55 | 29925 | Residential |  | ALLENTOWN | 8501 | 17 | ABSOLUTELY ENERGIZED SOLAR, LLC | PSE&G BPU | No | Complete | 2009-02-26 | 2009-06-18 | 2009-07-15 | 2009-09-03
MM06160 | CORE Solar | MASTER |  | 5.04 | 17640 | Residential |  | WAYNE | 7470 | 6 | THE SOLAR CENTER, INC. | PSE&G BPU | No | Complete | 2009-02-19 | 2009-08-06 | 2009-11-19 | 2010-02-11
MM06161 | CORE Solar | ROMANO |  | 6.48 | 22680 | Residential |  | MANAHAWKIN | 8050 | 18 | HIGHLANDS SOLAR ELECTRIC CO, LLC | AC Electric | No | Complete | 2009-02-26 | 2009-12-16 | 2010-05-03 | 2010-07-22
MM06162 | CORE Solar | VIRONE |  | 9.87 | 34545 | Residential |  | HOWELL | 7731 | 17 | FOUR POINT REFRIGERATION CO., INC. | JCP&L | No | Complete | 2009-02-26 | 2010-02-16 | 2010-06-29 | 2010-09-09
MM06163 | CORE Solar | TEITELBAUM |  | 6.3 | 22050 | Residential |  | LONG BRANCH | 7740 | 17 | SOLAR MITE SOLUTIONS | JCP&L | No | Complete | 2009-02-26 | 2010-02-16 | 2010-07-22 | 2010-09-09
MM06164 | CORE Solar | MARCUS | GREENTREE APARTMENTS AT REDBANK, LLC | 5.06 | 12650 | Commercial |  | RED BANK | 7701 | 17 | J. A. WIG CONSTRUCTION AND ELECTRIC, LLC | JCP&L | No | Complete | 2009-02-10 | 2010-02-24 | 2010-05-13 | 2010-07-22
MM06166 | CORE Solar | DALY | D & D GLASS | 4.94 | 17290 | Commercial |  | EASTONTOWN | 7724 | 17 | SEA BRIGHT SOLAR, LLC | JCP&L | No | Complete | 2009-02-10 | 2009-03-24 | 2009-08-04 | 2009-09-30
MM06167 | CORE Solar | WOOLLEY | OFFSHORE RACING ASSN, LIGHTENING JACKS#1 | 9.975 | 34912.5 | Commercial |  | BRICK | 8724 | 18 | TRINITY HEATING AND AIR | JCP&L | No | Complete | 2009-02-10 | 2009-02-19 | 2009-05-19 | 2009-07-29
MM06168 | CORE Solar | WOOLLEY | WOOLLEYS FISH MARKET | 10 | 35000 | Commercial |  | FREEHOLD | 7728 | 17 | TRINITY HEATING AND AIR | JCP&L | No | Complete | 2009-02-10 | 2009-02-19 | 2009-05-19 | 2009-07-29
MM06170 | CORE Solar | HOROVITZ | INTERNET VIDEO ARCHIVE, LLC | 4.8 | 16800 | Commercial |  | HADDON HEIGHTS | 8035 | 14 | CORBIN SOLAR SOLUTIONS, LLC | PSE&G BPU | No | Complete | 2009-02-10 | 2009-05-20 | 2009-09-17 | 2009-12-30
MM06171 | CORE Solar | CRONIN | SACRED HEART COUNCIL DBA COLUMBIAN CLUB | 10.08 | 41252 | Non Profit |  | ROCHELLE PARK | 7662 | 7 | ABSOLUTELY ENERGIZED SOLAR, LLC | PSE&G BPU | No | Complete | 2009-02-10 | 2010-02-18 | 2010-05-13 | 2010-07-22
MM06173 | CORE Solar | PORUCZNIK | WEST PATERSON MOTORS | 5.376 | 18816 | Commercial |  | WEST PATERSON | 7424 | 6 | THE SOLAR CENTER, INC. | PSE&G BPU | No | Complete | 2009-02-10 | 2009-10-13 | 2010-01-05 | 2010-04-13
MM06174 | CORE Solar | LILLESTON | SEA BRIGHT BEACH CLUB | 9.9 | 40590 | Non Profit |  | SEA BRIGHT | 7760 | 17 | SEA BRIGHT SOLAR, LLC | JCP&L | No | Complete | 2009-02-19 | 2009-06-09 | 2010-05-13 | 2010-07-22
MM06175 | CORE Solar | ALOIA | ALOIA FUNERAL HOME, INC. | 9.975 | 34912.5 | Commercial |  | GARFIELD | 7026 | 7 | SEA BRIGHT SOLAR, LLC | PSE&G BPU | No | Complete | 2009-02-19 | 2010-01-18 | 2010-03-24 | 2010-06-08
MM06176 | CORE Solar | SEELEY | THE PORTER HOUSE - WATER FALL, INC. | 9.76 | 34160 | Commercial |  | MOUNTVALE | 7645 | 7 | THE SOLAR CENTER, INC. | Orange & Rockland Elec | No | Complete | 2009-02-19 | 2010-03-01 | 2010-05-13 | 2010-07-22
MM06178 | CORE Solar | BELASCO | DINGMAN'S DAIRY | 9.72 | 34020 | Commercial |  | PATERSON | 7503 | 6 | THE SOLAR CENTER, INC. | PSE&G BPU | No | Complete | 2009-02-19 | 2010-02-15 | 2010-05-13 | 2010-07-22
MM06182 | CORE Solar | BITTER | BILL BITTER WHOLESALE FLORIST | 9.975 | 34912.5 | Commercial |  | WALL | 7719 | 17 | TRINITY HEATING AND AIR | JCP&L | No | Complete | 2009-02-26 | 2009-03-06 | 2009-05-26 | 2009-07-29
MM06184 | CORE Solar | SENGER | SENGER FARM | 9.856 | 34496 | Farm |  | MILFORD | 8840 | 11 | ADVANCED SOLAR PRODUCTS, INC. | JCP&L | No | Complete | 2009-02-19 | 2010-03-01 | 2010-07-01 | 2010-09-09
MM06186 | CORE Solar | MARTOGLIO | RPM CONTRACTING, LLC | 44.06 | 119135 | SUNLIT |  | NEWARK | 7101 | 9 | MERCHANT ELECTRIC & LIGHTING SERVICE INC | PSE&G BPU | No | Complete | 2009-03-06 | 2011-02-01 | 2011-11-03 | 2011-11-29
MM06187 | CORE Solar | MARABLE | PRINCETON BAPTIST CHURCH OF PENNS NECK | 8.4 | 43260 | Non Profit |  | PRINCETON | 8540 | 12 | JERSEY SOLAR, LLC | PSE&G BPU | No | Complete | 2009-02-04 | 2010-01-14 | 2010-06-03 | 2010-09-01
MM06188 | CORE Solar | MARABLE | PRINCETON BAPTIST CHURCH OF PENNS NECK | 6.72 | 29488 | Non Profit |  | PRINCETON | 8540 | 12 | JERSEY SOLAR, LLC | PSE&G BPU | No | Complete | 2009-02-04 | 2010-01-14 | 2010-06-03 | 2010-09-01
MM06189 | CORE Solar | MARABLE | PRINCETON BAPTIST CHURCH OF PENNS NECK | 5.04 | 20916 | Non Profit |  | PRINCETON | 8540 | 12 | JERSEY SOLAR, LLC | PSE&G BPU | No | Complete | 2009-02-04 | 2010-01-14 | 2010-06-03 | 2010-09-01
MM06191 | CORE Solar | HERBERGER | CONIFER-LECHASE CONSTRUCTION, LLC | 15.18 | 47950 | SUNLIT |  | EVESHAM | 8053 | 13 | SEA BRIGHT SOLAR, LLC | PSE&G BPU | No | Complete | 2009-02-26 | 2009-06-09 | 2009-09-17 | 2009-12-30
MM06192 | CORE Solar | HERBERGER | CONIFER-LECHASE CONSTRUCTION, LLC | 7.82 | 19550 | SUNLIT |  | EVESHAM | 8053 | 13 | SEA BRIGHT SOLAR, LLC | PSE&G BPU | No | Complete | 2009-02-26 | 2009-06-09 | 2009-09-17 | 2009-12-30
MM06193 | CORE Solar | HERBERGER | CONIFER-LECHASE CONSTRUCTION, LLC | 6.9 | 17250 | SUNLIT |  | EVESHAM | 8053 | 13 | SEA BRIGHT SOLAR, LLC | PSE&G BPU | No | Complete | 2009-02-26 | 2009-06-09 | 2009-09-17 | 2009-12-30
MM06194 | CORE Solar | BISHOP | CORINTHIAN HOUSING DEVELOPMENT CORPORATI | 15.18 | 57317 | SUNLIT |  | NEWARK | 7106 | 9 | NORTHERN STATE ELECTRIC CO., INC. | PSE&G BPU | No | Complete | 2009-05-13 | 2011-11-10 | 2012-03-21 | 2012-06-15
MM06196 | CORE Solar | PRESTON | GREAT ROAD PUBLISHING COMPANY, LLC | 6.15 | 15375 | Commercial |  | HOPEWELL | 8525 | 12 | SUN FARM NETWORK | PSE&G BPU | No | Complete | 2009-05-12 | 2010-05-17 | 2010-08-26 | 2010-11-24
MM06197 | CORE Solar | VANCLEEF | VAN CLEEF ENGINEERING ASSOCIATES | 10.12 | 35300 | Commercial |  | HILLSBOROUGH | 8844 | 5 | THE SOLAR CENTER, INC. | PSE&G BPU | No | Complete | 2009-02-19 | 2010-01-13 | 2010-05-13 | 2010-07-22
MM06198 | CORE Solar | LASLEY | LASLEY BRAHANEY ACHITECTURE & CONSTRUCTI | 9.856 | 34496 | Commercial |  | PRINCETON | 8540 | 12 | ADVANCED SOLAR PRODUCTS, INC. | PSE&G BPU | No | Complete | 2009-02-19 | 2009-12-21 | 2010-07-20 | 2010-09-09
MM06200 | CORE Solar | WU | TEKNIX DESIGN BUILD SOLUTIONS, INC. | 7.4 | 25900 | Residential |  | MANALAPAN | 7726 | 17 | TRINITY HEATING AND AIR | New Jersey Power | No | Complete | 2009-02-19 | 2010-02-09 | 2010-08-26 | 2010-11-24
MM06201 | CORE Solar | MESIANO |  | 6.9 | 10695 | Residential |  | VINELAND | 8361 | 20 | MUCCIO ELECTRIC, INC. | Vineland Muni Elec | No | Complete | 2011-08-18 | 2012-02-23 | 2012-03-21 | 2012-06-15
MM06202 | CORE Solar | BREWER |  | 7.8 | 27300 | Residential |  | FLEMINGTON | 8822 | 4 | 1ST LIGHT ENERGY, INC. | JCP&L | No | Complete | 2009-02-26 | 2009-09-18 | 2010-01-04 | 2010-04-13
MM06203 | CORE Solar | PRESTON |  | 10.25 | 35000 | Residential |  | HOPEWELL | 8252 | 21 | SUN FARM NETWORK | PSE&G BPU | No | Complete | 2009-05-12 | 2010-05-17 | 2010-08-26 | 2010-11-24
MM06206 | CORE Solar | REEVES |  | 8.75 | 30625 | Residential |  | LITTLE EGG HARBOR | 8087 | 18 | BRITE IDEA ENERGY | AC Electric | No | Complete | 2009-02-26 | 2009-10-13 | 2009-11-19 | 2010-02-11
MM06208 | CORE Solar | WINN |  | 9.8 | 34300 | Residential |  | ROBBINSVILLE | 8691 | 12 | TRINITY HEATING AND AIR | PSE&G BPU | No | Complete | 2009-02-26 | 2009-10-13 | 2009-11-19 | 2010-02-11
MM06209 | CORE Solar | HOFTIEZER |  | 8.4 | 29400 | Residential |  | MEDFORD | 8055 | 13 | CONERGY PROJECTS, INC. | AC Electric | No | Complete | 2009-02-26 | 2009-07-17 | 2009-08-27 | 2009-10-07
MM06210 | CORE Solar | KAPPERS |  | 15.975 | 35000 | Residential |  | HACKETTSTOWN | 7840 | 2 | GEOGENIX | JCP&L | No | Complete | 2009-02-26 | 2009-12-30 | 2010-03-04 | 2010-04-27
MM06211 | CORE Solar | WATTS |  | 9.9 | 34650 | Residential |  | JACKSON | 8527 | 18 | MERCURY SOLAR SYSTEMS | JCP&L | No | Complete | 2009-02-26 | 2010-02-23 | 2010-07-22 | 2010-09-09
MM06213 | CORE Solar | SZESKO |  | 7 | 24500 | Residential |  | WHIPPANY | 7981 | 3 | ECOLOGICAL SYSTEMS-NEPTUNE | JCP&L | No | Complete | 2009-02-26 | 2010-03-08 | 2011-04-26 | 2011-07-12
MM06215 | CORE Solar | LIU |  | 9.9 | 34650 | Residential |  | TOMS RIVER | 8755 | 18 | GEOGENIX | JCP&L | No | Complete | 2009-02-26 | 2009-08-06 | 2009-09-17 | 2009-12-30
MM06216 | CORE Solar | DOLBOW |  | 9.225 | 32287.5 | Residential |  | CARNEYS POINT | 8069 | 16 | GEOGENIX | AC Electric | No | Complete | 2009-02-26 | 2009-06-30 | 2009-07-15 | 2009-09-03
MM06217 | CORE Solar | PAGE |  | 9.8 | 34300 | Residential |  | EWING | 8618 | 12 | TRINITY HEATING AND AIR | PSE&G BPU | No | Complete | 2009-02-26 | 2009-03-06 | 2009-10-30 | 2009-12-30
MM06218 | CORE Solar | SHERMAN |  | 10.08 | 35000 | Residential |  | HOWELL | 7731 | 17 | TRINITY HEATING AND AIR | JCP&L | No | Complete | 2009-02-26 | 2010-02-09 | 2010-06-29 | 2010-09-09
MM06219 | CORE Solar | MCCREA |  | 8.05 | 28175 | Residential |  | ALLENTOWN | 8501 | 17 | TRINITY HEATING AND AIR | JCP&L | No | Complete | 2009-02-26 | 2009-03-10 | 2009-04-21 | 2009-07-01
MM06221 | CORE Solar | THUL |  | 9.9 | 34650 | Residential |  | MARTINSVILLE | 8836 | 5 | GEOGENIX | PSE&G BPU | No | Complete | 2009-02-26 | 2009-06-25 | 2009-10-12 | 2009-12-30
MM06222 | CORE Solar | VALLAT |  | 9.165 | 32077.5 | Residential |  | PITTSTOWN | 8867 | 4 | VANGUARD ENERGY PARTNERS, LLC | JCP&L | No | Complete | 2009-02-26 | 2010-02-16 | 2010-07-22 | 2010-09-09
MM06223 | CORE Solar | WIDERKER, JR. |  | 9.9 | 34650 | Residential |  | MAYS LANDING | 8330 | 19 | MERCURY SOLAR SYSTEMS | AC Electric | No | Complete | 2009-02-26 | 2009-05-27 | 2009-06-23 | 2009-08-26
MM06224 | CORE Solar | LINCOLN |  | 3.78 | 13230 | Residential |  | NORTH CAPE MAY | 8204 | 21 | MERCURY SOLAR SYSTEMS | AC Electric | No | Complete | 2009-02-26 | 2009-04-08 | 2009-05-26 | 2009-07-29
MM06225 | CORE Solar | BACHER |  | 2.52 | 8820 | Residential |  | OCEAN CITY | 8226 | 21 | MERCURY SOLAR SYSTEMS | AC Electric | No | Complete | 2009-02-26 | 2009-09-03 | 2009-10-12 | 2009-12-30
MM06230 | CORE Solar | KELLY |  | 10.5 | 35000 | Residential |  | TINTON FALLS | 7724 | 17 | TRINITY HEATING AND AIR | JCP&L | No | Complete | 2009-02-26 | 2009-05-20 | 2009-06-23 | 2009-08-26
MM06231 | CORE Solar | CONCANNON |  | 4.9 | 17150 | Residential |  | AUGUSTA | 7822 | 1 | ALTERNATE ENERGY & ECOLOGY COMPANY, INC. | JCP&L | No | Complete | 2009-02-26 | 2010-02-15 | 2010-12-22 | 2011-02-16
MM06232 | CORE Solar | SKINNER |  | 1.35 | 3311 | Residential |  | MAYS LANDING | 8330 | 19 | MERCURY SOLAR SYSTEMS | AC Electric | No | Complete | 2009-02-26 | 2009-08-25 | 2009-10-12 | 2009-12-30
MM06240 | CORE Solar | PATEL | CARTERET BORO SCHOOL DISTRICT-CARTERET H | 137.54 | 245000 | School Public K-12 |  | CARTERET | 7008 | 11 | DPR ELECTRIC, INC | PSE&G BPU | No | Complete | 2009-04-29 | 2011-09-16 | 2012-01-03 | 2012-03-01
MM06242 | CORE Solar | SAVAGE, JR. | LACEY TOWNSHIP BOARD OF EDUCATION | 615.552 | 944625 | School Public K-12 |  | LANOKA HARBOR | 8734 | 18 | RAY ANGELINI, INC. | JCP&L | No | Complete | 2009-06-26 | 2010-03-15 | 2010-08-25 | 2010-11-24
MM06243 | CORE Solar | GODOY |  | 5.16 | 18060 | Residential |  | WAYNE | 7470 | 6 | THE SOLAR CENTER, INC. | PSE&G BPU | No | Complete | 2009-02-26 | 2009-10-19 | 2010-08-26 | 2010-11-24
MM06244 | CORE Solar | WALTERS | WALTERS GROUP | 183.6 | 412200 | SUNLIT |  | MANAHAWKIN | 8050 | 18 | TRINITY HEATING AND AIR | AC Electric | No | Complete | 2009-06-26 | 2009-10-29 | 2010-01-06 | 2010-04-13
MM06255 | CORE Solar | GOLLNICK | MONMOUTH CTY PARK SYSTEM-SPUR | 30.6 | 89337.5 | Government Facility |  | LINCROFT | 7738 | 17 | DPR ELECTRIC, INC | JCP&L | No | Complete | 2009-06-26 | 2011-02-16 | 2011-04-26 | 2011-07-12
MM06258 | CORE Solar | BURKE | TOWNSHIP OF KINGWOOD DEPT PUBLIC WORKS | 33.12 | 113828 | Municipality |  | FRENCHTOWN | 8825 | 4 | EMSA CONSTRUCTION | JCP&L | No | Complete | 2009-06-26 | 2010-07-06 | 2010-10-29 | 2010-12-20
MM06261 | CORE Solar | TRACY | ALLAMUCHY TSHIP WATER AND SEWER DEPT | 97.2 | 278500 | Municipality |  | ALLAMUCHY | 7820 | 2 | EMSA SOLAR | JCP&L | No | Complete | 2009-04-29 | 2010-12-09 | 2011-03-22 | 2011-05-31
MM06267 | CORE Solar | MOSCATIELLO | NORTH HANOVER TOWNSHIP FIRE HOUSE | 36.425 | 124238.75 | Municipality |  | NORTH HANOVER | 8562 | 13 | FOUR POINT REFRIGERATION CO., INC. | JCP&L | No | Complete | 2009-04-29 | 2010-06-08 | 2010-08-25 | 2010-11-24
MM06268 | CORE Solar | SHANAHAN | EVESHAM TOWNSHIP PARK GARAGE | 10.34 | 42071 | Municipality |  | MARLTON | 8053 | 13 | EMSA SOLAR | PSE&G BPU | No | Complete | 2009-04-28 | 2011-04-19 | 2011-06-21 | 2011-10-11
MM06269 | CORE Solar | SHANAHAN | EVESHAM TOWNSHIP MUNICIPAL BUILDING | 170.845 | 448443.5 | Municipality |  | MARLTON | 8053 | 13 | EMSA SOLAR | PSE&G BPU | No | Complete | 2009-04-29 | 2011-04-19 | 2011-06-23 | 2011-10-11
MM06270 | CORE Solar | DEL SORDI | SCOTCH PLAINS - FANWOOD SCHOOL DISTRICT | 113.75 | 317125 | School Public K-12 |  | SCOTCH PLAINS | 7076 | 10 | EMSA SOLAR | PSE&G BPU | No | Complete | 2009-04-29 | 2011-06-22 | 2011-11-03 | 2011-11-29
MM06271 | CORE Solar | SHANAHAN | EVESHAM TOWNSHIP BLUE BARN | 106.925 | 301427.5 | Municipality |  | MARLTON | 8053 | 13 | EMSA SOLAR | PSE&G BPU | No | Complete | 2009-04-29 | 2011-04-19 | 2011-06-21 | 2011-10-11
MM06275 | CORE Solar | DILTS | TOWNSHIP OF LOPATCONG | 14.784 | 56069.6 | Municipality |  | PHILIIPSBURG | 8865 | 2 | APS CONTRACTORS | JCP&L | No | Complete | 2009-06-26 | 2010-10-01 | 2011-05-02 | 2011-07-12
MM06276 | CORE Solar | TERHUNE | BOROUGH OF LEONIA - DPW GARAGE | 52 | 129521.3 | Municipality |  | LEONIA | 7605 | 7 | EMSA SOLAR | PSE&G BPU | No | Complete | 2009-04-29 | 2011-10-14 | 2011-12-05 | 2012-03-01
MM06277 | CORE Solar | DILTS | TOWNSHIP OF LOPATCONG FIRE CO #1 | 16.45 | 61317.5 | Municipality |  | PHILLIPSBURG | 8865 | 2 | VANGUARD ENERGY PARTNERS, LLC | JCP&L | No | Complete | 2009-04-30 | 2010-05-18 | 2010-12-22 | 2011-02-16
MM06278 | CORE Solar | TERHUNE | BOROUGH OF LEONIA - RECREATION BUILDING | 42 | 112375.85 | Municipality |  | LEONIA | 7605 | 7 | EMSA SOLAR | PSE&G BPU | No | Complete | 2009-04-29 | 2011-10-13 | 2012-02-13 | 2012-03-28
MM06279 | CORE Solar | DILTS | TOWNSHIP OF LOPATCONG DEPT PUBLIC WORKS | 12.992 | 50424.8 | Municipality |  | PHILLIPSBURG | 8865 | 2 | APS CONTRACTORS | JCP&L | No | Complete | 2009-06-26 | 2010-10-01 | 2011-05-02 | 2011-07-12
MM06281 | CORE Solar | DILTS | TOWNSHIP OF LOPATCONG MUNICIPAL BLDG | 27.104 | 94877.6 | Municipality |  | PHILLIPSBURG | 8865 | 2 | APS CONTRACTORS | JCP&L | No | Complete | 2009-06-26 | 2010-10-01 | 2011-05-02 | 2011-07-12
MM06284 | CORE Solar | DILTS | TOWNSHIP OF LOPATCONG 1ST AID SQUAD | 13.16 | 50954 | Municipality |  | PHILIIPSBURG | 8865 | 2 | VANGUARD ENERGY PARTNERS, LLC | JCP&L | No | Complete | 2009-04-30 | 2010-05-18 | 2010-08-26 | 2010-11-24
MM06288 | CORE Solar | POLCE | BORO OF OLD TAPPAN-DPW SMALL GARAGE | 55 | 180572 | Municipality |  | OLD TAPPAN | 7675 | 7 | MERIDIAN PROPERTY SRVICES, INC | Orange & Rockland Elec | No | Complete | 2009-04-30 | 2011-10-11 | 2012-02-13 | 2012-03-28
MM06293 | CORE Solar | POLCE | BORO OF OLD TAPPAN - BORO HALL | 70.08 | 249856 | Municipality |  | OLD TAPPAN | 7675 | 7 | MERIDIAN PROPERTY SRVICES, INC | Orange & Rockland Elec | No | Complete | 2009-04-29 | 2011-08-24 | 2012-02-13 | 2012-03-28
MM06300 | CORE Solar | CURRAN | ROCKITT BENCKISER, INC. | 11.7 | 39250 | Commercial |  | MONTVALE | 7645 | 7 | AMERESCO, INC. | Orange & Rockland Elec | No | Complete | 2009-02-27 | 2009-05-07 | 2010-07-20 | 2010-09-09
MM06301 | CORE Solar | ANELLO | ANELLO, INC. | 9.6 | 33600 | Commercial |  | PATERSON | 7503 | 6 | THE SOLAR CENTER, INC. | PSE&G BPU | No | Complete | 2009-03-05 | 2009-12-01 | 2010-07-01 | 2010-09-09
MM06302 | CORE Solar | MANUCCI |  | 9.975 | 34912.5 | Residential |  | MOUNT HOLLY | 8060 | 13 | BRITE IDEA ENERGY | PSE&G BPU | No | Complete | 2009-03-05 | 2009-09-01 | 2009-10-30 | 2009-12-30
MM06305 | CORE Solar | LANGE |  | 5.376 | 11126.5 | Residential |  | THOROFARE | 8086 | 15 | SELF INSTALL | PSE&G BPU | No | Complete | 2009-03-06 | 2010-03-29 | 2010-08-26 | 2010-11-24
MM06306 | CORE Solar | STORMS |  | 3.24 | 11340 | Residential |  | GLENWOOD | 7418 | 1 | HIGHLANDS SOLAR ELECTRIC CO, LLC | JCP&L | No | Complete | 2009-03-06 | 2009-11-25 | 2010-03-04 | 2010-04-27
MM06308 | CORE Solar | SCHLECK |  | 7.36 | 25760 | Residential |  | LAKE COMO | 7719 | 17 | THE SOLAR CENTER, INC. | JCP&L | No | Complete | 2009-03-10 | 2009-07-21 | 2009-08-27 | 2009-10-07
MM06309 | CORE Solar | ALBERT |  | 8 | 28000 | Residential |  | JACKSON | 8527 | 18 | TRINITY HEATING AND AIR | JCP&L | No | Complete | 2009-03-10 | 2009-03-23 | 2009-05-19 | 2009-07-29
MM06310 | CORE Solar | NORTH |  | 8.84 | 30940 | Residential |  | EWING TWP | 8628 | 12 | TRINITY HEATING AND AIR | PSE&G BPU | No | Complete | 2009-03-12 | 2009-03-23 | 2009-04-21 | 2009-07-01
MM06315 | CORE Solar | ROBINSON |  | 9.87 | 34545 | Residential |  | BRICK | 8723 | 18 | TRINITY HEATING AND AIR | JCP&L | No | Complete | 2009-04-09 | 2009-12-01 | 2010-01-05 | 2010-04-13
MM06321 | CORE Solar | YERGALONIS | RAHWAY HIGH SCHOOL | 155.1 | 350354.4 | School Public K-12 |  | RAHWAY | 7065 | 10 | RAY ANGELINI, INC. | PSE&G BPU | No | Complete | 2008-10-23 | 2011-04-01 | 2011-06-21 | 2011-10-11
MM06322 | CORE Solar | SOMICK | NORTH BERGEN BOE - FRANKLIN | 98.7 | 282250 | School Public K-12 |  | NORTH BERGEN | 7047 | 8 | BARRIER ELECTRIC | PSE&G BPU | No | Complete | 2011-04-28 | 2011-04-28 | 2011-08-01 | 2011-10-26
MM06323 | CORE Solar | SOMICK | NORTH BERGEN BOE - BOE SITE | 45.12 | 115354.5 | School Public K-12 |  | NORTH BERGEN | 7047 | 8 | BARRIER ELECTRIC | PSE&G BPU | No | Complete | 2011-04-28 | 2011-04-28 | 2011-08-01 | 2011-10-26
UTIL-06 | CORE Solar |  | BJ'S WHOLESALE CLUB | 62.23 | 258900 | Commercial |  | DEPTFORD | 8096 | 15 |  | PSE&G BPU | No | Complete | 2001-06-18 | 2002-06-27 | N/A | 2002-06-27
UTIL-07 | CORE Solar |  | CORDIS | 68.4 | 216419 | Commercial |  | WARREN | 7059 | 5 |  | JCP&L | No | Complete | 2001-06-21 | 2002-07-03 | N/A | 2002-07-03
UTIL-08 | CORE Solar |  | IBEW LOCAL #269 BLDG 1 | 25.54 | 112144 | Commercial |  | LAWRENCE | 8648 | 12 |  | PSE&G BPU | No | Complete | 2002-05-13 | 2002-12-10 | N/A | 2002-12-10
UTIL-09 | CORE Solar |  | IBEW LOCAL #269 BLDG 3 | 31.58 | 136336 | Commercial |  | LAWRENCE | 8648 | 12 |  | PSE&G BPU | No | Complete | 2002-04-25 | 2002-12-10 | N/A | 2002-12-10
UTIL-10 | CORE Solar |  | WYETH (AMERICAN HOME PRODUCTS) | 60.67 | 252676 | Commercial |  | MADISON | 7940 | 3 |  | PSE&G BPU | No | Complete | 2002-02-14 | 2002-12-10 | N/A | 2002-12-10
UTIL-11 | CORE Solar |  | BP (PAULSBORO TERMINAL) | 262.14 | 896429 | Commercial |  | PAULSBORO | 8066 | 15 |  | AC Electric | No | Complete | 2002-01-11 | 2002-12-31 | N/A | 2002-12-31
UTIL-12 | CORE Solar |  | MARVIN NAFTAL | 4.19 | 22680 | Commercial |  | SANDYSTON | 7827 | 1 |  | JCP&L | No | Complete | 2002-07-25 | 2003-05-11 | N/A | 2003-05-11
UTIL-13 | CORE Solar |  | MARVIN NAFTAL | 9.77 | 53742 | Commercial |  | SANDYSTON | 7827 | 1 |  | JCP&L | No | Complete | 2002-07-25 | 2003-05-11 | N/A | 2003-05-11
UTIL-14 | CORE Solar |  | JANSSEN PHARMACEUTICA | 479.8 | 1839280 | Commercial |  | TITUSVILLE | 8560 | 12 |  | PSE&G BPU | No | Complete | 2002-08-09 | 2003-05-23 | N/A | 2003-05-23
UTIL-15 | CORE Solar | BURNS |  | 3.76 | 18800 | Residential |  | GREAT MEADOWS | 7838 | 2 |  | JCP&L | No | Complete | 2001-06-25 | 2001-12-17 | N/A | 2001-12-17
UTIL-16 | CORE Solar | BROOKE |  | 1.49 | 7065 | Residential |  | LAMBERTVILLE | 8530 | 4 |  | JCP&L | No | Complete | 2001-07-05 | 2001-12-17 | N/A | 2001-12-17
UTIL-17 | CORE Solar | KNOWLTON |  | 2.26 | 11280 | Residential |  | FAIR HAVEN | 7704 | 17 |  | JCP&L | No | Complete | 2001-07-09 | 2001-12-17 | N/A | 2001-12-17
UTIL-18 | CORE Solar | GUINDON |  | 0.26 | 1288 | Residential |  | OCEAN VIEW | 8230 | 21 |  | AC Electric | No | Complete | 2001-11-21 | 2002-01-11 | N/A | 2002-01-11
UTIL-19 | CORE Solar | TAURO |  | 2.98 | 14880 | Residential |  | BRICK | 8724 | 18 |  | JCP&L | No | Complete | 2001-05-31 | 2002-02-27 | N/A | 2002-02-27
UTIL-20 | CORE Solar | SUKOVICH |  | 3.72 | 19200 | Residential |  | RINGOES | 8551 | 4 |  | JCP&L | No | Complete | 2001-07-11 | 2002-03-05 | N/A | 2002-03-05
UTIL-21 | CORE Solar | STOCKS |  | 2.26 | 11280 | Residential |  | LIVINGSTON | 7039 | 9 |  | PSE&G BPU | No | Complete | 2001-07-13 | 2002-03-14 | N/A | 2002-03-14
UTIL-22 | CORE Solar | DERBY |  | 1.9 | 9500 | Residential |  | MOUNT HOLLY | 8060 | 13 |  | PSE&G BPU | No | Complete | 2001-08-06 | 2002-03-21 | N/A | 2002-03-21
UTIL-23 | CORE Solar | KUSHNER |  | 10 | 50000 | Residential |  | FREEHOLD | 7728 | 17 |  | JCP&L | No | Complete | 2001-11-21 | 2002-03-27 | N/A | 2002-03-27
UTIL-24 | CORE Solar | PLEVA |  | 2.69 | 13440 | Residential |  | ALLENTOWN | 8501 | 17 |  | PSE&G BPU | No | Complete | 2001-09-28 | 2002-04-11 | N/A | 2002-04-11
UTIL-25 | CORE Solar | MCFADDEN |  | 2.26 | 9667 | Residential |  | DEMAREST | 7627 | 7 |  | Orange & Rockland Elec | No | Complete | 2001-09-18 | 2002-04-15 | N/A | 2002-04-15
UTIL-26 | CORE Solar | CONNER |  | 3.53 | 17664 | Residential |  | BRIDGETON | 8302 | 20 |  | AC Electric | No | Complete | 2002-03-14 | 2002-06-10 | N/A | 2002-06-10
UTIL-27 | CORE Solar | CAFIERO |  | 2.71 | 13536 | Residential |  | SHIP BOTTOM | 8008 | 18 |  | AC Electric | No | Complete | 2002-02-11 | 2002-06-13 | N/A | 2002-06-13
UTIL-28 | CORE Solar | GOLDEN |  | 0.89 | 4464 | Residential |  | VILLAS | 8251 | 21 |  | AC Electric | No | Complete | 2001-07-18 | 2002-06-17 | N/A | 2002-06-17
UTIL-29 | CORE Solar | LOUGHLIN |  | 3.46 | 17280 | Residential |  | FLEMINGTON | 8822 | 4 |  | JCP&L | No | Complete | 2001-09-12 | 2002-07-02 | N/A | 2002-07-02
UTIL-30 | CORE Solar | JONES |  | 2.69 | 13440 | Residential |  | HIGHLANDS | 7732 | 17 |  | JCP&L | No | Complete | 2002-03-15 | 2002-07-02 | N/A | 2002-07-02
UTIL-31 | CORE Solar | ONE |  | 8.37 | 41850 | Residential |  | COLTS NECK | 7722 | 17 |  | JCP&L | No | Complete | 2001-09-05 | 2002-07-23 | N/A | 2002-07-23
UTIL-32 | CORE Solar | BRANDT |  | 0.98 | 4664.7 | Residential |  | EGG HARBOR CITY | 8215 | 19 |  | AC Electric | No | Complete | 2001-12-07 | 2002-07-24 | N/A | 2002-07-24
UTIL-33 | CORE Solar | KLEIN |  | 1.5 | 7520 | Residential |  | JACKSON | 8527 | 18 |  | JCP&L | No | Complete | 2001-11-08 | 2002-08-01 | N/A | 2002-08-01
UTIL-34 | CORE Solar | CELEBRE |  | 2.71 | 13535 | Residential |  | RINGOES | 8551 | 4 |  | JCP&L | No | Complete | 2002-03-15 | 2002-08-21 | N/A | 2002-08-21
UTIL-35 | CORE Solar | KUSHNER |  | 15 | 70000 | Residential |  | FREEHOLD | 7728 | 17 |  | JCP&L | No | Complete | 2002-01-24 | 2002-09-23 | N/A | 2002-09-23
UTIL-36 | CORE Solar | BARBLOCK |  | 2.5 | 12500 | Residential |  | WAYNE | 7470 | 6 |  | JCP&L | No | Complete | 2002-05-03 | 2002-09-23 | N/A | 2002-09-23
UTIL-37 | CORE Solar | MULVANEY |  | 3.01 | 15040 | Residential |  | FLEMINGTON | 8822 | 4 |  | JCP&L | No | Complete | 2002-02-22 | 2002-09-24 | N/A | 2002-09-24
UTIL-38 | CORE Solar | MIDKIFF |  | 1.84 | 9215 | Residential |  | BLAIRSTOWN | 7825 | 2 |  | JCP&L | No | Complete | 2002-05-15 | 2002-10-16 | N/A | 2002-10-16
UTIL-39 | CORE Solar | SIMS |  | 9.93 | 49630 | Residential |  | NEPTUNE | 7753 | 17 |  | JCP&L | No | Complete | 2002-01-24 | 2002-10-25 | N/A | 2002-10-25
UTIL-40 | CORE Solar | KINNEY |  | 7.5 | 37500 | Residential |  | MEDFORD | 8055 | 13 |  | PSE&G BPU | No | Complete | 2002-01-18 | 2002-11-22 | N/A | 2002-11-22
UTIL-41 | CORE Solar | JOHNSON |  | 2.8 | 13975 | Residential |  | SHIP BOTTOM | 8008 | 18 |  | AC Electric | No | Complete | 2002-08-28 | 2002-12-11 | N/A | 2002-12-11
UTIL-42 | CORE Solar | KLINE |  | 2.8 | 13975 | Residential |  | BARNEGAT LIGHT | 8006 | 18 |  | AC Electric | No | Complete | 2002-10-10 | 2002-12-11 | N/A | 2002-12-11
UTIL-43 | CORE Solar | BROOKE |  | 2.92 | 8741.85 | Residential |  | LAMBERTVILLE | 8530 | 4 |  | JCP&L | No | Complete | 2002-02-05 | 2002-12-16 | N/A | 2002-12-16
UTIL-44 | CORE Solar | PHIFER |  | 3.7 | 17599.52 | Residential |  | THOROFARE | 8086 | 15 |  | PSE&G BPU | No | Complete | 2002-10-22 | 2002-12-24 | N/A | 2002-12-24
UTIL-45 | CORE Solar | STUART |  | 2.99 | 14960 | Residential |  | STRATHMERE | 8248 | 21 |  | AC Electric | No | Complete | 2002-07-23 | 2002-12-31 | N/A | 2002-12-31
UTIL-46 | CORE Solar | RAFTER |  | 3.74 | 18690 | Residential |  | WILLIAMSTOWN | 8094 | 15 |  | AC Electric | No | Complete | 2002-07-17 | 2003-01-06 | N/A | 2003-01-06
UTIL-47 | CORE Solar | LISTHAUS |  | 10.26 | 51040 | Residential |  | LIVINGSTON | 7039 | 9 |  | JCP&L | No | Complete | 2002-05-14 | 2003-01-15 | N/A | 2003-01-15
UTIL-48 | CORE Solar | ROBBINS |  | 2.27 | 11328 | Residential |  | MOUNT HOLLY | 8060 | 13 |  | PSE&G BPU | No | Complete | 2002-10-11 | 2003-01-23 | N/A | 2003-01-23
UTIL-49 | CORE Solar | KLIMES |  | 4.53 | 22320 | Residential |  | SOMERSET | 8873 | 5 |  | PSE&G BPU | No | Complete | 2002-10-17 | 2003-01-23 | N/A | 2003-01-23
UTIL-50 | CORE Solar | WOOD |  | 4.96 | 24815 | Residential |  | CAMDEN | 8110 | 14 |  | PSE&G BPU | No | Complete | 2002-09-16 | 2003-02-06 | N/A | 2003-02-06
UTIL-51 | CORE Solar | WILLIAMS |  | 2.48 | 12420 | Residential |  | SHIP BOTTOM | 8008 | 18 |  | AC Electric | No | Complete | 2002-11-07 | 2003-02-11 | N/A | 2003-02-11
UTIL-52 | CORE Solar | MEZIK |  | 9.94 | 49685 | Residential |  | BRIDGETON | 8302 | 20 |  | AC Electric | No | Complete | 2002-09-30 | 2003-03-14 | N/A | 2003-03-14
UTIL-53 | CORE Solar | SAWHNEY |  | 4.61 | 23040 | Residential |  | WEST ORANGE | 7052 | 9 |  | PSE&G BPU | No | Complete | 2002-12-06 | 2003-03-25 | N/A | 2003-03-25
UTIL-54 | CORE Solar | EFFRON |  | 2.82 | 15510 | Residential |  | BARNEGAT | 8005 | 18 |  | JCP&L | No | Complete | 2003-01-24 | 2003-04-16 | N/A | 2003-04-16
UTIL-55 | CORE Solar | ZEBROWSKI |  | 4.52 | 20752 | Residential |  | BERLIN | 8009 | 14 |  | AC Electric | No | Complete | 2002-11-14 | 2003-04-28 | N/A | 2003-04-28
UTIL-56 | CORE Solar | MCCOY |  | 2.78 | 15326.74 | Residential |  | MAPLEWOOD | 7040 | 9 |  | PSE&G BPU | No | Complete | 2002-11-13 | 2003-05-08 | N/A | 2003-05-08
UTIL-57 | CORE Solar | MCCOLLOUGH |  | 4.79 | 23970 | Residential |  | HOPEWELL | 8525 | 12 |  | PSE&G BPU | No | Complete | 2002-11-23 | 2003-05-08 | N/A | 2003-05-08
UTIL-58 | CORE Solar | LICHTMAN |  | 1.35 | 11659 | Residential |  | PERRINEVILLE | 8535 | 17 |  | JCP&L | No | Complete | 2002-11-06 | 2003-05-11 | N/A | 2003-05-11
UTIL-59 | CORE Solar | NAFTAL |  | 8.38 | 45360 | Residential |  | SANDYSTON | 7827 | 1 |  | JCP&L | No | Complete | 2002-11-22 | 2003-05-11 | N/A | 2003-05-11
UTIL-60 | CORE Solar | KANT |  | 2.6 | 15147 | Residential |  | CHERRY HILL | 8003 | 14 |  | PSE&G BPU | No | Complete | 2003-01-24 | 2003-06-12 | N/A | 2003-06-12
UTIL-61 | CORE Solar | KRAMER |  | 4.61 | 26400 | Residential |  | MONTCLAIR | 7042 | 9 |  | PSE&G BPU | No | Complete | 2003-03-03 | 2003-06-12 | N/A | 2003-06-12
UTIL-62 | CORE Solar | BURGHARDT |  | 2.8 | 16335 | Residential |  | HOPEWELL | 8525 | 12 |  | PSE&G BPU | No | Complete | 2003-03-28 | 2003-06-12 | N/A | 2003-06-12
UTIL-63 | CORE Solar | BOLGER |  | 9.62 | 84500 | Residential |  | SEA GIRT | 8750 | 17 |  | JCP&L | No | Complete | 2002-11-08 | 2003-06-17 | N/A | 2003-06-17
UTIL-64 | CORE Solar | MELONE |  | 10 | 50000 | Residential |  | HO HO KUS | 7423 | 7 |  | PSE&G BPU | No | Complete | 2002-07-31 | 2003-06-20 | N/A | 2003-06-20
UTIL-65 | CORE Solar | HENKEL |  | 2.16 | 12705 | Residential |  | PRINCETON JUNCTION | 8550 | 12 |  | PSE&G BPU | No | Complete | 2003-03-03 | 2003-07-02 | N/A | 2003-07-02
UTIL-66 | CORE Solar | CINCOTTA |  | 2.88 | 15336 | Residential |  | OAK RIDGE | 7438 | 6 |  | JCP&L | No | Complete | 2003-03-03 | 2003-07-11 | N/A | 2003-07-11
UTIL-67 | CORE Solar | FRIEDMAN |  | 3.7 | 21700 | Residential |  | PISCATAWAY | 8854 | 11 |  | PSE&G BPU | No | Complete | 2003-03-28 | 2003-07-23 | N/A | 2003-07-23
UTIL-68 | CORE Solar | HARRIS |  | 5.21 | 30360 | Residential |  | HOPEWELL | 8525 | 12 |  | PSE&G BPU | No | Complete | 2003-03-31 | 2003-07-23 | N/A | 2003-07-23
UTIL-69 | CORE Solar | ROELKE |  | 6.9 | 37950 | Residential |  | BASKING RIDGE | 7920 | 5 |  | JCP&L | No | Complete | 2003-04-09 | 2003-07-30 | N/A | 2003-07-30
UTIL-70 | CORE Solar | WEEZORAK |  | 6 | 30002 | Residential |  | TOMS RIVER | 8755 | 18 |  | JCP&L | No | Complete | 2002-11-27 | 2003-08-04 | N/A | 2003-08-04
UTIL-71 | CORE Solar |  | RAMAPO COLLEGE | 2 | 10000 | University Private |  | MAHWAH | 7430 | 7 |  | Orange & Rockland Elec | No | Complete | 2002-01-24 | 2002-04-15 | N/A | 2002-04-15
UTIL-72 | CORE Solar |  | MONTCLAIR UNIVERSITY | 2 | 10000 | University Public |  | MONTCLAIR | 7043 | 9 |  | PSE&G BPU | No | Complete | 2002-05-03 | 2002-05-06 | N/A | 2002-05-06
UTIL-75 | CORE Solar | QUIGLEY |  | 0.99 | 5445 | Residential |  | CHERRY HILL | 8002 | 14 |  | PSE&G BPU | No | Complete | 2002-10-17 | 2002-10-17 | N/A | 2002-10-17
REIPR-00021 | REIP Solar | GELLER | MARC D. GELLER ASSOCIATES, LLC | 7.36 | 7360 | Commercial |  | SOMERVILLER | 8876 | 5 | SUN FARM NETWORK | JCP&L | No | Complete | 2009-03-19 | 2009-06-19 | 2009-08-06 | 2009-10-07
REIPR-00061 | REIP Solar | BROWN |  | 7.92 | 13860 | Residential |  | CLINTON | 8809 | 4 | ADVANCED SOLAR PRODUCTS, INC. | JCP&L | No | Complete | 2009-03-19 | 2010-03-29 | 2010-09-09 | 2010-10-29
REIPR-00102 | REIP Solar | BARBAGALLO |  | 5.28 | 9240 | Residential | 0 | BRIDGEWATER | 8807 | 5 | ADVANCED SOLAR PRODUCTS, INC. | PSE&G BPU | No | Complete | 2009-03-19 | 2009-12-15 | 2010-05-05 | 2010-06-22
REIPR-00121 | REIP Solar | LONGHI |  | 3.74 | 5950 | Residential |  | LAMBERTVILLE | 8530 | 4 | ADVANCED SOLAR PRODUCTS, INC. | JCP&L | No | Complete | 2009-03-19 | 2010-03-29 | 2010-08-24 | 2010-10-29
REIPR-00141 | REIP Solar | SURETT |  | 7.38 | 12915 | Residential |  | MORGANVILLE | 7751 | 17 | MY NJ SOLAR, LLC | JCP&L | No | Complete | 2009-03-19 | 2009-06-30 | 2009-08-28 | 2009-10-07
REIPR-00161 | REIP Solar | WEINGARTEN |  | 10.256 | 17451 | Residential | 0 | LAWRENCEVILLE | 8648 | 12 | ADVANCED SOLAR PRODUCTS, INC. | PSE&G BPU | No | Complete | 2009-03-19 | 2009-08-19 | 2010-03-02 | 2010-04-27
REIPR-00201 | REIP Solar | MUNDY |  | 8.19 | 14332.5 | Residential |  | HOLMDEL | 7733 | 17 | SELF INSTALL | JCP&L | No | Complete | 2009-03-19 | 2009-08-10 | 2009-11-10 | 2010-02-11
REIPR-00241 | REIP Solar | NOWICKI |  | 5.535 | 9686.25 | Residential |  | HOLMDEL | 7733 | 17 | MY NJ SOLAR, LLC | JCP&L | No | Complete | 2009-03-19 | 2009-05-20 | 2009-08-06 | 2009-10-07
REIPR-00301 | REIP Solar | RUBIN |  | 4.51 | 7892.5 | Residential |  | MATAWAN | 7747 | 17 | MY NJ SOLAR, LLC | JCP&L | No | Complete | 2009-03-19 | 2009-08-10 | 2009-08-28 | 2009-10-07
REIPR-00321 | REIP Solar | DIMASO |  | 9.635 | 16861.25 | Residential |  | HOLMDEL | 7733 | 17 | MY NJ SOLAR, LLC | JCP&L | No | Complete | 2009-03-19 | 2009-06-30 | 2009-08-28 | 2009-10-07
REIPR-00341 | REIP Solar | HOUSTON |  | 7.92 | 13860 | Residential | 0 | MOUNT LAUREL | 8054 | 13 | SOLAR HOME ENERGY SOLUTIONS | PSE&G BPU | No | Complete | 2009-03-19 | 2009-11-25 | 2010-03-01 | 2010-04-27
REIPR-00381 | REIP Solar | BORRI |  | 8.4 | 14700 | Residential | 0 | TOTOWA | 7512 | 6 | EVCO MECHANICAL | PSE&G BPU | No | Complete | 2009-03-19 | 2009-09-30 | 2009-12-16 | 2010-03-31
REIPR-00401 | REIP Solar | STULAK |  | 9.87 | 16835 | Residential | 0 | RANDOLPH | 7869 | 3 | SELF INSTALL | JCP&L | No | Complete | 2009-03-19 | 2010-02-12 | 2010-07-15 | 2010-09-01
REIPR-00421 | REIP Solar | MARTOGLIO | RPM CONTRACTING, LLC | 5.616 | 5616 | Commercial | 0 | ORANGE | 7050 | 9 | SOLAR WORKS NJ | PSE&G BPU | No | Complete | 2009-05-06 | 2009-10-14 | 2010-03-18 | 2010-05-20
REIPR-00461 | REIP Solar | CONTE |  | 6.88 | 12040 | Residential |  | CAPE MAY COURT HOUSE | 8210 | 21 | MERCURY SOLAR SYSTEMS | AC Electric | No | Complete | 2009-03-19 | 2009-06-09 | 2009-09-15 | 2009-10-07
REIPR-00481 | REIP Solar | MCVAUGH |  | 9.9 | 17325 | Residential |  | MILMAY | 8340 | 19 | MERCURY SOLAR SYSTEMS | AC Electric | No | Complete | 2009-03-19 | 2009-06-09 | 2009-09-10 | 2009-10-07
REIPR-00501 | REIP Solar | MAGGIONCALDA |  | 9.89 | 17307.5 | Residential |  | MULLICA HILL | 8062 | 15 | MERCURY SOLAR SYSTEMS | AC Electric | No | Complete | 2009-03-19 | 2009-06-09 | 2009-09-10 | 2009-10-07
REIPR-00521 | REIP Solar | LANCKOWSKI |  | 2.58 | 4515 | Residential |  | CAPE MAY | 8204 | 21 | MERCURY SOLAR SYSTEMS | AC Electric | No | Complete | 2009-03-19 | 2009-09-01 | 2009-10-28 | 2009-12-30
REIPR-00541 | REIP Solar | STELTZ |  | 2.58 | 4515 | Residential |  | VILLAS | 8251 | 21 | MERCURY SOLAR SYSTEMS | AC Electric | No | Complete | 2009-03-19 | 2009-09-11 | 2009-10-07 | 2009-12-04
REIPR-00561 | REIP Solar | FULTON |  | 6.45 | 11287.5 | Residential |  | BROWNS MILL | 8015 | 13 | MERCURY SOLAR SYSTEMS | JCP&L | No | Complete | 2009-03-19 | 2009-09-01 | 2009-09-15 | 2009-10-07
REIPR-00581 | REIP Solar | ARNOLD |  | 3.87 | 6772.5 | Residential | 0 | CAPE MAY COURT HOUSE | 8210 | 21 | MERCURY SOLAR SYSTEMS | AC Electric | No | Complete | 2009-03-19 | 2010-02-15 | 2010-04-13 | 2010-05-20
REIPR-00601 | REIP Solar | BARFUSS |  | 9.84 | 17220 | Residential |  | FAR HILLS | 7931 | 5 | SUN FARM NETWORK | JCP&L | No | Complete | 2009-03-19 | 2009-08-06 | 2009-09-15 | 2009-10-07
REIPR-00641 | REIP Solar | MALINOWSKI |  | 5.268 | 9219 | Residential | 0 | BELLE MEAD | 8502 | 5 | ADVANCED SOLAR PRODUCTS, INC. | PSE&G BPU | No | Complete | 2009-03-19 | 2010-01-28 | 2010-06-24 | 2010-09-01
REIPR-00681 | REIP Solar | LINDBERG |  | 5.4 | 6790 | Residential |  | CRANBURY | 8512 | 11 | ADVANCED SOLAR PRODUCTS, INC. | PSE&G BPU | No | Complete | 2009-03-19 | 2009-12-16 | 2010-10-14 | 2010-11-30
REIPR-00721 | REIP Solar | BAUGH |  | 3.888 | 6804 | Residential |  | RINGOES | 8551 | 4 | ADVANCED SOLAR PRODUCTS, INC. | JCP&L | No | Complete | 2009-03-19 | 2010-08-03 | 2010-10-14 | 2010-11-30
REIPR-00761 | REIP Solar | MONSHEIN | MSMJ ASSOCIATES | 49.504 | 49504 | Commercial | 0 | LAMBERTVILLE | 8530 | 4 | ADVANCED SOLAR PRODUCTS, INC. | JCP&L | No | Complete | 2009-03-19 | 2010-02-04 | 2010-08-24 | 2010-10-29
REIPR-00781 | REIP Solar | MALONEY |  | 5.04 | 8820 | Residential |  | CAPE MAY | 8204 | 21 | SELF INSTALL | AC Electric | No | Complete | 2009-03-23 | 2009-08-18 | 2009-11-10 | 2010-02-11
REIPR-00821 | REIP Solar | ZONDERMAN |  | 3.87 | 6772.5 | Residential |  | CAPE MAY POINT | 8212 | 21 | MERCURY SOLAR SYSTEMS | AC Electric | No | Complete | 2009-03-23 | 2009-06-30 | 2009-09-15 | 2009-10-07
REIPR-00841 | REIP Solar | TOTLAND |  | 9.765 | 16888.75 | Residential |  | TINTON FALLS | 7724 | 17 | SEA BRIGHT SOLAR, LLC | JCP&L | No | Complete | 2009-03-23 | 2010-03-30 | 2010-09-23 | 2010-10-29
REIPR-00861 | REIP Solar | LONGONA |  | 9.9 | 17325 | Residential |  | VINELAND | 8360 | 20 | MERCURY SOLAR SYSTEMS | AC Electric | No | Complete | 2009-03-23 | 2009-06-30 | 2009-10-28 | 2009-12-30
REIPR-00881 | REIP Solar | CASELLI |  | 9.9 | 17325 | Residential | 0 | PITTSGROVE | 8318 | 16 | GO SOLAR ELECTRIC, LLC | AC Electric | No | Complete | 2009-03-23 | 2009-10-08 | 2010-01-20 | 2010-03-30
REIPR-00901 | REIP Solar | MELL |  | 12.3 | 17500 | Residential |  | BEDMINSTER | 7931 | 5 | SUN FARM NETWORK | JCP&L | No | Complete | 2009-03-23 | 2009-09-28 | 2009-10-28 | 2009-12-30
REIPR-00961 | REIP Solar | HLUBIK | HLUBIK FARMS | 12.3 | 12300 | Commercial |  | CHESTERFIELD | 8515 | 13 | SUN FARM NETWORK | PSE&G BPU | No | Complete | 2009-03-23 | 2009-08-04 | 2009-08-28 | 2009-10-07
REIPR-00981 | REIP Solar | COLE |  | 8.61 | 14667.5 | Residential | 0 | CREAM RIDGE | 8514 | 17 | SUNRAY SOLAR, INC. | JCP&L | No | Complete | 2009-03-23 | 2009-08-26 | 2009-12-17 | 2010-03-31
REIPR-01061 | REIP Solar | FREEMAN |  | 10.08 | 17500 | Residential | 0 | FORKED RIVER | 8731 | 18 | NJ SOLAR POWER, LLC | JCP&L | No | Complete | 2009-03-26 | 2009-07-24 | 2009-12-15 | 2010-03-31
REIPR-01081 | REIP Solar | SAVARIEGO |  | 5.04 | 8820 | Residential |  | HILLSDALE | 7642 | 7 | NJ SOLAR POWER, LLC | PSE&G BPU | No | Complete | 2009-03-26 | 2009-07-29 | 2009-09-15 | 2009-10-07
REIPR-01101 | REIP Solar | JEFFERSON |  | 3.78 | 6615 | Residential |  | SEAVILLE | 8230 | 21 | MERCURY SOLAR SYSTEMS | AC Electric | No | Complete | 2009-03-26 | 2009-05-27 | 2009-09-15 | 2009-10-07
REIPR-01121 | REIP Solar | SCHIRICK |  | 8.28 | 14490 | Residential |  | DORCHESTER | 8316 | 20 | MERCURY SOLAR SYSTEMS | AC Electric | No | Complete | 2009-03-26 | 2009-09-01 | 2009-11-12 | 2010-02-11
REIPR-01161 | REIP Solar | KOPAZ |  | 9.9 | 17325 | Residential |  | EGG HARBOR TOWNSHIP | 8234 | 19 | MERCURY SOLAR SYSTEMS | AC Electric | No | Complete | 2009-03-26 | 2009-06-30 | 2009-09-15 | 2009-10-07
REIPR-01181 | REIP Solar | JOHNSON |  | 4.6 | 8050 | Residential |  | NORTH CAPE MAY | 8204 | 21 | MERCURY SOLAR SYSTEMS | AC Electric | No | Complete | 2009-03-26 | 2009-05-27 | 2009-08-06 | 2009-10-07
REIPR-01201 | REIP Solar | TROMBETTA |  | 8.6 | 15050 | Residential | 0 | GREEN CREEK | 8219 | 21 | MERCURY SOLAR SYSTEMS | AC Electric | No | Complete | 2009-03-26 | 2009-12-15 | 2010-02-15 | 2010-04-16
REIPR-01241 | REIP Solar | LEHMAN, JR. |  | 10.12 | 17500 | Residential | 0 | WOOLWICH TWP | 8085 | 15 | MERCURY SOLAR SYSTEMS | AC Electric | No | Complete | 2009-03-26 | 2009-12-04 | 2010-01-19 | 2010-03-30
REIPR-01261 | REIP Solar | FOTI |  | 9.66 | 16905 | Residential |  | MORGANVILLE | 7751 | 17 | MERCURY SOLAR SYSTEMS | JCP&L | No | Complete | 2009-03-26 | 2009-05-27 | 2009-08-06 | 2009-10-07
REIPR-01321 | REIP Solar | CLAYTON |  | 6.44 | 11270 | Residential |  | BRIELLE | 8730 | 17 | SEA BRIGHT SOLAR, LLC | JCP&L | No | Complete | 2009-03-26 | 2010-03-30 | 2010-09-09 | 2010-10-29
REIPR-01361 | REIP Solar | MARKS |  | 8.4 | 14700 | Residential | 0 | MOUNT LAUREL | 8054 | 13 | SOLAR HOME ENERGY SOLUTIONS | PSE&G BPU | No | Complete | 2009-04-02 | 2009-09-16 | 2009-12-17 | 2010-03-31
REIPR-01421 | REIP Solar | BLEWETT |  | 9.87 | 17272.5 | Residential | 0 | HOWELL | 7731 | 17 | SUNRAY SOLAR, INC. | JCP&L | No | Complete | 2009-03-26 | 2009-10-20 | 2010-04-23 | 2010-06-22
REIPR-01461 | REIP Solar | VAN HISE |  | 8.1 | 14175 | Residential |  | MANASQUAN | 8736 | 17 | GEOGENIX | JCP&L | No | Complete | 2009-03-26 | 2009-06-09 | 2009-10-12 | 2009-12-04
REIPR-01501 | REIP Solar | KRISTENSEN |  | 10.8 | 17325 | Residential | 0 | OCEAN | 7712 | 17 | GEOGENIX | JCP&L | No | Complete | 2009-03-26 | 2009-11-12 | 2009-12-16 | 2010-03-31
REIPR-01521 | REIP Solar | YANG |  | 9.9 | 17325 | Residential | 0 | SOMERSET | 8873 | 5 | GEOGENIX | PSE&G BPU | No | Complete | 2009-03-26 | 2010-01-20 | 2010-04-13 | 2010-05-20
REIPR-01541 | REIP Solar | KONRAD |  | 4.725 | 8268.75 | Residential |  | WEST ORANGE | 7052 | 9 | GEOGENIX | PSE&G BPU | No | Complete | 2009-03-26 | 2009-09-16 | 2009-11-12 | 2010-02-11
REIPR-01561 | REIP Solar | OHNGEMACH |  | 8.28 | 14490 | Residential | 0 | HILLSBOROUGH | 8844 | 5 | GEOGENIX | PSE&G BPU | No | Complete | 2009-03-26 | 2009-11-05 | 2009-12-15 | 2010-03-31
REIPR-01581 | REIP Solar | WENDEL | DOMINANT NORTH AMERICA | 10 | 17500 | Residential |  | LEBANON | 8833 | 4 | CORBIN SOLAR SOLUTIONS, LLC | JCP&L | No | Complete | 2009-03-26 | 2009-06-30 | 2009-09-10 | 2009-10-07
REIPR-01661 | REIP Solar | CONRAD |  | 5.16 | 9030 | Residential |  | CAPE MAY COURT HOUSE | 8210 | 21 | MERCURY SOLAR SYSTEMS | AC Electric | No | Complete | 2009-03-26 | 2009-06-09 | 2009-09-10 | 2009-10-07
REIPR-01681 | REIP Solar | MORGAN |  | 10.35 | 17500 | Residential | 0 | FRANKLINVILLE | 8322 | 15 | MERCURY SOLAR SYSTEMS | AC Electric | No | Complete | 2009-03-26 | 2009-12-01 | 2010-03-02 | 2010-04-27
REIPR-01701 | REIP Solar | O'CONNELL |  | 5.4 | 9450 | Residential |  | SOMERS POINT | 8244 | 19 | MERCURY SOLAR SYSTEMS | AC Electric | No | Complete | 2009-03-26 | 2009-08-18 | 2009-09-15 | 2009-10-07
REIPR-01741 | REIP Solar | MUTCH |  | 9.87 | 17272.5 | Residential |  | TOMS RIVER | 8755 | 18 | TRINITY HEATING AND AIR | JCP&L | No | Complete | 2009-03-26 | 2009-06-19 | 2009-08-28 | 2009-10-07
REIPR-01761 | REIP Solar | TAYLOR |  | 9.87 | 17272.5 | Residential |  | FREEHOLD | 7728 | 17 | TRINITY HEATING AND AIR | JCP&L | No | Complete | 2009-03-26 | 2009-05-01 | 2009-08-28 | 2009-10-07
REIPR-01801 | REIP Solar | RAJOPPE |  | 7.69 | 13308.75 | Residential |  | BRICK | 8732 | 18 | FOUR POINT REFRIGERATION CO., INC. | JCP&L | No | Complete | 2009-03-26 | 2009-05-27 | 2009-08-28 | 2009-10-07
REIPR-01821 | REIP Solar | SYPALIS |  | 4.62 | 8085 | Residential | 0 | CAPE MAY COURT HOUSE | 8210 | 21 | SELF INSTALL | AC Electric | No | Complete | 2009-03-26 | 2009-11-20 | 2010-04-23 | 2010-06-22
REIPR-01841 | REIP Solar | CHARYDCZAK |  | 5.04 | 8820 | Residential |  | EGG HARBOR TOWNSHIP | 8234 | 19 | SELF INSTALL | AC Electric | No | Complete | 2009-03-26 | 2009-09-18 | 2009-11-20 | 2010-02-11
REIPR-01861 | REIP Solar | CHARYDCZAK |  | 9.504 | 16632 | Residential |  | EGG HARBOR | 8234 | 19 | SELF INSTALL | AC Electric | No | Complete | 2009-03-26 | 2009-09-18 | 2009-11-20 | 2010-02-11
REIPR-01881 | REIP Solar | GRIFFIN |  | 4.05 | 7087.5 | Residential |  | NORTH BRUNSWICK | 8902 | 11 | GEOGENIX | PSE&G BPU | No | Complete | 2009-03-26 | 2009-10-02 | 2009-10-28 | 2009-12-30
REIPR-01901 | REIP Solar | ONDER |  | 8.1 | 14175 | Residential |  | LITTLE FALLS | 7424 | 6 | GEOGENIX | PSE&G BPU | No | Complete | 2009-03-26 | 2009-09-01 | 2009-10-28 | 2009-12-30
REIPR-01921 | REIP Solar | CHARKOWICK |  | 7.65 | 13387.5 | Residential | 0 | MIDDLESEX | 8846 | 11 | GEOGENIX | PSE&G BPU | No | Complete | 2009-03-26 | 2009-10-29 | 2009-12-15 | 2010-03-31
REIPR-01941 | REIP Solar | MORANO |  | 9.9 | 17325 | Residential | 0 | WALL TOWNSHIP | 7719 | 17 | GEOGENIX | JCP&L | No | Complete | 2009-03-26 | 2009-11-05 | 2009-12-15 | 2010-03-31
REIPR-01961 | REIP Solar | EDMUNDS |  | 4.725 | 8268.75 | Residential |  | BELLEVILLE | 7109 | 9 | GEOGENIX | PSE&G BPU | No | Complete | 2009-03-26 | 2009-09-28 | 2009-11-12 | 2010-02-11
REIPR-01981 | REIP Solar | BEGLEY |  | 5.85 | 10237.5 | Residential | 0 | MIDDLETOWN | 7748 | 17 | GARDEN STATE SOLAR LLC | JCP&L | No | Complete | 2009-03-26 | 2009-12-29 | 2010-05-05 | 2010-06-22
REIPR-02001 | REIP Solar | FRANKS |  | 9.635 | 16861.25 | Residential |  | WARREN | 7059 | 5 | SUN FARM NETWORK | JCP&L | No | Complete | 2009-03-26 | 2009-06-30 | 2009-09-15 | 2009-10-07
REIPR-02021 | REIP Solar | RIVERA |  | 4.14 | 7245 | Residential | 0 | VINELAND | 8360 | 20 | MERCURY SOLAR SYSTEMS | Vineland Muni Elec | No | Complete | 2009-03-26 | 2009-12-07 | 2010-03-22 | 2010-05-20
REIPR-02061 | REIP Solar | STYLER-BARRY | MUSCONETCONG WATERSHED ASSOC | 3.075 | 3075 | Non Profit |  | ASBURY | 8802 | 4 | SUN FARM NETWORK | JCP&L | No | Complete | 2009-03-26 | 2009-08-27 | 2009-11-12 | 2010-02-11
REIPR-02101 | REIP Solar | CARIAGA |  | 9.68 | 16632 | Residential | 0 | PRINCETON JUNCTION | 8550 | 12 | ADVANCED SOLAR PRODUCTS, INC. | JCP&L | No | Complete | 2009-03-26 | 2010-04-06 | 2010-06-24 | 2010-09-01
REIPR-02121 | REIP Solar | HOPE |  | 5.4 | 9450 | Residential | 0 | DENNISVILLE | 8214 | 21 | MERCURY SOLAR SYSTEMS | AC Electric | No | Complete | 2009-03-26 | 2009-11-09 | 2010-01-19 | 2010-03-30
REIPR-02141 | REIP Solar | HANSCH |  | 3.6 | 6300 | Residential | 0 | BRIDGEWATER | 8807 | 5 | ADVANCED SOLAR PRODUCTS, INC. | PSE&G BPU | No | Complete | 2009-03-26 | 2009-12-15 | 2010-05-18 | 2010-07-07
REIPR-02161 | REIP Solar | BAHR |  | 10.08 | 16905 | Residential | 0 | SOUTHHAMPTON | 8088 | 13 | NJ SOLAR POWER, LLC | PSE&G BPU | No | Complete | 2009-04-02 | 2009-10-29 | 2009-12-17 | 2010-03-31
REIPR-02181 | REIP Solar | YOUNG |  | 9.9 | 17325 | Residential | 0 | ALLOWAY | 8302 | 20 | MERCURY SOLAR SYSTEMS | AC Electric | No | Complete | 2009-04-02 | 2009-12-02 | 2010-01-19 | 2010-03-30
REIPR-02201 | REIP Solar | HAAS |  | 8.28 | 14490 | Residential |  | FRANKLIVILLE | 8322 | 15 | MERCURY SOLAR SYSTEMS | AC Electric | No | Complete | 2009-04-02 | 2009-06-18 | 2009-09-10 | 2009-10-07
REIPR-02241 | REIP Solar | KIM-LU |  | 5.805 | 10158.75 | Residential |  | BELLEVILLE | 7109 | 9 | MERCURY SOLAR SYSTEMS | PSE&G BPU | No | Complete | 2009-04-02 | 2009-09-16 | 2009-10-12 | 2009-12-04
REIPR-02261 | REIP Solar | HEIL |  | 9.9 | 17325 | Residential | 0 | MANNINGTON | 8079 | 16 | MERCURY SOLAR SYSTEMS | AC Electric | No | Complete | 2009-04-02 | 2009-12-02 | 2010-01-19 | 2010-03-30
REIPR-02281 | REIP Solar | DOUGHERTY |  | 9.66 | 16905 | Residential |  | BRIDGETON | 8302 | 20 | MUCCIO ELECTRIC, INC. | AC Electric | No | Complete | 2009-04-02 | 2009-09-16 | 2009-10-28 | 2009-12-30
REIPR-02301 | REIP Solar | KULKOWITZ | MAD BATTER RESTAURANT | 8.74 | 8740 | Commercial | 0 | CAPE MAY | 8204 | 21 | MERCURY SOLAR SYSTEMS | AC Electric | No | Complete | 2009-04-02 | 2010-04-05 | 2010-07-27 | 2010-09-09
REIPR-02321 | REIP Solar | EHRKE |  | 10.125 | 17500 | Residential | 0 | HAMMONTON | 8037 | 19 | MERCURY SOLAR SYSTEMS | AC Electric | No | Complete | 2009-04-02 | 2009-12-07 | 2010-01-19 | 2010-03-30
REIPR-02361 | REIP Solar | CALIMER |  | 9.9 | 17325 | Residential |  | COLOGNE | 8215 | 19 | MERCURY SOLAR SYSTEMS | AC Electric | No | Complete | 2009-04-02 | 2009-06-15 | 2009-10-07 | 2009-12-04
REIPR-02381 | REIP Solar | SWIDERSKI |  | 5.67 | 8788.5 | Residential |  | FLORENCE | 8518 | 13 | TRINITY HEATING AND AIR | PSE&G BPU | No | Complete | 2009-04-02 | 2009-06-10 | 2009-10-07 | 2009-12-04
REIPR-02421 | REIP Solar | RING | MEYER AND DEPEW CO. | 46.83 | 46830 | Commercial |  | KENILWORTH | 7033 | 10 | TRINITY HEATING AND AIR | PSE&G BPU | No | Complete | 2009-04-02 | 2009-08-26 | 2009-09-10 | 2009-10-07
REIPR-02441 | REIP Solar | WEISSENORN |  | 4.05 | 7087.5 | Residential | 0 | MANTOLOKING | 8738 | 18 | GEOGENIX | JCP&L | No | Complete | 2009-04-02 | 2009-12-16 | 2010-02-15 | 2010-04-16
REIPR-02461 | REIP Solar | BARONS |  | 3.15 | 5512.5 | Residential | 0 | RED BANK | 7701 | 17 | GEOGENIX | JCP&L | No | Complete | 2009-04-02 | 2010-01-07 | 2010-03-03 | 2010-04-27
REIPR-02501 | REIP Solar | ROGERS |  | 5.4 | 9450 | Residential | 0 | SECAUCUS | 7094 | 8 | GEOGENIX | PSE&G BPU | No | Complete | 2009-04-02 | 2009-11-24 | 2010-02-15 | 2010-04-16
REIPR-02521 | REIP Solar | ROLLINO |  | 4.725 | 8268.75 | Residential |  | BLOOMFIELD | 7003 | 9 | GEOGENIX | PSE&G BPU | No | Complete | 2009-04-02 | 2009-09-18 | 2009-11-12 | 2010-02-11
REIPR-02541 | REIP Solar | JEPSEN |  | 3.15 | 5512.5 | Residential |  | CHATHAM | 7935 | 3 | GEOGENIX | JCP&L | No | Complete | 2009-04-02 | 2009-10-29 | 2009-11-18 | 2010-02-11
REIPR-02561 | REIP Solar | WHITE |  | 9.45 | 16537.5 | Residential |  | CRANBURY | 8512 | 11 | GEOGENIX | PSE&G BPU | No | Complete | 2009-04-02 | 2009-08-20 | 2009-09-15 | 2009-10-07
REIPR-02581 | REIP Solar | BROOKS |  | 2.112 | 3273.6 | Residential |  | TABERNACLE | 8088 | 13 | SOLAR SOLUTIONS LLC | AC Electric | No | Complete | 2009-04-02 | 2009-06-30 | 2009-08-06 | 2009-10-07
REIPR-02621 | REIP Solar | HAMILL |  | 9.9 | 17325 | Residential | 0 | PRINCETON | 8540 | 12 | JERSEY SOLAR, LLC | PSE&G BPU | No | Complete | 2009-04-02 | 2009-12-02 | 2010-01-29 | 2010-03-30
REIPR-02641 | REIP Solar | MIKOLAJEK |  | 3.6 | 6300 | Residential |  | FLEMINGTON | 8822 | 4 | JERSEY SOLAR, LLC | JCP&L | No | Complete | 2009-04-02 | 2009-06-09 | 2009-10-07 | 2009-12-04
REIPR-02661 | REIP Solar | GABAI | PENNINGTON FAMILY CHIROPRACTIC PC | 9.45 | 9450 | Commercial |  | PENNINGTON | 8534 | 12 | JERSEY SOLAR, LLC | PSE&G BPU | No | Complete | 2009-04-02 | 2009-06-09 | 2009-08-06 | 2009-10-07
REIPR-02681 | REIP Solar | MOORE |  | 8.55 | 14962.5 | Residential | 0 | E. BRUNSWICK | 8816 | 11 | JERSEY SOLAR, LLC | PSE&G BPU | No | Complete | 2009-04-02 | 2009-12-07 | 2010-06-24 | 2010-09-01
REIPR-02701 | REIP Solar | SALERNO |  | 6.75 | 11812.5 | Residential |  | PENNINGTON | 8534 | 12 | JERSEY SOLAR, LLC | JCP&L | No | Complete | 2009-04-02 | 2009-04-28 | 2009-11-12 | 2010-02-11
REIPR-02741 | REIP Solar | GIDGE |  | 4.725 | 8268.75 | Residential |  | EWING | 8638 | 12 | GEOGENIX | PSE&G BPU | No | Complete | 2009-04-09 | 2009-09-03 | 2009-10-28 | 2009-12-30
REIPR-02761 | REIP Solar | RIENZO |  | 9.9 | 17325 | Residential | 0 | COLTS NECK | 7722 | 17 | GEOGENIX | JCP&L | No | Complete | 2009-04-09 | 2009-12-30 | 2010-02-23 | 2010-04-16
REIPR-02781 | REIP Solar | VOORHEES |  | 10.58 | 17500 | Residential | 0 | SOMERSET | 8873 | 5 | SEA BRIGHT SOLAR, LLC | PSE&G BPU | No | Complete | 2009-04-02 | 2010-03-15 | 2010-07-27 | 2010-09-09
REIPR-02801 | REIP Solar | LESSIOHADI |  | 10 | 17500 | Residential |  | ENGLISHTOWN | 7726 | 17 | TRINITY HEATING AND AIR | JCP&L | No | Complete | 2009-04-09 | 2009-09-10 | 2009-10-28 | 2009-12-30
REIPR-02821 | REIP Solar | DICARLO |  | 7.99 | 13982.5 | Residential |  | MANHAWKIN | 8050 | 18 | TRINITY HEATING AND AIR | AC Electric | No | Complete | 2009-04-09 | 2009-06-10 | 2009-08-28 | 2009-10-07
REIPR-02841 | REIP Solar | KIZIS |  | 10 | 17272.5 | Residential |  | CREAM RIDGE | 8514 | 17 | TRINITY HEATING AND AIR | JCP&L | No | Complete | 2009-04-09 | 2009-09-16 | 2009-10-12 | 2009-12-04
REIPR-02861 | REIP Solar | RADUANY | SOURCE 1 PROPERTIES | 20 | 20000 | Commercial | 0 | LAWRENCEVILLE | 8648 | 12 | TRINITY HEATING AND AIR | PSE&G BPU | No | Complete | 2009-04-09 | 2009-07-15 | 2010-03-03 | 2010-04-27
REIPR-02881 | REIP Solar | MOUNT | TERHUNE ORCHARDS | 26.68 | 26680 | Commercial | 0 | PRINCETON | 8540 | 12 | ADVANCED SOLAR PRODUCTS, INC. | PSE&G BPU | No | Complete | 2009-04-02 | 2010-01-22 | 2010-07-27 | 2010-09-09
REIPR-02941 | REIP Solar | PARKER |  | 1.84 | 3220 | Residential |  | TITUSVILLE | 8560 | 12 | JERSEY SOLAR, LLC | JCP&L | No | Complete | 2009-04-09 | 2009-08-26 | 2009-10-28 | 2009-12-30
REIPR-02961 | REIP Solar | HOWITT |  | 10.045 | 15925 | Residential | 0 | METUCHEN | 8840 | 11 | MY NJ SOLAR, LLC | PSE&G BPU | No | Complete | 2009-04-09 | 2009-08-26 | 2010-06-08 | 2010-07-07
REIPR-02981 | REIP Solar | GROSSMAN |  | 8 | 14000 | Residential | 0 | HOPEWELL | 8525 | 12 | SOLAR HOME ENERGY SOLUTIONS | PSE&G BPU | No | Complete | 2009-04-09 | 2009-11-25 | 2010-01-29 | 2010-03-30
REIPR-03001 | REIP Solar | BOSHAK |  | 5.535 | 9686.25 | Residential |  | PORT MURRAY | 7865 | 2 | MY NJ SOLAR, LLC | JCP&L | No | Complete | 2009-04-09 | 2009-08-13 | 2009-11-20 | 2010-02-11
REIPR-03021 | REIP Solar | ZULLO |  | 9.45 | 16537.5 | Residential | 0 | PISCATAWAY | 8855 | 11 | GEOGENIX | PSE&G BPU | No | Complete | 2009-04-09 | 2010-03-24 | 2010-07-27 | 2010-09-09
REIPR-03041 | REIP Solar | HAYES |  | 9.9 | 17325 | Residential | 0 | SEAGIRT | 8750 | 17 | GEOGENIX | JCP&L | No | Complete | 2009-04-09 | 2010-02-16 | 2010-04-13 | 2010-05-20
REIPR-03081 | REIP Solar | DIETZE |  | 5.88 | 10290 | Residential |  | CLARK | 7066 | 10 | NJ SOLAR POWER, LLC | PSE&G BPU | No | Complete | 2009-04-02 | 2009-11-20 | 2010-01-29 | 2010-03-30
REIPR-03141 | REIP Solar | PASQUARIELLO |  | 7.56 | 13230 | Residential |  | WEST PATTERSON | 7424 | 6 | NJ SOLAR POWER, LLC | PSE&G BPU | No | Complete | 2009-04-02 | 2009-08-06 | 2009-09-15 | 2009-10-07
REIPR-03161 | REIP Solar | EHRESMANN |  | 8.28 | 14490 | Residential |  | MAYS LANDING | 8330 | 19 | MERCURY SOLAR SYSTEMS | AC Electric | No | Complete | 2009-04-02 | 2009-06-30 | 2009-09-10 | 2009-10-07
REIPR-03221 | REIP Solar | KELLOGG |  | 9.76 | 16905 | Residential | 0 | MADISON | 7940 | 3 | GEOGENIX | Not Known | No | Complete | 2009-04-02 | 2010-04-08 | 2010-07-27 | 2010-09-09
REIPR-03241 | REIP Solar | CASSELLA |  | 6.3 | 10631.25 | Residential | 0 | NESHANIC STATION | 8853 | 5 | GEOGENIX | JCP&L | No | Complete | 2009-04-02 | 2009-11-05 | 2009-12-15 | 2010-03-31
REIPR-03261 | REIP Solar | TRAVIS |  | 9.9 | 17325 | Residential | 0 | HACKETTSTOWN | 7840 | 2 | GEOGENIX | JCP&L | No | Complete | 2009-04-02 | 2009-11-20 | 2010-01-29 | 2010-03-30
REIPR-03301 | REIP Solar | JAVAN |  | 6.3 | 11025 | Residential | 0 | PISCATAWAY | 8854 | 11 | GEOPEAK ELECTRIC | PSE&G BPU | No | Complete | 2009-04-02 | 2010-02-16 | 2010-05-18 | 2010-07-07
REIPR-03321 | REIP Solar | BURGESS |  | 9.9 | 17325 | Residential | 0 | PITTSTOWN | 8867 | 4 | GEOGENIX | JCP&L | No | Complete | 2009-04-02 | 2010-03-18 | 2010-07-15 | 2010-09-01
REIPR-03341 | REIP Solar | JAVAN |  | 9.9 | 17325 | Residential |  | PISCATAWAY | 8854 | 11 | GEOGENIX | PSE&G BPU | No | Complete | 2009-04-02 | 2009-08-20 | 2009-10-12 | 2009-12-04
REIPR-03361 | REIP Solar | PATLOLA |  | 9.225 | 16143.75 | Residential | 0 | PLAINSBORO | 8536 | 11 | GEOGENIX | PSE&G BPU | No | Complete | 2009-04-02 | 2010-04-08 | 2010-06-07 | 2010-07-07
REIPR-03381 | REIP Solar | MAJKSZAK |  | 7.56 | 13230 | Residential | 0 | DEPTFORD | 8096 | 15 | NJ SOLAR POWER, LLC | PSE&G BPU | No | Complete | 2009-04-02 | 2009-09-28 | 2010-01-29 | 2010-03-30
REIPR-03401 | REIP Solar | GIRTAIN |  | 9.45 | 16100 | Residential | 0 | TOMS RIVER | 8753 | 18 | SEA BRIGHT SOLAR, LLC | JCP&L | No | Complete | 2009-04-02 | 2010-01-14 | 2010-07-15 | 2010-09-01
REIPR-03421 | REIP Solar | HURCKES |  | 5.98 | 10465 | Residential | 0 | SEASIDE HEIGHTS | 8751 | 18 | SEA BRIGHT SOLAR, LLC | JCP&L | No | Complete | 2009-04-02 | 2009-07-09 | 2009-12-15 | 2010-03-31
REIPR-03461 | REIP Solar | STANISLAW | OCEAN CITY TABERNACLE | 2.3 | 2300 | Non Profit |  | OCEAN CITY | 8226 | 21 | MERCURY SOLAR SYSTEMS | AC Electric | No | Complete | 2009-04-02 | 2009-09-03 | 2009-10-07 | 2009-12-04
REIPR-03481 | REIP Solar | REGINA |  | 9.9 | 17325 | Residential |  | NORTHFIELD | 8225 | 19 | MERCURY SOLAR SYSTEMS | AC Electric | No | Complete | 2009-04-02 | 2009-06-09 | 2009-09-15 | 2009-10-07
REIPR-03541 | REIP Solar | CUMMINS |  | 9.9 | 17307.5 | Residential | 0 | MONMOUTH BEACH | 7750 | 17 | SEA BRIGHT SOLAR, LLC | JCP&L | No | Complete | 2009-04-02 | 2009-07-20 | 2010-02-23 | 2010-04-16
REIPR-03581 | REIP Solar | BRUNINGHAUS | TOOL SHOP, INC | 32.256 | 32256 | Commercial |  | WEST BERLIN | 8091 | 14 | SOLAR SOLUTIONS LLC | AC Electric | No | Complete | 2009-04-02 | 2009-05-27 | 2009-08-06 | 2009-10-07
REIPR-03601 | REIP Solar | CRAWFORD |  | 9.87 | 17272.5 | Residential | 0 | FORKED RIVER | 8731 | 18 | TRINITY HEATING AND AIR | JCP&L | No | Complete | 2009-04-02 | 2009-05-01 | 2009-12-16 | 2010-03-31
REIPR-03621 | REIP Solar | HUGO |  | 7.77 | 13597.5 | Residential |  | TOMS RIVER | 8755 | 18 | TRINITY HEATING AND AIR | JCP&L | No | Complete | 2009-04-02 | 2009-09-29 | 2009-10-28 | 2009-12-30
REIPR-03641 | REIP Solar | KRATZ | BOROUGH OF WALDWICK - BORO HALL | 20.16 | 19936 | Government Facility |  | WALDWICK | 7463 | 7 | TOMAR CONSTRUCTION, LLC | PSE&G BPU | No | Complete | 2009-04-02 | 2009-09-16 | 2009-11-12 | 2010-02-11
REIPR-03681 | REIP Solar | CONSTANTINI |  | 4.8 | 8400 | Residential |  | YARDVILLE | 8620 | 12 | TRINITY HEATING AND AIR | PSE&G BPU | No | Complete | 2009-04-02 | 2009-08-17 | 2009-11-12 | 2010-02-11
REIPR-03821 | REIP Solar | PIETROSANTE |  | 9.66 | 16905 | Residential |  | CAPE MAY COURT HOUSE | 8210 | 21 | MERCURY SOLAR SYSTEMS | AC Electric | No | Complete | 2009-04-03 | 2009-06-15 | 2009-09-15 | 2009-10-07
REIPR-03901 | REIP Solar | CLAUSING |  | 4.6 | 8050 | Residential | 0 | LITTLE SILVER | 7739 | 17 | GEOGENIX | JCP&L | No | Complete | 2009-04-03 | 2010-03-02 | 2010-06-24 | 2010-09-01
REIPR-03921 | REIP Solar | KUDRICK |  | 7.2 | 12600 | Residential |  | HAMILTON TWP | 8691 | 12 | GEOGENIX | PSE&G BPU | No | Complete | 2009-04-06 | 2009-09-18 | 2009-10-28 | 2009-12-30
REIPR-03941 | REIP Solar | LAHHAM |  | 9.9 | 17325 | Residential | 0 | JACKSON | 8527 | 18 | GEOGENIX | JCP&L | No | Complete | 2009-04-03 | 2009-12-11 | 2010-02-15 | 2010-04-16
REIPR-03942 | REIP Solar | BESULIDES |  | 7.79 | 13632.5 | Residential |  | HOLMDEL | 7733 | 17 | MY NJ SOLAR, LLC | JCP&L | No | Complete | 2009-04-03 | 2009-06-09 | 2009-08-28 | 2009-10-07
REIPR-03944 | REIP Solar | WOODS |  | 3.91 | 6825 | Residential | 0 | BRICK | 8724 | 18 | FOUR POINT REFRIGERATION CO., INC. | JCP&L | No | Complete | 2009-04-03 | 2010-04-13 | 2010-07-15 | 2010-09-01
REIPR-03946 | REIP Solar | MASSEY |  | 6.3 | 11025 | Residential | 0 | JACKSON | 8527 | 18 | GEOGENIX | JCP&L | No | Complete | 2009-04-03 | 2009-12-11 | 2010-04-13 | 2010-05-20
REIPR-03947 | REIP Solar | ADAM |  | 7.65 | 13387.5 | Residential |  | TRENTON | 8610 | 12 | GEOGENIX | PSE&G BPU | No | Complete | 2009-04-03 | 2009-09-16 | 2009-10-30 | 2009-12-30
REIPR-03948 | REIP Solar | MUNRO |  | 3.78 | 6457.5 | Residential | 0 | SEA GIRT | 8750 | 17 | SEA BRIGHT SOLAR, LLC | JCP&L | No | Complete | 2009-04-06 | 2010-02-25 | 2010-07-15 | 2010-09-01
REIPR-03950 | REIP Solar | ARZT |  | 9.9 | 17325 | Residential | 0 | COLUMBUS | 8022 | 13 | GEOGENIX | PSE&G BPU | No | Complete | 2009-04-03 | 2009-11-06 | 2010-03-02 | 2010-04-27
REIPR-03951 | REIP Solar | HEGEDUS |  | 9.9 | 17325 | Residential | 0 | SOMERSET | 8873 | 5 | GEOGENIX | PSE&G BPU | No | Complete | 2009-04-03 | 2010-01-14 | 2010-05-18 | 2010-07-07
REIPR-03952 | REIP Solar | RADVANY | WHITEHEAD ROAD ASSOCIATES, LLC | 49.8 | 49800 | Commercial | 0 | EWING | 8638 | 12 | TRINITY HEATING AND AIR | PSE&G BPU | No | Complete | 2009-04-09 | 2009-07-15 | 2010-03-03 | 2010-04-27
REIPR-03953 | REIP Solar | LOA |  | 10.08 | 17325 | Residential |  | PILESGROVE | 8098 | 16 | MERCURY SOLAR SYSTEMS | AC Electric | No | Complete | 2009-04-09 | 2009-08-24 | 2009-09-10 | 2009-10-07
REIPR-03954 | REIP Solar | GANDY |  | 4.725 | 8268.75 | Residential |  | MULLICA HILL | 8062 | 15 | MERCURY SOLAR SYSTEMS | AC Electric | No | Complete | 2009-04-09 | 2009-08-26 | 2009-09-10 | 2009-10-07
REIPR-03955 | REIP Solar | MCKENNA |  | 5.7 | 9975 | Residential | 0 | KEANSBURG | 7734 | 17 | ECOLOGICAL SYSTEMS-MANALAPAN | JCP&L | No | Complete | 2009-04-09 | 2009-08-26 | 2009-12-17 | 2010-03-31
REIPR-03956 | REIP Solar | MACKEY |  | 3.6 | 3600 | Commercial |  | STOCKTON | 8559 | 4 | HEAT SHED, INC. | JCP&L | No | Complete | 2009-04-09 | 2009-06-10 | 2009-08-28 | 2009-10-07
REIPR-03957 | REIP Solar | SANTANIELLO |  | 10.125 | 17325 | Residential | 0 | MORRISTOWN | 7960 | 3 | GEOGENIX | JCP&L | No | Complete | 2009-04-09 | 2010-01-20 | 2010-03-01 | 2010-04-27
REIPR-03958 | REIP Solar | RUSS |  | 9 | 15750 | Residential | 0 | STEWARTSVILLE | 8886 | 2 | GEOGENIX | JCP&L | No | Complete | 2009-04-09 | 2010-01-07 | 2010-03-03 | 2010-04-27
REIPR-03959 | REIP Solar | MIRESCO |  | 10 | 17325 | Residential | 0 | TOMS RIVER | 8753 | 18 | CORBIN SOLAR SOLUTIONS, LLC | JCP&L | No | Complete | 2009-04-09 | 2009-11-20 | 2010-03-02 | 2010-04-27
REIPR-03960 | REIP Solar | LEVIN |  | 9.45 | 16537.5 | Residential | 0 | KENDELL PARK | 8824 | 11 | GEOGENIX | PSE&G BPU | No | Complete | 2009-04-09 | 2010-02-09 | 2010-05-05 | 2010-06-22
REIPR-03961 | REIP Solar | LECOMPTE | FARM LAND, LLC | 28.6 | 28600 | Commercial |  | LEBANON | 8833 | 4 | TRINITY HEATING AND AIR | JCP&L | No | Complete | 2009-04-09 | 2009-06-10 | 2009-08-06 | 2009-10-07
REIPR-03962 | REIP Solar | ALTIERE |  | 5.775 | 10106.25 | Residential |  | FARMINGDALE | 7727 | 17 | TRINITY HEATING AND AIR | JCP&L | No | Complete | 2009-04-09 | 2009-06-19 | 2009-08-28 | 2009-10-07
REIPR-03963 | REIP Solar | RIVERA |  | 8.4 | 14700 | Residential |  | MIDDLETOWN | 7748 | 17 | TRINITY HEATING AND AIR | JCP&L | No | Complete | 2009-04-09 | 2009-10-13 | 2009-11-18 | 2010-02-11
REIPR-03964 | REIP Solar | MODUGNO |  | 10.08 | 17500 | Residential |  | SOUTHAMPTON | 8088 | 13 | SELF INSTALL | PSE&G BPU | No | Complete | 2009-04-10 | 2009-08-04 | 2009-09-10 | 2009-10-07
REIPR-03965 | REIP Solar | MAJOROS |  | 7.02 | 12285 | Residential |  | HAMITLON TWP | 8690 | 12 | GARDEN STATE SOLAR LLC | PSE&G BPU | No | Complete | 2009-04-09 | 2010-03-08 | 2010-10-14 | 2010-11-30
REIPR-03966 | REIP Solar | LANDUYT |  | 4.725 | 8268.75 | Residential |  | MONMOUTH BEACH | 7750 | 17 | MERCURY SOLAR SYSTEMS | JCP&L | No | Complete | 2009-04-09 | 2009-10-19 | 2009-11-18 | 2010-02-11
REIPR-03967 | REIP Solar | BIANCHI |  | 9.2 | 16100 | Residential |  | NORTHFIELD | 8225 | 19 | MERCURY SOLAR SYSTEMS | AC Electric | No | Complete | 2009-04-09 | 2009-09-01 | 2009-09-15 | 2009-10-07
REIPR-03968 | REIP Solar | BOTTIGLIERI |  | 4.32 | 7560 | Residential | 0 | CLARKSBORO | 8056 | 15 | MAINLINE ELECTRIC | AC Electric | No | Complete | 2009-04-09 | 2009-05-20 | 2010-02-23 | 2010-04-16
REIPR-03969 | REIP Solar | BAMJI |  | 6.46 | 11305 | Residential |  | FREEHOLD | 7728 | 17 | TRINITY HEATING AND AIR | JCP&L | No | Complete | 2009-04-09 | 2009-06-19 | 2009-10-07 | 2009-12-04
REIPR-03970 | REIP Solar | SCHMIDT |  | 2.38 | 4165 | Residential | 0 | CLARKSBORO | 8020 | 15 | MAINLINE ELECTRIC | AC Electric | No | Complete | 2009-04-09 | 2009-09-28 | 2010-03-02 | 2010-04-27
REIPR-03971 | REIP Solar | MORETTO |  | 7.36 | 12880 | Residential | 0 | BRADLEY BEACH | 7720 | 17 | SEA BRIGHT SOLAR, LLC | JCP&L | No | Complete | 2009-04-09 | 2009-10-02 | 2009-12-15 | 2010-03-31
REIPR-03972 | REIP Solar | DUFFY |  | 2.592 | 3937.5 | Residential |  | BRICK | 8723 | 18 | SELF INSTALL | JCP&L | No | Complete | 2009-04-09 | 2010-04-26 | 2010-09-09 | 2010-10-29
REIPR-03973 | REIP Solar | BORBELY |  | 9.66 | 16905 | Residential | 0 | MORGANVILLE | 7751 | 17 | MERCURY SOLAR SYSTEMS | JCP&L | No | Complete | 2009-04-09 | 2009-11-11 | 2009-12-15 | 2010-03-31
REIPR-03974 | REIP Solar | SHIELDS | BUDGET BRAKES & MUFFLERS | 37.95 | 29760 | Commercial | 0 | POINT PLEASANT | 8742 | 18 | ECOLOGICAL SYSTEMS-NEPTUNE | JCP&L | No | Complete | 2009-04-09 | 2010-04-28 | 2010-08-24 | 2010-10-29
REIPR-03980 | REIP Solar | LUERTZING |  | 9.9 | 16537.5 | Residential | 0 | DOROTHY | 8317 | 19 | GO SOLAR ELECTRIC, LLC | AC Electric | No | Complete | 2009-04-17 | 2010-01-06 | 2010-03-02 | 2010-04-27
REIPR-03981 | REIP Solar | CORDO |  | 9.9 | 17325 | Residential |  | WOODLAND PARK | 7424 | 6 | GEOGENIX | PSE&G BPU | No | Complete | 2009-04-17 | 2009-10-02 | 2009-11-12 | 2010-02-11
REIPR-03982 | REIP Solar | GREALISH |  | 9.89 | 17307.5 | Residential | 0 | SOMERSET | 8873 | 5 | GEOGENIX | PSE&G BPU | No | Complete | 2009-04-17 | 2009-11-11 | 2010-01-19 | 2010-03-30
REIPR-03984 | REIP Solar | REINA |  | 9.975 | 17456.25 | Residential | 0 | MILMAY | 8340 | 19 | BRITE IDEA ENERGY | AC Electric | No | Complete | 2009-04-17 | 2010-03-15 | 2010-07-16 | 2010-09-01
REIPR-03985 | REIP Solar | DUNLEAVY |  | 10 | 17500 | Residential |  | MEDFORD | 8055 | 13 | TRINITY HEATING AND AIR | PSE&G BPU | No | Complete | 2009-04-17 | 2009-09-30 | 2009-10-30 | 2009-12-30
REIPR-03986 | REIP Solar | BAILY |  | 9.87 | 17272.5 | Residential |  | DENNISVILLE | 8214 | 21 | TRINITY HEATING AND AIR | AC Electric | No | Complete | 2009-04-17 | 2009-07-22 | 2009-10-07 | 2009-12-04
REIPR-03987 | REIP Solar | ROSSOS |  | 9.1 | 15925 | Residential |  | BORDENTOWN | 8505 | 13 | TRINITY HEATING AND AIR | PSE&G BPU | No | Complete | 2009-04-17 | 2009-06-19 | 2009-11-20 | 2010-02-11
REIPR-03989 | REIP Solar | COLEMAN |  | 7 | 12250 | Residential |  | WHITING | 8759 | 18 | TRINITY HEATING AND AIR | JCP&L | No | Complete | 2009-04-17 | 2009-10-02 | 2009-11-12 | 2010-02-11
REIPR-03990 | REIP Solar | ANTELO JR. |  | 6.09 | 10657.5 | Residential |  | JACKSON | 8527 | 18 | TRINITY HEATING AND AIR | JCP&L | No | Complete | 2009-04-17 | 2009-10-19 | 2009-11-18 | 2010-02-11
REIPR-03991 | REIP Solar | MILBY |  | 6.51 | 10090.5 | Residential |  | JACKSON | 8527 | 18 | TRINITY HEATING AND AIR | JCP&L | No | Complete | 2009-04-17 | 2009-05-01 | 2009-09-10 | 2009-10-07
REIPR-03994 | REIP Solar | O'DONNELL | THE JENNIFER V. JOHNSON 1944 TRUST | 13.8 | 13800 | Commercial | 0 | OLDWICK | 8858 | 4 | SOLAR ENERGY SYSTEMS, INC. | JCP&L | No | Complete | 2009-04-17 | 2009-11-12 | 2010-08-24 | 2010-10-29
REIPR-03995 | REIP Solar | KRAMER |  | 1.8 | 3150 | Residential |  | MONTCLAIR | 7042 | 9 | JERSEY SOLAR, LLC | PSE&G BPU | No | Complete | 2009-04-17 | 2009-10-08 | 2009-11-18 | 2010-02-11
REIPR-03996 | REIP Solar | KRAMER | KRAMER PROPERTIES | 9.45 | 9450 | Commercial |  | LITTLE FALLS | 7424 | 6 | JERSEY SOLAR, LLC | PSE&G BPU | No | Complete | 2009-04-17 | 2010-04-22 | 2010-08-24 | 2010-10-29
REIPR-03997 | REIP Solar | HSIEH |  | 9.24 | 16170 | Residential |  | KEARNY | 7032 | 8 | NJ SOLAR POWER, LLC | PSE&G BPU | No | Complete | 2009-04-17 | 2009-07-20 | 2009-08-28 | 2009-10-07
REIPR-04001 | REIP Solar | FOWLER |  | 7.36 | 12880 | Residential | 0 | MAYS LANDING | 8330 | 19 | MERCURY SOLAR SYSTEMS | AC Electric | No | Complete | 2009-04-17 | 2009-11-19 | 2010-01-19 | 2010-03-30
REIPR-04003 | REIP Solar | HALL |  | 5.775 | 9520 | Residential |  | MAYS LANDING | 8330 | 19 | UNITED HEATING & SHEET METAL, INC. | AC Electric | No | Complete | 2009-04-17 | 2009-06-09 | 2009-09-10 | 2009-10-07
REIPR-04004 | REIP Solar | LANCE |  | 3.6 | 6300 | Residential | 0 | W CAPE MAY | 8204 | 21 | MERCURY SOLAR SYSTEMS | AC Electric | No | Complete | 2009-04-17 | 2009-10-26 | 2010-01-29 | 2010-03-30
REIPR-04005 | REIP Solar | SINKWAY |  | 3.68 | 6440 | Residential | 0 | CAPE MAY COURT HOUSE | 8210 | 21 | MERCURY SOLAR SYSTEMS | AC Electric | No | Complete | 2009-04-17 | 2009-06-22 | 2009-12-15 | 2010-03-31
REIPR-04006 | REIP Solar | CATHRALL |  | 4.2 | 7350 | Residential |  | CAPE MAY | 8204 | 21 | SPECTRUM SOLAR, LLC | AC Electric | No | Complete | 2009-04-17 | 2009-09-10 | 2009-10-30 | 2009-12-30
REIPR-04007 | REIP Solar | NELSON |  | 11.2 | 17500 | Residential |  | BRICK | 8724 | 18 | TRINITY HEATING AND AIR | JCP&L | No | Complete | 2009-04-21 | 2009-09-16 | 2009-10-12 | 2009-12-04
REIPR-04008 | REIP Solar | TUCKER |  | 3.675 | 6431.25 | Residential |  | COLTS NECK | 7722 | 17 | TRINITY HEATING AND AIR | JCP&L | No | Complete | 2009-04-21 | 2009-09-16 | 2009-10-30 | 2009-12-30
REIPR-04009 | REIP Solar | FOSTER |  | 8.316 | 14553 | Residential |  | HILLSBOROUGH | 8854 | 11 | TRINITY HEATING AND AIR | JCP&L | No | Complete | 2009-04-21 | 2009-06-30 | 2009-11-12 | 2010-02-11
REIPR-04010 | REIP Solar | LANGGUTH |  | 4.94 | 8645 | Residential |  | JACKSON | 8527 | 18 | TRINITY HEATING AND AIR | JCP&L | No | Complete | 2009-04-21 | 2010-02-16 | 2012-11-20 | 2013-03-04
REIPR-04011 | REIP Solar | KIEVIT | ATHENIA MASON SUPPLY INC | 39.6 | 39600 | Commercial | 0 | CLIFTON | 7011 | 6 | GEOGENIX | PSE&G BPU | No | Complete | 2009-04-21 | 2009-12-16 | 2010-01-20 | 2010-03-30
REIPR-04012 | REIP Solar | LOWENSTEIN |  | 9.9 | 17325 | Residential | 0 | RED BANK | 7701 | 17 | GEOGENIX | JCP&L | No | Complete | 2009-04-21 | 2010-01-21 | 2010-03-01 | 2010-04-27
REIPR-04013 | REIP Solar | CHANG |  | 7.425 | 12993.75 | Residential |  | BRIDGEWATER | 8807 | 5 | ABSOLUTELY ENERGIZED SOLAR, LLC | PSE&G BPU | No | Complete | 2009-04-21 | 2009-07-29 | 2009-11-20 | 2010-02-11
REIPR-04014 | REIP Solar | HOU |  | 5.4 | 9450 | Residential |  | BRIDGEWATER | 8807 | 5 | ABSOLUTELY ENERGIZED SOLAR, LLC | PSE&G BPU | No | Complete | 2009-04-21 | 2009-07-29 | 2009-11-20 | 2010-02-11
REIPR-04015 | REIP Solar | LARKIN |  | 2.52 | 4410 | Residential |  | CAPE MAY POINT | 8212 | 21 | MERCURY SOLAR SYSTEMS | AC Electric | No | Complete | 2009-04-21 | 2009-06-30 | 2009-09-15 | 2009-10-07
REIPR-04016 | REIP Solar | HADER |  | 3 | 5250 | Residential | 0 | HAZLET | 7730 | 17 | TRINITY HEATING AND AIR | JCP&L | No | Complete | 2009-04-21 | 2010-01-29 | 2010-04-13 | 2010-05-20
REIPR-04017 | REIP Solar | HYERS |  | 10 | 17500 | Residential |  | TOMS RIVER | 8755 | 18 | TRINITY HEATING AND AIR | JCP&L | No | Complete | 2009-04-21 | 2009-10-02 | 2009-10-30 | 2009-12-30
REIPR-04018 | REIP Solar | WARD |  | 9.45 | 16537.5 | Residential |  | HAMILTON TOWNSHIP | 8610 | 12 | TRINITY HEATING AND AIR | PSE&G BPU | No | Complete | 2009-04-21 | 2009-10-01 | 2009-10-30 | 2009-12-30
REIPR-04020 | REIP Solar | FRANZ |  | 6.93 | 12127.5 | Residential |  | JACKSON | 8527 | 18 | TRINITY HEATING AND AIR | JCP&L | No | Complete | 2009-04-21 | 2009-07-22 | 2009-11-12 | 2010-02-11
REIPR-04021 | REIP Solar | RUSSO |  | 7.56 | 13230 | Residential |  | LINCROFT | 7738 | 17 | TRINITY HEATING AND AIR | JCP&L | No | Complete | 2009-04-21 | 2009-10-08 | 2009-11-18 | 2010-02-11
REIPR-04023 | REIP Solar | HUMMER, JR. |  | 9.6 | 16800 | Residential | 0 | PHILLIPSBURG | 8865 | 2 | K&H EXCAVATING, INC. | JCP&L | No | Complete | 2009-04-21 | 2010-01-07 | 2010-05-18 | 2010-07-07
REIPR-04026 | REIP Solar | DELVECCHIO |  | 9.72 | 15288.59 | Residential |  | NEW MILFORD | 7646 | 7 | BEST ENERGY POWER | PSE&G BPU | No | Complete | 2009-04-21 | 2009-05-27 | 2009-10-28 | 2009-12-30
REIPR-04029 | REIP Solar | PREKERIS |  | 9.5 | 16625 | Residential | 0 | OLD BRIDGE | 8857 | 11 | CORBIN SOLAR SOLUTIONS, LLC | JCP&L | No | Complete | 2009-04-21 | 2009-10-02 | 2009-12-16 | 2010-03-31
REIPR-04030 | REIP Solar | KAUFMAN |  | 7.31 | 12792.5 | Residential | 0 | ENGLISHTOWN | 7726 | 17 | RENERGY, INC. | JCP&L | No | Complete | 2009-04-21 | 2009-09-02 | 2010-01-29 | 2010-03-30
REIPR-04031 | REIP Solar | OWEN |  | 9.975 | 17456.25 | Residential | 0 | MAYSLANDING | 8330 | 19 | BRITE IDEA ENERGY | AC Electric | No | Complete | 2009-04-21 | 2010-01-07 | 2010-04-13 | 2010-05-20
REIPR-04033 | REIP Solar | RICHARDS |  | 4.05 | 7087.5 | Residential |  | BRANCHBURG | 8876 | 5 | SUN FARM NETWORK | JCP&L | No | Complete | 2009-04-21 | 2009-10-06 | 2009-10-30 | 2009-12-30
REIPR-04035 | REIP Solar | FILIPPINI |  | 6.75 | 11812.5 | Residential | 0 | GALLOWAY | 8205 | 19 | MERCURY SOLAR SYSTEMS | AC Electric | No | Complete | 2009-04-21 | 2009-12-01 | 2010-01-19 | 2010-03-30
REIPR-04036 | REIP Solar | WATKINS |  | 5.805 | 10158.75 | Residential | 0 | PRINCETON | 8540 | 12 | SELF INSTALL | PSE&G BPU | No | Complete | 2009-04-21 | 2009-11-19 | 2010-01-29 | 2010-03-30
REIPR-04037 | REIP Solar | HENEL |  | 6.8 | 11900 | Residential |  | WAYNE | 7470 | 6 | 1ST LIGHT ENERGY, INC. | PSE&G BPU | No | Complete | 2009-04-21 | 2009-12-30 | 2010-09-23 | 2010-10-29
REIPR-04039 | REIP Solar | SHEHADY |  | 9.9 | 17325 | Residential | 0 | WARETOWN | 8758 | 18 | GEOGENIX | JCP&L | No | Complete | 2009-04-21 | 2010-03-17 | 2010-07-16 | 2010-09-01
REIPR-04041 | REIP Solar | BOJUM |  | 6.975 | 12206.25 | Residential | 0 | PISCATAWAY | 8854 | 11 | GEOGENIX | PSE&G BPU | No | Complete | 2009-04-21 | 2009-11-24 | 2010-01-29 | 2010-03-30
REIPR-04042 | REIP Solar | TEKELENBURG |  | 8.82 | 15435 | Residential | 0 | MAYS LANDING | 8330 | 19 | MERCURY SOLAR SYSTEMS | AC Electric | No | Complete | 2009-04-21 | 2010-02-09 | 2010-04-13 | 2010-05-20
REIPR-04043 | REIP Solar | COHEN |  | 5.4 | 9450 | Residential |  | MARGATE CITY | 8402 | 19 | CORBIN SOLAR SOLUTIONS, LLC | AC Electric | No | Complete | 2009-04-21 | 2009-08-26 | 2009-11-16 | 2010-02-11
REIPR-04045 | REIP Solar | WINTER |  | 9.9 | 17150 | Residential | 0 | PALERMO | 8230 | 21 | GO SOLAR ELECTRIC, LLC | AC Electric | No | Complete | 2009-04-23 | 2010-01-29 | 2010-05-05 | 2010-06-22
REIPR-04046 | REIP Solar | MCGLINCHEY |  | 6.63 | 11602.5 | Residential |  | ERIAL | 8081 | 14 | TRINITY HEATING AND AIR | AC Electric | No | Complete | 2009-04-23 | 2009-09-16 | 2009-10-12 | 2009-12-04
REIPR-04047 | REIP Solar | LYONS |  | 4.48 | 7840 | Residential |  | SHAMONG | 8088 | 13 | SELF INSTALL | AC Electric | No | Complete | 2009-04-23 | 2009-05-05 | 2009-11-10 | 2010-02-11
REIPR-04048 | REIP Solar | JONES |  | 4.14 | 7245 | Residential | 0 | MONTCLAIR | 7042 | 9 | THE SOLAR CENTER, INC. | PSE&G BPU | No | Complete | 2009-04-23 | 2010-01-11 | 2010-07-27 | 2010-09-09
REIPR-04049 | REIP Solar | WEST |  | 9.975 | 17456.25 | Residential | 0 | ANNANDALE | 8801 | 4 | BACKYARD SOLAR, INC. | JCP&L | No | Complete | 2009-04-23 | 2009-12-04 | 2010-03-24 | 2010-05-20
REIPR-04051 | REIP Solar | ALBRIGHT | NORTHFIELD CITY SCHOOL DISTRICT | 51.48 | 50000 | School Public K-12 |  | NORTHFIELD | 8225 | 19 | RAY ANGELINI, INC. | AC Electric | No | Complete | 2009-04-23 | 2010-09-09 | 2011-10-24 | 2011-11-29
REIPR-04053 | REIP Solar | GARON |  | 9.45 | 16537.5 | Residential | 0 | BRICK | 8723 | 18 | TRINITY HEATING AND AIR | JCP&L | No | Complete | 2009-04-29 | 2009-09-01 | 2009-12-16 | 2010-03-31
REIPR-04054 | REIP Solar | CUMMINGS |  | 9.2 | 16100 | Residential |  | NEW VERNON | 7976 | 3 | THE SOLAR CENTER, INC. | JCP&L | No | Complete | 2009-04-29 | 2010-05-04 | 2010-12-22 | 2011-03-23
REIPR-04055 | REIP Solar | PRESSLER |  | 30.8 | 17500 | Residential |  | FAR HILLS | 7931 | 5 | MERCURY SOLAR SYSTEMS | JCP&L | No | Complete | 2009-04-29 | 2010-04-30 | 2010-09-01 | 2010-10-29
REIPR-04057 | REIP Solar | CRAIN |  | 5.4 | 9450 | Residential | 0 | PETERSBURG | 8270 | 21 | MERCURY SOLAR SYSTEMS | AC Electric | No | Complete | 2009-04-29 | 2009-10-14 | 2009-12-15 | 2010-03-31
REIPR-04060 | REIP Solar | FAHMIE |  | 3.15 | 5232.5 | Residential |  | HOBOKEN | 7030 | 8 | SEA BRIGHT SOLAR, LLC | PSE&G BPU | No | Complete | 2009-04-29 | 2010-06-15 | 2010-11-17 | 2011-01-07
REIPR-04061 | REIP Solar | O'CASIO |  | 9.45 | 16537.5 | Residential | 0 | HOWELL | 7737 | 17 | SUNRAY SOLAR, INC. | JCP&L | No | Complete | 2009-04-29 | 2009-10-02 | 2010-04-13 | 2010-05-20
REIPR-04063 | REIP Solar | HINES |  | 6.3 | 11025 | Residential |  | TRENTON | 8618 | 12 | TRINITY HEATING AND AIR | PSE&G BPU | No | Complete | 2009-04-29 | 2009-08-04 | 2009-11-20 | 2010-02-11
REIPR-04064 | REIP Solar | STRIECKLAND |  | 10.125 | 17500 | Residential |  | BELLE MEAD | 8502 | 5 | SUN BURN SOLAR | PSE&G BPU | No | Complete | 2009-04-29 | 2009-07-07 | 2009-10-07 | 2009-12-04
REIPR-04066 | REIP Solar | ZIVKOVIC |  | 9.45 | 16537.5 | Residential | 0 | SUCCASUNNA | 7876 | 3 | GEOGENIX | JCP&L | No | Complete | 2009-04-29 | 2010-01-21 | 2010-03-01 | 2010-04-27
REIPR-04070 | REIP Solar | SHERMAN |  | 8.28 | 14490 | Residential | 0 | MILLVILLE | 8332 | 20 | MERCURY SOLAR SYSTEMS | AC Electric | No | Complete | 2009-04-29 | 2009-07-20 | 2010-02-23 | 2010-04-16
REIPR-04071 | REIP Solar | MENGHINI |  | 4.14 | 7245 | Residential | 0 | MILLVILLE | 8332 | 20 | MERCURY SOLAR SYSTEMS | AC Electric | No | Complete | 2009-04-29 | 2010-03-12 | 2010-06-24 | 2010-09-01
REIPR-04072 | REIP Solar | USILTON |  | 5.52 | 9660 | Residential | 0 | WOODBINE | 8270 | 21 | MERCURY SOLAR SYSTEMS | AC Electric | No | Complete | 2009-04-29 | 2009-10-13 | 2009-12-15 | 2010-03-31
REIPR-04073 | REIP Solar | WARGO | FAR HILLS COUNTRY DAY SCHOOL | 10.11 | 10110 | Commercial |  | FAR HILLS | 7931 | 5 | THE SOLAR CENTER, INC. | JCP&L | No | Complete | 2009-04-29 | 2009-05-27 | 2009-08-06 | 2009-10-07
REIPR-04074 | REIP Solar | SHAH |  | 8.1 | 14175 | Residential |  | CHATHAM | 7928 | 3 | SUN FARM NETWORK | JCP&L | No | Complete | 2009-04-29 | 2009-10-06 | 2009-10-30 | 2009-12-30
REIPR-04075 | REIP Solar | VAZQUEZ |  | 8.1 | 14175 | Residential |  | LAMBERTVILLE | 8530 | 4 | SUN FARM NETWORK | JCP&L | No | Complete | 2009-04-29 | 2009-09-17 | 2009-11-12 | 2010-02-11
REIPR-04076 | REIP Solar | PRIBELL |  | 14.35 | 17500 | Residential | 0 | COLUMBUS | 8022 | 13 | SUN FARM NETWORK | PSE&G BPU | No | Complete | 2009-04-29 | 2009-10-19 | 2009-12-17 | 2010-03-31
REIPR-04077 | REIP Solar | DOYLE | READINGTON RIVER LLC | 39.36 | 39360 | Commercial | 0 | FLEMINGTON | 8822 | 4 | SUN FARM NETWORK | JCP&L | No | Complete | 2009-04-29 | 2010-03-29 | 2010-05-18 | 2010-07-07
REIPR-04078 | REIP Solar | RULON |  | 5.824 | 10192 | Residential |  | SEWELL | 8080 | 15 | SOLAR AMERICA, LLC | AC Electric | No | Complete | 2009-04-29 | 2009-08-06 | 2009-09-15 | 2009-10-07
REIPR-04080 | REIP Solar | MCGLADE | MCGLADES ON THE PIER | 17.48 | 17480 | Commercial | 0 | CAPE MAY | 8204 | 21 | MERCURY SOLAR SYSTEMS | AC Electric | No | Complete | 2009-04-29 | 2009-12-01 | 2010-04-23 | 2010-06-22
REIPR-04081 | REIP Solar | DIANTONIO |  | 4.95 | 8662.5 | Residential | 0 | N WILDWOOD | 8260 | 21 | MERCURY SOLAR SYSTEMS | AC Electric | No | Complete | 2009-04-29 | 2010-04-22 | 2010-07-16 | 2010-09-01
REIPR-04082 | REIP Solar | GABLE |  | 8.28 | 14490 | Residential |  | LUMBERTON | 8048 | 13 | SEA BRIGHT SOLAR, LLC | PSE&G BPU | No | Complete | 2009-04-29 | 2009-07-23 | 2009-11-12 | 2010-02-11
REIPR-04083 | REIP Solar | SHOULDIS |  | 6.6 | 11550 | Residential |  | MANAHAWKIN | 8050 | 18 | TRINITY HEATING AND AIR | AC Electric | No | Complete | 2009-04-29 | 2009-06-10 | 2009-08-28 | 2009-10-07
REIPR-04084 | REIP Solar | SCHAEFFER | AMERICAN INVESTMENTS LLC | 49.98 | 49980 | Commercial |  | DEPTFORD | 8096 | 15 | TRINITY HEATING AND AIR | PSE&G BPU | No | Complete | 2009-04-29 | 2009-07-17 | 2009-08-28 | 2009-10-07
REIPR-04085 | REIP Solar | CEREFICE |  | 5.16 | 5160 | Commercial | 0 | RAHWAY | 7065 | 10 | J. A. WIG CONSTRUCTION AND ELECTRIC, LLC | PSE&G BPU | No | Complete | 2009-04-29 | 2009-09-18 | 2010-01-20 | 2010-03-30
REIPR-04087 | REIP Solar | ONOFRIO |  | 9.45 | 16537.5 | Residential |  | WESTAMPTON | 8060 | 13 | ABSOLUTELY ENERGIZED SOLAR, LLC | PSE&G BPU | No | Complete | 2009-04-29 | 2009-08-13 | 2009-10-30 | 2009-12-30
REIPR-04088 | REIP Solar | GAZALEH |  | 8.1 | 14000 | Residential |  | HIGHTSTOWN | 8520 | 12 | ABSOLUTELY ENERGIZED SOLAR, LLC | JCP&L | No | Complete | 2009-04-29 | 2009-07-24 | 2009-08-28 | 2009-10-07
REIPR-04089 | REIP Solar | LAMAR JR |  | 9.87 | 17272.5 | Residential |  | PENNSVILLE | 8070 | 16 | TRINITY HEATING AND AIR | AC Electric | No | Complete | 2009-04-29 | 2009-07-15 | 2009-08-28 | 2009-10-07
REIPR-04090 | REIP Solar | MEDLEY |  | 9.975 | 17456.25 | Residential |  | FREEHOLD | 7728 | 17 | TRINITY HEATING AND AIR | JCP&L | No | Complete | 2009-04-29 | 2009-07-15 | 2009-10-07 | 2009-12-04
REIPR-04091 | REIP Solar | WILSON |  | 10.8 | 17325 | Residential | 0 | HAMILTON | 8690 | 12 | E2ECTA, INC. | PSE&G BPU | No | Complete | 2009-04-17 | 2009-10-14 | 2010-02-15 | 2010-04-16
REIPR-04092 | REIP Solar | GORDON |  | 10.12 | 17500 | Residential | 0 | HIGH BAR HARBOR | 8008 | 18 | MERCURY SOLAR SYSTEMS | AC Electric | No | Complete | 2009-04-17 | 2009-09-16 | 2010-05-05 | 2010-06-22
REIPR-04094 | REIP Solar | LAUBENGEYER | THE NATURE CONSERVANCY | 5.04 | 5040 | Commercial |  | DELMONT | 8314 | 20 | MERCURY SOLAR SYSTEMS | AC Electric | No | Complete | 2009-04-17 | 2009-09-16 | 2009-11-12 | 2010-02-11
REIPR-04095 | REIP Solar | KOWALSKI |  | 6.75 | 11812.5 | Residential |  | TITUSVILLE | 8560 | 12 | JERSEY SOLAR, LLC | JCP&L | No | Complete | 2009-04-17 | 2009-06-15 | 2009-10-07 | 2009-12-04
REIPR-04096 | REIP Solar | ROMANO |  | 9.9 | 17325 | Residential |  | HILLSBOROUGH | 8804 | 4 | JERSEY SOLAR, LLC | JCP&L | No | Complete | 2009-04-17 | 2009-06-18 | 2009-09-15 | 2009-10-07
REIPR-04097 | REIP Solar | LANGE |  | 10.12 | 17307.5 | Residential | 0 | PINE HILL | 8021 | 14 | MERCURY SOLAR SYSTEMS | AC Electric | No | Complete | 2009-04-17 | 2009-11-06 | 2009-12-17 | 2010-03-31
REIPR-04098 | REIP Solar | RICCA | BUSINESS FURNITURE, INC. | 49 | 49000 | Commercial | 0 | ELIZABETH | 7202 | 10 | E2ECTA, INC. | PSE&G BPU | No | Complete | 2009-04-17 | 2009-12-16 | 2010-03-18 | 2010-05-20
REIPR-04100 | REIP Solar | CLEARY |  | 8.74 | 15295 | Residential | 0 | ATLANTIC HIGHLANDS | 7716 | 17 | ABSOLUTELY ENERGIZED SOLAR, LLC | JCP&L | No | Complete | 2009-04-17 | 2010-01-07 | 2010-05-05 | 2010-06-22
REIPR-04101 | REIP Solar | MCCALLION |  | 9.856 | 17248 | Residential |  | WILLIAMSTON | 8094 | 15 | ALLSEASON CONSTRUCTION | AC Electric | No | Complete | 2009-04-17 | 2010-04-05 | 2010-08-24 | 2010-10-29
REIPR-04103 | REIP Solar | PALME |  | 9.9 | 17325 | Residential |  | TITUSVILLE | 8560 | 12 | JERSEY SOLAR, LLC | PSE&G BPU | No | Complete | 2009-04-17 | 2009-06-30 | 2009-10-07 | 2009-12-04
REIPR-04104 | REIP Solar | SHILLING |  | 3.6 | 5580 | Residential |  | RIDGEWOOD | 7450 | 7 | SELF INSTALL | PSE&G BPU | No | Complete | 2009-04-17 | 2009-06-15 | 2009-11-10 | 2010-02-11
REIPR-04105 | REIP Solar | PENNELL |  | 6.9 | 12075 | Residential | 0 | MULLICA HILL | 8062 | 15 | MERCURY SOLAR SYSTEMS | AC Electric | No | Complete | 2009-04-17 | 2009-11-19 | 2010-01-29 | 2010-03-30
REIPR-04106 | REIP Solar | KIMBER |  | 5.16 | 8610 | Residential |  | BRICK | 8742 | 18 | SELF INSTALL | JCP&L | No | Complete | 2009-04-17 | 2009-08-24 | 2009-11-10 | 2010-02-11
REIPR-04111 | REIP Solar | COLLINS |  | 6.4 | 11200 | Residential |  | MANASQUAN | 8736 | 17 | TRINITY HEATING AND AIR | JCP&L | No | Complete | 2009-04-29 | 2009-06-19 | 2009-08-28 | 2009-10-07
REIPR-04112 | REIP Solar | RENKEN |  | 5.88 | 10150 | Residential |  | WOODCLIFF LAKE | 7677 | 7 | TRINITY HEATING AND AIR | PSE&G BPU | No | Complete | 2009-04-29 | 2009-07-22 | 2009-11-12 | 2010-02-11
REIPR-04113 | REIP Solar | PATRONICK |  | 5.88 | 10150 | Residential | 0 | WALDWICK | 7463 | 7 | TRINITY HEATING AND AIR | PSE&G BPU | No | Complete | 2009-04-29 | 2010-01-29 | 2010-04-13 | 2010-05-20
REIPR-04114 | REIP Solar | GILFILLAN |  | 7.2 | 12600 | Residential |  | EVESHAM-MARLTON | 8053 | 13 | SOLAR HOME ENERGY SOLUTIONS | PSE&G BPU | No | Complete | 2009-04-29 | 2009-09-16 | 2009-11-20 | 2010-02-11
REIPR-04115 | REIP Solar | DEYOUNG |  | 7 | 12250 | Residential |  | WILLIAMSTOWN | 8094 | 15 | UNITED HEATING & SHEET METAL, INC. | AC Electric | No | Complete | 2009-04-29 | 2009-06-19 | 2009-10-07 | 2009-12-04
REIPR-04116 | REIP Solar | CORTESE |  | 5.95 | 10412.5 | Residential |  | MARMORA | 8223 | 21 | UNITED HEATING & SHEET METAL, INC. | AC Electric | No | Complete | 2009-04-29 | 2009-07-17 | 2009-08-28 | 2009-10-07
REIPR-04118 | REIP Solar | FUSCO |  | 9.89 | 17307.5 | Residential | 0 | LUMBERTON | 8048 | 13 | SEA BRIGHT SOLAR, LLC | PSE&G BPU | No | Complete | 2009-04-29 | 2009-11-02 | 2009-12-17 | 2010-03-31
REIPR-04120 | REIP Solar | SLUTSKY |  | 5.25 | 9187.5 | Residential |  | CHESTERFIELD | 8515 | 13 | TRINITY HEATING AND AIR | PSE&G BPU | No | Complete | 2009-04-29 | 2009-08-17 | 2009-10-07 | 2009-12-04
REIPR-04124 | REIP Solar | LEMING |  | 6.21 | 10867.5 | Residential |  | YARDVILLE | 8620 | 12 | MERCURY SOLAR SYSTEMS | PSE&G BPU | No | Complete | 2009-05-06 | 2009-10-26 | 2009-11-18 | 2010-02-11
REIPR-04126 | REIP Solar | ROGERS |  | 4.725 | 8268.75 | Residential | 0 | LEBANON | 8833 | 4 | GEOGENIX | JCP&L | No | Complete | 2009-05-06 | 2010-01-21 | 2010-03-01 | 2010-04-27
REIPR-04127 | REIP Solar | CALLAHAN |  | 9.87 | 17272.5 | Residential | 0 | JACKSON | 8527 | 18 | TRINITY HEATING AND AIR | JCP&L | No | Complete | 2009-05-06 | 2010-01-14 | 2010-05-05 | 2010-06-22
REIPR-04128 | REIP Solar | OSMOND |  | 10 | 17500 | Residential |  | JACKSON | 8527 | 18 | TRINITY HEATING AND AIR | JCP&L | No | Complete | 2009-05-06 | 2009-09-16 | 2009-10-07 | 2009-12-04
REIPR-04130 | REIP Solar | KAMPH |  | 9.84 | 16721.25 | Residential |  | BRICK | 8724 | 18 | FOUR POINT REFRIGERATION CO., INC. | JCP&L | No | Complete | 2009-05-06 | 2009-07-23 | 2009-08-28 | 2009-10-07
REIPR-04132 | REIP Solar | KIDD |  | 10.08 | 17325 | Residential | 0 | PITTSGROVE | 8318 | 16 | MERCURY SOLAR SYSTEMS | AC Electric | No | Complete | 2009-05-06 | 2009-10-29 | 2009-12-17 | 2010-03-31
REIPR-04133 | REIP Solar | SMITH |  | 2.7 | 4725 | Residential | 0 | PORT REPUBLIC | 8241 | 19 | MERCURY SOLAR SYSTEMS | AC Electric | No | Complete | 2009-05-06 | 2009-11-16 | 2009-12-17 | 2010-03-31
REIPR-04134 | REIP Solar | HUANG |  | 9.9 | 17325 | Residential | 0 | NORTHFIELD | 8225 | 19 | MERCURY SOLAR SYSTEMS | AC Electric | No | Complete | 2009-05-06 | 2009-08-18 | 2009-12-15 | 2010-03-31
REIPR-04135 | REIP Solar | ROVINSKY |  | 8.8 | 15400 | Residential |  | WILLIAMSTOWN | 8904 | 11 | CORBIN SOLAR SOLUTIONS, LLC | AC Electric | No | Complete | 2009-05-06 | 2009-06-25 | 2009-08-28 | 2009-10-07
REIPR-04136 | REIP Solar | COLLINS |  | 10.368 | 17500 | Residential | 0 | FRANKLINVILLE | 8322 | 15 | NORTHEAST ELECTRICAL SERVICES | AC Electric | No | Complete | 2009-05-06 | 2009-10-08 | 2010-01-29 | 2010-03-30
REIPR-04137 | REIP Solar | GALVANGNO |  | 9.9 | 17325 | Residential |  | MARLTON | 8053 | 13 | JERSEY SOLAR, LLC | PSE&G BPU | No | Complete | 2009-05-06 | 2009-06-25 | 2009-08-28 | 2009-10-07
REIPR-04138 | REIP Solar | YAKITA |  | 4.5 | 7875 | Residential | 0 | ABSECON | 8201 | 19 | MERCURY SOLAR SYSTEMS | AC Electric | No | Complete | 2009-05-06 | 2009-08-18 | 2009-12-15 | 2010-03-31
REIPR-04140 | REIP Solar | MARTIN |  | 9.03 | 15802.5 | Residential | 0 | PHILLIPSBURG | 8865 | 2 | FITTING ELECTRIC, LLC | JCP&L | No | Complete | 2009-05-06 | 2009-09-16 | 2009-12-16 | 2010-03-31
REIPR-04141 | REIP Solar | CIMINO |  | 10.8 | 17325 | Residential | 0 | SOMERS POINT | 8244 | 19 | SEA BRIGHT SOLAR, LLC | AC Electric | No | Complete | 2009-05-06 | 2009-10-08 | 2009-12-15 | 2010-03-31
REIPR-04142 | REIP Solar | MILLOY |  | 9.87 | 17272.5 | Residential |  | EDGEWATER | 8010 | 13 | TRINITY HEATING AND AIR | PSE&G BPU | No | Complete | 2009-05-06 | 2009-10-02 | 2009-10-28 | 2009-12-30
REIPR-04143 | REIP Solar | BONELLO |  | 9.8 | 17150 | Residential |  | NEW EGYPT | 8533 | 18 | TRINITY HEATING AND AIR | JCP&L | No | Complete | 2009-05-06 | 2009-06-19 | 2009-11-18 | 2010-02-11
REIPR-04144 | REIP Solar | MORRISS |  | 6.3 | 11025 | Residential |  | MARLTON | 8053 | 13 | TRINITY HEATING AND AIR | PSE&G BPU | No | Complete | 2009-05-06 | 2009-09-30 | 2009-10-28 | 2009-12-30
REIPR-04146 | REIP Solar | LOVITZ |  | 5.1 | 8925 | Residential |  | CAPE MAY | 8204 | 21 | TRINITY HEATING AND AIR | AC Electric | No | Complete | 2009-05-06 | 2009-07-29 | 2009-10-07 | 2009-12-04
REIPR-04148 | REIP Solar | EMMONS |  | 9.45 | 16537.5 | Residential |  | JACKSON | 8527 | 18 | TRINITY HEATING AND AIR | JCP&L | No | Complete | 2009-05-06 | 2010-06-14 | 2010-10-08 | 2010-11-30
REIPR-04149 | REIP Solar | SCHMID |  | 9.9 | 17325 | Residential |  | NORTH BEACH | 8008 | 18 | MERCURY SOLAR SYSTEMS | AC Electric | No | Complete | 2009-05-06 | 2010-05-06 | 2010-08-24 | 2010-10-29
REIPR-04150 | REIP Solar | EAISE | EAISE DESIGN & LANDSCAPING | 29.44 | 29440 | Commercial | 0 | MONROEVILLE | 8343 | 16 | MERCURY SOLAR SYSTEMS | AC Electric | No | Complete | 2009-05-06 | 2010-01-18 | 2010-08-24 | 2010-10-29
REIPR-04151 | REIP Solar | BURD |  | 9.9 | 17325 | Residential | 0 | LITTLE EGG HARBOR | 8087 | 18 | MERCURY SOLAR SYSTEMS | AC Electric | No | Complete | 2009-05-06 | 2009-11-16 | 2009-12-17 | 2010-03-31
REIPR-04153 | REIP Solar | KUTY |  | 9.6 | 16800 | Residential |  | BRIDGETON | 8302 | 20 | SUNPOL LLC | AC Electric | No | Complete | 2009-05-06 | 2009-07-09 | 2009-10-07 | 2009-12-04
REIPR-04155 | REIP Solar | LITTLE |  | 10 | 17500 | Residential |  | VINCENTOWN | 8088 | 13 | TRINITY HEATING AND AIR | PSE&G BPU | No | Complete | 2009-05-06 | 2009-10-14 | 2009-11-18 | 2010-02-11
REIPR-04156 | REIP Solar | ZEBROWSKI |  | 5.4 | 9450 | Residential |  | BRICK | 8723 | 18 | TRINITY HEATING AND AIR | JCP&L | No | Complete | 2009-05-06 | 2009-10-13 | 2009-11-18 | 2010-02-11
REIPR-04157 | REIP Solar | LOPRESTI |  | 7.2 | 12600 | Residential |  | SEWELL | 8080 | 15 | CORBIN SOLAR SOLUTIONS, LLC | AC Electric | No | Complete | 2009-05-06 | 2009-06-30 | 2009-09-15 | 2009-10-07
REIPR-04158 | REIP Solar | RAGER |  | 10.5 | 17500 | Residential | 0 | SEWELL | 8080 | 15 | MAX HVAC, INC. | AC Electric | No | Complete | 2009-05-06 | 2009-10-14 | 2010-03-22 | 2010-05-20
REIPR-04159 | REIP Solar | STAPLETON |  | 9.66 | 16905 | Residential |  | WILLIAMSTOWN | 8094 | 15 | MERCURY SOLAR SYSTEMS | AC Electric | No | Complete | 2009-05-06 | 2009-09-16 | 2009-11-18 | 2010-02-11
REIPR-04161 | REIP Solar | CASELLI, JR |  | 9.9 | 17325 | Residential | 0 | NEWFIELD | 8344 | 15 | GO SOLAR ELECTRIC, LLC | AC Electric | No | Complete | 2009-05-06 | 2010-03-16 | 2010-06-24 | 2010-09-01
REIPR-04164 | REIP Solar | BONONCINI. JR. |  | 10.08 | 17388 | Residential | 0 | LANDISVILLE | 8326 | 19 | MUCCIO ELECTRIC, INC. | AC Electric | No | Complete | 2009-04-24 | 2010-01-21 | 2010-04-23 | 2010-06-22
REIPR-04166 | REIP Solar | ELFANT |  | 4.4 | 7700 | Residential | 0 | BRIGANTINE | 8203 | 19 | SOLAR ENERGY ASSOCIATES, L.L.C. | AC Electric | No | Complete | 2009-04-24 | 2009-07-29 | 2010-01-19 | 2010-03-30
REIPR-04168 | REIP Solar | GILMOUR | NHR, INC. | 16.56 | 16560 | Commercial |  | NEWPORT | 8345 | 20 | GO SOLAR ELECTRIC, LLC | AC Electric | No | Complete | 2009-04-24 | 2010-03-17 | 2010-11-17 | 2011-01-07
REIPR-04169 | REIP Solar | GILMOUR |  | 9.9 | 17325 | Residential | 0 | NEWPORT | 8345 | 20 | GO SOLAR ELECTRIC, LLC | AC Electric | No | Complete | 2009-04-24 | 2010-01-06 | 2010-03-22 | 2010-05-20
REIPR-04172 | REIP Solar | SIEGLE |  | 1.92 | 3360 | Residential | 0 | ESTELL MANOR | 8319 | 19 | SELF INSTALL | AC Electric | No | Complete | 2009-04-24 | 2009-06-18 | 2010-05-05 | 2010-06-22
REIPR-04173 | REIP Solar | WITTENBURG |  | 6.075 | 10631.25 | Residential | 0 | MONMOUTH JUNCTION | 8832 | 11 | HEAT SHED, INC. | PSE&G BPU | No | Complete | 2009-04-24 | 2009-09-16 | 2009-12-17 | 2010-03-31
REIPR-04175 | REIP Solar | HAWS |  | 32.9 | 32900 | Commercial | 0 | HAMILTON | 8619 | 12 | FUTURE SOLUTIONS CONTRACTING, LLC | PSE&G BPU | No | Complete | 2009-04-24 | 2009-08-26 | 2010-04-23 | 2010-06-22
REIPR-04176 | REIP Solar | TAURO |  | 2.87 | 4448.5 | Residential |  | BRICK | 8724 | 18 | KOPP ELECTRIC COMPANY | JCP&L | No | Complete | 2009-04-24 | 2009-05-01 | 2009-09-10 | 2009-10-07
REIPR-04178 | REIP Solar | KUEHN | MONROE ASSOCIATES, LLC | 22.32 | 22320 | Commercial | 0 | KENILWORTH | 7033 | 10 | TCE TRADING, LLC. | PSE&G BPU | No | Complete | 2009-04-24 | 2010-03-03 | 2010-06-07 | 2010-07-07
REIPR-04179 | REIP Solar | SAMU |  | 9.384 | 14545.2 | Residential |  | YARDVILLE | 8620 | 12 | FUTURE SOLUTIONS CONTRACTING, LLC | PSE&G BPU | No | Complete | 2009-04-24 | 2009-06-25 | 2009-08-28 | 2009-10-07
REIPR-04183 | REIP Solar | NOBLE |  | 9.9 | 17325 | Residential | 0 | FLANDERS | 7836 | 3 | GEOGENIX | JCP&L | No | Complete | 2009-05-12 | 2009-11-20 | 2010-01-19 | 2010-03-30
REIPR-04187 | REIP Solar | TWARDOWSKI |  | 9.66 | 16905 | Residential |  | HOWELL | 7731 | 17 | TRINITY HEATING AND AIR | JCP&L | No | Complete | 2009-05-12 | 2009-07-22 | 2009-10-07 | 2009-12-04
REIPR-04188 | REIP Solar | GRIMMELMANN |  | 6.66 | 10323 | Residential |  | WEST MILFORD | 7480 | 6 | HIGHLANDS SOLAR ELECTRIC CO, LLC | Orange & Rockland Elec | No | Complete | 2009-05-12 | 2009-09-03 | 2009-10-07 | 2009-12-04
REIPR-04189 | REIP Solar | OGRADY |  | 9.87 | 15298.5 | Residential |  | MANASQUAN | 8736 | 17 | TRINITY HEATING AND AIR | JCP&L | No | Complete | 2009-05-12 | 2009-06-19 | 2009-09-10 | 2009-10-07
REIPR-04190 | REIP Solar | HOFFBERGER |  | 9.2 | 16100 | Residential |  | BRIGANTINE | 8203 | 19 | MERCURY SOLAR SYSTEMS | AC Electric | No | Complete | 2009-05-12 | 2009-09-10 | 2009-10-28 | 2009-12-30
REIPR-04191 | REIP Solar | STUHLTRAGER |  | 9.45 | 16537.5 | Residential | 0 | FOLSOM | 8037 | 19 | MERCURY SOLAR SYSTEMS | AC Electric | No | Complete | 2009-05-12 | 2010-01-06 | 2010-06-24 | 2010-09-01
REIPR-04192 | REIP Solar | BER |  | 7.52 | 12495 | Residential |  | MAYS LANDING | 8330 | 19 | MERCURY SOLAR SYSTEMS | AC Electric | No | Complete | 2009-05-12 | 2010-05-11 | 2010-11-17 | 2011-01-07
REIPR-04194 | REIP Solar | ENTERS | WALGREEN EASTERN CO., INC. | 33.44 | 33440 | Commercial | 0 | BLACKWOOD | 8012 | 14 | NVT LICENSES, LLC | PSE&G BPU | No | Complete | 2009-05-12 | 2010-01-08 | 2010-04-23 | 2010-06-22
REIPR-04195 | REIP Solar | ENTERS | WALGREEN EASTERN CO., INC | 30.4 | 30400 | Commercial | 0 | WOODBURY | 8096 | 15 | NVT LICENSES, LLC | PSE&G BPU | No | Complete | 2009-05-12 | 2010-02-17 | 2010-04-23 | 2010-06-22
REIPR-04196 | REIP Solar | MUSSER |  | 3 | 5250 | Residential | 0 | GLEN RIDGE | 7028 | 9 | 1ST LIGHT ENERGY, INC. | PSE&G BPU | No | Complete | 2009-05-12 | 2009-11-17 | 2010-05-05 | 2010-06-22
REIPR-04197 | REIP Solar | BHATNAGAR | AMPERICON | 9.84 | 17220 | Residential |  | MONMOUTH JUNCTION | 8852 | 11 | SELF INSTALL | PSE&G BPU | No | Complete | 2009-05-12 | 2010-05-17 | 2010-09-02 | 2010-10-29
REIPR-04198 | REIP Solar | NOWICKI |  | 9.9 | 17325 | Residential | 0 | COLUMBUS | 8022 | 13 | GEOGENIX | PSE&G BPU | No | Complete | 2009-05-12 | 2010-01-06 | 2010-05-05 | 2010-06-22
REIPR-04199 | REIP Solar | BARKER |  | 9.9 | 17325 | Residential |  | BAYVILLE | 8721 | 18 | MERCURY SOLAR SYSTEMS | JCP&L | No | Complete | 2009-05-12 | 2009-10-14 | 2009-11-18 | 2010-02-11
REIPR-04201 | REIP Solar | FENWICK | SJ FENWICK & ASSOCIATES | 10.5 | 10500 | Commercial | 0 | LINWOOD | 8221 | 19 | BRITE IDEA ENERGY | AC Electric | No | Complete | 2009-05-12 | 2009-12-07 | 2010-01-20 | 2010-03-30
REIPR-04202 | REIP Solar | WARNER |  | 1.8 | 2790 | Residential |  | WANAQUE | 7465 | 6 | HIGHLANDS SOLAR ELECTRIC CO, LLC | JCP&L | No | Complete | 2009-05-12 | 2010-04-16 | 2010-08-24 | 2010-10-29
REIPR-04204 | REIP Solar | INGEMI |  | 5.4 | 9450 | Residential | 0 | HAMMONTON | 8037 | 19 | MERCURY SOLAR SYSTEMS | AC Electric | No | Complete | 2009-05-12 | 2009-09-01 | 2009-12-15 | 2010-03-31
REIPR-04208 | REIP Solar | D'ORAZIO |  | 6.4 | 11200 | Residential |  | CLEMENTON | 8021 | 14 | CORBIN SOLAR SOLUTIONS, LLC | AC Electric | No | Complete | 2009-05-12 | 2009-09-03 | 2009-10-28 | 2009-12-30
REIPR-04209 | REIP Solar | HOLLAND | SHORE VETERINARINS | 49.68 | 49680 | Commercial | 0 | SEAVILLIE | 8230 | 21 | GO SOLAR ELECTRIC, LLC | AC Electric | No | Complete | 2009-05-12 | 2010-05-04 | 2010-08-24 | 2010-10-29
REIPR-04212 | REIP Solar | HOPPER |  | 14.72 | 17500 | Residential | 0 | RIDGEWOOD | 7450 | 7 | SUN FARM NETWORK | PSE&G BPU | No | Complete | 2009-05-12 | 2010-04-08 | 2010-07-27 | 2010-09-09
REIPR-04213 | REIP Solar | CARPINO | HERITAGE HILL ESTATES LLC | 8.28 | 8280 | Commercial |  | FORTESCUE | 8321 | 20 | GO SOLAR ELECTRIC, LLC | AC Electric | No | Complete | 2009-05-12 | 2010-05-17 | 2011-01-24 | 2013-05-02
REIPR-04216 | REIP Solar | CARPINO | LIBERTY VILLAGE I, LLC | 33.75 | 33750 | Commercial | 0 | MILLVILLE | 8332 | 20 | GO SOLAR ELECTRIC, LLC | AC Electric | No | Complete | 2009-05-12 | 2009-10-08 | 2010-01-20 | 2010-03-30
REIPR-04219 | REIP Solar | JERMANSEN |  | 5.04 | 8820 | Residential |  | SEASIDE PARK | 8752 | 18 | NJ SOLAR POWER, LLC | JCP&L | No | Complete | 2009-05-12 | 2009-08-27 | 2009-10-30 | 2009-12-30
REIPR-04221 | REIP Solar | JATZKE |  | 10.105 | 16625 | Residential | 0 | MOUNT ROYAL | 8061 | 15 | MERCURY SOLAR SYSTEMS | AC Electric | No | Complete | 2009-05-12 | 2010-05-06 | 2010-10-27 | 2010-12-20
REIPR-04227 | REIP Solar | JONES |  | 9 | 15750 | Residential | 0 | BORDENTOWN | 8505 | 13 | GEOGENIX | PSE&G BPU | No | Complete | 2009-05-12 | 2010-01-07 | 2010-03-03 | 2010-04-27
REIPR-04232 | REIP Solar | TURITS |  | 8.55 | 14962.5 | Residential | 0 | MONTCLAIR | 7043 | 9 | GEOGENIX | PSE&G BPU | No | Complete | 2009-05-12 | 2009-11-05 | 2010-01-29 | 2010-03-30
REIPR-04233 | REIP Solar | CAMPBELL | BOROUGH OF GIBBSBORO | 6.27 | 6000 | Government Facility | 0 | GIBBSBORO | 8026 | 14 | RCL ENTERPRISES INC. | AC Electric | No | Complete | 2009-05-12 | 2009-12-14 | 2010-05-18 | 2010-07-07
REIPR-04234 | REIP Solar | BATTERSBY |  | 10.12 | 17472 | Residential | 0 | MARMORA | 8223 | 21 | GO SOLAR ELECTRIC, LLC | AC Electric | No | Complete | 2009-05-12 | 2010-01-29 | 2010-04-23 | 2010-06-22
REIPR-04235 | REIP Solar | ROSE |  | 2.16 | 3762.5 | Residential |  | NORTH CAPE MAY | 8204 | 21 | HIGHLANDS SOLAR ELECTRIC CO, LLC | AC Electric | No | Complete | 2009-05-12 | 2010-05-04 | 2011-03-01 | 2011-05-06
REIPR-04239 | REIP Solar | PASTIU |  | 4.62 | 8085 | Residential | 0 | ERMA | 8204 | 21 | SELF INSTALL | AC Electric | No | Complete | 2009-05-12 | 2009-09-18 | 2009-12-16 | 2010-03-31
REIPR-04240 | REIP Solar | COEN |  | 4.515 | 7901.25 | Residential |  | SHIP BOTTOM | 8008 | 18 | LBI SOLAR | AC Electric | No | Complete | 2009-05-12 | 2010-05-21 | 2010-11-17 | 2011-01-07
REIPR-04241 | REIP Solar | HUDSON | EVESHAM BUILDING ASSOCIATES LLC | 49.68 | 49680 | Commercial |  | VOORHEES | 8043 | 14 | SEA BRIGHT SOLAR, LLC | PSE&G BPU | No | Complete | 2009-05-12 | 2010-11-19 | 2011-02-03 | 2011-05-06
REIPR-04242 | REIP Solar | OSBORNE |  | 5.04 | 8820 | Residential | 0 | CAPE MAY COURT HOUSE | 8210 | 21 | MERCURY SOLAR SYSTEMS | AC Electric | No | Complete | 2009-05-12 | 2009-11-02 | 2010-02-15 | 2010-04-16
REIPR-04243 | REIP Solar | TATE |  | 4.2 | 7350 | Residential |  | SEASIDE PARK | 8752 | 18 | TRINITY HEATING AND AIR | JCP&L | No | Complete | 2009-05-12 | 2009-10-05 | 2009-11-20 | 2010-02-11
REIPR-04247 | REIP Solar | ENTERS | WALGREEN CO. | 39.52 | 33440 | Commercial | 0 | RIO GRANDE | 8242 | 21 | NVT LICENSES, LLC | AC Electric | No | Complete | 2009-05-12 | 2010-01-08 | 2010-05-18 | 2010-07-07
REIPR-04248 | REIP Solar | KURTZ |  | 9.84 | 17220 | Residential | 0 | PILESGROVE | 8098 | 16 | FUTURE SOLUTIONS CONTRACTING, LLC | AC Electric | No | Complete | 2009-05-12 | 2009-10-29 | 2010-03-24 | 2010-05-20
REIPR-04249 | REIP Solar | ENTERS | WALGREEN EASTERN CO, INC | 39.52 | 39520 | Commercial | 0 | SEWELL | 8242 | 21 | NVT LICENSES, LLC | AC Electric | No | Complete | 2009-05-12 | 2010-01-08 | 2010-04-23 | 2010-06-22
REIPR-04250 | REIP Solar | ENTERS | WALGREEN EASTERN CO., INC | 39.52 | 39520 | Commercial | 1 | MOUNT EPHRAIM | 8059 | 14 | NVT LICENSES, LLC | PSE&G BPU | No | Complete | 2009-05-12 | 2010-01-08 | 2010-03-03 | 2010-04-27
REIPR-04251 | REIP Solar | ENTERS | WALGREEN EASTERN CO., INC. | 37.24 | 37240 | Commercial | 0 | FLEMINGTON | 8822 | 4 | NVT LICENSES, LLC | JCP&L | No | Complete | 2009-05-12 | 2010-02-17 | 2010-04-23 | 2010-06-22
REIPR-04252 | REIP Solar | ROCKMAKER |  | 5.46 | 9187.5 | Residential |  | SOMERSET | 8873 | 5 | NJ SOLAR POWER, LLC | PSE&G BPU | No | Complete | 2009-05-12 | 2009-09-16 | 2009-11-12 | 2010-02-11
REIPR-04260 | REIP Solar | NEWCOMB |  | 8.28 | 14490 | Residential | 0 | GALLOWAY TWP | 8215 | 19 | RENERGY, INC. | AC Electric | No | Complete | 2009-05-12 | 2010-01-13 | 2010-05-18 | 2010-07-07
REIPR-04265 | REIP Solar | YURASITS |  | 4.725 | 8085 | Residential |  | BRICK | 8724 | 18 | SUNRAY SOLAR, INC. | JCP&L | No | Complete | 2009-05-19 | 2010-05-06 | 2010-09-01 | 2010-10-29
REIPR-04270 | REIP Solar | BARISO |  | 3.15 | 5161.08 | Residential | 0 | WARREN | 7059 | 5 | HELIOS SOLAR ENERGY | JCP&L | No | Complete | 2009-05-19 | 2009-11-05 | 2010-12-08 | 2011-02-25
REIPR-04271 | REIP Solar | GOLDSTINE |  | 9.9 | 17325 | Residential |  | MILLVILLE | 8332 | 20 | MERCURY SOLAR SYSTEMS | AC Electric | No | Complete | 2009-05-19 | 2009-09-30 | 2009-11-12 | 2010-02-11
REIPR-04273 | REIP Solar | SPLAWSKI | FRANCISCAN FRIARS | 9.9 | 17325 | Residential | 0 | MARGATE | 8402 | 19 | MERCURY SOLAR SYSTEMS | AC Electric | No | Complete | 2009-05-19 | 2009-10-14 | 2009-12-16 | 2010-03-31
REIPR-04274 | REIP Solar | TYNE |  | 8.28 | 14490 | Residential |  | EAST WINDSOR | 8520 | 12 | SEA BRIGHT SOLAR, LLC | JCP&L | No | Complete | 2009-05-19 | 2009-09-16 | 2009-10-30 | 2009-12-30
REIPR-04275 | REIP Solar | NAVICKAS |  | 1.728 | 3024 | Residential |  | BEACH HAVEN WEST | 8050 | 18 | ECO-MERICA INC. | AC Electric | No | Complete | 2009-05-19 | 2009-07-17 | 2009-11-18 | 2010-02-11
REIPR-04276 | REIP Solar | WILSON |  | 5.1 | 8925 | Residential | 0 | PRINCETON TOWNSHIP | 8540 | 12 | ALTERNATE ENERGY & ECOLOGY COMPANY, INC. | PSE&G BPU | No | Complete | 2009-05-19 | 2009-10-02 | 2010-01-29 | 2010-03-30
REIPR-04278 | REIP Solar | ROCK |  | 9.84 | 17220 | Residential | 0 | WESTFIELD | 7090 | 10 | MY NJ SOLAR, LLC | PSE&G BPU | No | Complete | 2009-05-19 | 2009-08-13 | 2009-12-15 | 2010-03-31
REIPR-04279 | REIP Solar | GOMBERG |  | 9.6 | 16800 | Residential | 0 | RINGOES | 8551 | 4 | 1ST LIGHT ENERGY, INC. | JCP&L | No | Complete | 2009-05-19 | 2009-09-11 | 2010-01-20 | 2010-03-30
REIPR-04280 | REIP Solar | OSBORNE |  | 6.24 | 10500 | Residential | 0 | DUNELLEN | 8812 | 11 | 1ST LIGHT ENERGY, INC. | PSE&G BPU | No | Complete | 2009-05-19 | 2009-09-01 | 2010-03-22 | 2010-05-20
REIPR-04281 | REIP Solar | COLALUCE |  | 9.6 | 16800 | Residential | 0 | ASBURY | 8802 | 4 | SELF INSTALL | JCP&L | No | Complete | 2009-05-19 | 2010-03-18 | 2010-06-24 | 2010-09-01
REIPR-04283 | REIP Solar | GRONAV |  | 6.82 | 11935 | Residential |  | POINT PLEASANT | 8742 | 18 | FOUR POINT REFRIGERATION CO., INC. | JCP&L | No | Complete | 2009-05-19 | 2010-05-24 | 2010-09-23 | 2010-10-29
REIPR-04284 | REIP Solar | WINTER |  | 9.675 | 16931.25 | Residential | 0 | CALIFON | 7830 | 4 | SUN FARM NETWORK | JCP&L | No | Complete | 2009-05-19 | 2009-10-13 | 2010-06-07 | 2010-07-07
REIPR-04285 | REIP Solar | ROBINSON |  | 7.98 | 13965 | Residential | 0 | HAMPTON | 8827 | 4 | GRO SOLAR | JCP&L | No | Complete | 2009-05-19 | 2009-08-29 | 2009-12-16 | 2010-03-31
REIPR-04286 | REIP Solar | ROBINSON | EMELISE ALPACAS | 3.42 | 3420 | Commercial | 0 | HAMPTON | 8827 | 4 | GRO SOLAR | JCP&L | No | Complete | 2009-05-19 | 2009-09-28 | 2010-03-18 | 2010-05-20
REIPR-04287 | REIP Solar | MCCLINTOCK |  | 9 | 15750 | Residential | 0 | OAKHURST | 7755 | 17 | SEA BRIGHT SOLAR, LLC | JCP&L | No | Complete | 2009-05-19 | 2009-12-02 | 2010-06-24 | 2010-09-01
REIPR-04289 | REIP Solar | ALLEN |  | 4.8 | 8400 | Residential |  | KENDALL PARK | 8824 | 11 | CORBIN SOLAR SOLUTIONS, LLC | PSE&G BPU | No | Complete | 2009-05-19 | 2009-09-01 | 2009-10-30 | 2009-12-30
REIPR-04290 | REIP Solar | SALVARYN |  | 8.288 | 14504 | Residential | 0 | VINELAND | 8361 | 20 | ATLANTIC ENERGY SYSTEMS LLC | Vineland Muni Elec | No | Complete | 2009-05-19 | 2009-10-06 | 2009-12-17 | 2010-03-31
REIPR-04293 | REIP Solar | SWIKART |  | 9.45 | 16537.5 | Residential | 0 | RUMSON | 7760 | 17 | GEOGENIX | JCP&L | No | Complete | 2009-05-19 | 2010-03-31 | 2010-06-24 | 2010-09-01
REIPR-04294 | REIP Solar | GREEN |  | 9.9 | 17325 | Residential | 0 | WILLIAMSTOWN | 8094 | 15 | MERCURY SOLAR SYSTEMS | AC Electric | No | Complete | 2009-05-19 | 2009-12-04 | 2010-01-20 | 2010-03-30
REIPR-04295 | REIP Solar | PENTA |  | 9.9 | 17325 | Residential |  | ALLENHURST | 7711 | 17 | SEA BRIGHT SOLAR, LLC | JCP&L | No | Complete | 2009-05-19 | 2009-10-05 | 2009-11-18 | 2010-02-11
REIPR-04297 | REIP Solar | PAUL |  | 8.4 | 14000 | Residential |  | JOHNSONBURG | 7846 | 2 | 1ST LIGHT ENERGY, INC. | JCP&L | No | Complete | 2009-05-19 | 2010-01-04 | 2010-10-08 | 2010-11-30
REIPR-04298 | REIP Solar | SAMSON |  | 6.048 | 10584 | Residential | 0 | EAST BRUNSWICK | 8816 | 11 | SAMSON ELECTRIC INC. | PSE&G BPU | No | Complete | 2009-05-19 | 2009-09-30 | 2009-12-17 | 2010-03-31
REIPR-04300 | REIP Solar | CLEMENT | CLEMENTON BOARD OF EDUCATION | 49.28 | 49280 | School Public K-12 | 0 | CLEMENTON | 8021 | 14 | RAY ANGELINI, INC. | AC Electric | No | Complete | 2009-05-19 | 2009-10-14 | 2010-01-20 | 2010-03-30
REIPR-04302 | REIP Solar | SZCZECHOWSKI |  | 10.5 | 17500 | Residential | 0 | HARMERSVILLE | 8079 | 16 | RCL ENTERPRISES INC. | AC Electric | No | Complete | 2009-05-19 | 2009-09-16 | 2009-12-17 | 2010-03-31
REIPR-04305 | REIP Solar | COZENS |  | 8.4 | 14700 | Residential | 0 | VINCENTOWN | 8088 | 13 | CORBIN SOLAR SOLUTIONS, LLC | PSE&G BPU | No | Complete | 2009-05-19 | 2009-10-14 | 2010-01-29 | 2010-03-30
REIPR-04306 | REIP Solar | BITTNER |  | 9.4 | 16450 | Residential | 0 | WESTVILLE | 8093 | 15 | CORBIN SOLAR SOLUTIONS, LLC | PSE&G BPU | No | Complete | 2009-05-19 | 2009-11-16 | 2010-01-29 | 2010-03-30
REIPR-04307 | REIP Solar | TYLER, JR. |  | 8.74 | 15295 | Residential | 0 | FIELDSBORO | 8505 | 13 | MERCURY SOLAR SYSTEMS | PSE&G BPU | No | Complete | 2009-05-19 | 2009-12-30 | 2010-02-23 | 2010-04-16
REIPR-04309 | REIP Solar | SUNSERI |  | 10 | 17500 | Residential |  | ROBBINSVILLE | 8691 | 12 | TRINITY HEATING AND AIR | JCP&L | No | Complete | 2009-05-19 | 2009-09-29 | 2009-10-30 | 2009-12-30
REIPR-04310 | REIP Solar | ROONEY |  | 5 | 8750 | Residential |  | SEA BRIGHT | 7760 | 17 | TRINITY HEATING AND AIR | JCP&L | No | Complete | 2009-05-19 | 2009-09-30 | 2009-10-30 | 2009-12-30
REIPR-04311 | REIP Solar | HUNT-RUSSELLO |  | 9.66 | 16905 | Residential | 0 | CHESTERFIELD | 8515 | 13 | TRINITY HEATING AND AIR | PSE&G BPU | No | Complete | 2009-05-19 | 2009-08-04 | 2010-01-19 | 2010-03-30
REIPR-04312 | REIP Solar | VOLIS |  | 9.87 | 17272.5 | Residential |  | MORGANVILLE | 7751 | 17 | TRINITY HEATING AND AIR | JCP&L | No | Complete | 2009-05-19 | 2009-10-14 | 2009-11-18 | 2010-02-11
REIPR-04313 | REIP Solar | HILLMAN |  | 9.8 | 17150 | Residential | 0 | EWING | 8618 | 12 | TRINITY HEATING AND AIR | PSE&G BPU | No | Complete | 2009-05-19 | 2009-08-26 | 2010-01-29 | 2010-03-30
REIPR-04316 | REIP Solar | GALLO |  | 3.42 | 5985 | Residential |  | MIDDLETOWN | 7748 | 17 | GARDEN STATE SOLAR LLC | JCP&L | No | Complete | 2009-05-29 | 2010-05-24 | 2010-09-23 | 2010-10-29
REIPR-04317 | REIP Solar | YABLONSKY | 216 RIVER AVE LLC | 10.5 | 10500 | Commercial |  | LAKEWOOD | 8701 | 18 | POWERLUTIONS, LLC | JCP&L | No | Complete | 2009-05-29 | 2010-04-15 | 2010-11-17 | 2011-01-07
REIPR-04318 | REIP Solar | NEUMANN |  | 9.66 | 16905 | Residential |  | ROBBINSVILLE | 8691 | 12 | JERSEY SOLAR, LLC | PSE&G BPU | No | Complete | 2009-05-29 | 2009-08-18 | 2009-09-15 | 2009-10-07
REIPR-04319 | REIP Solar | JONES |  | 6.075 | 10631.25 | Residential |  | TITUSVILLE | 8560 | 12 | JERSEY SOLAR, LLC | PSE&G BPU | No | Complete | 2009-05-29 | 2009-08-04 | 2009-09-15 | 2009-10-07
REIPR-04320 | REIP Solar | CATONA |  | 3.6 | 6300 | Residential | 0 | PORT REPUBLIC | 8241 | 19 | MERCURY SOLAR SYSTEMS | AC Electric | No | Complete | 2009-05-29 | 2009-10-29 | 2009-12-15 | 2010-03-31
REIPR-04321 | REIP Solar | DYCZKO |  | 9.9 | 17325 | Residential | 0 | WHITING | 8759 | 18 | MERCURY SOLAR SYSTEMS | JCP&L | No | Complete | 2009-05-29 | 2009-12-02 | 2010-01-19 | 2010-03-30
REIPR-04322 | REIP Solar | VASUDEVAN |  | 7 | 12250 | Residential | 0 | PLAINSBORO | 8536 | 11 | CORBIN SOLAR SOLUTIONS, LLC | PSE&G BPU | No | Complete | 2009-05-29 | 2010-02-25 | 2010-07-16 | 2010-09-01
REIPR-04324 | REIP Solar | LONG |  | 5.75 | 9800 | Residential | 0 | BERKELEY HEIGHTS | 7922 | 10 | 1ST LIGHT ENERGY, INC. | JCP&L | No | Complete | 2009-05-29 | 2010-02-03 | 2010-06-07 | 2010-07-07
REIPR-04325 | REIP Solar | RAJAGOPALAN |  | 6.6 | 11200 | Residential |  | WEST WINDSOR | 8550 | 12 | 1ST LIGHT ENERGY, INC. | JCP&L | No | Complete | 2009-05-29 | 2010-05-26 | 2010-09-23 | 2010-10-29
REIPR-04326 | REIP Solar | LAMBERTH |  | 3.6 | 6300 | Residential | 0 | MATAWAN | 7747 | 17 | TRINITY HEATING AND AIR | JCP&L | No | Complete | 2009-05-29 | 2010-02-16 | 2010-05-05 | 2010-06-22
REIPR-04327 | REIP Solar | SITAR-CLARK |  | 6.8 | 11760 | Residential |  | SEA GIRT | 8750 | 17 | TRINITY HEATING AND AIR | JCP&L | No | Complete | 2009-05-29 | 2009-09-10 | 2009-10-12 | 2009-12-04
REIPR-04328 | REIP Solar | SHADEK |  | 2.94 | 4557 | Residential | 0 | SPRING LAKE | 7762 | 17 | TRINITY HEATING AND AIR | JCP&L | No | Complete | 2009-05-29 | 2009-10-16 | 2009-12-17 | 2010-03-31
REIPR-04329 | REIP Solar | MAROLDA |  | 6.93 | 12127.5 | Residential | 0 | HAMILTON | 8620 | 12 | TRINITY HEATING AND AIR | PSE&G BPU | No | Complete | 2009-05-29 | 2009-10-08 | 2009-12-15 | 2010-03-31
REIPR-04332 | REIP Solar | HERTZ |  | 9.994 | 17489.5 | Residential | 0 | SHORT HILLS | 7078 | 9 | PRACTICAL SUNLIGHT, LLC | JCP&L | No | Complete | 2009-05-29 | 2009-12-15 | 2010-04-23 | 2010-06-22
REIPR-04333 | REIP Solar | DYE |  | 9.975 | 17456.25 | Residential |  | MARMORA | 8223 | 21 | BRITE IDEA ENERGY | AC Electric | No | Complete | 2009-05-29 | 2010-06-01 | 2010-08-24 | 2010-10-29
REIPR-04334 | REIP Solar | HORVITZ |  | 2.72 | 4760 | Residential | 0 | FAIR LAWN | 7410 | 7 | ALTERNATE ENERGY & ECOLOGY COMPANY, INC. | PSE&G BPU | No | Complete | 2009-05-29 | 2009-10-02 | 2010-03-22 | 2010-05-20
REIPR-04335 | REIP Solar | LONG |  | 10.15 | 17255 | Residential |  | COLOGNE | 8213 | 19 | ATLANTIC ENERGY SYSTEMS LLC | AC Electric | No | Complete | 2009-05-29 | 2009-08-04 | 2009-10-07 | 2009-12-04
REIPR-04341 | REIP Solar | FARRELL |  | 8.1 | 14175 | Residential |  | PRINCETON | 8540 | 12 | HEAT SHED, INC. | PSE&G BPU | No | Complete | 2009-05-29 | 2009-09-16 | 2009-11-12 | 2010-02-11
REIPR-04342 | REIP Solar | TRUMP |  | 6 | 10500 | Residential |  | CHERRY HILL | 8007 | 14 | DPR ELECTRIC, INC | PSE&G BPU | No | Complete | 2009-05-29 | 2009-10-05 | 2009-11-20 | 2010-02-11
REIPR-04343 | REIP Solar | SMITH | WASHINGTON STORAGE OF NJ, LLC | 30 | 30000 | Commercial | 0 | ROBBINSVILLE | 8691 | 12 | CROSS RIVER SOLAR & ENVIRO CONST., LLC | PSE&G BPU | No | Complete | 2009-05-29 | 2010-02-23 | 2010-04-23 | 2010-06-22
REIPR-04344 | REIP Solar | BUONO |  | 9.89 | 17307.5 | Residential |  | OAKHURST | 7755 | 17 | SEA BRIGHT SOLAR, LLC | JCP&L | No | Complete | 2009-05-29 | 2009-09-16 | 2009-11-20 | 2010-02-11
REIPR-04345 | REIP Solar | FACKENTHAL |  | 6.21 | 10465 | Residential | 0 | WANAMASSA | 7712 | 17 | SEA BRIGHT SOLAR, LLC | JCP&L | No | Complete | 2009-05-29 | 2009-12-11 | 2010-06-24 | 2010-09-01
REIPR-04346 | REIP Solar | RUBIN |  | 9.765 | 17088.75 | Residential |  | COLTS NECK | 7722 | 17 | SEA BRIGHT SOLAR, LLC | JCP&L | No | Complete | 2009-05-29 | 2010-05-17 | 2010-08-24 | 2010-10-29
REIPR-04347 | REIP Solar | MCLAUGHLIN |  | 5.52 | 9660 | Residential |  | LINWOOD | 8221 | 19 | GO SOLAR ELECTRIC, LLC | AC Electric | No | Complete | 2009-05-29 | 2009-09-01 | 2009-10-12 | 2009-12-04
REIPR-04349 | REIP Solar | SIMONI |  | 9.9 | 17325 | Residential | 0 | BRIGANTINE | 8203 | 19 | MERCURY SOLAR SYSTEMS | AC Electric | No | Complete | 2009-05-29 | 2009-12-07 | 2010-03-01 | 2010-04-27
REIPR-04350 | REIP Solar | PASKO |  | 9 | 15750 | Residential |  | EWING | 8638 | 12 | SUN FARM NETWORK | PSE&G BPU | No | Complete | 2009-05-29 | 2009-10-22 | 2009-12-17 | 2010-03-31
REIPR-04351 | REIP Solar | SCHULLER |  | 9.45 | 16537.5 | Residential | 0 | HILLSBOROUGH | 8844 | 5 | SUN FARM NETWORK | PSE&G BPU | No | Complete | 2009-05-29 | 2009-11-16 | 2009-12-17 | 2010-03-31
REIPR-04352 | REIP Solar | MCQUAID |  | 9.9 | 17325 | Residential | 0 | BASKING RIDGE | 7920 | 5 | SEA BRIGHT SOLAR, LLC | JCP&L | No | Complete | 2009-05-29 | 2009-12-28 | 2010-06-24 | 2010-09-01
REIPR-04353 | REIP Solar | FAJARDO |  | 7.6 | 13300 | Residential |  | LAUREL SPRINGS | 8021 | 14 | CORBIN SOLAR SOLUTIONS, LLC | AC Electric | No | Complete | 2009-05-29 | 2009-09-17 | 2009-11-16 | 2010-02-11
REIPR-04354 | REIP Solar | BARNES |  | 6.075 | 10631.25 | Residential | 0 | EGG HARBOR TWP | 8234 | 19 | MERCURY SOLAR SYSTEMS | AC Electric | No | Complete | 2009-05-29 | 2009-11-19 | 2009-12-16 | 2010-03-31
REIPR-04355 | REIP Solar | NGUYEN |  | 9.675 | 16931.25 | Residential | 0 | EGG HARBOR TWP | 8234 | 19 | MERCURY SOLAR SYSTEMS | AC Electric | No | Complete | 2009-05-29 | 2009-12-07 | 2010-01-19 | 2010-03-30
REIPR-04356 | REIP Solar | SPENCER |  | 3.075 | 4987.5 | Residential |  | LONGPORT | 8403 | 19 | GREEN SUN, LLC | AC Electric | No | Complete | 2009-05-29 | 2010-05-26 | 2010-08-24 | 2010-10-29
REIPR-04357 | REIP Solar | PARIKH |  | 7.65 | 13387.5 | Residential | 0 | SOMERSET | 8873 | 5 | SUN BURN SOLAR | PSE&G BPU | No | Complete | 2009-05-29 | 2009-12-16 | 2010-05-05 | 2010-06-22
REIPR-04358 | REIP Solar | JENNINGS JR. | RIVERFORKS FARM | 10.88 | 17500 | Residential | 0 | SICKLERVILLE | 8081 | 14 | SELF INSTALL | AC Electric | No | Complete | 2009-05-29 | 2009-10-23 | 2010-05-05 | 2010-06-22
REIPR-04359 | REIP Solar | MOSSER |  | 9.84 | 17220 | Residential |  | BRANCHVILLE | 7826 | 1 | GREENLIFE SOLAR | JCP&L | No | Complete | 2009-05-29 | 2010-01-15 | 2010-12-08 | 2011-02-25
REIPR-04360 | REIP Solar | PEDERSEN |  | 7.875 | 13781.25 | Residential |  | NEWTON | 7860 | 1 | GREENLIFE SOLAR | JCP&L | No | Complete | 2009-05-29 | 2010-01-06 | 2010-10-27 | 2010-12-20
REIPR-04361 | REIP Solar | DURIE |  | 9.9 | 17325 | Residential | 0 | PRINCETON JUNCTION | 8550 | 12 | SEA BRIGHT SOLAR, LLC | PSE&G BPU | No | Complete | 2009-05-29 | 2009-11-16 | 2010-05-18 | 2010-07-07
REIPR-04362 | REIP Solar | BADGES |  | 9.765 | 17088.75 | Residential | 0 | GLENDORA | 8029 | 14 | SEA BRIGHT SOLAR, LLC | PSE&G BPU | No | Complete | 2009-05-29 | 2010-03-15 | 2010-07-15 | 2010-09-01
REIPR-04363 | REIP Solar | GARRISON |  | 6.21 | 10867.5 | Residential |  | SALEM | 8079 | 16 | MERCURY SOLAR SYSTEMS | AC Electric | No | Complete | 2009-05-29 | 2009-10-26 | 2009-11-16 | 2010-02-11
REIPR-04367 | REIP Solar | GERBER |  | 0.84 | 1470 | Residential | 0 | MADISON | 7940 | 3 | THE SOLAR CENTER, INC. | PSE&G BPU | No | Complete | 2009-05-29 | 2009-09-03 | 2010-05-05 | 2010-06-22
REIPR-04371 | REIP Solar | GONNELLA |  | 7 | 12250 | Residential | 0 | PRINCETON JUNCTION | 8550 | 12 | CORBIN SOLAR SOLUTIONS, LLC | PSE&G BPU | No | Complete | 2009-05-29 | 2009-10-29 | 2010-01-29 | 2010-03-30
REIPR-04372 | REIP Solar | GRAZIANO |  | 7.2 | 12600 | Residential | 0 | HAMILTON | 8690 | 12 | CORBIN SOLAR SOLUTIONS, LLC | PSE&G BPU | No | Complete | 2009-05-29 | 2009-10-14 | 2010-01-29 | 2010-03-30
REIPR-04373 | REIP Solar | GASTAROVIC |  | 6.4 | 11200 | Residential |  | SEWELL | 8080 | 15 | CORBIN SOLAR SOLUTIONS, LLC | AC Electric | No | Complete | 2009-05-29 | 2009-09-03 | 2009-10-30 | 2009-12-30
REIPR-04375 | REIP Solar | KOVALCIN |  | 7.2 | 12600 | Residential |  | KENDALL PARK | 8824 | 11 | CORBIN SOLAR SOLUTIONS, LLC | PSE&G BPU | No | Complete | 2009-05-29 | 2009-08-19 | 2009-10-07 | 2009-12-04
REIPR-04376 | REIP Solar | LISWESKI |  | 5.2 | 9100 | Residential |  | LUMBERTON | 8048 | 13 | CORBIN SOLAR SOLUTIONS, LLC | PSE&G BPU | No | Complete | 2009-05-29 | 2009-08-13 | 2009-09-15 | 2009-10-07
REIPR-04377 | REIP Solar | SOVANI |  | 9.225 | 14000 | Residential | 1 | NORTH CAPE MAY | 8204 | 21 | GO SOLAR ELECTRIC, LLC | AC Electric | No | Complete | 2009-05-29 | 2009-10-08 | 2010-01-29 | 2010-03-30
REIPR-04378 | REIP Solar | DIBENEDETTO |  | 8 | 14000 | Residential | 0 | ABESCON HIGHLANDS | 8201 | 19 | CORBIN SOLAR SOLUTIONS, LLC | AC Electric | No | Complete | 2009-05-29 | 2009-09-03 | 2010-04-13 | 2010-05-20
REIPR-04379 | REIP Solar | KEEN |  | 9 | 15750 | Residential |  | CAPE MAY COURT HOUSE | 8210 | 21 | CORBIN SOLAR SOLUTIONS, LLC | AC Electric | No | Complete | 2009-05-29 | 2009-08-04 | 2009-10-30 | 2009-12-30
REIPR-04380 | REIP Solar | COZZI | WATERPROOFING SALES | 9.66 | 16905 | Residential |  | SOUTHAMPTON | 8088 | 13 | TRINITY HEATING AND AIR | JCP&L | No | Complete | 2009-05-29 | 2010-05-26 | 2010-09-02 | 2010-10-29
REIPR-04381 | REIP Solar | AUGUST |  | 6.272 | 10976 | Residential |  | PARSIPPANY | 7054 | 3 | AMPERICON | JCP&L | No | Complete | 2009-05-29 | 2010-06-03 | 2010-10-14 | 2010-11-30
REIPR-04382 | REIP Solar | SANGHVI |  | 6.21 | 10584 | Residential | 0 | KENDALL PARK | 8824 | 11 | AMPERICON | PSE&G BPU | No | Complete | 2009-05-29 | 2010-04-27 | 2010-07-15 | 2010-09-01
REIPR-04383 | REIP Solar | BOYSEL |  | 10 | 17500 | Residential | 0 | ALLENTOWN | 8501 | 17 | A-TOP ALTERNATIVE ENERGY | JCP&L | No | Complete | 2009-05-29 | 2009-12-30 | 2010-04-13 | 2010-05-20
REIPR-04384 | REIP Solar | MASSINGILL |  | 2.4 | 4200 | Residential |  | HAMILTON | 8610 | 12 | A-TOP ALTERNATIVE ENERGY | PSE&G BPU | No | Complete | 2009-06-08 | 2010-03-03 | 2010-08-24 | 2010-10-29
REIPR-04386 | REIP Solar | RAMAN |  | 8.4 | 14700 | Residential | 0 | DAYTON | 8810 | 11 | A-TOP ALTERNATIVE ENERGY | PSE&G BPU | No | Complete | 2009-05-29 | 2010-03-24 | 2010-06-24 | 2010-09-01
REIPR-04387 | REIP Solar | KYLE |  | 5.46 | 9555 | Residential |  | OCEAN CITY | 8226 | 21 | MERCURY SOLAR SYSTEMS | AC Electric | No | Complete | 2009-05-29 | 2010-06-03 | 2010-08-24 | 2010-10-29
REIPR-04388 | REIP Solar | PRINCIOTTA |  | 8 | 12600 | Residential | 0 | CHERRY HILL | 8002 | 14 | DPR ELECTRIC, INC | PSE&G BPU | No | Complete | 2009-05-29 | 2009-12-01 | 2010-04-13 | 2010-05-20
REIPR-04389 | REIP Solar | PATEL |  | 7.2 | 12600 | Residential | 0 | PRINCETON | 8540 | 12 | DPR ELECTRIC, INC | PSE&G BPU | No | Complete | 2009-05-29 | 2009-11-11 | 2010-05-05 | 2010-06-22
REIPR-04394 | REIP Solar | TAVAREZ |  | 4 | 7000 | Residential | 0 | BRIGANTINE | 8203 | 19 | DPR ELECTRIC, INC | AC Electric | No | Complete | 2009-06-08 | 2009-11-05 | 2010-03-24 | 2010-05-20
REIPR-04395 | REIP Solar | ARADAY |  | 9.675 | 16931.25 | Residential |  | WILLINGBORO | 8046 | 13 | MERCURY SOLAR SYSTEMS | PSE&G BPU | No | Complete | 2009-06-08 | 2009-10-29 | 2009-11-18 | 2010-02-11
REIPR-04397 | REIP Solar | VECCHIONE |  | 8.1 | 14175 | Residential | 0 | HAMMONTON | 8037 | 19 | MERCURY SOLAR SYSTEMS | AC Electric | No | Complete | 2009-06-08 | 2010-02-04 | 2010-04-13 | 2010-05-20
REIPR-04398 | REIP Solar | BONANNO |  | 4.2 | 7140 | Residential | 0 | TUCKERTON | 8087 | 18 | ATLANTIC ENERGY SYSTEMS LLC | AC Electric | No | Complete | 2009-06-08 | 2009-10-23 | 2010-01-19 | 2010-03-30
REIPR-04401 | REIP Solar | FORD |  | 8.4 | 14700 | Residential | 0 | GALLOWAY | 8205 | 19 | DPR ELECTRIC, INC | AC Electric | No | Complete | 2009-06-08 | 2010-02-24 | 2010-05-18 | 2010-07-07
REIPR-04402 | REIP Solar | TSVIK |  | 2.7 | 4725 | Residential | 0 | VOORHEES | 8043 | 14 | GO SOLAR ELECTRIC, LLC | PSE&G BPU | No | Complete | 2009-06-08 | 2009-12-18 | 2010-04-13 | 2010-05-20
REIPR-04403 | REIP Solar | CONRATH |  | 9.9 | 17325 | Residential |  | SALEM | 8079 | 16 | WANEX ELECTRICAL SERVICES | AC Electric | No | Complete | 2009-06-08 | 2010-06-21 | 2010-12-16 | 2011-02-25
REIPR-04404 | REIP Solar | CAVANAUGH |  | 4.56 | 7980 | Residential |  | SPARTA | 7871 | 1 | NEW GENERATION ENERGY & ENVIRONMENT | JCP&L | No | Complete | 2009-06-08 | 2010-05-19 | 2011-03-23 | 2011-06-20
REIPR-04406 | REIP Solar | LEACH |  | 8.97 | 15697.5 | Residential | 0 | SHAMONG | 8088 | 13 | SOLAR SOLUTIONS LLC | AC Electric | No | Complete | 2009-06-08 | 2009-12-04 | 2010-02-23 | 2010-04-16
REIPR-04407 | REIP Solar | WALLIN |  | 10.368 | 17248 | Residential | 0 | MT. LAUREL | 8054 | 13 | SOLAR SOLUTIONS LLC | PSE&G BPU | No | Complete | 2009-06-08 | 2009-11-04 | 2010-03-22 | 2010-05-20
REIPR-04408 | REIP Solar | LANGAN | TOWNSEND PRESS | 49.896 | 49896 | Commercial | 0 | WEST BERLIN | 8091 | 14 | SOLAR SOLUTIONS LLC | AC Electric | No | Complete | 2009-06-08 | 2009-09-16 | 2010-03-03 | 2010-04-27
REIPR-04411 | REIP Solar | ALPHS |  | 13 | 17500 | Residential | 0 | PRINCETON | 8540 | 12 | DPR ELECTRIC, INC | PSE&G BPU | No | Complete | 2009-06-08 | 2010-02-25 | 2010-07-16 | 2010-09-01
REIPR-04412 | REIP Solar | SHETH |  | 9.66 | 16905 | Residential |  | EDISON | 8820 | 11 | PATEL BUILDERS | PSE&G BPU | No | Complete | 2009-06-08 | 2010-06-11 | 2010-10-27 | 2010-12-20
REIPR-04413 | REIP Solar | DWOJESKI |  | 5.4 | 9450 | Residential | 0 | SOMERSET | 8873 | 5 | GEOGENIX | PSE&G BPU | No | Complete | 2009-06-08 | 2010-02-25 | 2010-06-08 | 2010-07-07
REIPR-04415 | REIP Solar | SVEDOSH |  | 16.2 | 17500 | Residential |  | PRINCETON | 8540 | 12 | SUN FARM NETWORK | PSE&G BPU | No | Complete | 2009-06-08 | 2010-06-04 | 2011-04-29 | 2011-07-12
REIPR-04417 | REIP Solar | TOTA |  | 9.87 | 17272.5 | Residential |  | MONROE | 8831 | 11 | TRINITY HEATING AND AIR | JCP&L | No | Complete | 2009-06-08 | 2009-07-29 | 2009-11-20 | 2010-02-11
REIPR-04418 | REIP Solar | ROTHMAN |  | 9.45 | 16537.5 | Residential | 0 | PITTSGROVE | 8318 | 16 | SUN FARM NETWORK | AC Electric | No | Complete | 2009-06-08 | 2010-04-08 | 2010-07-15 | 2010-09-01
REIPR-04419 | REIP Solar | MIDDLETON |  | 6.8 | 11900 | Residential | 0 | WILLIAMSTOWN | 8094 | 15 | DPR ELECTRIC, INC | AC Electric | No | Complete | 2009-06-08 | 2010-02-16 | 2010-07-15 | 2010-09-01
REIPR-04425 | REIP Solar | RAO |  | 9.84 | 17220 | Residential |  | HOLMDEL | 7733 | 17 | MY NJ SOLAR, LLC | JCP&L | No | Complete | 2009-06-08 | 2009-06-30 | 2009-09-10 | 2009-10-07
REIPR-04426 | REIP Solar | HAMMOD |  | 9.66 | 16905 | Residential | 0 | MULLICA HILL | 8062 | 15 | SUNRAY SOLAR, INC. | AC Electric | No | Complete | 2009-06-08 | 2009-10-19 | 2010-03-01 | 2010-04-27
REIPR-04427 | REIP Solar | VACCARI |  | 6.75 | 11812.5 | Residential | 0 | METUCHEN | 8840 | 11 | GEOGENIX | PSE&G BPU | No | Complete | 2009-06-08 | 2010-02-18 | 2010-06-08 | 2010-07-07
REIPR-04428 | REIP Solar | VAN KIRK |  | 5.04 | 8820 | Residential |  | RED BANK | 7701 | 17 | SUNRAY SOLAR, INC. | JCP&L | No | Complete | 2009-06-08 | 2009-08-26 | 2009-10-07 | 2009-12-04
REIPR-04433 | REIP Solar | PAWAR |  | 5.2 | 9100 | Residential | 0 | LAWRENCEVILLE | 8648 | 12 | DPR ELECTRIC, INC | PSE&G BPU | No | Complete | 2009-06-08 | 2010-02-24 | 2010-07-15 | 2010-09-01
REIPR-04434 | REIP Solar | CAUSLEY-ROBINSON |  | 5.2 | 9100 | Residential | 0 | EWING | 8638 | 12 | DPR ELECTRIC, INC | PSE&G BPU | No | Complete | 2009-06-08 | 2010-03-01 | 2010-05-18 | 2010-07-07
REIPR-04435 | REIP Solar | WEBSTER |  | 21.96 | 21960 | Commercial |  | TINTON FALLS | 7724 | 17 | ABSOLUTELY ENERGIZED SOLAR, LLC | JCP&L | No | Complete | 2009-06-08 | 2010-06-09 | 2011-05-20 | 2011-07-25
REIPR-04436 | REIP Solar | COHEN |  | 16.2 | 17500 | Residential |  | MOUNT LAUREL | 8054 | 13 | HEAT SHED, INC. | PSE&G BPU | No | Complete | 2009-06-08 | 2010-06-04 | 2010-09-09 | 2010-10-29
REIPR-04437 | REIP Solar | DELSON |  | 8.4 | 14700 | Residential | 0 | BRIGANTINE | 8203 | 19 | BRITE IDEA ENERGY | AC Electric | No | Complete | 2009-06-08 | 2009-11-24 | 2010-03-22 | 2010-05-20
REIPR-04440 | REIP Solar | TIGER |  | 14.4 | 17500 | Residential |  | TITUSVILLE | 8560 | 12 | ZETTA JOULES LLC | JCP&L | No | Complete | 2009-06-08 | 2010-06-11 | 2011-03-01 | 2011-05-06
REIPR-04441 | REIP Solar | LUTGEN |  | 9.9 | 17325 | Residential | 0 | EGG HARBOR CITY | 8215 | 19 | MERCURY SOLAR SYSTEMS | AC Electric | No | Complete | 2009-06-08 | 2009-12-07 | 2010-01-19 | 2010-03-30
REIPR-04442 | REIP Solar | CARDILLO |  | 9.45 | 16537.5 | Residential |  | BRIGANTINE | 8203 | 19 | MERCURY SOLAR SYSTEMS | AC Electric | No | Complete | 2009-06-08 | 2010-03-31 | 2010-10-27 | 2010-12-20
REIPR-04443 | REIP Solar | SHAH |  | 5.4 | 9450 | Residential | 0 | PISCATAWAY | 8854 | 11 | MERCURY SOLAR SYSTEMS | PSE&G BPU | No | Complete | 2009-06-08 | 2010-04-09 | 2010-06-07 | 2010-07-07
REIPR-04445 | REIP Solar | NAVARRO-KAUFMANN |  | 9.9 | 17325 | Residential | 0 | WHITEHOUSE STATION | 8889 | 4 | THE SOLAR CENTER, INC. | JCP&L | No | Complete | 2009-06-08 | 2010-02-04 | 2010-07-16 | 2010-09-01
REIPR-04447 | REIP Solar | ORSO |  | 8.1 | 14175 | Residential | 0 | NEW BRUNSWICK | 8901 | 11 | THE SOLAR CENTER, INC. | PSE&G BPU | No | Complete | 2009-06-08 | 2010-03-24 | 2010-07-16 | 2010-09-01
REIPR-04448 | REIP Solar | MERZ |  | 3.06 | 5355 | Residential |  | MANASQUAN | 8736 | 17 | TRINITY HEATING AND AIR | JCP&L | No | Complete | 2009-06-08 | 2009-09-16 | 2009-10-12 | 2009-12-04
REIPR-04449 | REIP Solar | AHMED | TIRE BARN | 21.84 | 21840 | Commercial | 0 | NORTH BRUNSWICK | 8902 | 11 | SOLIS PARTNERS, LLC | PSE&G BPU | No | Complete | 2009-06-24 | 2009-12-22 | 2010-03-03 | 2010-04-27
REIPR-04451 | REIP Solar | SEGARS |  | 9.89 | 17307.5 | Residential | 0 | BRICK | 8724 | 18 | SEA BRIGHT SOLAR, LLC | JCP&L | No | Complete | 2009-06-08 | 2009-12-30 | 2010-06-24 | 2010-09-01
REIPR-04452 | REIP Solar | KOPP | KOPP MANAGEMENT 1184, LLC | 4.92 | 4920 | Commercial |  | TOMS RIVER | 8753 | 18 | SELF INSTALL | JCP&L | No | Complete | 2009-06-08 | 2009-06-30 | 2009-08-28 | 2009-10-07
REIPR-04453 | REIP Solar | POWELL |  | 4 | 7000 | Residential | 0 | EWING | 8618 | 12 | DPR ELECTRIC, INC | PSE&G BPU | No | Complete | 2009-06-08 | 2009-10-14 | 2010-02-23 | 2010-04-16
REIPR-04455 | REIP Solar | ECKHART |  | 8.8 | 15400 | Residential |  | BURLINGTON | 8016 | 13 | CORBIN SOLAR SOLUTIONS, LLC | PSE&G BPU | No | Complete | 2009-06-08 | 2009-09-16 | 2009-11-16 | 2010-02-11
REIPR-04457 | REIP Solar | DESAI |  | 6.4 | 11200 | Residential |  | PLAINSBORO | 8536 | 11 | CORBIN SOLAR SOLUTIONS, LLC | PSE&G BPU | No | Complete | 2009-06-08 | 2009-09-16 | 2009-11-16 | 2010-02-11
REIPR-04458 | REIP Solar | DE CRESCENZO |  | 8.4 | 14700 | Residential |  | CHERRY HILL | 8003 | 14 | CORBIN SOLAR SOLUTIONS, LLC | PSE&G BPU | No | Complete | 2009-06-08 | 2009-06-30 | 2009-09-10 | 2009-10-07
REIPR-04459 | REIP Solar | MEISTER |  | 10 | 17500 | Residential |  | ATCO | 8004 | 14 | CORBIN SOLAR SOLUTIONS, LLC | AC Electric | No | Complete | 2009-06-08 | 2009-07-29 | 2009-08-28 | 2009-10-07
REIPR-04460 | REIP Solar | DRAGIOU-LUCA |  | 7.36 | 11160 | Residential |  | BRIDGEWATER | 8807 | 5 | PRO CUSTOM SOLAR | PSE&G BPU | No | Complete | 2009-06-08 | 2010-06-08 | 2011-04-14 | 2011-06-20
REIPR-04461 | REIP Solar | FARLEKAS |  | 1.848 | 3234 | Residential | 0 | OCEAN GATE | 8740 | 18 | SELF INSTALL | JCP&L | No | Complete | 2009-06-08 | 2009-10-20 | 2010-02-23 | 2010-04-16
REIPR-04463 | REIP Solar | CUMBERTON |  | 9.9 | 17325 | Residential | 0 | CLARK | 7066 | 10 | 1ST LIGHT ENERGY, INC. | PSE&G BPU | No | Complete | 2009-06-08 | 2009-12-04 | 2010-08-24 | 2010-10-29
REIPR-04464 | REIP Solar | BUONTEMPO |  | 10 | 17500 | Residential | 0 | CRANFORD | 7016 | 10 | 1ST LIGHT ENERGY, INC. | PSE&G BPU | No | Complete | 2009-06-08 | 2009-11-17 | 2010-05-05 | 2010-06-22
REIPR-04465 | REIP Solar | BYARD |  | 10.12 | 17500 | Residential | 0 | BORDENTOWN | 8505 | 13 | 1ST LIGHT ENERGY, INC. | PSE&G BPU | No | Complete | 2009-06-08 | 2010-01-25 | 2010-07-27 | 2010-09-09
REIPR-04466 | REIP Solar | GLASSMAN |  | 9.45 | 16537.5 | Residential | 1 | LIVINGSTON | 7039 | 9 | GEOGENIX | PSE&G BPU | No | Complete | 2009-06-08 | 2009-11-30 | 2010-02-23 | 2010-04-16
REIPR-04467 | REIP Solar | REESE |  | 9.9 | 17220 | Residential | 0 | MANAHAWKIN | 8050 | 18 | MERCURY SOLAR SYSTEMS | AC Electric | No | Complete | 2009-06-08 | 2010-03-05 | 2010-06-24 | 2010-09-01
REIPR-04468 | REIP Solar | D'ONOFRIO | ESTATE OF JANE D'ONOFRIO | 2.8 | 2800 | Commercial | 0 | LITTLE SILVER | 7739 | 17 | LITTLE SILVER ELECTRIC, INC | JCP&L | No | Complete | 2009-06-08 | 2009-11-16 | 2010-03-18 | 2010-05-20
REIPR-04469 | REIP Solar | HOM |  | 9 | 15750 | Residential |  | JACKSON | 8527 | 18 | ABSOLUTELY ENERGIZED SOLAR, LLC | JCP&L | No | Complete | 2009-06-08 | 2009-09-18 | 2009-11-18 | 2010-02-11
REIPR-04470 | REIP Solar | BURLINGTON |  | 7.65 | 13387.5 | Residential | 0 | BRIGANTINE | 8203 | 19 | MERCURY SOLAR SYSTEMS | AC Electric | No | Complete | 2009-06-08 | 2009-11-06 | 2009-12-15 | 2010-03-31
REIPR-04471 | REIP Solar | HALPERN |  | 6.9 | 12075 | Residential | 0 | SOMER'S POINT | 8244 | 19 | MERCURY SOLAR SYSTEMS | AC Electric | No | Complete | 2009-06-08 | 2009-11-19 | 2009-12-17 | 2010-03-31
REIPR-04472 | REIP Solar | TEMMER |  | 3.15 | 5512.5 | Residential | 0 | PRINCETON | 8540 | 12 | FERN ELECTRIC, LLC | PSE&G BPU | No | Complete | 2009-06-08 | 2010-01-07 | 2010-03-22 | 2010-05-20
REIPR-04473 | REIP Solar | BROWN |  | 9.8 | 17150 | Residential |  | RINGOES | 8551 | 4 | TRINITY HEATING AND AIR | JCP&L | No | Complete | 2009-06-08 | 2009-10-02 | 2009-10-30 | 2009-12-30
REIPR-04474 | REIP Solar | LEGA |  | 9 | 15750 | Residential |  | BRICK | 8723 | 18 | TRINITY HEATING AND AIR | JCP&L | No | Complete | 2009-06-08 | 2009-10-08 | 2009-11-16 | 2010-02-11
REIPR-04477 | REIP Solar | DUBEAU |  | 4.928 | 8624 | Residential |  | MULLICA HILL | 8062 | 15 | SELF INSTALL | AC Electric | No | Complete | 2009-06-08 | 2009-07-29 | 2009-11-10 | 2010-02-11
REIPR-04478 | REIP Solar | LEVITT | LEVITTS, LLC | 43.05 | 43050 | Commercial | 0 | PARSIPPANY | 7054 | 3 | NJ SOLAR POWER, LLC | JCP&L | No | Complete | 2009-06-08 | 2009-11-09 | 2009-12-17 | 2010-03-31
REIPR-04479 | REIP Solar | LAVIN |  | 6.84 | 10602 | Residential | 0 | NEWFOUDLAND | 7435 | 6 | ALTERNATE ENERGY & ECOLOGY COMPANY, INC. | JCP&L | No | Complete | 2009-06-08 | 2009-11-11 | 2010-03-22 | 2010-05-20
REIPR-04481 | REIP Solar | PIANELLI | 1116 MCBRIDE AVENUE, LLC | 18.144 | 18144 | Commercial |  | WOODLAND PARK | 7424 | 6 | SELF INSTALL | PSE&G BPU | No | Complete | 2009-06-08 | 2009-06-22 | 2009-11-10 | 2010-02-11
REIPR-04482 | REIP Solar | BLANKE |  | 9.225 | 16143.75 | Residential | 0 | HILLSBOROUGH | 8844 | 5 | ABSOLUTELY ENERGIZED SOLAR, LLC | PSE&G BPU | No | Complete | 2009-06-08 | 2009-09-02 | 2009-12-17 | 2010-03-31
REIPR-04483 | REIP Solar | DIIORGI |  | 8.064 | 14112 | Residential |  | EAST HANOVER | 7936 | 3 | SELF INSTALL | JCP&L | No | Complete | 2009-06-08 | 2009-09-01 | 2009-10-30 | 2009-12-30
REIPR-04484 | REIP Solar | CARR |  | 3 | 5250 | Residential | 0 | NORTH PLAINFIELD | 7060 | 10 | 1ST LIGHT ENERGY, INC. | PSE&G BPU | No | Complete | 2009-06-08 | 2009-10-13 | 2010-01-19 | 2010-03-30
REIPR-04485 | REIP Solar | HABORAK |  | 9.89 | 17307.5 | Residential | 0 | MARTINSVILLE | 8836 | 5 | 1ST LIGHT ENERGY, INC. | PSE&G BPU | No | Complete | 2009-06-08 | 2009-12-30 | 2010-04-23 | 2010-06-22
REIPR-04486 | REIP Solar | PATEL |  | 6.4 | 11200 | Residential |  | PISCATAWAY | 8854 | 11 | 1ST LIGHT ENERGY, INC. | PSE&G BPU | No | Complete | 2009-06-08 | 2010-01-20 | 2010-08-24 | 2010-10-29
REIPR-04487 | REIP Solar | KANIA |  | 3.68 | 6440 | Residential | 0 | SOMERSDALE | 8083 | 14 | MERCURY SOLAR SYSTEMS | PSE&G BPU | No | Complete | 2009-06-08 | 2009-12-22 | 2010-03-02 | 2010-04-27
REIPR-04488 | REIP Solar | KULESSA |  | 10.12 | 17500 | Residential | 0 | BORDENTOWN | 8505 | 13 | 1ST LIGHT ENERGY, INC. | PSE&G BPU | No | Complete | 2009-06-08 | 2010-01-25 | 2010-04-13 | 2010-05-20
REIPR-04489 | REIP Solar | KAUFMAN |  | 2.94 | 5145 | Residential | 0 | MANVILLE | 8835 | 5 | NJ SOLAR POWER, LLC | PSE&G BPU | No | Complete | 2009-06-08 | 2009-11-17 | 2010-03-01 | 2010-04-27
REIPR-04490 | REIP Solar | SHIELDS |  | 18.8 | 17500 | Residential |  | WALL | 7719 | 17 | SELF INSTALL | JCP&L | No | Complete | 2009-06-08 | 2010-09-02 | 2010-12-08 | 2011-02-25
REIPR-04495 | REIP Solar | LYNN |  | 7.2 | 12600 | Residential | 0 | MOUNT LAUREL | 8054 | 13 | MERCURY SOLAR SYSTEMS | PSE&G BPU | No | Complete | 2009-06-09 | 2009-11-19 | 2009-12-16 | 2010-03-31
REIPR-04496 | REIP Solar | WOODRUFF |  | 9.9 | 17325 | Residential | 0 | ELMER | 8318 | 16 | MERCURY SOLAR SYSTEMS | AC Electric | No | Complete | 2009-06-09 | 2010-02-12 | 2010-04-13 | 2010-05-20
REIPR-04498 | REIP Solar | VARUGHESE |  | 10 | 17290 | Residential | 0 | SOMERSET | 8873 | 5 | 1ST LIGHT ENERGY, INC. | PSE&G BPU | No | Complete | 2009-06-09 | 2009-12-22 | 2010-06-24 | 2010-09-01
REIPR-04499 | REIP Solar | TOMORI |  | 6.44 | 11200 | Residential | 0 | EAST BRUNSWICK | 8816 | 11 | 1ST LIGHT ENERGY, INC. | PSE&G BPU | No | Complete | 2009-06-09 | 2010-01-20 | 2010-07-15 | 2010-09-01
REIPR-04500 | REIP Solar | JEFFRIES |  | 5.52 | 9042.65 | Residential |  | EAST ORANGE | 7017 | 9 | 1ST LIGHT ENERGY, INC. | PSE&G BPU | No | Complete | 2009-06-09 | 2010-06-09 | 2012-05-29 | 2012-08-16
REIPR-04501 | REIP Solar | HYLTON |  | 10.27 | 17500 | Residential |  | RINGOES | 8551 | 4 | 1ST LIGHT ENERGY, INC. | JCP&L | No | Complete | 2009-06-09 | 2009-09-10 | 2009-11-18 | 2010-02-11
REIPR-04504 | REIP Solar | EBERLY |  | 5.98 | 10412.5 | Residential | 0 | GALLOWAY | 8205 | 19 | ATLANTIC ENERGY SYSTEMS LLC | AC Electric | No | Complete | 2009-06-09 | 2009-11-06 | 2010-02-23 | 2010-04-16
REIPR-04507 | REIP Solar | WILSON |  | 9.555 | 16721.25 | Residential |  | COLTS NECK | 7722 | 17 | GARDEN STATE SOLAR LLC | JCP&L | No | Complete | 2009-06-09 | 2010-03-05 | 2010-09-01 | 2010-10-29
REIPR-04508 | REIP Solar | FIUMANO |  | 7.02 | 12285 | Residential | 0 | HAZLET | 7730 | 17 | GARDEN STATE SOLAR LLC | JCP&L | No | Complete | 2009-06-09 | 2010-01-14 | 2010-07-27 | 2010-09-09
REIPR-04509 | REIP Solar | TELLI |  | 7.38 | 12915 | Residential |  | GALLOWAY | 8205 | 19 | SOLAR AMERICA, LLC | AC Electric | No | Complete | 2009-06-09 | 2009-08-17 | 2009-09-15 | 2009-10-07
REIPR-04511 | REIP Solar | RICCA |  | 6.3 | 10657.5 | Residential | 0 | POINT PLEASANT | 8742 | 18 | NJ SOLAR POWER, LLC | JCP&L | No | Complete | 2009-06-09 | 2009-11-18 | 2009-12-17 | 2010-03-31
REIPR-04512 | REIP Solar | GEA |  | 4.83 | 8452.5 | Residential | 0 | BELLE MEAD | 8502 | 5 | NJ SOLAR POWER, LLC | PSE&G BPU | No | Complete | 2009-06-09 | 2009-11-18 | 2009-12-16 | 2010-03-31
REIPR-04513 | REIP Solar | NALESNIK |  | 10 | 17272.5 | Residential |  | JAMESBURG | 8831 | 11 | TRINITY HEATING AND AIR | JCP&L | No | Complete | 2009-06-09 | 2009-10-13 | 2009-11-16 | 2010-02-11
REIPR-04514 | REIP Solar | GREENBERG |  | 9.8 | 17150 | Residential |  | ENGLISHTOWN | 7726 | 17 | TRINITY HEATING AND AIR | JCP&L | No | Complete | 2009-06-09 | 2009-09-10 | 2009-10-12 | 2009-12-04
REIPR-04517 | REIP Solar | MONTANARI |  | 9.975 | 17456.25 | Residential | 0 | LAKEWOOD | 8701 | 18 | TRINITY HEATING AND AIR | JCP&L | No | Complete | 2009-06-09 | 2009-10-06 | 2010-01-29 | 2010-03-30
REIPR-04518 | REIP Solar | HENDER |  | 1.4 | 1550 | Residential |  | LITTLE EGG HARBOR | 8087 | 18 | TRINITY HEATING AND AIR | AC Electric | No | Complete | 2009-06-09 | 2009-09-29 | 2009-11-18 | 2010-02-11
REIPR-04520 | REIP Solar | KAUFMAN | SPECIALITY ASSAYS | 26.88 | 26880 | Commercial | 0 | HILLSBOROUGH | 8844 | 5 | NJ SOLAR POWER, LLC | PSE&G BPU | No | Complete | 2009-06-09 | 2010-01-29 | 2010-03-03 | 2010-04-27
REIPR-04521 | REIP Solar | SEERY |  | 10 | 17500 | Residential | 0 | WILLOW GROVE | 8344 | 15 | RCL ENTERPRISES INC. | AC Electric | No | Complete | 2009-06-09 | 2009-12-08 | 2010-03-01 | 2010-04-27
REIPR-04523 | REIP Solar | LIPTON |  | 10 | 17500 | Residential |  | NEWTON | 7860 | 1 | 1ST LIGHT ENERGY, INC. | JCP&L | No | Complete | 2009-06-09 | 2010-06-09 | 2011-04-14 | 2011-06-20
REIPR-04525 | REIP Solar | KHURANA |  | 10.12 | 17500 | Residential |  | HILLSBOROUGH | 8844 | 5 | 1ST LIGHT ENERGY, INC. | PSE&G BPU | No | Complete | 2009-06-09 | 2010-05-26 | 2010-09-23 | 2010-10-29
REIPR-04526 | REIP Solar | UTUK |  | 6.09 | 10657.5 | Residential |  | WILLINGBORO | 8046 | 13 | TRINITY HEATING AND AIR | PSE&G BPU | No | Complete | 2009-06-09 | 2009-10-13 | 2009-11-16 | 2010-02-11
REIPR-04527 | REIP Solar | TIER |  | 5.88 | 10290 | Residential | 0 | BAYVILLE | 8721 | 18 | TRINITY HEATING AND AIR | JCP&L | No | Complete | 2009-06-09 | 2009-12-22 | 2010-02-23 | 2010-04-16
REIPR-04528 | REIP Solar | NI |  | 6.16 | 9148 | Residential |  | EDISON | 8820 | 11 | RISING SUN SOLAR POWER | PSE&G BPU | No | Complete | 2009-07-15 | 2010-03-01 | 2013-01-15 | 2013-05-02
REIPR-04532 | REIP Solar | O'CONNOR |  | 4.08 | 6324 | Residential | 0 | EDISON | 8817 | 11 | ALTERNATE ENERGY & ECOLOGY COMPANY, INC. | PSE&G BPU | No | Complete | 2009-06-09 | 2009-10-22 | 2010-03-01 | 2010-04-27
REIPR-04533 | REIP Solar | CARUSO |  | 7.74 | 13300 | Residential |  | HAMMONTON | 8037 | 19 | UNION ELECTRIC CONTRACTING CO. | AC Electric | No | Complete | 2009-06-09 | 2010-05-21 | 2010-12-08 | 2011-02-25
REIPR-04534 | REIP Solar | MUNDY |  | 3.51 | 3167.5 | Residential |  | HOLMDEL | 7732 | 17 | SELF INSTALL | JCP&L | No | Complete | 2009-07-16 | 2009-08-10 | 2009-11-10 | 2010-02-11
REIPR-04539 | REIP Solar | GUARINO |  | 7.77 | 13597.5 | Residential | 0 | FREEHOLD | 7728 | 17 | TRINITY HEATING AND AIR | JCP&L | No | Complete | 2009-06-09 | 2009-09-30 | 2010-03-22 | 2010-05-20
REIPR-04541 | REIP Solar | MOURY | T & T TREE SERVICE | 4.16 | 4160 | Commercial |  | STOCKTON | 8559 | 4 | JERSEY SOLAR, LLC | JCP&L | No | Complete | 2009-06-09 | 2009-08-18 | 2009-09-15 | 2009-10-07
REIPR-04542 | REIP Solar | STRAUSS |  | 9.45 | 16537.5 | Residential | 0 | MANALAPAN | 7726 | 17 | JERSEY SOLAR, LLC | JCP&L | No | Complete | 2009-06-09 | 2009-10-23 | 2010-01-29 | 2010-03-30
REIPR-04543 | REIP Solar | KUTY |  | 8.82 | 15435 | Residential |  | PILESGROVE | 8098 | 16 | SUNPOL LLC | AC Electric | No | Complete | 2009-06-09 | 2009-08-13 | 2009-10-07 | 2009-12-04
REIPR-04544 | REIP Solar | KEPPEL |  | 6.048 | 10584 | Residential |  | CINNAMINSON | 8077 | 13 | SOLAR SOLUTIONS LLC | PSE&G BPU | No | Complete | 2009-06-09 | 2009-07-22 | 2009-11-12 | 2010-02-11
REIPR-04545 | REIP Solar | HOLLIDAY |  | 14.4 | 17500 | Residential |  | LAUREL SPRING | 8021 | 14 | CORBIN SOLAR SOLUTIONS, LLC | AC Electric | No | Complete | 2009-06-09 | 2009-10-08 | 2009-11-18 | 2010-02-11
REIPR-04546 | REIP Solar | MCDONALD |  | 4.83 | 8452.5 | Residential | 0 | LITTLE FERRY | 7643 | 7 | SEA BRIGHT SOLAR, LLC | PSE&G BPU | No | Complete | 2009-06-09 | 2009-10-22 | 2010-01-19 | 2010-03-30
REIPR-04547 | REIP Solar | ALINO |  | 12 | 17500 | Residential |  | BRICK | 8732 | 18 | CORBIN SOLAR SOLUTIONS, LLC | JCP&L | No | Complete | 2009-06-09 | 2009-08-20 | 2009-10-30 | 2009-12-30
REIPR-04548 | REIP Solar | BREWIN |  | 9.9 | 17325 | Residential | 0 | VINELAND | 8361 | 20 | MERCURY SOLAR SYSTEMS | Vineland Muni Elec | No | Complete | 2009-06-09 | 2009-12-02 | 2010-03-03 | 2010-04-27
REIPR-04549 | REIP Solar | WOLINSKI |  | 5.4 | 9450 | Residential | 1 | RUTHERFORD | 7070 | 7 | GEOGENIX | PSE&G BPU | No | Complete | 2009-06-09 | 2009-11-24 | 2010-03-01 | 2010-04-27
REIPR-04551 | REIP Solar | ASCHMIES |  | 6.765 | 11838.75 | Residential |  | CALIFON | 7830 | 4 | SUN FARM NETWORK | JCP&L | No | Complete | 2009-06-09 | 2009-09-18 | 2009-10-30 | 2009-12-30
REIPR-04552 | REIP Solar | LACKLAND | LACKLAND SELF STORAGE | 49.8 | 49800 | Commercial | 0 | NORTH BRUNSWICK | 8902 | 11 | TRINITY HEATING AND AIR | PSE&G BPU | No | Complete | 2009-06-09 | 2010-01-20 | 2010-04-23 | 2010-06-22
REIPR-04553 | REIP Solar | BELL |  | 8.64 | 15120 | Residential |  | RICHLAND | 8350 | 19 | ASC SOLAR SOLUTIONS, LLC | AC Electric | No | Complete | 2009-06-09 | 2010-06-03 | 2010-09-09 | 2010-10-29
REIPR-04554 | REIP Solar | LACKLAND | LACKLAND & LACKLAND | 40.11 | 40110 | Commercial | 0 | BRICK | 8723 | 18 | TRINITY HEATING AND AIR | JCP&L | No | Complete | 2009-06-09 | 2010-03-12 | 2010-04-23 | 2010-06-22
REIPR-04555 | REIP Solar | REED |  | 10.32 | 17500 | Residential |  | CARMEL | 8332 | 20 | WANEX ELECTRICAL SERVICES | AC Electric | No | Complete | 2009-06-09 | 2010-06-21 | 2010-09-09 | 2010-10-29
REIPR-04556 | REIP Solar | LACKLAND | LACKLAND BROS. | 49.8 | 49800 | Commercial | 0 | LINDEN | 7036 | 10 | TRINITY HEATING AND AIR | PSE&G BPU | No | Complete | 2009-06-09 | 2010-01-20 | 2010-03-18 | 2010-05-20
REIPR-04557 | REIP Solar | KELLER |  | 10.08 | 17500 | Residential | 0 | MINOTOLA | 8341 | 19 | MUCCIO ELECTRIC, INC. | AC Electric | No | Complete | 2009-06-09 | 2009-08-26 | 2010-01-19 | 2010-03-30
REIPR-04558 | REIP Solar | LACKLAND | LACKLAND SELF STORAGE | 31.32 | 31320 | Commercial | 0 | HILLSBORO TWP. | 8844 | 5 | TRINITY HEATING AND AIR | PSE&G BPU | No | Complete | 2009-06-09 | 2010-03-12 | 2010-04-23 | 2010-06-22
REIPR-04559 | REIP Solar | FRIEDMAN |  | 8.74 | 15295 | Residential | 0 | CHERRY HILL | 8003 | 14 | RENERGY, INC. | PSE&G BPU | No | Complete | 2009-06-09 | 2010-01-13 | 2010-04-23 | 2010-06-22
REIPR-04560 | REIP Solar | ADAMUCCI |  | 10.08 | 17500 | Residential | 0 | HAMMONTON | 8037 | 19 | MUCCIO ELECTRIC, INC. | AC Electric | No | Complete | 2009-06-09 | 2009-12-14 | 2010-03-24 | 2010-05-20
REIPR-04561 | REIP Solar | LI |  | 5.98 | 10465 | Residential |  | FLEMINGTON | 8822 | 4 | 1ST LIGHT ENERGY, INC. | JCP&L | No | Complete | 2009-06-09 | 2010-04-05 | 2010-10-08 | 2010-11-30
REIPR-04562 | REIP Solar | KLINE |  | 7.8 | 13300 | Residential | 0 | NEWTON | 7860 | 1 | 1ST LIGHT ENERGY, INC. | JCP&L | No | Complete | 2009-06-09 | 2010-02-03 | 2010-08-24 | 2010-10-29
REIPR-04563 | REIP Solar | KASPAR |  | 9.75 | 17062.5 | Residential | 0 | WEST ORANGE | 7052 | 9 | 1ST LIGHT ENERGY, INC. | PSE&G BPU | No | Complete | 2009-06-09 | 2009-10-06 | 2010-06-07 | 2010-07-07
REIPR-04564 | REIP Solar | BORDON |  | 4.704 | 8232 | Residential |  | MT. LAUREL | 8054 | 13 | AMPERICON | PSE&G BPU | No | Complete | 2009-06-09 | 2010-07-02 | 2011-01-24 | 2011-04-13
REIPR-04565 | REIP Solar | MERCURIO |  | 9.6 | 16800 | Residential | 0 | ESTELL MANOR | 8319 | 19 | SELF INSTALL | AC Electric | No | Complete | 2009-06-09 | 2009-09-16 | 2009-12-16 | 2010-03-31
REIPR-04566 | REIP Solar | EILBACHERO |  | 9.944 | 17255 | Residential | 0 | HILLSBOROUGH | 8844 | 5 | ADVANCED SOLAR PRODUCTS, INC. | JCP&L | No | Complete | 2009-06-09 | 2010-04-12 | 2010-07-27 | 2010-09-09
REIPR-04567 | REIP Solar | HAMADYK |  | 9.31 | 16292.5 | Residential | 0 | TOMS RIVER | 8753 | 18 | ECOLOGICAL SYSTEMS-MANALAPAN | JCP&L | No | Complete | 2009-06-09 | 2010-02-18 | 2010-04-23 | 2010-06-22
REIPR-04568 | REIP Solar | WALSH |  | 8.28 | 14490 | Residential |  | RUMSON | 7760 | 17 | SEA BRIGHT SOLAR, LLC | JCP&L | No | Complete | 2009-06-09 | 2010-03-17 | 2010-08-24 | 2010-10-29
REIPR-04570 | REIP Solar | DEMARCO |  | 9.9 | 17325 | Residential |  | HOPEWELL | 8525 | 12 | JERSEY SOLAR, LLC | JCP&L | No | Complete | 2009-06-09 | 2009-07-22 | 2009-09-10 | 2009-10-07
REIPR-04571 | REIP Solar | GALLT |  | 3.15 | 5512.5 | Residential | 1 | BLOOMFIELD | 7003 | 9 | GEOGENIX | PSE&G BPU | No | Complete | 2009-06-09 | 2009-11-30 | 2010-02-23 | 2010-04-16
REIPR-04572 | REIP Solar | PERSON | J. PERSON | 9.856 | 9800 | Commercial | 0 | LEBANON | 8833 | 4 | SUN SAVER SOLAR SYSTEMS | JCP&L | No | Complete | 2009-06-09 | 2009-08-06 | 2010-04-23 | 2010-06-22
REIPR-04573 | REIP Solar | LUU |  | 9.45 | 16537.5 | Residential | 0 | LUMBERTON | 8048 | 13 | MERCURY SOLAR SYSTEMS | PSE&G BPU | No | Complete | 2009-06-09 | 2010-03-02 | 2010-06-08 | 2010-07-07
REIPR-04576 | REIP Solar | THELLA |  | 9.89 | 17307.5 | Residential | 0 | MONROE TWP | 8831 | 11 | THE SOLAR CENTER, INC. | JCP&L | No | Complete | 2009-06-09 | 2009-12-18 | 2010-07-16 | 2010-09-01
REIPR-04577 | REIP Solar | STUDEBAKER |  | 4.62 | 8085 | Residential | 0 | PRINCETON | 8540 | 12 | THE SOLAR CENTER, INC. | PSE&G BPU | No | Complete | 2009-06-09 | 2009-10-06 | 2010-02-23 | 2010-04-16
REIPR-04578 | REIP Solar | GINDI |  | 9.88 | 17290 | Residential | 0 | LONG BRANCH | 7740 | 17 | ECOLOGICAL SYSTEMS-MANALAPAN | JCP&L | No | Complete | 2009-06-09 | 2009-11-09 | 2010-01-29 | 2010-03-30
REIPR-04580 | REIP Solar | LICCIARDELLO |  | 2.04 | 3570 | Residential | 0 | MULLICA HILL | 8062 | 15 | GREEN ENERGY HOMES, LLC | AC Electric | No | Complete | 2009-06-09 | 2009-08-26 | 2010-03-03 | 2010-04-27
REIPR-04581 | REIP Solar | JORDAN |  | 7.38 | 12915 | Residential | 0 | ABERDEEN | 7747 | 17 | MY NJ SOLAR, LLC | JCP&L | No | Complete | 2009-06-09 | 2009-11-11 | 2010-03-22 | 2010-05-20
REIPR-04582 | REIP Solar | MCMAHON JR |  | 10.752 | 17500 | Residential |  | MILLVILLE | 8332 | 20 | EAST COAST SOLAR | AC Electric | No | Complete | 2009-06-09 | 2009-08-26 | 2009-10-07 | 2009-12-04
REIPR-04583 | REIP Solar | KELLY |  | 3.78 | 6615 | Residential | 0 | N. CAPE MAY | 8204 | 21 | MERCURY SOLAR SYSTEMS | AC Electric | No | Complete | 2009-06-09 | 2009-09-10 | 2010-02-15 | 2010-04-16
REIPR-04584 | REIP Solar | ERAKIN |  | 8.61 | 15067.5 | Residential |  | HOLMDEL | 7733 | 17 | MY NJ SOLAR, LLC | JCP&L | No | Complete | 2009-06-09 | 2009-09-16 | 2009-11-16 | 2010-02-11
REIPR-04585 | REIP Solar | ALVARE |  | 9.02 | 15785 | Residential | 0 | MANAHAWKIN | 8050 | 18 | MY NJ SOLAR, LLC | AC Electric | No | Complete | 2009-06-09 | 2009-10-13 | 2010-01-29 | 2010-03-30
REIPR-04586 | REIP Solar | DEALMEIDA |  | 4.8 | 8400 | Residential | 0 | NEWARK | 7114 | 9 | 1ST LIGHT ENERGY, INC. | PSE&G BPU | No | Complete | 2009-06-09 | 2009-11-17 | 2010-05-05 | 2010-06-22
REIPR-04587 | REIP Solar | STAPLES |  | 6.27 | 10972.5 | Residential | 0 | CRANBURY | 8512 | 11 | ECOLOGICAL SYSTEMS-MANALAPAN | PSE&G BPU | No | Complete | 2009-06-09 | 2009-11-09 | 2010-01-29 | 2010-03-30
REIPR-04588 | REIP Solar | KABAN |  | 9.84 | 17220 | Residential | 0 | WESTFIELD | 7090 | 10 | MY NJ SOLAR, LLC | PSE&G BPU | No | Complete | 2009-06-09 | 2009-11-11 | 2010-01-29 | 2010-03-30
REIPR-04589 | REIP Solar | TAVARES |  | 10 | 17500 | Residential |  | CRANFORD | 7016 | 10 | 1ST LIGHT ENERGY, INC. | PSE&G BPU | No | Complete | 2009-06-09 | 2010-06-10 | 2011-02-04 | 2011-05-06
REIPR-04590 | REIP Solar | TOOHER |  | 9.02 | 15785 | Residential | 0 | RIVER EDGE | 7661 | 7 | MY NJ SOLAR, LLC | PSE&G BPU | No | Complete | 2009-06-09 | 2009-10-12 | 2010-03-24 | 2010-05-20
REIPR-04591 | REIP Solar | FRAZEE |  | 7.875 | 13781.25 | Residential |  | FORKED RIVER | 8731 | 18 | SELF INSTALL | JCP&L | No | Complete | 2009-06-09 | 2009-09-18 | 2009-11-20 | 2010-02-11
REIPR-04592 | REIP Solar | BRANIFF |  | 9.944 | 17402 | Residential | 0 | FAR HILLS | 7931 | 5 | ADVANCED SOLAR PRODUCTS, INC. | JCP&L | No | Complete | 2009-06-09 | 2010-03-11 | 2010-06-24 | 2010-09-01
REIPR-04595 | REIP Solar | DEHEUS |  | 4.224 | 6056.16 | Residential | 0 | SKILLMAN | 8558 | 5 | HELIOS SOLAR ENERGY | PSE&G BPU | No | Complete | 2009-06-09 | 2009-10-23 | 2010-04-13 | 2010-05-20
REIPR-04597 | REIP Solar | LACKLAND | LACKLAND SELF STORAGE | 49.8 | 49800 | Commercial | 0 | TOMS RIVER | 8755 | 18 | TRINITY HEATING AND AIR | JCP&L | No | Complete | 2009-06-09 | 2010-03-12 | 2010-06-07 | 2010-07-07
REIPR-04598 | REIP Solar | GRANEY |  | 3.04 | 5250 | Residential | 0 | BEACH HAVEN PARK | 8008 | 18 | ECOLOGICAL SYSTEMS-MANALAPAN | AC Electric | No | Complete | 2009-06-09 | 2010-04-27 | 2010-07-15 | 2010-09-01
REIPR-04599 | REIP Solar | ZACH |  | 5.25 | 9187.5 | Residential |  | SOMERSET | 8873 | 5 | TRINITY HEATING AND AIR | PSE&G BPU | No | Complete | 2009-06-09 | 2009-10-19 | 2010-10-27 | 2010-12-20
REIPR-04600 | REIP Solar | LACKLAND | LACKLAND SELF STORAGE | 40.11 | 40110 | Commercial |  | HAMILTON TWP. | 8619 | 12 | TRINITY HEATING AND AIR | PSE&G BPU | No | Complete | 2009-06-09 | 2010-01-20 | 2011-02-03 | 2011-05-06
REIPR-04601 | REIP Solar | LACKLAND | LACKLAND BROS. | 16.2 | 16200 | Commercial | 0 | PISCATAWAY | 8854 | 11 | TRINITY HEATING AND AIR | PSE&G BPU | No | Complete | 2009-06-09 | 2010-01-20 | 2010-03-18 | 2010-05-20
REIPR-04602 | REIP Solar | BECKER |  | 9.03 | 15802.5 | Residential | 0 | METUCHEN | 8840 | 11 | TRINITY HEATING AND AIR | PSE&G BPU | No | Complete | 2009-06-09 | 2009-10-02 | 2010-03-22 | 2010-05-20
REIPR-04603 | REIP Solar | CLYNE |  | 10 | 17500 | Residential |  | NEW EGYPT | 8533 | 18 | TRINITY HEATING AND AIR | JCP&L | No | Complete | 2009-06-09 | 2009-10-06 | 2009-11-20 | 2010-02-11
REIPR-04605 | REIP Solar | LACKLAND | LACKLAND STORAGE FAIRLAWN | 49.8 | 49800 | Commercial | 0 | FAIR LAWN | 7410 | 7 | TRINITY HEATING AND AIR | PSE&G BPU | No | Complete | 2009-06-09 | 2010-03-12 | 2010-04-23 | 2010-06-22
REIPR-04606 | REIP Solar | VENTI |  | 9.856 | 17248 | Residential |  | NEW EGYPT | 8533 | 18 | AMPERICON | JCP&L | No | Complete | 2009-06-09 | 2010-07-19 | 2010-10-14 | 2010-11-30
REIPR-04608 | REIP Solar | BUONAFEDE |  | 6.075 | 10631.25 | Residential |  | PENNINGTON | 8534 | 12 | JERSEY SOLAR, LLC | PSE&G BPU | No | Complete | 2009-06-16 | 2009-08-29 | 2009-09-10 | 2009-10-07
REIPR-04609 | REIP Solar | KUFTA |  | 5.28 | 9240 | Residential |  | W. CAPE MAY | 8204 | 21 | SPECTRUM SOLAR, LLC | AC Electric | No | Complete | 2009-06-16 | 2009-09-16 | 2009-10-30 | 2009-12-30
REIPR-04610 | REIP Solar | GAUSE |  | 4.8 | 8400 | Residential | 0 | CHESTER | 7930 | 3 | 1ST LIGHT ENERGY, INC. | JCP&L | No | Complete | 2009-06-16 | 2009-11-11 | 2010-04-13 | 2010-05-20
REIPR-04612 | REIP Solar | TORRISSI |  | 10.14 | 17500 | Residential |  | HAMMONTON | 8037 | 19 | 1ST LIGHT ENERGY, INC. | AC Electric | No | Complete | 2009-06-15 | 2009-09-16 | 2009-10-30 | 2009-12-30
REIPR-04613 | REIP Solar | HAEMMERLE |  | 5.6 | 6664 | Residential | 0 | PRINCETON JUNCTION | 8550 | 12 | SELF INSTALL | PSE&G BPU | No | Complete | 2009-06-15 | 2009-12-02 | 2010-03-02 | 2010-04-27
REIPR-04614 | REIP Solar | LEARY |  | 8.4 | 14700 | Residential |  | COOKSTOWN | 8511 | 13 | CORBIN SOLAR SOLUTIONS, LLC | JCP&L | No | Complete | 2009-06-15 | 2009-08-29 | 2009-10-30 | 2009-12-30
REIPR-04615 | REIP Solar | HORAN |  | 2.925 | 5118.75 | Residential |  | RUMSON | 7760 | 17 | GARDEN STATE SOLAR LLC | JCP&L | No | Complete | 2009-06-15 | 2010-03-10 | 2010-10-14 | 2010-11-30
REIPR-04617 | REIP Solar | BROWN |  | 9.792 | 17136 | Residential |  | CHESTERFIELD | 8515 | 13 | ENERGYC2 | PSE&G BPU | No | Complete | 2009-06-15 | 2009-08-06 | 2009-10-07 | 2009-12-04
REIPR-04621 | REIP Solar | AMIN |  | 9.45 | 16231.25 | Residential | 0 | BRIDGEWATER | 8807 | 5 | VANGUARD ENERGY PARTNERS, LLC | PSE&G BPU | No | Complete | 2009-06-15 | 2009-09-30 | 2009-12-16 | 2010-03-31
REIPR-04623 | REIP Solar | MARSHALL |  | 9.9 | 17325 | Residential | 1 | HOPEWELL | 8525 | 12 | GEOGENIX | PSE&G BPU | No | Complete | 2009-06-15 | 2009-11-20 | 2010-02-23 | 2010-04-16
REIPR-04624 | REIP Solar | KUEHN | JEFFERSON SOLAR POWER LLC | 49.875 | 49875 | Commercial | 0 | KENILWORTH | 7033 | 10 | TCE TRADING, LLC. | PSE&G BPU | No | Complete | 2009-06-15 | 2010-03-03 | 2010-07-27 | 2010-09-09
REIPR-04626 | REIP Solar | PINKERTON | FRENCHTOWN ROLLER RINK | 49.305 | 49305 | Commercial | 0 | FRENCHTOWN | 8825 | 4 | BACKYARD SOLAR, INC. | JCP&L | No | Complete | 2009-06-15 | 2009-12-04 | 2010-04-23 | 2010-06-22
REIPR-04627 | REIP Solar | SANDORFI |  | 6.3 | 11025 | Residential | 0 | EGG HARBOR TWP | 8234 | 19 | MERCURY SOLAR SYSTEMS | AC Electric | No | Complete | 2009-06-15 | 2009-12-02 | 2010-03-24 | 2010-05-20
REIPR-04628 | REIP Solar | KUFFEL |  | 7.2 | 12600 | Residential | 0 | MOUNT LAUREL | 8054 | 13 | MERCURY SOLAR SYSTEMS | PSE&G BPU | No | Complete | 2009-06-15 | 2009-11-06 | 2010-01-29 | 2010-03-30
REIPR-04631 | REIP Solar | VAN NESS |  | 9.8 | 17150 | Residential |  | FARMINGDALE | 7727 | 17 | TRINITY HEATING AND AIR | JCP&L | No | Complete | 2009-06-15 | 2010-03-09 | 2010-10-08 | 2010-11-30
REIPR-04632 | REIP Solar | BROOKS |  | 5.376 | 9408 | Residential |  | HAMMONTON | 8037 | 19 | GLASSTEC ENTERPRISES | AC Electric | No | Complete | 2009-06-15 | 2009-07-17 | 2009-10-12 | 2009-12-04
REIPR-04633 | REIP Solar | ALLEN |  | 9.936 | 17388 | Residential | 0 | FLEMINGTON | 8822 | 4 | VANGUARD ENERGY PARTNERS, LLC | JCP&L | No | Complete | 2009-06-15 | 2009-12-16 | 2010-03-01 | 2010-04-27
REIPR-04636 | REIP Solar | SENA |  | 2.7 | 3937.5 | Residential | 0 | WARREN | 7059 | 5 | MERCURY SOLAR SYSTEMS | JCP&L | No | Complete | 2009-06-24 | 2009-11-09 | 2010-02-23 | 2010-04-16
REIPR-04637 | REIP Solar | POLLARD |  | 4.56 | 7980 | Residential | 0 | SICKLERVILLE | 8081 | 14 | GRO SOLAR | AC Electric | No | Complete | 2009-06-24 | 2009-10-13 | 2009-12-16 | 2010-03-31
REIPR-04639 | REIP Solar | SKROUMBELOS |  | 4.928 | 8624 | Residential | 0 | EWING | 8560 | 12 | J. A. WIG CONSTRUCTION AND ELECTRIC, LLC | PSE&G BPU | No | Complete | 2009-06-24 | 2009-12-30 | 2010-05-05 | 2010-06-22
REIPR-04640 | REIP Solar | CARO |  | 9.87 | 17272.5 | Residential |  | FREEHOLD | 7728 | 17 | TRINITY HEATING AND AIR | JCP&L | No | Complete | 2009-06-25 | 2009-09-16 | 2009-10-07 | 2009-12-04
REIPR-04641 | REIP Solar | PEOPLES |  | 10 | 17500 | Residential |  | CAPE MAY | 8204 | 21 | TRINITY HEATING AND AIR | AC Electric | No | Complete | 2009-06-24 | 2009-10-22 | 2009-11-16 | 2010-02-11
REIPR-04642 | REIP Solar | JOHNSON |  | 6.6 | 11550 | Residential |  | BEACHWOOD | 8722 | 18 | TRINITY HEATING AND AIR | JCP&L | No | Complete | 2009-06-24 | 2009-10-14 | 2009-11-18 | 2010-02-11
REIPR-04643 | REIP Solar | MOORE |  | 2.1 | 3675 | Residential |  | TRENTON | 8618 | 12 | TRINITY HEATING AND AIR | PSE&G BPU | No | Complete | 2009-06-24 | 2009-10-06 | 2009-11-16 | 2010-02-11
REIPR-04645 | REIP Solar | MANNA |  | 5.67 | 9922.5 | Residential |  | BAYVILLE | 8721 | 18 | TRINITY HEATING AND AIR | JCP&L | No | Complete | 2009-06-24 | 2009-10-01 | 2009-10-30 | 2009-12-30
REIPR-04646 | REIP Solar | KERLIN |  | 7.56 | 13230 | Residential |  | ROBBINSVILLE | 8691 | 12 | TRINITY HEATING AND AIR | JCP&L | No | Complete | 2009-06-24 | 2009-09-16 | 2009-10-07 | 2009-12-04
REIPR-04647 | REIP Solar | BENEDICT |  | 2.1 | 3675 | Residential |  | TUCKERTON | 8087 | 18 | TRINITY HEATING AND AIR | AC Electric | No | Complete | 2009-06-24 | 2009-09-16 | 2009-10-12 | 2009-12-04
REIPR-04648 | REIP Solar | MCCORMICK |  | 8.82 | 15435 | Residential |  | HOWELL | 7731 | 17 | TRINITY HEATING AND AIR | JCP&L | No | Complete | 2009-06-24 | 2009-10-06 | 2009-11-16 | 2010-02-11
REIPR-04650 | REIP Solar | KRAMER |  | 9.8 | 17150 | Residential |  | MORGANVILLE | 7751 | 17 | TRINITY HEATING AND AIR | JCP&L | No | Complete | 2009-06-24 | 2009-10-02 | 2009-10-30 | 2009-12-30
REIPR-04651 | REIP Solar | GARDELLA | R&M GARDELLA INC. | 34.02 | 34020 | Commercial | 0 | MANASQUAN | 8736 | 17 | TRINITY HEATING AND AIR | JCP&L | No | Complete | 2009-06-24 | 2010-01-18 | 2010-04-23 | 2010-06-22
REIPR-04653 | REIP Solar | GROSSO |  | 9.87 | 17272.5 | Residential |  | FAIR HAVEN | 7704 | 17 | TRINITY HEATING AND AIR | JCP&L | No | Complete | 2009-06-24 | 2009-09-18 | 2009-10-12 | 2009-12-04
REIPR-04656 | REIP Solar | SHAH |  | 8.4 | 14553 | Residential | 0 | ROBBINSVILLE | 8691 | 12 | TRINITY HEATING AND AIR | JCP&L | No | Complete | 2009-06-24 | 2010-02-17 | 2010-05-18 | 2010-07-07
REIPR-04657 | REIP Solar | WELLER |  | 6.3 | 10867.5 | Residential |  | VINELAND | 8360 | 20 | HEAT SHED, INC. | Vineland Muni Elec | No | Complete | 2009-06-24 | 2010-04-30 | 2010-08-24 | 2010-10-29
REIPR-04658 | REIP Solar | BAUER |  | 5.88 | 10290 | Residential |  | HILLSBOROUGH | 8844 | 5 | 1ST LIGHT ENERGY, INC. | PSE&G BPU | No | Complete | 2009-06-24 | 2010-06-29 | 2011-03-23 | 2011-06-20
REIPR-04660 | REIP Solar | LASALVIA III | MACK INDUSTRIES, INC. | 21.28 | 20960 | Commercial | 0 | TRENTON | 8618 | 12 | EPV SOLAR, INC. | PSE&G BPU | No | Complete | 2009-06-24 | 2009-11-19 | 2010-07-27 | 2010-09-09
REIPR-04661 | REIP Solar | GOLDBERG |  | 4.095 | 7166.25 | Residential | 0 | HARVEY CEDARS | 8008 | 18 | MY NJ SOLAR, LLC | AC Electric | No | Complete | 2009-06-24 | 2009-09-16 | 2009-12-15 | 2010-03-31
REIPR-04662 | REIP Solar | PRONESTI |  | 3.68 | 6440 | Residential | 0 | MARGATE CITY | 8402 | 19 | MERCURY SOLAR SYSTEMS | AC Electric | No | Complete | 2009-06-24 | 2009-10-26 | 2009-12-15 | 2010-03-31
REIPR-04663 | REIP Solar | DEMARCO |  | 9.9 | 17325 | Residential | 0 | MAYS LANDING | 8330 | 19 | MERCURY SOLAR SYSTEMS | AC Electric | No | Complete | 2009-06-24 | 2009-10-26 | 2009-12-15 | 2010-03-31
REIPR-04664 | REIP Solar | PRINCIOTTA |  | 7.6 | 13300 | Residential | 0 | CHERRY HILL | 8002 | 14 | DPR ELECTRIC, INC | PSE&G BPU | No | Complete | 2009-07-15 | 2009-11-30 | 2010-04-13 | 2010-05-20
REIPR-04665 | REIP Solar | GALAGER |  | 8.405 | 14708.75 | Residential | 0 | HAMILTON SQUARE | 8690 | 12 | ECOLOGICAL SYSTEMS-MANALAPAN | PSE&G BPU | No | Complete | 2009-06-24 | 2010-01-11 | 2010-03-02 | 2010-04-27
REIPR-04666 | REIP Solar | BROUGHER |  | 10.35 | 17500 | Residential | 0 | HAMMONTON | 8037 | 19 | MERCURY SOLAR SYSTEMS | AC Electric | No | Complete | 2009-06-24 | 2009-12-02 | 2010-07-15 | 2010-09-01
REIPR-04668 | REIP Solar | BRYAN |  | 15.47 | 17500 | Residential |  | COLTS NECK | 7722 | 17 | SOLIS PARTNERS, LLC | JCP&L | No | Complete | 2009-06-24 | 2010-06-24 | 2011-08-10 | 2011-09-26
REIPR-04670 | REIP Solar | SPIOTTA |  | 3.28 | 5600 | Residential | 0 | BLOOMFIELD | 7003 | 9 | GREENSTONE ENERGY | PSE&G BPU | No | Complete | 2009-06-24 | 2009-12-11 | 2010-04-13 | 2010-05-20
REIPR-04671 | REIP Solar | RAGUCCI |  | 6.9 | 11760 | Residential | 0 | MILFORD | 8848 | 4 | SUNRAY SOLAR, INC. | JCP&L | No | Complete | 2009-06-24 | 2010-04-05 | 2010-07-15 | 2010-09-01
REIPR-04674 | REIP Solar | FERENC | WEST 10 CAR WASH | 20.21 | 20160 | Commercial |  | SUCCASUNNA | 7879 | 1 | THE SOLAR CENTER, INC. | JCP&L | No | Complete | 2009-06-24 | 2009-10-14 | 2009-11-12 | 2010-02-11
REIPR-04675 | REIP Solar | WOLGAST |  | 9.9 | 17325 | Residential | 0 | TOMS RIVER | 8753 | 18 | MERCURY SOLAR SYSTEMS | JCP&L | No | Complete | 2009-06-24 | 2009-11-19 | 2009-12-16 | 2010-03-31
REIPR-04676 | REIP Solar | BALLIER |  | 6.75 | 11812.5 | Residential |  | CLAYTON | 8312 | 15 | HEAT SHED, INC. | AC Electric | No | Complete | 2009-06-24 | 2010-06-24 | 2010-09-09 | 2010-10-29
REIPR-04677 | REIP Solar | ZHANG |  | 9.856 | 17248 | Residential |  | BASKING RIDGE | 7920 | 5 | SOLAR CONNECTIONS | JCP&L | No | Complete | 2009-06-24 | 2009-10-14 | 2009-11-12 | 2010-02-11
REIPR-04678 | REIP Solar | LEMING |  | 4.14 | 7245 | Residential | 0 | YARDVILLE | 8620 | 12 | MERCURY SOLAR SYSTEMS | PSE&G BPU | No | Complete | 2009-06-24 | 2010-01-12 | 2010-02-23 | 2010-04-16
REIPR-04679 | REIP Solar | COUNTOURIS |  | 8.64 | 15120 | Residential |  | DOROTHY | 8317 | 19 | ASC SOLAR SOLUTIONS, LLC | AC Electric | No | Complete | 2009-06-24 | 2010-05-26 | 2010-09-09 | 2010-10-29
REIPR-04680 | REIP Solar | CROZIER |  | 6.3 | 10762.5 | Residential | 0 | FRANKLINVILLE | 8322 | 15 | SELF INSTALL | AC Electric | No | Complete | 2009-06-24 | 2010-02-16 | 2010-04-23 | 2010-06-22
REIPR-04682 | REIP Solar | DEVECCHIO |  | 11.4 | 17300 | Residential |  | WATERFORD | 8089 | 14 | CODE GREEN SOLAR, LLC | AC Electric | No | Complete | 2009-06-24 | 2010-06-24 | 2011-06-27 | 2011-09-14
REIPR-04683 | REIP Solar | NEMHAUSER |  | 5.52 | 8400 | Residential | 0 | PISCATAWAY | 8854 | 11 | 1ST LIGHT ENERGY, INC. | PSE&G BPU | No | Complete | 2009-06-24 | 2010-02-03 | 2010-05-18 | 2010-07-07
REIPR-04684 | REIP Solar | CONTRERAS |  | 7.41 | 12967.5 | Residential | 0 | NEW MILFORD | 7646 | 7 | 1ST LIGHT ENERGY, INC. | PSE&G BPU | No | Complete | 2009-06-24 | 2009-12-15 | 2010-07-15 | 2010-09-01
REIPR-04685 | REIP Solar | SINKWAY |  | 1.84 | 3220 | Residential |  | CAPE MAY COURT HOUSE | 8210 | 21 | MERCURY SOLAR SYSTEMS | AC Electric | No | Complete | 2009-06-24 | 2009-08-27 | 2009-12-15 | 2010-03-31
REIPR-04686 | REIP Solar | RUBIN |  | 2.255 | 3946.25 | Residential |  | MATAWAN | 7747 | 17 | MY NJ SOLAR, LLC | JCP&L | No | Complete | 2009-06-24 | 2009-08-06 | 2009-10-07 | 2009-12-04
REIPR-04687 | REIP Solar | SHEPPARD JR. |  | 5.4 | 9450 | Residential | 0 | MAURICETOWN | 8329 | 20 | MERCURY SOLAR SYSTEMS | AC Electric | No | Complete | 2009-06-24 | 2009-11-25 | 2009-12-16 | 2010-03-31
REIPR-04688 | REIP Solar | KUPPEL |  | 7.36 | 12880 | Residential |  | ESTELL MANOR | 8319 | 19 | MERCURY SOLAR SYSTEMS | AC Electric | No | Complete | 2009-06-24 | 2009-09-10 | 2009-10-07 | 2009-12-04
REIPR-04689 | REIP Solar | RILEY | VALLEYBROOK COUNTRY CLUB, LLC | 45.56 | 45360 | Commercial | 0 | BLACKWOOD | 8012 | 14 | CODE GREEN SOLAR, LLC | PSE&G BPU | No | Complete | 2009-06-24 | 2010-03-01 | 2010-07-27 | 2010-09-09
REIPR-04691 | REIP Solar | KARTSAKLIS |  | 6.12 | 10100 | Residential |  | SICKLERVILLE | 8081 | 14 | CODE GREEN SOLAR, LLC | AC Electric | No | Complete | 2009-06-24 | 2010-06-22 | 2012-03-29 | 2012-06-05
REIPR-04692 | REIP Solar | SHURKIN |  | 9.66 | 16905 | Residential | 0 | LAKEWOOD | 8071 | 15 | J. A. WIG CONSTRUCTION AND ELECTRIC, LLC | JCP&L | No | Complete | 2009-06-24 | 2009-12-01 | 2010-02-15 | 2010-04-16
REIPR-04693 | REIP Solar | POLAVARAPU |  | 3.99 | 6982.5 | Residential |  | MT. LAUREL | 8054 | 13 | AMPERICON | PSE&G BPU | No | Complete | 2009-06-24 | 2010-07-02 | 2010-10-14 | 2010-11-30
REIPR-04695 | REIP Solar | HEPBURN |  | 9.675 | 16931.25 | Residential | 0 | MANAHAWKIN | 8050 | 18 | THE SOLAR CENTER, INC. | AC Electric | No | Complete | 2009-06-24 | 2009-12-01 | 2010-03-03 | 2010-04-27
REIPR-04696 | REIP Solar | ULMES |  | 6.075 | 10631.25 | Residential |  | MILFORD | 8848 | 4 | HEAT SHED, INC. | JCP&L | No | Complete | 2009-06-24 | 2009-09-16 | 2009-10-30 | 2009-12-30
REIPR-04698 | REIP Solar | SINGH |  | 8.1 | 14175 | Residential |  | NORTH HALEDON | 7508 | 6 | HEAT SHED, INC. | PSE&G BPU | No | Complete | 2009-06-24 | 2010-06-24 | 2010-11-17 | 2011-01-07
REIPR-04699 | REIP Solar | CHEKURU |  | 10.32 | 17500 | Residential | 0 | DAYTON | 8810 | 11 | THE SOLAR CENTER, INC. | PSE&G BPU | No | Complete | 2009-06-24 | 2010-01-11 | 2010-07-27 | 2010-09-09
REIPR-04700 | REIP Solar | LEE |  | 7.82 | 12967.5 | Residential |  | SOUTH ORANGE | 7099 | 8 | THE SOLAR CENTER, INC. | PSE&G BPU | No | Complete | 2009-06-25 | 2010-06-29 | 2010-12-08 | 2011-02-25
REIPR-04701 | REIP Solar | BLACKLEY |  | 8.36 | 14630 | Residential |  | SEASIDE PARK | 8742 | 18 | FOUR POINT REFRIGERATION CO., INC. | JCP&L | No | Complete | 2009-06-24 | 2009-07-22 | 2009-10-07 | 2009-12-04
REIPR-04702 | REIP Solar | CASERTA | GGB ENTERPRISES, LLC | 24.192 | 20580 | Commercial | 0 | RANDOLPH | 7869 | 3 | MISTER SPARKY | JCP&L | No | Complete | 2009-06-24 | 2009-12-29 | 2010-03-18 | 2010-05-20
REIPR-04705 | REIP Solar | CANZENELLI |  | 4 | 7000 | Residential |  | COLLINGSWOOD | 8108 | 14 | CORBIN SOLAR SOLUTIONS, LLC | PSE&G BPU | No | Complete | 2009-06-24 | 2009-08-13 | 2009-09-10 | 2009-10-07
REIPR-04706 | REIP Solar | BRYAN SR |  | 14 | 17500 | Residential |  | HAMILTON | 8691 | 12 | CORBIN SOLAR SOLUTIONS, LLC | PSE&G BPU | No | Complete | 2009-06-24 | 2009-08-20 | 2009-10-12 | 2009-12-04
REIPR-04707 | REIP Solar | CHIU |  | 6.075 | 10631.25 | Residential | 0 | EAST BRUNSWICK | 8816 | 11 | GEOGENIX | PSE&G BPU | No | Complete | 2009-06-24 | 2009-11-16 | 2010-01-29 | 2010-03-30
REIPR-04708 | REIP Solar | TULP |  | 9.03 | 15750 | Residential | 0 | WALL TWP | 7719 | 17 | TRINITY HEATING AND AIR | JCP&L | No | Complete | 2009-06-24 | 2010-01-25 | 2010-04-13 | 2010-05-20
REIPR-04709 | REIP Solar | MARGOLIT | BLUEBIRD TECHNOLOGIES | 19.8 | 19800 | Commercial | 0 | DOVER | 7801 | 3 | THE SOLAR CENTER, INC. | JCP&L | No | Complete | 2009-06-24 | 2010-04-07 | 2010-08-24 | 2010-10-29
REIPR-04710 | REIP Solar | HICKEY |  | 3.6 | 6300 | Residential | 0 | PENNSAUKEN | 8109 | 14 | SOLARDELPHIA | PSE&G BPU | No | Complete | 2009-06-24 | 2009-09-01 | 2009-12-15 | 2010-03-31
REIPR-04712 | REIP Solar | SYKORA |  | 9.75 | 13162.5 | Residential |  | SOMERS POINT | 8244 | 19 | MERCURY SOLAR SYSTEMS | AC Electric | No | Complete | 2009-07-15 | 2010-10-08 | 2010-11-17 | 2011-01-07
REIPR-04713 | REIP Solar | ORENDER | ORENDER FAMILY HOME | 5.2 | 5200 | Commercial |  | MANASQUAN | 8736 | 17 | TRINITY HEATING AND AIR | JCP&L | No | Complete | 2009-07-15 | 2010-02-16 | 2010-08-24 | 2010-10-29
REIPR-04714 | REIP Solar | ORENDER | ORENDER FAMILY HOME | 8.6 | 8600 | Commercial |  | MANASQUAN | 8736 | 17 | TRINITY HEATING AND AIR | JCP&L | No | Complete | 2009-07-15 | 2010-02-16 | 2010-08-24 | 2010-10-29
REIPR-04715 | REIP Solar | ORENDER | ORENDER FAMILY HOME | 5.6 | 5600 | Commercial |  | MANASQUAN | 8736 | 17 | TRINITY HEATING AND AIR | JCP&L | No | Complete | 2009-07-15 | 2010-02-16 | 2010-08-24 | 2010-10-29
REIPR-04719 | REIP Solar | ENTERS | WALGREEN EASTERN CO., JACKSON | 39.2 | 39200 | Commercial | 0 | JACKSON | 8527 | 18 | NVT LICENSES, LLC | JCP&L | No | Complete | 2009-07-15 | 2010-01-11 | 2010-04-23 | 2010-06-22
REIPR-04720 | REIP Solar | ENTERS | WALGREEN EASTERN CO., NEPTUNE | 38.025 | 38025 | Commercial | 0 | NEPTUNE | 7753 | 17 | NVT LICENSES, LLC | JCP&L | No | Complete | 2009-07-15 | 2010-01-11 | 2010-04-23 | 2010-06-22
REIPR-04721 | REIP Solar | ENTERS | WALGREEN EASTERN CO., MANTUA | 38.5 | 38500 | Commercial | 1 | MANTUA | 8051 | 15 | NVT LICENSES, LLC | AC Electric | No | Complete | 2009-07-15 | 2010-01-11 | 2010-03-03 | 2010-04-27
REIPR-04722 | REIP Solar | ENTERS | WALGREEN EASTERN CO., EAST ORANE | 40.53 | 40530 | Commercial | 0 | EAST ORANGE | 7018 | 9 | NVT LICENSES, LLC | PSE&G BPU | No | Complete | 2009-07-15 | 2010-05-11 | 2010-08-24 | 2010-10-29
REIPR-04723 | REIP Solar | ENTERS | WALGREEN EASTERN CO., PATERSON | 38.5 | 38500 | Commercial | 1 | PATERSON | 7501 | 6 | NVT LICENSES, LLC | PSE&G BPU | No | Complete | 2009-07-15 | 2010-01-11 | 2010-03-03 | 2010-04-27
REIPR-04724 | REIP Solar | ENTERS | WALGREEN EASTERN CO ROCKAWAY | 48.96 | 48960 | Commercial | 0 | ROCKAWAY | 7866 | 3 | NVT LICENSES, LLC | JCP&L | No | Complete | 2009-07-15 | 2010-01-11 | 2010-05-18 | 2010-07-07
REIPR-04725 | REIP Solar | ENTERS | WALGREEN EASTERN, HACKETTSTOWN | 37.1 | 37100 | Commercial |  | HACKETTSTOWN | 7840 | 2 | NVT LICENSES, LLC | JCP&L | No | Complete | 2009-07-15 | 2010-01-11 | 2010-10-14 | 2010-11-30
REIPR-04726 | REIP Solar | ENTERS | WALGREEN EASTERN LITTLE EGG HARB | 40.95 | 40950 | Commercial | 1 | LITTLE EGG HARBOR | 8087 | 18 | NVT LICENSES, LLC | AC Electric | No | Complete | 2009-07-15 | 2010-01-11 | 2010-03-03 | 2010-04-27
REIPR-04727 | REIP Solar | ENTERS | WALGREEN EASTERN CO, HOWELL | 42 | 33600 | Commercial |  | HOWELL | 7731 | 17 | NVT LICENSES, LLC | JCP&L | No | Complete | 2009-07-15 | 2010-01-11 | 2010-11-17 | 2011-01-07
REIPR-04728 | REIP Solar | ENTERS | WALGREEN EASTERN CO, BRIDGETON | 36.75 | 36750 | Commercial |  | BRIDGETON | 8302 | 20 | NVT LICENSES, LLC | PSE&G BPU | No | Complete | 2009-07-15 | 2010-01-11 | 2010-08-24 | 2010-10-29
REIPR-04729 | REIP Solar | ENTERS | WALGREEN EASTERN CO., ELIZABETH | 34 | 34000 | Commercial | 1 | ELIZABETH | 7202 | 10 | NVT LICENSES, LLC | PSE&G BPU | No | Complete | 2009-07-15 | 2010-01-11 | 2010-03-03 | 2010-04-27
REIPR-04730 | REIP Solar | ENTERS | WALGREEN EASTERN CO, ELMWOOD PK | 32.76 | 32760 | Commercial | 0 | ELMWOOD PARK | 7407 | 7 | NVT LICENSES, LLC | PSE&G BPU | No | Complete | 2009-07-15 | 2010-01-11 | 2010-03-18 | 2010-05-20
REIPR-04731 | REIP Solar | ENTERS | WALGREEN EASTERN, HACKETTSTOWN | 38.22 | 38220 | Commercial | 1 | FAIR LAWN | 7410 | 7 | NVT LICENSES, LLC | PSE&G BPU | No | Complete | 2009-07-15 | 2010-01-11 | 2010-03-03 | 2010-04-27
REIPR-04732 | REIP Solar | ENTERS | WALGREEN EASTERN, TOMS RIVER | 38.22 | 38220 | Commercial | 0 | TOMS RIVER | 8755 | 18 | NVT LICENSES, LLC | JCP&L | No | Complete | 2009-07-15 | 2010-01-11 | 2010-05-18 | 2010-07-07
REIPR-04736 | REIP Solar | SHAH |  | 6.02 | 10535 | Residential |  | SECAUCUS | 7094 | 8 | 1ST LIGHT ENERGY, INC. | PSE&G BPU | No | Complete | 2009-07-15 | 2010-05-20 | 2010-10-08 | 2010-11-30
REIPR-04741 | REIP Solar | JOHNSON |  | 10.4 | 10000 | Commercial |  | OLDWICK | 8858 | 4 | 1ST LIGHT ENERGY, INC. | JCP&L | No | Complete | 2009-07-15 | 2010-07-20 | 2010-10-14 | 2010-11-30
REIPR-04743 | REIP Solar | CRESSMAN |  | 3.584 | 6272 | Residential |  | VILLAS | 8251 | 21 | ACOS ENERGY, LLC | AC Electric | No | Complete | 2009-07-15 | 2010-06-29 | 2010-10-14 | 2010-11-30
REIPR-04746 | REIP Solar | LANGE |  | 9.6 | 16800 | Residential |  | NORTH HALEDON | 7508 | 6 | TRINITY HEATING AND AIR | PSE&G BPU | No | Complete | 2009-07-15 | 2009-10-08 | 2009-11-16 | 2010-02-11
REIPR-04747 | REIP Solar | MAZUREK |  | 9.89 | 17307.5 | Residential | 0 | RUMSON | 7760 | 17 | SEA BRIGHT SOLAR, LLC | JCP&L | No | Complete | 2009-07-15 | 2009-11-05 | 2009-12-17 | 2010-03-31
REIPR-04749 | REIP Solar | MONAHAN |  | 6.21 | 10867.5 | Residential | 0 | MYSTIC ISLANDS | 8087 | 18 | MERCURY SOLAR SYSTEMS | AC Electric | No | Complete | 2009-07-15 | 2009-11-19 | 2009-12-16 | 2010-03-31
REIPR-04750 | REIP Solar | CHANG |  | 10.8 | 17500 | Residential |  | GREEN BROOK | 8812 | 11 | BLUE SKY TECHNOLOGIES USA | PSE&G BPU | No | Complete | 2009-07-15 | 2010-07-14 | 2010-11-17 | 2011-01-07
REIPR-04752 | REIP Solar | WOLF JR |  | 10 | 17500 | Residential |  | CEDARVILLE | 8311 | 20 | CORBIN SOLAR SOLUTIONS, LLC | AC Electric | No | Complete | 2009-07-15 | 2009-09-03 | 2009-10-30 | 2009-12-30
REIPR-04755 | REIP Solar | FRAZEE |  | 8.225 | 14393.75 | Residential | 0 | FORKED RIVER | 8731 | 18 | SELF INSTALL | JCP&L | No | Complete | 2009-07-15 | 2009-12-28 | 2010-04-13 | 2010-05-20
REIPR-04756 | REIP Solar | SCHNEIDER |  | 9.9 | 17325 | Residential | 0 | SEWELL | 8080 | 15 | MERCURY SOLAR SYSTEMS | AC Electric | No | Complete | 2009-07-15 | 2009-12-04 | 2010-01-29 | 2010-03-30
REIPR-04758 | REIP Solar | FISCHL |  | 5.184 | 8400 | Residential | 0 | MOORESTOWN | 8057 | 13 | RCL ENTERPRISES INC. | PSE&G BPU | No | Complete | 2009-07-15 | 2009-12-08 | 2010-03-22 | 2010-05-20
REIPR-04759 | REIP Solar | SENG |  | 10.14 | 17500 | Residential | 0 | HAMMONTON | 8037 | 19 | SOLAR SOLUTIONS LLC | AC Electric | No | Complete | 2009-07-15 | 2009-11-24 | 2010-03-24 | 2010-05-20
REIPR-04761 | REIP Solar | KIRBY |  | 9.9 | 17325 | Residential | 0 | FARMINGDALE | 7727 | 17 | GEOGENIX | JCP&L | No | Complete | 2009-07-15 | 2009-12-16 | 2010-02-15 | 2010-04-16
REIPR-04762 | REIP Solar | SEGALL |  | 5.85 | 10237.5 | Residential | 0 | COLOMBUS | 8022 | 13 | GEOGENIX | PSE&G BPU | No | Complete | 2009-07-15 | 2010-01-21 | 2010-03-01 | 2010-04-27
REIPR-04765 | REIP Solar | STEENROD |  | 5.06 | 7858.81 | Residential |  | CAPE MAY | 8204 | 21 | MERCURY SOLAR SYSTEMS | AC Electric | No | Complete | 2009-07-15 | 2010-04-05 | 2010-12-22 | 2011-03-23
REIPR-04767 | REIP Solar | YANESSA |  | 4 | 6562.5 | Residential | 0 | MT. LAUREL | 8054 | 13 | DPR ELECTRIC, INC | PSE&G BPU | No | Complete | 2009-07-15 | 2009-10-05 | 2010-06-08 | 2010-07-07
REIPR-04774 | REIP Solar | HESTEVOLD | WHITE HOUSE PROPERTIES LLC | 4.55 | 4550 | Commercial | 0 | ROCKAWAY | 7866 | 3 | THE SOLAR CENTER, INC. | JCP&L | No | Complete | 2009-07-15 | 2009-10-29 | 2010-01-20 | 2010-03-30
REIPR-04775 | REIP Solar | TENERELLI |  | 9.9 | 17325 | Residential |  | CALIFON | 7830 | 4 | JERSEY SOLAR, LLC | JCP&L | No | Complete | 2009-07-15 | 2009-08-29 | 2009-10-12 | 2009-12-04
REIPR-04777 | REIP Solar | FRANCIS |  | 6.45 | 11287.5 | Residential | 0 | SOMERSET | 8873 | 5 | THE SOLAR CENTER, INC. | PSE&G BPU | No | Complete | 2009-07-15 | 2009-12-01 | 2010-05-05 | 2010-06-22
REIPR-04779 | REIP Solar | TOOHER |  | 9.9 | 17325 | Residential | 0 | CINNAMINSON | 8077 | 13 | MERCURY SOLAR SYSTEMS | PSE&G BPU | No | Complete | 2009-07-27 | 2009-12-02 | 2010-01-19 | 2010-03-30
REIPR-04781 | REIP Solar | NAPIER |  | 9.9 | 17325 | Residential | 0 | CINNAMINSON | 8077 | 13 | MERCURY SOLAR SYSTEMS | PSE&G BPU | No | Complete | 2009-07-27 | 2009-12-02 | 2010-01-29 | 2010-03-30
REIPR-04783 | REIP Solar | GELTZER |  | 9.45 | 16537.5 | Residential |  | SKILLMAN | 8558 | 5 | JERSEY SOLAR, LLC | PSE&G BPU | No | Complete | 2009-07-27 | 2009-11-02 | 2009-12-15 | 2010-03-31
REIPR-04784 | REIP Solar | MCMAHON JR |  | 7.35 | 12862.5 | Residential | 0 | NEW EGYPT | 8533 | 18 | TRINITY HEATING AND AIR | JCP&L | No | Complete | 2009-07-27 | 2009-12-08 | 2010-01-19 | 2010-03-30
REIPR-04785 | REIP Solar | HAZZARD |  | 6 | 10500 | Residential |  | EWING | 8560 | 12 | TRINITY HEATING AND AIR | PSE&G BPU | No | Complete | 2009-07-27 | 2009-10-22 | 2009-11-16 | 2010-02-11
REIPR-04786 | REIP Solar | RAFFERTY |  | 2.8 | 4900 | Residential |  | HIGHLANDS | 7732 | 17 | TRINITY HEATING AND AIR | JCP&L | No | Complete | 2009-07-27 | 2009-10-22 | 2009-11-16 | 2010-02-11
REIPR-04787 | REIP Solar | FISGUS |  | 10 | 17500 | Residential | 0 | LAKE WOOD | 8701 | 18 | TRINITY HEATING AND AIR | JCP&L | No | Complete | 2009-07-27 | 2010-01-28 | 2010-04-13 | 2010-05-20
REIPR-04788 | REIP Solar | ESPOSTI |  | 9.8 | 17150 | Residential | 0 | ALLENTOWN | 8501 | 17 | TRINITY HEATING AND AIR | PSE&G BPU | No | Complete | 2009-07-27 | 2009-10-19 | 2010-03-24 | 2010-05-20
REIPR-04789 | REIP Solar | BUCHANAN |  | 9.8 | 17150 | Residential |  | ALLENTOWN | 8501 | 17 | TRINITY HEATING AND AIR | JCP&L | No | Complete | 2009-07-27 | 2009-10-14 | 2009-11-16 | 2010-02-11
REIPR-04791 | REIP Solar | HANSEN |  | 6.615 | 11576.25 | Residential | 0 | RUMSON | 7760 | 17 | SEA BRIGHT SOLAR, LLC | JCP&L | No | Complete | 2009-07-27 | 2009-11-05 | 2009-12-17 | 2010-03-31
REIPR-04792 | REIP Solar | LYNCH |  | 2 | 3500 | Residential | 0 | TOMS RIVER | 8753 | 18 | CORBIN SOLAR SOLUTIONS, LLC | JCP&L | No | Complete | 2009-07-27 | 2009-09-16 | 2009-12-16 | 2010-03-31
REIPR-04793 | REIP Solar | WILKS |  | 3.6 | 6300 | Residential | 0 | PRINCETON JUNCTION | 8550 | 12 | DPR ELECTRIC, INC | PSE&G BPU | No | Complete | 2009-07-27 | 2009-11-11 | 2010-03-24 | 2010-05-20
REIPR-04794 | REIP Solar | OKESON |  | 7.616 | 13328 | Residential | 0 | BRANCHVILLE | 7826 | 1 | EAST COAST ALTERNATIVE ENERGY | JCP&L | No | Complete | 2009-07-27 | 2009-10-13 | 2010-01-19 | 2010-03-30
REIPR-04795 | REIP Solar | PUZO | PUZO'S FAMILY RESTAURANT | 4.62 | 4100 | Commercial |  | HAWTHORNE | 7506 | 6 | RIALTO ELECTRIC CORP | PSE&G BPU | No | Complete | 2009-07-27 | 2010-05-11 | 2010-11-17 | 2011-01-07
REIPR-04796 | REIP Solar | HUNT | IEEE | 49.5 | 49500 | Commercial | 0 | PISCATAWAY | 8854 | 11 | SOLUS ENERGY LLC | PSE&G BPU | No | Complete | 2009-07-27 | 2010-05-04 | 2010-08-24 | 2010-10-29
REIPR-04797 | REIP Solar | IANNOZZI |  | 6.534 | 11434.5 | Residential | 0 | PITTSTOWN | 8867 | 4 | CD ELECTRIC | JCP&L | No | Complete | 2009-07-27 | 2009-11-02 | 2010-01-20 | 2010-03-30
REIPR-04798 | REIP Solar | LIEBROSS |  | 8.28 | 14490 | Residential |  | FRENCHTOWN | 8825 | 4 | JERSEY SOLAR, LLC | JCP&L | No | Complete | 2009-07-27 | 2009-09-16 | 2009-10-07 | 2009-12-04
REIPR-04800 | REIP Solar | MCAULIFF |  | 3.6 | 434 | Residential | 0 | GLEN GARDNER | 8826 | 4 | HIGHLANDS SOLAR ELECTRIC CO, LLC | JCP&L | No | Complete | 2009-07-29 | 2009-12-30 | 2010-05-05 | 2010-06-22
REIPR-04801 | REIP Solar | MATREALE |  | 1.53 | 2677.5 | Residential | 0 | EASTAMPTON | 8060 | 13 | SOLAR SOLUTIONS LLC | PSE&G BPU | No | Complete | 2009-07-28 | 2010-04-09 | 2010-08-24 | 2010-10-29
REIPR-04802 | REIP Solar | WILSON |  | 5.04 | 8820 | Residential |  | HOLMDEL | 7733 | 17 | MY NJ SOLAR, LLC | JCP&L | No | Complete | 2009-07-27 | 2009-10-08 | 2009-11-18 | 2010-02-11
REIPR-04803 | REIP Solar | DEBOUTER | IBEW LOCAL 164 JATC | 46.656 | 46656 | Non Profit | 0 | PARAMUS | 7652 | 7 | SAL'S ELECTRIC CO. | PSE&G BPU | No | Complete | 2009-07-27 | 2009-12-16 | 2010-04-23 | 2010-06-22
REIPR-04804 | REIP Solar | BAUM |  | 3.6 | 6300 | Residential | 0 | MIDDLETOWN | 7701 | 17 | ABSOLUTELY ENERGIZED SOLAR, LLC | JCP&L | No | Complete | 2009-07-27 | 2009-11-09 | 2010-03-02 | 2010-04-27
REIPR-04805 | REIP Solar | DUSHEY |  | 9.9 | 17325 | Residential |  | DEAL | 7723 | 17 | SEA BRIGHT SOLAR, LLC | JCP&L | No | Complete | 2009-07-27 | 2010-07-29 | 2010-12-22 | 2011-03-23
REIPR-04806 | REIP Solar | YEAGER |  | 13.5 | 17500 | Residential | 0 | BASKING RIDGE | 7920 | 5 | GO SOLAR ELECTRIC, LLC | JCP&L | No | Complete | 2009-07-27 | 2009-11-25 | 2010-04-13 | 2010-05-20
REIPR-04807 | REIP Solar | GOLDBERG |  | 7.4 | 12950 | Residential |  | MARLTON | 8053 | 13 | CORBIN SOLAR SOLUTIONS, LLC | PSE&G BPU | No | Complete | 2009-07-27 | 2009-09-18 | 2009-10-30 | 2009-12-30
REIPR-04808 | REIP Solar | WALCH |  | 10.304 | 17500 | Residential |  | EGG HARBOR TWP | 8234 | 19 | EAST COAST SOLAR | AC Electric | No | Complete | 2009-07-27 | 2009-09-30 | 2009-11-18 | 2010-02-11
REIPR-04809 | REIP Solar | TETI |  | 4.14 | 7245 | Residential | 0 | MILLVILLE | 8332 | 20 | MERCURY SOLAR SYSTEMS | AC Electric | No | Complete | 2009-07-27 | 2010-01-11 | 2010-03-03 | 2010-04-27
REIPR-04810 | REIP Solar | KENNY |  | 2.025 | 3543.75 | Residential | 0 | ESTELL MANOR | 8319 | 19 | MERCURY SOLAR SYSTEMS | AC Electric | No | Complete | 2009-07-27 | 2009-12-07 | 2010-01-19 | 2010-03-30
REIPR-04811 | REIP Solar | MACON |  | 2.25 | 3937.5 | Residential | 0 | COLUMBUS | 8022 | 13 | GEOGENIX | PSE&G BPU | No | Complete | 2009-07-27 | 2009-11-20 | 2010-01-19 | 2010-03-30
REIPR-04813 | REIP Solar | COLE III |  | 27.88 | 17500 | Residential |  | BRIDGETON | 8302 | 20 | EASTERN ENERGY SERVICES | AC Electric | No | Complete | 2009-07-27 | 2010-06-11 | 2010-10-14 | 2010-11-30
REIPR-04814 | REIP Solar | BUNGERT | SCOTT'S MOUNTAIN FARM | 30.24 | 30240 | Commercial |  | WASHINGTON | 7882 | 2 | K&H EXCAVATING, INC. | JCP&L | No | Complete | 2009-07-27 | 2010-12-10 | 2011-05-20 | 2011-07-25
REIPR-04815 | REIP Solar | GALLAGHER |  | 4.68 | 8190 | Residential | 0 | SEASIDE HEIGHTS | 8751 | 18 | CORBIN SOLAR SOLUTIONS, LLC | JCP&L | No | Complete | 2009-07-27 | 2009-09-30 | 2009-12-17 | 2010-03-31
REIPR-04816 | REIP Solar | SHUSTER |  | 5.6 | 9800 | Residential | 0 | GLASSBORO | 8028 | 15 | CORBIN SOLAR SOLUTIONS, LLC | AC Electric | No | Complete | 2009-07-27 | 2009-10-13 | 2010-03-22 | 2010-05-20
REIPR-04818 | REIP Solar | LUMLEY |  | 11.7 | 17325 | Residential |  | MOORESTOWN | 8057 | 13 | MERCURY SOLAR SYSTEMS | PSE&G BPU | No | Complete | 2009-07-27 | 2010-07-29 | 2010-09-23 | 2010-10-29
REIPR-04819 | REIP Solar | STARK | MONTAGUE TOOL & SUPPLY | 49.28 | 49280 | Commercial | 0 | BRANCHVILLE | 7826 | 1 | EAST COAST ALTERNATIVE ENERGY | JCP&L | No | Complete | 2009-07-27 | 2009-10-02 | 2010-01-20 | 2010-03-30
REIPR-04820 | REIP Solar | TOPIWALA |  | 4.8 | 8400 | Residential |  | EDISON | 8837 | 11 | CORBIN SOLAR SOLUTIONS, LLC | PSE&G BPU | No | Complete | 2009-07-27 | 2009-09-16 | 2009-11-12 | 2010-02-11
REIPR-04821 | REIP Solar | FATATO |  | 7.36 | 12880 | Residential |  | HAMMONTON | 8037 | 19 | MERCURY SOLAR SYSTEMS | AC Electric | No | Complete | 2009-07-27 | 2010-07-29 | 2010-09-23 | 2010-10-29
REIPR-04822 | REIP Solar | GALLINA |  | 9.9 | 17325 | Residential | 0 | VINELAND | 8360 | 20 | MERCURY SOLAR SYSTEMS | Vineland Muni Elec | No | Complete | 2009-07-27 | 2009-11-19 | 2009-12-17 | 2010-03-31
REIPR-04823 | REIP Solar | WILLITTS |  | 4.725 | 8268.75 | Residential | 0 | EGG HARBOR CITY | 8215 | 19 | MERCURY SOLAR SYSTEMS | AC Electric | No | Complete | 2009-07-27 | 2009-11-16 | 2010-03-22 | 2010-05-20
REIPR-04824 | REIP Solar | SOUCY | HOLY NAME FRIARY | 48.4 | 48400 | Non Profit | 0 | RINGWOOD | 7456 | 6 | PRO-TECH ENERGY SOLUTIONS | Orange & Rockland Elec | No | Complete | 2009-07-27 | 2009-12-28 | 2010-06-07 | 2010-07-07
REIPR-04825 | REIP Solar | PISA |  | 4.14 | 7245 | Residential | 0 | DELRAN | 8075 | 13 | ABSOLUTELY ENERGIZED SOLAR, LLC | PSE&G BPU | No | Complete | 2009-07-27 | 2009-12-22 | 2010-03-24 | 2010-05-20
REIPR-04826 | REIP Solar | NORRIS |  | 7.2 | 12600 | Residential | 0 | BURLINGTON | 8016 | 13 | ABSOLUTELY ENERGIZED SOLAR, LLC | PSE&G BPU | No | Complete | 2009-07-27 | 2009-12-15 | 2010-03-24 | 2010-05-20
REIPR-04828 | REIP Solar | SULLIVAN |  | 9.9 | 17325 | Residential | 0 | CINNAMINSON | 8077 | 13 | MERCURY SOLAR SYSTEMS | PSE&G BPU | No | Complete | 2009-07-27 | 2009-12-22 | 2010-02-23 | 2010-04-16
REIPR-04830 | REIP Solar | CAMPBELL |  | 8.55 | 14962.5 | Residential | 0 | NORTHFIELD | 8225 | 19 | MERCURY SOLAR SYSTEMS | AC Electric | No | Complete | 2009-07-27 | 2010-02-17 | 2010-05-05 | 2010-06-22
REIPR-04831 | REIP Solar | SANTORO |  | 9.9 | 17325 | Residential | 0 | MAYS LANDING | 8330 | 19 | MERCURY SOLAR SYSTEMS | AC Electric | No | Complete | 2009-07-27 | 2010-01-21 | 2010-03-24 | 2010-05-20
REIPR-04832 | REIP Solar | GAWEL |  | 9 | 15750 | Residential |  | EGG HARBOR TWP | 8234 | 19 | MERCURY SOLAR SYSTEMS | AC Electric | No | Complete | 2009-07-27 | 2010-04-13 | 2010-08-24 | 2010-10-29
REIPR-04833 | REIP Solar | VEKEMAN |  | 4 | 7000 | Residential | 0 | BLACKWOOD | 8012 | 14 | DPR ELECTRIC, INC | PSE&G BPU | No | Complete | 2009-07-27 | 2009-11-25 | 2010-04-13 | 2010-05-20
REIPR-04834 | REIP Solar | SIM |  | 10 | 17500 | Residential | 0 | CREAM RIDGE | 8514 | 17 | DPR ELECTRIC, INC | JCP&L | No | Complete | 2009-07-27 | 2010-02-16 | 2010-05-18 | 2010-07-07
REIPR-04835 | REIP Solar | BRUNI |  | 7.995 | 13991.25 | Residential |  | JACOBSTOWN | 8562 | 13 | BALD EAGLE SOLAR TECHNOLOGY, LLC | JCP&L | No | Complete | 2009-07-27 | 2010-06-17 | 2010-09-09 | 2010-10-29
REIPR-04836 | REIP Solar | SILBERMAN |  | 9.945 | 17403.75 | Residential |  | TENAFLY | 7670 | 7 | CORBIN SOLAR SOLUTIONS, LLC | PSE&G BPU | No | Complete | 2009-07-27 | 2009-09-10 | 2009-10-30 | 2009-12-30
REIPR-04837 | REIP Solar | STOW | BRADLEY & STOW FUNERAL HOME | 18.06 | 18060 | Commercial | 0 | MEDFORD | 8055 | 13 | POWELL ENERGY AND SOLAR | PSE&G BPU | No | Complete | 2009-07-27 | 2010-01-25 | 2010-05-18 | 2010-07-07
REIPR-04838 | REIP Solar | VAN SCIVER |  | 9.9 | 17325 | Residential | 0 | MT LAUREL | 8054 | 13 | MERCURY SOLAR SYSTEMS | PSE&G BPU | No | Complete | 2009-07-27 | 2010-02-18 | 2010-04-13 | 2010-05-20
REIPR-04839 | REIP Solar | BORDEN-JOYE |  | 5 | 8750 | Residential |  | ALLENTOWN | 8501 | 17 | CORBIN SOLAR SOLUTIONS, LLC | JCP&L | No | Complete | 2009-07-27 | 2009-09-10 | 2009-11-12 | 2010-02-11
REIPR-04840 | REIP Solar | SHELTON |  | 7.22 | 12600 | Residential |  | WILLOW GROVE | 8344 | 15 | SEA BRIGHT SOLAR, LLC | AC Electric | No | Complete | 2009-07-27 | 2010-07-29 | 2010-09-23 | 2010-10-29
REIPR-04841 | REIP Solar | MARTIAK |  | 6.475 | 11331.25 | Residential | 0 | MIDDLETOWN | 7748 | 17 | SOLAR MITE SOLUTIONS | JCP&L | No | Complete | 2009-07-27 | 2009-11-24 | 2010-04-13 | 2010-05-20
REIPR-04845 | REIP Solar | SCARBOROUGH |  | 9.9 | 17325 | Residential | 0 | MT LAUREL | 8054 | 13 | MERCURY SOLAR SYSTEMS | PSE&G BPU | No | Complete | 2009-07-27 | 2009-12-22 | 2010-03-01 | 2010-04-27
REIPR-04847 | REIP Solar | SIMONYE |  | 7.31 | 12792.5 | Residential |  | LAMBERTVILLE | 8530 | 4 | SUN SAVER SOLAR SYSTEMS | JCP&L | No | Complete | 2009-07-27 | 2009-09-16 | 2009-11-20 | 2010-02-11
REIPR-04849 | REIP Solar | GRUSZEWSKI |  | 1.84 | 3220 | Residential |  | HILLSBOROUGH | 8844 | 5 | 1ST LIGHT ENERGY, INC. | PSE&G BPU | No | Complete | 2009-08-13 | 2010-08-12 | 2011-04-14 | 2011-06-20
REIPR-04850 | REIP Solar | FRAZEE |  | 6.3 | 11025 | Residential |  | FORKED RIVER | 8731 | 18 | SELF INSTALL | JCP&L | No | Complete | 2009-08-13 | 2010-05-18 | 2010-08-24 | 2010-10-29
REIPR-04851 | REIP Solar | ADAMETZ |  | 9.6 | 16800 | Residential | 0 | FARMINGDALE | 7727 | 17 | CORBIN SOLAR SOLUTIONS, LLC | JCP&L | No | Complete | 2009-08-13 | 2009-10-29 | 2009-12-16 | 2010-03-31
REIPR-04852 | REIP Solar | HARKINS |  | 8.4 | 14700 | Residential |  | HADDONFIELD | 8033 | 14 | CORBIN SOLAR SOLUTIONS, LLC | PSE&G BPU | No | Complete | 2009-08-13 | 2009-09-30 | 2009-11-12 | 2010-02-11
REIPR-04853 | REIP Solar | HRISTOV |  | 10.56 | 17500 | Residential | 0 | OLD BRIDGE | 8857 | 11 | EMSA SOLAR | JCP&L | No | Complete | 2009-08-13 | 2009-09-18 | 2009-12-17 | 2010-03-31
REIPR-04854 | REIP Solar | MEURER | MEURER DEVELOPMENT LLC | 2.16 | 2160 | Commercial | 0 | MANAHAWKIN | 8050 | 18 | HOISTWAY CONSTRUCTION | AC Electric | No | Complete | 2009-08-13 | 2010-01-13 | 2010-04-23 | 2010-06-22
REIPR-04855 | REIP Solar | BORAD |  | 4.6 | 8050 | Residential | 0 | KENDALL PARK | 8824 | 11 | BEST ENERGY POWER | PSE&G BPU | No | Complete | 2009-08-13 | 2009-10-23 | 2010-03-24 | 2010-05-20
REIPR-04856 | REIP Solar | HUGHES |  | 9.9 | 17325 | Residential | 0 | LINCROFT | 7738 | 17 | SEA BRIGHT SOLAR, LLC | JCP&L | No | Complete | 2009-08-13 | 2010-03-11 | 2010-07-27 | 2010-09-09
REIPR-04857 | REIP Solar | GAPPO |  | 7.8 | 13650 | Residential | 0 | UPPER DEERFIELD | 8302 | 20 | CORBIN SOLAR SOLUTIONS, LLC | AC Electric | No | Complete | 2009-08-13 | 2009-10-14 | 2010-01-29 | 2010-03-30
REIPR-04859 | REIP Solar | FLEETWOOD |  | 4.6 | 8050 | Residential | 0 | PORT NORRIS | 8349 | 20 | ASC SOLAR SOLUTIONS, LLC | AC Electric | No | Complete | 2009-08-13 | 2010-05-18 | 2010-07-27 | 2010-09-09
REIPR-04860 | REIP Solar | HEISLER |  | 7.14 | 12495 | Residential | 0 | LUMBERTON | 8048 | 13 | NJ SOLAR POWER, LLC | PSE&G BPU | No | Complete | 2009-08-13 | 2010-01-18 | 2010-05-18 | 2010-07-07
REIPR-04861 | REIP Solar | STURM |  | 4.725 | 8268.75 | Residential | 0 | PRINCETON | 8540 | 12 | JERSEY SOLAR, LLC | PSE&G BPU | No | Complete | 2009-08-13 | 2009-11-02 | 2009-12-15 | 2010-03-31
REIPR-04865 | REIP Solar | REED |  | 9.45 | 14647.5 | Residential |  | WESTHAMPTON | 8060 | 13 | PRO-TECH ENERGY SOLUTIONS | PSE&G BPU | No | Complete | 2009-08-13 | 2010-06-03 | 2011-03-01 | 2011-05-06
REIPR-04866 | REIP Solar | POWELL |  | 7.92 | 12337.5 | Residential |  | AVALON | 8202 | 21 | POWELL ENERGY AND SOLAR | AC Electric | No | Complete | 2009-08-13 | 2010-06-29 | 2010-09-09 | 2010-10-29
REIPR-04867 | REIP Solar | KOZUP |  | 10.6 | 17150 | Residential | 0 | WESTAMPTON | 8060 | 13 | DPR ELECTRIC, INC | PSE&G BPU | No | Complete | 2009-08-13 | 2009-10-29 | 2010-01-19 | 2010-03-30
REIPR-04868 | REIP Solar | DUNHOUR |  | 3.2 | 5600 | Residential | 0 | N. CAPE MAY | 8204 | 21 | DPR ELECTRIC, INC | AC Electric | No | Complete | 2009-08-13 | 2009-12-07 | 2010-04-13 | 2010-05-20
REIPR-04869 | REIP Solar | DELLAQUILLA | FIFTH WORLD CLUB | 49.665 | 49665 | Non Profit |  | BRIDGETON | 8302 | 20 | GO SOLAR ELECTRIC, LLC | AC Electric | No | Complete | 2009-08-13 | 2010-12-17 | 2011-02-03 | 2011-05-06
REIPR-04870 | REIP Solar | MULLAN |  | 7.56 | 13230 | Residential |  | BAYONNE | 7002 | 8 | SEA BRIGHT SOLAR, LLC | PSE&G BPU | No | Complete | 2009-08-13 | 2010-06-01 | 2010-09-23 | 2010-10-29
REIPR-04871 | REIP Solar | DENN | HARTFORD POWER ASSOCIATES, LLC | 49.68 | 49575 | Commercial |  | MEDFORD | 8055 | 13 | POWELL ENERGY AND SOLAR | PSE&G BPU | No | Complete | 2009-08-13 | 2010-05-25 | 2010-08-24 | 2010-10-29
REIPR-04872 | REIP Solar | BURNETT |  | 9.87 | 17150 | Residential |  | MONMOUTH | 8852 | 11 | TRINITY HEATING AND AIR | PSE&G BPU | No | Complete | 2009-08-13 | 2010-08-16 | 2011-03-23 | 2011-06-20
REIPR-04873 | REIP Solar | ROBINSON |  | 6.93 | 12127.5 | Residential | 0 | HAMILTON TWP | 8610 | 12 | TRINITY HEATING AND AIR | PSE&G BPU | No | Complete | 2009-08-13 | 2009-10-19 | 2010-02-23 | 2010-04-16
REIPR-04875 | REIP Solar | CHESTER |  | 6.72 | 11760 | Residential |  | EDISON TWP | 8820 | 11 | TRINITY HEATING AND AIR | PSE&G BPU | No | Complete | 2009-08-13 | 2009-10-08 | 2009-11-16 | 2010-02-11
REIPR-04876 | REIP Solar | ECKEL |  | 9.4 | 16450 | Residential | 0 | WEST WINDSOR | 8550 | 12 | TRINITY HEATING AND AIR | PSE&G BPU | No | Complete | 2009-08-13 | 2010-01-14 | 2010-03-03 | 2010-04-27
REIPR-04877 | REIP Solar | REISS |  | 6 | 10500 | Residential | 0 | GIBBSBORO | 8026 | 14 | DPR ELECTRIC, INC | AC Electric | No | Complete | 2009-08-13 | 2009-11-11 | 2010-03-22 | 2010-05-20
REIPR-04878 | REIP Solar | CONNOLLY |  | 5 | 8531.25 | Residential | 0 | FORKED RIVER | 8731 | 18 | CORBIN SOLAR SOLUTIONS, LLC | JCP&L | No | Complete | 2009-08-13 | 2009-10-06 | 2009-12-15 | 2010-03-31
REIPR-04879 | REIP Solar | HUGHES |  | 7.56 | 12250 | Residential | 0 | DEPTFORD TWP | 8096 | 15 | TRINITY HEATING AND AIR | PSE&G BPU | No | Complete | 2009-08-13 | 2010-01-14 | 2010-03-03 | 2010-04-27
REIPR-04880 | REIP Solar | MORGAN |  | 3.15 | 5512.5 | Residential | 0 | BEDMINSTER | 7921 | 5 | HELIOS SOLAR ENERGY | JCP&L | No | Complete | 2009-08-13 | 2009-12-15 | 2010-07-15 | 2010-09-01
REIPR-04881 | REIP Solar | GARDNER |  | 5 | 8750 | Residential |  | HADDON HEIGHTS | 8035 | 14 | A-TOP ALTERNATIVE ENERGY | PSE&G BPU | No | Complete | 2009-08-13 | 2010-03-30 | 2010-08-24 | 2010-10-29
REIPR-04883 | REIP Solar | GOLDSTEIN |  | 8 | 14000 | Residential |  | PENNINGTON | 8534 | 12 | SOLULAR LLC/RWD CONSULTANTS | PSE&G BPU | No | Complete | 2009-08-13 | 2010-02-23 | 2010-09-23 | 2010-10-29
REIPR-04884 | REIP Solar | PATEL |  | 11.2 | 17500 | Residential |  | HILLSBOROUGH | 8844 | 5 | SOLULAR LLC/RWD CONSULTANTS | PSE&G BPU | No | Complete | 2009-08-13 | 2010-03-10 | 2010-08-24 | 2010-10-29
REIPR-04885 | REIP Solar | NAIK |  | 6 | 10500 | Residential |  | HAMILTON | 8690 | 12 | SOLULAR LLC/RWD CONSULTANTS | PSE&G BPU | No | Complete | 2009-08-13 | 2010-02-23 | 2010-08-24 | 2010-10-29
REIPR-04886 | REIP Solar | EVANS |  | 10 | 17500 | Residential | 0 | COLUMBUS | 8022 | 13 | SOLULAR LLC/RWD CONSULTANTS | PSE&G BPU | No | Complete | 2009-08-13 | 2010-02-23 | 2010-06-24 | 2010-09-01
REIPR-04887 | REIP Solar | OESER-SZOBONYA |  | 16 | 17500 | Residential | 0 | ANNANDALE | 8801 | 4 | A-TOP ALTERNATIVE ENERGY | JCP&L | No | Complete | 2009-08-13 | 2010-03-05 | 2010-06-07 | 2010-07-07
REIPR-04888 | REIP Solar | PAULTER |  | 22.4 | 17500 | Residential | 0 | PITTSTOWN | 8867 | 4 | A-TOP ALTERNATIVE ENERGY | JCP&L | No | Complete | 2009-08-13 | 2010-03-05 | 2010-07-16 | 2010-09-01
REIPR-04889 | REIP Solar | KAYNE |  | 7.6 | 13300 | Residential | 0 | LAWRENCEVILLE | 8648 | 12 | A-TOP ALTERNATIVE ENERGY | PSE&G BPU | No | Complete | 2009-08-13 | 2010-02-23 | 2010-05-05 | 2010-06-22
REIPR-04890 | REIP Solar | MCCONNELL |  | 10 | 17300 | Residential |  | EAST WINDSOR | 8520 | 12 | SOLULAR LLC/RWD CONSULTANTS | JCP&L | No | Complete | 2009-08-13 | 2010-02-23 | 2011-01-24 | 2011-04-13
REIPR-04891 | REIP Solar | JAZWIECKI |  | 4.515 | 7901.25 | Residential |  | AUDOBON | 8106 | 14 | CORE STATES | PSE&G BPU | No | Complete | 2009-08-13 | 2011-01-13 | 2011-03-23 | 2011-06-20
REIPR-04893 | REIP Solar | NEVERS |  | 7.6 | 13300 | Residential | 0 | NEW EGYPT | 8535 | 17 | A-TOP ALTERNATIVE ENERGY | JCP&L | No | Complete | 2009-08-13 | 2010-03-05 | 2010-07-27 | 2010-09-09
REIPR-04894 | REIP Solar | KILPATRICK |  | 4 | 7000 | Residential |  | STRATFORD | 8084 | 14 | SOLULAR LLC/RWD CONSULTANTS | AC Electric | No | Complete | 2009-08-13 | 2010-02-23 | 2010-08-24 | 2010-10-29
REIPR-04897 | REIP Solar | RINKER |  | 6 | 10500 | Residential | 0 | ATCO | 8004 | 14 | A-TOP ALTERNATIVE ENERGY | AC Electric | No | Complete | 2009-08-13 | 2010-03-03 | 2010-06-07 | 2010-07-07
REIPR-04898 | REIP Solar | JONES JR |  | 6 | 10500 | Residential |  | HAMILTON | 8690 | 12 | SOLULAR LLC/RWD CONSULTANTS | PSE&G BPU | No | Complete | 2009-08-13 | 2010-05-11 | 2010-08-24 | 2010-10-29
REIPR-04899 | REIP Solar | FLEETWOOD |  | 2.3 | 2300 | Commercial |  | DIVIDING CREEK | 8315 | 20 | ASC SOLAR SOLUTIONS, LLC | AC Electric | No | Complete | 2009-08-13 | 2010-05-18 | 2010-11-17 | 2011-01-07
REIPR-04900 | REIP Solar | LI |  | 6 | 10500 | Residential | 0 | HAMILTON | 8690 | 12 | A-TOP ALTERNATIVE ENERGY | PSE&G BPU | No | Complete | 2009-08-13 | 2010-03-17 | 2010-07-15 | 2010-09-01
REIPR-04901 | REIP Solar | ORDILLE |  | 9.2 | 16100 | Residential | 0 | WATERFORD | 8089 | 14 | A-TOP ALTERNATIVE ENERGY | AC Electric | No | Complete | 2009-08-13 | 2010-03-03 | 2010-05-18 | 2010-07-07
REIPR-04902 | REIP Solar | GROTH |  | 9.6 | 16800 | Residential | 0 | MERCERVILLE | 8619 | 12 | A-TOP ALTERNATIVE ENERGY | PSE&G BPU | No | Complete | 2009-08-13 | 2010-02-05 | 2010-05-18 | 2010-07-07
REIPR-04904 | REIP Solar | PHILLIPS |  | 7.36 | 12250 | Residential | 0 | MERCERVILLE | 8619 | 12 | ABSOLUTELY ENERGIZED SOLAR, LLC | PSE&G BPU | No | Complete | 2009-08-13 | 2010-01-15 | 2010-05-05 | 2010-06-22
REIPR-04906 | REIP Solar | RZUCIDLO |  | 5.6 | 9800 | Residential | 0 | CLAYTON | 8312 | 15 | A-TOP ALTERNATIVE ENERGY | AC Electric | No | Complete | 2009-08-13 | 2010-02-23 | 2010-05-05 | 2010-06-22
REIPR-04907 | REIP Solar | TANG |  | 8.97 | 15697.5 | Residential | 0 | PLAINSBORO | 8536 | 11 | A-TOP ALTERNATIVE ENERGY | PSE&G BPU | No | Complete | 2009-08-13 | 2010-03-24 | 2010-07-15 | 2010-09-01
REIPR-04908 | REIP Solar | ABERNATH |  | 4.4 | 7700 | Residential |  | SOMERDALE | 8083 | 14 | SOLULAR LLC/RWD CONSULTANTS | PSE&G BPU | No | Complete | 2009-08-13 | 2010-02-23 | 2010-08-24 | 2010-10-29
REIPR-04909 | REIP Solar | NAGY |  | 8.4 | 14700 | Residential | 0 | HAMILTON | 8501 | 17 | A-TOP ALTERNATIVE ENERGY | PSE&G BPU | No | Complete | 2009-08-13 | 2010-03-16 | 2010-06-07 | 2010-07-07
REIPR-04910 | REIP Solar | SALTHOUSE |  | 5.4 | 9450 | Residential |  | TITUSVILLE | 8560 | 12 | JERSEY SOLAR, LLC | JCP&L | No | Complete | 2009-08-13 | 2009-10-22 | 2009-11-18 | 2010-02-11
REIPR-04912 | REIP Solar | BARKALOW |  | 3.6 | 6300 | Residential | 0 | NORTHFIELD | 8225 | 19 | CORBIN SOLAR SOLUTIONS, LLC | AC Electric | No | Complete | 2009-08-13 | 2009-11-20 | 2010-01-19 | 2010-03-30
REIPR-04914 | REIP Solar | LIEBERMAN |  | 8 | 14000 | Residential | 0 | LAKEWOOD | 8701 | 18 | TRINITY HEATING AND AIR | JCP&L | No | Complete | 2009-08-13 | 2010-03-15 | 2010-08-24 | 2010-10-29
REIPR-04917 | REIP Solar | PETAGNA |  | 10 | 17500 | Residential | 0 | EDISON | 8820 | 11 | TRINITY HEATING AND AIR | PSE&G BPU | No | Complete | 2009-08-13 | 2010-03-30 | 2010-07-16 | 2010-09-01
REIPR-04918 | REIP Solar | KONOPADA |  | 7.915 | 11718 | Residential |  | LONG VALLEY | 7853 | 3 | HIGHLANDS SOLAR ELECTRIC CO, LLC | JCP&L | No | Complete | 2009-08-13 | 2010-08-13 | 2010-12-08 | 2011-02-25
REIPR-04919 | REIP Solar | SAINATO |  | 7 | 12250 | Residential | 0 | MYSTIC ISLAND | 8087 | 18 | ATLANTIC ENERGY SYSTEMS LLC | AC Electric | No | Complete | 2009-08-13 | 2009-10-23 | 2010-01-19 | 2010-03-30
REIPR-04920 | REIP Solar | PIERSON |  | 4 | 7000 | Residential | 0 | BURLINGTON TWP | 8016 | 13 | DPR ELECTRIC, INC | PSE&G BPU | No | Complete | 2009-08-13 | 2010-03-17 | 2010-06-24 | 2010-09-01
REIPR-04921 | REIP Solar | JONAS |  | 5.2 | 9100 | Residential |  | BARNEGAT | 8805 | 5 | ALL GREEN AND LEAN | JCP&L | No | Complete | 2009-08-13 | 2009-09-01 | 2009-10-30 | 2009-12-30
REIPR-04922 | REIP Solar | AMATO | AMBRO MANUFACTURING SPECIALTIES | 45 | 45000 | Commercial | 0 | FLEMINGTON | 8822 | 4 | TRINITY HEATING AND AIR | JCP&L | No | Complete | 2009-08-13 | 2010-03-02 | 2010-04-23 | 2010-06-22
REIPR-04923 | REIP Solar | AMATO | AMBRO MANUFACTURING SPECIALTIES | 4.8 | 4800 | Commercial | 0 | FLEMINGTON | 8822 | 4 | TRINITY HEATING AND AIR | JCP&L | No | Complete | 2009-08-13 | 2010-03-02 | 2010-04-23 | 2010-06-22
REIPR-04924 | REIP Solar | WADE | MISTY HOLLOW FARM | 9.45 | 16537.5 | Residential |  | LEBANON | 8833 | 4 | SUN FARM NETWORK | JCP&L | No | Complete | 2009-08-13 | 2010-07-22 | 2010-09-09 | 2010-10-29
REIPR-04925 | REIP Solar | NOWACKI |  | 6.93 | 12127.5 | Residential |  | SUCCASUNNA | 7876 | 3 | TRINITY HEATING AND AIR | JCP&L | No | Complete | 2009-08-13 | 2010-07-02 | 2012-01-11 | 2012-04-04
REIPR-04926 | REIP Solar | GUPTA |  | 7.56 | 13230 | Residential |  | EAST HANOVER | 7936 | 3 | TRINITY HEATING AND AIR | JCP&L | No | Complete | 2009-08-13 | 2009-10-22 | 2009-11-16 | 2010-02-11
REIPR-04928 | REIP Solar | MCMULLEN |  | 9.2 | 16100 | Residential | 0 | BRICK | 8724 | 18 | FUTURE SOLUTIONS CONTRACTING, LLC | JCP&L | No | Complete | 2009-08-13 | 2009-12-04 | 2010-06-24 | 2010-09-01
REIPR-04930 | REIP Solar | KASHDEN |  | 8.28 | 14490 | Residential |  | SKILLMAN | 8558 | 5 | JERSEY SOLAR, LLC | PSE&G BPU | No | Complete | 2009-08-13 | 2009-10-06 | 2009-11-12 | 2010-02-11
REIPR-04931 | REIP Solar | CHONG |  | 1.792 | 3136 | Residential |  | JERSEY CITY | 7302 | 8 | SELF INSTALL | PSE&G BPU | No | Complete | 2009-08-13 | 2009-10-05 | 2010-12-22 | 2011-03-23
REIPR-04932 | REIP Solar | CHAMBERLAIN |  | 7.875 | 13781.25 | Residential | 0 | OCEAN CITY | 8226 | 21 | MERCURY SOLAR SYSTEMS | AC Electric | No | Complete | 2009-08-13 | 2010-02-09 | 2010-04-13 | 2010-05-20
REIPR-04934 | REIP Solar | STRATTON |  | 10.34 | 17255 | Residential | 0 | OCEANVIEW | 8230 | 21 | ATLANTIC ENERGY SYSTEMS LLC | AC Electric | No | Complete | 2009-08-13 | 2010-01-06 | 2010-03-22 | 2010-05-20
REIPR-04936 | REIP Solar | JOHNSON |  | 6.138 | 10741.5 | Residential | 0 | MANALAPAN | 7726 | 17 | SAMSON ELECTRIC INC. | JCP&L | No | Complete | 2009-08-13 | 2010-01-06 | 2010-03-24 | 2010-05-20
REIPR-04937 | REIP Solar | HAGERTY | BENEFICIAL SAVINGS BANK | 9.43 | 9430 | Commercial |  | RIVERTON | 8077 | 13 | ALL GREEN AND LEAN | PSE&G BPU | No | Complete | 2009-08-13 | 2009-09-03 | 2011-06-10 | 2011-07-25
REIPR-04938 | REIP Solar | PODDER |  | 7.2 | 12600 | Residential | 0 | PRINCETON | 8540 | 12 | GEOGENIX | PSE&G BPU | No | Complete | 2009-08-20 | 2010-02-04 | 2010-04-13 | 2010-05-20
REIPR-04939 | REIP Solar | CHAMBERLAIN | MASTERS LEGACY PLANNING | 6.67 | 6670 | Commercial |  | LINWOOD | 8221 | 19 | MERCURY SOLAR SYSTEMS | AC Electric | No | Complete | 2009-08-20 | 2010-06-22 | 2010-10-27 | 2010-12-20
REIPR-04940 | REIP Solar | CHAMBERLAIN | 650 NEW RD ASSOCIATES LLC. | 11.27 | 11270 | Commercial |  | LINWOOD | 8221 | 19 | MERCURY SOLAR SYSTEMS | AC Electric | No | Complete | 2009-08-20 | 2010-06-22 | 2010-10-14 | 2010-11-30
REIPR-04941 | REIP Solar | YOAST |  | 4 | 6982.5 | Residential |  | SEWELL | 8080 | 15 | TRINITY HEATING AND AIR | PSE&G BPU | No | Complete | 2009-08-20 | 2009-10-13 | 2009-11-16 | 2010-02-11
REIPR-04942 | REIP Solar | LYNOTT |  | 9.975 | 17456.25 | Residential | 0 | MARLBORO | 7746 | 17 | TRINITY HEATING AND AIR | JCP&L | No | Complete | 2009-08-20 | 2009-12-18 | 2010-04-13 | 2010-05-20
REIPR-04963 | REIP Solar | HUMMER |  | 10.08 | 15066 | Residential |  | PHILLIPSBURG | 8865 | 2 | K&H EXCAVATING, INC. | JCP&L | No | Complete | 2009-08-20 | 2010-07-29 | 2010-10-08 | 2010-11-30
REIPR-04964 | REIP Solar | KNOTT |  | 9.45 | 16537.5 | Residential |  | WRIGHTSTOWN | 8562 | 13 | SEA BRIGHT SOLAR, LLC | JCP&L | No | Complete | 2009-08-20 | 2010-06-16 | 2010-09-09 | 2010-10-29
REIPR-04965 | REIP Solar | O'NEIL |  | 8.8 | 15400 | Residential | 0 | MIDDLETOWN | 7748 | 17 | AROSA SOLAR ENERGY, INC | JCP&L | No | Complete | 2009-08-20 | 2009-11-06 | 2010-02-15 | 2010-04-16
REIPR-04966 | REIP Solar | DAVIS |  | 8.05 | 14087.5 | Residential | 0 | MANALAPAN | 7726 | 17 | FOUR POINT REFRIGERATION CO., INC. | JCP&L | No | Complete | 2009-08-20 | 2009-11-02 | 2010-01-29 | 2010-03-30
REIPR-04967 | REIP Solar | ALLAHVERDI |  | 9.9 | 17325 | Residential |  | EGG HARBOR TOWNSHIP | 8234 | 19 | MERCURY SOLAR SYSTEMS | AC Electric | No | Complete | 2009-08-20 | 2009-10-22 | 2009-11-20 | 2010-02-11
REIPR-04968 | REIP Solar | CLARK |  | 5.72 | 9800 | Residential |  | YARDVILLE | 8620 | 12 | 1ST LIGHT ENERGY, INC. | PSE&G BPU | No | Complete | 2009-08-20 | 2010-05-20 | 2010-09-23 | 2010-10-29
REIPR-04969 | REIP Solar | RANGARAJAN |  | 6.8 | 11900 | Residential | 0 | BRIDGEWATER | 8807 | 5 | TRINITY HEATING AND AIR | PSE&G BPU | No | Complete | 2009-08-20 | 2009-10-29 | 2010-01-19 | 2010-03-30
REIPR-04970 | REIP Solar | EDWARDS |  | 9.66 | 16905 | Residential | 0 | CAPE MAY COURT HOUSE | 8210 | 21 | MERCURY SOLAR SYSTEMS | AC Electric | No | Complete | 2009-08-31 | 2009-11-06 | 2010-02-15 | 2010-04-16
REIPR-04971 | REIP Solar | MCCLEERY |  | 6.24 | 10920 | Residential |  | MARLTON | 8053 | 13 | CORBIN SOLAR SOLUTIONS, LLC | AC Electric | No | Complete | 2009-08-31 | 2009-09-29 | 2009-11-12 | 2010-02-11
REIPR-04972 | REIP Solar | GERMANN |  | 9.89 | 17307.5 | Residential | 0 | EGG HARBOR TOWNSHIP | 8234 | 19 | MERCURY SOLAR SYSTEMS | AC Electric | No | Complete | 2009-08-31 | 2010-01-20 | 2010-04-13 | 2010-05-20
REIPR-04973 | REIP Solar | DOEBLEY |  | 4.928 | 7638.4 | Residential |  | ESTELL MANOR | 8319 | 19 | SELF INSTALL | AC Electric | No | Complete | 2009-08-31 | 2010-08-18 | 2010-10-27 | 2010-12-20
REIPR-04974 | REIP Solar | CLEMENTE |  | 7.6 | 13300 | Residential |  | HOWELL | 7731 | 17 | TRINITY HEATING AND AIR | JCP&L | No | Complete | 2009-08-31 | 2009-10-13 | 2009-11-16 | 2010-02-11
REIPR-04975 | REIP Solar | HORN |  | 8.8 | 15400 | Residential |  | NEW EGYPT | 8533 | 18 | TRINITY HEATING AND AIR | JCP&L | No | Complete | 2009-08-31 | 2010-06-03 | 2010-09-09 | 2010-10-29
REIPR-04976 | REIP Solar | RIDLEN |  | 3.6 | 6300 | Residential | 0 | JERSEY CITY | 7307 | 8 | GEOGENIX | PSE&G BPU | No | Complete | 2009-08-31 | 2010-04-15 | 2010-07-15 | 2010-09-01
REIPR-04977 | REIP Solar | OBERER |  | 4.725 | 8268.75 | Residential | 0 | COLTS NECK | 7722 | 17 | GEOGENIX | JCP&L | No | Complete | 2009-08-31 | 2009-12-11 | 2010-02-23 | 2010-04-16
REIPR-04978 | REIP Solar | MIGDAL |  | 8.1 | 14175 | Residential | 0 | COLUMBUS | 8022 | 13 | GEOGENIX | PSE&G BPU | No | Complete | 2009-08-31 | 2010-03-04 | 2010-05-18 | 2010-07-07
REIPR-04980 | REIP Solar | JEFFERIS |  | 3.8 | 6650 | Residential | 0 | MONROEVILLE | 8343 | 16 | GRO SOLAR | AC Electric | No | Complete | 2009-08-31 | 2010-03-15 | 2010-07-15 | 2010-09-01
REIPR-04981 | REIP Solar | SOLBERG |  | 6 | 10500 | Residential |  | FRENCH TOWN | 8825 | 4 | 1ST LIGHT ENERGY, INC. | JCP&L | No | Complete | 2009-09-04 | 2010-04-23 | 2010-10-14 | 2010-11-30
REIPR-04982 | REIP Solar | MALLOY |  | 10 | 17500 | Residential | 0 | SHAMONG | 8088 | 13 | SELF INSTALL | AC Electric | No | Complete | 2009-09-04 | 2010-01-06 | 2010-03-22 | 2010-05-20
REIPR-04983 | REIP Solar | SCHROER |  | 10.08 | 17500 | Residential | 0 | EGG HARBOR CITY | 8215 | 19 | STEPHEN SCHROER LLC | AC Electric | No | Complete | 2009-09-04 | 2010-01-18 | 2010-04-23 | 2010-06-22
REIPR-04984 | REIP Solar | HELFMAN |  | 7.82 | 13685 | Residential | 0 | MOORESTOWN | 8057 | 13 | POWELL ENERGY AND SOLAR | PSE&G BPU | No | Complete | 2009-09-04 | 2010-01-25 | 2010-07-27 | 2010-09-09
REIPR-04985 | REIP Solar | SHARMA | 245 WESCOTT, LLC | 20.8 | 20800 | Commercial | 0 | RAHWAY | 7065 | 10 | PRAVCO, INC | PSE&G BPU | No | Complete | 2009-08-20 | 2010-03-05 | 2010-06-07 | 2010-07-07
REIPR-04986 | REIP Solar | SHARMA | 245 WESCOTT, LLC | 23.4 | 23400 | Commercial | 0 | RAHWAY | 7065 | 10 | PRAVCO, INC | PSE&G BPU | No | Complete | 2009-08-20 | 2010-03-05 | 2010-06-07 | 2010-07-07
REIPR-04987 | REIP Solar | LANDSKRONER |  | 9.135 | 15697.5 | Residential | 0 | TOMS RIVER | 8755 | 18 | SEA BRIGHT SOLAR, LLC | JCP&L | No | Complete | 2009-09-04 | 2010-02-25 | 2010-07-15 | 2010-09-01
REIPR-04988 | REIP Solar | DIXON |  | 5.2 | 9100 | Residential | 0 | RENDALL PARK | 8824 | 11 | CORBIN SOLAR SOLUTIONS, LLC | PSE&G BPU | No | Complete | 2009-09-04 | 2009-10-26 | 2010-01-29 | 2010-03-30
REIPR-04989 | REIP Solar | KLIMEK |  | 7.425 | 12075 | Residential |  | NEWTON | 7860 | 1 | SELF INSTALL | JCP&L | No | Complete | 2009-09-04 | 2010-08-20 | 2010-11-17 | 2011-01-07
REIPR-04990 | REIP Solar | SHAH |  | 6.44 | 11270 | Residential |  | ISELIN | 8830 | 11 | PATEL BUILDERS | PSE&G BPU | No | Complete | 2009-09-04 | 2010-09-10 | 2011-08-10 | 2011-09-26
REIPR-04991 | REIP Solar | FISCHER |  | 9.765 | 17088.75 | Residential | 0 | WHITEHOUSE STATION | 8889 | 4 | SEA BRIGHT SOLAR, LLC | JCP&L | No | Complete | 2009-09-04 | 2010-01-18 | 2010-04-13 | 2010-05-20
REIPR-04992 | REIP Solar | JOHNSON |  | 6.615 | 11576.25 | Residential | 0 | MARLTON | 8053 | 13 | MERCURY SOLAR SYSTEMS | PSE&G BPU | No | Complete | 2009-09-04 | 2009-12-22 | 2010-02-23 | 2010-04-16
REIPR-04993 | REIP Solar | ROKICKI |  | 8.28 | 14490 | Residential | 0 | MULLICA HILL | 8062 | 15 | MERCURY SOLAR SYSTEMS | AC Electric | No | Complete | 2009-09-04 | 2009-11-16 | 2009-12-16 | 2010-03-31
REIPR-04994 | REIP Solar | COPE |  | 13.86 | 17500 | Residential | 0 | MEDFORD | 8055 | 13 | SOLAR HOME ENERGY SOLUTIONS | PSE&G BPU | No | Complete | 2009-09-04 | 2010-01-27 | 2010-05-18 | 2010-07-07
REIPR-04995 | REIP Solar | PAPPAS |  | 10.25 | 17500 | Residential |  | YARDVILLE | 8620 | 12 | FUTURE SOLUTIONS CONTRACTING, LLC | PSE&G BPU | No | Complete | 2009-09-04 | 2010-09-10 | 2010-12-22 | 2011-03-23
REIPR-04996 | REIP Solar | BULL |  | 5.67 | 9922.5 | Residential | 0 | HADDONFEILD | 8033 | 14 | MERCURY SOLAR SYSTEMS | PSE&G BPU | No | Complete | 2009-09-04 | 2009-12-22 | 2010-02-23 | 2010-04-16
REIPR-04998 | REIP Solar | SHAPIRO |  | 10 | 17500 | Residential | 0 | FREEHOLD | 7728 | 17 | TRINITY HEATING AND AIR | JCP&L | No | Complete | 2009-09-04 | 2010-01-18 | 2010-03-01 | 2010-04-27
REIPR-04999 | REIP Solar | PALMIERI | 939 HARDING HIGHWAY | 49.45 | 49450 | Commercial | 0 | BUENA | 8310 | 19 | MERCURY SOLAR SYSTEMS | AC Electric | No | Complete | 2009-08-20 | 2009-12-28 | 2010-04-23 | 2010-06-22
REIPR-05000 | REIP Solar | BELLONE |  | 9.72 | 17010 | Residential |  | DOWNSTOWN | 8344 | 15 | ASC SOLAR SOLUTIONS, LLC | AC Electric | No | Complete | 2009-09-04 | 2010-09-02 | 2010-12-22 | 2011-03-23
REIPR-05004 | REIP Solar | ZEAK |  | 9.72 | 17010 | Residential | 0 | MONROEVILLE | 8343 | 16 | ASC SOLAR SOLUTIONS, LLC | AC Electric | No | Complete | 2009-09-04 | 2010-04-19 | 2010-07-15 | 2010-09-01
REIPR-05005 | REIP Solar | HARRING |  | 10.12 | 17500 | Residential | 0 | BUENA VISTA TOWNSHIP | 8310 | 19 | ASC SOLAR SOLUTIONS, LLC | AC Electric | No | Complete | 2009-09-04 | 2010-04-19 | 2010-07-27 | 2010-09-09
REIPR-05006 | REIP Solar | RAJCOK |  | 6.72 | 11760 | Residential | 0 | TOMS RIVER | 8753 | 18 | TRINITY HEATING AND AIR | JCP&L | No | Complete | 2009-09-04 | 2010-01-25 | 2010-06-07 | 2010-07-07
REIPR-05010 | REIP Solar | DUFFY |  | 9.89 | 17307.5 | Residential |  | FLEMINGTON | 8822 | 4 | SUN FARM NETWORK | JCP&L | No | Complete | 2009-09-04 | 2010-05-17 | 2010-09-01 | 2010-10-29
REIPR-05011 | REIP Solar | ULCHINSKY |  | 9.858 | 17251.5 | Residential |  | BRANDVILLE | 7826 | 1 | SEA BRIGHT SOLAR, LLC | JCP&L | No | Complete | 2009-09-04 | 2010-09-09 | 2011-01-24 | 2011-04-13
REIPR-05012 | REIP Solar | SPINELLI | PORT MONMOUTH MARINE, INC | 7.82 | 7800 | Commercial |  | PORT MONMOUTH | 7758 | 17 | GARDEN STATE SOLAR LLC | JCP&L | No | Complete | 2009-08-20 | 2010-01-07 | 2010-11-17 | 2011-01-07
REIPR-05013 | REIP Solar | PASEWARK |  | 7.37 | 12897.5 | Residential | 0 | PARLIN | 8859 | 11 | 1ST LIGHT ENERGY, INC. | JCP&L | No | Complete | 2009-09-04 | 2010-01-26 | 2010-04-23 | 2010-06-22
REIPR-05014 | REIP Solar | PAPRZYCKI |  | 9.2 | 16100 | Residential | 0 | WOODBURY | 8096 | 15 | P3 INTEGRATION, INC. | PSE&G BPU | No | Complete | 2009-09-04 | 2009-11-18 | 2010-06-08 | 2010-07-07
REIPR-05016 | REIP Solar | GANESAN |  | 10.08 | 17500 | Residential |  | PRINCETON JCT. | 8550 | 12 | TRINITY HEATING AND AIR | PSE&G BPU | No | Complete | 2009-09-04 | 2010-07-22 | 2010-09-09 | 2010-10-29
REIPR-05018 | REIP Solar | SHARP |  | 6.336 | 11088 | Residential |  | SWEDESBORO | 8085 | 15 | SOLAR SOLUTIONS LLC | AC Electric | No | Complete | 2009-09-04 | 2010-07-30 | 2010-12-08 | 2011-02-25
REIPR-05019 | REIP Solar | HARKER |  | 7.56 | 13230 | Residential | 0 | OCEAN CITY | 8226 | 21 | CMI ELECTRIC, INC. | AC Electric | No | Complete | 2009-09-04 | 2009-11-19 | 2010-01-29 | 2010-03-30
REIPR-05020 | REIP Solar | GETZ |  | 5.06 | 8855 | Residential | 0 | MARMORA | 8225 | 19 | SEA BRIGHT SOLAR, LLC | AC Electric | No | Complete | 2009-09-04 | 2010-02-25 | 2010-07-15 | 2010-09-01
REIPR-05021 | REIP Solar | NABI |  | 9.856 | 17248 | Residential |  | CRANBURY | 8512 | 11 | AMPERICON | PSE&G BPU | No | Complete | 2009-09-04 | 2010-05-17 | 2010-09-01 | 2010-10-29
REIPR-05022 | REIP Solar | NARDELLO |  | 10.5 | 17500 | Residential | 0 | MT. LAUREL | 8054 | 13 | MERCURY SOLAR SYSTEMS | PSE&G BPU | No | Complete | 2009-09-04 | 2009-12-15 | 2010-03-01 | 2010-04-27
REIPR-05023 | REIP Solar | DESSEL |  | 9.6 | 16800 | Residential | 0 | NEW EGYPT | 8533 | 18 | CORBIN SOLAR SOLUTIONS, LLC | JCP&L | No | Complete | 2009-09-04 | 2009-12-02 | 2010-06-08 | 2010-07-07
REIPR-05025 | REIP Solar | PRAISS |  | 4.6 | 8050 | Residential | 0 | AVALON | 8202 | 21 | CORBIN SOLAR SOLUTIONS, LLC | AC Electric | No | Complete | 2009-09-04 | 2009-11-24 | 2010-02-23 | 2010-04-16
REIPR-05026 | REIP Solar | ABDELKADER |  | 7.44 | 13020 | Residential |  | BRIDGE WATER | 8807 | 5 | THE SOLAR CENTER, INC. | JCP&L | No | Complete | 2009-09-04 | 2010-09-10 | 2010-12-22 | 2011-03-23
REIPR-05027 | REIP Solar | WILLEVER |  | 12.925 | 17500 | Residential |  | COLUMBUS | 8022 | 13 | ENERGYC2 | PSE&G BPU | No | Complete | 2009-09-04 | 2010-06-23 | 2010-10-27 | 2010-12-20
REIPR-05029 | REIP Solar | NAIR |  | 6 | 10500 | Residential | 0 | PLAINSBORO | 8536 | 11 | DPR ELECTRIC, INC | PSE&G BPU | No | Complete | 2009-09-04 | 2010-03-15 | 2010-06-07 | 2010-07-07
REIPR-05030 | REIP Solar | BERRY |  | 4.536 | 7938 | Residential | 0 | HOPEWELL | 8525 | 12 | SOLAR CONNECTIONS | PSE&G BPU | No | Complete | 2009-09-04 | 2010-01-11 | 2010-03-24 | 2010-05-20
REIPR-05031 | REIP Solar | KOPP | KOPP MANAGEMENT 1184 LLC | 7.56 | 7560 | Commercial | 0 | TOMS RIVER | 8753 | 18 | SELF INSTALL | JCP&L | No | Complete | 2009-08-20 | 2009-10-08 | 2010-01-20 | 2010-03-30
REIPR-05033 | REIP Solar | XIA |  | 9.1 | 15925 | Residential |  | EAST BRUNSWICK | 8816 | 11 | ASTON SOLAR | JCP&L | No | Complete | 2009-08-20 | 2010-06-11 | 2010-10-14 | 2010-11-30
REIPR-05036 | REIP Solar | TEISE |  | 8.4 | 14700 | Residential | 0 | PETERSBURG | 8270 | 21 | MERCURY SOLAR SYSTEMS | AC Electric | No | Complete | 2009-09-04 | 2009-12-22 | 2010-02-23 | 2010-04-16
REIPR-05037 | REIP Solar | HOAG |  | 9.675 | 16931.25 | Residential | 0 | CHERRY HILL | 8034 | 14 | MERCURY SOLAR SYSTEMS | PSE&G BPU | No | Complete | 2009-09-04 | 2009-12-01 | 2010-01-19 | 2010-03-30
REIPR-05038 | REIP Solar | CARTER |  | 9.87 | 17272.5 | Residential | 0 | CHERRY HILL | 8034 | 14 | MERCURY SOLAR SYSTEMS | PSE&G BPU | No | Complete | 2009-09-04 | 2010-01-14 | 2010-03-03 | 2010-04-27
REIPR-05039 | REIP Solar | POSTLETHWAIT |  | 5.4 | 9450 | Residential | 0 | HAMILTON SQUARE | 8690 | 12 | JERSEY SOLAR, LLC | PSE&G BPU | No | Complete | 2009-09-04 | 2009-11-05 | 2009-12-15 | 2010-03-31
REIPR-05040 | REIP Solar | KLEINHAUS | P. KLEINHAUS RACING STABLES INC. | 39.33 | 39330 | Commercial |  | FLEMINGTON | 8822 | 4 | JERSEY SOLAR, LLC | JCP&L | No | Complete | 2009-08-20 | 2010-07-22 | 2010-10-14 | 2010-11-30
REIPR-05041 | REIP Solar | KLEINHANS |  | 9.66 | 16905 | Residential |  | FLEMINGTON | 8822 | 4 | JERSEY SOLAR, LLC | JCP&L | No | Complete | 2009-09-04 | 2010-07-19 | 2010-09-09 | 2010-10-29
REIPR-05043 | REIP Solar | RIECK | HARRISON TWP | 49.92 | 49920 | Government Facility |  | HARRISON TWP | 8062 | 15 | P3 INTEGRATION, INC. | AC Electric | No | Complete | 2009-08-14 | 2009-10-05 | 2009-11-18 | 2010-02-11
REIPR-05050 | REIP Solar | YOUNG |  | 1.2 | 1860 | Residential |  | HAZLET | 7730 | 17 | SEA BRIGHT SOLAR, LLC | JCP&L | No | Complete | 2009-09-04 | 2010-04-26 | 2010-09-01 | 2010-10-29
REIPR-05051 | REIP Solar | BORIGHT |  | 4.2 | 7350 | Residential | 0 | LAVALLETTE | 8735 | 18 | SUNRAY SOLAR, INC. | JCP&L | No | Complete | 2009-09-04 | 2009-11-02 | 2010-04-13 | 2010-05-20
REIPR-05053 | REIP Solar | LEWIS |  | 4.73 | 8277.5 | Residential |  | BRIDGEWATER | 8807 | 5 | SUNRAY SOLAR, INC. | PSE&G BPU | No | Complete | 2009-09-04 | 2010-05-06 | 2010-12-08 | 2011-02-25
REIPR-05068 | REIP Solar | FRIED |  | 7.35 | 12862.5 | Residential |  | OCEAN | 7712 | 17 | TRINITY HEATING AND AIR | JCP&L | No | Complete | 2009-09-04 | 2009-10-23 | 2009-11-20 | 2010-02-11
REIPR-05072 | REIP Solar | ISSA | WATERS EDGE APARTMENTS LLC | 20.24 | 20000 | Commercial |  | ELIZABETH | 7206 | 10 | FUTURE SOLUTIONS CONTRACTING, LLC | PSE&G BPU | No | Complete | 2009-09-04 | 2010-09-10 | 2011-07-19 | 2011-11-08
REIPR-05073 | REIP Solar | ROBERTS | RAMAPO COLLEGE | 13.77 | 13770 | School Other | 0 | MAHWAH | 7430 | 7 | PFISTER MAINTENANCE, INC. | Orange & Rockland Elec | No | Complete | 2009-09-04 | 2010-02-01 | 2010-04-23 | 2010-06-22
REIPR-05074 | REIP Solar | CAMERON | G.B. BINKLEY, LLC | 30 | 30000 | Commercial |  | MEDFORD | 8055 | 13 | SUNSHINE SOLAR SYSTEMS | PSE&G BPU | No | Complete | 2009-09-04 | 2011-03-07 | 2011-04-04 | 2011-06-20
REIPR-05075 | REIP Solar | GUALANO |  | 8.19 | 14332.5 | Residential | 0 | MAPLE SHADE | 8052 | 13 | NJ SOLAR POWER, LLC | PSE&G BPU | No | Complete | 2009-09-04 | 2010-01-18 | 2010-03-22 | 2010-05-20
REIPR-05076 | REIP Solar | FRABONI |  | 9.87 | 17272.5 | Residential | 0 | ATCO | 8004 | 14 | SOLAR WORKS NJ | AC Electric | No | Complete | 2009-09-04 | 2010-03-01 | 2010-06-07 | 2010-07-07
REIPR-05077 | REIP Solar | MRAVCAK |  | 8.82 | 15435 | Residential | 0 | SOMERSET | 8873 | 5 | TRINITY HEATING AND AIR | PSE&G BPU | No | Complete | 2009-09-04 | 2009-10-29 | 2010-01-19 | 2010-03-30
REIPR-05078 | REIP Solar | BANZIGER |  | 7.98 | 13965 | Residential |  | ROBBINSVILLE | 8691 | 12 | TRINITY HEATING AND AIR | PSE&G BPU | No | Complete | 2009-09-04 | 2010-07-14 | 2010-09-09 | 2010-10-29
REIPR-05079 | REIP Solar | FARIN |  | 5.04 | 8820 | Residential | 0 | BRIGHTON BEACH | 8008 | 18 | TRINITY HEATING AND AIR | AC Electric | No | Complete | 2009-09-04 | 2009-11-24 | 2010-02-23 | 2010-04-16
REIPR-05080 | REIP Solar | CLARK |  | 7.92 | 13860 | Residential | 0 | NEWTON | 7860 | 1 | EAST COAST ALTERNATIVE ENERGY | JCP&L | No | Complete | 2009-09-04 | 2009-11-20 | 2010-03-24 | 2010-05-20
REIPR-05081 | REIP Solar | WALTERS |  | 9.975 | 17255 | Residential | 0 | TABERNACLE | 8088 | 13 | J. A. WIG CONSTRUCTION AND ELECTRIC, LLC | AC Electric | No | Complete | 2009-09-04 | 2009-12-30 | 2010-03-24 | 2010-05-20
REIPR-05082 | REIP Solar | MCGEOWN |  | 7.14 | 12495 | Residential | 0 | VENTNOR | 8406 | 19 | MERCURY SOLAR SYSTEMS | AC Electric | No | Complete | 2009-09-30 | 2010-03-11 | 2010-05-05 | 2010-06-22
REIPR-05084 | REIP Solar | BOKASH |  | 9.675 | 16931.25 | Residential | 0 | ALLOWAY | 8001 | 16 | MERCURY SOLAR SYSTEMS | AC Electric | No | Complete | 2009-09-04 | 2009-11-02 | 2009-12-15 | 2010-03-31
REIPR-05085 | REIP Solar | BOWDEN |  | 8.6 | 15050 | Residential | 0 | BRIDGETON | 8302 | 20 | MERCURY SOLAR SYSTEMS | AC Electric | No | Complete | 2009-09-04 | 2009-11-24 | 2009-12-16 | 2010-03-31
REIPR-05086 | REIP Solar | SUTTON |  | 22 | 17500 | Residential | 0 | CENTER GROVE | 8332 | 20 | RCL ENTERPRISES INC. | AC Electric | No | Complete | 2009-09-04 | 2009-11-19 | 2009-12-16 | 2010-03-31
REIPR-05087 | REIP Solar | SHIMP |  | 10.35 | 17500 | Residential | 0 | SALEM | 8079 | 16 | RCL ENTERPRISES INC. | AC Electric | No | Complete | 2009-09-04 | 2009-11-25 | 2010-01-29 | 2010-03-30
REIPR-05088 | REIP Solar | STENSLAND | FISHERMENS SUPPLY COMPANY | 25.38 | 25380 | Commercial | 0 | POINT PLEASANT BEACH | 8742 | 18 | FOUR POINT REFRIGERATION CO., INC. | JCP&L | No | Complete | 2009-09-04 | 2010-03-09 | 2010-07-27 | 2010-09-09
REIPR-05089 | REIP Solar | NEWTON |  | 9.24 | 16170 | Residential | 0 | MIDDLESEX | 8846 | 11 | TRINITY HEATING AND AIR | PSE&G BPU | No | Complete | 2009-09-04 | 2009-11-20 | 2009-12-17 | 2010-03-31
REIPR-05090 | REIP Solar | MILLER |  | 6.3 | 11025 | Residential | 0 | CRANBURY | 8512 | 11 | TRINITY HEATING AND AIR | PSE&G BPU | No | Complete | 2009-09-04 | 2010-01-11 | 2010-03-02 | 2010-04-27
REIPR-05092 | REIP Solar | CHAPMAN |  | 10 | 17500 | Residential | 0 | WALL | 7719 | 17 | TRINITY HEATING AND AIR | JCP&L | No | Complete | 2009-09-04 | 2009-12-15 | 2010-02-15 | 2010-04-16
REIPR-05093 | REIP Solar | SYBESMA |  | 13 | 17500 | Residential | 0 | SUSSEX | 7461 | 1 | TRINITY HEATING AND AIR | JCP&L | No | Complete | 2009-09-04 | 2010-03-24 | 2010-06-07 | 2010-07-07
REIPR-05094 | REIP Solar | SHARMA | 245 WESCOTT, LLC | 41.6 | 41600 | Commercial | 0 | RAHWAY | 7065 | 10 | PRAVCO, INC | PSE&G BPU | No | Complete | 2009-09-04 | 2010-03-05 | 2010-06-07 | 2010-07-07
REIPR-05095 | REIP Solar | STANLEY | THE TOWNSHIP OF PALMYRA | 36.288 | 36288 | School Public K-12 | 0 | PALMYRA | 8065 | 13 | VANGUARD ENERGY PARTNERS, LLC | PSE&G BPU | No | Complete | 2009-09-04 | 2009-10-19 | 2010-01-20 | 2010-03-30
REIPR-05111 | REIP Solar | HEIMANN |  | 7.2 | 12600 | Residential | 0 | PRINCETON | 8550 | 12 | JERSEY SOLAR, LLC | PSE&G BPU | No | Complete | 2009-09-04 | 2009-12-18 | 2010-03-02 | 2010-04-27
REIPR-05112 | REIP Solar | GRECO |  | 7.26 | 12705 | Residential | 0 | NEWTON | 7860 | 1 | EAST COAST ALTERNATIVE ENERGY | JCP&L | No | Complete | 2009-09-17 | 2009-11-20 | 2010-03-02 | 2010-04-27
REIPR-05113 | REIP Solar | TONIA |  | 5.6 | 9555 | Residential | 0 | FRANKLINVILLE | 8322 | 15 | DPR ELECTRIC, INC | AC Electric | No | Complete | 2009-09-17 | 2010-02-05 | 2010-04-13 | 2010-05-20
REIPR-05115 | REIP Solar | FISHER |  | 8.1 | 14175 | Residential | 0 | CINNAMINSON | 8077 | 13 | MERCURY SOLAR SYSTEMS | PSE&G BPU | No | Complete | 2009-09-17 | 2009-12-02 | 2010-01-19 | 2010-03-30
REIPR-05116 | REIP Solar | JAVERI |  | 10.12 | 17248 | Residential |  | CRANBURY | 8512 | 11 | AMPERICON | PSE&G BPU | No | Complete | 2009-09-17 | 2010-10-15 | 2011-04-29 | 2011-07-12
REIPR-05117 | REIP Solar | BUCHANAN |  | 9.856 | 17248 | Residential | 0 | MONMOUTH JCT | 8852 | 11 | AMPERICON | PSE&G BPU | No | Complete | 2009-09-17 | 2010-04-19 | 2010-07-15 | 2010-09-01
REIPR-05118 | REIP Solar | DUBEAU |  | 4.928 | 8624 | Residential |  | MULLICA HILL | 8062 | 15 | SELF INSTALL | AC Electric | No | Complete | 2009-09-17 | 2010-09-17 | 2010-12-08 | 2011-02-25
REIPR-05119 | REIP Solar | ANDRUSIEWICZ |  | 8 | 14000 | Residential | 0 | TRENTON | 8610 | 12 | TRINITY HEATING AND AIR | PSE&G BPU | No | Complete | 2009-09-17 | 2009-12-15 | 2010-02-15 | 2010-04-16
REIPR-05120 | REIP Solar | NAZIMEK |  | 2.8 | 4900 | Residential | 0 | WOODBRIDGE | 7095 | 11 | TRINITY HEATING AND AIR | PSE&G BPU | No | Complete | 2009-09-17 | 2009-11-05 | 2009-12-15 | 2010-03-31
REIPR-05121 | REIP Solar | SHVARZBLAT | DINA'S DINETTES | 41.3 | 41300 | Commercial | 0 | LAKEWOOD | 8701 | 18 | AROSA SOLAR ENERGY, INC | JCP&L | No | Complete | 2009-09-17 | 2010-01-15 | 2010-03-18 | 2010-05-20
REIPR-05123 | REIP Solar | FAUVELL |  | 5.6 | 9800 | Residential | 0 | WILLIAMSTOWN | 8094 | 15 | CORBIN SOLAR SOLUTIONS, LLC | AC Electric | No | Complete | 2009-09-17 | 2010-01-07 | 2010-05-18 | 2010-07-07
REIPR-05124 | REIP Solar | FIDLER |  | 6.63 | 11550 | Residential |  | SOMERDALE | 8083 | 14 | CORBIN SOLAR SOLUTIONS, LLC | AC Electric | No | Complete | 2009-09-17 | 2010-09-17 | 2011-04-14 | 2011-06-20
REIPR-05125 | REIP Solar | VALEZ |  | 24.57 | 17500 | Residential | 0 | PITTSTOWN | 8867 | 4 | CORBIN SOLAR SOLUTIONS, LLC | JCP&L | No | Complete | 2009-09-17 | 2010-03-05 | 2010-07-16 | 2010-09-01
REIPR-05126 | REIP Solar | FOTANETTA |  | 10.2 | 17500 | Residential |  | NESHANIC STATION | 8853 | 5 | 1ST LIGHT ENERGY, INC. | JCP&L | No | Complete | 2009-09-17 | 2010-09-21 | 2011-06-27 | 2011-09-14
REIPR-05127 | REIP Solar | WOLTORNIST |  | 8.05 | 14087.5 | Residential | 0 | BRANCHBURG | 8853 | 5 | NJ SOLAR POWER, LLC | JCP&L | No | Complete | 2009-09-17 | 2009-12-01 | 2010-03-22 | 2010-05-20
REIPR-05128 | REIP Solar | FRIZELL |  | 10.12 | 17500 | Residential |  | FORKED RIVER | 8731 | 18 | SELF INSTALL | JCP&L | No | Complete | 2009-09-17 | 2010-09-21 | 2011-03-23 | 2011-06-20
REIPR-05129 | REIP Solar | COHEN | SOUTH JERSEY EYE CENTER | 25.2 | 25200 | Commercial | 0 | MOORESTOWN | 8057 | 13 | CORBIN SOLAR SOLUTIONS, LLC | PSE&G BPU | No | Complete | 2009-09-17 | 2010-02-01 | 2010-04-23 | 2010-06-22
REIPR-05130 | REIP Solar | CALVIN |  | 7.6 | 13300 | Residential | 0 | DAYTON | 8810 | 11 | CORBIN SOLAR SOLUTIONS, LLC | PSE&G BPU | No | Complete | 2009-09-17 | 2009-11-16 | 2010-01-29 | 2010-03-30
REIPR-05131 | REIP Solar | HORROCKS |  | 8.1 | 14175 | Residential | 0 | EAST BRUNSWICK | 8816 | 11 | GEOGENIX | PSE&G BPU | No | Complete | 2009-09-17 | 2010-02-16 | 2010-05-18 | 2010-07-07
REIPR-05132 | REIP Solar | CAPRIO |  | 8.1 | 14175 | Residential | 0 | TINTON FALLS | 7753 | 17 | GEOGENIX | JCP&L | No | Complete | 2009-09-17 | 2010-02-18 | 2010-04-13 | 2010-05-20
REIPR-05133 | REIP Solar | LAROY |  | 19.8 | 17500 | Residential |  | ALLOWAY | 8001 | 16 | RCL ENTERPRISES INC. | AC Electric | No | Complete | 2009-09-17 | 2010-08-30 | 2010-11-17 | 2011-01-07
REIPR-05134 | REIP Solar | WHITEHEAD |  | 9.12 | 15960 | Residential | 0 | MILLVILLE | 8332 | 20 | RCL ENTERPRISES INC. | AC Electric | No | Complete | 2009-09-17 | 2009-12-18 | 2010-03-02 | 2010-04-27
REIPR-05135 | REIP Solar | FREEDMAN |  | 8.6 | 15050 | Residential | 0 | LODI | 7644 | 7 | TRINITY HEATING AND AIR | PSE&G BPU | No | Complete | 2009-09-17 | 2010-01-28 | 2010-04-13 | 2010-05-20
REIPR-05136 | REIP Solar | JAMISON | JOSEPH C. SHANER MEMORIAL E.S. | 51.072 | 49896 | School Public K-12 |  | MAYS LANDING | 8330 | 19 | RAY ANGELINI, INC. | AC Electric | No | Complete | 2009-09-17 | 2011-01-26 | 2011-04-04 | 2011-06-20
REIPR-05137 | REIP Solar | JAMISON | HESS EDUCATIONAL COMPLEX | 51.072 | 49896 | School Public K-12 |  | MAYS LANDING | 8330 | 19 | RAY ANGELINI, INC. | AC Electric | No | Complete | 2009-09-17 | 2011-01-26 | 2011-04-04 | 2011-06-20
REIPR-05139 | REIP Solar | MAIR |  | 8.4 | 14700 | Residential | 0 | WEST ORANGE | 7052 | 9 | 1ST LIGHT ENERGY, INC. | PSE&G BPU | No | Complete | 2009-09-17 | 2010-02-03 | 2010-07-15 | 2010-09-01
REIPR-05141 | REIP Solar | GABRIEL |  | 7.14 | 12127.5 | Residential | 0 | RINGWOOD | 7456 | 6 | THE SOLAR CENTER, INC. | JCP&L | No | Complete | 2009-09-17 | 2009-11-06 | 2010-01-29 | 2010-03-30
REIPR-05142 | REIP Solar | WILSON | SOUTH JERSEY WATER CONDITIONING S | 49.88 | 49880 | Commercial |  | BRIDGETON | 8302 | 20 | MERCURY SOLAR SYSTEMS | AC Electric | No | Complete | 2009-09-17 | 2010-06-07 | 2010-10-14 | 2010-11-30
REIPR-05143 | REIP Solar | BARTO | SEA GEAR MARINE SUPPLY | 27.09 | 27090 | Commercial |  | CAPE MAY | 8204 | 21 | MERCURY SOLAR SYSTEMS | AC Electric | No | Complete | 2009-09-17 | 2010-03-08 | 2010-10-14 | 2010-11-30
REIPR-05146 | REIP Solar | HARJES |  | 7.82 | 13685 | Residential | 0 | RUMSON | 7760 | 17 | SEA BRIGHT SOLAR, LLC | JCP&L | No | Complete | 2009-09-17 | 2010-01-14 | 2010-06-24 | 2010-09-01
REIPR-05148 | REIP Solar | LEUNG |  | 6.44 | 11270 | Residential | 0 | EAST HANOVER | 7936 | 3 | THE SOLAR CENTER, INC. | JCP&L | No | Complete | 2009-09-17 | 2009-10-19 | 2010-01-19 | 2010-03-30
REIPR-05149 | REIP Solar | SNEDIKER |  | 7.4 | 12950 | Residential | 0 | EAST BRUNSWICK | 8816 | 11 | TRINITY HEATING AND AIR | PSE&G BPU | No | Complete | 2009-09-17 | 2009-12-08 | 2010-02-23 | 2010-04-16
REIPR-05152 | REIP Solar | AMATO |  | 9.87 | 17272.5 | Residential | 0 | RINGOES | 8551 | 4 | TRINITY HEATING AND AIR | JCP&L | No | Complete | 2009-09-17 | 2009-11-24 | 2009-12-17 | 2010-03-31
REIPR-05153 | REIP Solar | NIXON, JR |  | 6.6 | 11550 | Residential | 0 | BURLINGTON | 8016 | 13 | TRINITY HEATING AND AIR | PSE&G BPU | No | Complete | 2009-09-17 | 2010-01-29 | 2010-04-13 | 2010-05-20
REIPR-05156 | REIP Solar | DORRELL |  | 8.8 | 15400 | Residential | 0 | PILESGROVE | 8098 | 16 | RUNNEMEDE PLUMBING HEATING | AC Electric | No | Complete | 2009-09-17 | 2010-01-06 | 2010-05-18 | 2010-07-07
REIPR-05159 | REIP Solar | NIELSEN |  | 5.376 | 9408 | Residential |  | HOPEWELL | 8525 | 12 | ADVANCED SOLAR PRODUCTS FLEMINGTON | JCP&L | No | Complete | 2009-09-17 | 2010-08-03 | 2010-09-23 | 2010-10-29
REIPR-05160 | REIP Solar | DAHODWALA |  | 3.99 | 6982.5 | Residential | 0 | CHERRY HILL | 8003 | 14 | GRO SOLAR | PSE&G BPU | No | Complete | 2009-09-17 | 2010-02-05 | 2010-06-07 | 2010-07-07
REIPR-05161 | REIP Solar | DUBOIS |  | 8.4 | 14700 | Residential | 0 | OCEAN VIEW | 8230 | 21 | MERCURY SOLAR SYSTEMS | AC Electric | No | Complete | 2009-09-17 | 2009-12-22 | 2010-04-13 | 2010-05-20
REIPR-05162 | REIP Solar | HUNTER |  | 7.65 | 13387.5 | Residential | 0 | HADDONFIELD | 8033 | 14 | MERCURY SOLAR SYSTEMS | PSE&G BPU | No | Complete | 2009-09-17 | 2010-01-11 | 2010-04-13 | 2010-05-20
REIPR-05163 | REIP Solar | GRIMLEY |  | 5.67 | 9922.5 | Residential | 0 | EGG HARBOR | 8234 | 19 | MERCURY SOLAR SYSTEMS | AC Electric | No | Complete | 2009-09-17 | 2009-12-03 | 2010-01-19 | 2010-03-30
REIPR-05164 | REIP Solar | CANNON |  | 7.2 | 12600 | Residential | 0 | NORTH WILDWOOD | 8260 | 21 | MERCURY SOLAR SYSTEMS | AC Electric | No | Complete | 2009-09-17 | 2010-03-05 | 2010-06-24 | 2010-09-01
REIPR-05165 | REIP Solar | MOORE |  | 9.46 | 16555 | Residential | 0 | MILLVILLE | 8332 | 20 | MERCURY SOLAR SYSTEMS | AC Electric | No | Complete | 2009-09-17 | 2010-01-15 | 2010-03-03 | 2010-04-27
REIPR-05166 | REIP Solar | FEERRAR |  | 6 | 10500 | Residential |  | MOORESTOWN | 8057 | 13 | SOLULAR LLC/RWD CONSULTANTS | PSE&G BPU | No | Complete | 2009-09-17 | 2010-02-23 | 2010-09-09 | 2010-10-29
REIPR-05167 | REIP Solar | CUPERUS |  | 23.22 | 17500 | Residential | 0 | BRANCHVILLE | 7826 | 1 | KG BUILDERS - RE DIVISION | JCP&L | No | Complete | 2009-09-17 | 2010-03-16 | 2010-07-15 | 2010-09-01
REIPR-05168 | REIP Solar | HOLSHUE |  | 4.2 | 7350 | Residential |  | MARLTON | 8053 | 13 | SUNRAY SOLAR, INC. | PSE&G BPU | No | Complete | 2009-09-17 | 2010-04-19 | 2010-08-24 | 2010-10-29
REIPR-05169 | REIP Solar | D'ALESSANDRO |  | 10.12 | 17500 | Residential | 0 | GLASSBORO | 8028 | 15 | ASC SOLAR SOLUTIONS, LLC | AC Electric | No | Complete | 2009-09-17 | 2009-12-16 | 2010-03-24 | 2010-05-20
REIPR-05170 | REIP Solar | PAPA |  | 10.4 | 17500 | Residential | 0 | COLLINGSWOOD | 8107 | 14 | CORBIN SOLAR SOLUTIONS, LLC | PSE&G BPU | No | Complete | 2009-09-17 | 2009-10-23 | 2010-01-29 | 2010-03-30
REIPR-05171 | REIP Solar | LATTANZI |  | 10.965 | 17500 | Residential | 0 | MILLVILLE | 8332 | 20 | RCL ENTERPRISES INC. | AC Electric | No | Complete | 2009-09-17 | 2010-01-07 | 2010-05-05 | 2010-06-22
REIPR-05174 | REIP Solar | CHOY |  | 7.256 | 12698 | Residential | 0 | TOMS RIVER | 8755 | 18 | SOLTRA ENERGY SOLUTIONS LLC | JCP&L | No | Complete | 2009-09-17 | 2010-02-05 | 2010-06-07 | 2010-07-07
REIPR-05176 | REIP Solar | OSWARI |  | 7.6 | 13230 | Residential | 0 | MOUNT LAUREL | 8054 | 13 | TRINITY HEATING AND AIR | PSE&G BPU | No | Complete | 2009-09-17 | 2009-11-18 | 2009-12-17 | 2010-03-31
REIPR-05177 | REIP Solar | GOPU |  | 7.6 | 13300 | Residential | 0 | MORGANVILLE | 7751 | 17 | TRINITY HEATING AND AIR | JCP&L | No | Complete | 2009-09-17 | 2009-11-18 | 2009-12-16 | 2010-03-31
REIPR-05179 | REIP Solar | BUCCA |  | 7.82 | 13685 | Residential |  | NEW BRUNSWICK | 8901 | 11 | THE SOLAR CENTER, INC. | PSE&G BPU | No | Complete | 2009-09-17 | 2010-06-17 | 2010-11-17 | 2011-01-07
REIPR-05182 | REIP Solar | TOFT |  | 6.45 | 11287.5 | Residential | 0 | TRENTON | 8618 | 12 | SUN SAVER SOLAR SYSTEMS 2 | PSE&G BPU | No | Complete | 2009-09-17 | 2010-04-05 | 2010-07-15 | 2010-09-01
REIPR-05183 | REIP Solar | MALEKOFF |  | 7.74 | 13230 | Residential | 0 | PITTSTOWN | 8867 | 4 | SUN SAVER SOLAR SYSTEMS 2 | JCP&L | No | Complete | 2009-09-17 | 2009-10-02 | 2010-02-15 | 2010-04-16
REIPR-05186 | REIP Solar | SMITH |  | 7.6 | 13300 | Residential | 0 | SEAVILLE | 8230 | 21 | CORBIN SOLAR SOLUTIONS, LLC | AC Electric | No | Complete | 2009-09-17 | 2009-11-17 | 2010-02-23 | 2010-04-16
REIPR-05188 | REIP Solar | BECKER |  | 11.97 | 17500 | Residential | 0 | MARGATE CITY | 8402 | 19 | MERCURY SOLAR SYSTEMS | AC Electric | No | Complete | 2009-09-17 | 2009-12-04 | 2010-01-19 | 2010-03-30
REIPR-05189 | REIP Solar | GREEN |  | 10.12 | 17500 | Residential |  | VINELAND | 8360 | 20 | ASC SOLAR SOLUTIONS, LLC | Vineland Muni Elec | No | Complete | 2009-09-17 | 2010-06-17 | 2010-09-23 | 2010-10-29
REIPR-05190 | REIP Solar | BENNETT |  | 5.64 | 9408 | Residential | 0 | PRINCETON | 8540 | 12 | AMPERICON | PSE&G BPU | No | Complete | 2009-09-17 | 2010-03-01 | 2010-05-18 | 2010-07-07
REIPR-05191 | REIP Solar | DAMMALAPATI |  | 4.14 | 7056 | Residential |  | MOUNT LAUREL | 8054 | 13 | AMPERICON | PSE&G BPU | No | Complete | 2009-09-17 | 2010-10-01 | 2011-03-23 | 2011-06-20
REIPR-05192 | REIP Solar | GIBBS |  | 4.3 | 7350 | Residential |  | FANWOOD | 7023 | 10 | J. A. WIG CONSTRUCTION AND ELECTRIC, LLC | PSE&G BPU | No | Complete | 2009-09-17 | 2010-03-12 | 2010-08-24 | 2010-10-29
REIPR-05193 | REIP Solar | FONTENELLI |  | 18.04 | 17500 | Residential | 0 | POINT PLEASANT BEACH | 8742 | 18 | FOUR POINT REFRIGERATION CO., INC. | JCP&L | No | Complete | 2009-09-17 | 2010-01-06 | 2010-03-24 | 2010-05-20
REIPR-05194 | REIP Solar | BIRO |  | 11.96 | 17500 | Residential |  | ALLOWAY | 8001 | 16 | RCL ENTERPRISES INC. | AC Electric | No | Complete | 2009-09-17 | 2010-09-16 | 2010-10-27 | 2010-12-20
REIPR-05195 | REIP Solar | SAMS |  | 9.975 | 17456.25 | Residential |  | PORT REPUBLIC | 8241 | 19 | BRITE IDEA ENERGY | AC Electric | No | Complete | 2009-09-17 | 2010-09-15 | 2011-01-24 | 2011-04-13
REIPR-05196 | REIP Solar | RICCA |  | 9.96 | 17272.5 | Residential |  | OCEANPORT | 7757 | 17 | E2ECTA, INC. | JCP&L | No | Complete | 2009-09-17 | 2010-04-19 | 2010-09-09 | 2010-10-29
REIPR-05198 | REIP Solar | PARROTTA |  | 11.2 | 17500 | Residential | 0 | TRENTON | 8620 | 12 | TRINITY HEATING AND AIR | PSE&G BPU | No | Complete | 2009-09-30 | 2009-12-04 | 2010-01-19 | 2010-03-30
REIPR-05199 | REIP Solar | WEISE | XEROGRAPHICS DOCUMENT SOLUTIONS | 25 | 25000 | Commercial | 0 | ROBBINSVILLE | 8691 | 12 | TRINITY HEATING AND AIR | PSE&G BPU | No | Complete | 2009-09-30 | 2010-03-17 | 2010-08-24 | 2010-10-29
REIPR-05200 | REIP Solar | KURTZBERG |  | 7 | 12250 | Residential | 0 | PLAINSBORO | 8536 | 11 | TRINITY HEATING AND AIR | PSE&G BPU | No | Complete | 2009-09-30 | 2009-12-01 | 2010-01-19 | 2010-03-30
REIPR-05202 | REIP Solar | LETONA |  | 9.87 | 9600 | Residential | 1 | HOWELL | 7731 | 17 | TRINITY HEATING AND AIR | JCP&L | No | Complete | 2009-09-30 | 2010-09-15 | 2011-04-04 | 2011-06-20
REIPR-05203 | REIP Solar | MARCHISIN |  | 6 | 10500 | Residential | 0 | MONMOUTH BRANCH | 7750 | 17 | TRINITY HEATING AND AIR | JCP&L | No | Complete | 2009-09-30 | 2010-01-28 | 2010-04-13 | 2010-05-20
REIPR-05204 | REIP Solar | STEELE |  | 9.87 | 17150 | Residential | 0 | COLUMBUS | 8022 | 13 | TRINITY HEATING AND AIR | PSE&G BPU | No | Complete | 2009-09-30 | 2009-12-03 | 2010-01-19 | 2010-03-30
REIPR-05205 | REIP Solar | BIERSTEIN |  | 8.4 | 14700 | Residential |  | DAYTON | 8810 | 11 | TRINITY HEATING AND AIR | PSE&G BPU | No | Complete | 2009-09-30 | 2010-08-16 | 2010-10-14 | 2010-11-30
REIPR-05206 | REIP Solar | JENSEN |  | 9.2 | 15697.5 | Residential | 0 | EGG HARBOR CITY | 8215 | 19 | CORBIN SOLAR SOLUTIONS, LLC | AC Electric | No | Complete | 2009-09-30 | 2009-11-16 | 2010-03-22 | 2010-05-20
REIPR-05207 | REIP Solar | SIWCZAK |  | 6.8 | 11602.5 | Residential | 0 | EWING | 8638 | 12 | CORBIN SOLAR SOLUTIONS, LLC | PSE&G BPU | No | Complete | 2009-09-30 | 2009-11-17 | 2010-03-02 | 2010-04-27
REIPR-05208 | REIP Solar | EMOND |  | 6.44 | 11270 | Residential |  | SHAMONG | 8088 | 13 | SOLULAR LLC/RWD CONSULTANTS | AC Electric | No | Complete | 2009-09-30 | 2010-10-12 | 2011-03-23 | 2011-06-20
REIPR-05209 | REIP Solar | OCELLO | JOE'S TOWING AUTO + PIT CREW LUBE | 18.184 | 13453.13 | Commercial |  | BRICK | 8724 | 18 | FOUR POINT REFRIGERATION CO., INC. | JCP&L | No | Complete | 2009-09-30 | 2010-10-29 | 2011-04-04 | 2011-06-20
REIPR-05210 | REIP Solar | GIBBONEY |  | 6 | 10237.5 | Residential | 0 | PETERSBURG | 8270 | 21 | DPR ELECTRIC, INC | AC Electric | No | Complete | 2009-09-30 | 2010-03-08 | 2010-06-07 | 2010-07-07
REIPR-05211 | REIP Solar | TETI |  | 15.6 | 17500 | Residential | 0 | MILLVILLE | 8332 | 20 | SHERWOOD ELECTRIC CO. INC. | AC Electric | No | Complete | 2009-09-30 | 2009-12-18 | 2010-06-07 | 2010-07-07
REIPR-05212 | REIP Solar | MICHAELS |  | 2.52 | 4410 | Residential | 0 | CAPE MAY COURT HOUSE | 8210 | 21 | MERCURY SOLAR SYSTEMS | AC Electric | No | Complete | 2009-09-30 | 2010-01-18 | 2010-03-01 | 2010-04-27
REIPR-05213 | REIP Solar | WEBB |  | 9.03 | 15802.5 | Residential | 0 | BRIDGETON | 8302 | 20 | MERCURY SOLAR SYSTEMS | AC Electric | No | Complete | 2009-09-30 | 2010-02-02 | 2010-04-13 | 2010-05-20
REIPR-05214 | REIP Solar | CIANCI |  | 9.24 | 16170 | Residential | 0 | SEWELL | 8080 | 15 | MERCURY SOLAR SYSTEMS | AC Electric | No | Complete | 2009-09-30 | 2009-12-04 | 2010-01-19 | 2010-03-30
REIPR-05215 | REIP Solar | CASAS JR. |  | 7.74 | 13545 | Residential | 0 | EGG HARBOR TWP | 8234 | 19 | MERCURY SOLAR SYSTEMS | AC Electric | No | Complete | 2009-09-30 | 2010-02-15 | 2010-04-13 | 2010-05-20
REIPR-05216 | REIP Solar | CANTERA |  | 9.46 | 16555 | Residential | 0 | HAINESPORT | 8036 | 13 | MERCURY SOLAR SYSTEMS | PSE&G BPU | No | Complete | 2009-09-30 | 2010-03-10 | 2010-05-05 | 2010-06-22
REIPR-05217 | REIP Solar | SHAPIRO |  | 15.525 | 17500 | Residential | 0 | ROBBINSVILLE | 8691 | 12 | MERCURY SOLAR SYSTEMS | JCP&L | No | Complete | 2009-09-30 | 2010-02-04 | 2010-06-24 | 2010-09-01
REIPR-05218 | REIP Solar | PIZZUTILLO |  | 12.6 | 17500 | Residential | 0 | SEWELL | 8080 | 15 | MERCURY SOLAR SYSTEMS | PSE&G BPU | No | Complete | 2009-09-30 | 2010-01-26 | 2010-04-13 | 2010-05-20
REIPR-05219 | REIP Solar | KURTZ |  | 9.9 | 16537.5 | Residential | 0 | PORT REPUBLIC | 8241 | 19 | MERCURY SOLAR SYSTEMS | AC Electric | No | Complete | 2009-09-30 | 2010-02-02 | 2010-06-24 | 2010-09-01
REIPR-05221 | REIP Solar | HUESKIN |  | 4.32 | 7560 | Residential |  | DELRAN | 8075 | 13 | POWELL ENERGY AND SOLAR | PSE&G BPU | No | Complete | 2009-09-30 | 2010-04-08 | 2010-08-24 | 2010-10-29
REIPR-05222 | REIP Solar | MARSHALL |  | 9.9 | 17325 | Residential | 0 | LAMBERTVILLE | 8530 | 4 | TURN KEY BUILDERS, INC | JCP&L | No | Complete | 2009-10-12 | 2010-01-20 | 2010-04-23 | 2010-06-22
REIPR-05224 | REIP Solar | SHALEK |  | 9.9 | 17325 | Residential |  | WOODBINE | 8270 | 21 | GO SOLAR ELECTRIC, LLC | AC Electric | No | Complete | 2009-09-30 | 2010-06-21 | 2010-09-09 | 2010-10-29
REIPR-05225 | REIP Solar | YANG |  | 10.58 | 17500 | Residential | 0 | BELLE MEAD | 8502 | 5 | BLUESKY USA LLC | PSE&G BPU | No | Complete | 2009-09-30 | 2010-01-22 | 2010-05-18 | 2010-07-07
REIPR-05227 | REIP Solar | CHIN |  | 7.425 | 12600 | Residential | 0 | HILLSBOROUGH | 8804 | 4 | SEA BRIGHT SOLAR, LLC | PSE&G BPU | No | Complete | 2009-09-30 | 2010-04-08 | 2010-07-15 | 2010-09-01
REIPR-05228 | REIP Solar | BRANTON |  | 6.534 | 11434.5 | Residential | 0 | GLOUCESTER CITY | 8030 | 14 | SOLAR SOLUTIONS LLC | PSE&G BPU | No | Complete | 2009-09-30 | 2010-02-01 | 2010-04-23 | 2010-06-22
REIPR-05230 | REIP Solar | ALEMAN |  | 9.45 | 16537.5 | Residential | 0 | CRANBURY | 8512 | 11 | GEOGENIX | PSE&G BPU | No | Complete | 2009-09-30 | 2010-02-24 | 2010-06-24 | 2010-09-01
REIPR-05231 | REIP Solar | WADE | MISTY HOLLOW FARM | 6.75 | 11812.5 | Residential |  | LEBANON | 8833 | 4 | SUN FARM NETWORK | JCP&L | No | Complete | 2009-09-30 | 2010-07-22 | 2010-09-09 | 2010-10-29
REIPR-05232 | REIP Solar | SHIMONY |  | 6.075 | 10631.25 | Residential | 0 | JACKSON | 8752 | 18 | GEOGENIX | JCP&L | No | Complete | 2009-09-30 | 2010-01-21 | 2010-03-01 | 2010-04-27
REIPR-05233 | REIP Solar | BELLERO |  | 5.98 | 10465 | Residential |  | RED BANK | 7701 | 17 | GEOGENIX | JCP&L | No | Complete | 2009-09-30 | 2010-06-04 | 2010-10-08 | 2010-11-30
REIPR-05234 | REIP Solar | KRAWIEC |  | 9.9 | 17325 | Residential | 0 | SOUTH PLAINFIELD | 7080 | 11 | GEOGENIX | PSE&G BPU | No | Complete | 2009-09-30 | 2010-03-17 | 2010-06-07 | 2010-07-07
REIPR-05235 | REIP Solar | COMITO |  | 8.1 | 14175 | Residential | 0 | HILLSBOROUGH | 8844 | 5 | GEOGENIX | PSE&G BPU | No | Complete | 2009-09-30 | 2010-03-01 | 2010-06-24 | 2010-09-01
REIPR-05237 | REIP Solar | POLLI |  | 7.2 | 12600 | Residential | 0 | CHERRY HILL | 8003 | 14 | ABSOLUTELY ENERGIZED SOLAR, LLC | PSE&G BPU | No | Complete | 2009-09-30 | 2010-03-01 | 2010-06-08 | 2010-07-07
REIPR-05238 | REIP Solar | MICALLEF |  | 10.08 | 17500 | Residential | 0 | ROBBINSVILLE | 8691 | 12 | TRINITY HEATING AND AIR | JCP&L | No | Complete | 2009-09-30 | 2009-12-16 | 2010-05-05 | 2010-06-22
REIPR-05240 | REIP Solar | TING |  | 5.52 | 9450 | Residential |  | HOLMDEL | 7733 | 17 | TRINITY HEATING AND AIR | JCP&L | No | Complete | 2009-09-30 | 2010-07-14 | 2010-09-09 | 2010-10-29
REIPR-05242 | REIP Solar | O'BRIEN | OLD TURNPIKE, LLC | 4.1 | 4100 | Commercial |  | OLDWICK | 8858 | 4 | SUN FARM NETWORK | JCP&L | No | Complete | 2009-09-30 | 2010-05-21 | 2010-10-14 | 2010-11-30
REIPR-05244 | REIP Solar | JAMES |  | 4.05 | 7087.5 | Residential | 0 | FRENCHTOWN | 8825 | 4 | JERSEY SOLAR, LLC | JCP&L | No | Complete | 2009-09-30 | 2009-11-11 | 2009-12-15 | 2010-03-31
REIPR-05245 | REIP Solar | MEISNER |  | 10 | 17500 | Residential | 0 | ROCKAWAY | 7866 | 3 | 1ST LIGHT ENERGY, INC. | JCP&L | No | Complete | 2009-09-30 | 2009-12-30 | 2010-04-13 | 2010-05-20
REIPR-05247 | REIP Solar | DOYLE | ALL AMERICAN LANDSCAPES | 32.2 | 32000 | Commercial |  | FRANKLINVILLE | 8322 | 15 | ASC SOLAR SOLUTIONS, LLC | AC Electric | No | Complete | 2009-09-30 | 2010-10-07 | 2010-11-17 | 2011-01-07
REIPR-05248 | REIP Solar | HAO |  | 6.45 | 11287.5 | Residential |  | LEDGEWOOD | 7852 | 3 | 1ST LIGHT ENERGY, INC. | JCP&L | No | Complete | 2009-09-30 | 2010-07-02 | 2010-12-22 | 2011-03-23
REIPR-05249 | REIP Solar | ROSLOWSKI |  | 9.945 | 17403.75 | Residential |  | LAMBERTVILLE | 8530 | 4 | GARDEN STATE SOLAR LLC | JCP&L | No | Complete | 2009-09-30 | 2010-01-28 | 2010-10-08 | 2010-11-30
REIPR-05250 | REIP Solar | BLACK |  | 8.91 | 15392.5 | Residential |  | MERCHANTVILLE | 8109 | 14 | ALTERNATIVE LIGHT & ENERGY SOLUTIONS | PSE&G BPU | No | Complete | 2009-09-30 | 2010-09-23 | 2011-02-04 | 2011-05-06
REIPR-05256 | REIP Solar | MANDELBAUM | 112 CORPORATION BUN-O-MATIC | 36.504 | 36504 | Commercial | 0 | MOONACHIE | 7074 | 7 | VANGUARD ENERGY PARTNERS, LLC | PSE&G BPU | No | Complete | 2009-09-30 | 2010-01-13 | 2010-04-23 | 2010-06-22
REIPR-05257 | REIP Solar | JAMESON |  | 9.89 | 17307.5 | Residential |  | BRICK | 8723 | 18 | SEA BRIGHT SOLAR, LLC | JCP&L | No | Complete | 2009-09-30 | 2010-05-24 | 2010-08-24 | 2010-10-29
REIPR-05258 | REIP Solar | GRIESSER |  | 11.28 | 17500 | Residential | 0 | AVALON | 8202 | 21 | SPECTRUM SOLAR, LLC | AC Electric | No | Complete | 2009-09-30 | 2010-04-09 | 2010-07-16 | 2010-09-01
REIPR-05260 | REIP Solar | GREENBERG | FOREVER GREEN FARM | 35.1 | 35100 | Farm | 0 | CHESTERFIELD | 8515 | 13 | EASTWIND POWER | PSE&G BPU | No | Complete | 2009-09-30 | 2010-03-18 | 2010-05-18 | 2010-07-07
REIPR-05261 | REIP Solar | WILLIAMS |  | 10.75 | 17500 | Residential |  | BURLINGTON | 8016 | 13 | RUNNEMEDE PLUMBING HEATING | PSE&G BPU | No | Complete | 2009-09-30 | 2010-09-30 | 2011-02-04 | 2011-05-06
REIPR-05262 | REIP Solar | FULLERTON |  | 5.6 | 9555 | Residential | 0 | RIVERTON | 8077 | 13 | DPR ELECTRIC, INC | PSE&G BPU | No | Complete | 2009-09-30 | 2010-02-16 | 2010-05-05 | 2010-06-22
REIPR-05264 | REIP Solar | BACKES-SNYDER |  | 10 | 17500 | Residential | 0 | CHESTERFIELD | 8515 | 13 | FUTURE SOLUTIONS CONTRACTING, LLC | PSE&G BPU | No | Complete | 2009-09-30 | 2009-12-02 | 2010-01-20 | 2010-03-30
REIPR-05265 | REIP Solar | PATEL |  | 9.64 | 16870 | Residential |  | ISELIN | 8830 | 11 | PATEL BUILDERS | PSE&G BPU | No | Complete | 2009-09-30 | 2010-10-04 | 2011-08-10 | 2011-09-26
REIPR-05266 | REIP Solar | WAGH |  | 6.72 | 11760 | Residential | 0 | MARLTON | 8053 | 13 | GRO SOLAR | PSE&G BPU | No | Complete | 2009-09-30 | 2010-03-29 | 2010-06-24 | 2010-09-01
REIPR-05267 | REIP Solar | BUNGERT |  | 14.85 | 17500 | Residential | 0 | WASHINGTON | 7882 | 2 | THE SOLAR CENTER, INC. | JCP&L | No | Complete | 2009-09-30 | 2009-12-21 | 2010-05-05 | 2010-06-22
REIPR-05268 | REIP Solar | LILLIANTHAL |  | 9.8 | 17150 | Residential | 0 | MANALAPAN | 7726 | 17 | TRINITY HEATING AND AIR | JCP&L | No | Complete | 2009-09-30 | 2010-02-16 | 2010-04-23 | 2010-06-22
REIPR-05269 | REIP Solar | DOYLE | FOUR SEASON NURSERY | 48.3 | 48300 | Commercial |  | CLAYTON | 8312 | 15 | ASC SOLAR SOLUTIONS, LLC | AC Electric | No | Complete | 2009-09-30 | 2010-10-07 | 2011-02-03 | 2011-05-06
REIPR-05270 | REIP Solar | REID |  | 6.45 | 11287.5 | Residential |  | FLEMINGTON | 8822 | 4 | 1ST LIGHT ENERGY, INC. | JCP&L | No | Complete | 2009-09-30 | 2010-06-17 | 2010-09-23 | 2010-10-29
REIPR-05273 | REIP Solar | SHAH |  | 9.9 | 17325 | Residential | 0 | BRIDGEWATER | 8807 | 5 | SEA BRIGHT SOLAR, LLC | PSE&G BPU | No | Complete | 2009-09-30 | 2010-03-11 | 2010-07-27 | 2010-09-09
REIPR-05275 | REIP Solar | LEFKOWITZ |  | 9.4 | 16450 | Residential | 0 | LUMBERTON | 8048 | 13 | SOLULAR LLC/RWD CONSULTANTS | PSE&G BPU | No | Complete | 2009-09-30 | 2010-02-23 | 2010-07-27 | 2010-09-09
REIPR-05276 | REIP Solar | BOYER |  | 9.88 | 17290 | Residential |  | HAMILTON | 8620 | 12 | SEA BRIGHT SOLAR, LLC | PSE&G BPU | No | Complete | 2009-09-30 | 2010-09-30 | 2011-01-24 | 2011-04-13
REIPR-05287 | REIP Solar | MUSSO |  | 9.9 | 17325 | Residential | 0 | FLORENCE | 8505 | 13 | GEOGENIX | PSE&G BPU | No | Complete | 2009-10-16 | 2009-11-24 | 2010-02-15 | 2010-04-16
REIPR-05288 | REIP Solar | RAVINE |  | 7.35 | 12250 | Residential | 0 | LAKEHURST | 8733 | 18 | TRINITY HEATING AND AIR | JCP&L | No | Complete | 2009-10-16 | 2010-01-18 | 2010-03-01 | 2010-04-27
REIPR-05289 | REIP Solar | WALKER |  | 10 | 17500 | Residential | 0 | MULLICA HILL | 8062 | 15 | TRINITY HEATING AND AIR | AC Electric | No | Complete | 2009-10-16 | 2010-02-15 | 2010-06-07 | 2010-07-07
REIPR-05290 | REIP Solar | WHEELER |  | 9 | 15750 | Residential | 0 | FORKED RIVER | 8731 | 18 | TRINITY HEATING AND AIR | JCP&L | No | Complete | 2009-10-16 | 2010-01-14 | 2010-03-03 | 2010-04-27
REIPR-05291 | REIP Solar | SCHOBER |  | 10.08 | 17500 | Residential | 0 | MANTUA | 8051 | 15 | TRINITY HEATING AND AIR | AC Electric | No | Complete | 2009-10-16 | 2009-12-15 | 2010-02-15 | 2010-04-16
REIPR-05292 | REIP Solar | VALVANO |  | 5.8 | 10150 | Residential | 0 | MANAHAWKIN | 8050 | 18 | TRINITY HEATING AND AIR | AC Electric | No | Complete | 2009-10-16 | 2010-01-29 | 2010-06-24 | 2010-09-01
REIPR-05293 | REIP Solar | PENG |  | 3.675 | 6390.25 | Residential |  | BLOOMFIELD | 7003 | 9 | ASTON SOLAR | PSE&G BPU | No | Complete | 2009-10-16 | 2010-10-19 | 2011-04-14 | 2011-06-20
REIPR-05295 | REIP Solar | CHAN |  | 7.2 | 12285 | Residential | 0 | CRANFORD | 7016 | 10 | 1ST LIGHT ENERGY, INC. | PSE&G BPU | No | Complete | 2009-10-16 | 2010-01-26 | 2010-06-24 | 2010-09-01
REIPR-05297 | REIP Solar | CATANDO |  | 19.32 | 17500 | Residential |  | SOUTH HAMPTON | 8088 | 13 | SELF INSTALL | PSE&G BPU | No | Complete | 2009-10-16 | 2010-11-05 | 2011-04-14 | 2011-06-20
REIPR-05298 | REIP Solar | KAGAN |  | 10.12 | 17325 | Residential |  | PRINCETON | 8540 | 12 | THE SOLAR CENTER, INC. | PSE&G BPU | No | Complete | 2009-10-16 | 2010-04-08 | 2010-08-24 | 2010-10-29
REIPR-05299 | REIP Solar | HARAHAN |  | 3.01 | 5267.5 | Residential | 0 | VENTNOR | 8406 | 19 | MERCURY SOLAR SYSTEMS | AC Electric | No | Complete | 2009-10-16 | 2010-03-29 | 2010-07-15 | 2010-09-01
REIPR-05300 | REIP Solar | PORCELLINI |  | 9.9 | 17325 | Residential | 0 | MILMAY | 8340 | 19 | MERCURY SOLAR SYSTEMS | AC Electric | No | Complete | 2009-10-16 | 2010-03-08 | 2010-05-05 | 2010-06-22
REIPR-05301 | REIP Solar | INGEMI |  | 9.24 | 16170 | Residential | 0 | VINELAND | 8360 | 20 | MERCURY SOLAR SYSTEMS | Vineland Muni Elec | No | Complete | 2009-10-16 | 2009-12-02 | 2010-03-01 | 2010-04-27
REIPR-05302 | REIP Solar | MOEDER |  | 1.8 | 3150 | Residential |  | HAMPTON | 8827 | 4 | SELF INSTALL | JCP&L | No | Complete | 2009-10-16 | 2010-06-21 | 2010-09-23 | 2010-10-29
REIPR-05304 | REIP Solar | ZURELLA | SUN ELECTRICAL CONSTRUCTION CORP | 6.3 | 6300 | Non Profit | 0 | BRICK | 8723 | 18 | SELF INSTALL | JCP&L | No | Complete | 2009-12-07 | 2010-01-07 | 2010-04-23 | 2010-06-22
REIPR-05305 | REIP Solar | HOFF |  | 9.2 | 16100 | Residential |  | EGG HARBOR | 8215 | 19 | RENERGY, INC. | AC Electric | No | Complete | 2009-12-07 | 2010-07-27 | 2010-09-23 | 2010-10-29
REIPR-05306 | REIP Solar | HAUNER |  | 11.7 | 17500 | Residential | 0 | TABERNACLE | 8088 | 13 | MERCURY SOLAR SYSTEMS | AC Electric | No | Complete | 2009-10-16 | 2009-12-28 | 2010-03-02 | 2010-04-27
REIPR-05307 | REIP Solar | WALLS |  | 9.6 | 16380 | Residential | 0 | CINNAMINSON | 8077 | 13 | CORBIN SOLAR SOLUTIONS, LLC | PSE&G BPU | No | Complete | 2009-10-16 | 2009-11-17 | 2010-03-02 | 2010-04-27
REIPR-05308 | REIP Solar | KOERNER | OZANE INSECT MUSEUM | 37.8 | 37800 | Commercial | 0 | TOMS RIVER | 8755 | 18 | CORBIN SOLAR SOLUTIONS, LLC | JCP&L | No | Complete | 2009-10-16 | 2010-04-05 | 2010-06-07 | 2010-07-07
REIPR-05309 | REIP Solar | BASS |  | 8.8 | 15400 | Residential | 0 | SEWELL | 8080 | 15 | RCL ENTERPRISES INC. | AC Electric | No | Complete | 2009-10-16 | 2009-12-18 | 2010-03-02 | 2010-04-27
REIPR-05310 | REIP Solar | BAPTISTE | LB CONSTRUCTION SERVICES, LLC | 30.8 | 30800 | Commercial | 0 | CEDAR GROVE | 7009 | 9 | SELF INSTALL | PSE&G BPU | No | Complete | 2009-12-07 | 2010-03-15 | 2010-07-27 | 2010-09-09
REIPR-05312 | REIP Solar | CALHOUN |  | 8.6 | 15050 | Residential | 0 | LUMBERTON | 8048 | 13 | TRINITY HEATING AND AIR | PSE&G BPU | No | Complete | 2009-10-16 | 2009-11-18 | 2009-12-17 | 2010-03-31
REIPR-05313 | REIP Solar | POLO |  | 9.66 | 16905 | Residential |  | NETCONG | 7857 | 3 | GREENLIFE SOLAR | JCP&L | No | Complete | 2009-10-16 | 2010-08-26 | 2011-05-20 | 2011-07-25
REIPR-05314 | REIP Solar | KRILL |  | 9.03 | 15802.5 | Residential |  | FLANDERS | 7836 | 3 | THE SOLAR CENTER, INC. | JCP&L | No | Complete | 2009-10-16 | 2010-05-17 | 2010-09-23 | 2010-10-29
REIPR-05315 | REIP Solar | LEFKOWITZ |  | 8.2 | 14332.5 | Residential |  | SOUTHAMPTON | 8088 | 13 | TRISOLAR ENERGY | JCP&L | No | Complete | 2009-10-16 | 2010-06-17 | 2011-04-14 | 2011-06-20
REIPR-05316 | REIP Solar | CHECCA |  | 9.165 | 16038.75 | Residential | 0 | MULLICA HILL | 8062 | 15 | KAITANNA SOLAR, LLC | AC Electric | No | Complete | 2009-10-16 | 2010-01-28 | 2010-05-05 | 2010-06-22
REIPR-05318 | REIP Solar | REBER |  | 5.2 | 8872.5 | Residential | 0 | POINT PLEASANT BORO | 8742 | 18 | CORBIN SOLAR SOLUTIONS, LLC | JCP&L | No | Complete | 2009-10-16 | 2009-11-17 | 2010-02-15 | 2010-04-16
REIPR-05319 | REIP Solar | HALL JR |  | 9 | 15750 | Residential | 0 | PARSIPPANY | 7054 | 3 | GEOGENIX | JCP&L | No | Complete | 2009-10-16 | 2010-01-18 | 2010-03-01 | 2010-04-27
REIPR-05320 | REIP Solar | TALATI |  | 10 | 17500 | Residential | 0 | WESTFIELD | 7090 | 10 | 1ST LIGHT ENERGY, INC. | PSE&G BPU | No | Complete | 2009-10-16 | 2009-12-30 | 2010-04-13 | 2010-05-20
REIPR-05321 | REIP Solar | SANTAFEDE |  | 4.73 | 8277.5 | Residential | 0 | PITTSGROVE | 8318 | 16 | MERCURY SOLAR SYSTEMS | AC Electric | No | Complete | 2009-10-16 | 2010-01-11 | 2010-05-18 | 2010-07-07
REIPR-05322 | REIP Solar | PRICE |  | 5.6 | 9800 | Residential | 0 | LITTLE FALLS | 7424 | 6 | 1ST LIGHT ENERGY, INC. | PSE&G BPU | No | Complete | 2009-10-16 | 2010-01-20 | 2010-05-05 | 2010-06-22
REIPR-05323 | REIP Solar | SELMON |  | 9.87 | 9800 | Commercial | 0 | TRENTON | 8610 | 12 | TRINITY HEATING AND AIR | PSE&G BPU | No | Complete | 2009-10-16 | 2010-01-18 | 2010-06-07 | 2010-07-07
REIPR-05324 | REIP Solar | GENDASZEK |  | 10.08 | 17500 | Residential | 0 | WOODBURY | 8096 | 15 | TRINITY HEATING AND AIR | PSE&G BPU | No | Complete | 2009-10-16 | 2010-01-29 | 2010-04-13 | 2010-05-20
REIPR-05326 | REIP Solar | DOWNES |  | 7.392 | 12936 | Residential | 0 | HILLSBOROUGH | 8844 | 5 | SOLAR CONNECTIONS | PSE&G BPU | No | Complete | 2009-10-16 | 2010-01-14 | 2010-06-07 | 2010-07-07
REIPR-05327 | REIP Solar | CONNOLLY |  | 8 | 14000 | Residential |  | LAWRENCEVILLE | 8648 | 12 | CORBIN SOLAR SOLUTIONS, LLC | PSE&G BPU | No | Complete | 2009-10-16 | 2010-09-21 | 2011-01-24 | 2011-04-13
REIPR-05328 | REIP Solar | BHAGIA |  | 3.76 | 6483.75 | Residential |  | EDISON | 8820 | 11 | SOLAR MITE SOLUTIONS | PSE&G BPU | No | Complete | 2009-10-16 | 2010-10-21 | 2011-05-20 | 2011-07-25
REIPR-05329 | REIP Solar | SAMPAT |  | 9.675 | 16931.25 | Residential | 0 | SCOTCH PLAINS | 7076 | 10 | MERCURY SOLAR SYSTEMS | PSE&G BPU | No | Complete | 2009-10-16 | 2010-03-17 | 2010-06-24 | 2010-09-01
REIPR-05331 | REIP Solar | HORVATH |  | 13.44 | 17500 | Residential |  | GREENWICH | 8323 | 20 | GEORGE SPARKS, INC | AC Electric | No | Complete | 2009-10-16 | 2010-11-18 | 2011-04-14 | 2011-06-20
REIPR-05332 | REIP Solar | BLESSENT |  | 10 | 17500 | Residential | 0 | WHITEHOUSE STATION | 8889 | 4 | RYAN INC | JCP&L | No | Complete | 2009-10-16 | 2010-03-29 | 2010-07-27 | 2010-09-09
REIPR-05333 | REIP Solar | RILEY |  | 10.395 | 17500 | Residential | 0 | MILLVILLE | 8332 | 20 | MERCURY SOLAR SYSTEMS | AC Electric | No | Complete | 2009-10-16 | 2010-02-04 | 2010-04-13 | 2010-05-20
REIPR-05334 | REIP Solar | ZHANG |  | 10.15 | 17456.25 | Residential |  | BRIDGEWATER | 8807 | 5 | ASTON SOLAR | PSE&G BPU | No | Complete | 2009-10-16 | 2010-10-07 | 2011-03-01 | 2011-05-06
REIPR-05335 | REIP Solar | JANKOWSKI | AUTOWORKS OF UPPER MONTCLAIR | 3.808 | 2932 | Commercial |  | UPPER MONTCLAIR | 7043 | 9 | CADMUS CONSTRUCTION, LLC | PSE&G BPU | No | Complete | 2009-10-16 | 2010-07-21 | 2011-02-03 | 2011-05-06
REIPR-05336 | REIP Solar | FRICK |  | 7.2 | 12600 | Residential | 0 | CINNAMINSON | 8077 | 13 | FUTURE SOLUTIONS CONTRACTING, LLC | PSE&G BPU | No | Complete | 2009-10-16 | 2009-12-22 | 2010-03-24 | 2010-05-20
REIPR-05337 | REIP Solar | PAGLIONE |  | 10.2 | 17500 | Residential | 0 | CREAM RIDGE | 8514 | 17 | FUTURE SOLUTIONS CONTRACTING, LLC | JCP&L | No | Complete | 2009-10-16 | 2010-01-06 | 2010-03-24 | 2010-05-20
REIPR-05338 | REIP Solar | O'NEILL |  | 7.194 | 8190 | Residential |  | HOWELL | 7731 | 17 | 4BESTSOLAR, LLC | JCP&L | No | Complete | 2009-10-29 | 2010-06-28 | 2010-12-22 | 2011-03-23
REIPR-05340 | REIP Solar | SASIDHAR |  | 9.225 | 16143.75 | Residential | 0 | FREEHOLD | 7728 | 17 | GEOGENIX | JCP&L | No | Complete | 2009-10-29 | 2010-02-02 | 2010-04-13 | 2010-05-20
REIPR-05344 | REIP Solar | GEORGE |  | 4.6 | 8050 | Residential | 0 | JACKSON | 8527 | 18 | TRINITY HEATING AND AIR | JCP&L | No | Complete | 2009-10-16 | 2009-12-18 | 2010-02-15 | 2010-04-16
REIPR-05345 | REIP Solar | CARPINO |  | 27.52 | 17500 | Residential |  | SEAVILLE | 8230 | 21 | GO SOLAR ELECTRIC, LLC | AC Electric | No | Complete | 2009-10-29 | 2010-10-19 | 2010-12-22 | 2011-03-23
REIPR-05346 | REIP Solar | CHAMBERLAIN | MASTERS LEGACY PLANNING | 22.54 | 22540 | Commercial |  | LINWOOD | 8221 | 19 | MERCURY SOLAR SYSTEMS | AC Electric | No | Complete | 2009-10-16 | 2010-06-22 | 2010-10-14 | 2010-11-30
REIPR-05347 | REIP Solar | MILLER |  | 9.24 | 16170 | Residential | 0 | WILLINGBORO | 8046 | 13 | RUNNEMEDE PLUMBING HEATING | PSE&G BPU | No | Complete | 2009-10-29 | 2010-04-15 | 2010-07-27 | 2010-09-09
REIPR-05348 | REIP Solar | MANDELBAUM | 112 CORPORATION - RUGBY | 47.736 | 47736 | Commercial | 0 | MOONACHIE | 7074 | 7 | VANGUARD ENERGY PARTNERS, LLC | PSE&G BPU | No | Complete | 2009-10-16 | 2010-01-13 | 2010-04-23 | 2010-06-22
REIPR-05349 | REIP Solar | CHU |  | 4.8 | 8000 | Residential |  | MOUNTAINSIDE | 7092 | 10 | 1ST LIGHT ENERGY, INC. | PSE&G BPU | No | Complete | 2009-10-29 | 2010-05-04 | 2011-04-29 | 2011-07-12
REIPR-05405 | REIP Solar | CLARK |  | 10.08 | 15500 | Residential | 0 | ASBURY | 8802 | 4 | SOLAR SYSTEMS DESIGN | JCP&L | No | Complete | 2009-10-16 | 2010-02-01 | 2010-04-13 | 2010-05-20
REIPR-05406 | REIP Solar | TEJEDA |  | 7.2 | 12285 | Residential | 0 | GALLOWAY | 8205 | 19 | CORBIN SOLAR SOLUTIONS, LLC | AC Electric | No | Complete | 2009-11-02 | 2009-12-07 | 2010-05-05 | 2010-06-22
REIPR-05407 | REIP Solar | LEE |  | 5.8 | 9896.25 | Residential | 0 | MOORESTOWN | 8057 | 13 | CORBIN SOLAR SOLUTIONS, LLC | PSE&G BPU | No | Complete | 2009-11-02 | 2009-12-07 | 2010-03-01 | 2010-04-27
REIPR-05408 | REIP Solar | CENNI |  | 8 | 13650 | Residential | 0 | ROBBINSVILLE | 8641 | 13 | CORBIN SOLAR SOLUTIONS, LLC | JCP&L | No | Complete | 2009-11-02 | 2010-01-06 | 2010-03-22 | 2010-05-20
REIPR-05410 | REIP Solar | HULSE |  | 9.24 | 16170 | Residential | 0 | TOMS RIVER | 8753 | 18 | MERCURY SOLAR SYSTEMS | JCP&L | No | Complete | 2009-11-02 | 2010-03-10 | 2010-05-05 | 2010-06-22
REIPR-05411 | REIP Solar | HACALA |  | 8.28 | 14490 | Residential | 0 | GALLOWAY | 8205 | 19 | MERCURY SOLAR SYSTEMS | AC Electric | No | Complete | 2009-11-02 | 2009-12-28 | 2010-02-23 | 2010-04-16
REIPR-05412 | REIP Solar | AMELS |  | 6.2 | 10850 | Residential | 0 | SUSSEX | 7461 | 1 | TRINITY HEATING AND AIR | JCP&L | No | Complete | 2009-11-02 | 2010-01-18 | 2010-05-05 | 2010-06-22
REIPR-05413 | REIP Solar | KUPERUS | OFFICE/FLORIST | 15.58 | 15400 | Commercial |  | SUSSEX | 7461 | 1 | TRINITY HEATING AND AIR | JCP&L | No | Complete | 2009-11-02 | 2010-11-05 | 2011-02-03 | 2011-05-06
REIPR-05415 | REIP Solar | KUPERUS |  | 9.635 | 16800 | Residential |  | SUSSEX | 7461 | 1 | TRINITY HEATING AND AIR | JCP&L | No | Complete | 2009-11-02 | 2010-11-04 | 2011-03-01 | 2011-05-06
REIPR-05417 | REIP Solar | PROULX |  | 5.6 | 9555 | Residential | 0 | PISCATAWAY | 8854 | 11 | 1ST LIGHT ENERGY, INC. | PSE&G BPU | No | Complete | 2009-11-02 | 2009-12-30 | 2010-03-24 | 2010-05-20
REIPR-05419 | REIP Solar | WEINER |  | 10.12 | 17500 | Residential |  | COLONIA | 7067 | 10 | 1ST LIGHT ENERGY, INC. | PSE&G BPU | No | Complete | 2009-11-02 | 2010-03-08 | 2010-09-01 | 2010-10-29
REIPR-05420 | REIP Solar | HIREMATH |  | 5.2 | 9100 | Residential | 0 | PLAINSBORO | 8536 | 11 | A-TOP ALTERNATIVE ENERGY | PSE&G BPU | No | Complete | 2009-11-02 | 2010-03-05 | 2010-06-24 | 2010-09-01
REIPR-05422 | REIP Solar | SUROWICZ |  | 5.4 | 9450 | Residential |  | SEWELL | 8080 | 15 | MERCURY SOLAR SYSTEMS | AC Electric | No | Complete | 2009-11-02 | 2009-12-15 | 2010-09-09 | 2010-10-29
REIPR-05424 | REIP Solar | VARTHOLOM |  | 10 | 17500 | Residential | 0 | LAKEWOOD | 8701 | 18 | CORBIN SOLAR SOLUTIONS, LLC | JCP&L | No | Complete | 2009-11-02 | 2009-12-15 | 2010-05-05 | 2010-06-22
REIPR-05426 | REIP Solar | LEE |  | 7.56 | 12600 | Residential |  | WAYNE | 7470 | 6 | 1ST LIGHT ENERGY, INC. | PSE&G BPU | No | Complete | 2009-11-02 | 2010-05-04 | 2011-04-14 | 2011-06-20
REIPR-05427 | REIP Solar | BUGGE |  | 7.65 | 13387.5 | Residential | 0 | OLD BRIDGE | 8857 | 11 | MERCURY SOLAR SYSTEMS | JCP&L | No | Complete | 2009-11-02 | 2010-01-28 | 2010-04-13 | 2010-05-20
REIPR-05428 | REIP Solar | RANIERI |  | 8.1 | 14175 | Residential | 0 | QUINTON | 8072 | 16 | MERCURY SOLAR SYSTEMS | AC Electric | No | Complete | 2009-11-02 | 2010-02-16 | 2010-04-13 | 2010-05-20
REIPR-05429 | REIP Solar | MCAFEE |  | 9.46 | 16555 | Residential | 0 | EGG HARBOR TWP | 8234 | 19 | MERCURY SOLAR SYSTEMS | AC Electric | No | Complete | 2009-11-02 | 2010-04-29 | 2010-07-27 | 2010-09-09
REIPR-05430 | REIP Solar | WU |  | 5.25 | 9187.5 | Residential |  | EAST BRUNSWICK | 8816 | 11 | ASTON SOLAR | JCP&L | No | Complete | 2009-11-02 | 2010-06-11 | 2010-10-14 | 2010-11-30
REIPR-05431 | REIP Solar | TAI |  | 4.86 | 8505 | Residential |  | EAST BRUNSWICK | 8816 | 11 | ASTON SOLAR | JCP&L | No | Complete | 2009-11-02 | 2010-10-22 | 2011-02-04 | 2011-05-06
REIPR-05432 | REIP Solar | GOMBA |  | 6.09 | 10500 | Residential | 0 | CREAM RIDGE | 8514 | 17 | TRINITY HEATING AND AIR | JCP&L | No | Complete | 2009-11-02 | 2009-12-18 | 2010-02-15 | 2010-04-16
REIPR-05433 | REIP Solar | GRAVINA |  | 10 | 17500 | Residential | 0 | STEWARTSVILLE | 8886 | 2 | TRINITY HEATING AND AIR | JCP&L | No | Complete | 2009-11-02 | 2010-01-25 | 2010-06-08 | 2010-07-07
REIPR-05434 | REIP Solar | DEANGELIS |  | 9.24 | 15750 | Residential |  | OAKLAND | 7436 | 7 | 1ST LIGHT ENERGY, INC. | Orange & Rockland Elec | No | Complete | 2009-11-02 | 2010-07-30 | 2011-03-23 | 2011-06-20
REIPR-05435 | REIP Solar | WELSH | AEL GROUP LLC | 30.275 | 30275 | Commercial | 0 | EDISON | 8817 | 11 | GREEN ENERGY SYSTEMS LLC | PSE&G BPU | No | Complete | 2009-11-02 | 2009-12-02 | 2010-03-03 | 2010-04-27
REIPR-05436 | REIP Solar | ROBERTS | EAST JERSEY COMMERCIAL LLC | 11.4 | 11400 | Commercial | 0 | BRICK | 8723 | 18 | SOLARTECH RENEWABLES LLC | JCP&L | No | Complete | 2009-11-02 | 2009-12-14 | 2010-04-23 | 2010-06-22
REIPR-05438 | REIP Solar | RAMSAVOOP |  | 8 | 14000 | Residential | 0 | EDISON | 8820 | 11 | TRINITY HEATING AND AIR | PSE&G BPU | No | Complete | 2009-11-02 | 2010-01-11 | 2010-03-03 | 2010-04-27
REIPR-05439 | REIP Solar | ENGELHARDT |  | 10 | 17500 | Residential | 0 | TOMS RIVER | 8753 | 18 | TRINITY HEATING AND AIR | JCP&L | No | Complete | 2009-11-02 | 2010-01-29 | 2010-06-08 | 2010-07-07
REIPR-05440 | REIP Solar | EISLER | ALISTER ASSOCIATES LLC | 36.4 | 36400 | Commercial |  | VINELAND | 8361 | 20 | CORBIN SOLAR SOLUTIONS, LLC | Vineland Muni Elec | No | Complete | 2009-11-02 | 2010-04-13 | 2010-10-14 | 2010-11-30
REIPR-05441 | REIP Solar | KANITKAR |  | 9.9 | 17325 | Residential | 0 | PLAINSBORO | 8536 | 11 | GEOGENIX | PSE&G BPU | No | Complete | 2009-11-02 | 2010-03-17 | 2010-06-07 | 2010-07-07
REIPR-05442 | REIP Solar | BELICK |  | 2.76 | 3906 | Residential |  | SOUTH SEASIDE PARK | 8752 | 18 | LIGHTWAVE PROPERTIES LLC | JCP&L | No | Complete | 2009-11-02 | 2010-12-22 | 2011-04-14 | 2011-06-20
REIPR-05444 | REIP Solar | KNECHTEL |  | 4.725 | 8268.75 | Residential | 0 | LITTLE EGG HARBOR | 8087 | 18 | ALLSEASON CONSTRUCTION | AC Electric | No | Complete | 2009-11-02 | 2010-03-01 | 2010-06-07 | 2010-07-07
REIPR-05445 | REIP Solar | HAYWOOD |  | 9.765 | 16905 | Residential | 0 | PITTSTOWN | 8867 | 4 | SEA BRIGHT SOLAR, LLC | JCP&L | No | Complete | 2009-11-02 | 2010-04-12 | 2010-06-07 | 2010-07-07
REIPR-05446 | REIP Solar | NORKUS | NORKUS ENTERPRISES, INC. | 49.66 | 49140 | Commercial | 0 | FREEHOLD | 7728 | 17 | SOLIS PARTNERS, LLC | JCP&L | No | Complete | 2009-11-02 | 2010-01-14 | 2010-03-18 | 2010-05-20
REIPR-05447 | REIP Solar | NEWMAN |  | 5.04 | 8820 | Residential | 0 | MARGATE | 8402 | 19 | MERCURY SOLAR SYSTEMS | AC Electric | No | Complete | 2009-11-02 | 2010-04-22 | 2010-07-16 | 2010-09-01
REIPR-05448 | REIP Solar | SHAFFER |  | 10.35 | 17500 | Residential | 0 | MARLTON | 8053 | 13 | MERCURY SOLAR SYSTEMS | PSE&G BPU | No | Complete | 2009-11-02 | 2010-03-01 | 2010-05-18 | 2010-07-07
REIPR-05449 | REIP Solar | WADDINGTON |  | 9.89 | 17307.5 | Residential | 0 | PILESGROVE | 8098 | 16 | MERCURY SOLAR SYSTEMS | AC Electric | No | Complete | 2009-11-02 | 2010-02-17 | 2010-04-13 | 2010-05-20
REIPR-05450 | REIP Solar | LANCE |  | 2.475 | 4331.25 | Residential | 0 | WEST CAPE MAY | 8204 | 21 | MERCURY SOLAR SYSTEMS | AC Electric | No | Complete | 2009-11-02 | 2010-03-12 | 2010-05-05 | 2010-06-22
REIPR-05451 | REIP Solar | EVANS |  | 9.89 | 17307.5 | Residential | 0 | PILES GROVE | 8098 | 16 | MERCURY SOLAR SYSTEMS | AC Electric | No | Complete | 2009-11-02 | 2010-02-02 | 2010-04-13 | 2010-05-20
REIPR-05452 | REIP Solar | FOREMAN |  | 9.46 | 16555 | Residential |  | SMITHVILLE | 8205 | 19 | MERCURY SOLAR SYSTEMS | AC Electric | No | Complete | 2009-11-02 | 2010-03-01 | 2010-08-24 | 2010-10-29
REIPR-05453 | REIP Solar | BAROFSKI |  | 6 | 9109.73 | Residential | 0 | WASHINGTON | 7882 | 2 | 1ST LIGHT ENERGY, INC. | JCP&L | No | Complete | 2009-11-02 | 2010-03-01 | 2010-10-27 | 2010-12-20
REIPR-05454 | REIP Solar | PEKAR | FAMILY SERVICE | 49.896 | 49896 | Non Profit | 0 | MOUNT HOLLY | 8060 | 13 | SOLAR WORKS NJ | PSE&G BPU | No | Complete | 2009-11-02 | 2010-03-01 | 2010-05-18 | 2010-07-07
REIPR-05455 | REIP Solar | BURNS |  | 10.12 | 17500 | Residential | 0 | MULLICA HILL | 8062 | 15 | SOLAR WORKS NJ | AC Electric | No | Complete | 2009-11-02 | 2010-03-09 | 2010-06-24 | 2010-09-01
REIPR-05457 | REIP Solar | NG |  | 6.9 | 12075 | Residential |  | MAYWOOD | 7607 | 7 | JRC CONSTRUCTION CO INC | PSE&G BPU | No | Complete | 2009-11-02 | 2010-10-29 | 2011-03-23 | 2011-06-20
REIPR-05458 | REIP Solar | SCHWEIKER |  | 10.08 | 17500 | Residential | 0 | NEW GRETNA | 8244 | 19 | MERCURY SOLAR SYSTEMS | AC Electric | No | Complete | 2009-11-02 | 2010-04-22 | 2010-07-27 | 2010-09-09
REIPR-05459 | REIP Solar | ABRAMSON |  | 6.075 | 10631.25 | Residential |  | VENTNOR | 8406 | 19 | MERCURY SOLAR SYSTEMS | AC Electric | No | Complete | 2009-11-02 | 2010-10-29 | 2011-02-04 | 2011-05-06
REIPR-05460 | REIP Solar | RICHARDSON | BOURBON STREETLAND LLC | 49.61 | 49610 | Commercial |  | LEBANON | 8833 | 4 | SUN FARM NETWORK | JCP&L | No | Complete | 2009-11-02 | 2010-04-22 | 2010-10-14 | 2010-11-30
REIPR-05462 | REIP Solar | NEIGHBOR |  | 3.78 | 6615 | Residential |  | ANNANDALE | 8801 | 4 | MY NJ SOLAR, LLC | JCP&L | No | Complete | 2009-11-02 | 2010-08-26 | 2010-12-08 | 2011-02-25
REIPR-05466 | REIP Solar | MORONI |  | 7.4 | 12950 | Residential |  | HASBROUCK HEIGHTS | 7604 | 7 | 1ST LIGHT ENERGY, INC. | PSE&G BPU | No | Complete | 2009-11-02 | 2010-02-18 | 2010-08-24 | 2010-10-29
REIPR-05467 | REIP Solar | BRAUNWARTH |  | 9.66 | 16905 | Residential |  | SEAVILLE | 8230 | 21 | NJ SOLAR POWER, LLC | AC Electric | No | Complete | 2009-11-02 | 2010-03-15 | 2010-12-22 | 2011-03-23
REIPR-05468 | REIP Solar | FORTE | FORTE EXPRESS PLUMBING & HEATING | 6.93 | 6930 | Commercial |  | WALLINGTON | 7057 | 7 | NORTHEAST SMART ENERGY, LLC | PSE&G BPU | No | Complete | 2009-11-02 | 2010-04-15 | 2010-12-30 | 2011-03-23
REIPR-05469 | REIP Solar | GARDNER | K HOVNANIAN | 4.2 | 4200 | Commercial |  | OCEANPORT | 7757 | 17 | THE SOLAR CENTER, INC. | JCP&L | No | Complete | 2009-11-02 | 2010-04-22 | 2010-08-24 | 2010-10-29
REIPR-05470 | REIP Solar | MRUCZEK |  | 6.4 | 10920 | Residential | 0 | MOUNT LAUREL | 8057 | 13 | DPR ELECTRIC, INC | PSE&G BPU | No | Complete | 2009-11-02 | 2010-03-05 | 2010-06-24 | 2010-09-01
REIPR-05471 | REIP Solar | RAGER |  | 10.12 | 17500 | Residential |  | SOUTH HARRISON TWP | 8062 | 15 | RAGER CONSULTING, LLC | AC Electric | No | Complete | 2009-11-02 | 2010-10-01 | 2010-12-22 | 2011-03-23
REIPR-05472 | REIP Solar | DIETZ | LINDA LLC | 36.66 | 35640 | Commercial |  | BEDMINSTER | 7921 | 5 | ADVANCED SOLAR PRODUCTS FLEMINGTON | JCP&L | No | Complete | 2009-11-02 | 2010-08-17 | 2010-10-14 | 2010-11-30
REIPR-05473 | REIP Solar | REINHARDT |  | 3.28 | 5250 | Residential | 0 | POINT PLEASANT | 8742 | 18 | FOUR POINT REFRIGERATION CO., INC. | JCP&L | No | Complete | 2009-11-02 | 2010-01-04 | 2010-03-22 | 2010-05-20
REIPR-05474 | REIP Solar | CLARK |  | 8.82 | 15400 | Residential |  | SOMERS POINT | 8244 | 19 | 1ST LIGHT ENERGY, INC. | AC Electric | No | Complete | 2009-11-02 | 2010-07-14 | 2010-09-01 | 2010-10-29
REIPR-05475 | REIP Solar | LAMPARELLO |  | 7.56 | 12967.5 | Residential |  | LIVINGSTON | 7039 | 9 | 1ST LIGHT ENERGY, INC. | PSE&G BPU | No | Complete | 2009-11-02 | 2010-08-23 | 2010-11-17 | 2011-01-07
REIPR-05476 | REIP Solar | MARTON |  | 9.965 | 17325 | Residential |  | GLEN GARDNER | 8826 | 4 | HIGHLANDS SOLAR ELECTRIC CO, LLC | JCP&L | No | Complete | 2009-11-02 | 2010-10-29 | 2011-03-23 | 2011-06-20
REIPR-05477 | REIP Solar | FETT | RED SQUARE PARTNERS | 16.4 | 16400 | Commercial | 1 | YARDVILLE | 8620 | 12 | FUTURE SOLUTIONS CONTRACTING, LLC | PSE&G BPU | No | Complete | 2009-11-02 | 2010-10-28 | 2011-04-04 | 2011-06-20
REIPR-05481 | REIP Solar | TRAN |  | 5.4 | 9240 | Residential |  | LAWRENCEVILLE | 8648 | 12 | GEOGENIX | PSE&G BPU | No | Complete | 2009-11-02 | 2010-06-14 | 2010-09-09 | 2010-10-29
REIPR-05482 | REIP Solar | LEE |  | 6.9 | 12075 | Residential |  | BELLE MEAD | 8502 | 5 | JRC CONSTRUCTION CO INC | PSE&G BPU | No | Complete | 2009-11-02 | 2010-09-17 | 2011-01-24 | 2011-04-13
REIPR-05483 | REIP Solar | MILLER |  | 8.82 | 14385.42 | Residential | 0 | ABESCON | 8201 | 19 | MERCURY SOLAR SYSTEMS | AC Electric | No | Complete | 2009-11-02 | 2010-03-08 | 2010-09-23 | 2010-10-29
REIPR-05484 | REIP Solar | BATTERSBY |  | 9.46 | 16555 | Residential | 0 | EGG HARBOR TWP | 8234 | 19 | MERCURY SOLAR SYSTEMS | AC Electric | No | Complete | 2009-11-02 | 2010-02-04 | 2010-07-15 | 2010-09-01
REIPR-05485 | REIP Solar | VANNOY |  | 10.5 | 17500 | Residential | 0 | MULLICA HILL | 8063 | 15 | CODE GREEN SOLAR, LLC | AC Electric | No | Complete | 2009-11-02 | 2010-01-15 | 2010-06-07 | 2010-07-07
REIPR-05486 | REIP Solar | KURKO |  | 6.075 | 10631.25 | Residential | 0 | WESTAMPTON | 8060 | 13 | MERCURY SOLAR SYSTEMS | PSE&G BPU | No | Complete | 2009-11-02 | 2010-01-18 | 2010-03-01 | 2010-04-27
REIPR-05492 | REIP Solar | GOYETTE | HOMES FOR TROOPS | 5.25 | 9187.5 | Residential |  | HILLSDALE | 7642 | 7 | ALTERNATE ENERGY & ECOLOGY COMPANY, INC. | PSE&G BPU | No | Complete | 2009-11-02 | 2010-12-20 | 2012-11-20 | 2013-03-04
REIPR-05516 | REIP Solar | FRANCESCHINI |  | 7.6 | 13300 | Residential | 0 | SEA GIRT | 8750 | 17 | TRINITY HEATING AND AIR | JCP&L | No | Complete | 2009-11-12 | 2010-01-25 | 2010-04-13 | 2010-05-20
REIPR-05517 | REIP Solar | KOCH |  | 5.4 | 9450 | Residential | 0 | COLUMBUS | 8022 | 13 | GEOGENIX | PSE&G BPU | No | Complete | 2009-11-12 | 2010-03-17 | 2010-06-07 | 2010-07-07
REIPR-05518 | REIP Solar | MEHTA |  | 8.1 | 14175 | Residential | 0 | EDISON | 8820 | 11 | GEOGENIX | PSE&G BPU | No | Complete | 2009-11-12 | 2010-03-18 | 2010-06-07 | 2010-07-07
REIPR-05519 | REIP Solar | KUEGLER |  | 4.725 | 8268.75 | Residential | 0 | COLUMBUS | 8022 | 13 | GEOGENIX | PSE&G BPU | No | Complete | 2009-11-12 | 2010-03-17 | 2010-06-24 | 2010-09-01
REIPR-05520 | REIP Solar | FRIEDMAN |  | 4.9 | 8575 | Residential |  | SOMERDALE | 8083 | 14 | GEOGENIX | PSE&G BPU | No | Complete | 2009-11-12 | 2010-11-02 | 2011-01-24 | 2011-04-13
REIPR-05521 | REIP Solar | MARINELLI |  | 11.025 | 17500 | Residential | 0 | FREEHOLD | 7728 | 17 | GEOGENIX | JCP&L | No | Complete | 2009-11-12 | 2010-03-11 | 2010-07-27 | 2010-09-09
REIPR-05523 | REIP Solar | KOSTBAR |  | 2.99 | 5145 | Residential |  | EAST WINDSOR | 8520 | 12 | LIGHTWAVE PROPERTIES LLC | JCP&L | No | Complete | 2009-11-12 | 2010-03-30 | 2010-09-01 | 2010-10-29
REIPR-05524 | REIP Solar | DILZER |  | 12.25 | 17500 | Residential | 0 | PINE BEACH | 8741 | 18 | THE SOLAR CENTER, INC. | JCP&L | No | Complete | 2009-11-12 | 2010-04-22 | 2010-07-27 | 2010-09-09
REIPR-05525 | REIP Solar | ALLEN |  | 11.8 | 17500 | Residential |  | NEWTON | 7860 | 1 | 1ST LIGHT ENERGY, INC. | JCP&L | No | Complete | 2009-11-12 | 2010-03-31 | 2010-08-24 | 2010-10-29
REIPR-05526 | REIP Solar | GRANT |  | 7.02 | 12285 | Residential |  | FLEMINGTON | 8822 | 4 | 1ST LIGHT ENERGY, INC. | JCP&L | No | Complete | 2009-11-12 | 2010-06-03 | 2010-10-14 | 2010-11-30
REIPR-05528 | REIP Solar | CUMMINS |  | 7.6 | 12967.5 | Residential | 0 | EGG HARBOR TWP | 8234 | 19 | RCL ENTERPRISES INC. | AC Electric | No | Complete | 2009-11-12 | 2010-01-26 | 2010-05-18 | 2010-07-07
REIPR-05529 | REIP Solar | PLOYRATANA |  | 6.4 | 10920 | Residential | 0 | EGG HARBOR | 8234 | 19 | RCL ENTERPRISES INC. | AC Electric | No | Complete | 2009-11-12 | 2010-01-14 | 2010-03-01 | 2010-04-27
REIPR-05530 | REIP Solar | KERSHENBLATT |  | 9.25 | 16187.5 | Residential |  | GALLOWAY | 8205 | 19 | MERCURY SOLAR SYSTEMS | AC Electric | No | Complete | 2009-11-12 | 2010-11-09 | 2011-01-24 | 2011-04-13
REIPR-05534 | REIP Solar | MOODIE | CONTROL PRODUCTS, INC | 49.2 | 49200 | Commercial | 0 | EAST HANOVER | 7936 | 3 | ECLIPSE SOLAR | JCP&L | No | Complete | 2009-11-12 | 2010-03-05 | 2010-05-18 | 2010-07-07
REIPR-05535 | REIP Solar | OCELLO | JOE'S TOWING AUTO & PIT CREW LUBE | 16.128 | 16128 | Commercial |  | BRICK | 8724 | 18 | FOUR POINT REFRIGERATION CO., INC. | JCP&L | No | Complete | 2009-11-12 | 2010-10-29 | 2010-12-30 | 2011-03-23
REIPR-05536 | REIP Solar | OSTERING | MTK HOLDINGS | 49.968 | 49968 | Commercial |  | CEDAR GROVE | 7009 | 9 | CADMUS CONSTRUCTION, LLC | PSE&G BPU | No | Complete | 2009-11-12 | 2010-07-27 | 2010-11-17 | 2011-01-07
REIPR-05537 | REIP Solar | SMITH |  | 10 | 17500 | Residential |  | BRANCHVILLE | 7826 | 1 | ALTERNATIVE ENERGY ASSOCIATES | JCP&L | No | Complete | 2009-11-12 | 2010-04-29 | 2010-10-27 | 2010-12-20
REIPR-05538 | REIP Solar | SOBRADO |  | 5 | 8531.25 | Residential | 0 | CHERRY HILL | 8034 | 14 | CORBIN SOLAR SOLUTIONS, LLC | PSE&G BPU | No | Complete | 2009-11-12 | 2009-12-30 | 2010-03-02 | 2010-04-27
REIPR-05540 | REIP Solar | MCLOOF JR | HAMILTO SQ. APTS LSC PARTNERS LP | 49.105 | 49105 | Commercial |  | PATERSON | 7051 | 9 | GEOGENIX | PSE&G BPU | No | Complete | 2009-11-12 | 2010-11-19 | 2011-02-03 | 2011-05-06
REIPR-05541 | REIP Solar | MCLOOF JR | HAMILTON SQ APTS NORTH LSC PART. | 49.95 | 49680 | Commercial |  | PATERSON | 7501 | 6 | GEOGENIX | PSE&G BPU | No | Complete | 2009-11-12 | 2010-11-19 | 2011-02-03 | 2011-05-06
REIPR-05542 | REIP Solar | MCLOOF JR | COOKE BUILDING ASSOC | 49.41 | 49410 | Commercial |  | PATERSON | 7501 | 6 | GEOGENIX | PSE&G BPU | No | Complete | 2009-11-12 | 2010-11-19 | 2011-02-03 | 2011-05-06
REIPR-05543 | REIP Solar | MURTHY |  | 8.1 | 14175 | Residential |  | PRINCETON JUNCTION | 8550 | 12 | GEOGENIX | PSE&G BPU | No | Complete | 2009-11-12 | 2010-06-22 | 2010-09-09 | 2010-10-29
REIPR-05545 | REIP Solar | MCLAUGLIN |  | 3.99 | 6650 | Residential |  | OCEAN CITY | 8226 | 21 | ECOLOGICAL SYSTEMS-MANALAPAN | AC Electric | No | Complete | 2009-11-12 | 2010-05-17 | 2010-08-24 | 2010-10-29
REIPR-05546 | REIP Solar | MCLAUGHLIN |  | 3.6 | 6300 | Residential | 0 | OCEAN CITY | 8226 | 21 | ECOLOGICAL SYSTEMS-MANALAPAN | AC Electric | No | Complete | 2009-11-12 | 2010-03-01 | 2010-06-24 | 2010-09-01
REIPR-05548 | REIP Solar | GOEKE |  | 4.4 | 7700 | Residential | 0 | TRENTON | 8619 | 12 | CORBIN SOLAR SOLUTIONS, LLC | PSE&G BPU | No | Complete | 2009-11-12 | 2009-12-01 | 2010-01-29 | 2010-03-30
REIPR-05549 | REIP Solar | KELLEHER |  | 6.44 | 11270 | Residential | 0 | EGG HARBOR CITY | 8234 | 19 | MERCURY SOLAR SYSTEMS | AC Electric | No | Complete | 2009-11-12 | 2010-04-05 | 2010-07-15 | 2010-09-01
REIPR-05550 | REIP Solar | TOWN |  | 10.8 | 17500 | Residential | 0 | ABSECON | 8201 | 19 | RCL ENTERPRISES INC. | AC Electric | No | Complete | 2009-11-12 | 2009-12-22 | 2010-03-24 | 2010-05-20
REIPR-05551 | REIP Solar | HAND |  | 8.8 | 15400 | Residential |  | PISCATAWAY | 8854 | 11 | FOUR POINT GREEN ENERGY | PSE&G BPU | No | Complete | 2009-11-12 | 2010-10-14 | 2010-12-22 | 2011-03-23
REIPR-05552 | REIP Solar | SCAFFIDE |  | 7.6 | 12967.5 | Residential | 0 | HAMMONTON | 8037 | 19 | CORBIN SOLAR SOLUTIONS, LLC | AC Electric | No | Complete | 2009-11-12 | 2009-12-15 | 2010-03-22 | 2010-05-20
REIPR-05553 | REIP Solar | LEE |  | 9.24 | 16170 | Residential | 0 | MAYS LANDING | 8330 | 19 | MERCURY SOLAR SYSTEMS | AC Electric | No | Complete | 2009-11-12 | 2010-03-29 | 2010-06-24 | 2010-09-01
REIPR-05554 | REIP Solar | CRISTALDI |  | 6.3 | 11025 | Residential | 0 | MAYS LANDING | 8330 | 19 | MERCURY SOLAR SYSTEMS | AC Electric | No | Complete | 2009-11-12 | 2010-03-05 | 2010-05-05 | 2010-06-22
REIPR-05555 | REIP Solar | RINKER |  | 9.99 | 17325 | Residential |  | JACKSON | 8527 | 18 | SEA BRIGHT SOLAR, LLC | JCP&L | No | Complete | 2009-11-12 | 2010-11-19 | 2011-05-20 | 2011-07-25
REIPR-05556 | REIP Solar | TRIVELLINI |  | 9.675 | 16931.25 | Residential | 0 | VINELAND | 8361 | 20 | MERCURY SOLAR SYSTEMS | Vineland Muni Elec | No | Complete | 2009-11-12 | 2010-03-08 | 2010-05-05 | 2010-06-22
REIPR-05557 | REIP Solar | BHAGAT |  | 8.225 | 14350 | Residential |  | TABERNACLE | 8088 | 13 | A-TOP ALTERNATIVE ENERGY | AC Electric | No | Complete | 2009-11-12 | 2010-06-17 | 2010-10-27 | 2010-12-20
REIPR-05559 | REIP Solar | KILTZ | AFRICA IMPORTS, INC | 49.68 | 49500 | Commercial |  | SOUTH HACKENSACK | 7606 | 7 | MEJOR COOPER, LLC | PSE&G BPU | No | Complete | 2009-11-12 | 2010-08-17 | 2010-10-14 | 2010-11-30
REIPR-05560 | REIP Solar | HULL |  | 2.795 | 4515 | Residential |  | HARVEY CEDARS | 8008 | 18 | LBI SOLAR | AC Electric | No | Complete | 2009-11-12 | 2010-11-19 | 2012-09-20 | 2013-02-25
REIPR-05562 | REIP Solar | LEE | LEXINS, LLC | 49.8 | 49800 | Commercial | 0 | PARSIPPANY | 8054 | 13 | TRINITY HEATING AND AIR | JCP&L | No | Complete | 2009-11-12 | 2010-03-17 | 2010-08-24 | 2010-10-29
REIPR-05563 | REIP Solar | YAN |  | 8.8 | 15400 | Residential | 0 | HOLMDEL | 7733 | 17 | TRINITY HEATING AND AIR | JCP&L | No | Complete | 2009-11-12 | 2010-01-28 | 2010-04-13 | 2010-05-20
REIPR-05564 | REIP Solar | DAYNER |  | 7.2 | 12600 | Residential | 0 | PENNINGTON | 8534 | 12 | TRINITY HEATING AND AIR | PSE&G BPU | No | Complete | 2009-11-12 | 2010-04-09 | 2010-07-27 | 2010-09-09
REIPR-05565 | REIP Solar | GERTEL |  | 5.52 | 9660 | Residential |  | WHITEHOUSE STATION | 8833 | 4 | SUN FARM NETWORK | JCP&L | No | Complete | 2009-11-12 | 2010-07-22 | 2010-09-09 | 2010-10-29
REIPR-05566 | REIP Solar | FRIEDMAN | GJH PROPERTIES | 13.14 | 13140 | Commercial | 0 | LINCROFT | 7738 | 17 | MY NJ SOLAR, LLC | JCP&L | No | Complete | 2009-11-12 | 2009-12-14 | 2010-04-23 | 2010-06-22
REIPR-05567 | REIP Solar | AGUILAR |  | 1.8 | 3150 | Residential | 0 | PLEASANTVILLE | 8232 | 19 | CORBIN SOLAR SOLUTIONS, LLC | AC Electric | No | Complete | 2009-11-12 | 2009-12-18 | 2010-03-02 | 2010-04-27
REIPR-05568 | REIP Solar | EVANS |  | 8.28 | 14490 | Residential |  | PILESGROVE | 8098 | 16 | MERCURY SOLAR SYSTEMS | AC Electric | No | Complete | 2009-11-12 | 2010-11-03 | 2011-02-04 | 2011-05-06
REIPR-05569 | REIP Solar | BRISTOW |  | 4.05 | 7087.5 | Residential | 0 | GLASSBORO | 8028 | 15 | MERCURY SOLAR SYSTEMS | AC Electric | No | Complete | 2009-11-12 | 2010-03-08 | 2010-05-18 | 2010-07-07
REIPR-05570 | REIP Solar | SOLOMON |  | 9.75 | 17062.5 | Residential | 0 | CHERRY HILL | 8002 | 14 | RCL ENTERPRISES INC. | PSE&G BPU | No | Complete | 2009-11-12 | 2010-02-03 | 2010-04-13 | 2010-05-20
REIPR-05571 | REIP Solar | HASSMAN | BERLIN MEDICAL GROUP | 49.98 | 48000 | Commercial | 0 | BERLIN | 8009 | 14 | GEOSCAPE SOLAR, LLC | AC Electric | No | Complete | 2009-11-12 | 2010-03-01 | 2010-05-18 | 2010-07-07
REIPR-05572 | REIP Solar | PATEL |  | 7.36 | 12880 | Residential | 0 | PRINCETON | 8540 | 12 | THE SOLAR CENTER, INC. | PSE&G BPU | No | Complete | 2009-11-12 | 2010-03-18 | 2010-07-16 | 2010-09-01
REIPR-05573 | REIP Solar | ZANNONI |  | 10 | 17500 | Residential |  | TRENTON | 8620 | 12 | TRINITY HEATING AND AIR | PSE&G BPU | No | Complete | 2009-11-12 | 2010-10-19 | 2011-03-23 | 2011-06-20
REIPR-05574 | REIP Solar | BALDWIN |  | 5.2 | 9100 | Residential | 0 | PRINCETON | 8540 | 12 | TRINITY HEATING AND AIR | PSE&G BPU | No | Complete | 2009-11-12 | 2010-01-11 | 2010-03-03 | 2010-04-27
REIPR-05575 | REIP Solar | CHUBB |  | 16.2 | 17500 | Residential | 0 | BERNARDSVILLE | 7924 | 5 | THE SOLAR CENTER, INC. | JCP&L | No | Complete | 2009-11-12 | 2010-03-02 | 2010-07-15 | 2010-09-01
REIPR-05576 | REIP Solar | TANSIA |  | 5.6 | 9800 | Residential | 0 | AVALON | 8202 | 21 | CORBIN SOLAR SOLUTIONS, LLC | AC Electric | No | Complete | 2009-11-12 | 2010-02-01 | 2010-04-13 | 2010-05-20
REIPR-05577 | REIP Solar | RILEY |  | 9.9 | 17125 | Residential |  | BLACKWOOD | 8012 | 14 | CODE GREEN SOLAR, LLC | SJ Gas | No | Complete | 2009-11-12 | 2010-09-15 | 2011-09-29 | 2011-11-09
REIPR-05579 | REIP Solar | WANG |  | 7 | 12250 | Residential |  | BRIDGEWATER | 8807 | 5 | ASTON SOLAR | PSE&G BPU | No | Complete | 2009-11-12 | 2010-04-19 | 2010-09-23 | 2010-10-29
REIPR-05580 | REIP Solar | LEE |  | 10.8 | 17500 | Residential |  | HILLSBOROUGH | 8876 | 5 | BLUE SKY TECHNOLOGIES USA | PSE&G BPU | No | Complete | 2009-11-12 | 2010-07-30 | 2011-01-24 | 2011-04-13
REIPR-05581 | REIP Solar | ZHANG |  | 10.8 | 17500 | Residential |  | WEST ORANGE | 7052 | 9 | BLUE SKY TECHNOLOGIES USA | PSE&G BPU | No | Complete | 2009-11-12 | 2010-08-26 | 2011-01-24 | 2011-04-13
REIPR-05582 | REIP Solar | DELUCA |  | 6.72 | 11760 | Residential |  | BERNARDSVILLE | 7924 | 5 | NJ SOLAR POWER, LLC | JCP&L | No | Complete | 2009-11-12 | 2010-10-25 | 2011-05-20 | 2011-07-25
REIPR-05597 | REIP Solar | SUPOR |  | 9.89 | 15329.5 | Residential |  | CHESTER | 7930 | 3 | TRINITY HEATING AND AIR | JCP&L | No | Complete | 2009-12-07 | 2010-10-21 | 2011-01-24 | 2011-04-13
REIPR-05599 | REIP Solar | NG |  | 6.8 | 11900 | Residential | 0 | HOLMDEL | 7733 | 17 | TRINITY HEATING AND AIR | JCP&L | No | Complete | 2009-12-07 | 2010-02-16 | 2010-04-23 | 2010-06-22
REIPR-05600 | REIP Solar | LAI |  | 5.06 | 8624 | Residential |  | LAKE HIAWATHA | 7034 | 3 | JRC CONSTRUCTION CO INC | JCP&L | No | Complete | 2009-12-07 | 2010-12-08 | 2011-03-23 | 2011-06-20
REIPR-05601 | REIP Solar | KNEPPERS |  | 30.24 | 17500 | Residential |  | HOPEWELL | 8525 | 12 | GREENWATT LLC | PSE&G BPU | No | Complete | 2009-12-07 | 2010-02-01 | 2010-10-14 | 2010-11-30
REIPR-05602 | REIP Solar | LAU |  | 15.84 | 17500 | Residential |  | WATCHUNG | 7069 | 5 | BLUE SKY TECHNOLOGIES USA | PSE&G BPU | No | Complete | 2009-12-07 | 2010-12-07 | 2011-03-23 | 2011-06-20
REIPR-05603 | REIP Solar | KOLODY |  | 10.105 | 17325 | Residential |  | STILLWATER | 7860 | 1 | HIGHLANDS SOLAR ELECTRIC CO, LLC | JCP&L | No | Complete | 2009-12-07 | 2010-09-21 | 2010-12-22 | 2011-03-23
REIPR-05604 | REIP Solar | BRADFORD |  | 5.07 | 8872.5 | Residential | 0 | FORKED RIVER | 8731 | 18 | CORBIN SOLAR SOLUTIONS, LLC | JCP&L | No | Complete | 2009-12-07 | 2010-01-18 | 2010-04-13 | 2010-05-20
REIPR-05605 | REIP Solar | MICHIGAN |  | 7.02 | 12285 | Residential | 0 | MULLICA HILL | 8062 | 15 | RCL ENTERPRISES INC. | AC Electric | No | Complete | 2009-12-08 | 2010-01-06 | 2010-04-13 | 2010-05-20
REIPR-05606 | REIP Solar | MARCHIONE |  | 4.8 | 8190 | Residential | 0 | MOORESTOWN | 8057 | 13 | RCL ENTERPRISES INC. | PSE&G BPU | No | Complete | 2009-12-07 | 2010-02-03 | 2010-07-27 | 2010-09-09
REIPR-05607 | REIP Solar | DENOTA |  | 5.04 | 8820 | Residential | 0 | GALLOWAY | 8204 | 21 | MERCURY SOLAR SYSTEMS | AC Electric | No | Complete | 2009-12-07 | 2010-02-23 | 2010-06-24 | 2010-09-01
REIPR-05608 | REIP Solar | MOORE |  | 8.82 | 14883.2 | Residential | 0 | OCEANVIEW | 8230 | 21 | MERCURY SOLAR SYSTEMS | AC Electric | No | Complete | 2009-12-07 | 2010-03-10 | 2010-09-23 | 2010-10-29
REIPR-05609 | REIP Solar | CORSO |  | 5.06 | 8855 | Residential |  | MAYS LANDING | 8330 | 19 | ALLSEASON CONSTRUCTION | AC Electric | No | Complete | 2009-12-07 | 2010-10-12 | 2011-02-04 | 2011-05-06
REIPR-05611 | REIP Solar | PHATAK |  | 3.51 | 6142.5 | Residential |  | BELFORD | 7718 | 17 | GARDEN STATE SOLAR LLC | JCP&L | No | Complete | 2009-12-07 | 2010-05-26 | 2010-09-09 | 2010-10-29
REIPR-05612 | REIP Solar | NUDELL |  | 8.4 | 14700 | Residential | 0 | COLUMBUS | 8022 | 13 | MY NJ SOLAR, LLC | PSE&G BPU | No | Complete | 2009-12-07 | 2009-12-18 | 2010-03-02 | 2010-04-27
REIPR-05614 | REIP Solar | MELE-PAROLARI |  | 10.12 | 17272.5 | Residential | 0 | HAMPTON | 8827 | 4 | THE SOLAR CENTER, INC. | JCP&L | No | Complete | 2009-12-07 | 2010-03-09 | 2010-07-16 | 2010-09-01
REIPR-05615 | REIP Solar | MILCHMAN |  | 8 | 13650 | Residential | 0 | ROBBINSVILLE | 8691 | 12 | DPR ELECTRIC, INC | JCP&L | No | Complete | 2009-12-07 | 2010-03-29 | 2010-06-08 | 2010-07-07
REIPR-05616 | REIP Solar | DECIBUS |  | 5.07 | 8872.5 | Residential | 0 | CARTERET | 7008 | 11 | CORBIN SOLAR SOLUTIONS, LLC | PSE&G BPU | No | Complete | 2009-12-07 | 2010-01-07 | 2010-04-13 | 2010-05-20
REIPR-05617 | REIP Solar | COLLAZO |  | 9.975 | 17456.25 | Residential |  | WILLIAMSTOWN | 8094 | 15 | ONPEAK SOLAR, INC | AC Electric | No | Complete | 2009-12-07 | 2010-10-20 | 2011-02-04 | 2011-05-06
REIPR-05618 | REIP Solar | ABRAMS |  | 7.35 | 12862.5 | Residential |  | WILLIAMSTOWN | 8094 | 15 | ONPEAK SOLAR, INC | AC Electric | No | Complete | 2009-12-07 | 2010-11-19 | 2011-03-01 | 2011-05-06
REIPR-05619 | REIP Solar | KEANE |  | 5.25 | 8470 | Residential |  | HADDONFIELD | 8033 | 14 | SELF INSTALL | PSE&G BPU | No | Complete | 2009-12-07 | 2010-04-16 | 2010-08-24 | 2010-10-29
REIPR-05620 | REIP Solar | RUETIMAN JR. |  | 5.88 | 9114 | Residential |  | FREEHOLD | 7728 | 17 | CROSS RIVER SOLAR & ENVIRO CONST., LLC | JCP&L | No | Complete | 2009-12-07 | 2010-08-04 | 2010-11-17 | 2011-01-07
REIPR-05621 | REIP Solar | SILVERMAN |  | 6.93 | 12127.5 | Residential | 0 | HOLMDEL | 7733 | 17 | MY NJ SOLAR, LLC | JCP&L | No | Complete | 2009-12-07 | 2010-01-06 | 2010-04-13 | 2010-05-20
REIPR-05622 | REIP Solar | MOY |  | 3.6 | 6142.5 | Residential | 0 | MOORESTOWN | 8057 | 13 | RCL ENTERPRISES INC. | PSE&G BPU | No | Complete | 2009-12-07 | 2010-01-06 | 2010-03-24 | 2010-05-20
REIPR-05623 | REIP Solar | NARDELLI |  | 5.4 | 9213.75 | Residential | 0 | NORTHFIELD | 8225 | 19 | RCL ENTERPRISES INC. | AC Electric | No | Complete | 2009-12-07 | 2010-01-14 | 2010-03-24 | 2010-05-20
REIPR-05624 | REIP Solar | FERRARA |  | 11.12 | 17500 | Residential |  | JACKSON | 8527 | 18 | TRINITY HEATING AND AIR | JCP&L | No | Complete | 2009-12-07 | 2010-11-08 | 2011-01-24 | 2011-04-13
REIPR-05638 | REIP Solar | VELICHETI |  | 17.1 | 17500 | Residential |  | GREENBROOK | 8812 | 11 | GEOPEAK ELECTRIC | PSE&G BPU | No | Complete | 2009-12-07 | 2010-07-30 | 2010-10-27 | 2010-12-20
REIPR-05639 | REIP Solar | WILLIAMS |  | 9.9 | 17325 | Residential | 0 | KENILWORTH | 7033 | 10 | GEOPEAK ELECTRIC | PSE&G BPU | No | Complete | 2009-12-07 | 2010-03-03 | 2010-05-18 | 2010-07-07
REIPR-05640 | REIP Solar | TATTO |  | 8 | 14000 | Residential | 0 | SAYREVILLE | 8872 | 11 | TRINITY HEATING AND AIR | JCP&L | No | Complete | 2009-12-08 | 2010-02-09 | 2010-05-18 | 2010-07-07
REIPR-05641 | REIP Solar | BUCKLEY |  | 8.4 | 14700 | Residential | 0 | TOMS RIVER | 8753 | 18 | TRINITY HEATING AND AIR | JCP&L | No | Complete | 2009-12-07 | 2010-02-17 | 2010-06-08 | 2010-07-07
REIPR-05642 | REIP Solar | NYSTROM |  | 6.6 | 11550 | Residential | 0 | SKILLMAN | 8558 | 5 | TRINITY HEATING AND AIR | PSE&G BPU | No | Complete | 2009-12-07 | 2010-02-15 | 2010-06-24 | 2010-09-01
REIPR-05643 | REIP Solar | PETTIGROSSO |  | 12.8 | 17500 | Residential | 0 | VENTNOR CITY | 8406 | 19 | CORBIN SOLAR SOLUTIONS, LLC | AC Electric | No | Complete | 2009-12-07 | 2010-01-14 | 2010-05-18 | 2010-07-07
REIPR-05644 | REIP Solar | STURGIS |  | 10.965 | 17500 | Residential | 0 | HARRISONVILLE | 8039 | 15 | RCL ENTERPRISES INC. | AC Electric | No | Complete | 2009-12-07 | 2010-01-15 | 2010-03-03 | 2010-04-27
REIPR-05645 | REIP Solar | ROMANO |  | 10.125 | 17500 | Residential | 0 | UPPER PITTSGROVE | 8343 | 16 | MERCURY SOLAR SYSTEMS | AC Electric | No | Complete | 2009-12-07 | 2010-04-23 | 2010-07-15 | 2010-09-01
REIPR-05646 | REIP Solar | MARINELLI |  | 9.765 | 17088.75 | Residential |  | LAKE HIAWATHA | 7034 | 3 | SEA BRIGHT SOLAR, LLC | JCP&L | No | Complete | 2009-12-07 | 2010-07-19 | 2010-09-23 | 2010-10-29
REIPR-05648 | REIP Solar | HENINGBURG |  | 10.08 | 17500 | Residential |  | WEST ORANGE | 7052 | 9 | 1ST LIGHT ENERGY, INC. | PSE&G BPU | No | Complete | 2009-12-07 | 2010-07-14 | 2011-01-24 | 2011-04-13
REIPR-05650 | REIP Solar | DUBOIS | SOUTH JERSEY GAS COMPANY | 49.35 | 49350 | Commercial | 0 | FOLSOM | 8037 | 19 | MERCURY SOLAR SYSTEMS | AC Electric | No | Complete | 2009-12-07 | 2010-02-16 | 2010-05-18 | 2010-07-07
REIPR-05651 | REIP Solar | VOROS | VOROS PLUMBING | 18 | 18000 | Commercial |  | ELMER | 8318 | 16 | MERCURY SOLAR SYSTEMS | AC Electric | No | Complete | 2009-12-07 | 2010-12-10 | 2011-02-03 | 2011-05-06
REIPR-05653 | REIP Solar | DINATALE, JR |  | 5.98 | 10465 | Residential | 0 | HAMILTON | 8690 | 12 | ABSOLUTELY ENERGIZED SOLAR, LLC | PSE&G BPU | No | Complete | 2009-12-08 | 2010-01-06 | 2010-03-24 | 2010-05-20
REIPR-05654 | REIP Solar | ALTER |  | 9.8 | 17150 | Residential | 0 | SHORT HILLS | 7078 | 9 | SUNRISE SOLAR SOLUTIONS | JCP&L | No | Complete | 2009-12-07 | 2010-04-05 | 2010-07-27 | 2010-09-09
REIPR-05655 | REIP Solar | READ |  | 9.75 | 17062.5 | Residential | 0 | MONROEVILLE | 8343 | 16 | CORBIN SOLAR SOLUTIONS, LLC | AC Electric | No | Complete | 2009-12-07 | 2010-01-20 | 2010-05-05 | 2010-06-22
REIPR-05656 | REIP Solar | DYCUS |  | 10 | 17500 | Residential |  | LUMBERTON | 8048 | 13 | TRINITY HEATING AND AIR | PSE&G BPU | No | Complete | 2009-12-07 | 2010-07-02 | 2010-10-08 | 2010-11-30
REIPR-05658 | REIP Solar | HOMMER |  | 6.3 | 10850 | Residential |  | MONROE TWP | 8831 | 11 | TRINITY HEATING AND AIR | JCP&L | No | Complete | 2009-12-07 | 2010-10-06 | 2011-05-20 | 2011-07-25
REIPR-05659 | REIP Solar | GALLI |  | 8.225 | 13168.75 | Residential |  | HILLSBOROUGH | 8844 | 5 | AMPERICON | PSE&G BPU | No | Complete | 2009-12-07 | 2010-07-02 | 2010-10-27 | 2010-12-20
REIPR-05660 | REIP Solar | MEKLER |  | 9.66 | 16905 | Residential |  | HILLSBOROUGH | 8844 | 5 | AMPERICON | PSE&G BPU | No | Complete | 2009-12-07 | 2010-04-19 | 2010-09-01 | 2010-10-29
REIPR-05661 | REIP Solar | BERGER |  | 17.22 | 17500 | Residential | 0 | MIDDLETOWN | 7748 | 17 | MY NJ SOLAR, LLC | JCP&L | No | Complete | 2009-12-07 | 2010-01-11 | 2010-03-24 | 2010-05-20
REIPR-05662 | REIP Solar | NISSIM |  | 7.62 | 13335 | Residential |  | BORDENTOWN | 8505 | 13 | QUANTUM SOLAR SOLUTIONS | PSE&G BPU | No | Complete | 2009-12-07 | 2010-05-11 | 2010-08-24 | 2010-10-29
REIPR-05663 | REIP Solar | SCHMID |  | 10.06 | 17500 | Residential |  | HADDON HEIGHTS | 8035 | 14 | QUANTUM SOLAR SOLUTIONS | PSE&G BPU | No | Complete | 2009-12-07 | 2010-04-26 | 2010-08-24 | 2010-10-29
REIPR-05664 | REIP Solar | FRIEDLANDER |  | 9.2 | 15697.5 | Residential | 0 | WEST WINDSOR | 8550 | 12 | CORBIN SOLAR SOLUTIONS, LLC | JCP&L | No | Complete | 2009-12-07 | 2010-01-14 | 2010-04-13 | 2010-05-20
REIPR-05665 | REIP Solar | PIERCE |  | 5.04 | 8820 | Residential | 0 | MARGATE | 8402 | 19 | MERCURY SOLAR SYSTEMS | AC Electric | No | Complete | 2009-12-07 | 2010-03-10 | 2010-06-08 | 2010-07-07
REIPR-05666 | REIP Solar | DEAVOURS |  | 3.9 | 6825 | Residential |  | MONTCLAIR | 7042 | 9 | 1ST LIGHT ENERGY, INC. | PSE&G BPU | No | Complete | 2009-12-07 | 2010-05-20 | 2010-12-22 | 2011-03-23
REIPR-05667 | REIP Solar | DEPOLO |  | 7.56 | 13230 | Residential | 0 | LUMBERTON | 8048 | 13 | JERSEY SOLAR, LLC | PSE&G BPU | No | Complete | 2009-12-07 | 2010-04-07 | 2010-06-07 | 2010-07-07
REIPR-05668 | REIP Solar | CERQUEIRA |  | 8.36 | 14630 | Residential | 0 | KENILWORTH | 7033 | 10 | 1ST LIGHT ENERGY, INC. | PSE&G BPU | No | Complete | 2009-12-07 | 2010-03-30 | 2010-07-27 | 2010-09-09
REIPR-05670 | REIP Solar | HANSEN |  | 5.07 | 8872.5 | Residential |  | BRIDGEWATER | 8807 | 5 | 1ST LIGHT ENERGY, INC. | PSE&G BPU | No | Complete | 2009-12-07 | 2010-05-20 | 2010-10-08 | 2010-11-30
REIPR-05671 | REIP Solar | HORBACEWICZ |  | 4.4 | 7700 | Residential | 0 | TENAFLY | 7670 | 7 | 1ST LIGHT ENERGY, INC. | PSE&G BPU | No | Complete | 2009-12-07 | 2010-04-15 | 2010-07-27 | 2010-09-09
REIPR-05672 | REIP Solar | SUPOR |  | 9.89 | 15329.5 | Residential |  | CHESTER | 7930 | 3 | TRINITY HEATING AND AIR | JCP&L | No | Complete | 2009-12-07 | 2010-10-21 | 2011-01-24 | 2011-04-13
REIPR-05673 | REIP Solar | REYNOLDS |  | 5.06 | 8736 | Residential | 0 | POINT PLEASANT BEACH | 8742 | 18 | DAWN CHORUS ENERGY | JCP&L | No | Complete | 2009-12-07 | 2010-03-30 | 2010-07-27 | 2010-09-09
REIPR-05674 | REIP Solar | BERGGREN |  | 9.936 | 17388 | Residential |  | PITTSGROVE | 8318 | 16 | SOLAR WORKS NJ | AC Electric | No | Complete | 2009-12-07 | 2010-12-10 | 2011-03-01 | 2011-05-06
REIPR-05675 | REIP Solar | HURFF |  | 9.9 | 17325 | Residential |  | MEDFORD | 8055 | 13 | SEA BRIGHT SOLAR, LLC | PSE&G BPU | No | Complete | 2009-12-07 | 2010-09-16 | 2011-03-23 | 2011-06-20
REIPR-05676 | REIP Solar | ROSASCO |  | 8.19 | 14332.5 | Residential | 0 | HOLMDEL | 7733 | 17 | MY NJ SOLAR, LLC | JCP&L | No | Complete | 2009-12-07 | 2010-01-14 | 2010-04-23 | 2010-06-22
REIPR-05677 | REIP Solar | WALKER |  | 11.985 | 17500 | Residential | 0 | MILLVILLE | 8332 | 20 | KAITANNA SOLAR, LLC | AC Electric | No | Complete | 2009-12-07 | 2010-04-15 | 2010-07-15 | 2010-09-01
REIPR-05678 | REIP Solar | DOSHI |  | 10.08 | 17500 | Residential | 0 | EDISON | 8820 | 11 | 1ST LIGHT ENERGY, INC. | PSE&G BPU | No | Complete | 2009-12-07 | 2010-04-23 | 2010-09-23 | 2010-10-29
REIPR-05679 | REIP Solar | BOCHES |  | 15.04 | 17500 | Residential |  | SHORT HILLS | 7078 | 9 | GEOSCAPE SOLAR, LLC | JCP&L | No | Complete | 2009-12-07 | 2011-02-04 | 2011-04-29 | 2011-07-12
REIPR-05680 | REIP Solar | BOCHES |  | 8.74 | 13597.5 | Residential |  | BRIGATINE | 8203 | 19 | GEOSCAPE SOLAR, LLC | AC Electric | No | Complete | 2009-12-07 | 2010-06-22 | 2011-01-24 | 2011-04-13
REIPR-05681 | REIP Solar | FISCH |  | 9.89 | 17307.5 | Residential |  | BRANCHBURG | 8876 | 5 | AMPERICON | JCP&L | No | Complete | 2009-12-07 | 2011-02-01 | 2011-04-14 | 2011-06-20
REIPR-05683 | REIP Solar | LYONS |  | 3.15 | 5512.5 | Residential |  | SHAMONG | 8088 | 13 | SELF INSTALL | AC Electric | No | Complete | 2009-12-07 | 2010-04-19 | 2010-10-27 | 2010-12-20
REIPR-05684 | REIP Solar | KOPP |  | 8.6 | 13230 | Residential |  | TOMS RIVER | 8753 | 18 | SELF INSTALL | JCP&L | No | Complete | 2009-12-07 | 2010-12-01 | 2011-03-01 | 2011-05-06
REIPR-05685 | REIP Solar | MCMANIMON |  | 7.98 | 13965 | Residential |  | EGG HARBOR CITY | 8215 | 19 | SELF INSTALL | AC Electric | No | Complete | 2009-12-07 | 2010-12-02 | 2011-03-01 | 2011-05-06
REIPR-05686 | REIP Solar | DONNELLY | DONNELLY INDUSTRIES, INC | 20.68 | 20200 | Commercial |  | WAYNE | 7470 | 6 | DONNELLY ENERGY SOLUTIONS | PSE&G BPU | No | Complete | 2009-12-07 | 2010-12-01 | 2011-05-20 | 2011-07-25
REIPR-05687 | REIP Solar | MILLER |  | 9.45 | 16537.5 | Residential | 0 | COLOGNE | 8213 | 19 | SELF INSTALL | AC Electric | No | Complete | 2009-12-07 | 2010-04-29 | 2010-07-27 | 2010-09-09
REIPR-05689 | REIP Solar | BOUCHER |  | 4.41 | 7717.5 | Residential |  | MAHWAH | 7430 | 7 | SUBURBAN GREEN | Orange & Rockland Elec | No | Complete | 2009-12-07 | 2010-04-30 | 2011-05-20 | 2011-07-25
REIPR-05690 | REIP Solar | GINGERELLI | POSITIVE ELECTRIC | 2.844 | 2704 | Commercial | 1 | BELLEVILLE | 7109 | 9 | SELF INSTALL | PSE&G BPU | No | Complete | 2009-12-07 | 2010-02-02 | 2010-10-14 | 2010-11-30
REIPR-05691 | REIP Solar | WEST |  | 4.84 | 8470 | Residential |  | SEWELL | 8080 | 15 | CP SOLAR AND HOME ENERGY SERVICES | PSE&G BPU | No | Complete | 2009-12-07 | 2010-09-17 | 2010-12-22 | 2011-03-23
REIPR-05706 | REIP Solar | GANESHA | SHREE GANESHA SUBS INC. | 45.15 | 45150 | Commercial |  | RIO GRANDE | 8242 | 21 | TRINITY HEATING AND AIR | AC Electric | No | Complete | 2009-12-07 | 2010-05-20 | 2010-11-17 | 2011-01-07
REIPR-05707 | REIP Solar | FERRARO | DAIRY QUEEN | 49.77 | 49770 | Commercial |  | RIO GRANDE | 8242 | 21 | TRINITY HEATING AND AIR | AC Electric | No | Complete | 2009-12-09 | 2010-05-20 | 2010-08-24 | 2010-10-29
REIPR-05714 | REIP Solar | MILLER |  | 9.945 | 15414.75 | Residential |  | MANALAPAN | 7726 | 17 | GARDEN STATE SOLAR LLC | JCP&L | No | Complete | 2009-12-07 | 2010-06-09 | 2011-04-14 | 2011-06-20
REIPR-05715 | REIP Solar | LANE |  | 9.88 | 17290 | Residential |  | ASBURY | 8802 | 4 | 1ST LIGHT ENERGY, INC. | JCP&L | No | Complete | 2009-12-07 | 2010-06-14 | 2011-04-29 | 2011-07-12
REIPR-05716 | REIP Solar | HUYNH |  | 6.4 | 11200 | Residential | 0 | EGG HARBOR TWP | 8234 | 19 | A-TOP ALTERNATIVE ENERGY | AC Electric | No | Complete | 2009-12-07 | 2010-04-23 | 2010-07-16 | 2010-09-01
REIPR-05718 | REIP Solar | MASCIONE | 1409 NEW ROAD, LLC | 11.7 | 11700 | Commercial |  | NORTHFIELD | 8225 | 19 | CAMBRIA SOLAR LLC | AC Electric | No | Complete | 2009-12-07 | 2010-08-05 | 2010-11-17 | 2011-01-07
REIPR-05719 | REIP Solar | SAMSON |  | 5.95 | 9800 | Residential | 0 | MILLTOWN | 8850 | 11 | SAMSON ELECTRIC INC. | Boro of Milltown Elec | No | Complete | 2009-12-07 | 2010-01-06 | 2010-03-22 | 2010-05-20
REIPR-05720 | REIP Solar | BENSEL |  | 7.92 | 13860 | Residential |  | MOUNT LAUREL | 8054 | 13 | P3 POWER SYSTEMS, LLC | PSE&G BPU | No | Complete | 2009-12-07 | 2010-12-02 | 2011-03-23 | 2011-06-20
REIPR-05721 | REIP Solar | LEFRAK | H.P. LINCOLN URBAN RENEWAL CO. LLC | 44.352 | 44352 | Commercial |  | JERSEY CITY | 7302 | 8 | RES ENERGY DEVELOPMENT CORP | PSE&G BPU | No | Complete | 2009-12-07 | 2011-06-06 | 2011-09-15 | 2011-11-09
REIPR-05722 | REIP Solar | VENKATRAMAN |  | 9.2 | 15697.5 | Residential | 0 | WEST WINDSOR | 8550 | 12 | RCL ENTERPRISES INC. | JCP&L | No | Complete | 2009-12-07 | 2010-03-17 | 2010-06-24 | 2010-09-01
REIPR-05723 | REIP Solar | SAUNDERS |  | 7.02 | 12285 | Residential | 0 | EAST WINDSOR | 8512 | 11 | CORBIN SOLAR SOLUTIONS, LLC | JCP&L | No | Complete | 2009-12-07 | 2010-01-06 | 2010-05-05 | 2010-06-22
REIPR-05724 | REIP Solar | HARAN |  | 7.8 | 13650 | Residential | 0 | TINTON FALLS | 7724 | 17 | CORBIN SOLAR SOLUTIONS, LLC | JCP&L | No | Complete | 2009-12-07 | 2010-01-22 | 2010-04-13 | 2010-05-20
REIPR-05725 | REIP Solar | KAERCHER |  | 9.2 | 16100 | Residential | 0 | MARLTON | 8053 | 13 | GEOPEAK ELECTRIC | AC Electric | No | Complete | 2009-12-07 | 2010-03-03 | 2010-06-24 | 2010-09-01
REIPR-05726 | REIP Solar | LOGGI JR |  | 10.12 | 17500 | Residential | 0 | OCEAN VIEW | 8230 | 21 | MERCURY SOLAR SYSTEMS | AC Electric | No | Complete | 2009-12-07 | 2010-04-05 | 2010-06-07 | 2010-07-07
REIPR-05727 | REIP Solar | PASCARELLA |  | 4.84 | 8050 | Residential |  | ROCHELLE PARK | 7662 | 7 | TRINITY HEATING AND AIR | PSE&G BPU | No | Complete | 2009-12-07 | 2010-11-29 | 2011-03-01 | 2011-05-06
REIPR-05728 | REIP Solar | GALLI |  | 10.32 | 17500 | Residential | 0 | EGG HARBOR | 8215 | 19 | MERCURY SOLAR SYSTEMS | AC Electric | No | Complete | 2009-12-07 | 2010-03-11 | 2010-06-24 | 2010-09-01
REIPR-05730 | REIP Solar | EIS |  | 6.88 | 11287.5 | Residential |  | FAIRLAWN | 7410 | 7 | SELF INSTALL | PSE&G BPU | No | Complete | 2009-12-07 | 2010-12-08 | 2011-04-29 | 2011-07-12
REIPR-05734 | REIP Solar | BARONHOLTZ |  | 7.56 | 13230 | Residential | 0 | LAKEWOOD | 8701 | 18 | PURHARVEST ENERGY, LLC LAKEWOOD | JCP&L | No | Complete | 2009-12-07 | 2010-04-16 | 2010-07-27 | 2010-09-09
REIPR-05735 | REIP Solar | FUHRER |  | 4.73 | 8277.5 | Residential | 0 | LAKEWOOD | 8701 | 18 | PURHARVEST ENERGY, LLC LAKEWOOD | JCP&L | No | Complete | 2009-12-07 | 2010-03-29 | 2010-06-24 | 2010-09-01
REIPR-05737 | REIP Solar | LEE |  | 4.725 | 8268.75 | Residential |  | LAKE HOPATCONG | 7849 | 3 | ASTON SOLAR | JCP&L | No | Complete | 2009-12-07 | 2010-09-02 | 2011-05-20 | 2011-07-25
REIPR-05738 | REIP Solar | LI |  | 4.725 | 8268.75 | Residential |  | EAST BRUNSWICK | 8816 | 11 | ASTON SOLAR | JCP&L | No | Complete | 2009-12-07 | 2010-08-05 | 2011-02-04 | 2011-05-06
REIPR-05739 | REIP Solar | HUA |  | 5.94 | 9837.17 | Residential |  | SHORT HILLS | 7078 | 9 | ASTON SOLAR | JCP&L | No | Complete | 2009-12-07 | 2010-11-22 | 2011-03-01 | 2011-05-06
REIPR-05740 | REIP Solar | XIAO |  | 4.725 | 8268.75 | Residential |  | PARSIPPANY | 7054 | 3 | ASTON SOLAR | JCP&L | No | Complete | 2009-12-07 | 2010-12-09 | 2011-04-14 | 2011-06-20
REIPR-05741 | REIP Solar | LUO |  | 7.2 | 12600 | Residential |  | WARREN | 7059 | 5 | ASTON SOLAR | JCP&L | No | Complete | 2009-12-07 | 2010-12-09 | 2011-04-14 | 2011-06-20
REIPR-05742 | REIP Solar | ZHU |  | 5.775 | 10106.25 | Residential |  | FLEMINGTON | 8822 | 4 | ASTON SOLAR | JCP&L | No | Complete | 2009-12-07 | 2010-10-19 | 2011-04-29 | 2011-07-12
REIPR-05743 | REIP Solar | RAPISARDA |  | 3 | 5250 | Residential | 0 | BEACH HAVEN | 8008 | 18 | 4BESTSOLAR, LLC | AC Electric | No | Complete | 2009-12-07 | 2010-03-17 | 2010-07-27 | 2010-09-09
REIPR-05744 | REIP Solar | DILEO |  | 5.98 | 10465 | Residential |  | SICKLERVILLE | 8081 | 14 | ALLSEASON CONSTRUCTION | AC Electric | No | Complete | 2009-12-07 | 2010-05-21 | 2010-08-24 | 2010-10-29
REIPR-05745 | REIP Solar | RAINEY | RAINEY SERVICE CENTER | 28.35 | 28160 | Commercial | 1 | HARDINGVILLE | 8343 | 16 | ALTERNATIVE ELECTRIC, INC. | AC Electric | No | Complete | 2009-12-07 | 2010-12-10 | 2011-04-04 | 2011-06-20
REIPR-05746 | REIP Solar | GELSINGER |  | 15.84 | 17500 | Residential |  | LONG VELLEY | 7853 | 3 | CLARK HOMES, LLC | JCP&L | No | Complete | 2009-12-07 | 2010-03-24 | 2010-09-09 | 2010-10-29
REIPR-05747 | REIP Solar | CLERICO |  | 10.14 | 17290 | Residential | 0 | MANCHESTER | 8759 | 18 | CORBIN SOLAR SOLUTIONS, LLC | JCP&L | No | Complete | 2009-12-07 | 2010-04-08 | 2010-07-27 | 2010-09-09
REIPR-05748 | REIP Solar | LANE |  | 7.4 | 12626.25 | Residential | 0 | ESTELL MANOR | 8319 | 19 | CORBIN SOLAR SOLUTIONS, LLC | AC Electric | No | Complete | 2009-12-07 | 2010-01-18 | 2010-05-05 | 2010-06-22
REIPR-05749 | REIP Solar | LEPLEY |  | 5.46 | 9555 | Residential | 0 | FORKED RIVER | 8731 | 18 | CORBIN SOLAR SOLUTIONS, LLC | JCP&L | No | Complete | 2009-12-07 | 2010-03-03 | 2010-06-07 | 2010-07-07
REIPR-05750 | REIP Solar | RADHAKRISHNAN |  | 7.8 | 13650 | Residential | 0 | WEST WINDSOR | 8550 | 12 | CORBIN SOLAR SOLUTIONS, LLC | JCP&L | No | Complete | 2009-12-07 | 2010-01-20 | 2010-05-18 | 2010-07-07
REIPR-05751 | REIP Solar | HIGGINS |  | 7.2 | 12285 | Residential | 0 | EAST WINDSOR | 8512 | 11 | CORBIN SOLAR SOLUTIONS, LLC | JCP&L | No | Complete | 2009-12-07 | 2009-12-28 | 2010-02-23 | 2010-04-16
REIPR-05752 | REIP Solar | KING |  | 4 | 7000 | Residential | 0 | ATLANTIC CITY | 8401 | 19 | CORBIN SOLAR SOLUTIONS, LLC | AC Electric | No | Complete | 2009-12-07 | 2010-01-18 | 2010-05-05 | 2010-06-22
REIPR-05753 | REIP Solar | SAWHNEY |  | 5.2 | 8872.5 | Residential | 0 | EAST WINDSOR | 8520 | 12 | CORBIN SOLAR SOLUTIONS, LLC | JCP&L | No | Complete | 2009-12-07 | 2009-12-28 | 2010-03-22 | 2010-05-20
REIPR-05754 | REIP Solar | SALZBERG |  | 8.775 | 15356.25 | Residential | 0 | TOMS RIVER | 8755 | 18 | CORBIN SOLAR SOLUTIONS, LLC | JCP&L | No | Complete | 2009-12-07 | 2010-04-05 | 2010-06-24 | 2010-09-01
REIPR-05755 | REIP Solar | PAGLIA |  | 8.97 | 15697.5 | Residential | 0 | MILLSTONE TWP | 8535 | 17 | A-TOP ALTERNATIVE ENERGY | JCP&L | No | Complete | 2009-12-07 | 2010-02-05 | 2010-06-24 | 2010-09-01
REIPR-05756 | REIP Solar | FERRARA |  | 10.12 | 15697.5 | Residential | 0 | MILLSTONE TWP | 8535 | 17 | A-TOP ALTERNATIVE ENERGY | JCP&L | No | Complete | 2009-12-07 | 2010-03-11 | 2010-06-24 | 2010-09-01
REIPR-05757 | REIP Solar | MULLARKEY |  | 10.12 | 17500 | Residential | 0 | MILLSTONE TWP | 8510 | 17 | A-TOP ALTERNATIVE ENERGY | JCP&L | No | Complete | 2009-12-07 | 2010-03-11 | 2010-06-24 | 2010-09-01
REIPR-05758 | REIP Solar | JENSEN |  | 9 | 15750 | Residential | 0 | MAYS LANDING | 8330 | 19 | RENERGY, INC. | AC Electric | No | Complete | 2009-12-07 | 2010-01-15 | 2010-05-05 | 2010-06-22
REIPR-05759 | REIP Solar | VICHIENRAT |  | 8.6 | 15050 | Residential |  | EGG HARBOR TOWNSHIP | 8234 | 19 | RENERGY, INC. | AC Electric | No | Complete | 2009-12-07 | 2011-07-05 | 2011-08-10 | 2011-09-26
REIPR-05760 | REIP Solar | AKERET |  | 8 | 14000 | Residential | 0 | MAYS LANDING | 8330 | 19 | RENERGY, INC. | AC Electric | No | Complete | 2009-12-07 | 2010-01-28 | 2010-04-13 | 2010-05-20
REIPR-05761 | REIP Solar | LONG |  | 6.4 | 11200 | Residential | 0 | SHAMONG | 8088 | 13 | SOLULAR LLC/RWD CONSULTANTS | AC Electric | No | Complete | 2009-12-07 | 2010-02-23 | 2010-07-27 | 2010-09-09
REIPR-05762 | REIP Solar | DEFICCIO |  | 9.75 | 17062.5 | Residential | 0 | HAMMONTON | 8037 | 19 | SOLULAR LLC/RWD CONSULTANTS | AC Electric | No | Complete | 2009-12-07 | 2010-03-31 | 2010-07-16 | 2010-09-01
REIPR-05763 | REIP Solar | DIFLIPPANTONIO, JR |  | 7.2 | 12285 | Residential | 0 | PEDRICKTOWN | 8067 | 16 | SOLULAR LLC/RWD CONSULTANTS | AC Electric | No | Complete | 2009-12-07 | 2010-03-03 | 2010-06-24 | 2010-09-01
REIPR-05764 | REIP Solar | MRAVCAK |  | 4 | 7000 | Residential |  | SEASIDE PARK | 8752 | 18 | TRINITY HEATING AND AIR | JCP&L | No | Complete | 2009-12-07 | 2010-06-04 | 2010-09-09 | 2010-10-29
REIPR-05765 | REIP Solar | FEDEROVITCH |  | 6 | 10500 | Residential | 0 | BARNEGAT | 8005 | 18 | TRINITY HEATING AND AIR | JCP&L | No | Complete | 2009-12-07 | 2010-02-15 | 2010-06-07 | 2010-07-07
REIPR-05766 | REIP Solar | GREGOR |  | 6 | 10500 | Residential | 0 | GIBBSTOWN | 8027 | 15 | TRINITY HEATING AND AIR | AC Electric | No | Complete | 2009-12-07 | 2010-03-05 | 2010-06-08 | 2010-07-07
REIPR-05767 | REIP Solar | GARCIA |  | 8.2 | 14350 | Residential |  | ENGLISHTOWN | 7726 | 17 | TRINITY HEATING AND AIR | JCP&L | No | Complete | 2009-12-07 | 2010-02-17 | 2010-08-24 | 2010-10-29
REIPR-05768 | REIP Solar | AVSEC |  | 10 | 17500 | Residential | 0 | SWEDESBORO | 8085 | 15 | TRINITY HEATING AND AIR | AC Electric | No | Complete | 2009-12-07 | 2010-02-15 | 2010-04-13 | 2010-05-20
REIPR-05769 | REIP Solar | CANONICO | ROCKYS PLACE | 6.3 | 6300 | Commercial |  | RED BANK | 7701 | 17 | TRINITY HEATING AND AIR | JCP&L | No | Complete | 2009-12-07 | 2010-07-27 | 2010-11-17 | 2011-01-07
REIPR-05770 | REIP Solar | CANONICO | FODERARO & CANONICO | 13.86 | 13800 | Commercial |  | RED BANK | 7701 | 17 | TRINITY HEATING AND AIR | JCP&L | No | Complete | 2009-12-07 | 2010-07-27 | 2010-11-17 | 2011-01-07
REIPR-05772 | REIP Solar | RODRIGUEZ |  | 8 | 14000 | Residential | 0 | MATAWAN | 7747 | 17 | TRINITY HEATING AND AIR | JCP&L | No | Complete | 2009-12-07 | 2010-04-13 | 2010-06-24 | 2010-09-01
REIPR-05773 | REIP Solar | PIELHAU |  | 6 | 10500 | Residential | 0 | WARETOWN | 8758 | 18 | TRINITY HEATING AND AIR | JCP&L | No | Complete | 2009-12-07 | 2010-02-15 | 2010-06-24 | 2010-09-01
REIPR-05774 | REIP Solar | SWEEZY |  | 7.4 | 12950 | Residential | 0 | SEASIDE PARK | 8752 | 18 | TRINITY HEATING AND AIR | JCP&L | No | Complete | 2009-12-07 | 2010-01-29 | 2010-06-08 | 2010-07-07
REIPR-05775 | REIP Solar | WILKINSON |  | 12.4 | 17500 | Residential | 0 | WRIGHTSTOWN | 8562 | 13 | TRINITY HEATING AND AIR | JCP&L | No | Complete | 2009-12-07 | 2010-03-17 | 2010-06-24 | 2010-09-01
REIPR-05776 | REIP Solar | SCANDURA |  | 9.6 | 16800 | Residential | 0 | MULLICA HILL | 8062 | 15 | TRINITY HEATING AND AIR | AC Electric | No | Complete | 2009-12-07 | 2010-02-15 | 2010-04-13 | 2010-05-20
REIPR-05777 | REIP Solar | FERACO | MIRACLE FITNESS | 49.8 | 49800 | Commercial |  | RIO GRANDE | 8242 | 21 | TRINITY HEATING AND AIR | AC Electric | No | Complete | 2009-12-07 | 2010-05-20 | 2010-08-24 | 2010-10-29
REIPR-05778 | REIP Solar | FERRARO | FCF REALY (SEA GARS) | 5.04 | 5040 | Commercial |  | RIO GRANDE | 8242 | 21 | TRINITY HEATING AND AIR | AC Electric | No | Complete | 2009-12-07 | 2010-05-20 | 2010-08-24 | 2010-10-29
REIPR-05779 | REIP Solar | FERRARO | FCF REALITY | 32.8 | 32800 | Commercial |  | RIO GRANDE | 8242 | 21 | TRINITY HEATING AND AIR | AC Electric | No | Complete | 2009-12-07 | 2010-05-20 | 2010-08-24 | 2010-10-29
REIPR-05780 | REIP Solar | CASTAFERO |  | 3.9 | 6825 | Residential | 0 | AVALON | 8202 | 21 | RCL ENTERPRISES INC. | AC Electric | No | Complete | 2009-12-07 | 2010-04-22 | 2010-07-15 | 2010-09-01
REIPR-05781 | REIP Solar | CARSON |  | 9.36 | 16380 | Residential | 0 | MAYS LANDING | 8330 | 19 | RCL ENTERPRISES INC. | AC Electric | No | Complete | 2009-12-07 | 2010-02-17 | 2010-04-13 | 2010-05-20
REIPR-05782 | REIP Solar | NORDT |  | 5.2 | 8872.5 | Residential |  | SWAINTON | 8210 | 21 | RCL ENTERPRISES INC. | AC Electric | No | Complete | 2009-12-07 | 2010-04-22 | 2010-10-27 | 2010-12-20
REIPR-05783 | REIP Solar | DEFILIPPIS |  | 2.6 | 4436.25 | Residential |  | SMITHVILLE | 8204 | 21 | RCL ENTERPRISES INC. | AC Electric | No | Complete | 2009-12-07 | 2010-05-20 | 2010-08-24 | 2010-10-29
REIPR-05784 | REIP Solar | HILL |  | 4.875 | 8531.25 | Residential | 0 | AVALON | 8202 | 21 | RCL ENTERPRISES INC. | AC Electric | No | Complete | 2009-12-07 | 2010-04-22 | 2010-07-15 | 2010-09-01
REIPR-05786 | REIP Solar | BURJAN |  | 9.9 | 17325 | Residential |  | FLEMINGTON | 8822 | 4 | ROWE ELECTRIC INC | JCP&L | No | Complete | 2009-12-07 | 2010-04-30 | 2010-09-23 | 2010-10-29
REIPR-05787 | REIP Solar | MAGEE |  | 10.34 | 17248 | Residential |  | PENNS GROVE | 8069 | 16 | KAITANNA SOLAR, LLC | AC Electric | No | Complete | 2009-12-07 | 2010-03-05 | 2010-09-09 | 2010-10-29
REIPR-05788 | REIP Solar | RIBBANS |  | 9.9 | 17325 | Residential | 0 | RINGOES | 8551 | 4 | ROWE ELECTRIC INC | JCP&L | No | Complete | 2009-12-07 | 2010-03-31 | 2010-07-27 | 2010-09-09
REIPR-05791 | REIP Solar | MONTANA |  | 8.82 | 15435 | Residential | 0 | HOLMDEL | 7733 | 17 | MY NJ SOLAR, LLC | JCP&L | No | Complete | 2009-12-07 | 2010-02-15 | 2010-06-07 | 2010-07-07
REIPR-05792 | REIP Solar | TAPPER |  | 15.12 | 17500 | Residential |  | COLTS NECK | 7722 | 17 | MY NJ SOLAR, LLC | JCP&L | No | Complete | 2009-12-07 | 2010-09-16 | 2010-12-22 | 2011-03-23
REIPR-05793 | REIP Solar | GONSERKEVIS SR |  | 9.405 | 16458.75 | Residential | 0 | MULLICA HILL | 8062 | 15 | P3 INTEGRATION, INC. | AC Electric | No | Complete | 2009-12-07 | 2010-03-01 | 2010-07-15 | 2010-09-01
REIPR-05794 | REIP Solar | KUREK |  | 6.72 | 11340 | Residential | 0 | MULLICA HILL | 8062 | 15 | SUNPOL LLC | AC Electric | No | Complete | 2009-12-07 | 2010-03-09 | 2010-06-24 | 2010-09-01
REIPR-05796 | REIP Solar | FEGAN |  | 10.34 | 17500 | Residential |  | MONMOUTH BEACH | 7750 | 17 | ATLANTIC ENERGY SYSTEMS LLC | JCP&L | No | Complete | 2009-12-07 | 2010-03-02 | 2010-06-24 | 2010-09-01
REIPR-05797 | REIP Solar | KENT |  | 9.45 | 16537.5 | Residential |  | BAYVILLE | 8721 | 18 | ABSOLUTELY ENERGIZED SOLAR, LLC | JCP&L | No | Complete | 2009-12-07 | 2010-05-11 | 2010-08-24 | 2010-10-29
REIPR-05798 | REIP Solar | RUDOW |  | 8.05 | 14087.5 | Residential |  | LITTLE SILVER | 7739 | 17 | SOLAR MITE SOLUTIONS | JCP&L | No | Complete | 2009-12-07 | 2010-06-01 | 2010-09-23 | 2010-10-29
REIPR-05799 | REIP Solar | ADLER |  | 8.28 | 14490 | Residential |  | BAYVILLE | 8721 | 18 | ABSOLUTELY ENERGIZED SOLAR, LLC | JCP&L | No | Complete | 2009-12-07 | 2010-05-06 | 2010-08-24 | 2010-10-29
REIPR-05800 | REIP Solar | MURPHY |  | 9.9 | 17325 | Residential |  | TOMS RIVER | 8753 | 18 | SEA BRIGHT SOLAR, LLC | JCP&L | No | Complete | 2009-12-07 | 2010-10-12 | 2010-12-22 | 2011-03-23
REIPR-05801 | REIP Solar | NICHOLS |  | 8.74 | 14892.5 | Residential |  | SPARTA | 7871 | 1 | THE SOLAR CENTER, INC. | JCP&L | No | Complete | 2009-12-07 | 2010-04-23 | 2010-08-24 | 2010-10-29
REIPR-05802 | REIP Solar | JINKS |  | 9.66 | 16905 | Residential |  | BRICK | 8723 | 18 | SEA BRIGHT SOLAR, LLC | JCP&L | No | Complete | 2009-12-07 | 2010-06-11 | 2010-09-23 | 2010-10-29
REIPR-05803 | REIP Solar | REU |  | 8.28 | 14112 | Residential |  | BRIDGEWATER | 8807 | 5 | SOLAR WATER WORKS, LLC | JCP&L | No | Complete | 2009-12-07 | 2010-12-06 | 2011-08-30 | 2011-11-01
REIPR-05804 | REIP Solar | COUPLAND |  | 9.89 | 17307.5 | Residential | 0 | EGG HARBOR TWP | 8234 | 19 | MERCURY SOLAR SYSTEMS | AC Electric | No | Complete | 2009-12-07 | 2010-03-10 | 2010-05-05 | 2010-06-22
REIPR-05805 | REIP Solar | MEYER |  | 9.43 | 16502.5 | Residential | 0 | PORT REPUBLIC | 8241 | 19 | MERCURY SOLAR SYSTEMS | AC Electric | No | Complete | 2009-12-07 | 2010-04-05 | 2010-07-15 | 2010-09-01
REIPR-05806 | REIP Solar | EDWARDS |  | 5.94 | 9870 | Residential |  | WOODBINE | 8270 | 21 | SOLAR AMERICA, LLC | AC Electric | No | Complete | 2009-12-07 | 2010-06-07 | 2010-09-09 | 2010-10-29
REIPR-05807 | REIP Solar | SCHAEFFER |  | 1.26 | 2205 | Residential | 0 | NEWFIELD | 8344 | 15 | MERCURY SOLAR SYSTEMS | AC Electric | No | Complete | 2009-12-07 | 2010-04-07 | 2010-06-07 | 2010-07-07
REIPR-05808 | REIP Solar | BEFANO |  | 2.3 | 4025 | Residential | 0 | MAYS LANDING | 8330 | 19 | MERCURY SOLAR SYSTEMS | AC Electric | No | Complete | 2009-12-07 | 2010-03-17 | 2010-06-07 | 2010-07-07
REIPR-05809 | REIP Solar | SMITH |  | 4.41 | 7717.5 | Residential | 0 | GLASSBORO | 8028 | 15 | MERCURY SOLAR SYSTEMS | AC Electric | No | Complete | 2009-12-07 | 2010-03-30 | 2010-07-16 | 2010-09-01
REIPR-05811 | REIP Solar | CASTELLI |  | 8.05 | 14087.5 | Residential | 0 | HOWELL | 7731 | 17 | RELIABLE POWER SERVICES, INC. | JCP&L | No | Complete | 2009-12-07 | 2010-04-19 | 2010-07-27 | 2010-09-09
REIPR-05812 | REIP Solar | SKALITZKY |  | 9.9 | 17325 | Residential |  | GALLOWAY | 8205 | 19 | MERCURY SOLAR SYSTEMS | AC Electric | No | Complete | 2009-12-07 | 2010-04-12 | 2010-08-24 | 2010-10-29
REIPR-05813 | REIP Solar | MCVEY |  | 9.89 | 16398.86 | Residential |  | ERMA | 8204 | 21 | MERCURY SOLAR SYSTEMS | AC Electric | No | Complete | 2009-12-07 | 2010-08-09 | 2010-10-18 | 2010-11-30
REIPR-05814 | REIP Solar | BRUNING |  | 4.6 | 8050 | Residential | 0 | SOMERS POINT | 8244 | 19 | MERCURY SOLAR SYSTEMS | AC Electric | No | Complete | 2009-12-07 | 2010-04-22 | 2010-07-16 | 2010-09-01
REIPR-05817 | REIP Solar | HIGBEE |  | 7.36 | 12880 | Residential | 0 | MAYS LANDING | 8330 | 19 | MERCURY SOLAR SYSTEMS | AC Electric | No | Complete | 2009-12-07 | 2010-04-30 | 2010-07-15 | 2010-09-01
REIPR-05819 | REIP Solar | BATES |  | 9.43 | 16502.5 | Residential |  | ABSECON | 8205 | 19 | MERCURY SOLAR SYSTEMS | AC Electric | No | Complete | 2009-12-07 | 2010-04-22 | 2010-09-23 | 2010-10-29
REIPR-05820 | REIP Solar | ALSOP |  | 5.52 | 8556 | Residential |  | FLEMINGTON | 8822 | 4 | JIM ALSOP ELECTRICAL CONTRACTING, INC | JCP&L | No | Complete | 2009-12-07 | 2010-03-05 | 2010-08-24 | 2010-10-29
REIPR-05821 | REIP Solar | D'AGOSTINO |  | 9.675 | 16931.25 | Residential |  | BRIDGETON | 8302 | 20 | MERCURY SOLAR SYSTEMS | AC Electric | No | Complete | 2009-12-07 | 2010-04-29 | 2010-09-01 | 2010-10-29
REIPR-05822 | REIP Solar | ANGELASTRO |  | 12.15 | 17500 | Residential | 0 | SEAVILLE | 8230 | 21 | MERCURY SOLAR SYSTEMS | AC Electric | No | Complete | 2009-12-07 | 2010-03-11 | 2010-05-18 | 2010-07-07
REIPR-05823 | REIP Solar | SCHMIDT |  | 6.3 | 11025 | Residential |  | MAHWAH | 7430 | 7 | MERCURY SOLAR SYSTEMS | Orange & Rockland Elec | No | Complete | 2009-12-07 | 2010-05-11 | 2010-08-24 | 2010-10-29
REIPR-05824 | REIP Solar | COLAPINTO | LACO, LLC | 48.62 | 48620 | Commercial |  | TOMS RIVER | 8755 | 18 | VRT RENEWABLES | JCP&L | No | Complete | 2009-12-07 | 2010-06-04 | 2010-08-24 | 2010-10-29
REIPR-05825 | REIP Solar | D'AMICO |  | 14.175 | 17500 | Residential | 0 | MAYS LANDING | 8330 | 19 | MERCURY SOLAR SYSTEMS | AC Electric | No | Complete | 2009-12-07 | 2010-03-05 | 2010-05-05 | 2010-06-22
REIPR-05826 | REIP Solar | AGARWAL |  | 9.9 | 17325 | Residential | 0 | MARLBORO | 7746 | 17 | GEOGENIX | JCP&L | No | Complete | 2009-12-07 | 2010-03-18 | 2010-07-15 | 2010-09-01
REIPR-05827 | REIP Solar | LACORTE |  | 8.1 | 14175 | Residential | 0 | NESHANIC STATION | 8853 | 5 | GEOGENIX | JCP&L | No | Complete | 2009-12-07 | 2010-03-31 | 2010-07-27 | 2010-09-09
REIPR-05828 | REIP Solar | MILLS |  | 5.04 | 8820 | Residential | 0 | TOMS RIVER | 8753 | 18 | KOPP ELECTRIC COMPANY | JCP&L | No | Complete | 2009-12-07 | 2009-12-30 | 2010-03-24 | 2010-05-20
REIPR-05829 | REIP Solar | SARNELLE |  | 5.04 | 8820 | Residential | 0 | MANCHESTER | 8759 | 18 | KOPP ELECTRIC COMPANY | JCP&L | No | Complete | 2009-12-07 | 2010-01-06 | 2010-04-13 | 2010-05-20
REIPR-05830 | REIP Solar | AIDALA |  | 4.55 | 7962.5 | Residential |  | BRANCHVILLE | 7826 | 1 | SELF INSTALL | JCP&L | No | Complete | 2009-12-07 | 2010-12-28 | 2011-03-23 | 2011-06-20
REIPR-05831 | REIP Solar | SEMUS |  | 11 | 17500 | Residential | 0 | MILMAY | 8340 | 19 | CP SOLAR AND HOME ENERGY SERVICES | AC Electric | No | Complete | 2009-12-07 | 2010-01-20 | 2010-04-13 | 2010-05-20
REIPR-05834 | REIP Solar | PELLETTIERE |  | 8.19 | 14332.5 | Residential |  | FLORHAM PARK | 7932 | 3 | GREEN APPLE ENERGY SYSTEMS, LLC | JCP&L | No | Complete | 2009-12-07 | 2010-04-21 | 2010-08-24 | 2010-10-29
REIPR-05840 | REIP Solar | KLEINER |  | 6.4 | 10400 | Residential | 0 | BLOOMFIELD | 7003 | 9 | 1ST LIGHT ENERGY, INC. | PSE&G BPU | No | Complete | 2009-12-07 | 2010-01-20 | 2010-06-08 | 2010-07-07
REIPR-05843 | REIP Solar | JONES, JR. |  | 4 | 7000 | Residential | 0 | MARGATE | 8402 | 19 | A-TOP ALTERNATIVE ENERGY | AC Electric | No | Complete | 2009-12-07 | 2010-03-16 | 2010-07-15 | 2010-09-01
REIPR-05845 | REIP Solar | BUNTING |  | 11.28 | 17500 | Residential |  | MULLICA HILL | 8062 | 15 | KAITANNA SOLAR, LLC | AC Electric | No | Complete | 2009-12-07 | 2010-12-06 | 2011-04-14 | 2011-06-20
REIPR-05847 | REIP Solar | TENORE |  | 4 | 7000 | Residential |  | LEONARDO | 7727 | 17 | 1ST LIGHT ENERGY, INC. | JCP&L | No | Complete | 2009-12-07 | 2010-03-31 | 2010-08-24 | 2010-10-29
REIPR-05849 | REIP Solar | WOJCIK |  | 8.575 | 15006.25 | Residential |  | GALLOWAY | 8205 | 19 | ALLSEASON CONSTRUCTION | AC Electric | No | Complete | 2009-12-07 | 2010-06-03 | 2010-09-01 | 2010-10-29
REIPR-05852 | REIP Solar | WALSH |  | 9.165 | 15627.5 | Residential | 0 | LINCROFT | 7738 | 17 | CORBIN SOLAR SOLUTIONS, LLC | JCP&L | No | Complete | 2009-12-07 | 2010-02-08 | 2010-06-07 | 2010-07-07
REIPR-05855 | REIP Solar | BOAN |  | 6.6 | 11550 | Residential | 0 | JACKSON | 8527 | 18 | TRINITY HEATING AND AIR | JCP&L | No | Complete | 2009-12-07 | 2010-02-17 | 2010-07-27 | 2010-09-09
REIPR-05872 | REIP Solar | TONER |  | 7.99 | 12384.5 | Residential |  | GALLOWAY | 8205 | 19 | SHERWOOD ELECTRIC CO. INC. | AC Electric | No | Complete | 2009-12-07 | 2010-11-06 | 2011-01-24 | 2011-04-13
REIPR-05875 | REIP Solar | ROBERTS |  | 5.72 | 8312.5 | Residential |  | BRICK | 8723 | 18 | FOUR POINT REFRIGERATION CO., INC. | JCP&L | No | Complete | 2009-12-07 | 2010-12-14 | 2012-06-29 | 2012-10-03
REIPR-05876 | REIP Solar | NIELSEN |  | 12.15 | 17500 | Residential |  | LAMBERTVILLE | 8530 | 4 | ADVANCED SOLAR PRODUCTS FLEMINGTON | JCP&L | No | Complete | 2009-12-07 | 2010-05-24 | 2010-09-09 | 2010-10-29
REIPR-05877 | REIP Solar | SUDANO |  | 2.025 | 3543.75 | Residential | 0 | ROSEMONT | 8556 | 4 | ADVANCED SOLAR PRODUCTS FLEMINGTON | JCP&L | No | Complete | 2009-12-07 | 2010-02-17 | 2010-07-27 | 2010-09-09
REIPR-05878 | REIP Solar | GIAQUINTO |  | 10.12 | 17500 | Residential | 0 | ANDOVER | 7821 | 1 | EAST COAST ALTERNATIVE ENERGY | JCP&L | No | Complete | 2009-12-07 | 2010-01-26 | 2010-05-05 | 2010-06-22
REIPR-05879 | REIP Solar | ORAPALLO |  | 3.29 | 5099.5 | Residential |  | NORTHFIELD | 8225 | 19 | EAST COAST SOLAR | AC Electric | No | Complete | 2009-12-07 | 2010-11-29 | 2011-02-04 | 2011-05-06
REIPR-05880 | REIP Solar | FAMULARO |  | 9.87 | 17272.5 | Residential |  | ABSECON | 8201 | 19 | EAST COAST SOLAR | AC Electric | No | Complete | 2009-12-07 | 2010-10-26 | 2011-02-04 | 2011-05-06
REIPR-05881 | REIP Solar | SKWIRE |  | 6.11 | 10692.5 | Residential | 0 | EGG HARBOR TOWNSHIP | 8234 | 19 | CAPE ATLANTIC SOLAR | AC Electric | No | Complete | 2009-12-07 | 2010-03-11 | 2010-06-24 | 2010-09-01
REIPR-05882 | REIP Solar | KURA |  | 9.89 | 17307.5 | Residential |  | WHITING | 8759 | 18 | SELF INSTALL | JCP&L | No | Complete | 2009-12-07 | 2010-07-02 | 2010-10-27 | 2010-12-20
REIPR-05883 | REIP Solar | STROUSE |  | 8.28 | 14490 | Residential | 0 | ESTELL MANOR | 8319 | 19 | SELF INSTALL | AC Electric | No | Complete | 2009-12-07 | 2010-04-23 | 2010-07-27 | 2010-09-09
REIPR-05884 | REIP Solar | VIJZELMAN |  | 9.9 | 17325 | Residential |  | WILLIAMSTOWN | 8094 | 15 | SOLAR SOLUTIONS LLC | AC Electric | No | Complete | 2009-12-07 | 2010-04-23 | 2010-08-24 | 2010-10-29
REIPR-05886 | REIP Solar | HASSMAN | CCR TRIALS | 49.98 | 48000 | Commercial | 0 | BERLIN | 8009 | 14 | GEOSCAPE SOLAR, LLC | AC Electric | No | Complete | 2009-12-07 | 2010-03-01 | 2010-06-07 | 2010-07-07
REIPR-05887 | REIP Solar | WILLIAMS | SHARON ROAD PROPERTIES | 5.04 | 8820 | Residential | 0 | ROBBINSVILLE | 8691 | 12 | FUTURE SOLUTIONS CONTRACTING, LLC | JCP&L | No | Complete | 2009-12-07 | 2010-02-25 | 2010-06-24 | 2010-09-01
REIPR-05898 | REIP Solar | LAWLER |  | 3.01 | 4665.5 | Residential |  | NORWOOD | 7648 | 7 | MULTI-PHASE ELECTRICAL SERVICES INC | Orange & Rockland Elec | No | Complete | 2009-12-07 | 2010-06-11 | 2010-09-09 | 2010-10-29
REIPR-05899 | REIP Solar | GONSERKEVIS JR |  | 11.55 | 17500 | Residential | 0 | MULLICA HILL | 8062 | 15 | P3 INTEGRATION, INC. | AC Electric | No | Complete | 2009-12-07 | 2010-03-11 | 2010-07-15 | 2010-09-01
REIPR-05902 | REIP Solar | GHOORAY |  | 6.2 | 10850 | Residential | 0 | KENDALL PARK | 8824 | 11 | A-TOP ALTERNATIVE ENERGY | PSE&G BPU | No | Complete | 2009-12-07 | 2010-03-03 | 2010-05-05 | 2010-06-22
REIPR-05904 | REIP Solar | ELY |  | 8.4 | 14700 | Residential |  | LAKEWOOD | 8701 | 18 | POWERLUTIONS, LLC | JCP&L | No | Complete | 2009-12-07 | 2010-06-24 | 2010-10-14 | 2010-11-30
REIPR-05908 | REIP Solar | RAUZZINO |  | 4.032 | 7056 | Residential |  | LINWOOD | 8221 | 19 | SHORE GREEN ENERGY LLC | AC Electric | No | Complete | 2009-12-28 | 2010-03-30 | 2010-09-23 | 2010-10-29
REIPR-05909 | REIP Solar | LASPRUGATO |  | 4.23 | 7402.5 | Residential |  | WILLIAMSTOWN | 8094 | 15 | KAITANNA SOLAR, LLC | AC Electric | No | Complete | 2009-12-28 | 2010-12-30 | 2011-05-20 | 2011-07-25
REIPR-05911 | REIP Solar | FRULLO |  | 6.45 | 11287.5 | Residential |  | BARRINGTON | 8007 | 14 | A-TOP ALTERNATIVE ENERGY | PSE&G BPU | No | Complete | 2009-12-28 | 2010-10-12 | 2011-03-01 | 2011-05-06
REIPR-05912 | REIP Solar | MINK |  | 8.4 | 14700 | Residential |  | POTTERSVILLE | 7979 | 4 | BACKYARD SOLAR, INC. | JCP&L | No | Complete | 2009-12-28 | 2010-12-30 | 2011-09-29 | 2011-11-09
REIPR-05913 | REIP Solar | ZIMMERMAN | BIG Z MARKETS, INC. | 17.6 | 17600 | Commercial | 0 | WEST END | 7740 | 17 | ROSS SOLAR GROUP, LLC | JCP&L | No | Complete | 2009-12-28 | 2010-04-15 | 2010-08-24 | 2010-10-29
REIPR-05914 | REIP Solar | TORRACA |  | 10 | 17500 | Residential |  | BARNEGAT | 8005 | 18 | NEW AGE SOLAR, LLC | AC Electric | No | Complete | 2009-12-28 | 2010-01-13 | 2010-03-24 | 2010-05-20
REIPR-05915 | REIP Solar | STOVER |  | 9.675 | 16931.25 | Residential | 0 | TURNERSVILLE | 8012 | 14 | RCL ENTERPRISES INC. | AC Electric | No | Complete | 2009-12-28 | 2010-01-15 | 2010-03-24 | 2010-05-20
REIPR-05916 | REIP Solar | ITALIANO |  | 8.36 | 14630 | Residential | 0 | PITTSGROVE | 8318 | 16 | RCL ENTERPRISES INC. | AC Electric | No | Complete | 2009-12-28 | 2010-01-15 | 2010-03-24 | 2010-05-20
REIPR-05919 | REIP Solar | SULES |  | 8.19 | 14000 | Residential |  | WEST ORANGE | 7052 | 9 | 1ST LIGHT ENERGY, INC. | PSE&G BPU | No | Complete | 2009-12-28 | 2010-08-17 | 2011-03-23 | 2011-06-20
REIPR-05920 | REIP Solar | RIVERA |  | 8.61 | 15067.5 | Residential |  | CLIFTON | 7013 | 6 | 1ST LIGHT ENERGY, INC. | PSE&G BPU | No | Complete | 2009-12-28 | 2010-06-10 | 2011-01-24 | 2011-04-13
REIPR-05921 | REIP Solar | MESZAROS |  | 5.265 | 9213.75 | Residential | 0 | BORDENTOWN | 8505 | 13 | RCL ENTERPRISES INC. | PSE&G BPU | No | Complete | 2009-12-28 | 2010-01-14 | 2010-05-18 | 2010-07-07
REIPR-05923 | REIP Solar | HAWS |  | 7.175 | 12556.25 | Residential |  | HAMILTON | 8619 | 12 | FUTURE SOLUTIONS CONTRACTING, LLC | PSE&G BPU | No | Complete | 2009-12-28 | 2010-12-03 | 2011-03-01 | 2011-05-06
REIPR-05924 | REIP Solar | LEFRAK | HP ROOSEVELT URBAN RENEWAL CO. | 37.632 | 37632 | Commercial |  | JERSEY CITY | 7302 | 8 | RES ENERGY DEVELOPMENT CORP | PSE&G BPU | No | Complete | 2009-12-28 | 2011-06-06 | 2011-07-19 | 2011-11-08
REIPR-05925 | REIP Solar | MAHABLESHWARKAR |  | 8.55 | 14962.5 | Residential |  | WEST WINDSOR | 8550 | 12 | GEOGENIX | PSE&G BPU | No | Complete | 2009-12-28 | 2010-09-15 | 2011-01-24 | 2011-04-13
REIPR-05926 | REIP Solar | TOTH |  | 6.75 | 11812.5 | Residential |  | TRENTON | 8690 | 12 | GEOGENIX | PSE&G BPU | No | Complete | 2009-12-28 | 2010-04-30 | 2010-08-24 | 2010-10-29
REIPR-05928 | REIP Solar | GHARPURE |  | 4.5 | 7875 | Residential | 0 | PLAINSBORO | 8536 | 11 | GEOGENIX | PSE&G BPU | No | Complete | 2009-12-28 | 2010-03-31 | 2010-07-15 | 2010-09-01
REIPR-05929 | REIP Solar | SHAMSI |  | 6.825 | 11943.75 | Residential | 0 | MONMOUTH JUNCTION | 8852 | 11 | CORBIN SOLAR SOLUTIONS, LLC | PSE&G BPU | No | Complete | 2009-12-28 | 2010-02-01 | 2010-06-24 | 2010-09-01
REIPR-05931 | REIP Solar | GILL |  | 6.4 | 11200 | Residential | 0 | EAST BRUNSWICK | 8816 | 11 | TRINITY HEATING AND AIR | PSE&G BPU | No | Complete | 2009-12-28 | 2010-02-16 | 2010-06-07 | 2010-07-07
REIPR-05932 | REIP Solar | ANGELUS |  | 5.2 | 9100 | Residential | 0 | SOMERSET | 8873 | 5 | TRINITY HEATING AND AIR | PSE&G BPU | No | Complete | 2009-12-28 | 2010-03-01 | 2010-05-05 | 2010-06-22
REIPR-05934 | REIP Solar | PETROU |  | 6.4 | 11200 | Residential | 0 | ROCHELLE PARK | 7662 | 7 | TRINITY HEATING AND AIR | PSE&G BPU | No | Complete | 2009-12-28 | 2010-02-16 | 2010-05-05 | 2010-06-22
REIPR-05935 | REIP Solar | HOFFER | CENTRAL POLY CORP. | 8.8 | 8800 | Commercial | 0 | LINDEN | 7036 | 10 | AROSA SOLAR ENERGY, INC | PSE&G BPU | No | Complete | 2009-12-28 | 2010-02-23 | 2010-05-18 | 2010-07-07
REIPR-05936 | REIP Solar | MALLELA |  | 8.8 | 15400 | Residential | 0 | MOORESTOWN | 8057 | 13 | TRINITY HEATING AND AIR | PSE&G BPU | No | Complete | 2009-12-28 | 2010-01-29 | 2010-05-18 | 2010-07-07
REIPR-05938 | REIP Solar | CAI |  | 10.14 | 17500 | Residential | 0 | SKILLMAN | 8558 | 5 | DPR ELECTRIC, INC | PSE&G BPU | No | Complete | 2009-12-28 | 2010-03-05 | 2010-06-07 | 2010-07-07
REIPR-05939 | REIP Solar | LEISTIKOW |  | 4.2 | 7350 | Residential |  | SCOTCH PLAINS | 7076 | 10 | 1ST LIGHT ENERGY, INC. | PSE&G BPU | No | Complete | 2009-12-28 | 2010-04-22 | 2010-09-01 | 2010-10-29
REIPR-05940 | REIP Solar | DONNELLEN |  | 7.02 | 12285 | Residential |  | NORTH BRUNSWICK | 8902 | 11 | DPR ELECTRIC, INC | PSE&G BPU | No | Complete | 2009-12-28 | 2010-07-30 | 2010-10-27 | 2010-12-20
REIPR-05943 | REIP Solar | SIU |  | 4.725 | 8165.39 | Residential |  | LIVINGSTON | 7039 | 9 | ASTON SOLAR | PSE&G BPU | No | Complete | 2009-12-28 | 2010-08-30 | 2011-03-01 | 2011-05-06
REIPR-05945 | REIP Solar | LIPPER |  | 8.4 | 14000 | Residential | 0 | NORTH PLAINFIELD | 7062 | 10 | 1ST LIGHT ENERGY, INC. | PSE&G BPU | No | Complete | 2009-12-28 | 2010-06-29 | 2011-02-04 | 2011-05-06
REIPR-05947 | REIP Solar | CAREY |  | 10.56 | 17500 | Residential | 0 | HAMMONTON | 8037 | 19 | SELF INSTALL | AC Electric | No | Complete | 2009-12-28 | 2010-03-01 | 2010-06-07 | 2010-07-07
REIPR-05948 | REIP Solar | POANDL |  | 5.04 | 8820 | Residential |  | MIDDLESEX | 8846 | 11 | SEA BRIGHT SOLAR, LLC | PSE&G BPU | No | Complete | 2009-12-28 | 2010-10-12 | 2010-12-08 | 2011-02-25
REIPR-05949 | REIP Solar | GIBBS-REED |  | 4.465 | 7813.75 | Residential |  | TEANECK | 7666 | 7 | DPR ELECTRIC, INC | PSE&G BPU | No | Complete | 2009-12-28 | 2010-06-16 | 2010-10-27 | 2010-12-20
REIPR-05950 | REIP Solar | BRANA |  | 8.385 | 14332.5 | Residential |  | SOUTH PLAINFIELD | 7080 | 11 | 1ST LIGHT ENERGY, INC. | PSE&G BPU | No | Complete | 2009-12-28 | 2010-06-21 | 2010-10-27 | 2010-12-20
REIPR-05951 | REIP Solar | MEHTA |  | 6.3 | 10500 | Residential |  | EDISON | 8817 | 11 | 1ST LIGHT ENERGY, INC. | PSE&G BPU | No | Complete | 2009-12-28 | 2010-04-15 | 2010-10-08 | 2010-11-30
REIPR-05952 | REIP Solar | ALVES |  | 6.3 | 10780 | Residential |  | KENILWORTH | 7033 | 10 | 1ST LIGHT ENERGY, INC. | PSE&G BPU | No | Complete | 2009-12-28 | 2010-04-23 | 2010-10-08 | 2010-11-30
REIPR-05953 | REIP Solar | HORTON |  | 7.41 | 11485.5 | Residential |  | PLAINFIELD | 7062 | 10 | A-TOP ALTERNATIVE ENERGY | PSE&G BPU | No | Complete | 2009-12-28 | 2010-12-20 | 2011-03-23 | 2011-06-20
REIPR-05954 | REIP Solar | ORTIZ |  | 10.08 | 16450 | Residential |  | WEST ORANGE | 7052 | 9 | 1ST LIGHT ENERGY, INC. | PSE&G BPU | No | Complete | 2009-12-28 | 2011-04-01 | 2011-06-06 | 2011-07-25
REIPR-05955 | REIP Solar | KIMMELMAN |  | 9.03 | 13996.5 | Residential |  | BERNARDSVILLE | 7924 | 5 | MY NJ SOLAR, LLC | JCP&L | No | Complete | 2009-12-28 | 2010-11-22 | 2011-04-14 | 2011-06-20
REIPR-05956 | REIP Solar | ECKES |  | 6.045 | 10578.75 | Residential | 0 | TOMS RIVER | 8753 | 18 | CORBIN SOLAR SOLUTIONS, LLC | JCP&L | No | Complete | 2009-12-28 | 2010-04-13 | 2010-07-16 | 2010-09-01
REIPR-05957 | REIP Solar | WOOD | HEALTH HAVEN OF HAINESPORT INC | 22.68 | 22680 | Commercial | 0 | HAINESPORT | 8036 | 13 | TRINITY HEATING AND AIR | PSE&G BPU | No | Complete | 2009-12-28 | 2010-03-30 | 2010-08-24 | 2010-10-29
REIPR-05958 | REIP Solar | WISNEWSKI |  | 9.89 | 17307.5 | Residential |  | SOUTH PLAINFIELD | 7080 | 11 | 1ST LIGHT ENERGY, INC. | PSE&G BPU | No | Complete | 2009-12-28 | 2010-07-14 | 2010-10-14 | 2010-11-30
REIPR-05959 | REIP Solar | RUDE |  | 10 | 17300 | Residential |  | WAYNE | 7470 | 6 | DONNELLY ENERGY SOLUTIONS | PSE&G BPU | No | Complete | 2009-12-28 | 2010-11-22 | 2011-04-29 | 2011-07-12
REIPR-05961 | REIP Solar | PELLEGRINO |  | 4 | 7000 | Residential | 0 | MEDFORD LAKES | 8055 | 13 | TRINITY HEATING AND AIR | PSE&G BPU | No | Complete | 2009-12-28 | 2010-02-16 | 2010-06-07 | 2010-07-07
REIPR-05962 | REIP Solar | HEINTZ |  | 9.675 | 16931.25 | Residential |  | MANVILLE | 8835 | 5 | 1ST LIGHT ENERGY, INC. | PSE&G BPU | No | Complete | 2009-12-28 | 2010-06-03 | 2010-10-08 | 2010-11-30
REIPR-05963 | REIP Solar | SANTANA | YERMAN SANTANA | 4.62 | 7700 | Residential |  | HAWTHORNE | 7506 | 6 | 1ST LIGHT ENERGY, INC. | PSE&G BPU | No | Complete | 2009-12-28 | 2010-08-10 | 2011-04-29 | 2011-07-12
REIPR-05964 | REIP Solar | SUSMAN |  | 3.78 | 6160 | Residential |  | RAHWAY | 7065 | 10 | 1ST LIGHT ENERGY, INC. | PSE&G BPU | No | Complete | 2009-12-28 | 2010-12-10 | 2011-03-23 | 2011-06-20
REIPR-05965 | REIP Solar | MCELHINEY |  | 9.245 | 16100 | Residential |  | EDISON | 8817 | 11 | 1ST LIGHT ENERGY, INC. | PSE&G BPU | No | Complete | 2009-12-28 | 2010-05-26 | 2010-09-23 | 2010-10-29
REIPR-05966 | REIP Solar | FESTA |  | 3.36 | 5600 | Residential |  | WEST ORANGE | 7052 | 9 | 1ST LIGHT ENERGY, INC. | PSE&G BPU | No | Complete | 2009-12-28 | 2010-04-15 | 2010-10-08 | 2010-11-30
REIPR-05967 | REIP Solar | CHAI |  | 10.14 | 17500 | Residential | 0 | EAST BRUNSWICK | 8816 | 11 | DPR ELECTRIC, INC | PSE&G BPU | No | Complete | 2009-12-28 | 2010-03-03 | 2010-07-27 | 2010-09-09
REIPR-05969 | REIP Solar | SWIATKOWSKI |  | 5.67 | 9922.5 | Residential | 0 | MOUNT LAUREL | 8054 | 13 | ACOS ENERGY, LLC | PSE&G BPU | No | Complete | 2009-12-28 | 2010-04-26 | 2010-07-27 | 2010-09-09
REIPR-05971 | REIP Solar | RENNER |  | 9.36 | 16380 | Residential |  | PENNINGTON | 8534 | 12 | CORBIN SOLAR SOLUTIONS, LLC | PSE&G BPU | No | Complete | 2009-12-28 | 2010-04-29 | 2010-08-24 | 2010-10-29
REIPR-05972 | REIP Solar | MARTELLO-FIRRIOLO |  | 10.12 | 17307.5 | Residential |  | WAYNE | 7470 | 6 | THE SOLAR CENTER, INC. | PSE&G BPU | No | Complete | 2009-12-28 | 2011-01-05 | 2011-04-14 | 2011-06-20
REIPR-05974 | REIP Solar | KORMELUK |  | 10.08 | 17500 | Residential |  | SOMERSET | 8873 | 5 | 1ST LIGHT ENERGY, INC. | PSE&G BPU | No | Complete | 2009-12-28 | 2010-09-16 | 2011-01-24 | 2011-04-13
REIPR-05975 | REIP Solar | ZHAO | XIAOYONG ZHAO | 9.075 | 15750 | Residential |  | FRANKLIN PARK | 8823 | 5 | SKY HIGH ENERGY, LLC | PSE&G BPU | No | Complete | 2009-12-28 | 2011-09-16 | 2011-09-23 | 2011-11-09
REIPR-05978 | REIP Solar | WOLF |  | 9.8 | 17150 | Residential | 0 | SOMERSET | 8873 | 5 | TRINITY HEATING AND AIR | PSE&G BPU | No | Complete | 2009-12-28 | 2010-03-01 | 2010-06-08 | 2010-07-07
REIPR-05979 | REIP Solar | PANE |  | 7.98 | 13965 | Residential |  | MONMOUTH JCT | 8852 | 11 | TRINITY HEATING AND AIR | PSE&G BPU | No | Complete | 2009-12-28 | 2010-05-26 | 2010-10-08 | 2010-11-30
REIPR-05980 | REIP Solar | POTOCKI |  | 7.2 | 12600 | Residential | 0 | TRENTON | 8610 | 12 | TRINITY HEATING AND AIR | PSE&G BPU | No | Complete | 2009-12-28 | 2010-02-16 | 2010-04-23 | 2010-06-22
REIPR-05981 | REIP Solar | SCIARRINO | E. RIDGELAWN CEMETERY INC | 9.45 | 9450 | Non Profit |  | CLIFTON | 7014 | 6 | BACKYARD SOLAR, INC. | PSE&G BPU | No | Complete | 2009-12-28 | 2010-08-16 | 2010-12-30 | 2011-03-23
REIPR-05982 | REIP Solar | MAHER |  | 5.67 | 9922.5 | Residential |  | FAIR LAWN | 7410 | 7 | 1ST LIGHT ENERGY, INC. | PSE&G BPU | No | Complete | 2009-12-28 | 2010-07-30 | 2010-10-14 | 2010-11-30
REIPR-05983 | REIP Solar | SCIARRINO | E. RIDGELAWN CEMETERY INC, OFFICE | 15.75 | 15750 | Non Profit |  | CLIFTON | 7014 | 6 | BACKYARD SOLAR, INC. | PSE&G BPU | No | Complete | 2009-12-28 | 2010-08-16 | 2010-12-30 | 2011-03-23
REIPR-05984 | REIP Solar | SCIARRINO | EAST RIDGELAWN CEMETERY INC | 25.2 | 25200 | Non Profit |  | CLIFTON | 7014 | 6 | BACKYARD SOLAR, INC. | PSE&G BPU | No | Complete | 2009-12-28 | 2010-08-16 | 2010-12-30 | 2011-03-23
REIPR-05986 | REIP Solar | KRUSE |  | 9.504 | 14089.95 | Residential | 0 | GLEN RIDGE | 7028 | 9 | BORNSTEIN SONS, INC | PSE&G BPU | No | Complete | 2009-12-28 | 2010-01-15 | 2010-10-27 | 2010-12-20
REIPR-05987 | REIP Solar | LESENSKYJ |  | 12 | 16992.5 | Residential | 0 | PENNINGTON | 8534 | 12 | TRINITY HEATING AND AIR | PSE&G BPU | No | Complete | 2009-12-28 | 2010-03-02 | 2010-08-24 | 2010-10-29
REIPR-05988 | REIP Solar | KUFFEL |  | 0.9 | 1575 | Residential | 0 | MOUNT LAUREL | 8054 | 13 | MERCURY SOLAR SYSTEMS | PSE&G BPU | No | Complete | 2009-12-28 | 2010-02-23 | 2010-05-18 | 2010-07-07
REIPR-05990 | REIP Solar | BOSLET |  | 7.8 | 13650 | Residential | 0 | EDISON | 8817 | 11 | CORBIN SOLAR SOLUTIONS, LLC | PSE&G BPU | No | Complete | 2009-12-28 | 2010-02-01 | 2010-06-07 | 2010-07-07
REIPR-05993 | REIP Solar | STANCH |  | 3.22 | 4991 | Residential |  | RUNNEMEDE | 8078 | 14 | NOGGINHAUS, LLC | PSE&G BPU | No | Complete | 2009-12-28 | 2010-11-17 | 2012-02-27 | 2012-06-19
REIPR-05995 | REIP Solar | FICAZZOLA |  | 7.65 | 13387.5 | Residential |  | SCOTCH PLAINS | 7076 | 10 | GEOGENIX | PSE&G BPU | No | Complete | 2009-12-28 | 2010-06-04 | 2010-09-23 | 2010-10-29
REIPR-05998 | REIP Solar | WOHLLEBEN |  | 3.52 | 6160 | Residential |  | CLIFTON | 7013 | 6 | SELF-INSTALL | PSE&G BPU | No | Complete | 2009-12-28 | 2010-10-26 | 2011-04-29 | 2011-07-12
REIPR-06002 | REIP Solar | PATTERSON |  | 4.73 | 7331.5 | Residential | 0 | ELMER | 8318 | 16 | CP SOLAR AND HOME ENERGY SERVICES | AC Electric | No | Complete | 2009-12-28 | 2010-03-10 | 2010-06-07 | 2010-07-07
REIPR-06004 | REIP Solar | POLIDORO |  | 6.02 | 9331 | Residential | 0 | MANTUA | 8051 | 15 | CP SOLAR AND HOME ENERGY SERVICES | AC Electric | No | Complete | 2009-12-28 | 2010-03-11 | 2010-06-07 | 2010-07-07
REIPR-06005 | REIP Solar | HAAS-RETHAGE |  | 3.36 | 5880 | Residential |  | KENDALL PARK | 8824 | 11 | LIGHTWAVE PROPERTIES LLC | PSE&G BPU | No | Complete | 2009-12-28 | 2010-06-01 | 2010-09-09 | 2010-10-29
REIPR-06006 | REIP Solar | BYLO |  | 2.52 | 4410 | Residential |  | LIVINGSTON | 7039 | 9 | 1ST LIGHT ENERGY, INC. | PSE&G BPU | No | Complete | 2009-12-28 | 2010-07-14 | 2010-09-09 | 2010-10-29
REIPR-06009 | REIP Solar | CAI |  | 5.775 | 10106.25 | Residential |  | PLAINSBORO | 8536 | 11 | ASTON SOLAR | PSE&G BPU | No | Complete | 2009-12-28 | 2010-07-09 | 2011-02-04 | 2011-05-06
REIPR-06010 | REIP Solar | HUANG |  | 5.25 | 8987.5 | Residential |  | LIVINGSTON | 7039 | 9 | ASTON SOLAR | PSE&G BPU | No | Complete | 2009-12-28 | 2010-09-30 | 2011-04-14 | 2011-06-20
REIPR-06011 | REIP Solar | SCHMIDT | RDS REALITY CO | 29.7 | 29700 | Commercial |  | NUTLEY | 7110 | 9 | E2ECTA, INC. | PSE&G BPU | No | Complete | 2009-12-28 | 2010-11-17 | 2011-06-10 | 2011-07-25
REIPR-06013 | REIP Solar | COLLINS |  | 9.03 | 15697.5 | Residential |  | TRENTON | 8610 | 12 | 1ST LIGHT ENERGY, INC. | PSE&G BPU | No | Complete | 2009-12-28 | 2010-09-14 | 2011-03-23 | 2011-06-20
REIPR-06017 | REIP Solar | LIOUDIS | PLAZA PIZZA | 49.5 | 49500 | Commercial |  | SECAUCUS | 7094 | 8 | MEJOR COOPER, LLC | PSE&G BPU | No | Complete | 2009-12-28 | 2010-08-17 | 2010-11-17 | 2011-01-07
REIPR-06019 | REIP Solar | MIHALIK |  | 7.2 | 12600 | Residential | 0 | BURLINGTON | 8016 | 13 | ABSOLUTELY ENERGIZED SOLAR, LLC | PSE&G BPU | No | Complete | 2009-12-28 | 2010-04-21 | 2010-07-15 | 2010-09-01
REIPR-06020 | REIP Solar | READING |  | 49.68 | 49680 | Commercial |  | EWING | 8628 | 12 | ALIEN FUEL INC | PSE&G BPU | No | Complete | 2009-12-28 | 2010-07-30 | 2010-10-14 | 2010-11-30
REIPR-06021 | REIP Solar | READING | BUXTON BOXES SELF STORAGE, BLDG7 | 47.84 | 47840 | Commercial |  | EWING | 8628 | 12 | ALIEN FUEL INC | PSE&G BPU | No | Complete | 2009-12-28 | 2010-07-30 | 2010-10-27 | 2010-12-20
REIPR-06022 | REIP Solar | O'CONNOR |  | 5.6 | 9555 | Residential | 0 | CINNAMINSON | 8077 | 13 | RCL ENTERPRISES INC. | PSE&G BPU | No | Complete | 2009-12-28 | 2010-02-03 | 2010-07-27 | 2010-09-09
REIPR-06023 | REIP Solar | LIANG |  | 6 | 10500 | Residential |  | WEST WINDSOR | 8550 | 12 | CORBIN SOLAR SOLUTIONS, LLC | PSE&G BPU | No | Complete | 2009-12-28 | 2010-05-17 | 2010-08-24 | 2010-10-29
REIPR-06024 | REIP Solar | MOHIIUDDIN |  | 6.825 | 11943.75 | Residential |  | BELLE MEAD | 8502 | 5 | DPR ELECTRIC, INC | PSE&G BPU | No | Complete | 2009-12-28 | 2010-11-22 | 2011-03-01 | 2011-05-06
REIPR-06025 | REIP Solar | DONNELLY |  | 9.66 | 16905 | Residential |  | PLAINFIELD | 7060 | 10 | 1ST LIGHT ENERGY, INC. | PSE&G BPU | No | Complete | 2009-12-28 | 2011-03-28 | 2011-07-12 | 2011-11-08
REIPR-06026 | REIP Solar | STONE |  | 4.4 | 7315 | Residential |  | PRINCETON | 8540 | 12 | CAMPBELL'S CONSTRUCTION, LLC | PSE&G BPU | No | Complete | 2009-12-28 | 2010-08-30 | 2010-12-22 | 2011-03-23
REIPR-06027 | REIP Solar | CURRAN |  | 6.11 | 10692.5 | Residential | 0 | CINNAMINSON | 8077 | 13 | RAGER CONSULTING, LLC | PSE&G BPU | No | Complete | 2009-12-28 | 2010-04-09 | 2010-07-27 | 2010-09-09
REIPR-06028 | REIP Solar | KIBLER |  | 13.8 | 17500 | Residential |  | LUMBERTON | 8048 | 13 | 4BESTSOLAR, LLC | PSE&G BPU | No | Complete | 2009-12-28 | 2010-06-17 | 2010-09-09 | 2010-10-29
REIPR-06029 | REIP Solar | SELLERS | JOE CANAL'S DISCOUNT LIQUORS, INC. | 41.86 | 41860 | Commercial |  | BELMAWR | 8031 | 14 | ADVANCED SOLAR PRODUCTS - RINGOES | PSE&G BPU | No | Complete | 2009-12-28 | 2010-07-14 | 2010-08-24 | 2010-10-29
REIPR-06030 | REIP Solar | FALASCA | FALASCA MECHANICAL - WAREHOUSE | 46.2 | 46200 | Commercial | 0 | VINELAND | 8360 | 20 | MERCURY SOLAR SYSTEMS | Vineland Muni Elec | No | Complete | 2009-12-28 | 2010-01-22 | 2010-08-24 | 2010-10-29
REIPR-06031 | REIP Solar | FALASCA | FALASCA MECHANICAL- THE FAB SHOP | 33 | 33000 | Commercial | 0 | VINELAND | 8360 | 20 | MERCURY SOLAR SYSTEMS | Vineland Muni Elec | No | Complete | 2009-12-28 | 2010-01-22 | 2010-04-23 | 2010-06-22
REIPR-06032 | REIP Solar | FALASCA | FALASCA MECHANICAL - MAIN OFFICE | 40.2 | 39600 | Commercial | 0 | VINELAND | 8360 | 20 | MERCURY SOLAR SYSTEMS | Vineland Muni Elec | No | Complete | 2009-12-28 | 2010-01-22 | 2010-08-24 | 2010-10-29
REIPR-06033 | REIP Solar | SELLERS | VG LIQUORS, INC | 41.86 | 41860 | Commercial |  | LAWNSIDE | 8025 | 15 | ADVANCED SOLAR PRODUCTS - RINGOES | PSE&G BPU | No | Complete | 2009-12-28 | 2010-07-09 | 2010-08-24 | 2010-10-29
REIPR-06035 | REIP Solar | SCHWESIG |  | 9.9 | 17325 | Residential |  | LUMBERTON | 8048 | 13 | MERCURY SOLAR SYSTEMS | PSE&G BPU | No | Complete | 2009-12-28 | 2010-05-20 | 2010-08-24 | 2010-10-29
REIPR-06036 | REIP Solar | KING |  | 6.4 | 11200 | Residential | 0 | COLLINGSWOOD | 8108 | 14 | RENERGY, INC. | PSE&G BPU | No | Complete | 2009-12-28 | 2010-02-02 | 2010-06-07 | 2010-07-07
REIPR-06037 | REIP Solar | PAOLINI |  | 5.6 | 9800 | Residential | 0 | EASTAMTOPN | 8060 | 13 | RENERGY, INC. | PSE&G BPU | No | Complete | 2009-12-28 | 2010-02-16 | 2010-05-05 | 2010-06-22
REIPR-06038 | REIP Solar | HUTCHINSON |  | 1.575 | 2756.25 | Residential |  | TRENTON | 8611 | 12 | JERSEY SOLAR, LLC | PSE&G BPU | No | Complete | 2009-12-28 | 2010-12-30 | 2011-04-14 | 2011-06-20
REIPR-06040 | REIP Solar | MILLER |  | 6 | 10500 | Residential | 0 | COLUMBUS | 8022 | 13 | TRINITY HEATING AND AIR | PSE&G BPU | No | Complete | 2009-12-28 | 2010-03-24 | 2010-05-05 | 2010-06-22
REIPR-06041 | REIP Solar | VANCHOFF |  | 6.3 | 10500 | Residential |  | HAMILTON | 8690 | 12 | 1ST LIGHT ENERGY, INC. | PSE&G BPU | No | Complete | 2009-12-28 | 2010-08-17 | 2010-10-27 | 2010-12-20
REIPR-06042 | REIP Solar | KROMISH |  | 10.02 | 17307.5 | Residential | 0 | MARLTON | 8053 | 13 | SOLAR SOLUTIONS LLC | PSE&G BPU | No | Complete | 2009-12-28 | 2010-04-19 | 2010-08-24 | 2010-10-29
REIPR-06043 | REIP Solar | PROCTOR |  | 8.64 | 15120 | Residential |  | PRINCETON JUNCTION | 8550 | 12 | TRINITY HEATING AND AIR | PSE&G BPU | No | Complete | 2009-12-28 | 2010-08-30 | 2010-11-17 | 2011-01-07
REIPR-06045 | REIP Solar | BURIAK |  | 10.752 | 17500 | Residential | 0 | WILLIAMSTOWN | 8094 | 15 | SELF INSTALL | AC Electric | No | Complete | 2009-12-28 | 2010-02-08 | 2010-05-05 | 2010-06-22
REIPR-06046 | REIP Solar | BAIER |  | 9.36 | 16380 | Residential | 0 | NORTH BRUNSWICK | 8902 | 11 | CORBIN SOLAR SOLUTIONS, LLC | PSE&G BPU | No | Complete | 2010-01-07 | 2010-03-29 | 2010-07-27 | 2010-09-09
REIPR-06047 | REIP Solar | WILSON |  | 9.45 | 16537.5 | Residential | 0 | PENNINGTON | 8534 | 12 | JERSEY SOLAR, LLC | PSE&G BPU | No | Complete | 2010-01-07 | 2010-04-23 | 2010-07-15 | 2010-09-01
REIPR-06048 | REIP Solar | DESTRO |  | 9.45 | 16537.5 | Residential |  | MAHWAH | 7430 | 7 | MERCURY SOLAR SYSTEMS | Orange & Rockland Elec | No | Complete | 2010-01-07 | 2010-05-19 | 2010-09-09 | 2010-10-29
REIPR-06050 | REIP Solar | BLACKWOOD |  | 9.45 | 16537.5 | Residential |  | LINCROFT | 7738 | 17 | SUNRAY SOLAR, INC. | JCP&L | No | Complete | 2010-01-07 | 2010-06-01 | 2011-03-01 | 2011-05-06
REIPR-06051 | REIP Solar | WAXMAN |  | 8.17 | 14297.5 | Residential |  | EAST BRUNSWICK | 8816 | 11 | CORBIN SOLAR SOLUTIONS, LLC | JCP&L | No | Complete | 2010-01-07 | 2011-01-05 | 2011-03-01 | 2011-05-06
REIPR-06052 | REIP Solar | NOVICK |  | 10.6 | 17500 | Residential | 0 | BRICK | 8724 | 18 | CORBIN SOLAR SOLUTIONS, LLC | JCP&L | No | Complete | 2010-01-07 | 2010-03-17 | 2010-06-24 | 2010-09-01
REIPR-06053 | REIP Solar | CHIAPPETTA |  | 14.03 | 17500 | Residential | 0 | NEW EGYPT | 8533 | 18 | FUTURE SOLUTIONS CONTRACTING, LLC | JCP&L | No | Complete | 2010-01-07 | 2010-03-11 | 2010-07-15 | 2010-09-01
REIPR-06054 | REIP Solar | CORDWELL |  | 8.74 | 15295 | Residential |  | COLUMBUS | 8022 | 13 | MERCURY SOLAR SYSTEMS | JCP&L | No | Complete | 2010-01-07 | 2010-04-26 | 2010-09-09 | 2010-10-29
REIPR-06055 | REIP Solar | DICOLA | DCO ENERGY | 36 | 36000 | Commercial | 0 | MAYS LANDING | 8330 | 19 | MERCURY SOLAR SYSTEMS | AC Electric | No | Complete | 2010-01-07 | 2010-04-22 | 2010-07-27 | 2010-09-09
REIPR-06056 | REIP Solar | DICOLA | DCO ENERGY | 14.4 | 14400 | Commercial | 0 | MAYS LANDING | 8330 | 19 | MERCURY SOLAR SYSTEMS | AC Electric | No | Complete | 2010-01-07 | 2010-04-22 | 2010-07-27 | 2010-09-09
REIPR-06057 | REIP Solar | BARTLETT |  | 8.74 | 15295 | Residential |  | EGG HARBOR TOWNSHIP | 8234 | 19 | MERCURY SOLAR SYSTEMS | AC Electric | No | Complete | 2010-01-07 | 2010-04-22 | 2010-10-27 | 2010-12-20
REIPR-06058 | REIP Solar | STRAULINA |  | 14 | 17500 | Residential | 0 | FREDON | 7860 | 1 | EAST COAST ALTERNATIVE ENERGY | JCP&L | No | Complete | 2010-01-07 | 2010-02-25 | 2010-06-07 | 2010-07-07
REIPR-06060 | REIP Solar | CHWAT |  | 3.96 | 6930 | Residential |  | FLEMINGTON | 8822 | 4 | NEW AGE SOLAR, LLC | JCP&L | No | Complete | 2010-01-07 | 2010-02-09 | 2011-04-14 | 2011-06-20
REIPR-06061 | REIP Solar | KOTADIA |  | 4.5 | 7481.25 | Residential |  | PARLIN | 8859 | 11 | SEA BRIGHT SOLAR, LLC | JCP&L | No | Complete | 2010-01-07 | 2010-07-14 | 2010-09-09 | 2010-10-29
REIPR-06063 | REIP Solar | WANG |  | 3.24 | 5670 | Residential |  | EAST BRUNSWICK | 8816 | 11 | ASTON SOLAR | JCP&L | No | Complete | 2010-01-07 | 2010-12-23 | 2011-03-23 | 2011-06-20
REIPR-06065 | REIP Solar | FENG |  | 6.44 | 11270 | Residential |  | BRIDGEWATER | 8807 | 5 | SEA BRIGHT SOLAR, LLC | PSE&G BPU | No | Complete | 2010-01-07 | 2010-05-24 | 2010-09-01 | 2010-10-29
REIPR-06066 | REIP Solar | MAY |  | 9.89 | 17307.5 | Residential | 0 | HAMMONTON | 8037 | 19 | MERCURY SOLAR SYSTEMS | AC Electric | No | Complete | 2010-01-07 | 2010-04-22 | 2010-07-27 | 2010-09-09
REIPR-06067 | REIP Solar | PIDCOCK |  | 6.75 | 11025 | Residential |  | COLUMBUS | 8022 | 13 | GEOGENIX | PSE&G BPU | No | Complete | 2010-01-07 | 2010-11-05 | 2011-02-04 | 2011-05-06
REIPR-06068 | REIP Solar | MA |  | 11.88 | 17500 | Residential |  | BELLE MEAD | 8502 | 5 | BLUE SKY TECHNOLOGIES USA | PSE&G BPU | No | Complete | 2010-01-07 | 2010-11-05 | 2011-03-23 | 2011-06-20
REIPR-06069 | REIP Solar | TAYLOR |  | 8.19 | 14332.5 | Residential | 0 | FREEHOLD | 7728 | 17 | CORBIN SOLAR SOLUTIONS, LLC | JCP&L | No | Complete | 2010-01-07 | 2010-03-09 | 2010-06-07 | 2010-07-07
REIPR-06070 | REIP Solar | KUBIAK |  | 6.45 | 11287.5 | Residential |  | FREEHOLD | 7728 | 17 | CORBIN SOLAR SOLUTIONS, LLC | JCP&L | No | Complete | 2010-01-07 | 2010-05-24 | 2010-08-24 | 2010-10-29
REIPR-06071 | REIP Solar | DEPALMA |  | 6.21 | 10867.5 | Residential |  | NEWTON | 7860 | 1 | GREENLIFE SOLAR | JCP&L | No | Complete | 2010-01-07 | 2011-05-10 | 2011-12-08 | 2012-04-04
REIPR-06072 | REIP Solar | MEROLA |  | 9.68 | 15004 | Residential | 0 | HACKETTSTOWN | 7840 | 2 | EARTH WIND AND SOLAR GROUP | JCP&L | No | Complete | 2010-01-07 | 2010-10-14 | 2011-01-24 | 2011-04-13
REIPR-06073 | REIP Solar | CHOUDARY |  | 9.75 | 17062.5 | Residential | 0 | MANSFIELD | 8022 | 13 | CORBIN SOLAR SOLUTIONS, LLC | PSE&G BPU | No | Complete | 2010-01-07 | 2010-02-16 | 2010-06-07 | 2010-07-07
REIPR-06074 | REIP Solar | KNOX |  | 6 | 10500 | Residential | 0 | MERCERVILLE | 8619 | 12 | CORBIN SOLAR SOLUTIONS, LLC | PSE&G BPU | No | Complete | 2010-01-07 | 2010-04-05 | 2010-06-08 | 2010-07-07
REIPR-06075 | REIP Solar | LANGAN | RFC-I, LLC | 32.45 | 32450 | Commercial |  | ELMWOOD PARK | 7407 | 7 | LANGAN ENERGY SOLUTIONS, LLC | PSE&G BPU | No | Complete | 2010-01-07 | 2010-06-14 | 2010-11-17 | 2011-01-07
REIPR-06076 | REIP Solar | MOLOUGHNEY |  | 8.775 | 15356.25 | Residential |  | CHESTER | 7930 | 3 | GEOGENIX | JCP&L | No | Complete | 2010-01-07 | 2010-07-08 | 2010-10-27 | 2010-12-20
REIPR-06077 | REIP Solar | PAVESI |  | 7.56 | 13230 | Residential | 0 | LAKEWOOD | 8701 | 18 | KOPP ELECTRIC COMPANY | JCP&L | No | Complete | 2010-01-07 | 2010-01-22 | 2010-06-07 | 2010-07-07
REIPR-06078 | REIP Solar | BURAK |  | 5.67 | 9922.5 | Residential | 0 | TOMS RIVER | 8753 | 18 | KOPP ELECTRIC COMPANY | JCP&L | No | Complete | 2010-01-07 | 2010-03-05 | 2010-06-07 | 2010-07-07
REIPR-06081 | REIP Solar | SHEN | PAUL SHEN | 7.2 | 12250 | Residential |  | MONROE | 8831 | 11 | ASTON SOLAR | JCP&L | No | Complete | 2010-01-07 | 2010-11-04 | 2011-03-01 | 2011-05-06
REIPR-06082 | REIP Solar | PALMER |  | 11.76 | 17500 | Residential |  | WILLIAMSTOWN | 8094 | 15 | NORTHEAST MECHANICAL SERVICES INC | AC Electric | No | Complete | 2010-01-07 | 2010-11-22 | 2011-03-23 | 2011-06-20
REIPR-06085 | REIP Solar | MANN |  | 5.52 | 9660 | Residential |  | ROSEMONT | 8556 | 4 | JERSEY SOLAR, LLC | JCP&L | No | Complete | 2010-01-07 | 2010-04-23 | 2010-08-24 | 2010-10-29
REIPR-06086 | REIP Solar | HARING |  | 8.19 | 13965 | Residential | 0 | WEST END | 7740 | 17 | CORBIN SOLAR SOLUTIONS, LLC | JCP&L | No | Complete | 2010-01-07 | 2010-03-29 | 2010-06-24 | 2010-09-01
REIPR-06087 | REIP Solar | WALLACE |  | 14.04 | 17500 | Residential |  | MOORESTOWN | 8057 | 13 | CORBIN SOLAR SOLUTIONS, LLC | PSE&G BPU | No | Complete | 2010-01-07 | 2010-05-20 | 2010-09-01 | 2010-10-29
REIPR-06089 | REIP Solar | RILAND III |  | 10.12 | 17500 | Residential |  | NEWPORT | 8345 | 20 | GO SOLAR ELECTRIC, LLC | AC Electric | No | Complete | 2010-01-07 | 2010-06-01 | 2010-09-01 | 2010-10-29
REIPR-06091 | REIP Solar | DILLION |  | 9.165 | 16038.75 | Residential |  | NORTHFIELD | 8225 | 19 | MERCURY SOLAR SYSTEMS | AC Electric | No | Complete | 2010-01-07 | 2010-08-17 | 2010-10-27 | 2010-12-20
REIPR-06093 | REIP Solar | MARCHAND |  | 7.36 | 12880 | Residential |  | BRIDGETON | 8302 | 20 | MERCURY SOLAR SYSTEMS | AC Electric | No | Complete | 2010-01-07 | 2010-04-22 | 2010-08-24 | 2010-10-29
REIPR-06094 | REIP Solar | D'AGOSTINO |  | 9.89 | 17307.5 | Residential | 0 | BRIDGETON | 8302 | 20 | MERCURY SOLAR SYSTEMS | AC Electric | No | Complete | 2010-01-07 | 2010-04-05 | 2010-07-16 | 2010-09-01
REIPR-06095 | REIP Solar | FOX |  | 9.8 | 17150 | Residential |  | ASBURY | 8802 | 4 | THE SOLAR CENTER, INC. | JCP&L | No | Complete | 2010-01-07 | 2010-04-13 | 2010-09-23 | 2010-10-29
REIPR-06096 | REIP Solar | SCHLEGEL |  | 4.3 | 7525 | Residential | 0 | WOODBINE | 8270 | 21 | MERCURY SOLAR SYSTEMS | AC Electric | No | Complete | 2010-01-07 | 2010-03-30 | 2010-07-15 | 2010-09-01
REIPR-06097 | REIP Solar | DIFILIPPANTONIO |  | 6.3 | 11025 | Residential | 0 | BRIDGETON | 8302 | 20 | MERCURY SOLAR SYSTEMS | AC Electric | No | Complete | 2010-01-07 | 2010-03-29 | 2010-06-07 | 2010-07-07
REIPR-06098 | REIP Solar | TURNER |  | 15.98 | 17290 | Residential |  | MONROEVILLE | 8343 | 16 | RCL ENTERPRISES INC. | AC Electric | No | Complete | 2010-01-07 | 2010-09-21 | 2010-11-17 | 2011-01-07
REIPR-06100 | REIP Solar | PLUMBO | FRIEDRICK & DIMMOCK | 49.68 | 49680 | Commercial | 0 | VINELAND | 8360 | 20 | SHERWOOD ELECTRIC CO. INC. | AC Electric | No | Complete | 2010-01-07 | 2010-04-15 | 2010-08-24 | 2010-10-29
REIPR-06101 | REIP Solar | CUFF |  | 12.1 | 17500 | Residential |  | BRIDGETON | 8302 | 20 | RCL ENTERPRISES INC. | AC Electric | No | Complete | 2010-01-07 | 2010-07-09 | 2010-10-14 | 2010-11-30
REIPR-06102 | REIP Solar | HOWARTH |  | 11.04 | 17500 | Residential | 0 | HAMILTON | 8619 | 12 | FUTURE SOLUTIONS CONTRACTING, LLC | PSE&G BPU | No | Complete | 2010-01-07 | 2010-04-26 | 2010-07-27 | 2010-09-09
REIPR-06103 | REIP Solar | BERNAL |  | 7.36 | 12880 | Residential | 0 | EGG HARBOR TOWNSHIP | 8234 | 19 | MERCURY SOLAR SYSTEMS | AC Electric | No | Complete | 2010-01-07 | 2010-04-29 | 2010-07-27 | 2010-09-09
REIPR-06104 | REIP Solar | DUNCAN |  | 8 | 14000 | Residential | 0 | LINCROFT | 7738 | 17 | TRINITY HEATING AND AIR | JCP&L | No | Complete | 2010-01-07 | 2010-03-24 | 2010-07-27 | 2010-09-09
REIPR-06106 | REIP Solar | CARLOS |  | 5.25 | 9187.5 | Residential |  | NORTH PLAINFIELD | 7060 | 10 | 1ST LIGHT ENERGY, INC. | PSE&G BPU | No | Complete | 2010-01-07 | 2010-06-17 | 2010-10-14 | 2010-11-30
REIPR-06107 | REIP Solar | GREER |  | 9.9 | 17325 | Residential |  | FLEMINGTON | 8822 | 4 | GEOGENIX | JCP&L | No | Complete | 2010-01-07 | 2010-04-30 | 2010-08-24 | 2010-10-29
REIPR-06108 | REIP Solar | SHULMAN | KEANSBURG PHARMACY | 49.68 | 49680 | Commercial |  | KEANSBURG | 7734 | 17 | GARDEN STATE SOLAR LLC | JCP&L | No | Complete | 2010-01-07 | 2010-08-09 | 2011-04-04 | 2011-06-20
REIPR-06110 | REIP Solar | LIU |  | 4.5 | 7875 | Residential | 0 | CLINTON | 8809 | 4 | GEOGENIX | JCP&L | No | Complete | 2010-01-07 | 2010-04-08 | 2010-07-15 | 2010-09-01
REIPR-06111 | REIP Solar | REED | K AND L MANAGEMENT | 49.68 | 49680 | Commercial |  | MILLVILLE | 8332 | 20 | SHERWOOD ELECTRIC CO. INC. | AC Electric | No | Complete | 2010-01-07 | 2010-05-20 | 2010-08-24 | 2010-10-29
REIPR-06113 | REIP Solar | VALENTINO |  | 11.7 | 17500 | Residential |  | SICKLERVILLE | 8081 | 14 | RENERGY, INC. | AC Electric | No | Complete | 2010-01-07 | 2010-07-22 | 2010-10-14 | 2010-11-30
REIPR-06115 | REIP Solar | MOFFA |  | 4.945 | 8653.75 | Residential |  | COLOGNE | 8213 | 19 | RCL ENTERPRISES INC. | AC Electric | No | Complete | 2010-01-07 | 2010-11-22 | 2011-08-30 | 2011-11-01
REIPR-06118 | REIP Solar | FRANCESCHINI |  | 10.752 | 17500 | Residential |  | PILESGROVE | 8098 | 16 | SOLULAR LLC/RWD CONSULTANTS | AC Electric | No | Complete | 2010-01-07 | 2010-07-01 | 2010-10-14 | 2010-11-30
REIPR-06119 | REIP Solar | COPENHAVER |  | 5.6 | 9800 | Residential | 0 | HAMMONTON | 8037 | 19 | RENERGY, INC. | AC Electric | No | Complete | 2010-01-07 | 2010-02-05 | 2010-06-07 | 2010-07-07
REIPR-06122 | REIP Solar | ADONES |  | 8.775 | 15356.25 | Residential |  | BRIGANITNE | 8203 | 19 | RENERGY, INC. | AC Electric | No | Complete | 2010-01-07 | 2010-09-02 | 2010-10-27 | 2010-12-20
REIPR-06125 | REIP Solar | TRANCHETTI | CREATIVE RESTORATION TEAM, LLC | 23.65 | 17500 | Residential |  | PORT REPUBLIC | 8241 | 19 | SHERWOOD ELECTRIC CO. INC. | AC Electric | No | Complete | 2010-01-07 | 2010-07-21 | 2011-02-04 | 2011-05-06
REIPR-06127 | REIP Solar | PATEL |  | 7.36 | 12880 | Residential |  | EGG HARBOR TWP | 8234 | 19 | MERCURY SOLAR SYSTEMS | AC Electric | No | Complete | 2010-01-07 | 2010-04-22 | 2010-08-24 | 2010-10-29
REIPR-06128 | REIP Solar | MARIN |  | 5.2 | 9100 | Residential | 0 | EGG HARBOR TOWNSHIP | 8234 | 19 | RENERGY, INC. | AC Electric | No | Complete | 2010-01-07 | 2010-04-07 | 2010-06-08 | 2010-07-07
REIPR-06129 | REIP Solar | JOHNSON |  | 9 | 12600 | Residential | 0 | WILLIAMSTOWN | 8094 | 15 | RENERGY, INC. | AC Electric | No | Complete | 2010-01-07 | 2010-03-17 | 2010-06-07 | 2010-07-07
REIPR-06130 | REIP Solar | MIGNANO |  | 7.8 | 13650 | Residential | 0 | SICKLERVILLE | 8081 | 14 | RENERGY, INC. | AC Electric | No | Complete | 2010-01-07 | 2010-03-03 | 2010-06-07 | 2010-07-07
REIPR-06131 | REIP Solar | MONAGHAN |  | 6 | 10500 | Residential | 0 | HAINESPORT | 8036 | 13 | TRINITY HEATING AND AIR | PSE&G BPU | No | Complete | 2010-01-07 | 2010-03-01 | 2010-06-07 | 2010-07-07
REIPR-06132 | REIP Solar | SYLVESTRI | GOFFLE ROAD TURKEY FARM | 39.77 | 39770 | Commercial |  | WYCKOFF TOWNSHIP | 7481 | 7 | TRINITY HEATING AND AIR | PSE&G BPU | No | Complete | 2010-01-07 | 2011-01-21 | 2011-07-19 | 2011-11-08
REIPR-06134 | REIP Solar | AVILLION |  | 9.24 | 16170 | Residential | 0 | MONMOUTH JUNCTION | 8852 | 11 | SAMSON ELECTRIC INC. | PSE&G BPU | No | Complete | 2010-01-07 | 2010-02-16 | 2010-04-23 | 2010-06-22
REIPR-06135 | REIP Solar | RUBIN |  | 2.45 | 4287.5 | Residential |  | MARGATE | 8402 | 19 | MERCURY SOLAR SYSTEMS | AC Electric | No | Complete | 2010-01-07 | 2010-06-03 | 2010-09-09 | 2010-10-29
REIPR-06136 | REIP Solar | DICKSON | DR. GOULD & GLASPEY | 21.12 | 21120 | Commercial |  | SHILOH | 8353 | 20 | RCL ENTERPRISES INC. | AC Electric | No | Complete | 2010-01-07 | 2010-09-16 | 2010-11-17 | 2011-01-07
REIPR-06137 | REIP Solar | TALATI |  | 5.4 | 9450 | Residential |  | PARLIN | 8859 | 11 | SEA BRIGHT SOLAR, LLC | JCP&L | No | Complete | 2010-01-07 | 2010-07-29 | 2010-11-17 | 2011-01-07
REIPR-06138 | REIP Solar | HUANG |  | 7.59 | 13282.5 | Residential |  | LIVINGSTON | 7039 | 9 | ASTON SOLAR | PSE&G BPU | No | Complete | 2010-01-07 | 2011-01-11 | 2011-10-24 | 2011-11-29
REIPR-06139 | REIP Solar | AMIN |  | 6.3 | 10500 | Residential |  | CEDAR GROVE | 7009 | 9 | 1ST LIGHT ENERGY, INC. | PSE&G BPU | No | Complete | 2010-01-07 | 2010-05-20 | 2011-09-14 | 2011-11-09
REIPR-06142 | REIP Solar | KLEBOUS |  | 3.12 | 5460 | Residential | 0 | BRANT BEACH | 8008 | 18 | CORBIN SOLAR SOLUTIONS, LLC | AC Electric | No | Complete | 2010-01-19 | 2010-02-16 | 2010-06-07 | 2010-07-07
REIPR-06148 | REIP Solar | KARPINSKY | NEW JERSEY IRON | 33.6 | 33600 | Commercial |  | JACKSON | 8527 | 18 | TRINITY HEATING AND AIR | JCP&L | No | Complete | 2010-01-19 | 2010-06-03 | 2010-11-17 | 2011-01-07
REIPR-06149 | REIP Solar | RAO |  | 2.535 | 4436.25 | Residential | 0 | PLAINSBORO | 8536 | 11 | CORBIN SOLAR SOLUTIONS, LLC | PSE&G BPU | No | Complete | 2010-01-19 | 2010-02-25 | 2010-06-07 | 2010-07-07
REIPR-06150 | REIP Solar | MAGENTA |  | 9.9 | 15544.86 | Residential |  | SEWELL | 8080 | 15 | CP SOLAR AND HOME ENERGY SERVICES | AC Electric | No | Complete | 2010-01-19 | 2010-09-16 | 2011-02-04 | 2011-05-06
REIPR-06151 | REIP Solar | MEURER |  | 11.96 | 17500 | Residential |  | ANNANDALE | 8801 | 4 | GREEN POWER ENERGY LLC | JCP&L | No | Complete | 2010-01-19 | 2010-10-27 | 2011-04-14 | 2011-06-20
REIPR-06152 | REIP Solar | HANIFAN |  | 10.32 | 17500 | Residential | 0 | LAFAYETTE | 7848 | 1 | JUST SOLAR, LLC | JCP&L | No | Complete | 2010-01-19 | 2010-03-24 | 2010-07-16 | 2010-09-01
REIPR-06153 | REIP Solar | MUNGEKAR |  | 9.975 | 17456.25 | Residential |  | SEWELL | 8080 | 15 | ONPEAK SOLAR, INC | AC Electric | No | Complete | 2010-01-19 | 2010-10-20 | 2011-02-04 | 2011-05-06
REIPR-06154 | REIP Solar | ADORNETTO |  | 7.2 | 12600 | Residential | 0 | LUMBERTON | 8048 | 13 | TRINITY HEATING AND AIR | PSE&G BPU | No | Complete | 2010-01-19 | 2010-02-17 | 2010-07-27 | 2010-09-09
REIPR-06155 | REIP Solar | STEINBERG |  | 5.94 | 10395 | Residential |  | RINGWOOD | 7456 | 6 | HIGHLANDS SOLAR ELECTRIC CO, LLC | Orange & Rockland Elec | No | Complete | 2010-01-19 | 2010-04-16 | 2011-03-23 | 2011-06-20
REIPR-06157 | REIP Solar | MAXON |  | 3.22 | 5496.4 | Residential | 0 | EMERSON | 7630 | 7 | BRILLIANT SOLAR PANELING | PSE&G BPU | No | Complete | 2010-01-19 | 2010-08-04 | 2010-10-27 | 2010-12-20
REIPR-06158 | REIP Solar | CHEN |  | 6 | 10500 | Residential |  | PALISADES PARK | 7650 | 7 | TRINITY HEATING AND AIR | PSE&G BPU | No | Complete | 2010-01-19 | 2010-08-30 | 2010-11-17 | 2011-01-07
REIPR-06160 | REIP Solar | CADOGAN |  | 8.4 | 14700 | Residential | 0 | COLUMBUS | 8022 | 13 | TRINITY HEATING AND AIR | PSE&G BPU | No | Complete | 2010-01-19 | 2010-03-01 | 2010-06-07 | 2010-07-07
REIPR-06161 | REIP Solar | LANG |  | 10.12 | 17500 | Residential |  | FARMINGDALE | 7727 | 17 | TRINITY HEATING AND AIR | JCP&L | No | Complete | 2010-01-19 | 2010-08-25 | 2010-10-14 | 2010-11-30
REIPR-06162 | REIP Solar | COUPLAND | QUALITY HOME CENTER | 48 | 48000 | Commercial |  | CAPE MAY COURT HOUSE | 8210 | 21 | MERCURY SOLAR SYSTEMS | AC Electric | No | Complete | 2010-01-19 | 2010-07-27 | 2010-10-14 | 2010-11-30
REIPR-06163 | REIP Solar | STROUGH |  | 6.9 | 12075 | Residential |  | CINNAMINSON | 8077 | 13 | JMW, INC. D/B/A SOLARDELPHIA | PSE&G BPU | No | Complete | 2010-01-19 | 2010-05-06 | 2010-11-17 | 2011-01-07
REIPR-06164 | REIP Solar | DAVISON |  | 2.35 | 4112.5 | Residential |  | FRENCHTOWN | 8825 | 4 | SELF INSTALL | JCP&L | No | Complete | 2010-01-19 | 2010-11-05 | 2011-03-23 | 2011-06-20
REIPR-06166 | REIP Solar | BARNA |  | 10.12 | 17500 | Residential |  | ESTELL MANOR | 8319 | 19 | MERCURY SOLAR SYSTEMS | AC Electric | No | Complete | 2010-01-19 | 2010-04-29 | 2010-09-01 | 2010-10-29
REIPR-06167 | REIP Solar | HARHAY |  | 9.9 | 17325 | Residential |  | LINWOOD | 8221 | 19 | ATLANTIC COAST SOLAR | AC Electric | No | Complete | 2010-01-19 | 2010-07-13 | 2010-10-14 | 2010-11-30
REIPR-06168 | REIP Solar | JANKOWSKI |  | 7.36 | 12880 | Residential |  | WALL TOWNSHIP | 7719 | 17 | MERCURY SOLAR SYSTEMS | JCP&L | No | Complete | 2010-01-19 | 2010-04-29 | 2010-08-24 | 2010-10-29
REIPR-06169 | REIP Solar | WEIS |  | 8.775 | 15356.25 | Residential |  | WHITEHOUSE STATION | 8889 | 4 | GEOGENIX | JCP&L | No | Complete | 2010-01-19 | 2010-07-15 | 2010-09-09 | 2010-10-29
REIPR-06170 | REIP Solar | BRENNAN |  | 4.14 | 7245 | Residential |  | BEACH HAVEN WEST | 8050 | 18 | SOLAR MITE SOLUTIONS | AC Electric | No | Complete | 2010-01-19 | 2010-05-20 | 2010-09-23 | 2010-10-29
REIPR-06171 | REIP Solar | BOTTO | BOTTO'S AND SONS | 48.88 | 48880 | Commercial | 0 | SWEDESBORO | 8085 | 15 | RAY ANGELINI, INC. | AC Electric | No | Complete | 2010-01-19 | 2010-02-01 | 2010-04-23 | 2010-06-22
REIPR-06173 | REIP Solar | MCFARLAND |  | 4.83 | 8452.5 | Residential |  | MANTUA | 8080 | 15 | ALLSEASON CONSTRUCTION | AC Electric | No | Complete | 2010-01-19 | 2010-07-28 | 2010-10-27 | 2010-12-20
REIPR-06174 | REIP Solar | GOLDBERG |  | 5.46 | 9555 | Residential | 0 | MONROE TOWNSHIP | 8831 | 11 | MY NJ SOLAR, LLC | JCP&L | No | Complete | 2010-01-19 | 2010-04-16 | 2010-06-24 | 2010-09-01
REIPR-06178 | REIP Solar | TARBELL |  | 9.72 | 17010 | Residential | 0 | RINGOES | 8551 | 4 | E2ECTA, INC. | JCP&L | No | Complete | 2010-01-19 | 2010-03-01 | 2010-07-27 | 2010-09-09
REIPR-06180 | REIP Solar | DIAHY |  | 6 | 10500 | Residential | 0 | MANASQUAN | 8736 | 17 | TRINITY HEATING AND AIR | JCP&L | No | Complete | 2010-01-19 | 2010-03-01 | 2010-06-24 | 2010-09-01
REIPR-06181 | REIP Solar | SHEN |  | 5.74 | 9817.5 | Residential |  | SKILLMAN | 8558 | 5 | CMI ENERGY, LLC | PSE&G BPU | No | Complete | 2010-01-19 | 2010-12-08 | 2011-05-20 | 2011-07-25
REIPR-06184 | REIP Solar | HINSON |  | 9.89 | 17307.5 | Residential | 0 | FRANKLINVILLE | 8322 | 15 | ALLSEASON CONSTRUCTION | AC Electric | No | Complete | 2010-01-19 | 2010-03-01 | 2010-06-07 | 2010-07-07
REIPR-06185 | REIP Solar | MALINCONICO |  | 8.82 | 15435 | Residential | 0 | NEW EGYPT | 8533 | 18 | TRINITY HEATING AND AIR | JCP&L | No | Complete | 2010-01-19 | 2010-03-15 | 2010-06-07 | 2010-07-07
REIPR-06186 | REIP Solar | HILLS |  | 9.9 | 17325 | Residential |  | SOMERSET | 8873 | 5 | GEOGENIX | PSE&G BPU | No | Complete | 2010-01-19 | 2010-04-30 | 2010-08-24 | 2010-10-29
REIPR-06187 | REIP Solar | GREFE |  | 10.4 | 15500 | Residential |  | PITTSTOWN | 8867 | 4 | MT. SALEM ELECTRIC | JCP&L | No | Complete | 2010-01-19 | 2010-08-30 | 2011-01-24 | 2011-04-13
REIPR-06188 | REIP Solar | BERGEN |  | 9.89 | 17150 | Residential |  | WESTAMPTON | 8060 | 13 | TRINITY HEATING AND AIR | PSE&G BPU | No | Complete | 2010-01-19 | 2010-08-02 | 2010-09-09 | 2010-10-29
REIPR-06190 | REIP Solar | KOCIOLEK |  | 10.08 | 17500 | Residential | 0 | MULLICA HILL | 8062 | 15 | MERCURY SOLAR SYSTEMS | AC Electric | No | Complete | 2010-01-19 | 2010-04-22 | 2010-07-15 | 2010-09-01
REIPR-06191 | REIP Solar | DAVIS |  | 12.69 | 17500 | Residential |  | WEST AMWELL | 8530 | 4 | ABSOLUTELY ENERGIZED SOLAR, LLC | JCP&L | No | Complete | 2010-01-19 | 2010-09-10 | 2010-11-17 | 2011-01-07
REIPR-06192 | REIP Solar | MARINI |  | 6.435 | 11261.25 | Residential | 0 | CHERRY HILL | 8034 | 14 | CORBIN SOLAR SOLUTIONS, LLC | PSE&G BPU | No | Complete | 2010-01-19 | 2010-03-17 | 2010-06-24 | 2010-09-01
REIPR-06193 | REIP Solar | GU |  | 6.3 | 10710 | Residential |  | EAST HANOVER | 7936 | 3 | ASTON SOLAR | JCP&L | No | Complete | 2010-01-19 | 2010-08-30 | 2011-02-04 | 2011-05-06
REIPR-06194 | REIP Solar | ZARECK |  | 12.025 | 17500 | Residential |  | HIGHTSTOWN | 8520 | 12 | FUTURE SOLUTIONS CONTRACTING, LLC | JCP&L | No | Complete | 2010-01-19 | 2011-01-25 | 2011-08-30 | 2011-11-01
REIPR-06195 | REIP Solar | BONCZEK |  | 14.95 | 17500 | Residential | 0 | NORTHFIELD | 8225 | 19 | MERCURY SOLAR SYSTEMS | AC Electric | No | Complete | 2010-01-19 | 2010-04-29 | 2010-07-27 | 2010-09-09
REIPR-06196 | REIP Solar | CHAMPION |  | 9.9 | 17325 | Residential | 0 | BELLEPLAIN | 8270 | 21 | MERCURY SOLAR SYSTEMS | AC Electric | No | Complete | 2010-01-19 | 2010-03-10 | 2010-07-27 | 2010-09-09
REIPR-06197 | REIP Solar | SIEGAL |  | 8.97 | 15697.5 | Residential | 0 | MT LAUREL | 8054 | 13 | CORBIN SOLAR SOLUTIONS, LLC | PSE&G BPU | No | Complete | 2010-01-19 | 2010-04-15 | 2010-07-16 | 2010-09-01
REIPR-06199 | REIP Solar | HAMILTON |  | 6.045 | 10307.5 | Residential | 0 | LAMBERTVILLE | 8530 | 4 | CORBIN SOLAR SOLUTIONS, LLC | JCP&L | No | Complete | 2010-01-25 | 2010-04-19 | 2010-07-27 | 2010-09-09
REIPR-06200 | REIP Solar | SU |  | 8.74 | 15295 | Residential | 0 | MANALAPAN | 7726 | 17 | CORBIN SOLAR SOLUTIONS, LLC | JCP&L | No | Complete | 2010-01-25 | 2010-04-15 | 2010-07-27 | 2010-09-09
REIPR-06201 | REIP Solar | PATEL |  | 9.8 | 17150 | Residential |  | FLEMINGTON | 8822 | 4 | TRINITY HEATING AND AIR | JCP&L | No | Complete | 2010-01-25 | 2010-04-26 | 2010-08-24 | 2010-10-29
REIPR-06202 | REIP Solar | WEISS |  | 5.06 | 8050 | Residential |  | MATAWAN | 7747 | 17 | G-CREW, LLC | JCP&L | No | Complete | 2010-01-25 | 2010-06-17 | 2010-10-08 | 2010-11-30
REIPR-06203 | REIP Solar | DZURINA |  | 10.12 | 16100 | Residential |  | MATAWAN | 7747 | 17 | G-CREW, LLC | JCP&L | No | Complete | 2010-01-25 | 2010-07-01 | 2010-09-23 | 2010-10-29
REIPR-06205 | REIP Solar | GUERRIERI |  | 9.89 | 17307.5 | Residential | 0 | MAYS LANDING | 8330 | 19 | MERCURY SOLAR SYSTEMS | AC Electric | No | Complete | 2010-01-25 | 2010-04-29 | 2010-07-27 | 2010-09-09
REIPR-06206 | REIP Solar | GOLDBERG |  | 3.68 | 6440 | Residential | 0 | GALLOWAY | 8205 | 19 | MERCURY SOLAR SYSTEMS | AC Electric | No | Complete | 2010-01-25 | 2010-04-12 | 2010-06-07 | 2010-07-07
REIPR-06208 | REIP Solar | SULLIVAN |  | 5.85 | 9975 | Residential | 0 | PENNINGTON | 8534 | 12 | CORBIN SOLAR SOLUTIONS, LLC | PSE&G BPU | No | Complete | 2010-01-25 | 2010-04-23 | 2010-07-15 | 2010-09-01
REIPR-06209 | REIP Solar | PONIATOWSKI |  | 5.85 | 9782.5 | Residential |  | PILESGROVE | 8098 | 16 | CORBIN SOLAR SOLUTIONS, LLC | AC Electric | No | Complete | 2010-01-25 | 2010-07-15 | 2010-09-09 | 2010-10-29
REIPR-06210 | REIP Solar | BASTA |  | 3.45 | 6037.5 | Residential |  | CALDWELL | 7006 | 9 | SEA BRIGHT SOLAR, LLC | PSE&G BPU | No | Complete | 2010-01-25 | 2010-06-14 | 2010-10-14 | 2010-11-30
REIPR-06211 | REIP Solar | MONACO |  | 9.2 | 16100 | Residential |  | LINCOLN PARK | 7035 | 3 | THE SOLAR CENTER, INC. | JCP&L | No | Complete | 2010-01-25 | 2010-08-05 | 2010-10-14 | 2010-11-30
REIPR-06213 | REIP Solar | CARR |  | 12.98 | 17500 | Residential | 0 | BRIDGETON | 8302 | 20 | RCL ENTERPRISES INC. | AC Electric | No | Complete | 2010-01-25 | 2010-04-22 | 2010-07-15 | 2010-09-01
REIPR-06214 | REIP Solar | SUGIMOTO |  | 5.94 | 10290 | Residential |  | WYCKOFF | 7481 | 7 | 1ST LIGHT ENERGY, INC. | Orange & Rockland Elec | No | Complete | 2010-01-25 | 2010-06-10 | 2010-12-22 | 2011-03-23
REIPR-06215 | REIP Solar | KUEHNER |  | 8.97 | 15697.5 | Residential | 0 | SWEETWATER | 8037 | 19 | EAST COAST SOLAR | AC Electric | No | Complete | 2010-01-25 | 2010-04-05 | 2010-07-27 | 2010-09-09
REIPR-06216 | REIP Solar | EMMA | KENNECTIONS HAIR CONCEPTS | 30.785 | 30745 | Commercial |  | LAWRENCEVILLE | 8648 | 12 | DAWN SOLAR SYSTEMS, INC. | PSE&G BPU | No | Complete | 2010-01-25 | 2010-12-10 | 2011-04-04 | 2011-06-20
REIPR-06217 | REIP Solar | HU |  | 5.94 | 9817.5 | Residential |  | HARRISON | 7029 | 8 | ASTON SOLAR | PSE&G BPU | No | Complete | 2010-01-25 | 2010-10-22 | 2011-03-23 | 2011-06-20
REIPR-06219 | REIP Solar | YAO |  | 9 | 15750 | Residential |  | LIVINGSTON | 7039 | 9 | THE SOLAR CENTER, INC. | PSE&G BPU | No | Complete | 2010-01-25 | 2010-10-26 | 2011-03-01 | 2011-05-06
REIPR-06220 | REIP Solar | YAO |  | 9.625 | 16843.75 | Residential |  | MONTVILLE | 7045 | 3 | ASTON SOLAR | JCP&L | No | Complete | 2010-01-25 | 2010-08-18 | 2011-03-23 | 2011-06-20
REIPR-06221 | REIP Solar | HOFFMAN |  | 9.6 | 16800 | Residential |  | MULLICA HILL | 8062 | 15 | GRO SOLAR | AC Electric | No | Complete | 2010-01-25 | 2010-12-30 | 2011-06-27 | 2011-09-14
REIPR-06222 | REIP Solar | KERBIS |  | 4.515 | 7559.52 | Residential |  | FORDS | 8863 | 11 | 1ST LIGHT ENERGY, INC. | PSE&G BPU | No | Complete | 2010-01-25 | 2010-08-05 | 2012-03-29 | 2012-06-06
REIPR-06223 | REIP Solar | SCHERR |  | 5.64 | 9213.75 | Residential |  | PLAINSBORO | 8536 | 11 | TRINITY HEATING AND AIR | PSE&G BPU | No | Complete | 2010-01-25 | 2010-10-06 | 2011-01-24 | 2011-04-13
REIPR-06224 | REIP Solar | JORDAN |  | 10.08 | 17500 | Residential | 0 | FRENCHTOWN | 8825 | 4 | SAMSON ELECTRIC INC. | JCP&L | No | Complete | 2010-01-25 | 2010-02-23 | 2010-06-24 | 2010-09-01
REIPR-06225 | REIP Solar | GARBER |  | 8.695 | 9450 | Residential |  | LAKEWOOD | 8701 | 18 | PURHARVEST ENERGY, LLC LAKEWOOD | JCP&L | No | Complete | 2010-01-25 | 2010-10-25 | 2011-01-24 | 2011-04-13
REIPR-06226 | REIP Solar | SHAIK |  | 6.9 | 12075 | Residential |  | PLAINSBORO | 8536 | 11 | TRINITY HEATING AND AIR | PSE&G BPU | No | Complete | 2010-01-25 | 2010-06-09 | 2010-09-09 | 2010-10-29
REIPR-06227 | REIP Solar | YI |  | 9.66 | 16038.75 | Residential |  | MARLBORO | 7746 | 17 | NJ SOLAR SYSTEM LLC | JCP&L | No | Complete | 2010-01-25 | 2010-05-11 | 2010-08-24 | 2010-10-29
REIPR-06228 | REIP Solar | PTAK |  | 4.725 | 6696 | Residential |  | REDBANK | 7701 | 17 | SEA BRIGHT SOLAR, LLC | JCP&L | No | Complete | 2010-01-25 | 2010-10-29 | 2011-08-30 | 2011-11-01
REIPR-06229 | REIP Solar | HILL | HILLMAN, INC. | 49.82 | 49820 | Commercial |  | MARLBORO | 7746 | 17 | TRINITY HEATING AND AIR | JCP&L | No | Complete | 2010-01-25 | 2010-11-08 | 2011-02-03 | 2011-05-06
REIPR-06230 | REIP Solar | MURRAY |  | 4.4 | 7700 | Residential | 0 | WHITING | 8759 | 18 | TRINITY HEATING AND AIR | JCP&L | No | Complete | 2010-01-25 | 2010-03-17 | 2010-06-07 | 2010-07-07
REIPR-06231 | REIP Solar | YAO |  | 9 | 15750 | Residential |  | BELLEMEADE | 8502 | 5 | COOL-O-MATIC | PSE&G BPU | No | Complete | 2010-01-25 | 2010-05-04 | 2010-11-17 | 2011-01-07
REIPR-06233 | REIP Solar | SCHLESINGER |  | 9.87 | 17272.5 | Residential | 0 | CALIFON | 7830 | 4 | VANGUARD ENERGY PARTNERS, LLC | JCP&L | No | Complete | 2010-01-25 | 2010-04-05 | 2010-07-15 | 2010-09-01
REIPR-06234 | REIP Solar | FRACASSO |  | 9.975 | 17456.25 | Residential | 0 | GREENDELL | 7839 | 1 | MERCURY SOLAR SYSTEMS | JCP&L | No | Complete | 2010-01-25 | 2010-06-17 | 2010-07-27 | 2010-09-09
REIPR-06235 | REIP Solar | RISLEY |  | 8.74 | 15295 | Residential |  | SKILLMAN | 8558 | 5 | DPR ELECTRIC, INC | PSE&G BPU | No | Complete | 2010-01-25 | 2010-05-06 | 2010-09-23 | 2010-10-29
REIPR-06236 | REIP Solar | PAPA |  | 8.19 | 14332.5 | Residential | 0 | FORKED RIVER | 8731 | 18 | CORBIN SOLAR SOLUTIONS, LLC | JCP&L | No | Complete | 2010-01-25 | 2010-03-09 | 2010-06-07 | 2010-07-07
REIPR-06237 | REIP Solar | FREEDMAN |  | 8.1 | 14175 | Residential |  | MILFORD | 8848 | 4 | THE ENTECH GROUP | JCP&L | No | Complete | 2010-01-25 | 2010-04-16 | 2010-09-23 | 2010-10-29
REIPR-06238 | REIP Solar | ZHAO |  | 8.1 | 14175 | Residential |  | BELLE MEAD | 8502 | 5 | GEOGENIX | PSE&G BPU | No | Complete | 2010-01-25 | 2010-04-22 | 2010-08-24 | 2010-10-29
REIPR-06239 | REIP Solar | DIRAGO |  | 2.3 | 3100 | Residential |  | TOMS RIVER | 8753 | 18 | NOVA ALTERNATIVE ENERGY SYSTEMS LLC | JCP&L | No | Complete | 2010-01-25 | 2010-09-16 | 2010-10-27 | 2010-12-20
REIPR-06240 | REIP Solar | CANNIZZARO |  | 8.28 | 14000 | Residential |  | TOMS RIVER | 8755 | 18 | NOVA ALTERNATIVE ENERGY SYSTEMS LLC | JCP&L | No | Complete | 2010-01-25 | 2010-06-24 | 2010-10-27 | 2010-12-20
REIPR-06241 | REIP Solar | TERRITO |  | 5.98 | 10465 | Residential | 0 | MANCHESTER | 8759 | 18 | NOVA ALTERNATIVE ENERGY SYSTEMS LLC | JCP&L | No | Complete | 2010-01-25 | 2010-03-30 | 2010-07-15 | 2010-09-01
REIPR-06242 | REIP Solar | STASIK |  | 9.66 | 16905 | Residential | 0 | TOMS RIVER | 8755 | 18 | NOVA ALTERNATIVE ENERGY SYSTEMS LLC | JCP&L | No | Complete | 2010-01-25 | 2010-03-31 | 2010-07-15 | 2010-09-01
REIPR-06243 | REIP Solar | KIESELBACH |  | 6.336 | 10721.68 | Residential |  | MIDLAND PARK | 7432 | 7 | SELF INSTALL | PSE&G BPU | No | Complete | 2010-01-25 | 2010-09-17 | 2011-06-27 | 2011-09-14
REIPR-06244 | REIP Solar | STYS |  | 9.84 | 17220 | Residential | 0 | HILLSBOROUGH | 8844 | 5 | SELF INSTALL | JCP&L | No | Complete | 2010-01-25 | 2010-04-07 | 2010-07-15 | 2010-09-01
REIPR-06245 | REIP Solar | MENOLD |  | 9.6 | 16800 | Residential |  | MULLICA HILL | 8062 | 15 | GRO SOLAR | AC Electric | No | Complete | 2010-01-25 | 2010-08-26 | 2010-12-22 | 2011-03-23
REIPR-06246 | REIP Solar | POWERS |  | 7.8 | 13650 | Residential | 0 | BEACHWOOD | 8722 | 18 | CORBIN SOLAR SOLUTIONS, LLC | JCP&L | No | Complete | 2010-01-25 | 2010-04-05 | 2010-07-15 | 2010-09-01
REIPR-06247 | REIP Solar | MITCHELL |  | 7.92 | 13860 | Residential | 0 | BARNEGAT | 8005 | 18 | SOLAR WORKS NJ | AC Electric | No | Complete | 2010-01-25 | 2010-03-17 | 2010-06-07 | 2010-07-07
REIPR-06248 | REIP Solar | TOWNER |  | 11.115 | 17500 | Residential |  | PLAINSBORO | 8536 | 11 | CORBIN SOLAR SOLUTIONS, LLC | PSE&G BPU | No | Complete | 2010-01-25 | 2010-04-23 | 2010-08-24 | 2010-10-29
REIPR-06249 | REIP Solar | KRISHNAN |  | 7.02 | 11970 | Residential | 0 | PLAINSBORO | 8536 | 11 | CORBIN SOLAR SOLUTIONS, LLC | PSE&G BPU | No | Complete | 2010-01-25 | 2010-03-16 | 2010-07-16 | 2010-09-01
REIPR-06250 | REIP Solar | HEANEY |  | 4.085 | 7148.75 | Residential | 0 | MANASQUAN | 8736 | 17 | CORBIN SOLAR SOLUTIONS, LLC | JCP&L | No | Complete | 2010-01-25 | 2010-04-23 | 2010-07-15 | 2010-09-01
REIPR-06251 | REIP Solar | KLEIN |  | 12.39 | 17500 | Residential |  | SHORT HILLS | 7078 | 9 | SUNRISE SOLAR SOLUTIONS | JCP&L | No | Complete | 2010-01-25 | 2010-04-16 | 2010-08-24 | 2010-10-29
REIPR-06252 | REIP Solar | METCALF | ALTERNATIVE ELECTRIC INC | 13.2 | 13200 | Commercial |  | MONROEVILLE | 8343 | 16 | GEDD INC. | AC Electric | No | Complete | 2010-01-25 | 2010-11-22 | 2011-02-03 | 2011-05-06
REIPR-06255 | REIP Solar | FELIX |  | 9.975 | 17456.25 | Residential |  | LONG BEACH TWP | 8008 | 18 | BRITE IDEA ENERGY | AC Electric | No | Complete | 2010-01-25 | 2010-09-10 | 2010-10-27 | 2010-12-20
REIPR-06256 | REIP Solar | LATKO |  | 3.36 | 5880 | Residential |  | CAMDEN | 8102 | 14 | GRO SOLAR | PSE&G BPU | No | Complete | 2010-01-25 | 2010-09-16 | 2010-12-08 | 2011-02-25
REIPR-06257 | REIP Solar | MERMELSTEIN |  | 3.68 | 5704 | Residential |  | MARGATE | 8402 | 19 | ACCREDITED SOLAR AND WIND | AC Electric | No | Complete | 2010-01-25 | 2010-06-17 | 2010-11-17 | 2011-01-07
REIPR-06258 | REIP Solar | GEWIRTZ |  | 8.815 | 15426.25 | Residential |  | RIVERS EDGE | 7661 | 7 | AMPERICON | PSE&G BPU | No | Complete | 2010-01-25 | 2010-10-27 | 2011-03-01 | 2011-05-06
REIPR-06259 | REIP Solar | CHEN |  | 11.1 | 17500 | Residential |  | BOONTON | 7005 | 3 | NJ SOLAR SYSTEM LLC | JCP&L | No | Complete | 2010-01-25 | 2010-09-02 | 2011-02-04 | 2011-05-06
REIPR-06260 | REIP Solar | KOSELUK |  | 14.52 | 17500 | Residential | 0 | ALLOWAY | 8001 | 16 | RCL ENTERPRISES INC. | AC Electric | No | Complete | 2010-01-25 | 2010-04-26 | 2010-07-15 | 2010-09-01
REIPR-06261 | REIP Solar | FRIEDMAN |  | 9.03 | 15802.5 | Residential |  | MANALAPAN | 7726 | 17 | CORBIN SOLAR SOLUTIONS, LLC | JCP&L | No | Complete | 2010-01-25 | 2010-04-23 | 2010-08-24 | 2010-10-29
REIPR-06262 | REIP Solar | QUINN |  | 5.52 | 9660 | Residential |  | BAY HEAD | 8742 | 18 | FOUR POINT REFRIGERATION CO., INC. | JCP&L | No | Complete | 2010-01-25 | 2010-04-23 | 2010-08-24 | 2010-10-29
REIPR-06263 | REIP Solar | KERN |  | 6.72 | 11760 | Residential | 0 | MANAHAWKIN | 8050 | 18 | TRINITY HEATING AND AIR | AC Electric | No | Complete | 2010-01-28 | 2010-03-17 | 2010-06-07 | 2010-07-07
REIPR-06264 | REIP Solar | KUHLMAN |  | 9.6 | 16800 | Residential | 0 | RINGWOOD | 7456 | 6 | TRINITY HEATING AND AIR | JCP&L | No | Complete | 2010-01-28 | 2010-03-31 | 2010-07-15 | 2010-09-01
REIPR-06265 | REIP Solar | DOBOSSY |  | 8.28 | 14490 | Residential |  | MARTINSVILLE | 8836 | 5 | PRO-TECH ENERGY SOLUTIONS | PSE&G BPU | No | Complete | 2010-01-28 | 2010-08-05 | 2011-02-04 | 2011-05-06
REIPR-06266 | REIP Solar | BILLMANN |  | 4.725 | 8050 | Residential | 0 | WOOLWICH TWP | 8085 | 15 | MERCURY SOLAR SYSTEMS | AC Electric | No | Complete | 2010-01-28 | 2010-05-11 | 2010-07-15 | 2010-09-01
REIPR-06267 | REIP Solar | ROMANO |  | 10.71 | 17500 | Residential | 0 | SEWELL | 8080 | 15 | MERCURY SOLAR SYSTEMS | PSE&G BPU | No | Complete | 2010-01-28 | 2010-04-22 | 2010-07-15 | 2010-09-01
REIPR-06269 | REIP Solar | CURTIS |  | 9.9 | 17325 | Residential |  | NORTHFIELD | 8225 | 19 | MERCURY SOLAR SYSTEMS | AC Electric | No | Complete | 2010-01-28 | 2010-04-26 | 2010-10-27 | 2010-12-20
REIPR-06270 | REIP Solar | HEADLEY |  | 8.225 | 14393.75 | Residential | 0 | MILLVILLE | 8332 | 20 | MERCURY SOLAR SYSTEMS | AC Electric | No | Complete | 2010-01-28 | 2010-05-06 | 2010-06-24 | 2010-09-01
REIPR-06272 | REIP Solar | WANG |  | 3.895 | 6816.25 | Residential |  | PRINCETON | 8540 | 12 | CMI ENERGY, LLC | PSE&G BPU | No | Complete | 2010-01-28 | 2010-12-13 | 2011-05-20 | 2011-07-25
REIPR-06273 | REIP Solar | GAO |  | 7.875 | 13781.25 | Residential |  | EAST BRUNSWICK | 8816 | 11 | ASTON SOLAR | JCP&L | No | Complete | 2010-01-28 | 2010-08-05 | 2011-03-01 | 2011-05-06
REIPR-06277 | REIP Solar | WANG |  | 5.775 | 9790.43 | Residential |  | LIVINGSTON | 7039 | 9 | ASTON SOLAR | PSE&G BPU | No | Complete | 2010-01-28 | 2010-09-29 | 2011-03-01 | 2011-05-06
REIPR-06278 | REIP Solar | SWENK | WHIPPOORWILL CAMPGROUND | 49.2 | 48000 | Commercial |  | MARMORA | 8223 | 21 | BRITE IDEA ENERGY | AC Electric | No | Complete | 2010-01-28 | 2011-01-24 | 2011-04-04 | 2011-06-20
REIPR-06280 | REIP Solar | DELSON | DR. DELSON DENTAL OFFICE | 48.96 | 48960 | Commercial |  | BRIGANTINE | 8203 | 19 | BRITE IDEA ENERGY | AC Electric | No | Complete | 2010-01-28 | 2010-08-09 | 2010-10-14 | 2010-11-30
REIPR-06281 | REIP Solar | LUCAS |  | 9.89 | 17307.5 | Residential |  | MENDHAM | 7945 | 3 | ECOLUTION ENERGY | JCP&L | No | Complete | 2010-01-28 | 2010-04-15 | 2010-10-27 | 2010-12-20
REIPR-06282 | REIP Solar | MILES |  | 6.58 | 11270 | Residential | 0 | SOMERDALE | 8083 | 14 | SOLAR WORKS NJ | PSE&G BPU | No | Complete | 2010-01-28 | 2010-06-17 | 2010-09-23 | 2010-10-29
REIPR-06286 | REIP Solar | ALEXANDER |  | 9.89 | 17307.5 | Residential |  | PISCATAWAY | 8854 | 11 | GEOPEAK ELECTRIC | PSE&G BPU | No | Complete | 2010-01-28 | 2010-08-03 | 2010-10-14 | 2010-11-30
REIPR-06288 | REIP Solar | JAPA |  | 8 | 14000 | Residential | 0 | COLONIA | 7067 | 10 | TRINITY HEATING AND AIR | PSE&G BPU | No | Complete | 2010-01-28 | 2010-04-09 | 2010-06-24 | 2010-09-01
REIPR-06290 | REIP Solar | BRUNINGHAUS |  | 5.94 | 10395 | Residential |  | WILLIAMSTOWN | 8094 | 15 | SOLAR SOLUTIONS LLC | AC Electric | No | Complete | 2010-01-28 | 2010-06-03 | 2010-12-08 | 2011-02-25
REIPR-06292 | REIP Solar | TIMPERMAN |  | 5.29 | 9257.5 | Residential | 0 | PENNINGTON | 8534 | 12 | FUTURE SOLUTIONS CONTRACTING, LLC | PSE&G BPU | No | Complete | 2010-01-28 | 2010-04-26 | 2010-07-15 | 2010-09-01
REIPR-06293 | REIP Solar | HINDLE |  | 11.04 | 17500 | Residential | 0 | GREENWICH | 8323 | 20 | SOLAR WATER WORKS, LLC | AC Electric | No | Complete | 2010-01-28 | 2010-03-01 | 2010-06-07 | 2010-07-07
REIPR-06294 | REIP Solar | LONG |  | 10.12 | 17500 | Residential |  | BELLE MEAD | 8502 | 5 | BLUE SKY TECHNOLOGIES USA | PSE&G BPU | No | Complete | 2010-01-28 | 2011-10-04 | 2012-02-10 | 2012-05-31
REIPR-06295 | REIP Solar | HARAD |  | 9.45 | 16537.5 | Residential |  | HAINESPORT | 8036 | 13 | ABSOLUTELY ENERGIZED SOLAR, LLC | PSE&G BPU | No | Complete | 2010-01-28 | 2010-04-29 | 2010-08-24 | 2010-10-29
REIPR-06296 | REIP Solar | DEAKYNE |  | 5.2 | 9100 | Residential | 0 | BRANT BEACH | 8008 | 18 | TRINITY HEATING AND AIR | AC Electric | No | Complete | 2010-01-28 | 2010-03-09 | 2010-07-27 | 2010-09-09
REIPR-06297 | REIP Solar | KING |  | 3.78 | 6615 | Residential | 0 | DELANCO | 8075 | 13 | TRINITY HEATING AND AIR | PSE&G BPU | No | Complete | 2010-01-28 | 2010-03-29 | 2010-06-07 | 2010-07-07
REIPR-06298 | REIP Solar | NANDAGOPAL |  | 3.8 | 6650 | Residential | 0 | EDISON | 8820 | 11 | TRINITY HEATING AND AIR | PSE&G BPU | No | Complete | 2010-01-28 | 2010-05-26 | 2010-07-15 | 2010-09-01
REIPR-06299 | REIP Solar | DEAKYNE | ISLAND SAIL AND SURF INC | 4.4 | 4400 | Commercial | 0 | BRANT BEACH | 8008 | 18 | TRINITY HEATING AND AIR | AC Electric | No | Complete | 2010-01-28 | 2010-04-13 | 2010-06-07 | 2010-07-07
REIPR-06300 | REIP Solar | PROHAMMER |  | 7 | 12250 | Residential | 0 | TRENTON | 8691 | 12 | TRINITY HEATING AND AIR | PSE&G BPU | No | Complete | 2010-01-28 | 2010-03-01 | 2010-07-27 | 2010-09-09
REIPR-06301 | REIP Solar | SHAPIRO |  | 6.6 | 11550 | Residential | 0 | TRENTON | 8620 | 12 | TRINITY HEATING AND AIR | PSE&G BPU | No | Complete | 2010-01-28 | 2010-03-30 | 2010-07-27 | 2010-09-09
REIPR-06302 | REIP Solar | MULLEN |  | 9.12 | 15960 | Residential |  | BROWN MILLS | 8015 | 13 | SOLULAR LLC/RWD CONSULTANTS | JCP&L | No | Complete | 2010-01-28 | 2010-12-17 | 2011-03-01 | 2011-05-06
REIPR-06303 | REIP Solar | SHAINLINE |  | 9.88 | 17290 | Residential |  | MULLICA HILL | 8062 | 15 | SOLULAR LLC/RWD CONSULTANTS | AC Electric | No | Complete | 2010-01-28 | 2010-12-30 | 2011-03-23 | 2011-06-20
REIPR-06304 | REIP Solar | MULLIGAN |  | 3.96 | 6930 | Residential |  | WILDWOOD CREST | 8260 | 21 | ACOS ENERGY, LLC | AC Electric | No | Complete | 2010-01-28 | 2010-08-18 | 2010-12-08 | 2011-02-25
REIPR-06305 | REIP Solar | STOKLOSA |  | 14.28 | 17500 | Residential | 0 | EGG HARBOR CITY | 8215 | 19 | ACOS ENERGY, LLC | AC Electric | No | Complete | 2010-01-28 | 2010-04-19 | 2010-07-16 | 2010-09-01
REIPR-06306 | REIP Solar | NORKUS | NORKUS ENTERPRISES INC | 26.43 | 26430 | Commercial |  | POINT PLEASANT BEACH | 8742 | 18 | SOLIS PARTNERS, LLC | JCP&L | No | Complete | 2010-01-28 | 2010-05-03 | 2010-08-24 | 2010-10-29
REIPR-06307 | REIP Solar | FRAZEE |  | 4.725 | 8268.75 | Residential |  | LANOKA HARBOR | 8734 | 18 | SELF INSTALL | JCP&L | No | Complete | 2010-01-28 | 2011-01-11 | 2011-06-27 | 2011-09-14
REIPR-06308 | REIP Solar | LAULER |  | 8.97 | 15697.5 | Residential |  | VOORHEES | 8043 | 14 | MERCURY SOLAR SYSTEMS | AC Electric | No | Complete | 2010-01-28 | 2010-05-17 | 2010-09-01 | 2010-10-29
REIPR-06309 | REIP Solar | MITCHELL |  | 9.9 | 17325 | Residential | 0 | MARMORA | 8223 | 21 | MERCURY SOLAR SYSTEMS | AC Electric | No | Complete | 2010-01-28 | 2010-04-12 | 2010-07-27 | 2010-09-09
REIPR-06310 | REIP Solar | BREDELL | T&L TRANSPORTATION | 40.42 | 40420 | Commercial |  | GIBBSBORO | 8026 | 14 | SOLAR SOLUTIONS LLC | AC Electric | No | Complete | 2010-01-28 | 2010-11-29 | 2011-04-04 | 2011-06-20
REIPR-06312 | REIP Solar | KING |  | 8.775 | 15356.25 | Residential | 0 | SPRING LAKE | 7762 | 17 | GEOGENIX | JCP&L | No | Complete | 2010-01-28 | 2010-05-21 | 2010-07-27 | 2010-09-09
REIPR-06313 | REIP Solar | KENTNER | MARCUR VENTURES CORP | 2.53 | 3929.41 | Residential |  | MORRISTOWN | 7960 | 3 | CLEAN ENERGY USA | JCP&L | No | Complete | 2010-01-28 | 2010-07-15 | 2011-02-04 | 2011-05-06
REIPR-06314 | REIP Solar | BOSLET |  | 9.36 | 16380 | Residential | 0 | EDISON | 8817 | 11 | CORBIN SOLAR SOLUTIONS, LLC | PSE&G BPU | No | Complete | 2010-01-28 | 2010-02-25 | 2010-06-07 | 2010-07-07
REIPR-06315 | REIP Solar | ROBINSON |  | 6.11 | 10692.5 | Residential |  | MONMOUTH JUNCTION | 8852 | 11 | VANGUARD ENERGY PARTNERS, LLC | PSE&G BPU | No | Complete | 2010-01-28 | 2011-01-14 | 2011-04-14 | 2011-06-20
REIPR-06316 | REIP Solar | TAYLOR |  | 9.87 | 17272.5 | Residential |  | LAFAYETTE | 7848 | 1 | VANGUARD ENERGY PARTNERS, LLC | JCP&L | No | Complete | 2010-01-28 | 2010-08-09 | 2010-12-22 | 2011-03-23
REIPR-06317 | REIP Solar | ALI |  | 9.68 | 16940 | Residential |  | SKILLMAN | 8558 | 5 | AMERICAN RENEWABLE ENERGY, INC | PSE&G BPU | No | Complete | 2010-01-28 | 2010-07-09 | 2010-09-23 | 2010-10-29
REIPR-06319 | REIP Solar | KRITZ |  | 5.06 | 8855 | Residential | 0 | BRIDGEWATER | 8807 | 5 | ECOLUTION ENERGY | JCP&L | No | Complete | 2010-01-28 | 2010-03-24 | 2010-06-07 | 2010-07-07
REIPR-06320 | REIP Solar | FUCCI | MARIANIST RETREAT HOUSE | 19 | 19000 | Commercial |  | CAPE MAY POINT | 8212 | 21 | TRINITY HEATING AND AIR | AC Electric | No | Complete | 2010-01-28 | 2010-04-12 | 2010-10-27 | 2010-12-20
REIPR-06321 | REIP Solar | WILKINSON |  | 20 | 17500 | Residential | 0 | ALLENTOWN | 8501 | 17 | TRINITY HEATING AND AIR | JCP&L | No | Complete | 2010-01-28 | 2010-03-17 | 2010-07-27 | 2010-09-09
REIPR-06322 | REIP Solar | CINQUE |  | 5 | 8750 | Residential |  | MOONACHIE | 7074 | 7 | TRINITY HEATING AND AIR | PSE&G BPU | No | Complete | 2010-01-28 | 2010-06-23 | 2010-09-23 | 2010-10-29
REIPR-06323 | REIP Solar | GEDULDIG |  | 4.14 | 7245 | Residential | 0 | HOPEWELL | 8525 | 12 | JERSEY SOLAR, LLC | PSE&G BPU | No | Complete | 2010-01-28 | 2010-04-23 | 2010-07-15 | 2010-09-01
REIPR-06324 | REIP Solar | HAAF |  | 8.46 | 14490 | Residential |  | PILESGROVE | 8098 | 16 | MERCURY SOLAR SYSTEMS | AC Electric | No | Complete | 2010-01-28 | 2010-05-11 | 2010-08-24 | 2010-10-29
REIPR-06325 | REIP Solar | SOMERS |  | 10.22 | 17500 | Residential | 0 | MILLVILLE | 8332 | 20 | MERCURY SOLAR SYSTEMS | AC Electric | No | Complete | 2010-01-28 | 2010-05-06 | 2010-06-24 | 2010-09-01
REIPR-06326 | REIP Solar | BIANK |  | 9.96 | 17430 | Residential | 0 | LAKEWOOD | 8701 | 18 | KOPP ELECTRIC COMPANY | JCP&L | No | Complete | 2010-01-28 | 2010-04-05 | 2010-07-15 | 2010-09-01
REIPR-06328 | REIP Solar | SOOY |  | 5.98 | 10465 | Residential |  | VENTNOR | 8406 | 19 | SEA BRIGHT SOLAR, LLC | AC Electric | No | Complete | 2010-01-28 | 2010-06-11 | 2011-01-24 | 2011-04-13
REIPR-06329 | REIP Solar | WILLEMSEN |  | 6.9 | 10695 | Residential |  | PISCATAWAY | 8854 | 11 | SEA BRIGHT SOLAR, LLC | PSE&G BPU | No | Complete | 2010-01-28 | 2010-09-16 | 2011-02-04 | 2011-05-06
REIPR-06330 | REIP Solar | WILLEMSEN | RICOCHET RACQUET CLUB | 49.725 | 49725 | Commercial |  | SOUTH PLAINFIELD | 7080 | 11 | SEA BRIGHT SOLAR, LLC | PSE&G BPU | No | Complete | 2010-01-28 | 2010-12-02 | 2011-04-04 | 2011-06-20
REIPR-06332 | REIP Solar | SMITH |  | 10.105 | 17500 | Residential |  | DENVILLE | 7834 | 3 | BEST ENERGY POWER | JCP&L | No | Complete | 2010-01-28 | 2010-05-11 | 2010-12-22 | 2011-03-23
REIPR-06333 | REIP Solar | VITALE |  | 9.9 | 17010 | Residential |  | HILLSBOROUGH | 8844 | 5 | E2ECTA, INC. | PSE&G BPU | No | Complete | 2010-01-28 | 2010-07-06 | 2010-12-22 | 2011-03-23
REIPR-06334 | REIP Solar | DENNERY |  | 8.1 | 14175 | Residential |  | FREEHOLD TWP | 7728 | 17 | MERCURY SOLAR SYSTEMS | JCP&L | No | Complete | 2010-01-28 | 2010-06-21 | 2010-08-24 | 2010-10-29
REIPR-06335 | REIP Solar | HOROVITZ |  | 29.4 | 15500 | Residential |  | SOUTH HARRISON | 8062 | 15 | CORBIN SOLAR SOLUTIONS, LLC | AC Electric | No | Complete | 2010-01-28 | 2010-08-09 | 2011-09-15 | 2011-11-09
REIPR-06336 | REIP Solar | IRVING |  | 9.75 | 17062.5 | Residential |  | MULLICA HILL | 8062 | 15 | SOLULAR LLC/RWD CONSULTANTS | AC Electric | No | Complete | 2010-01-28 | 2010-06-04 | 2010-09-09 | 2010-10-29
REIPR-06337 | REIP Solar | HEYDEN |  | 4.14 | 6417 | Residential |  | HIGHLAND PARK | 8904 | 11 | SEA BRIGHT SOLAR, LLC | PSE&G BPU | No | Complete | 2010-01-28 | 2010-10-26 | 2011-03-23 | 2011-06-20
REIPR-06339 | REIP Solar | LEONE | DEPTFORD HOUSING ASSOCIATES | 29.9 | 29900 | Commercial |  | WESTVILLE | 8093 | 15 | SEA BRIGHT SOLAR, LLC | PSE&G BPU | No | Complete | 2010-01-28 | 2010-05-17 | 2011-02-03 | 2011-05-06
REIPR-06340 | REIP Solar | BEHRENS |  | 6.44 | 11270 | Residential |  | BUENA | 8310 | 19 | GO SOLAR ELECTRIC, LLC | AC Electric | No | Complete | 2010-01-28 | 2010-06-16 | 2010-09-09 | 2010-10-29
REIPR-06353 | REIP Solar | POLERA |  | 9.6 | 16800 | Residential |  | PERRINEVILLE | 8535 | 17 | TRINITY HEATING AND AIR | JCP&L | No | Complete | 2010-01-28 | 2010-07-27 | 2010-12-08 | 2011-02-25
REIPR-06354 | REIP Solar | BEHRENS |  | 3.01 | 3010 | Commercial |  | BUENA | 8310 | 19 | GO SOLAR ELECTRIC, LLC | AC Electric | No | Complete | 2010-01-28 | 2010-06-16 | 2010-11-17 | 2011-01-07
REIPR-06356 | REIP Solar | STROCHAK |  | 9.46 | 16170 | Residential |  | MILFORD | 8848 | 4 | QUANTUM SOLAR SOLUTIONS | JCP&L | No | Complete | 2010-02-18 | 2010-10-04 | 2011-01-24 | 2011-04-13
REIPR-06357 | REIP Solar | RETKINSKI |  | 9.99 | 17482.5 | Residential |  | LAKEWOOD | 8701 | 18 | AROSA SOLAR ENERGY, INC | JCP&L | No | Complete | 2010-02-18 | 2010-12-10 | 2011-06-27 | 2011-09-14
REIPR-06358 | REIP Solar | MACDONOUGH |  | 8.4 | 14700 | Residential | 0 | CLEMENTON | 8021 | 14 | TRINITY HEATING AND AIR | AC Electric | No | Complete | 2010-02-18 | 2010-04-22 | 2010-07-15 | 2010-09-01
REIPR-06359 | REIP Solar | SIROLLI | RON SIROLLI CONSTRUCTION | 23.97 | 23920 | Commercial |  | HAMMONTON | 8037 | 19 | EASTERN ENERGY SERVICES | AC Electric | No | Complete | 2010-02-18 | 2010-07-27 | 2010-10-14 | 2010-11-30
REIPR-06360 | REIP Solar | PFISTER |  | 5.04 | 8820 | Residential | 0 | TOMS RIVER | 8757 | 18 | KOPP ELECTRIC COMPANY | JCP&L | No | Complete | 2010-02-18 | 2010-03-30 | 2010-07-27 | 2010-09-09
REIPR-06361 | REIP Solar | KROECK |  | 3.225 | 5643.75 | Residential |  | OCEAN GATE | 8740 | 18 | CORBIN SOLAR SOLUTIONS, LLC | JCP&L | No | Complete | 2010-02-18 | 2010-04-29 | 2010-08-24 | 2010-10-29
REIPR-06362 | REIP Solar | GINEX |  | 10.12 | 17500 | Residential |  | MANCHESTER | 8759 | 18 | MERCURY SOLAR SYSTEMS | JCP&L | No | Complete | 2010-02-18 | 2010-04-23 | 2010-08-24 | 2010-10-29
REIPR-06364 | REIP Solar | BIL |  | 9.89 | 17307.5 | Residential |  | WILLIAMSTOWN | 8094 | 15 | MERCURY SOLAR SYSTEMS | AC Electric | No | Complete | 2010-02-18 | 2010-04-29 | 2010-10-27 | 2010-12-20
REIPR-06365 | REIP Solar | DELODZIA |  | 9.87 | 17272.5 | Residential |  | BLAIRSTOWN | 7825 | 2 | ALTERNATIVE ENERGY ASSOCIATES | JCP&L | No | Complete | 2010-02-18 | 2011-02-25 | 2011-08-30 | 2011-11-01
REIPR-06366 | REIP Solar | KENNEDY |  | 7.81 | 13667.5 | Residential |  | CINNAMINSON | 8077 | 13 | SOLAR WORKS NJ | PSE&G BPU | No | Complete | 2010-02-18 | 2010-07-16 | 2010-09-09 | 2010-10-29
REIPR-06367 | REIP Solar | KHER |  | 8.8 | 15400 | Residential | 0 | PLAINSBORO | 8536 | 11 | TRINITY HEATING AND AIR | PSE&G BPU | No | Complete | 2010-02-18 | 2010-04-30 | 2010-07-15 | 2010-09-01
REIPR-06369 | REIP Solar | GRAGA |  | 16.8 | 17500 | Residential | 0 | FARMINGDALE | 7727 | 17 | TRINITY HEATING AND AIR | JCP&L | No | Complete | 2010-02-18 | 2010-04-07 | 2010-07-15 | 2010-09-01
REIPR-06370 | REIP Solar | BROOKS |  | 8.8 | 15400 | Residential | 0 | MERCERVILLE | 8619 | 12 | TRINITY HEATING AND AIR | PSE&G BPU | No | Complete | 2010-02-18 | 2010-04-29 | 2010-07-15 | 2010-09-01
REIPR-06371 | REIP Solar | FRITTS |  | 6.6 | 11550 | Residential | 0 | PT PLEASANT | 8742 | 18 | TRINITY HEATING AND AIR | JCP&L | No | Complete | 2010-02-18 | 2010-03-09 | 2010-06-24 | 2010-09-01
REIPR-06372 | REIP Solar | KASS |  | 9.66 | 16905 | Residential |  | NESHANIC | 8853 | 5 | AMPERICON | JCP&L | No | Complete | 2010-02-18 | 2010-09-02 | 2010-11-17 | 2011-01-07
REIPR-06373 | REIP Solar | RAVICHANDRAN |  | 9.89 | 17307.5 | Residential |  | HOLMDEL | 7733 | 17 | AMPERICON | JCP&L | No | Complete | 2010-02-18 | 2010-12-03 | 2011-03-01 | 2011-05-06
REIPR-06374 | REIP Solar | LE |  | 5.25 | 9187.5 | Residential |  | LIVINGSTON | 7039 | 9 | ASTON SOLAR | PSE&G BPU | No | Complete | 2010-02-18 | 2010-10-14 | 2011-03-01 | 2011-05-06
REIPR-06375 | REIP Solar | XU |  | 10.175 | 17238.38 | Residential |  | WEST WINDSOR | 8550 | 12 | ASTON SOLAR | PSE&G BPU | No | Complete | 2010-02-18 | 2011-04-11 | 2011-12-08 | 2012-04-04
REIPR-06376 | REIP Solar | CHENG |  | 6.84 | 11970 | Residential |  | EAST BRUNSWICK | 8816 | 11 | ASTON SOLAR | JCP&L | No | Complete | 2010-02-18 | 2010-12-10 | 2011-03-01 | 2011-05-06
REIPR-06377 | REIP Solar | DOHERTY |  | 4.41 | 7717.5 | Residential |  | ALLENTOWN | 8501 | 17 | MERCURY SOLAR SYSTEMS | PSE&G BPU | No | Complete | 2010-02-18 | 2010-05-26 | 2010-08-24 | 2010-10-29
REIPR-06378 | REIP Solar | PETERSON |  | 15.04 | 17500 | Residential | 0 | ALLOWAY | 8001 | 16 | MERCURY SOLAR SYSTEMS | AC Electric | No | Complete | 2010-02-18 | 2010-04-07 | 2010-07-16 | 2010-09-01
REIPR-06379 | REIP Solar | TAYLOR |  | 2.28 | 3990 | Residential |  | HAINESPORT | 8036 | 13 | CORBIN SOLAR SOLUTIONS, LLC | PSE&G BPU | No | Complete | 2010-02-18 | 2010-07-19 | 2010-08-24 | 2010-10-29
REIPR-06381 | REIP Solar | LOCONTE | J+A HOLDINGS LLC | 19.305 | 19305 | Commercial |  | CREAM RIDGE | 8514 | 17 | RCL ENTERPRISES INC. | JCP&L | No | Complete | 2010-02-18 | 2010-06-21 | 2010-11-17 | 2011-01-07
REIPR-06382 | REIP Solar | HAROLD |  | 2.8 | 1435 | Residential |  | GALLOWAY | 8205 | 19 | RCL ENTERPRISES INC. | AC Electric | No | Complete | 2010-02-18 | 2010-04-22 | 2010-08-24 | 2010-10-29
REIPR-06383 | REIP Solar | O'BRIEN |  | 5.98 | 10465 | Residential |  | HAMILTON | 8620 | 12 | MERCURY SOLAR SYSTEMS | PSE&G BPU | No | Complete | 2010-02-18 | 2010-04-26 | 2010-08-24 | 2010-10-29
REIPR-06384 | REIP Solar | GOWIN |  | 6.09 | 10657.5 | Residential |  | EDISON | 8817 | 11 | 1ST LIGHT ENERGY, INC. | PSE&G BPU | No | Complete | 2010-02-18 | 2010-06-01 | 2011-02-04 | 2011-05-06
REIPR-06386 | REIP Solar | DYE |  | 6.02 | 10237.5 | Residential |  | CEDAR GROVE | 7009 | 9 | 1ST LIGHT ENERGY, INC. | PSE&G BPU | No | Complete | 2010-02-18 | 2010-12-10 | 2012-03-29 | 2012-06-05
REIPR-06387 | REIP Solar | LEO | THE POINT AT SPARTA | 44.85 | 44850 | Commercial | 0 | SPARTA | 7871 | 1 | EAST COAST ALTERNATIVE ENERGY | JCP&L | No | Complete | 2010-02-18 | 2010-03-29 | 2010-08-24 | 2010-10-29
REIPR-06388 | REIP Solar | DAMARAPU |  | 6.2 | 10850 | Residential |  | ENGLISHTOWN | 7726 | 17 | TRINITY HEATING AND AIR | JCP&L | No | Complete | 2010-02-18 | 2010-04-22 | 2010-09-23 | 2010-10-29
REIPR-06389 | REIP Solar | LOWREY |  | 4 | 7000 | Residential | 0 | ABERDEEN | 7747 | 17 | TRINITY HEATING AND AIR | JCP&L | No | Complete | 2010-02-18 | 2010-04-13 | 2010-06-07 | 2010-07-07
REIPR-06390 | REIP Solar | PORCELLI |  | 9.45 | 16537.5 | Residential | 0 | SECAUCUS | 7094 | 8 | THE ENTECH GROUP | PSE&G BPU | No | Complete | 2010-02-18 | 2010-04-27 | 2010-07-27 | 2010-09-09
REIPR-06392 | REIP Solar | KURLAND |  | 5.52 | 9660 | Residential |  | BRIGANTINE | 8203 | 19 | RENERGY, INC. | AC Electric | No | Complete | 2010-02-18 | 2010-05-17 | 2010-08-24 | 2010-10-29
REIPR-06393 | REIP Solar | BOPARAI |  | 9 | 15750 | Residential | 0 | CHERRY HILL | 8003 | 14 | RENERGY, INC. | PSE&G BPU | No | Complete | 2010-02-18 | 2010-04-13 | 2010-07-27 | 2010-09-09
REIPR-06394 | REIP Solar | RANN |  | 6.44 | 11270 | Residential |  | MARMORA | 8223 | 21 | MERCURY SOLAR SYSTEMS | AC Electric | No | Complete | 2010-02-18 | 2010-04-30 | 2010-09-01 | 2010-10-29
REIPR-06395 | REIP Solar | ROTHCHILD |  | 15.075 | 17500 | Residential |  | JACKSON | 8527 | 18 | SEA BRIGHT SOLAR, LLC | JCP&L | No | Complete | 2010-02-18 | 2011-02-09 | 2011-04-14 | 2011-06-20
REIPR-06396 | REIP Solar | D'HEDOUVILLE |  | 5.85 | 10237.5 | Residential |  | EGG HARBOR TWP | 8234 | 19 | MERCURY SOLAR SYSTEMS | AC Electric | No | Complete | 2010-02-18 | 2010-05-04 | 2010-08-24 | 2010-10-29
REIPR-06397 | REIP Solar | MAZZELLA |  | 7.496 | 13118 | Residential |  | BAYBEILLE | 8721 | 18 | GLOBAL HOME IMPROVEMENTS | JCP&L | No | Complete | 2010-02-18 | 2010-07-02 | 2010-10-14 | 2010-11-30
REIPR-06398 | REIP Solar | ILES | ACTIVE ENVIRONMENTAL TECHNOLOGIE | 16.56 | 16560 | Commercial |  | MT. HOLLY | 8060 | 13 | H2 CONTRACTING LLC | PSE&G BPU | No | Complete | 2010-02-18 | 2011-02-09 | 2011-05-20 | 2011-07-25
REIPR-06399 | REIP Solar | ILES | ACTIVE ENVIRONMENTAL TECH, INC | 32.04 | 32000 | Commercial |  | MT. HOLLY | 8060 | 13 | H2 CONTRACTING LLC | PSE&G BPU | No | Complete | 2010-02-18 | 2011-02-09 | 2011-05-20 | 2011-07-25
REIPR-06400 | REIP Solar | TSUZUKI |  | 9.9 | 17325 | Residential |  | NESHANIC STATION | 8853 | 5 | GEOGENIX | JCP&L | No | Complete | 2010-02-18 | 2010-04-22 | 2010-08-24 | 2010-10-29
REIPR-06401 | REIP Solar | SUN |  | 7 | 12250 | Residential |  | EAST HANOVER | 7936 | 3 | ASTON SOLAR | JCP&L | No | Complete | 2010-02-18 | 2010-10-14 | 2011-03-01 | 2011-05-06
REIPR-06402 | REIP Solar | WELLINGTON |  | 2.52 | 4410 | Residential |  | ALPINE | 7620 | 7 | CHARLES A. HOFFMANN CONSTRUCTION CO. | Orange & Rockland Elec | No | Complete | 2010-02-18 | 2010-06-11 | 2010-09-09 | 2010-10-29
REIPR-06404 | REIP Solar | CAPEHART |  | 5.85 | 9975 | Residential | 0 | MT. LAUREL | 8054 | 13 | CORBIN SOLAR SOLUTIONS, LLC | PSE&G BPU | No | Complete | 2010-02-18 | 2010-03-29 | 2010-07-16 | 2010-09-01
REIPR-06405 | REIP Solar | SHILAY |  | 10.08 | 17500 | Residential |  | BLOOMBURY | 8804 | 4 | NJ SOLAR POWER, LLC | JCP&L | No | Complete | 2010-02-18 | 2010-10-21 | 2011-01-24 | 2011-04-13
REIPR-06406 | REIP Solar | GOFFREDI |  | 9.9 | 17325 | Residential |  | VINELAND | 8361 | 20 | GO SOLAR ELECTRIC, LLC | Vineland Muni Elec | No | Complete | 2010-02-18 | 2010-04-29 | 2010-08-24 | 2010-10-29
REIPR-06411 | REIP Solar | HAUBER |  | 9 | 13650 | Residential |  | HADDON TWP | 8033 | 14 | RENERGY, INC. | PSE&G BPU | No | Complete | 2010-02-18 | 2010-03-31 | 2010-11-17 | 2011-01-07
REIPR-06413 | REIP Solar | MATE |  | 10.105 | 15329.5 | Residential | 0 | WALL | 7719 | 17 | MERCURY SOLAR SYSTEMS | JCP&L | No | Complete | 2010-02-18 | 2010-07-01 | 2010-09-20 | 2010-10-29
REIPR-06414 | REIP Solar | CLARK |  | 9.87 | 17272.5 | Residential |  | GALLOWAY | 8205 | 19 | MERCURY SOLAR SYSTEMS | AC Electric | No | Complete | 2010-02-18 | 2010-05-26 | 2010-09-02 | 2010-10-29
REIPR-06415 | REIP Solar | KIRK |  | 6.3 | 9765 | Residential | 0 | CHERRY HILL | 8034 | 14 | MERCURY SOLAR SYSTEMS | PSE&G BPU | No | Complete | 2010-02-18 | 2010-04-23 | 2010-09-20 | 2010-10-29
REIPR-06417 | REIP Solar | PEREZ |  | 6.45 | 11287.5 | Residential |  | BASKING RIDGE | 7920 | 5 | CORBIN SOLAR SOLUTIONS, LLC | JCP&L | No | Complete | 2010-02-18 | 2010-09-17 | 2011-02-07 | 2011-05-06
REIPR-06418 | REIP Solar | MUNSHI |  | 4.725 | 7323.75 | Residential |  | BRIDGEWATER | 8807 | 5 | GEOGENIX | PSE&G BPU | No | Complete | 2010-02-18 | 2010-06-04 | 2010-10-08 | 2010-11-30
REIPR-06419 | REIP Solar | VOSS |  | 10.56 | 17500 | Residential |  | BRIDGETON | 8302 | 20 | RCL ENTERPRISES INC. | AC Electric | No | Complete | 2010-02-18 | 2010-06-09 | 2010-12-29 | 2011-03-23
REIPR-06420 | REIP Solar | EIVICH | FIRST CHOICE TIRE | 21.07 | 18900 | Commercial | 1 | WOODBURY | 8096 | 15 | RENERGY, INC. | PSE&G BPU | No | Complete | 2010-02-18 | 2011-05-16 | 2011-08-24 | 2011-11-01
REIPR-06422 | REIP Solar | SHAW |  | 6.475 | 11331.25 | Residential |  | MILLVILLE | 8332 | 20 | ONPEAK SOLAR, INC | AC Electric | No | Complete | 2010-02-18 | 2010-07-27 | 2010-12-08 | 2011-02-25
REIPR-06424 | REIP Solar | CHIRA |  | 10.14 | 17500 | Residential |  | ELBERON | 7740 | 17 | CORBIN SOLAR SOLUTIONS, LLC | JCP&L | No | Complete | 2010-02-18 | 2011-01-14 | 2011-06-27 | 2011-09-14
REIPR-06425 | REIP Solar | CLAYTON |  | 9.9 | 17325 | Residential |  | BRIELLE | 8730 | 17 | SUN FARM NETWORK | JCP&L | No | Complete | 2010-02-18 | 2010-06-11 | 2010-10-08 | 2010-11-30
REIPR-06426 | REIP Solar | GOLD |  | 10.08 | 17500 | Residential |  | MILFORD | 8848 | 4 | HEAT SHED, INC. | JCP&L | No | Complete | 2010-02-18 | 2010-08-04 | 2010-12-08 | 2011-02-25
REIPR-06427 | REIP Solar | GOMEZ | BEACHCOMBER CAMPGROUNDS, INC. | 21 | 18900 | Commercial |  | CAPE MAY | 8204 | 21 | BRITE IDEA ENERGY | AC Electric | No | Complete | 2010-02-18 | 2010-06-21 | 2010-10-12 | 2010-11-30
REIPR-06428 | REIP Solar | MUNDY |  | 6.4 | 9920 | Residential |  | BOUND BROOK | 8805 | 5 | TRINITY HEATING AND AIR | PSE&G BPU | No | Complete | 2010-02-18 | 2010-03-31 | 2010-09-02 | 2010-10-29
REIPR-06429 | REIP Solar | DININIO |  | 3.85 | 5967.5 | Residential | 0 | MILLVILLE | 8332 | 20 | MERCURY SOLAR SYSTEMS | AC Electric | No | Complete | 2010-02-18 | 2010-05-11 | 2010-07-28 | 2010-09-09
REIPR-06430 | REIP Solar | JOSEPH |  | 4.73 | 7254 | Residential |  | CLIFTON | 7013 | 6 | 1ST LIGHT ENERGY, INC. | PSE&G BPU | No | Complete | 2010-02-18 | 2010-09-29 | 2010-12-08 | 2011-02-25
REIPR-06431 | REIP Solar | COLLINS |  | 4.2 | 6510 | Residential |  | NEWARK | 7112 | 9 | 1ST LIGHT ENERGY, INC. | PSE&G BPU | No | Complete | 2010-02-18 | 2010-12-30 | 2011-05-19 | 2011-07-29
REIPR-06432 | REIP Solar | GAUHAROU |  | 5.06 | 7649.25 | Residential |  | HEWITT | 7421 | 6 | EAGLE ELECTRICAL CONTRACTING AND REPAIR, | Orange & Rockland Elec | No | Complete | 2010-02-18 | 2011-02-24 | 2011-06-06 | 2011-07-25
REIPR-06433 | REIP Solar | PONZETTI |  | 8.17 | 12330.25 | Residential |  | MAYS LANDING | 8330 | 19 | RENERGY, INC. | AC Electric | No | Complete | 2010-02-18 | 2010-04-16 | 2010-12-08 | 2011-02-25
REIPR-06434 | REIP Solar | VOLPE |  | 11.78 | 17500 | Residential |  | MAPLE SHADE | 8052 | 13 | RENERGY, INC. | PSE&G BPU | No | Complete | 2010-02-18 | 2010-04-13 | 2010-10-19 | 2010-12-20
REIPR-06435 | REIP Solar | MARKOE |  | 7.02 | 10881 | Residential |  | CHERRY HILL | 8003 | 14 | RENERGY, INC. | PSE&G BPU | No | Complete | 2010-02-18 | 2010-10-26 | 2010-12-29 | 2011-03-23
REIPR-06437 | REIP Solar | ALEXANDER | ALEXANDER BLDG. & MAINT. CO. | 21 | 18900 | Commercial |  | VENTNOR | 8406 | 19 | BRITE IDEA ENERGY | AC Electric | No | Complete | 2010-02-18 | 2011-01-28 | 2011-03-31 | 2011-06-20
REIPR-06439 | REIP Solar | DUERR |  | 7.4 | 11470 | Residential | 0 | MANCHESTER | 8759 | 18 | TRINITY HEATING AND AIR | JCP&L | No | Complete | 2010-02-18 | 2010-06-21 | 2010-09-17 | 2010-10-29
REIPR-06440 | REIP Solar | SEAGRAVES | PENNSVILLE PUBLIC LIBRARY | 23 | 20700 | Commercial |  | PENNSVILLE | 8070 | 16 | TRINITY HEATING AND AIR | AC Electric | No | Complete | 2010-02-18 | 2010-10-21 | 2010-12-30 | 2011-03-23
REIPR-06441 | REIP Solar | BUONO |  | 9.2 | 14260 | Residential |  | VINELAND | 8361 | 20 | MERCURY SOLAR SYSTEMS | Vineland Muni Elec | No | Complete | 2010-02-18 | 2010-04-22 | 2010-09-02 | 2010-10-29
REIPR-06442 | REIP Solar | DRAGON |  | 7 | 11637.5 | Residential |  | OCEAN VIEW | 8203 | 19 | DPR ELECTRIC, INC | AC Electric | No | Complete | 2010-02-18 | 2010-04-26 | 2011-03-28 | 2011-06-20
REIPR-06443 | REIP Solar | NATH |  | 9.9 | 15345 | Residential |  | WEST ORANGE | 7052 | 9 | GEOGENIX | PSE&G BPU | No | Complete | 2010-02-18 | 2010-06-01 | 2010-10-08 | 2010-11-30
REIPR-06444 | REIP Solar | MONROE |  | 5.52 | 9660 | Residential | 0 | HIGHLAND PARK | 8904 | 11 | GEOGENIX | PSE&G BPU | No | Complete | 2010-02-18 | 2010-06-03 | 2010-07-28 | 2010-09-09
REIPR-06445 | REIP Solar | FISHER |  | 7.05 | 12337.5 | Residential |  | LAMBERTVILLE | 8530 | 4 | JERSEY SOLAR, LLC | JCP&L | No | Complete | 2010-02-18 | 2010-06-23 | 2010-08-24 | 2010-10-29
REIPR-06446 | REIP Solar | CHAI-HUANG |  | 4.68 | 7254 | Residential |  | EAST BRUNSWICK | 8816 | 11 | DPR ELECTRIC, INC | PSE&G BPU | No | Complete | 2010-02-18 | 2010-04-13 | 2010-10-19 | 2010-12-20
REIPR-06447 | REIP Solar | TYSON |  | 13.34 | 17500 | Residential |  | LINWOOD | 8221 | 19 | GO SOLAR ELECTRIC, LLC | AC Electric | No | Complete | 2010-02-18 | 2010-10-06 | 2011-03-28 | 2011-06-20
REIPR-06448 | REIP Solar | WILLIAMS |  | 3.525 | 3450 | Residential | 1 | MORRISTOWN | 7960 | 3 | THE SOLAR CENTER, INC. | JCP&L | No | Complete | 2010-02-18 | 2011-02-25 | 2011-05-19 | 2011-07-29
REIPR-06449 | REIP Solar | KIMMERLE |  | 4.515 | 7901.25 | Residential |  | SOUTHAMPTON | 8088 | 13 | SOLULAR LLC/RWD CONSULTANTS | PSE&G BPU | No | Complete | 2010-02-18 | 2011-01-13 | 2011-03-09 | 2011-05-06
REIPR-06450 | REIP Solar | BENE |  | 2.82 | 2820 | Residential | 1 | MORRISTOWN | 7960 | 3 | THE SOLAR CENTER, INC. | JCP&L | No | Complete | 2010-02-18 | 2011-02-25 | 2011-05-19 | 2011-07-29
REIPR-06451 | REIP Solar | NERENBERG |  | 6.3 | 11025 | Residential |  | BRIDGEWATER | 8807 | 5 | GEOGENIX | PSE&G BPU | No | Complete | 2010-02-18 | 2010-12-03 | 2011-03-28 | 2011-06-20
REIPR-06452 | REIP Solar | CRISPI |  | 2.8 | 4340 | Residential | 0 | LINDENWOLD | 8021 | 14 | RENERGY, INC. | AC Electric | No | Complete | 2010-02-18 | 2010-04-07 | 2010-07-28 | 2010-09-09
REIPR-06453 | REIP Solar | LING |  | 11.7 | 17500 | Residential |  | CRANBURY | 8512 | 11 | CORBIN SOLAR SOLUTIONS, LLC | PSE&G BPU | No | Complete | 2010-02-18 | 2010-06-09 | 2011-03-09 | 2011-05-06
REIPR-06454 | REIP Solar | FULLER |  | 5.46 | 8463 | Residential | 0 | MONROE TOWNSHIP | 8831 | 11 | TRINITY HEATING AND AIR | JCP&L | No | Complete | 2010-02-18 | 2010-07-27 | 2010-09-20 | 2010-10-29
REIPR-06455 | REIP Solar | CHEN |  | 7.755 | 8463 | Residential |  | BRIDGEWATER | 8807 | 5 | NJ SOLAR SYSTEM LLC | PSE&G BPU | No | Complete | 2010-02-18 | 2011-03-02 | 2011-04-18 | 2011-06-20
REIPR-06456 | REIP Solar | KRANZ |  | 9.66 | 16905 | Residential | 0 | LAKEWOOD | 8701 | 18 | PURHARVEST ENERGY, LLC LAKEWOOD | JCP&L | No | Complete | 2010-02-18 | 2010-04-05 | 2010-07-28 | 2010-09-09
REIPR-06458 | REIP Solar | LANDIS |  | 3.51 | 5985 | Residential |  | CRESSKILL | 7626 | 7 | DPR ELECTRIC, INC | Orange & Rockland Elec | No | Complete | 2010-02-18 | 2010-05-06 | 2011-02-07 | 2011-05-06
REIPR-06459 | REIP Solar | SCOTT |  | 5.64 | 9660 | Residential |  | THOROFARE | 8086 | 15 | SOLAR WORKS NJ | PSE&G BPU | No | Complete | 2010-02-18 | 2010-05-18 | 2010-10-18 | 2010-11-30
REIPR-06460 | REIP Solar | JAEGER |  | 7.05 | 12337.5 | Residential |  | WESTWOOD | 7675 | 7 | HIGHLANDS SOLAR ELECTRIC CO, LLC | PSE&G BPU | No | Complete | 2010-02-18 | 2010-05-24 | 2011-03-09 | 2011-05-06
REIPR-06462 | REIP Solar | NESI |  | 5.265 | 7951.5 | Residential |  | SPOTSWOOD | 8884 | 11 | DPR ELECTRIC, INC | JCP&L | No | Complete | 2010-02-18 | 2010-03-24 | 2011-03-09 | 2011-05-06
REIPR-06463 | REIP Solar | WILKINSON |  | 7.2 | 11160 | Residential |  | ALLENTOWN | 8501 | 17 | TRINITY HEATING AND AIR | JCP&L | No | Complete | 2010-02-18 | 2010-04-12 | 2010-08-24 | 2010-10-29
REIPR-06465 | REIP Solar | CITRON |  | 5.06 | 7646.93 | Residential |  | WALDWICK | 7463 | 7 | MERCURY SOLAR SYSTEMS | PSE&G BPU | No | Complete | 2010-02-18 | 2011-02-14 | 2011-05-19 | 2011-07-29
REIPR-06466 | REIP Solar | FATOOH |  | 4.5 | 6975 | Residential |  | FLEMINGTON | 8822 | 4 | ROWE ELECTRIC INC | JCP&L | No | Complete | 2010-02-18 | 2010-05-03 | 2010-10-19 | 2010-12-20
REIPR-06467 | REIP Solar | SERVELLO |  | 6.9 | 12075 | Residential |  | POINT PLEASANT | 8742 | 18 | INFINITY SOLAR POWER, LLC | JCP&L | No | Complete | 2010-02-18 | 2010-04-19 | 2010-09-02 | 2010-10-29
REIPR-06469 | REIP Solar | RESSLER |  | 3 | 5250 | Residential |  | HAMILTON | 8690 | 12 | A-TOP ALTERNATIVE ENERGY | PSE&G BPU | No | Complete | 2010-03-02 | 2010-04-12 | 2010-10-19 | 2010-12-20
REIPR-06470 | REIP Solar | KELLY HERKERT |  | 6.44 | 9920 | Residential |  | SUSSEX | 7461 | 1 | TRINITY HEATING AND AIR | JCP&L | No | Complete | 2010-03-02 | 2010-07-20 | 2010-10-12 | 2010-11-30
REIPR-06471 | REIP Solar | CHEIFETZ |  | 7.82 | 12090 | Residential | 0 | PRINCETON JCT | 8550 | 12 | TRINITY HEATING AND AIR | PSE&G BPU | No | Complete | 2010-03-02 | 2010-06-29 | 2010-09-20 | 2010-10-29
REIPR-06473 | REIP Solar | HAWK |  | 6.75 | 11812.5 | Residential | 0 | MINOTOLA | 8341 | 19 | MERCURY SOLAR SYSTEMS | AC Electric | No | Complete | 2010-03-02 | 2010-06-09 | 2010-09-17 | 2010-10-29
REIPR-06474 | REIP Solar | KERN |  | 6.3 | 11025 | Residential | 0 | TOMS RIVER | 8757 | 18 | MERCURY SOLAR SYSTEMS | JCP&L | No | Complete | 2010-03-02 | 2010-05-24 | 2010-09-17 | 2010-10-29
REIPR-06475 | REIP Solar | ZABOROWSKI |  | 6.815 | 11926.25 | Residential |  | GALLOWAY | 8205 | 19 | MERCURY SOLAR SYSTEMS | AC Electric | No | Complete | 2010-03-02 | 2010-05-24 | 2010-10-12 | 2010-11-30
REIPR-06477 | REIP Solar | VENTRE |  | 8.05 | 12477.5 | Residential |  | MEDFORD | 8055 | 13 | MERCURY SOLAR SYSTEMS | AC Electric | No | Complete | 2010-03-02 | 2010-07-22 | 2010-10-19 | 2010-12-20
REIPR-06478 | REIP Solar | KOZLOWSKI |  | 9.87 | 17272.5 | Residential | 0 | FREEHOLD | 7728 | 17 | CORBIN SOLAR SOLUTIONS, LLC | JCP&L | No | Complete | 2010-03-02 | 2010-06-01 | 2010-09-17 | 2010-10-29
REIPR-06481 | REIP Solar | NESTOR |  | 9.975 | 17456.25 | Residential |  | WILLIAMSTOWN | 8094 | 15 | BRITE IDEA ENERGY | AC Electric | No | Complete | 2010-03-02 | 2010-08-26 | 2010-12-01 | 2011-01-07
REIPR-06482 | REIP Solar | NADASKAY |  | 10.08 | 0 | Residential | 0 | AVENEL | 7001 | 11 | 1ST LIGHT ENERGY, INC. | PSE&G BPU | No | Complete | 2010-03-02 | 2010-07-20 | 2011-11-22 | 2012-06-29
REIPR-06483 | REIP Solar | KOPP |  | 8.6 | 15050 | Residential |  | BRICK | 8723 | 18 | KOPP ELECTRIC COMPANY | JCP&L | No | Complete | 2010-03-02 | 2010-08-11 | 2010-12-01 | 2011-01-07
REIPR-06484 | REIP Solar | EMIG |  | 2.58 | 4515 | Residential |  | WESTAMPTON | 8060 | 13 | CORBIN SOLAR SOLUTIONS, LLC | PSE&G BPU | No | Complete | 2010-03-02 | 2010-06-29 | 2010-09-17 | 2010-10-29
REIPR-06485 | REIP Solar | KENNY | WOODBRIDGE FIRE COMMISSIONER #1 | 45.355 | 45355 | Municipality |  | WOODBRIDGE | 7095 | 11 | BARRIER ELECTRIC | PSE&G BPU | No | Complete | 2010-03-02 | 2010-06-02 | 2010-10-12 | 2010-11-30
REIPR-06486 | REIP Solar | GALE |  | 6.93 | 10741.5 | Residential |  | STOCKTON | 8559 | 4 | 1ST LIGHT ENERGY, INC. | JCP&L | No | Complete | 2010-03-02 | 2011-03-02 | 2011-07-19 | 2011-11-08
REIPR-06487 | REIP Solar | SIMERMEYER |  | 12.925 | 17500 | Residential |  | BURLINGTON | 8016 | 13 | KAITANNA SOLAR, LLC | PSE&G BPU | No | Complete | 2010-03-02 | 2010-09-10 | 2011-01-31 | 2011-04-13
REIPR-06488 | REIP Solar | TEIFER |  | 6.825 | 11943.75 | Residential | 0 | TOMS RIVER | 8753 | 18 | CORBIN SOLAR SOLUTIONS, LLC | JCP&L | No | Complete | 2010-03-02 | 2010-04-21 | 2010-07-28 | 2010-09-09
REIPR-06489 | REIP Solar | BRIDGE |  | 11.2 | 17500 | Residential |  | FLORHAM PARK | 7932 | 3 | 1ST LIGHT ENERGY, INC. | JCP&L | No | Complete | 2010-03-02 | 2010-03-31 | 2011-02-07 | 2011-05-06
REIPR-06490 | REIP Solar | JOHNSON |  | 1.84 | 3220 | Residential |  | NORTH CAPE MAY | 8204 | 21 | MERCURY SOLAR SYSTEMS | AC Electric | No | Complete | 2010-03-02 | 2010-04-29 | 2010-09-02 | 2010-10-29
REIPR-06491 | REIP Solar | MERINSKY |  | 9.165 | 15697.5 | Residential |  | CREAM RIDGE | 8514 | 17 | MERCURY SOLAR SYSTEMS | JCP&L | No | Complete | 2010-03-02 | 2010-09-15 | 2010-12-29 | 2011-03-23
REIPR-06492 | REIP Solar | WHITMAN |  | 6.825 | 11943.75 | Residential | 0 | HADDON HEIGHTS | 8035 | 14 | A-TOP ALTERNATIVE ENERGY | PSE&G BPU | No | Complete | 2010-03-02 | 2010-05-24 | 2010-07-28 | 2010-09-09
REIPR-06493 | REIP Solar | BATTERMANN |  | 7.525 | 13168.75 | Residential |  | MULLICA HILL | 8062 | 15 | NOGGINHAUS, LLC | AC Electric | No | Complete | 2010-03-02 | 2010-08-18 | 2011-02-07 | 2011-05-06
REIPR-06494 | REIP Solar | GESTETNER |  | 9.9 | 17325 | Residential |  | LAKEWOOD | 8701 | 18 | AROSA SOLAR ENERGY, INC | JCP&L | No | Complete | 2010-03-02 | 2010-06-11 | 2010-12-08 | 2011-02-25
REIPR-06495 | REIP Solar | GRIEBAU |  | 11.18 | 17500 | Residential |  | MILLVILLE | 8332 | 20 | RCL ENTERPRISES INC. | AC Electric | No | Complete | 2010-03-02 | 2010-07-30 | 2011-01-31 | 2011-04-13
REIPR-06497 | REIP Solar | PAGANO |  | 6.9 | 10716.56 | Residential |  | BRANCHVILLE | 7826 | 1 | EAST COAST ALTERNATIVE ENERGY | JCP&L | No | Complete | 2010-03-02 | 2010-04-16 | 2010-10-18 | 2010-11-30
REIPR-06499 | REIP Solar | BOTWIN |  | 10.58 | 17062.5 | Residential |  | FLORHAM PARK | 7932 | 3 | FUTURE SOLUTIONS CONTRACTING, LLC | JCP&L | No | Complete | 2010-03-02 | 2010-08-18 | 2010-12-22 | 2011-03-23
REIPR-06500 | REIP Solar | RODRIGUEZ |  | 5.805 | 10158.75 | Residential |  | CLIFTON | 7012 | 6 | 1ST LIGHT ENERGY, INC. | PSE&G BPU | No | Complete | 2010-03-02 | 2010-06-16 | 2010-10-27 | 2010-12-20
REIPR-06501 | REIP Solar | MASTROIANNI |  | 10.08 | 17500 | Residential |  | PRINCETON | 8540 | 12 | 1ST LIGHT ENERGY, INC. | PSE&G BPU | No | Complete | 2010-03-02 | 2010-08-18 | 2011-09-23 | 2011-11-09
REIPR-06502 | REIP Solar | WU |  | 6.3 | 11025 | Residential |  | LIVINGSTON | 7039 | 9 | ASTON SOLAR | PSE&G BPU | No | Complete | 2010-03-02 | 2010-11-19 | 2011-03-23 | 2011-06-20
REIPR-06503 | REIP Solar | CLAYTON |  | 6.45 | 9997.5 | Residential |  | CLAYTON | 8312 | 15 | RCL ENTERPRISES INC. | AC Electric | No | Complete | 2010-03-02 | 2010-08-18 | 2011-01-31 | 2011-04-13
REIPR-06504 | REIP Solar | POST |  | 6.075 | 9416.25 | Residential |  | LITTLE FALLS | 7424 | 6 | GEOGENIX | PSE&G BPU | No | Complete | 2010-03-02 | 2010-06-03 | 2010-10-08 | 2010-11-30
REIPR-06505 | REIP Solar | BUTENSKY |  | 8.1 | 12555 | Residential | 0 | WEST ORANGE | 7052 | 9 | ABSOLUTELY ENERGIZED SOLAR, LLC | PSE&G BPU | No | Complete | 2010-03-02 | 2010-06-11 | 2010-09-17 | 2010-10-29
REIPR-06506 | REIP Solar | VAN CLEVE | MERIDIAN HOLDINGS INC. | 6.72 | 6048 | Commercial |  | HAMILTION | 8610 | 12 | GRO SOLAR | PSE&G BPU | No | Complete | 2010-03-02 | 2010-08-09 | 2011-06-10 | 2011-07-25
REIPR-06507 | REIP Solar | MACDUFF |  | 9.9 | 17325 | Residential |  | ATCO | 8004 | 14 | SOLAR SOLUTIONS LLC | AC Electric | No | Complete | 2010-03-05 | 2010-11-29 | 2011-08-30 | 2011-11-01
REIPR-06508 | REIP Solar | SANZONE | LITTLE ITALY RESTAURANT | 14.43 | 12960 | Commercial |  | WILDWOOD CREST | 8260 | 21 | CORBIN SOLAR SOLUTIONS, LLC | AC Electric | No | Complete | 2010-03-02 | 2010-07-09 | 2010-10-12 | 2010-11-30
REIPR-06509 | REIP Solar | BOLESTA |  | 8.4 | 13020 | Residential |  | SOUTH PLAINFIELD | 7080 | 11 | 1ST LIGHT ENERGY, INC. | PSE&G BPU | No | Complete | 2010-03-02 | 2010-10-04 | 2011-04-18 | 2011-06-20
REIPR-06510 | REIP Solar | PRONOVOST |  | 6.45 | 9997.5 | Residential |  | PORT REPUBLIC | 8241 | 19 | RENERGY, INC. | AC Electric | No | Complete | 2010-03-02 | 2010-05-11 | 2010-10-19 | 2010-12-20
REIPR-06511 | REIP Solar | TOMASCH |  | 4.2 | 7350 | Residential | 0 | HAINESPORT | 8036 | 13 | RENERGY, INC. | PSE&G BPU | No | Complete | 2010-03-02 | 2010-04-26 | 2010-07-28 | 2010-09-09
REIPR-06512 | REIP Solar | CHAMPION |  | 8.19 | 14332.5 | Residential |  | MULLICA HILL | 8062 | 15 | SOLULAR LLC/RWD CONSULTANTS | AC Electric | No | Complete | 2010-03-02 | 2010-09-08 | 2011-01-31 | 2011-04-13
REIPR-06513 | REIP Solar | DOLON | TII ENVIRONMENTAL | 50 | 50000 | Commercial |  | MOORESTOWN | 8057 | 13 | TRINITY HEATING AND AIR | PSE&G BPU | No | Complete | 2010-03-02 | 2010-06-17 | 2011-03-31 | 2011-06-20
REIPR-06514 | REIP Solar | TILDEN |  | 4.18 | 6479 | Residential | 0 | MAPLEWOOD | 7040 | 9 | A-TOP ALTERNATIVE ENERGY | PSE&G BPU | No | Complete | 2010-03-02 | 2010-06-07 | 2012-02-09 | 2012-05-31
REIPR-06515 | REIP Solar | PULCINELLA |  | 5.184 | 9072 | Residential |  | COLUMBUS | 8022 | 13 | ECO-MERICA INC. | PSE&G BPU | No | Complete | 2010-03-02 | 2010-03-24 | 2010-08-24 | 2010-10-29
REIPR-06516 | REIP Solar | BEATTIE | BOROUGH OF PARK RIDGE UTILITIES | 30.25 | 29700 | Government Facility |  | PARK RIDGE | 7656 | 7 | PFISTER MAINTENANCE, INC. | Unknown | No | Complete | 2010-03-02 | 2010-10-15 | 2010-12-30 | 2011-03-23
REIPR-06517 | REIP Solar | VARGA |  | 7.755 | 13571.25 | Residential |  | UNION | 7083 | 10 | SOLAR ENGINEERING OF NJ | PSE&G BPU | No | Complete | 2010-03-02 | 2010-12-23 | 2011-06-06 | 2011-07-25
REIPR-06518 | REIP Solar | KAHN |  | 6.9 | 12075 | Residential |  | LINCROFT | 7738 | 17 | SUNRAY SOLAR, INC. | JCP&L | No | Complete | 2010-03-02 | 2010-05-06 | 2010-09-02 | 2010-10-29
REIPR-06519 | REIP Solar | MENDITTO |  | 6.075 | 10631.25 | Residential | 0 | COLUMBUS | 8022 | 13 | GEOGENIX | PSE&G BPU | No | Complete | 2010-03-02 | 2010-06-04 | 2010-09-17 | 2010-10-29
REIPR-06520 | REIP Solar | PALITZ |  | 6.75 | 10462.5 | Residential |  | COLUMBUS | 8022 | 13 | GEOGENIX | PSE&G BPU | No | Complete | 2010-03-02 | 2010-06-04 | 2010-10-08 | 2010-11-30
REIPR-06521 | REIP Solar | BAYNE |  | 6.845 | 11978.75 | Residential |  | STEWARTSVILLE | 8886 | 2 | NJ SOLAR POWER, LLC | JCP&L | No | Complete | 2010-03-02 | 2010-08-17 | 2011-05-19 | 2011-07-29
REIPR-06522 | REIP Solar | MATTHEWS | EAST COAST STEEL INC | 49.92 | 44928 | Commercial |  | SEWELL | 8080 | 15 | TRINITY HEATING AND AIR | AC Electric | No | Complete | 2010-03-02 | 2010-08-26 | 2010-11-17 | 2011-01-07
REIPR-06523 | REIP Solar | MATTHEWS | EAST COAST STEEL INC | 49.92 | 44928 | Commercial |  | SEWELL | 8080 | 15 | TRINITY HEATING AND AIR | AC Electric | No | Complete | 2010-03-02 | 2010-08-26 | 2010-11-17 | 2011-01-07
REIPR-06525 | REIP Solar | LESHNER |  | 5.4 | 9450 | Residential |  | COLUMBUS | 8022 | 13 | GEOGENIX | PSE&G BPU | No | Complete | 2010-03-02 | 2010-06-04 | 2010-08-24 | 2010-10-29
REIPR-06526 | REIP Solar | REINHARDT |  | 8.55 | 13252.5 | Residential |  | COLUMBUS | 8022 | 13 | GEOGENIX | PSE&G BPU | No | Complete | 2010-03-02 | 2010-06-04 | 2010-10-08 | 2010-11-30
REIPR-06535 | REIP Solar | HEICKLEN | JERSEY POOLS & SPAS INC | 48.3 | 48300 | Commercial |  | MEDFORD | 8055 | 13 | ASC SOLAR SOLUTIONS, LLC | PSE&G BPU | No | Complete | 2010-03-02 | 2010-10-19 | 2011-02-03 | 2011-05-06
REIPR-06536 | REIP Solar | HEICKLEN |  | 9.87 | 15298.5 | Residential |  | MEDFORD LAKES | 8055 | 13 | ASC SOLAR SOLUTIONS, LLC | PSE&G BPU | No | Complete | 2010-03-02 | 2011-11-16 | 2012-01-11 | 2012-04-04
REIPR-06544 | REIP Solar | PELTZ | MJK ELECTRIC | 33.605 | 33605 | Commercial | 0 | BERLIN | 8009 | 14 | RAY ANGELINI, INC. | AC Electric | No | Complete | 2010-03-02 | 2010-03-15 | 2010-05-18 | 2010-07-07
REIPR-06545 | REIP Solar | JOHANNESSEN |  | 5.7 | 9975 | Residential |  | HAZLET | 7730 | 17 | GARDEN STATE SOLAR LLC | JCP&L | No | Complete | 2010-03-02 | 2010-06-03 | 2011-03-09 | 2011-05-06
REIPR-06546 | REIP Solar | FOLEY |  | 6 | 9300 | Residential |  | MANALAPAN | 7726 | 17 | TRINITY HEATING AND AIR | JCP&L | No | Complete | 2010-03-02 | 2010-04-12 | 2010-09-02 | 2010-10-29
REIPR-06547 | REIP Solar | FREEMAN |  | 6.58 | 9982 | Residential |  | MILLVILLE | 8332 | 20 | MERCURY SOLAR SYSTEMS | AC Electric | No | Complete | 2010-03-02 | 2010-08-04 | 2010-10-08 | 2010-11-30
REIPR-06548 | REIP Solar | BOHANAN |  | 4.92 | 7226 | Residential |  | OLD BRIDGE | 8857 | 11 | RELIABLE POWER SERVICES, INC. | JCP&L | No | Complete | 2010-03-02 | 2010-05-26 | 2011-03-09 | 2011-05-06
REIPR-06550 | REIP Solar | LAM |  | 7.36 | 11051.5 | Residential |  | EATONTOWN | 7724 | 17 | SEA BRIGHT SOLAR, LLC | JCP&L | No | Complete | 2010-03-02 | 2010-06-21 | 2010-12-08 | 2011-02-25
REIPR-06551 | REIP Solar | KOPP | KOPP MANAGEMENT 1184 LLC | 7.56 | 6804 | Commercial |  | TOMS RIVER | 8753 | 18 | KOPP ELECTRIC COMPANY | JCP&L | No | Complete | 2010-03-02 | 2010-05-11 | 2010-09-02 | 2010-10-29
REIPR-06552 | REIP Solar | DEAN |  | 11.76 | 17500 | Residential |  | BRIDGETON | 8302 | 20 | MERCURY SOLAR SYSTEMS | AC Electric | No | Complete | 2010-03-02 | 2010-11-06 | 2011-09-29 | 2011-11-09
REIPR-06553 | REIP Solar | NG |  | 9.9 | 8910 | Residential | 1 | GALLOWAY | 8205 | 19 | MERCURY SOLAR SYSTEMS | AC Electric | No | Complete | 2010-03-02 | 2011-01-18 | 2011-08-24 | 2011-11-01
REIPR-06554 | REIP Solar | WILFORD |  | 6 | 9300 | Residential |  | MILLVILLE | 8332 | 20 | MERCURY SOLAR SYSTEMS | AC Electric | No | Complete | 2010-03-02 | 2010-06-04 | 2010-10-19 | 2010-12-20
REIPR-06555 | REIP Solar | PRIEST |  | 7.74 | 13545 | Residential |  | WILLIAMSTOWN | 8094 | 15 | RCL ENTERPRISES INC. | AC Electric | No | Complete | 2010-03-02 | 2010-05-11 | 2010-12-08 | 2011-02-25
REIPR-06556 | REIP Solar | BRICKNER |  | 5.52 | 8556 | Residential |  | SEWELL | 8080 | 15 | RCL ENTERPRISES INC. | AC Electric | No | Complete | 2010-03-02 | 2010-05-20 | 2010-08-24 | 2010-10-29
REIPR-06557 | REIP Solar | BRANDS | TRI-STATE FENCE & SUPPLY | 5.64 | 5076 | Commercial |  | WANTAGE | 7461 | 1 | EAST COAST ALTERNATIVE ENERGY | JCP&L | No | Complete | 2010-03-02 | 2010-04-16 | 2010-09-02 | 2010-10-29
REIPR-06558 | REIP Solar | BRANDS |  | 9.165 | 16038.75 | Residential | 0 | WANTAGE | 7461 | 1 | EAST COAST ALTERNATIVE ENERGY | JCP&L | No | Complete | 2010-03-02 | 2010-04-13 | 2010-07-28 | 2010-09-09
REIPR-06560 | REIP Solar | SCHWENGER |  | 9.2 | 14260 | Residential |  | PORT REPUBLIC | 8241 | 19 | SELF INSTALL | AC Electric | No | Complete | 2010-03-02 | 2010-07-29 | 2010-12-01 | 2011-01-07
REIPR-06561 | REIP Solar | DILWORTH |  | 5.07 | 7657 | Residential |  | CAPE MAY | 8204 | 21 | SOLAR WORKS NJ | AC Electric | No | Complete | 2010-03-02 | 2010-05-24 | 2011-01-31 | 2011-04-13
REIPR-06562 | REIP Solar | DONNELLY |  | 9.87 | 17272.5 | Residential |  | ANNANDALE | 8801 | 4 | THE ENTECH GROUP | JCP&L | No | Complete | 2010-03-02 | 2010-10-08 | 2011-04-18 | 2011-06-20
REIPR-06563 | REIP Solar | MIHALKO | DO-IT-YOURSELF, INC | 46.92 | 42228 | Commercial |  | EAST HANOVER | 7936 | 3 | E2ECTA, INC. | JCP&L | No | Complete | 2010-03-02 | 2010-09-01 | 2010-12-30 | 2011-03-23
REIPR-06564 | REIP Solar | ADAMS |  | 10 | 15500 | Residential |  | STEWARTSVILLE | 8886 | 2 | TRINITY HEATING AND AIR | JCP&L | No | Complete | 2010-03-02 | 2010-05-11 | 2010-08-24 | 2010-10-29
REIPR-06565 | REIP Solar | STETSER | ST. PAULS UNITED METHODIST CHURCH | 16.56 | 12096 | Non Profit |  | PORT REPUBLIC | 8241 | 19 | SELF INSTALL | AC Electric | No | Complete | 2010-03-02 | 2010-07-01 | 2010-12-30 | 2011-03-23
REIPR-06566 | REIP Solar | COTTON | ASBURY FARMS LP | 20.7 | 18630 | Commercial |  | WASHINGTON | 7882 | 2 | EAST COAST ALTERNATIVE ENERGY | JCP&L | No | Complete | 2010-03-02 | 2010-08-09 | 2010-12-30 | 2011-03-23
REIPR-06567 | REIP Solar | JAMNA |  | 1.8 | 2790 | Residential |  | PARSIPPANY | 7054 | 3 | SELF INSTALL | JCP&L | No | Complete | 2010-03-02 | 2011-03-16 | 2011-06-06 | 2011-07-25
REIPR-06568 | REIP Solar | LACHMAN |  | 10.15 | 17500 | Residential |  | SPARTA | 7871 | 1 | EAST COAST ALTERNATIVE ENERGY | JCP&L | No | Complete | 2010-03-02 | 2010-06-04 | 2011-09-15 | 2011-11-09
REIPR-06569 | REIP Solar | KRAUSE |  | 9.9 | 17325 | Residential |  | TOWACO | 7082 | 3 | MERCURY SOLAR SYSTEMS | JCP&L | No | Complete | 2010-03-02 | 2010-10-12 | 2010-12-29 | 2011-03-23
REIPR-06570 | REIP Solar | VISLOCKY |  | 6.3 | 11025 | Residential |  | MANCHESTER | 8759 | 18 | KOPP ELECTRIC COMPANY | JCP&L | No | Complete | 2010-03-02 | 2010-05-20 | 2010-08-24 | 2010-10-29
REIPR-06573 | REIP Solar | NEMETH | NORMANDY REAL ESTATE PARTNERS | 49.5 | 44550 | Commercial | 1 | FLORHAM PARK | 7932 | 3 | PRO-TECH ENERGY SOLUTIONS | JCP&L | No | Complete | 2010-03-02 | 2011-01-21 | 2011-05-19 | 2011-07-29
REIPR-06578 | REIP Solar | NEMETH | NORMANDY REAL ESTATE PARTNERS | 49.5 | 44550 | Commercial | 1 | FLORHAM PARK | 7932 | 3 | PRO-TECH ENERGY SOLUTIONS | JCP&L | No | Complete | 2010-03-02 | 2011-01-21 | 2011-03-31 | 2011-06-20
REIPR-06580 | REIP Solar | NEMETH | NORMANDY REAL ESTATE PARTNERS | 49.5 | 44550 | Commercial | 1 | FLORHAM PARK | 7932 | 3 | PRO-TECH ENERGY SOLUTIONS | JCP&L | No | Complete | 2010-03-02 | 2011-01-21 | 2011-03-31 | 2011-06-20
REIPR-06582 | REIP Solar | NEMETH | NORMANDY REAL ESTATE PARTNERS | 49.5 | 44550 | Commercial | 1 | FLORHAM PARK | 7932 | 3 | PRO-TECH ENERGY SOLUTIONS | JCP&L | No | Complete | 2010-03-02 | 2011-01-21 | 2011-03-31 | 2011-06-20
REIPR-06583 | REIP Solar | RIGGIN |  | 9.87 | 15298.5 | Residential |  | MAYS LANDING | 8330 | 19 | MERCURY SOLAR SYSTEMS | AC Electric | No | Complete | 2010-03-02 | 2010-07-16 | 2010-10-08 | 2010-11-30
REIPR-06584 | REIP Solar | MCCULLOUGH |  | 9.9 | 15345 | Residential | 0 | MICKLETON | 8056 | 15 | MERCURY SOLAR SYSTEMS | AC Electric | No | Complete | 2010-03-02 | 2010-04-26 | 2010-07-28 | 2010-09-09
REIPR-06585 | REIP Solar | SALVATORE |  | 5.64 | 9870 | Residential |  | TOMS RIVER | 8755 | 18 | MERCURY SOLAR SYSTEMS | JCP&L | No | Complete | 2010-03-02 | 2010-07-02 | 2010-12-01 | 2011-01-07
REIPR-06586 | REIP Solar | SCHUTZ |  | 10.12 | 17500 | Residential |  | PORT REPUBLIC | 8241 | 19 | GO SOLAR ELECTRIC, LLC | AC Electric | No | Complete | 2010-03-02 | 2011-02-25 | 2011-04-18 | 2011-06-20
REIPR-06587 | REIP Solar | STOSHEK |  | 9.87 | 17272.5 | Residential |  | FORKED RIVER | 8731 | 18 | MERCURY SOLAR SYSTEMS | JCP&L | No | Complete | 2010-03-02 | 2010-07-15 | 2010-12-29 | 2011-03-23
REIPR-06588 | REIP Solar | BIEGELEISON | GERSHON BIEGELEISON & CO. CPA | 18.06 | 16254 | Commercial |  | LAKEWOOD | 8701 | 18 | PURHARVEST ENERGY, LLC LAKEWOOD | JCP&L | No | Complete | 2010-03-02 | 2010-05-18 | 2010-09-02 | 2010-10-29
REIPR-06590 | REIP Solar | WURST |  | 8.46 | 13113 | Residential |  | WARETOWN | 8758 | 18 | MERCURY SOLAR SYSTEMS | JCP&L | No | Complete | 2010-03-02 | 2010-06-09 | 2011-06-27 | 2011-09-14
REIPR-06591 | REIP Solar | BERGEN |  | 6.08 | 10640 | Residential |  | MANAHAWKIN | 8050 | 18 | CORBIN SOLAR SOLUTIONS, LLC | AC Electric | No | Complete | 2010-03-02 | 2010-07-01 | 2010-10-12 | 2010-11-30
REIPR-06592 | REIP Solar | HOLBROOK |  | 13.2 | 17062.5 | Residential |  | EGG HARBOR TWP | 8234 | 19 | A-TOP ALTERNATIVE ENERGY | AC Electric | No | Complete | 2010-03-02 | 2010-04-30 | 2010-12-29 | 2011-03-23
REIPR-06593 | REIP Solar | MEYER |  | 6.45 | 11287.5 | Residential | 0 | BARNEGAT | 8005 | 18 | CORBIN SOLAR SOLUTIONS, LLC | AC Electric | No | Complete | 2010-03-02 | 2010-04-26 | 2010-07-28 | 2010-09-09
REIPR-06594 | REIP Solar | CHAN |  | 8.55 | 14962.5 | Residential | 0 | BASKING RIDGE | 7920 | 5 | CLEAN ENERGY USA | JCP&L | No | Complete | 2010-03-02 | 2010-03-31 | 2010-07-28 | 2010-09-09
REIPR-06595 | REIP Solar | JORDAN |  | 10 | 17500 | Residential |  | SEA ISLE CITY | 8243 | 21 | TRINITY HEATING AND AIR | AC Electric | No | Complete | 2010-03-02 | 2010-04-22 | 2010-12-08 | 2011-02-25
REIPR-06596 | REIP Solar | BAUS |  | 6.44 | 9920 | Residential |  | FRANKLINVILLE | 8322 | 15 | MERCURY SOLAR SYSTEMS | AC Electric | No | Complete | 2010-03-02 | 2010-07-16 | 2010-12-08 | 2011-02-25
REIPR-06597 | REIP Solar | CONTE |  | 2.15 | 3762.5 | Residential | 0 | CAPE MAY COURT HOUSE | 8210 | 21 | MERCURY SOLAR SYSTEMS | AC Electric | No | Complete | 2010-03-02 | 2010-04-29 | 2010-09-01 | 2010-10-29
REIPR-06622 | REIP Solar | BOSMA |  | 9.84 | 14322 | Residential |  | SUSSEX | 7461 | 1 | BOZ ELECTRICAL CONTRACTORS INC | JCP&L | No | Complete | 2010-03-02 | 2010-06-24 | 2010-12-01 | 2011-01-07
REIPR-06632 | REIP Solar | BOSMA | BOZ ELECTRICAL CONTRACTORS, INC | 49.95 | 44955 | Commercial |  | VERNON | 7462 | 1 | BOZ ELECTRICAL CONTRACTORS INC | JCP&L | No | Complete | 2010-03-02 | 2010-07-19 | 2010-10-12 | 2010-11-30
REIPR-06636 | REIP Solar | SULLIVAN |  | 4.23 | 7245 | Residential |  | WAYNE | 7470 | 6 | HIGHLANDS SOLAR ELECTRIC CO, LLC | PSE&G BPU | No | Complete | 2010-03-17 | 2010-06-21 | 2010-10-19 | 2010-12-20
REIPR-06637 | REIP Solar | O'GRADY |  | 9.24 | 14260 | Residential |  | ROBBINSVILLE | 8691 | 12 | TRINITY HEATING AND AIR | PSE&G BPU | No | Complete | 2010-03-17 | 2010-06-21 | 2010-10-12 | 2010-11-30
REIPR-06638 | REIP Solar | MENDEZ |  | 6 | 9300 | Residential |  | KENDALL PARK | 8824 | 11 | PLAINFIELD RESTORATION AND REPRODUCTION | PSE&G BPU | No | Complete | 2010-03-17 | 2010-07-15 | 2010-12-29 | 2011-03-23
REIPR-06639 | REIP Solar | PADELA |  | 6.3 | 9765 | Residential |  | TEANECK | 7666 | 7 | MERCURY SOLAR SYSTEMS | PSE&G BPU | No | Complete | 2010-03-17 | 2010-07-22 | 2010-10-19 | 2010-12-20
REIPR-06640 | REIP Solar | HOGAN | HOGAN SELF STORAGE | 42.3 | 42300 | Commercial |  | PENNINGTON | 8534 | 12 | JERSEY SOLAR, LLC | PSE&G BPU | No | Complete | 2010-03-17 | 2010-09-02 | 2010-11-17 | 2011-01-07
REIPR-06641 | REIP Solar | STEIN |  | 5.94 | 10395 | Residential |  | CHERRY HILL | 8003 | 14 | SOLAR WORKS NJ | PSE&G BPU | No | Complete | 2010-03-17 | 2010-07-27 | 2010-10-12 | 2010-11-30
REIPR-06642 | REIP Solar | MOSCHETTA |  | 10.32 | 17500 | Residential |  | LITTLE FALLS | 7424 | 6 | 1ST LIGHT ENERGY, INC. | PSE&G BPU | No | Complete | 2010-03-17 | 2010-06-17 | 2011-11-17 | 2012-01-25
REIPR-06643 | REIP Solar | KUCHNER |  | 8.385 | 12052.86 | Residential |  | WESTFIELD | 7090 | 10 | 1ST LIGHT ENERGY, INC. | PSE&G BPU | No | Complete | 2010-03-17 | 2010-09-30 | 2011-03-28 | 2011-06-20
REIPR-06644 | REIP Solar | MATHEIS |  | 6.4 | 9920 | Residential |  | LUMBERTON | 8048 | 13 | TRINITY HEATING AND AIR | PSE&G BPU | No | Complete | 2010-03-17 | 2010-05-11 | 2010-08-24 | 2010-10-29
REIPR-06645 | REIP Solar | HERRICK |  | 35.7 | 17500 | Residential |  | HAMILTON | 8620 | 12 | CORBIN SOLAR SOLUTIONS, LLC | PSE&G BPU | No | Complete | 2010-03-17 | 2010-07-19 | 2011-03-09 | 2011-05-06
REIPR-06646 | REIP Solar | AGRESTO |  | 10.12 | 17500 | Residential |  | MOORESTOWN | 8057 | 13 | RCL ENTERPRISES INC. | PSE&G BPU | No | Complete | 2010-03-17 | 2010-08-04 | 2011-03-28 | 2011-06-20
REIPR-06647 | REIP Solar | LEE |  | 6.3 | 11025 | Residential |  | ENGLEWOOD | 7631 | 7 | AEON SOLAR | PSE&G BPU | No | Complete | 2010-03-17 | 2010-09-02 | 2010-12-29 | 2011-03-23
REIPR-06648 | REIP Solar | ABUCHOWSKI |  | 13.11 | 17500 | Residential |  | VINELAND | 8361 | 20 | MERCURY SOLAR SYSTEMS | Vineland Muni Elec | No | Complete | 2010-03-17 | 2010-06-07 | 2010-09-09 | 2010-10-29
REIPR-06651 | REIP Solar | OLIPHANT |  | 5.64 | 8742 | Residential |  | MOUNT HOLLY | 8060 | 13 | MERCURY SOLAR SYSTEMS | PSE&G BPU | No | Complete | 2010-03-17 | 2010-07-02 | 2010-10-19 | 2010-12-20
REIPR-06660 | REIP Solar | SMITH | NORMANDY REAL ESTATE PARTNERS | 49.5 | 44550 | Commercial | 1 | BRIDGEWATER | 8807 | 5 | PRO-TECH ENERGY SOLUTIONS | PSE&G BPU | No | Complete | 2010-03-17 | 2010-12-08 | 2011-02-03 | 2011-05-06
REIPR-06661 | REIP Solar | SMITH | NORMANDY REAL ESTATE PARTNERS | 49.5 | 44550 | Commercial | 1 | BRIDGEWATER | 8807 | 5 | PRO-TECH ENERGY SOLUTIONS | PSE&G BPU | No | Complete | 2010-03-17 | 2010-12-08 | 2011-02-03 | 2011-05-06
REIPR-06662 | REIP Solar | SMITH | NORMANDY REAL ESTATE PARTNERS | 49.5 | 44550 | Commercial | 1 | BRIDGEWATER | 8807 | 5 | PRO-TECH ENERGY SOLUTIONS | PSE&G BPU | No | Complete | 2010-03-17 | 2010-12-08 | 2011-02-03 | 2011-05-06
REIPR-06663 | REIP Solar | SMITH | NORMANDY REAL ESTATE PARTNERS | 49.5 | 44550 | Commercial | 1 | BRIDGEWATER | 7960 | 3 | PRO-TECH ENERGY SOLUTIONS | PSE&G BPU | No | Complete | 2010-03-17 | 2010-12-08 | 2011-02-03 | 2011-05-06
REIPR-06664 | REIP Solar | TREEN |  | 2.76 | 4278 | Residential |  | CHERRY HILL | 8003 | 14 | RENERGY, INC. | PSE&G BPU | No | Complete | 2010-03-17 | 2010-06-29 | 2010-10-08 | 2010-11-30
REIPR-06665 | REIP Solar | MORIN |  | 4.68 | 7068 | Residential |  | MAPLEWOOD | 7040 | 9 | DPR ELECTRIC, INC | PSE&G BPU | No | Complete | 2010-03-17 | 2010-04-26 | 2010-12-01 | 2011-01-07
REIPR-06666 | REIP Solar | PATEL |  | 6.09 | 9300 | Residential |  | JERSEY CITY | 7306 | 8 | 1ST LIGHT ENERGY, INC. | PSE&G BPU | No | Complete | 2010-03-17 | 2010-12-30 | 2011-03-28 | 2011-06-20
REIPR-06667 | REIP Solar | GASKILL |  | 35.88 | 17500 | Residential |  | WOODSTOWN | 8098 | 16 | RCL ENTERPRISES INC. | AC Electric | No | Complete | 2010-03-17 | 2010-06-03 | 2010-09-02 | 2010-10-29
REIPR-06668 | REIP Solar | BRYNE | J. BYRNE AGENCY, INC | 14.04 | 12636 | Commercial |  | CAPE MAY COURT HOUSE | 8260 | 21 | CAMBRIA SOLAR LLC | AC Electric | No | Complete | 2010-03-17 | 2010-08-05 | 2010-11-17 | 2011-01-07
REIPR-06669 | REIP Solar | NESBITT |  | 8.4 | 13020 | Residential |  | CAPE MAY COURT HOUSE | 8210 | 21 | A-TOP ALTERNATIVE ENERGY | AC Electric | No | Complete | 2010-03-17 | 2010-04-30 | 2010-12-01 | 2011-01-07
REIPR-06670 | REIP Solar | PHILLIPS | MERIDIAN SOLAR PARTNERS | 15.04 | 15000 | Commercial | 1 | EATONTOWN | 7724 | 17 | TRINITY HEATING AND AIR | JCP&L | No | Complete | 2010-03-17 | 2010-11-08 | 2011-06-10 | 2011-07-25
REIPR-06671 | REIP Solar | PHILLIPS | 2022 MERIDIAN HOLDINGS, LLC | 26.79 | 26790 | Commercial | 1 | EATONTOWN | 7724 | 17 | TRINITY HEATING AND AIR | JCP&L | No | Complete | 2010-03-17 | 2010-11-08 | 2011-06-10 | 2011-07-25
REIPR-06672 | REIP Solar | PHILLIPS | 2022 MERIDIAN LLC | 21.855 | 21855 | Commercial | 1 | EATONTOWN | 7724 | 17 | TRINITY HEATING AND AIR | JCP&L | No | Complete | 2010-03-17 | 2010-11-08 | 2011-06-10 | 2011-07-25
REIPR-06673 | REIP Solar | PHILLIPS | FASTENAL CO. | 49.35 | 49350 | Commercial |  | EATONTOWN | 7724 | 17 | TRINITY HEATING AND AIR | JCP&L | No | Complete | 2010-03-17 | 2010-11-08 | 2011-06-10 | 2011-07-25
REIPR-06674 | REIP Solar | PHILLIPS | KAWASAKI MOTORS CORP USA | 20.21 | 20010 | Commercial | 1 | EATONTOWN | 7724 | 17 | TRINITY HEATING AND AIR | JCP&L | No | Complete | 2010-03-17 | 2010-11-08 | 2011-06-10 | 2011-07-25
REIPR-06675 | REIP Solar | PHILLIPS | ELITE ENTERTAINMENT INC | 22.56 | 22400 | Commercial | 1 | EATONTOWN | 7724 | 17 | TRINITY HEATING AND AIR | JCP&L | No | Complete | 2010-03-17 | 2010-11-08 | 2011-06-10 | 2011-07-25
REIPR-06676 | REIP Solar | PHILLIPS | ELDRIDGE TEXTILE INC. | 14.1 | 13600 | Commercial | 1 | EATONTOWN | 7724 | 17 | TRINITY HEATING AND AIR | JCP&L | No | Complete | 2010-03-17 | 2010-11-08 | 2011-06-10 | 2011-07-25
REIPR-06677 | REIP Solar | PHILLIPS | PUBLISHERS CIRCULATION FULFILLMENT | 14.1 | 14100 | Commercial | 1 | EATONTOWN | 7724 | 17 | TRINITY HEATING AND AIR | JCP&L | No | Complete | 2010-03-17 | 2010-11-08 | 2011-06-10 | 2011-07-25
REIPR-06678 | REIP Solar | PHILLIPS | AOS THERMAL COMPOUND | 12.69 | 12690 | Commercial |  | EATONTOWN | 7724 | 17 | TRINITY HEATING AND AIR | JCP&L | No | Complete | 2010-03-17 | 2010-11-09 | 2011-06-10 | 2011-07-25
REIPR-06679 | REIP Solar | PHILLIPS | AOS THERMAL COMPOUND | 27.495 | 27400 | Commercial | 1 | EATONTOWN | 7724 | 17 | TRINITY HEATING AND AIR | JCP&L | No | Complete | 2010-03-17 | 2010-11-08 | 2011-06-10 | 2011-07-25
REIPR-06680 | REIP Solar | PHILLIPS | BEST ITEMS INT'L | 26.085 | 26085 | Commercial | 1 | EATONTOWN | 7724 | 17 | TRINITY HEATING AND AIR | JCP&L | No | Complete | 2010-03-17 | 2010-11-08 | 2011-06-10 | 2011-07-25
REIPR-06681 | REIP Solar | PHILLIPS | NEPHROLOGY-HYPERTENS ASSOC | 47.94 | 47940 | Commercial |  | EATONTOWN | 7724 | 17 | TRINITY HEATING AND AIR | JCP&L | No | Complete | 2010-03-17 | 2010-11-08 | 2011-06-10 | 2011-07-25
REIPR-06682 | REIP Solar | PHILLIPS | BIOTECH ATLANTIC INC | 18.8 | 18400 | Commercial |  | EATONTOWN | 7724 | 17 | TRINITY HEATING AND AIR | JCP&L | No | Complete | 2010-03-17 | 2010-11-08 | 2011-06-10 | 2011-07-25
REIPR-06683 | REIP Solar | PHILLIPS | SIX INDUSTRIAL WAY HOLDINGS, LLC | 49.35 | 49350 | Commercial | 1 | EATONTOWN | 7724 | 17 | TRINITY HEATING AND AIR | JCP&L | No | Complete | 2010-03-17 | 2010-11-08 | 2011-06-10 | 2011-07-25
REIPR-06684 | REIP Solar | PHILLIPS | SIX INDUSTRIAL WAY HOLDINGS, LLC | 49.35 | 49350 | Commercial | 1 | EATONTOWN | 7724 | 17 | TRINITY HEATING AND AIR | JCP&L | No | Complete | 2010-03-17 | 2010-11-08 | 2011-06-10 | 2011-07-25
REIPR-06685 | REIP Solar | PHILLIPS | SIX INDUSTRIAL WAY HOLDINGS, LLC | 49.35 | 49350 | Commercial | 1 | EATONTOWN | 7724 | 17 | TRINITY HEATING AND AIR | JCP&L | No | Complete | 2010-03-17 | 2010-11-08 | 2011-06-10 | 2011-07-25
REIPR-06686 | REIP Solar | PHILLIPS | GENERAL FLOOR | 26.79 | 26790 | Commercial | 1 | EATONTOWN | 7724 | 17 | TRINITY HEATING AND AIR | JCP&L | No | Complete | 2010-03-17 | 2010-11-08 | 2011-06-10 | 2011-07-25
REIPR-06687 | REIP Solar | PHILLIPS | 2 INDUSTRIAL WAY ASSOC LLC | 49.5 | 49500 | Commercial | 1 | EATONTOWN | 7724 | 17 | TRINITY HEATING AND AIR | JCP&L | No | Complete | 2010-03-17 | 2010-09-21 | 2011-06-10 | 2011-07-25
REIPR-06688 | REIP Solar | PHILLIPS | 2 INDUSTRIAL WAY ASSOC. LLC | 22.44 | 22440 | Commercial | 1 | EATONTOWN | 7724 | 17 | TRINITY HEATING AND AIR | JCP&L | No | Complete | 2010-03-17 | 2010-09-21 | 2011-06-10 | 2011-07-25
REIPR-06689 | REIP Solar | PHILLIPS | PACKETSTORM COMMUNICATIONS | 49.35 | 49350 | Commercial | 1 | EATONTOWN | 7724 | 17 | TRINITY HEATING AND AIR | JCP&L | No | Complete | 2010-03-17 | 2010-11-08 | 2011-06-10 | 2011-07-25
REIPR-06690 | REIP Solar | PHILLIPS | RALPH SUTTON | 23.265 | 23265 | Commercial | 1 | EATONTOWN | 7724 | 17 | TRINITY HEATING AND AIR | JCP&L | No | Complete | 2010-03-17 | 2010-11-08 | 2011-06-10 | 2011-07-25
REIPR-06691 | REIP Solar | PHILLIPS | THE ARC OF MONMOUTH INC | 30.08 | 30000 | Commercial |  | EATONTOWN | 7724 | 17 | TRINITY HEATING AND AIR | JCP&L | No | Complete | 2010-03-17 | 2010-11-08 | 2011-06-10 | 2011-07-25
REIPR-06692 | REIP Solar | TILLSON |  | 7.02 | 12285 | Residential |  | WEST WINDSOR | 8850 | 11 | DPR ELECTRIC, INC | PSE&G BPU | No | Complete | 2010-03-17 | 2010-09-22 | 2011-02-07 | 2011-05-06
REIPR-06694 | REIP Solar | SICULIANO |  | 3.12 | 4712 | Residential |  | WAYNE | 7470 | 6 | DPR ELECTRIC, INC | PSE&G BPU | No | Complete | 2010-03-17 | 2010-04-26 | 2010-12-01 | 2011-01-07
REIPR-06695 | REIP Solar | BUCCALO |  | 4.68 | 7068 | Residential |  | SUSSEX | 7461 | 1 | DPR ELECTRIC, INC | JCP&L | No | Complete | 2010-03-17 | 2010-12-02 | 2011-03-09 | 2011-05-06
REIPR-06696 | REIP Solar | SHI |  | 4.725 | 7323.75 | Residential |  | PLAINSBORO | 8536 | 11 | ASTON SOLAR | PSE&G BPU | No | Complete | 2010-03-17 | 2010-09-02 | 2011-03-09 | 2011-05-06
REIPR-06697 | REIP Solar | HIGGS |  | 6.02 | 10535 | Residential |  | HAINESPORT | 8036 | 13 | CORBIN SOLAR SOLUTIONS, LLC | PSE&G BPU | No | Complete | 2010-03-17 | 2010-05-17 | 2010-09-02 | 2010-10-29
REIPR-06698 | REIP Solar | BRAY |  | 9.89 | 17307.5 | Residential |  | WHITING | 8759 | 18 | CORBIN SOLAR SOLUTIONS, LLC | JCP&L | No | Complete | 2010-03-17 | 2010-05-20 | 2010-08-24 | 2010-10-29
REIPR-06699 | REIP Solar | JUNG |  | 6.45 | 9997.5 | Residential | 0 | BURLINGTON | 8016 | 13 | CORBIN SOLAR SOLUTIONS, LLC | PSE&G BPU | No | Complete | 2010-03-17 | 2010-06-24 | 2010-09-20 | 2010-10-29
REIPR-06700 | REIP Solar | MURRAY |  | 5.18 | 9065 | Residential | 0 | LITTLE EGG HARBOR | 8087 | 18 | CORBIN SOLAR SOLUTIONS, LLC | AC Electric | No | Complete | 2010-03-17 | 2010-05-11 | 2010-07-28 | 2010-09-09
REIPR-06701 | REIP Solar | JONES |  | 2.992 | 4637.6 | Residential |  | MONMOUTH BEACH | 7750 | 17 | SELF INSTALL | JCP&L | No | Complete | 2010-03-17 | 2010-08-24 | 2010-12-29 | 2011-03-23
REIPR-06702 | REIP Solar | CASAGRANDE |  | 3.68 | 6440 | Residential |  | BRIDGEWATER | 8807 | 5 | SOLAR CONNECTIONS | PSE&G BPU | No | Complete | 2010-03-17 | 2010-07-19 | 2010-12-08 | 2011-02-25
REIPR-06703 | REIP Solar | KALRA |  | 6.02 | 10535 | Residential | 0 | ROBBINSVILLE | 8501 | 17 | CORBIN SOLAR SOLUTIONS, LLC | PSE&G BPU | No | Complete | 2010-03-17 | 2010-05-18 | 2010-07-28 | 2010-09-09
REIPR-06704 | REIP Solar | KANAREK |  | 18.275 | 17500 | Residential |  | PRINCETON | 8540 | 12 | CORBIN SOLAR SOLUTIONS, LLC | PSE&G BPU | No | Complete | 2010-03-17 | 2010-05-11 | 2011-02-07 | 2011-05-06
REIPR-06705 | REIP Solar | CAVALE |  | 7.8 | 12074.5 | Residential |  | PLAINSBORO | 8536 | 11 | CORBIN SOLAR SOLUTIONS, LLC | PSE&G BPU | No | Complete | 2010-03-17 | 2010-05-17 | 2010-10-19 | 2010-12-20
REIPR-06706 | REIP Solar | LIN |  | 7 | 10540 | Residential |  | WARREN | 7059 | 5 | ASTON SOLAR | JCP&L | No | Complete | 2010-03-17 | 2010-08-30 | 2011-03-09 | 2011-05-06
REIPR-06707 | REIP Solar | GIAMPIETRO |  | 9.75 | 14912.5 | Residential |  | ALLOWAY | 8001 | 16 | SOLULAR LLC/RWD CONSULTANTS | AC Electric | No | Complete | 2010-03-17 | 2010-06-17 | 2011-03-09 | 2011-05-06
REIPR-06708 | REIP Solar | OLSON |  | 5.59 | 9782.5 | Residential |  | SEWELL | 8080 | 15 | SOLULAR LLC/RWD CONSULTANTS | AC Electric | No | Complete | 2010-03-17 | 2010-08-24 | 2010-12-08 | 2011-02-25
REIPR-06709 | REIP Solar | KAPPELMEIER |  | 6.3 | 9765 | Residential |  | LAFAYETTE | 7848 | 1 | ALTERNATE ENERGY & ECOLOGY COMPANY, INC. | JCP&L | No | Complete | 2010-03-17 | 2010-09-02 | 2011-05-19 | 2011-07-29
REIPR-06710 | REIP Solar | STRUNK |  | 7.095 | 10997.25 | Residential |  | LITTLE FERRY | 7643 | 7 | GREENSTONE ENERGY | PSE&G BPU | No | Complete | 2010-03-17 | 2010-06-23 | 2010-12-01 | 2011-01-07
REIPR-06712 | REIP Solar | LASHLEY |  | 4.86 | 8268.75 | Residential |  | BRIDGETON | 8302 | 20 | ONPEAK SOLAR, INC | AC Electric | No | Complete | 2010-03-17 | 2010-07-27 | 2010-12-29 | 2011-03-23
REIPR-06713 | REIP Solar | MCCORD |  | 7.36 | 11122.8 | Residential |  | EGG HARBOR | 8234 | 19 | MERCURY SOLAR SYSTEMS | AC Electric | No | Complete | 2010-03-17 | 2010-06-29 | 2010-12-08 | 2011-02-25
REIPR-06714 | REIP Solar | JONES | CAPE MAY PAR 3 | 16.605 | 16605 | Commercial |  | RIO GRANDE | 8242 | 21 | EASTERN ENERGY GROUP, LLC | AC Electric | No | Complete | 2010-03-17 | 2010-07-21 | 2010-11-17 | 2011-01-07
REIPR-06715 | REIP Solar | LITVAK |  | 8.55 | 14700 | Residential |  | LIVINGSTON | 7039 | 9 | RYAN INC | PSE&G BPU | No | Complete | 2010-03-17 | 2010-09-16 | 2011-01-31 | 2011-04-13
REIPR-06716 | REIP Solar | SEIGFRIED |  | 9.625 | 8662.5 | Residential | 1 | LAKEWOOD | 8701 | 18 | POWERLUTIONS, LLC | JCP&L | No | Complete | 2010-03-17 | 2010-09-17 | 2010-12-30 | 2011-03-23
REIPR-06717 | REIP Solar | WEINTRAUB |  | 7.82 | 6930 | Residential | 1 | LAKEWOOD | 8701 | 18 | POWERLUTIONS, LLC | JCP&L | No | Complete | 2010-03-17 | 2010-09-17 | 2010-12-30 | 2011-03-23
REIPR-06718 | REIP Solar | TU |  | 3.96 | 6060.5 | Residential |  | KENDALL PARK | 8824 | 11 | AMERICAN RENEWABLE ENERGY, INC | PSE&G BPU | No | Complete | 2010-03-17 | 2010-09-21 | 2011-02-07 | 2011-05-06
REIPR-06719 | REIP Solar | SHINN TU |  | 8.36 | 14630 | Residential |  | BELLE MEAD | 8502 | 5 | AMERICAN RENEWABLE ENERGY, INC | PSE&G BPU | No | Complete | 2010-03-17 | 2010-07-16 | 2011-01-31 | 2011-04-13
REIPR-06720 | REIP Solar | DANG |  | 10.12 | 17500 | Residential |  | HILLSBOROUGH | 8844 | 5 | AMERICAN RENEWABLE ENERGY, INC | PSE&G BPU | No | Complete | 2010-03-17 | 2010-10-07 | 2011-06-27 | 2011-09-14
REIPR-06721 | REIP Solar | LU |  | 5.52 | 8556 | Residential |  | KENDALL PARK | 8824 | 11 | AMERICAN RENEWABLE ENERGY, INC | PSE&G BPU | No | Complete | 2010-03-17 | 2010-09-22 | 2011-03-09 | 2011-05-06
REIPR-06722 | REIP Solar | ONG |  | 7.92 | 12121 | Residential |  | BELLE MEAD | 8502 | 5 | AMERICAN RENEWABLE ENERGY, INC | PSE&G BPU | No | Complete | 2010-03-17 | 2010-09-30 | 2011-03-09 | 2011-05-06
REIPR-06723 | REIP Solar | BAILLY |  | 9.9 | 15345 | Residential |  | FLEMINGTON | 8822 | 4 | GEOGENIX | JCP&L | No | Complete | 2010-03-17 | 2010-06-11 | 2010-10-08 | 2010-11-30
REIPR-06724 | REIP Solar | MERRILL |  | 4.725 | 7323.75 | Residential |  | HILLSBOROUGH | 8844 | 5 | GEOGENIX | PSE&G BPU | No | Complete | 2010-03-17 | 2010-06-04 | 2010-10-08 | 2010-11-30
REIPR-06725 | REIP Solar | CALOIARO |  | 6.75 | 10462.5 | Residential |  | COLUMBUS | 8022 | 13 | GEOGENIX | PSE&G BPU | No | Complete | 2010-03-17 | 2010-06-04 | 2010-10-08 | 2010-11-30
REIPR-06726 | REIP Solar | WIESENFELD |  | 9.8 | 8820 | Residential | 1 | LAKEWOOD | 8701 | 18 | POWERLUTIONS, LLC | JCP&L | No | Complete | 2010-03-17 | 2010-09-17 | 2010-12-30 | 2011-03-23
REIPR-06728 | REIP Solar | KOLENDA |  | 10.08 | 17500 | Residential |  | ASHBURY | 8802 | 4 | SOLARDELPHIA | JCP&L | No | Complete | 2010-03-17 | 2010-08-16 | 2011-02-07 | 2011-05-06
REIPR-06730 | REIP Solar | LI |  | 9.72 | 17010 | Residential |  | WEST WINDSOR | 8550 | 12 | BLUE SKY TECHNOLOGIES USA | PSE&G BPU | No | Complete | 2010-03-17 | 2010-08-26 | 2011-01-31 | 2011-04-13
REIPR-06732 | REIP Solar | LANDAU |  | 6.24 | 10920 | Residential |  | BROOKSIDE | 7945 | 3 | 1ST LIGHT ENERGY, INC. | JCP&L | No | Complete | 2010-03-17 | 2010-06-03 | 2011-03-23 | 2011-06-20
REIPR-06733 | REIP Solar | SCIMECA | SURGICAL CENTER OF BURLINGTON CO | 49.68 | 49680 | Commercial |  | WILLINGBORO | 8046 | 13 | SOLAR ENERGY REVOLUTION | PSE&G BPU | No | Complete | 2010-03-17 | 2010-04-16 | 2011-03-31 | 2011-06-20
REIPR-06746 | REIP Solar | SHAH | SHREEJI SAI SHIVAM LLC | 29.82 | 26838 | Commercial |  | BLOOMFIELD | 7003 | 9 | TRINITY HEATING AND AIR | PSE&G BPU | No | Complete | 2010-03-17 | 2010-11-06 | 2011-02-03 | 2011-05-06
REIPR-06747 | REIP Solar | GORDON |  | 8.4 | 13020 | Residential |  | MANCHESTER | 8759 | 18 | TRINITY HEATING AND AIR | JCP&L | No | Complete | 2010-03-25 | 2010-05-12 | 2010-08-24 | 2010-10-29
REIPR-06748 | REIP Solar | SICKORIA |  | 5.2 | 8060 | Residential |  | SOUTH BOUND BROOK | 8880 | 5 | TRINITY HEATING AND AIR | PSE&G BPU | No | Complete | 2010-03-17 | 2010-06-24 | 2010-12-01 | 2011-01-07
REIPR-06749 | REIP Solar | SCHLUNDT |  | 10 | 15500 | Residential |  | NORTHFIELD | 8225 | 19 | TRINITY HEATING AND AIR | AC Electric | No | Complete | 2010-03-17 | 2010-06-17 | 2011-04-18 | 2011-06-20
REIPR-06750 | REIP Solar | BLACK |  | 7.98 | 12369 | Residential |  | PLAINSBORO | 8536 | 11 | TRINITY HEATING AND AIR | PSE&G BPU | No | Complete | 2010-03-17 | 2010-05-17 | 2010-08-24 | 2010-10-29
REIPR-06751 | REIP Solar | OLSEN |  | 6.6 | 10230 | Residential | 0 | JACKSON | 8527 | 18 | TRINITY HEATING AND AIR | JCP&L | No | Complete | 2010-03-17 | 2010-06-29 | 2010-09-20 | 2010-10-29
REIPR-06752 | REIP Solar | DINOFRIO |  | 9.87 | 15298.5 | Residential |  | LINWOOD | 8221 | 19 | TRINITY HEATING AND AIR | AC Electric | No | Complete | 2010-03-17 | 2010-05-19 | 2010-08-24 | 2010-10-29
REIPR-06753 | REIP Solar | TRINKLE |  | 29.16 | 0 | Residential | 0 | LAMBERTVILLE | 8530 | 4 | GREENWATT LLC | JCP&L | No | Complete | 2010-03-17 | 2011-11-16 | 2011-11-17 | 2012-06-29
REIPR-06755 | REIP Solar | FERNANDES |  | 5.6 | 9800 | Residential |  | MANALAPAN | 7726 | 17 | CORBIN SOLAR SOLUTIONS, LLC | JCP&L | No | Complete | 2010-03-17 | 2010-05-19 | 2010-08-24 | 2010-10-29
REIPR-06756 | REIP Solar | CHANG-LEW |  | 7.285 | 11291.75 | Residential |  | MARLBORO | 7746 | 17 | NJ SOLAR SYSTEM LLC | JCP&L | No | Complete | 2010-03-17 | 2011-07-13 | 2011-08-10 | 2011-09-26
REIPR-06757 | REIP Solar | PRIMATIC |  | 7.59 | 11718 | Residential |  | PITTSTOWN | 8867 | 4 | ECOLUTION ENERGY | JCP&L | No | Complete | 2010-03-17 | 2010-07-16 | 2011-04-18 | 2011-06-20
REIPR-06758 | REIP Solar | LO GATTO |  | 6.48 | 10395 | Residential |  | HEMETTA | 8828 | 11 | SELF INSTALL | JCP&L | No | Complete | 2010-03-17 | 2011-03-18 | 2011-06-06 | 2011-07-25
REIPR-06759 | REIP Solar | KATZENBACH |  | 8.1 | 14112 | Residential |  | HOPEWELL | 8525 | 12 | SOLAR WATER WORKS, LLC | PSE&G BPU | No | Complete | 2010-03-17 | 2011-06-14 | 2011-08-10 | 2011-09-26
REIPR-06760 | REIP Solar | MENZ | MENZ RESTAURANT | 50 | 45000 | Commercial |  | RIO GRANDE | 8242 | 21 | TRINITY HEATING AND AIR | AC Electric | No | Complete | 2010-03-17 | 2010-06-14 | 2010-12-30 | 2011-03-23
REIPR-06762 | REIP Solar | STINTZCUM |  | 6 | 9300 | Residential |  | BRICK | 8723 | 18 | TRINITY HEATING AND AIR | JCP&L | No | Complete | 2010-03-17 | 2010-05-19 | 2010-12-08 | 2011-02-25
REIPR-06763 | REIP Solar | GIOVANELLI |  | 10 | 15500 | Residential |  | LINWOOD | 8221 | 19 | TRINITY HEATING AND AIR | AC Electric | No | Complete | 2010-03-17 | 2010-05-19 | 2010-08-24 | 2010-10-29
REIPR-06764 | REIP Solar | CANDY |  | 9.89 | 17307.5 | Residential |  | MARLTON | 8053 | 13 | QUANTUM SOLAR SOLUTIONS | PSE&G BPU | No | Complete | 2010-03-17 | 2010-10-04 | 2011-01-31 | 2011-04-13
REIPR-06765 | REIP Solar | MORAN |  | 10.81 | 17500 | Residential |  | BLOOMFIELD | 7003 | 9 | TRINITY HEATING AND AIR | PSE&G BPU | No | Complete | 2010-03-17 | 2010-11-04 | 2011-06-27 | 2011-09-14
REIPR-06766 | REIP Solar | STANWAY |  | 7.74 | 13545 | Residential | 0 | OCEAN | 7712 | 17 | SAMSON ELECTRIC INC. | JCP&L | No | Complete | 2010-03-17 | 2010-04-16 | 2010-07-28 | 2010-09-09
REIPR-06767 | REIP Solar | CHAO |  | 4.14 | 6417 | Residential |  | HILLSBOROUGH | 8844 | 5 | AMERICAN RENEWABLE ENERGY, INC | PSE&G BPU | No | Complete | 2010-03-17 | 2010-07-19 | 2011-01-31 | 2011-04-13
REIPR-06768 | REIP Solar | HE |  | 9.68 | 16940 | Residential |  | BELLE MEAD | 8502 | 5 | AMERICAN RENEWABLE ENERGY, INC | PSE&G BPU | No | Complete | 2010-03-17 | 2010-07-16 | 2011-01-31 | 2011-04-13
REIPR-06769 | REIP Solar | HU |  | 7.98 | 12369 | Residential |  | SOMERSET | 8837 | 11 | BLUESKY USA LLC | PSE&G BPU | No | Complete | 2010-03-17 | 2011-06-03 | 2011-08-10 | 2011-09-26
REIPR-06770 | REIP Solar | KATZ |  | 9.99 | 17325 | Residential |  | LAKEWOOD | 8701 | 18 | AROSA SOLAR ENERGY, INC | JCP&L | No | Complete | 2010-03-17 | 2011-01-20 | 2011-03-09 | 2011-05-06
REIPR-06771 | REIP Solar | MAJOR |  | 5.7 | 8835 | Residential |  | VAUXHALL | 7088 | 10 | A-TOP ALTERNATIVE ENERGY | PSE&G BPU | No | Complete | 2010-03-17 | 2010-06-01 | 2010-12-01 | 2011-01-07
REIPR-06772 | REIP Solar | WOLFE | JOHN C. ERNST CO. | 49.68 | 49680 | Commercial |  | SPARTA | 7871 | 1 | KG BUILDERS - RE DIVISION | JCP&L | No | Complete | 2010-03-17 | 2010-04-26 | 2010-09-02 | 2010-10-29
REIPR-06775 | REIP Solar | ARIZZO BERKING |  | 10 | 9000 | Residential | 1 | MONROE | 8831 | 11 | TRINITY HEATING AND AIR | JCP&L | No | Complete | 2010-03-17 | 2010-06-03 | 2011-03-31 | 2011-06-20
REIPR-06777 | REIP Solar | DICKSON |  | 5.59 | 8464.5 | Residential |  | SEWELL | 8080 | 15 | SOLULAR LLC/RWD CONSULTANTS | AC Electric | No | Complete | 2010-03-17 | 2010-06-11 | 2011-02-07 | 2011-05-06
REIPR-06778 | REIP Solar | MACFARLAND |  | 6.02 | 10535 | Residential |  | RICHWOOD | 8074 | 15 | SOLULAR LLC/RWD CONSULTANTS | AC Electric | No | Complete | 2010-03-17 | 2010-06-17 | 2010-12-08 | 2011-02-25
REIPR-06779 | REIP Solar | MATTESON |  | 6.88 | 12040 | Residential |  | MULLICA HILL | 8062 | 15 | SOLULAR LLC/RWD CONSULTANTS | AC Electric | No | Complete | 2010-03-17 | 2010-06-29 | 2010-10-08 | 2010-11-30
REIPR-06780 | REIP Solar | DETERDING | DETERDING MARKET INC. | 49.725 | 44352 | Commercial |  | LINDENWOLD | 8021 | 14 | NJ SENSIBLE SOLAR | AC Electric | No | Complete | 2010-03-17 | 2010-10-28 | 2011-03-31 | 2011-06-20
REIPR-06781 | REIP Solar | IRWIN |  | 4.2 | 6310 | Residential |  | WAYNE | 7470 | 6 | DANZA ENERGY GROUP LLC | PSE&G BPU | No | Complete | 2010-03-17 | 2010-08-30 | 2011-03-28 | 2011-06-20
REIPR-06782 | REIP Solar | MA |  | 7.59 | 12477.5 | Residential |  | BRIDGEWATER | 8807 | 5 | NJ SOLAR SYSTEM LLC | PSE&G BPU | No | Complete | 2010-03-17 | 2010-07-02 | 2011-03-09 | 2011-05-06
REIPR-06783 | REIP Solar | BOWERS | CITY CENTRE PLAZA | 40.04 | 40040 | Commercial |  | RED BANK | 7701 | 17 | GREEN ENERGY SYSTEMS LLC | JCP&L | No | Complete | 2010-03-17 | 2010-06-22 | 2010-09-02 | 2010-10-29
REIPR-06784 | REIP Solar | SHILLING |  | 2.4 | 3720 | Residential |  | RIDGEWOOD | 7450 | 7 | GREENSTONE ENERGY | PSE&G BPU | No | Complete | 2010-03-17 | 2010-06-01 | 2010-10-19 | 2010-12-20
REIPR-06785 | REIP Solar | SVEC |  | 6 | 10500 | Residential |  | EGG HARBOR TWP | 8234 | 19 | TRINITY HEATING AND AIR | AC Electric | No | Complete | 2010-03-17 | 2011-02-08 | 2011-04-18 | 2011-06-20
REIPR-06786 | REIP Solar | TESTA |  | 7.98 | 13965 | Residential | 0 | HAINESPORT | 8036 | 13 | TRINITY HEATING AND AIR | PSE&G BPU | No | Complete | 2010-03-17 | 2010-06-03 | 2010-09-20 | 2010-10-29
REIPR-06787 | REIP Solar | NOLAN |  | 9.2 | 12184.45 | Residential |  | WYCKOFF | 7481 | 7 | TRINITY HEATING AND AIR | Orange & Rockland Elec | No | Complete | 2010-03-17 | 2010-05-24 | 2011-03-09 | 2011-05-06
REIPR-06789 | REIP Solar | NICE | WINE SCHOOL OF NJ | 49.68 | 49680 | Commercial |  | CHERRY HILL | 8753 | 18 | THE SOLAR CENTER, INC. | PSE&G BPU | No | Complete | 2010-03-17 | 2010-06-22 | 2010-09-02 | 2010-10-29
REIPR-06790 | REIP Solar | BRUBAKER |  | 5.52 | 9660 | Residential |  | FREEHOLD | 7728 | 17 | THE SOLAR CENTER, INC. | JCP&L | No | Complete | 2010-03-17 | 2010-07-21 | 2010-12-01 | 2011-01-07
REIPR-06791 | REIP Solar | LUSK |  | 5 | 7750 | Residential | 0 | CINNAMINSON | 8077 | 13 | TRINITY HEATING AND AIR | PSE&G BPU | No | Complete | 2010-03-17 | 2010-05-19 | 2010-09-20 | 2010-10-29
REIPR-06793 | REIP Solar | CHANG |  | 9.68 | 16940 | Residential |  | BELLE MEAD | 8502 | 5 | AMERICAN RENEWABLE ENERGY, INC | PSE&G BPU | No | Complete | 2010-03-17 | 2010-07-15 | 2011-01-31 | 2011-04-13
REIPR-06794 | REIP Solar | SCHIMPF |  | 9.8 | 17150 | Residential |  | CHESTERFIELD | 8515 | 13 | ENERGYC2 | PSE&G BPU | No | Complete | 2010-03-17 | 2011-03-28 | 2011-05-19 | 2011-07-29
REIPR-06795 | REIP Solar | JAVICK |  | 9.9 | 15345 | Residential |  | TRENTON | 8619 | 12 | GEOGENIX | PSE&G BPU | No | Complete | 2010-03-17 | 2010-10-15 | 2010-12-29 | 2011-03-23
REIPR-06796 | REIP Solar | SHANNON | GLOUCESTER CNTY VOCATIONAL TSD | 37.18 | 33462 | School Other | 0 | SEWELL | 8080 | 15 | TONETTA ELECTRICAL CONTRACTOR | AC Electric | No | Complete | 2010-03-17 | 2010-08-26 | 2012-04-26 | 2012-07-24
REIPR-06797 | REIP Solar | SMITH | HACKETTSTOWN MUNI UTILITIES AUTH | 31.68 | 31680 | Commercial |  | HACKETTSTOWN | 7840 | 2 | ADVANCED SOLAR PRODUCTS FLEMINGTON | JCP&L | No | Complete | 2010-03-17 | 2011-09-30 | 2011-10-24 | 2011-11-29
REIPR-06798 | REIP Solar | BUTERA |  | 6.435 | 10972.5 | Residential | 0 | MARLTON | 8053 | 13 | CORBIN SOLAR SOLUTIONS, LLC | PSE&G BPU | No | Complete | 2010-03-17 | 2010-04-19 | 2010-07-28 | 2010-09-09
REIPR-06800 | REIP Solar | AGOGLIA |  | 9.8 | 15190 | Residential |  | TRENTON | 8619 | 12 | TRINITY HEATING AND AIR | PSE&G BPU | No | Complete | 2010-03-17 | 2010-06-04 | 2010-10-19 | 2010-12-20
REIPR-06801 | REIP Solar | FRASCO |  | 3.74 | 6545 | Residential |  | ALLENDALE | 7401 | 7 | AEON SOLAR | Orange & Rockland Elec | No | Complete | 2010-03-17 | 2010-04-15 | 2011-01-31 | 2011-04-13
REIPR-06802 | REIP Solar | DEMASI |  | 6 | 10500 | Residential |  | HILLSBOROUGH | 8844 | 5 | HELIOS SOLAR ENERGY | PSE&G BPU | No | Complete | 2010-03-17 | 2010-06-09 | 2011-03-09 | 2011-05-06
REIPR-06805 | REIP Solar | FARLS |  | 8.05 | 14087.5 | Residential |  | SWEDESBORO | 8085 | 15 | SELF INSTALL | AC Electric | No | Complete | 2010-03-17 | 2011-03-28 | 2011-05-19 | 2011-07-29
REIPR-06806 | REIP Solar | GASPER |  | 9.45 | 14647.5 | Residential |  | PALMYRA | 8065 | 13 | MERCURY SOLAR SYSTEMS | PSE&G BPU | No | Complete | 2010-03-17 | 2010-07-28 | 2010-10-08 | 2010-11-30
REIPR-06807 | REIP Solar | WURST |  | 7.52 | 11656 | Residential |  | MANAHAWKIN | 8050 | 18 | MERCURY SOLAR SYSTEMS | AC Electric | No | Complete | 2010-03-17 | 2010-07-28 | 2010-10-12 | 2010-11-30
REIPR-06808 | REIP Solar | SANTAITI |  | 6.58 | 9765 | Residential |  | MAHWAH | 7430 | 7 | MERCURY SOLAR SYSTEMS | Orange & Rockland Elec | No | Complete | 2010-03-17 | 2010-08-23 | 2010-10-08 | 2010-11-30
REIPR-06809 | REIP Solar | JONES |  | 6.24 | 10640 | Residential |  | VOORHEES | 8043 | 14 | CORBIN SOLAR SOLUTIONS, LLC | PSE&G BPU | No | Complete | 2010-03-17 | 2010-06-23 | 2010-10-19 | 2010-12-20
REIPR-06810 | REIP Solar | NAPLES |  | 8 | 12400 | Residential |  | TRENTON | 8020 | 15 | TRINITY HEATING AND AIR | PSE&G BPU | No | Complete | 2010-03-17 | 2010-05-19 | 2010-08-24 | 2010-10-29
REIPR-06814 | REIP Solar | SCHWED |  | 7.98 | 12369 | Residential |  | BRIDGEWATER | 8807 | 5 | MJ KARANIEVSKI ELECTRICAL | PSE&G BPU | No | Complete | 2010-03-25 | 2010-05-26 | 2010-12-08 | 2011-02-25
REIPR-06815 | REIP Solar | DICKEN |  | 8 | 13650 | Residential | 0 | BRIGANTINE | 8203 | 19 | NOGGINHAUS, LLC | AC Electric | No | Complete | 2010-03-25 | 2010-06-23 | 2010-09-17 | 2010-10-29
REIPR-06816 | REIP Solar | DINOFRIO |  | 9.8 | 15190 | Residential |  | LINWOOD | 8221 | 19 | TRINITY HEATING AND AIR | AC Electric | No | Complete | 2010-03-25 | 2010-05-24 | 2010-08-24 | 2010-10-29
REIPR-06817 | REIP Solar | REILLY |  | 9.675 | 16931.25 | Residential |  | MEDFORD LAKES | 8055 | 13 | CORBIN SOLAR SOLUTIONS, LLC | PSE&G BPU | No | Complete | 2010-03-25 | 2010-06-04 | 2010-10-19 | 2010-12-20
REIPR-06818 | REIP Solar | GUPTA | SOVEREIGN CONSULTING, INC | 43.24 | 38916 | Commercial |  | ROBBINSVILLE | 8691 | 12 | SELF INSTALL | PSE&G BPU | No | Complete | 2010-03-25 | 2010-08-26 | 2010-11-17 | 2011-01-07
REIPR-06819 | REIP Solar | DIETERLE |  | 5.7 | 8835 | Residential |  | HADDONFIELD | 8108 | 14 | TRINITY HEATING AND AIR | PSE&G BPU | No | Complete | 2010-03-25 | 2010-06-29 | 2010-10-19 | 2010-12-20
REIPR-06821 | REIP Solar | DEMAIR |  | 9.96 | 17430 | Residential |  | BRIDGEWATER | 8807 | 5 | SELF INSTALL | PSE&G BPU | No | Complete | 2010-03-25 | 2010-05-26 | 2010-10-12 | 2010-11-30
REIPR-06823 | REIP Solar | PHIFER |  | 11.28 | 15968.75 | Residential | 0 | MILLVILLE | 8332 | 20 | MERCURY SOLAR SYSTEMS | AC Electric | No | Complete | 2010-03-25 | 2010-07-01 | 2012-02-10 | 2012-05-31
REIPR-06824 | REIP Solar | MCLAUGHLIN |  | 4.2 | 7350 | Residential |  | PENNS GROVE | 8069 | 16 | MERCURY SOLAR SYSTEMS | AC Electric | No | Complete | 2010-03-25 | 2010-05-26 | 2011-01-31 | 2011-04-13
REIPR-06826 | REIP Solar | STERN | ENTIN RD REALTY ASSOC. LLC | 49.5 | 39600 | Commercial |  | PARSIPPANY | 7054 | 3 | LANGAN ENERGY SOLUTIONS, LLC | JCP&L | No | Complete | 2010-08-13 | 2011-01-21 | 2011-05-19 | 2011-07-29
REIPR-06827 | REIP Solar | KEEGAN |  | 13.34 | 16625 | Residential |  | LEBANON | 8833 | 4 | A-TOP ALTERNATIVE ENERGY | JCP&L | No | Complete | 2010-03-25 | 2010-12-10 | 2011-02-07 | 2011-05-06
REIPR-06828 | REIP Solar | FORRESTER |  | 9.765 | 15135.75 | Residential | 0 | BRICK | 8723 | 18 | ABSOLUTELY ENERGIZED SOLAR, LLC | JCP&L | No | Complete | 2010-03-25 | 2010-07-14 | 2010-09-20 | 2010-10-29
REIPR-06829 | REIP Solar | FARINA | K & T CONSTRUCTION | 4.6 | 4140 | Commercial |  | BLACKWOOD | 8012 | 14 | QUANTUM SOLAR SOLUTIONS | PSE&G BPU | No | Complete | 2010-03-25 | 2011-01-24 | 2011-03-31 | 2011-06-20
REIPR-06831 | REIP Solar | ZIMMERMAN |  | 8.55 | 13113 | Residential |  | CHESTERFIELD | 8515 | 13 | ENERGYC2 | PSE&G BPU | No | Complete | 2010-03-25 | 2011-01-04 | 2011-03-28 | 2011-06-20
REIPR-06832 | REIP Solar | DIGUISEPPI |  | 10 | 17500 | Residential | 0 | BRIDGETON | 8302 | 20 | MERCURY SOLAR SYSTEMS | AC Electric | No | Complete | 2010-03-25 | 2010-06-28 | 2010-09-17 | 2010-10-29
REIPR-06833 | REIP Solar | DWYER |  | 11.18 | 17500 | Residential |  | JACKSON | 8527 | 18 | CORBIN SOLAR SOLUTIONS, LLC | JCP&L | No | Complete | 2010-03-25 | 2010-06-07 | 2011-02-07 | 2011-05-06
REIPR-06834 | REIP Solar | AMATUCCI |  | 3.99 | 6184.5 | Residential |  | POINT PLEASANT | 7842 | 3 | J. A. WIG CONSTRUCTION AND ELECTRIC, LLC | JCP&L | No | Complete | 2010-03-25 | 2010-05-06 | 2010-10-19 | 2010-12-20
REIPR-06835 | REIP Solar | WU |  | 8.51 | 14490 | Residential |  | WARREN TWP | 7059 | 5 | NJ SOLAR SYSTEM LLC | JCP&L | No | Complete | 2010-03-25 | 2010-07-02 | 2011-03-09 | 2011-05-06
REIPR-06837 | REIP Solar | CAVALARI |  | 5.4 | 8370 | Residential |  | TRENTON | 8619 | 12 | TRINITY HEATING AND AIR | PSE&G BPU | No | Complete | 2010-03-25 | 2010-05-24 | 2011-06-06 | 2011-07-25
REIPR-06838 | REIP Solar | MEISTER |  | 9.625 | 14918.75 | Residential |  | LINWOOD | 8221 | 19 | MERCURY SOLAR SYSTEMS | AC Electric | No | Complete | 2010-03-25 | 2010-05-19 | 2010-10-19 | 2010-12-20
REIPR-06842 | REIP Solar | DELLINGER |  | 7.52 | 13160 | Residential |  | MYSTIC ISLANDS | 8087 | 18 | KAITANNA SOLAR, LLC | AC Electric | No | Complete | 2010-03-25 | 2010-06-24 | 2010-10-12 | 2010-11-30
REIPR-06844 | REIP Solar | RUOCCO | ROSEFIELD FARM | 13.725 | 17500 | Residential |  | WRIGHTSTOWN | 8562 | 13 | KRN CONTRACTORS, LLC | JCP&L | No | Complete | 2010-03-25 | 2010-10-06 | 2011-05-20 | 2011-07-25
REIPR-06848 | REIP Solar | INFANTE | RIDGEWOOD RACQUET CLUB | 49.68 | 35769.6 | Commercial |  | RIDGEWOOD | 7450 | 7 | MERCURY SOLAR SYSTEMS | PSE&G BPU | No | Complete | 2010-05-20 | 2011-11-16 | 2012-04-26 | 2012-07-24
REIPR-06849 | REIP Solar | GERSTENBERG |  | 9.45 | 16537.5 | Residential | 0 | FREEHOLD | 7728 | 17 | CORBIN SOLAR SOLUTIONS, LLC | JCP&L | No | Complete | 2010-03-25 | 2010-05-17 | 2010-09-20 | 2010-10-29
REIPR-06852 | REIP Solar | ACOSTA |  | 5.52 | 9660 | Residential |  | EGG HARBOR TWP | 8234 | 19 | SOLAR WORKS NJ | AC Electric | No | Complete | 2010-03-25 | 2010-08-16 | 2011-03-09 | 2011-05-06
REIPR-06853 | REIP Solar | SCHENK |  | 10.032 | 17500 | Residential |  | MULLICA HILL | 8062 | 15 | SOLAR WORKS NJ | AC Electric | No | Complete | 2010-03-25 | 2010-09-09 | 2011-02-07 | 2011-05-06
REIPR-06854 | REIP Solar | SRINIVASAN |  | 9.9 | 15345 | Residential |  | PLAINSBORO | 8536 | 11 | GEOGENIX | PSE&G BPU | No | Complete | 2010-03-25 | 2010-06-21 | 2010-10-08 | 2010-11-30
REIPR-06855 | REIP Solar | SAIFI |  | 6.075 | 9416.25 | Residential |  | MANALAPAN | 7726 | 17 | GEOGENIX | JCP&L | No | Complete | 2010-03-25 | 2010-06-07 | 2010-10-08 | 2010-11-30
REIPR-06856 | REIP Solar | JUMANI |  | 9.9 | 17325 | Residential | 0 | PLAINSBORO | 8536 | 11 | GEOGENIX | PSE&G BPU | No | Complete | 2010-03-25 | 2010-06-03 | 2010-09-17 | 2010-10-29
REIPR-06858 | REIP Solar | PANDYA |  | 2.7 | 4185 | Residential |  | NUTLEY | 7110 | 9 | GEOGENIX | PSE&G BPU | No | Complete | 2010-03-25 | 2010-06-01 | 2010-10-08 | 2010-11-30
REIPR-06859 | REIP Solar | OCELLO |  | 7.875 | 12206.25 | Residential |  | COLUMBUS | 8022 | 13 | GEOGENIX | PSE&G BPU | No | Complete | 2010-03-25 | 2010-06-11 | 2010-10-08 | 2010-11-30
REIPR-06862 | REIP Solar | BOUCHARD |  | 9.9 | 15345 | Residential |  | SOUTH AMBOY | 8879 | 11 | SEA BRIGHT SOLAR, LLC | JCP&L | No | Complete | 2010-03-25 | 2010-08-17 | 2010-12-29 | 2011-03-23
REIPR-06863 | REIP Solar | GRAF |  | 4.73 | 8277.5 | Residential | 0 | JACKSON | 8527 | 18 | CORBIN SOLAR SOLUTIONS, LLC | JCP&L | No | Complete | 2010-03-25 | 2010-06-24 | 2010-09-17 | 2010-10-29
REIPR-06864 | REIP Solar | SADANA |  | 10.26 | 17500 | Residential | 0 | GREEN BROOK | 8812 | 11 | BLUE SKY TECHNOLOGIES USA | PSE&G BPU | No | Complete | 2010-03-25 | 2010-10-20 | 2011-11-22 | 2012-06-19
REIPR-06865 | REIP Solar | DILWORTH | DILWORCO INC | 8.316 | 7182 | Commercial |  | CAPE MAY | 8204 | 21 | SPECTRUM SOLAR, LLC | AC Electric | No | Complete | 2010-03-25 | 2010-08-04 | 2010-11-17 | 2011-01-07
REIPR-06866 | REIP Solar | DE MOS |  | 8.75 | 15312.5 | Residential |  | EGG HARBOR | 8234 | 19 | BRITE IDEA ENERGY | AC Electric | No | Complete | 2010-03-25 | 2010-09-16 | 2010-12-29 | 2011-03-23
REIPR-06867 | REIP Solar | WIEGAND |  | 8.775 | 15356.25 | Residential |  | ANNANDALE | 8801 | 4 | GEOGENIX | JCP&L | No | Complete | 2010-03-25 | 2010-06-24 | 2010-09-02 | 2010-10-29
REIPR-06868 | REIP Solar | MILLER |  | 6.235 | 10911.25 | Residential | 0 | TOMS RIVER | 8753 | 18 | CORBIN SOLAR SOLUTIONS, LLC | JCP&L | No | Complete | 2010-03-25 | 2010-06-03 | 2010-09-17 | 2010-10-29
REIPR-06870 | REIP Solar | DONETZ |  | 11.04 | 17500 | Residential |  | FLEMINGTON | 8822 | 4 | THE SOLAR CENTER, INC. | JCP&L | No | Complete | 2010-03-25 | 2010-08-03 | 2010-12-29 | 2011-03-23
REIPR-06872 | REIP Solar | KAGAN |  | 7 | 10850 | Residential | 0 | JAMESBURG | 8831 | 11 | TRINITY HEATING AND AIR | JCP&L | No | Complete | 2010-03-25 | 2010-05-26 | 2010-07-28 | 2010-09-09
REIPR-06873 | REIP Solar | TERMINE |  | 4.8 | 4320 | Commercial | 0 | JAMESBURG | 8831 | 11 | TRINITY HEATING AND AIR | JCP&L | No | Complete | 2010-03-25 | 2010-05-24 | 2011-02-03 | 2011-05-06
REIPR-06874 | REIP Solar | PASTUZYN |  | 9.9 | 17325 | Residential |  | CRANFORD | 7016 | 10 | RYAN INC | PSE&G BPU | No | Complete | 2010-03-25 | 2011-01-20 | 2011-04-18 | 2011-06-20
REIPR-06875 | REIP Solar | LI |  | 9.66 | 16905 | Residential |  | EAST BRUNSWICK | 8816 | 11 | NJ SOLAR SYSTEM LLC | JCP&L | No | Complete | 2010-03-25 | 2010-09-02 | 2011-02-07 | 2011-05-06
REIPR-06876 | REIP Solar | SHELTON |  | 2.66 | 4123 | Residential |  | WILLOW GROVE | 8344 | 15 | SEA BRIGHT SOLAR, LLC | AC Electric | No | Complete | 2010-03-25 | 2010-07-29 | 2010-12-29 | 2011-03-23
REIPR-06879 | REIP Solar | MCLAUGHLIN |  | 9.03 | 15697.5 | Residential |  | BRANCHBURG | 8876 | 5 | 1ST LIGHT ENERGY, INC. | JCP&L | No | Complete | 2010-03-25 | 2010-07-12 | 2011-04-18 | 2011-06-20
REIPR-06881 | REIP Solar | ZHOU |  | 4.6 | 7130 | Residential |  | WARREN | 7059 | 5 | ASTON SOLAR | PSE&G BPU | No | Complete | 2010-03-25 | 2011-08-31 | 2012-01-05 | 2012-04-04
REIPR-06882 | REIP Solar | SACHAR |  | 5.85 | 9067.5 | Residential |  | PLAINSBORO | 8536 | 11 | GEOGENIX | PSE&G BPU | No | Complete | 2010-03-25 | 2010-06-07 | 2010-10-08 | 2010-11-30
REIPR-06883 | REIP Solar | BRYAN | WATER STREET INVESTORS | 3.808 | 5902.4 | Residential |  | PERTH AMBOY | 8861 | 11 | RELIABLE POWER SERVICES, INC. | PSE&G BPU | No | Complete | 2010-03-25 | 2011-11-14 | 2012-06-29 | 2012-10-03
REIPR-06884 | REIP Solar | WU |  | 7.215 | 12626.25 | Residential |  | PLAINSBORO | 8536 | 11 | CORBIN SOLAR SOLUTIONS, LLC | PSE&G BPU | No | Complete | 2010-03-25 | 2010-06-17 | 2010-09-23 | 2010-10-29
REIPR-06885 | REIP Solar | ROTTER |  | 6 | 10500 | Residential | 0 | CHERRY HILL | 8003 | 14 | MERCURY SOLAR SYSTEMS | PSE&G BPU | No | Complete | 2010-03-25 | 2010-06-09 | 2010-09-20 | 2010-10-29
REIPR-06886 | REIP Solar | WEIGLE |  | 10.92 | 17500 | Residential |  | WARREN GROVE | 8005 | 18 | CORBIN SOLAR SOLUTIONS, LLC | AC Electric | No | Complete | 2010-03-25 | 2010-06-21 | 2010-09-23 | 2010-10-29
REIPR-06887 | REIP Solar | POSNER |  | 9.8 | 17150 | Residential |  | LINWOOD | 8221 | 19 | BRITE IDEA ENERGY | AC Electric | No | Complete | 2010-03-25 | 2010-09-29 | 2010-12-29 | 2011-03-23
REIPR-06894 | REIP Solar | ZOILKOWSKI | CHESTERFIELD NEW ELEMENTARY | 42.77 | 33480.72 | School Public K-12 |  | CHESTERFIELD | 8515 | 13 | SUN ELECTRICAL CONSTRUCTION CORP | PSE&G BPU | No | Complete | 2010-03-25 | 2010-12-14 | 2011-06-10 | 2011-07-25
REIPR-06895 | REIP Solar | WATSON |  | 9.89 | 8280 | Residential | 1 | WOODBINE | 8270 | 21 | GEOSCAPE SOLAR, LLC | AC Electric | No | Complete | 2010-03-25 | 2011-01-05 | 2011-08-24 | 2011-11-01
REIPR-06896 | REIP Solar | SPECK |  | 0.68 | 1054 | Residential |  | BRIGANTINE | 8203 | 19 | SOLAR SOLUTIONS LLC | AC Electric | No | Complete | 2010-04-05 | 2011-02-24 | 2011-05-19 | 2011-07-29
REIPR-06897 | REIP Solar | HARDY |  | 6.65 | 11637.5 | Residential |  | MARLBORO | 7746 | 17 | NJ SOLAR WORKS, LLC | JCP&L | No | Complete | 2010-04-05 | 2011-06-27 | 2011-08-10 | 2011-09-26
REIPR-06898 | REIP Solar | YIANNOS |  | 12.69 | 17500 | Residential |  | SEAVILLE | 8230 | 21 | MERCURY SOLAR SYSTEMS | AC Electric | No | Complete | 2010-04-05 | 2010-07-01 | 2010-09-02 | 2010-10-29
REIPR-06899 | REIP Solar | RUBRIGHT |  | 9.9 | 17325 | Residential |  | MEDFORD | 8055 | 13 | SELF-INSTALL | PSE&G BPU | No | Complete | 2010-04-05 | 2011-04-26 | 2011-08-24 | 2011-11-01
REIPR-06900 | REIP Solar | SILVER |  | 6.93 | 12127.5 | Residential |  | MARLTON | 8053 | 13 | QUANTUM SOLAR SOLUTIONS | PSE&G BPU | No | Complete | 2010-04-05 | 2010-07-27 | 2010-10-12 | 2010-11-30
REIPR-06901 | REIP Solar | DAVIES |  | 6.93 | 10741.5 | Residential |  | PISCATAWAY | 8854 | 11 | SELF INSTALL | PSE&G BPU | No | Complete | 2010-04-05 | 2010-06-01 | 2010-09-02 | 2010-10-29
REIPR-06902 | REIP Solar | HOGAN |  | 5.16 | 7998 | Residential |  | GALLOWAY | 8205 | 19 | RENERGY, INC. | AC Electric | No | Complete | 2010-04-05 | 2010-04-30 | 2010-12-08 | 2011-02-25
REIPR-06904 | REIP Solar | BURGE |  | 9.856 | 17248 | Residential |  | HILLSBOROUGH | 8844 | 5 | ADVANCED SOLAR PRODUCTS FLEMINGTON | JCP&L | No | Complete | 2010-04-05 | 2010-11-06 | 2011-05-19 | 2011-07-29
REIPR-06906 | REIP Solar | SKILES |  | 8.4 | 14700 | Residential |  | EGG HARBOR CITY | 8215 | 19 | ACOS ENERGY, LLC | AC Electric | No | Complete | 2010-04-05 | 2010-07-09 | 2010-08-24 | 2010-10-29
REIPR-06907 | REIP Solar | SHAH |  | 6.3 | 9765 | Residential |  | EAST AMPTON | 8060 | 13 | MERCURY SOLAR SYSTEMS | PSE&G BPU | No | Complete | 2010-04-05 | 2010-06-23 | 2010-10-08 | 2010-11-30
REIPR-06908 | REIP Solar | MANESIS |  | 4.14 | 6238.75 | Residential |  | RIO GRANDE | 8242 | 21 | JBS SOLAR AND WIND, LLC | AC Electric | No | Complete | 2010-04-05 | 2011-10-26 | 2012-02-27 | 2012-06-19
REIPR-06909 | REIP Solar | STANEK |  | 8.4 | 14673.75 | Residential |  | BRANCHVILLE | 7826 | 1 | EAST COAST ALTERNATIVE ENERGY | JCP&L | No | Complete | 2010-04-05 | 2010-06-04 | 2010-10-12 | 2010-11-30
REIPR-06910 | REIP Solar | BRUNI |  | 10.12 | 17300 | Residential |  | JACOBSTOWN | 8562 | 13 | FJM ELECTRICAL CONTRACTORS, LLC | JCP&L | No | Complete | 2010-04-05 | 2012-02-23 | 2012-07-30 | 2012-10-03
REIPR-06912 | REIP Solar | CERES |  | 9.9 | 15345 | Residential |  | LEBANON | 8833 | 4 | SEA BRIGHT SOLAR, LLC | JCP&L | No | Complete | 2010-04-05 | 2010-09-16 | 2010-12-29 | 2011-03-23
REIPR-06913 | REIP Solar | BRANDES |  | 15.18 | 17500 | Residential |  | MORRISTOWN | 7960 | 3 | CLEAN ENERGY USA | JCP&L | No | Complete | 2010-04-05 | 2010-05-11 | 2010-10-08 | 2010-11-30
REIPR-06914 | REIP Solar | VIOLA |  | 13.032 | 17500 | Residential |  | BELLE MEAD | 8502 | 5 | ALTERNATIVE LIGHT & ENERGY SOLUTIONS | PSE&G BPU | No | Complete | 2010-04-05 | 2011-05-16 | 2011-06-27 | 2011-09-14
REIPR-06915 | REIP Solar | PARETTI |  | 9.4 | 16450 | Residential | 0 | WINSLOW TOWNSHIP | 8037 | 19 | EAST COAST SOLAR | AC Electric | No | Complete | 2010-04-05 | 2010-06-29 | 2010-09-17 | 2010-10-29
REIPR-06916 | REIP Solar | PEONI |  | 9.89 | 17307.5 | Residential |  | HAMPTON | 8827 | 4 | HUNTERDON SIDING & WINDOW | JCP&L | No | Complete | 2010-04-05 | 2010-11-06 | 2011-07-08 | 2011-11-08
REIPR-06917 | REIP Solar | LEE |  | 3.12 | 4712 | Residential |  | EAST BRUNSWICK | 8816 | 11 | ALTERNATIVE LIGHT & ENERGY SOLUTIONS | JCP&L | No | Complete | 2010-04-05 | 2010-06-16 | 2010-10-08 | 2010-11-30
REIPR-06918 | REIP Solar | TWISLER |  | 6.24 | 9424 | Residential |  | PHILLIPSBURG | 8865 | 2 | ALTERNATIVE LIGHT & ENERGY SOLUTIONS | JCP&L | No | Complete | 2010-04-05 | 2010-05-06 | 2011-03-28 | 2011-06-20
REIPR-06919 | REIP Solar | VIOLA |  | 5.4 | 7378 | Residential |  | SHIP BOTTOM | 8008 | 18 | ALTERNATIVE LIGHT & ENERGY SOLUTIONS | AC Electric | No | Complete | 2010-04-05 | 2010-12-23 | 2011-08-10 | 2011-09-26
REIPR-06920 | REIP Solar | LAU |  | 5.98 | 9269 | Residential |  | PARAMUS | 7652 | 7 | TRINITY HEATING AND AIR | PSE&G BPU | No | Complete | 2010-04-05 | 2010-07-16 | 2010-10-19 | 2010-12-20
REIPR-06921 | REIP Solar | MENAKER |  | 5.46 | 9555 | Residential | 0 | NEW EGYPT | 8533 | 18 | TRINITY HEATING AND AIR | JCP&L | No | Complete | 2010-04-05 | 2010-06-01 | 2010-09-20 | 2010-10-29
REIPR-06922 | REIP Solar | SCOTT |  | 9.45 | 14647.5 | Residential |  | CREAM RIDGE | 8514 | 17 | TRINITY HEATING AND AIR | JCP&L | No | Complete | 2010-04-05 | 2010-05-24 | 2010-09-02 | 2010-10-29
REIPR-06924 | REIP Solar | VILLECCO |  | 7.92 | 12276 | Residential |  | CHERRY HILL | 8003 | 14 | 4BESTSOLAR, LLC | PSE&G BPU | No | Complete | 2010-04-05 | 2010-05-24 | 2010-10-19 | 2010-12-20
REIPR-06925 | REIP Solar | NORTMAN |  | 7.98 | 12369 | Residential |  | MARLBORO | 7746 | 17 | TRINITY HEATING AND AIR | JCP&L | No | Complete | 2010-04-05 | 2010-07-14 | 2010-10-19 | 2010-12-20
REIPR-06926 | REIP Solar | DEWILDE |  | 12.32 | 17500 | Residential |  | BRIDGETON | 8302 | 20 | RCL ENTERPRISES INC. | AC Electric | No | Complete | 2010-04-05 | 2010-06-23 | 2010-12-29 | 2011-03-23
REIPR-06927 | REIP Solar | TEMMER |  | 3.15 | 5512.5 | Residential |  | PRINCETON | 8540 | 12 | FERN ELECTRIC, LLC | PSE&G BPU | No | Complete | 2010-04-05 | 2010-08-30 | 2011-02-07 | 2011-05-06
REIPR-06928 | REIP Solar | DONALDSON |  | 2.4 | 3720 | Residential |  | EGG HARBOR TWP | 8234 | 19 | MERCURY SOLAR SYSTEMS | AC Electric | No | Complete | 2010-04-05 | 2010-05-11 | 2010-08-24 | 2010-10-29
REIPR-06929 | REIP Solar | O'CONNELL |  | 8.55 | 13252.5 | Residential |  | LINWOOD | 8221 | 19 | MERCURY SOLAR SYSTEMS | AC Electric | No | Complete | 2010-04-05 | 2010-07-14 | 2010-12-08 | 2011-02-25
REIPR-06930 | REIP Solar | GRANT |  | 4.3 | 6200 | Residential |  | SALEM | 8079 | 16 | SOLULAR LLC/RWD CONSULTANTS | AC Electric | No | Complete | 2010-04-05 | 2010-06-17 | 2010-12-08 | 2011-02-25
REIPR-06931 | REIP Solar | SAMAYAM |  | 9 | 13950 | Residential |  | HILLSBOROUGH | 8844 | 5 | SEA BRIGHT SOLAR, LLC | PSE&G BPU | No | Complete | 2010-04-05 | 2011-01-24 | 2011-04-18 | 2011-06-20
REIPR-06932 | REIP Solar | GLINKO |  | 14.62 | 17500 | Residential |  | BLAIRSTOWN | 7825 | 2 | THE ENTECH GROUP | JCP&L | No | Complete | 2010-04-05 | 2010-08-23 | 2010-10-08 | 2010-11-30
REIPR-06933 | REIP Solar | MARTIN |  | 10 | 15968.75 | Residential |  | RIVERVALE | 7675 | 7 | THE SOLAR CENTER, INC. | PSE&G BPU | No | Complete | 2010-04-05 | 2010-06-23 | 2011-02-07 | 2011-05-06
REIPR-06934 | REIP Solar | ANDERSON |  | 9.9 | 17325 | Residential |  | HAWORTH | 7641 | 7 | THE SOLAR CENTER, INC. | Orange & Rockland Elec | No | Complete | 2010-04-05 | 2011-04-06 | 2011-05-19 | 2011-07-29
REIPR-06935 | REIP Solar | WILLIAMS |  | 8.448 | 14784 | Residential |  | MULLICA HILL | 8062 | 15 | SOLAR WORKS NJ | AC Electric | No | Complete | 2010-04-05 | 2010-08-23 | 2010-10-19 | 2010-12-20
REIPR-06936 | REIP Solar | SCHWAB |  | 8.28 | 12834 | Residential |  | FLEMINGTON | 8822 | 4 | ZETTA JOULES LLC | JCP&L | No | Complete | 2010-04-05 | 2011-02-25 | 2012-03-29 | 2012-06-05
REIPR-06937 | REIP Solar | LIKE |  | 6.3 | 9765 | Residential |  | EAST BRUNSWICK | 8816 | 11 | ABSOLUTELY ENERGIZED SOLAR, LLC | JCP&L | No | Complete | 2010-04-05 | 2010-10-14 | 2010-12-29 | 2011-03-23
REIPR-06938 | REIP Solar | BUZSAKI |  | 7.22 | 12635 | Residential |  | MILLBURN | 7041 | 9 | ALTERNATIVE LIGHT & ENERGY SOLUTIONS | PSE&G BPU | No | Complete | 2010-04-05 | 2010-09-15 | 2011-01-31 | 2011-04-13
REIPR-06939 | REIP Solar | SINGH |  | 7.02 | 12285 | Residential |  | MONMOUTH JUNCTION | 8852 | 11 | ALTERNATIVE LIGHT & ENERGY SOLUTIONS | PSE&G BPU | No | Complete | 2010-04-05 | 2010-06-17 | 2010-12-29 | 2011-03-23
REIPR-06940 | REIP Solar | FELDMAN |  | 8.4 | 13020 | Residential |  | CHERRY HILL | 8003 | 14 | RENERGY, INC. | PSE&G BPU | No | Complete | 2010-04-05 | 2010-06-29 | 2010-10-08 | 2010-11-30
REIPR-06941 | REIP Solar | BEHMAN |  | 9.66 | 16905 | Residential |  | EAST HANOVER | 7936 | 3 | SELF INSTALL | JCP&L | No | Complete | 2010-04-05 | 2010-11-06 | 2011-06-06 | 2011-07-25
REIPR-06942 | REIP Solar | KINNEY |  | 5.04 | 7440 | Residential |  | MONROEVILLE | 8343 | 16 | MERCURY SOLAR SYSTEMS | AC Electric | No | Complete | 2010-04-05 | 2010-06-23 | 2010-10-08 | 2010-11-30
REIPR-06943 | REIP Solar | ELKINS |  | 7.74 | 13545 | Residential |  | BERKELEY HEIGHTS | 7922 | 10 | THE SOLAR CENTER, INC. | JCP&L | No | Complete | 2010-04-05 | 2010-09-17 | 2011-03-09 | 2011-05-06
REIPR-06944 | REIP Solar | LAI |  | 5.29 | 8199.5 | Residential |  | KENDALL PARK | 8824 | 11 | AMERICAN RENEWABLE ENERGY, INC | PSE&G BPU | No | Complete | 2010-04-05 | 2011-01-11 | 2011-03-09 | 2011-05-06
REIPR-06945 | REIP Solar | KING |  | 14.405 | 17500 | Residential |  | COLUMBIA | 7832 | 2 | CORBIN SOLAR SOLUTIONS, LLC | JCP&L | No | Complete | 2010-04-05 | 2010-05-11 | 2011-01-31 | 2011-04-13
REIPR-06946 | REIP Solar | SAHNS |  | 6.88 | 12040 | Residential |  | MT. LAUREL | 8054 | 13 | RCL ENTERPRISES INC. | PSE&G BPU | No | Complete | 2010-04-05 | 2010-06-09 | 2010-12-08 | 2011-02-25
REIPR-06948 | REIP Solar | VISNISKI |  | 6.75 | 10462.5 | Residential |  | HAMILTON | 8619 | 12 | SUN SAVER SOLAR SYSTEMS 2 | PSE&G BPU | No | Complete | 2010-04-05 | 2010-05-06 | 2011-02-07 | 2011-05-06
REIPR-06949 | REIP Solar | MUSSER |  | 11.96 | 17500 | Residential |  | HAMMONTON | 8037 | 19 | MERCURY SOLAR SYSTEMS | AC Electric | No | Complete | 2010-04-05 | 2010-05-26 | 2010-12-29 | 2011-03-23
REIPR-06950 | REIP Solar | RONKETTY |  | 9.975 | 17456.25 | Residential |  | WOODSTOWN | 8098 | 16 | MERCURY SOLAR SYSTEMS | AC Electric | No | Complete | 2010-04-05 | 2010-05-26 | 2010-10-12 | 2010-11-30
REIPR-06951 | REIP Solar | HENRY |  | 11.2 | 17500 | Residential |  | BRIDGETON | 8302 | 20 | MERCURY SOLAR SYSTEMS | AC Electric | No | Complete | 2010-04-05 | 2010-10-12 | 2011-04-18 | 2011-06-20
REIPR-06952 | REIP Solar | BRESLIN |  | 9.975 | 17456.25 | Residential | 0 | ELMER | 8318 | 16 | MERCURY SOLAR SYSTEMS | AC Electric | No | Complete | 2010-04-05 | 2010-05-24 | 2010-09-17 | 2010-10-29
REIPR-06953 | REIP Solar | MELI |  | 8.55 | 14962.5 | Residential |  | WALL | 7719 | 17 | MERCURY SOLAR SYSTEMS | JCP&L | No | Complete | 2010-04-05 | 2011-02-25 | 2011-05-19 | 2011-07-29
REIPR-06954 | REIP Solar | GOYAL |  | 10 | 15500 | Residential |  | WEST WINDSOR | 8550 | 12 | MERCURY SOLAR SYSTEMS | PSE&G BPU | No | Complete | 2010-04-05 | 2010-08-18 | 2010-12-01 | 2011-01-07
REIPR-06955 | REIP Solar | POULSEN |  | 8.8 | 12250 | Residential |  | LAKE HOPATCONG | 7849 | 3 | THE SOLAR CENTER, INC. | JCP&L | No | Complete | 2010-04-05 | 2010-06-24 | 2010-12-08 | 2011-02-25
REIPR-06956 | REIP Solar | SINICROPI |  | 9.4 | 16450 | Residential |  | CREAM RIDGE | 8514 | 17 | J. A. WIG CONSTRUCTION AND ELECTRIC, LLC | JCP&L | No | Complete | 2010-04-05 | 2010-07-09 | 2011-01-31 | 2011-04-13
REIPR-06957 | REIP Solar | ORTH |  | 9.66 | 14880 | Residential | 0 | GALLOWAY | 8205 | 19 | TRINITY HEATING AND AIR | AC Electric | No | Complete | 2010-04-05 | 2010-07-20 | 2010-09-20 | 2010-10-29
REIPR-06958 | REIP Solar | KLESMER |  | 10 | 15500 | Residential | 0 | MEDFORD | 8055 | 13 | TRINITY HEATING AND AIR | PSE&G BPU | No | Complete | 2010-04-05 | 2010-05-24 | 2010-09-17 | 2010-10-29
REIPR-06959 | REIP Solar | DEPICE |  | 5.2 | 8060 | Residential | 0 | SECAUCUS | 7094 | 8 | TRINITY HEATING AND AIR | PSE&G BPU | No | Complete | 2010-04-05 | 2010-05-24 | 2010-09-17 | 2010-10-29
REIPR-06960 | REIP Solar | MISRA |  | 8.05 | 14087.5 | Residential |  | BELLE MEAD | 8502 | 5 | AMERICAN RENEWABLE ENERGY, INC | PSE&G BPU | No | Complete | 2010-04-05 | 2010-08-24 | 2011-01-31 | 2011-04-13
REIPR-06961 | REIP Solar | YANG |  | 9.2 | 16100 | Residential |  | MARLBORO | 7746 | 17 | AMERICAN RENEWABLE ENERGY, INC | JCP&L | No | Complete | 2010-04-05 | 2010-09-15 | 2011-04-18 | 2011-06-20
REIPR-06963 | REIP Solar | WANG |  | 7.2 | 10850 | Residential |  | MARLBORO | 7746 | 17 | ASTON SOLAR | JCP&L | No | Complete | 2010-04-05 | 2010-12-10 | 2011-03-09 | 2011-05-06
REIPR-06964 | REIP Solar | WILBERT, JR |  | 7.92 | 13571.25 | Residential |  | HAMILTON SQUARE | 8690 | 12 | STRICKLAND RADIANT HEATING SYSTEMS | PSE&G BPU | No | Complete | 2010-04-05 | 2010-08-04 | 2011-05-19 | 2011-07-29
REIPR-06965 | REIP Solar | GONZALEZ |  | 6.24 | 9424 | Residential |  | KENDALL PARK | 8824 | 11 | DPR ELECTRIC, INC | PSE&G BPU | No | Complete | 2010-04-05 | 2010-05-06 | 2010-10-08 | 2010-11-30
REIPR-06968 | REIP Solar | WUELFING |  | 4.7 | 6417 | Residential |  | POINT PLEASANT | 8742 | 18 | FOUR POINT REFRIGERATION CO., INC. | JCP&L | No | Complete | 2010-04-05 | 2011-10-06 | 2012-05-29 | 2012-08-16
REIPR-06969 | REIP Solar | PORTAGALLO |  | 9.858 | 15279.9 | Residential |  | LINCROFT | 7738 | 17 | SEA BRIGHT SOLAR, LLC | JCP&L | No | Complete | 2010-04-05 | 2010-12-21 | 2011-03-28 | 2011-06-20
REIPR-06970 | REIP Solar | TOMASELLO |  | 9.856 | 17048 | Residential |  | ABESCON | 8201 | 19 | SOLAR WORKS NJ | AC Electric | No | Complete | 2010-04-05 | 2010-08-30 | 2011-04-18 | 2011-06-20
REIPR-06971 | REIP Solar | KIRKLAND |  | 7.65 | 11857.5 | Residential | 0 | MARGATE CITY | 8402 | 19 | MERCURY SOLAR SYSTEMS | AC Electric | No | Complete | 2010-04-05 | 2010-06-16 | 2010-09-20 | 2010-10-29
REIPR-06972 | REIP Solar | REILLY |  | 6.21 | 10535 | Residential |  | FANWOOD | 7023 | 10 | 1ST LIGHT ENERGY, INC. | PSE&G BPU | No | Complete | 2010-04-05 | 2010-07-27 | 2011-03-09 | 2011-05-06
REIPR-06974 | REIP Solar | JACKSON |  | 10.12 | 15500 | Residential | 0 | ATCO | 8004 | 14 | TRINITY HEATING AND AIR | AC Electric | No | Complete | 2010-04-05 | 2010-07-02 | 2010-09-20 | 2010-10-29
REIPR-06975 | REIP Solar | FEINER |  | 8.74 | 15295 | Residential |  | BURLINGTON | 8016 | 13 | SOLULAR LLC. II | PSE&G BPU | No | Complete | 2010-04-05 | 2011-01-05 | 2011-04-18 | 2011-06-20
REIPR-06976 | REIP Solar | VIKRAM |  | 9 | 13950 | Residential |  | HILLSBOROUGH | 8844 | 5 | SEA BRIGHT SOLAR, LLC | PSE&G BPU | No | Complete | 2010-04-05 | 2011-02-01 | 2011-04-18 | 2011-06-20
REIPR-06977 | REIP Solar | REZVANI |  | 10.08 | 17500 | Residential | 0 | SADDLE RIVER | 7458 | 7 | 1ST LIGHT ENERGY, INC. | PSE&G BPU | No | Complete | 2010-04-05 | 2011-02-21 | 2012-02-27 | 2012-06-19
REIPR-06978 | REIP Solar | GROFF |  | 2.76 | 4278 | Residential |  | ATLANTIC CITY | 8401 | 19 | SEA BRIGHT SOLAR, LLC | AC Electric | No | Complete | 2010-04-05 | 2011-04-06 | 2012-06-29 | 2012-10-03
REIPR-06988 | REIP Solar | KRAUS |  | 1.931 | 2793.05 | Residential |  | FLEMINGTON | 8822 | 4 | ZETTA JOULES LLC | JCP&L | No | Complete | 2010-04-19 | 2013-04-05 | 2013-04-25 | 2013-09-16
REIPR-06989 | REIP Solar | RIDGEWAY |  | 21.39 | 10000 | Residential | 1 | MICKLETON | 8056 | 15 | CORBIN SOLAR SOLUTIONS, LLC | AC Electric | No | Complete | 2010-04-19 | 2011-08-08 | 2011-08-24 | 2011-11-01
REIPR-06990 | REIP Solar | MCCOY |  | 5.52 | 8350.66 | Residential |  | PRINCETON | 8542 | 12 | ADVANCED SOLAR PRODUCTS - RINGOES | PSE&G BPU | No | Complete | 2010-04-19 | 2010-08-17 | 2011-04-18 | 2011-06-20
REIPR-06991 | REIP Solar | SPANN |  | 29.44 | 17500 | Residential |  | WASHINGTON | 7882 | 2 | MT. SALEM ELECTRIC | JCP&L | No | Complete | 2010-04-19 | 2010-06-01 | 2011-03-28 | 2011-06-20
REIPR-06992 | REIP Solar | CHEN |  | 4.86 | 8505 | Residential |  | EDISON | 8817 | 11 | BLUE SKY TECHNOLOGIES USA | PSE&G BPU | No | Complete | 2010-04-19 | 2010-10-27 | 2011-02-07 | 2011-05-06
REIPR-06993 | REIP Solar | SCHWINGER |  | 5.805 | 10158.75 | Residential |  | LAKE HOPATCONG | 7849 | 3 | THE SOLAR CENTER, INC. | JCP&L | No | Complete | 2010-04-19 | 2010-06-23 | 2010-10-19 | 2010-12-20
REIPR-06994 | REIP Solar | CALABRETTA |  | 4.752 | 8316 | Residential | 0 | COLLINGSWOOD | 8107 | 14 | SOLAR WORKS NJ | PSE&G BPU | No | Complete | 2010-04-19 | 2010-06-07 | 2010-09-20 | 2010-10-29
REIPR-06995 | REIP Solar | WETZEL |  | 6.66 | 11655 | Residential |  | BRANCHBURG | 8853 | 5 | SELF INSTALL | JCP&L | No | Complete | 2010-04-19 | 2011-01-21 | 2011-05-19 | 2011-07-29
REIPR-06996 | REIP Solar | ANTHONY |  | 6.44 | 11270 | Residential | 0 | SEA GIRT | 8750 | 17 | BILL HODGE ELECTRICAL CONTRACTOR INC | JCP&L | No | Complete | 2010-04-19 | 2010-07-16 | 2010-09-20 | 2010-10-29
REIPR-06997 | REIP Solar | CHUNG |  | 9.8 | 17150 | Residential |  | MARLBORO | 7746 | 17 | CORBIN SOLAR SOLUTIONS, LLC | JCP&L | No | Complete | 2010-04-19 | 2010-06-11 | 2011-02-07 | 2011-05-06
REIPR-06998 | REIP Solar | TODD |  | 4.3 | 6665 | Residential | 0 | OCEAN | 7712 | 17 | CORBIN SOLAR SOLUTIONS, LLC | JCP&L | No | Complete | 2010-04-19 | 2010-05-24 | 2010-09-17 | 2010-10-29
REIPR-06999 | REIP Solar | MALKIN |  | 10.12 | 17500 | Residential |  | FREEHOLD | 7728 | 17 | TRINITY HEATING AND AIR | JCP&L | No | Complete | 2010-04-19 | 2010-09-10 | 2011-03-28 | 2011-06-20
REIPR-07000 | REIP Solar | DEADY |  | 3.12 | 4634.5 | Residential |  | ENGLISHTOWN | 7726 | 17 | A-TOP ALTERNATIVE ENERGY | JCP&L | No | Complete | 2010-04-19 | 2010-06-16 | 2010-12-01 | 2011-01-07
REIPR-07001 | REIP Solar | PERIN |  | 5.52 | 3177.5 | Residential |  | CHESTER | 7930 | 3 | A. PERIN ROOFING & SIDING, INC | JCP&L | No | Complete | 2010-04-19 | 2010-11-17 | 2011-02-07 | 2011-05-06
REIPR-07003 | REIP Solar | TESORIERO |  | 5.16 | 7840 | Residential |  | RAMSEY | 7446 | 7 | SELF INSTALL | Orange & Rockland Elec | No | Complete | 2010-04-19 | 2011-04-25 | 2011-07-19 | 2011-11-08
REIPR-07004 | REIP Solar | SIMKIN |  | 4 | 6200 | Residential | 0 | CINNAMINSON | 8077 | 13 | TRINITY HEATING AND AIR | PSE&G BPU | No | Complete | 2010-04-19 | 2010-06-03 | 2010-07-28 | 2010-09-09
REIPR-07005 | REIP Solar | HAND |  | 5.46 | 8463 | Residential |  | ISELIN | 8830 | 11 | TRINITY HEATING AND AIR | PSE&G BPU | No | Complete | 2010-04-19 | 2010-06-10 | 2010-12-29 | 2011-03-23
REIPR-07006 | REIP Solar | DECKER |  | 10 | 15500 | Residential |  | HILLSBOROUGH | 8844 | 5 | TRINITY HEATING AND AIR | PSE&G BPU | No | Complete | 2010-04-19 | 2010-06-18 | 2010-12-08 | 2011-02-25
REIPR-07007 | REIP Solar | WILDMAN |  | 7.56 | 11718 | Residential |  | MARLBORO | 7746 | 17 | TRINITY HEATING AND AIR | JCP&L | No | Complete | 2010-04-19 | 2010-06-03 | 2010-12-29 | 2011-03-23
REIPR-07008 | REIP Solar | REICHENBACH |  | 8.28 | 12834 | Residential |  | AVALON | 8202 | 21 | MERCURY SOLAR SYSTEMS | AC Electric | No | Complete | 2010-04-19 | 2010-05-24 | 2010-10-08 | 2010-11-30
REIPR-07009 | REIP Solar | LUTZ |  | 10.12 | 17500 | Residential |  | SWEDESBORO | 8085 | 15 | MERCURY SOLAR SYSTEMS | AC Electric | No | Complete | 2010-04-19 | 2010-12-17 | 2011-05-19 | 2011-07-29
REIPR-07010 | REIP Solar | TORMEY |  | 7.28 | 11284 | Residential |  | BEESLEYS POINT | 8223 | 21 | MERCURY SOLAR SYSTEMS | AC Electric | No | Complete | 2010-04-19 | 2010-08-03 | 2010-12-29 | 2011-03-23
REIPR-07011 | REIP Solar | DURBOROW |  | 5.52 | 9660 | Residential |  | BOUND BROOK | 8805 | 5 | CLEAN ENERGY USA | PSE&G BPU | No | Complete | 2010-04-19 | 2010-06-01 | 2010-10-19 | 2010-12-20
REIPR-07012 | REIP Solar | DANLEY |  | 10.176 | 17500 | Residential |  | FRANKLINVILLE | 8322 | 15 | HEAT SHED, INC. | AC Electric | No | Complete | 2010-04-19 | 2010-11-22 | 2011-03-28 | 2011-06-20
REIPR-07013 | REIP Solar | HORNEMANN |  | 8.28 | 12834 | Residential |  | SOMERSET | 8873 | 5 | SELF INSTALL | PSE&G BPU | No | Complete | 2010-04-19 | 2010-12-03 | 2011-03-09 | 2011-05-06
REIPR-07014 | REIP Solar | PAGLIA, JR. |  | 5.52 | 8370 | Residential | 0 | FREEHOLD | 7728 | 17 | TRINITY HEATING AND AIR | JCP&L | No | Complete | 2010-04-19 | 2010-07-27 | 2010-09-20 | 2010-10-29
REIPR-07015 | REIP Solar | WOLAK |  | 6.3 | 8788.5 | Residential |  | LAWRENCEVILLE | 8648 | 12 | BERCOOT, LLC | PSE&G BPU | No | Complete | 2010-04-19 | 2010-12-22 | 2011-03-09 | 2011-05-06
REIPR-07016 | REIP Solar | LOUDIN |  | 9.88 | 17290 | Residential |  | DELRAN | 8075 | 13 | SEA BRIGHT SOLAR, LLC | PSE&G BPU | No | Complete | 2010-04-19 | 2010-10-12 | 2011-04-18 | 2011-06-20
REIPR-07017 | REIP Solar | HORSCH |  | 9.89 | 17307.5 | Residential |  | MONROE | 8831 | 11 | SOLAR MITE SOLUTIONS | JCP&L | No | Complete | 2010-04-19 | 2010-07-27 | 2010-12-29 | 2011-03-23
REIPR-07018 | REIP Solar | TUSIM |  | 9.9 | 15345 | Residential |  | RARITAN | 8869 | 5 | GEOGENIX | PSE&G BPU | No | Complete | 2010-04-19 | 2010-06-24 | 2010-10-08 | 2010-11-30
REIPR-07019 | REIP Solar | APEL |  | 9.306 | 14424.3 | Residential |  | ISLAND HEIGHTS | 8732 | 18 | SELF INSTALL | JCP&L | No | Complete | 2010-04-19 | 2010-08-30 | 2010-12-08 | 2011-02-25
REIPR-07020 | REIP Solar | WUILLERMIN |  | 23.46 | 17500 | Residential |  | HAMMONTON | 8037 | 19 | GO SOLAR ELECTRIC, LLC | AC Electric | No | Complete | 2010-04-19 | 2010-10-06 | 2011-04-18 | 2011-06-20
REIPR-07021 | REIP Solar | WUILLERMIN |  | 11.5 | 17500 | Residential |  | HAMMONTON | 8037 | 19 | GO SOLAR ELECTRIC, LLC | AC Electric | No | Complete | 2010-04-19 | 2010-10-06 | 2011-04-18 | 2011-06-20
REIPR-07022 | REIP Solar | BHAGAT |  | 5.64 | 8680 | Residential |  | EDISON | 8820 | 11 | MERCURY SOLAR SYSTEMS | PSE&G BPU | No | Complete | 2010-04-19 | 2010-08-18 | 2010-12-01 | 2011-01-07
REIPR-07023 | REIP Solar | GALLAGHER |  | 8.93 | 13841.5 | Residential | 0 | MULLICA HILL | 8061 | 15 | MERCURY SOLAR SYSTEMS | AC Electric | No | Complete | 2010-04-19 | 2010-06-14 | 2010-09-20 | 2010-10-29
REIPR-07024 | REIP Solar | ROBINETTE |  | 4.465 | 7813.75 | Residential | 0 | LANOKA HARBOR | 8734 | 18 | MERCURY SOLAR SYSTEMS | JCP&L | No | Complete | 2010-04-19 | 2010-08-04 | 2010-09-20 | 2010-10-29
REIPR-07025 | REIP Solar | SANBORN |  | 5.94 | 9207 | Residential |  | POINT PLEASANT | 8742 | 18 | SELF INSTALL | JCP&L | No | Complete | 2010-04-19 | 2010-12-17 | 2011-04-18 | 2011-06-20
REIPR-07026 | REIP Solar | PELOUZE |  | 10.535 | 17500 | Residential |  | MOUNT LAUREL | 8054 | 13 | RCL ENTERPRISES INC. | PSE&G BPU | No | Complete | 2010-04-19 | 2010-07-22 | 2011-02-07 | 2011-05-06
REIPR-07027 | REIP Solar | SAHNS |  | 3.44 | 4960 | Residential |  | CAPE MAY | 8054 | 13 | RCL ENTERPRISES INC. | AC Electric | No | Complete | 2010-04-19 | 2010-07-16 | 2010-12-29 | 2011-03-23
REIPR-07029 | REIP Solar | KUKOFF |  | 10.08 | 17307.5 | Residential |  | WARREN | 7059 | 5 | 1ST LIGHT ENERGY, INC. | JCP&L | No | Complete | 2010-04-19 | 2010-07-22 | 2011-03-28 | 2011-06-20
REIPR-07030 | REIP Solar | RIGBY |  | 7.31 | 11330.5 | Residential |  | FLEMINGTON | 8822 | 4 | ALTERNATIVE LIGHT & ENERGY SOLUTIONS | JCP&L | No | Complete | 2010-04-19 | 2011-04-26 | 2011-06-06 | 2011-07-25
REIPR-07031 | REIP Solar | DEUTSCH |  | 9.66 | 16905 | Residential |  | ENGLISHTOWN | 7726 | 17 | CORBIN SOLAR SOLUTIONS, LLC | JCP&L | No | Complete | 2010-04-19 | 2010-07-09 | 2010-10-12 | 2010-11-30
REIPR-07032 | REIP Solar | WUILLERMIN |  | 22.08 | 17500 | Residential |  | HAMMONTON | 8037 | 19 | GO SOLAR ELECTRIC, LLC | AC Electric | No | Complete | 2010-04-19 | 2010-10-06 | 2011-04-18 | 2011-06-20
REIPR-07033 | REIP Solar | WILKINS |  | 5.52 | 8170 | Residential |  | SICKLERVILLE | 8081 | 14 | D&W TECHNOLOGIES | AC Electric | No | Complete | 2010-04-19 | 2011-08-24 | 2013-01-15 | 2013-05-02
REIPR-07034 | REIP Solar | PATEL |  | 9.87 | 17272.5 | Residential |  | EDISON | 8820 | 11 | BEST ENERGY POWER | PSE&G BPU | No | Complete | 2010-04-19 | 2010-07-16 | 2010-12-08 | 2011-02-25
REIPR-07035 | REIP Solar | CHAIRMAN |  | 5.64 | 9870 | Residential |  | SOUTH BRUNSWICK | 8852 | 11 | BEST ENERGY POWER | PSE&G BPU | No | Complete | 2010-04-19 | 2010-07-01 | 2010-12-29 | 2011-03-23
REIPR-07036 | REIP Solar | KANANI |  | 15.04 | 17500 | Residential |  | TOTOWA | 7512 | 6 | BEST ENERGY POWER | JCP&L | No | Complete | 2010-04-19 | 2010-07-09 | 2010-12-29 | 2011-03-23
REIPR-07037 | REIP Solar | TIAN |  | 3.78 | 5696.25 | Residential |  | LIVINGSTON | 7039 | 9 | ASTON SOLAR | PSE&G BPU | No | Complete | 2010-04-19 | 2010-10-20 | 2011-03-09 | 2011-05-06
REIPR-07038 | REIP Solar | PERRAULT |  | 2.772 | 4296.6 | Residential |  | ROCKAWAY TWP | 7866 | 3 | SELF INSTALL | JCP&L | No | Complete | 2010-04-19 | 2010-10-20 | 2011-02-07 | 2011-05-06
REIPR-07039 | REIP Solar | LUBAN |  | 3.5 | 5425 | Residential |  | CINNIMINISON | 8077 | 13 | SUNPOWER SOLUTIONS | PSE&G BPU | No | Complete | 2010-04-19 | 2010-05-20 | 2011-01-31 | 2011-04-13
REIPR-07040 | REIP Solar | SLOWINSKI |  | 6.748 | 9982 | Residential |  | VINELAND | 8360 | 20 | SUNPOL LLC | Vineland Muni Elec | No | Complete | 2010-04-19 | 2010-10-22 | 2011-05-19 | 2011-07-29
REIPR-07041 | REIP Solar | CAMPONOGARA |  | 9.66 | 16905 | Residential |  | RIDGEFIELD | 7657 | 7 | THE ENTECH GROUP | PSE&G BPU | No | Complete | 2010-04-19 | 2010-09-22 | 2011-04-18 | 2011-06-20
REIPR-07042 | REIP Solar | BEATTIE |  | 9.89 | 17307.5 | Residential |  | FLANDERS | 7836 | 3 | THE SOLAR CENTER, INC. | JCP&L | No | Complete | 2010-04-19 | 2010-06-17 | 2010-12-29 | 2011-03-23
REIPR-07043 | REIP Solar | GREENBERG |  | 4 | 6200 | Residential |  | FAIR LAWN | 7410 | 7 | THE SOLAR CENTER, INC. | PSE&G BPU | No | Complete | 2010-04-19 | 2010-09-29 | 2011-04-18 | 2011-06-20
REIPR-07044 | REIP Solar | BAUMAN |  | 8.8 | 15400 | Residential |  | VERONA | 7044 | 9 | THE SOLAR CENTER, INC. | PSE&G BPU | No | Complete | 2010-04-19 | 2010-06-17 | 2010-10-19 | 2010-12-20
REIPR-07045 | REIP Solar | TURENNE-KAPLAN |  | 10 | 17300 | Residential |  | PITTSTOWN | 8867 | 4 | THE SOLAR CENTER, INC. | JCP&L | No | Complete | 2010-04-19 | 2010-06-24 | 2011-01-31 | 2011-04-13
REIPR-07046 | REIP Solar | DOHENY |  | 9.66 | 16905 | Residential |  | WAYNE | 7470 | 6 | THE SOLAR CENTER, INC. | PSE&G BPU | No | Complete | 2010-04-19 | 2010-07-06 | 2010-12-08 | 2011-02-25
REIPR-07048 | REIP Solar | PAVLICK |  | 5.44 | 9520 | Residential |  | AVENEL | 7001 | 11 | VANGUARD ENERGY PARTNERS, LLC | PSE&G BPU | No | Complete | 2010-04-19 | 2010-08-24 | 2011-02-07 | 2011-05-06
REIPR-07049 | REIP Solar | NAGARAJAN |  | 5.85 | 10237.5 | Residential |  | GLEN ROCK | 7452 | 7 | GEOGENIX | PSE&G BPU | No | Complete | 2010-04-19 | 2010-07-16 | 2010-10-08 | 2010-11-30
REIPR-07050 | REIP Solar | ADAMO |  | 9.9 | 15345 | Residential |  | HOLMDEL | 7733 | 17 | GEOGENIX | JCP&L | No | Complete | 2010-04-19 | 2010-06-24 | 2010-10-08 | 2010-11-30
REIPR-07051 | REIP Solar | SUSSMAN |  | 9.9 | 15345 | Residential |  | MONTVILLE | 7045 | 3 | GEOGENIX | JCP&L | No | Complete | 2010-04-19 | 2010-07-16 | 2010-10-08 | 2010-11-30
REIPR-07052 | REIP Solar | PATEL |  | 8.1 | 14175 | Residential |  | JACKSON | 8527 | 18 | GEOGENIX | JCP&L | No | Complete | 2010-04-19 | 2010-06-21 | 2010-10-19 | 2010-12-20
REIPR-07054 | REIP Solar | MCAFEE |  | 10 | 15500 | Residential | 0 | SEAVILLE | 8230 | 21 | MERCURY SOLAR SYSTEMS | AC Electric | No | Complete | 2010-04-19 | 2010-06-23 | 2010-09-17 | 2010-10-29
REIPR-07055 | REIP Solar | BENDROT |  | 8.28 | 14490 | Residential |  | METUCHEN | 8840 | 11 | G-CREW, LLC | PSE&G BPU | No | Complete | 2010-04-19 | 2010-08-03 | 2010-10-12 | 2010-11-30
REIPR-07056 | REIP Solar | WHITNEY |  | 5.04 | 6417 | Residential |  | HAMMONTON | 8037 | 19 | WHITNEY ELECTRIC | AC Electric | No | Complete | 2010-04-19 | 2011-10-20 | 2011-11-16 | 2012-01-25
REIPR-07057 | REIP Solar | LUBRANO |  | 5.17 | 7843 | Residential |  | HAMMONTON | 8037 | 19 | JERSEY SHORE LLC | AC Electric | No | Complete | 2010-04-19 | 2010-07-19 | 2010-10-19 | 2010-12-20
REIPR-07058 | REIP Solar | GIBBS |  | 5.875 | 10281.25 | Residential |  | SEA GIRT | 8750 | 17 | RELIABLE POWER SERVICES, INC. | JCP&L | No | Complete | 2010-04-19 | 2010-07-14 | 2010-10-12 | 2010-11-30
REIPR-07059 | REIP Solar | KRAYNANSKI |  | 6.75 | 10462.5 | Residential |  | PITTSTOWN | 8867 | 4 | GEOGENIX | JCP&L | No | Complete | 2010-04-19 | 2010-06-24 | 2010-10-08 | 2010-11-30
REIPR-07060 | REIP Solar | DANIELS |  | 8.17 | 12663.5 | Residential |  | SOUTH ORANGE | 7079 | 9 | ALTERNATIVE LIGHT & ENERGY SOLUTIONS | PSE&G BPU | No | Complete | 2010-04-19 | 2010-07-30 | 2010-12-01 | 2011-01-07
REIPR-07061 | REIP Solar | PATEL |  | 5.04 | 8820 | Residential |  | PISCATAWAY | 8854 | 11 | GEOPEAK ELECTRIC | PSE&G BPU | No | Complete | 2010-04-19 | 2010-08-03 | 2011-03-09 | 2011-05-06
REIPR-07062 | REIP Solar | KRAEMER |  | 9.675 | 14996.25 | Residential |  | MOORESTOWN | 8057 | 13 | ABSOLUTELY ENERGIZED SOLAR, LLC | PSE&G BPU | No | Complete | 2010-04-19 | 2010-10-08 | 2010-12-29 | 2011-03-23
REIPR-07063 | REIP Solar | GAFFNEY |  | 5.06 | 7812 | Residential |  | GREENBROOK | 8812 | 11 | TRINITY HEATING AND AIR | PSE&G BPU | No | Complete | 2010-04-19 | 2010-07-16 | 2010-10-19 | 2010-12-20
REIPR-07064 | REIP Solar | MCMENAMIN | DAN MCMENAMIN AND ASSOCIATES | 8.28 | 12834 | Residential |  | WEST DEPTFORD | 8051 | 15 | VASOLI ELECTRIC CO. INC | AC Electric | No | Complete | 2010-04-19 | 2010-07-14 | 2011-03-09 | 2011-05-06
REIPR-07065 | REIP Solar | GORMAN |  | 6.9 | 10695 | Residential |  | HELMETTA | 8828 | 11 | LIGHTHOUSE SOLAR SYSTEMS | JCP&L | No | Complete | 2010-04-19 | 2010-12-21 | 2011-04-18 | 2011-06-20
REIPR-07066 | REIP Solar | DANG |  | 9.72 | 15066 | Residential |  | LIVINGSTON | 7039 | 9 | ASTON SOLAR | JCP&L | No | Complete | 2010-04-19 | 2010-11-17 | 2011-04-18 | 2011-06-20
REIPR-07067 | REIP Solar | CHARLESTON |  | 7.285 | 11291.75 | Residential |  | FRANKLINVILLE | 8322 | 15 | MERCURY SOLAR SYSTEMS | AC Electric | No | Complete | 2010-04-19 | 2010-07-09 | 2010-08-24 | 2010-10-29
REIPR-07069 | REIP Solar | HAMMELL |  | 8.96 | 15680 | Residential |  | SEWELL | 8080 | 15 | MERCURY SOLAR SYSTEMS | AC Electric | No | Complete | 2010-04-19 | 2010-08-18 | 2010-12-01 | 2011-01-07
REIPR-07070 | REIP Solar | GUPTA |  | 8.46 | 12555 | Residential | 0 | RED BANK | 7701 | 17 | MERCURY SOLAR SYSTEMS | JCP&L | No | Complete | 2010-04-19 | 2010-07-09 | 2010-09-17 | 2010-10-29
REIPR-07071 | REIP Solar | STANWOOD |  | 5.52 | 9660 | Residential | 0 | GALLOWAY | 8205 | 19 | MERCURY SOLAR SYSTEMS | AC Electric | No | Complete | 2010-04-19 | 2010-06-03 | 2010-09-20 | 2010-10-29
REIPR-07085 | REIP Solar | RYMON | FRANK RYMON & SONS, INC. | 44.415 | 35532 | Commercial |  | WASHINGTON | 7882 | 2 | EAST COAST ALTERNATIVE ENERGY | JCP&L | No | Complete | 2010-05-20 | 2011-03-01 | 2011-07-19 | 2011-11-08
REIPR-07086 | REIP Solar | CORBOY |  | 3.87 | 5103 | Residential |  | LAMBERTVILLE | 8530 | 4 | FITTING ELECTRIC, LLC | JCP&L | No | Complete | 2010-05-20 | 2011-04-13 | 2011-05-20 | 2011-07-29
REIPR-07088 | REIP Solar | MARINO | THE PURPLE PENGUIN | 31.02 | 24816 | Commercial |  | NEWFIELD | 8344 | 15 | TONETTA ELECTRICAL CONTRACTOR | AC Electric | No | Complete | 2010-05-20 | 2011-05-25 | 2011-08-24 | 2011-11-01
REIPR-07090 | REIP Solar | TONETTA | TONETTA ELECTRIC CONTRACTOR INC | 9.68 | 7744 | Commercial |  | WILLIAMSTOWN | 8094 | 15 | TONETTA ELECTRICAL CONTRACTOR INC | AC Electric | No | Complete | 2010-05-20 | 2010-08-30 | 2011-05-19 | 2011-07-29
REIPR-07091 | REIP Solar | LEE |  | 9.89 | 13351.5 | Residential |  | CLARKSBURG | 8510 | 17 | ECOLOGICAL SYSTEMS-MANALAPAN | JCP&L | No | Complete | 2010-05-20 | 2011-01-31 | 2011-04-27 | 2011-07-12
REIPR-07093 | REIP Solar | BASKIN |  | 9.4 | 12690 | Residential |  | MORRISTOWN | 7960 | 3 | SOLAR ENGINEERING OF NJ | JCP&L | No | Complete | 2010-05-20 | 2011-05-23 | 2011-08-30 | 2011-11-01
REIPR-07094 | REIP Solar | ZELINA |  | 7.99 | 10786.5 | Residential |  | HOLMDEL | 7733 | 17 | SHOOTING STAR SOLAR, LLC | JCP&L | No | Complete | 2010-05-20 | 2011-05-25 | 2011-08-30 | 2011-11-01
REIPR-07098 | REIP Solar | OSOWSKI |  | 6.6 | 8910 | Residential |  | GLEN GARDNER | 8826 | 4 | MY NJ SOLAR, LLC | JCP&L | No | Complete | 2010-05-20 | 2010-10-15 | 2010-12-20 | 2011-03-23
REIPR-07100 | REIP Solar | GERAN |  | 9.4 | 12690 | Residential |  | BRICK | 8724 | 18 | SAMSON ELECTRIC INC. | JCP&L | No | Complete | 2010-05-20 | 2010-07-15 | 2010-09-02 | 2010-10-29
REIPR-07101 | REIP Solar | MARAZZO |  | 6.9 | 9315 | Residential |  | BASKING RIDGE | 7920 | 5 | GEOGENIX | JCP&L | No | Complete | 2010-05-20 | 2010-12-21 | 2011-02-08 | 2011-05-06
REIPR-07102 | REIP Solar | GRILLO |  | 7.56 | 10206 | Residential |  | WHITEHOUSE STATION | 8889 | 4 | MY NJ SOLAR, LLC | JCP&L | No | Complete | 2010-05-20 | 2010-10-07 | 2011-02-01 | 2011-04-13
REIPR-07103 | REIP Solar | LANZI |  | 5.52 | 7452 | Residential |  | EAST BRUNSWICK | 8816 | 11 | JD SOLAR SOLUTIONS | PSE&G BPU | No | Complete | 2010-05-20 | 2010-07-15 | 2010-09-20 | 2010-10-29
REIPR-07104 | REIP Solar | GRILLO |  | 9.87 | 13324.5 | Residential |  | GLEN GARDNER | 8826 | 4 | MY NJ SOLAR, LLC | JCP&L | No | Complete | 2010-05-20 | 2010-09-16 | 2010-12-08 | 2011-02-25
REIPR-07105 | REIP Solar | COHEN |  | 3.885 | 5244.75 | Residential |  | LAKEWOOD | 8701 | 18 | AROSA SOLAR ENERGY, INC | JCP&L | No | Complete | 2010-05-20 | 2011-04-18 | 2011-06-17 | 2011-09-14
REIPR-07108 | REIP Solar | TESSLER |  | 9.99 | 13486.5 | Residential |  | LAKEWOOD | 8701 | 18 | AROSA SOLAR ENERGY, INC | JCP&L | No | Complete | 2010-05-20 | 2011-04-18 | 2011-06-17 | 2011-09-14
REIPR-07109 | REIP Solar | LEIFERT |  | 4.62 | 6237 | Residential |  | BROWNS MILLS | 8015 | 13 | SUNRAY SOLAR, INC. | JCP&L | No | Complete | 2010-05-20 | 2010-09-08 | 2010-11-17 | 2011-01-07
REIPR-07110 | REIP Solar | BASCH |  | 9.46 | 12771 | Residential |  | LAKEWOOD | 8701 | 18 | AROSA SOLAR ENERGY, INC | JCP&L | No | Complete | 2010-05-20 | 2010-07-22 | 2010-09-20 | 2010-10-29
REIPR-07111 | REIP Solar | HINTELMAN |  | 4.6 | 6210 | Residential |  | RUMSON | 7760 | 17 | SUNRAY SOLAR, INC. | JCP&L | No | Complete | 2010-05-20 | 2010-06-29 | 2010-09-20 | 2010-10-29
REIPR-07112 | REIP Solar | MUSIAL |  | 9.46 | 12771 | Residential |  | ALLENTOWN | 8501 | 17 | A-TOP ALTERNATIVE ENERGY | JCP&L | No | Complete | 2010-05-20 | 2010-08-20 | 2010-10-21 | 2010-12-20
REIPR-07113 | REIP Solar | LAVENIA | TOWNSHIP OF MAPLE SHADE | 27 | 21600 | Government Facility |  | MAPLE SHADE | 8052 | 13 | SCALFO ELECTRIC, INC. | PSE&G BPU | No | Complete | 2010-05-20 | 2010-07-02 | 2011-09-29 | 2011-11-09
REIPR-07116 | REIP Solar | WRONA |  | 7.56 | 10206 | Residential |  | POINT PLEASANT | 8742 | 18 | KOPP ELECTRIC COMPANY | JCP&L | No | Complete | 2010-05-20 | 2010-08-04 | 2010-10-21 | 2010-12-20
REIPR-07117 | REIP Solar | CRISAFI |  | 1.84 | 2484 | Residential |  | SURF CITY | 8008 | 18 | SELF INSTALL | AC Electric | No | Complete | 2010-05-20 | 2010-07-27 | 2010-09-20 | 2010-10-29
REIPR-07118 | REIP Solar | YANG |  | 7.2 | 9720 | Residential |  | EDISON | 8817 | 11 | BLUE SKY TECHNOLOGIES USA | PSE&G BPU | No | Complete | 2010-05-20 | 2010-08-09 | 2011-01-20 | 2011-04-13
REIPR-07119 | REIP Solar | KLUK | KLUK CONSULTANTS | 6.75 | 5280 | Commercial |  | GIBBSBORO | 8026 | 14 | NJ SENSIBLE SOLAR | AC Electric | No | Complete | 2010-05-20 | 2011-10-21 | 2012-01-11 | 2012-04-04
REIPR-07131 | REIP Solar | KLUK | KRIS KLUK | 6.75 | 5280 | Commercial |  | GIBBSBORO | 8026 | 14 | NJ SENSIBLE SOLAR | AC Electric | No | Complete | 2010-05-20 | 2011-10-21 | 2012-01-11 | 2012-04-04
REIPR-07133 | REIP Solar | MARCHITELLO |  | 2.3 | 3046.78 | Residential |  | MEDFORD LAKES | 8055 | 13 | SOLAR POWER MARCH | PSE&G BPU | No | Complete | 2010-05-20 | 2010-08-26 | 2011-02-01 | 2011-04-13
REIPR-07135 | REIP Solar | TRECOZZI |  | 9.66 | 13041 | Residential |  | RIHGOES | 8551 | 4 | SOLAR POWER MARCH | JCP&L | No | Complete | 2010-05-20 | 2010-09-30 | 2011-01-20 | 2011-04-13
REIPR-07136 | REIP Solar | PENNIPLEDE | BRIELLE SPORT CLUBS | 49.728 | 39782.4 | Commercial |  | BRIELLE | 8730 | 17 | FOUR POINT REFRIGERATION CO., INC. | JCP&L | No | Complete | 2010-05-20 | 2010-12-01 | 2011-02-03 | 2011-05-06
REIPR-07137 | REIP Solar | DI NAPOLI SR | FRANK DI NAPOLI SR | 35.84 | 28672 | Commercial |  | BERNARDSVILLE | 7924 | 5 | VIRON CONSULTING GROUP | JCP&L | No | Complete | 2010-05-20 | 2011-08-31 | 2011-10-24 | 2011-11-29
REIPR-07139 | REIP Solar | KIEFFER | VAIL INDUSTRIAL SUPPLIES | 33.84 | 26496 | Commercial |  | SOUTH PLAINFIELD | 7080 | 11 | PRO-TECH ENERGY SOLUTIONS | PSE&G BPU | No | Complete | 2010-05-20 | 2010-09-15 | 2010-12-08 | 2011-02-25
REIPR-07140 | REIP Solar | DOWNS | ST MARK'S EPISCOPAL CHURCH | 18.17 | 14536 | Commercial |  | KEANSBURG | 7734 | 17 | GARDEN STATE SOLAR LLC | JCP&L | No | Complete | 2010-05-20 | 2010-09-22 | 2010-12-30 | 2011-03-23
REIPR-07141 | REIP Solar | BLAIR | GARDEN STATE SOLAR HOLDING LLC | 13.11 | 10488 | Commercial |  | MIDDLETOWN | 7748 | 17 | GARDEN STATE SOLAR LLC | JCP&L | No | Complete | 2010-05-20 | 2010-10-12 | 2011-02-03 | 2011-05-06
REIPR-07142 | REIP Solar | HEBER |  | 6.72 | 9072 | Residential |  | TOMS RIVER | 8753 | 18 | KOPP ELECTRIC COMPANY | JCP&L | No | Complete | 2010-05-20 | 2010-06-24 | 2010-10-21 | 2010-12-20
REIPR-07144 | REIP Solar | CHIARELL |  | 2.3 | 2955.57 | Residential | 0 | BRANCHBURG | 8876 | 5 | ECOLUTION ENERGY | JCP&L | No | Complete | 2010-05-20 | 2010-07-19 | 2010-10-21 | 2010-12-20
REIPR-07145 | REIP Solar | GURNANI |  | 9.9 | 13351.5 | Residential |  | BRIDGEWATER | 8807 | 5 | GEOSCAPE SOLAR, LLC | JCP&L | No | Complete | 2010-05-20 | 2010-12-17 | 2011-03-15 | 2011-05-06
REIPR-07146 | REIP Solar | STANTON |  | 9.9 | 13351.5 | Residential |  | HILLSBOROUGH | 8844 | 5 | GEOSCAPE SOLAR, LLC | PSE&G BPU | No | Complete | 2010-05-20 | 2010-10-08 | 2011-03-15 | 2011-05-06
REIPR-07148 | REIP Solar | PETERSEN |  | 9.86 | 13311 | Residential |  | PHILLIPSBURG | 8865 | 2 | PLAINFIELD RESTORATION AND REPRODUCTION | JCP&L | No | Complete | 2010-05-20 | 2011-06-29 | 2011-08-10 | 2011-09-26
REIPR-07149 | REIP Solar | SIMCOX | COMSTOCK & THEAKSTON, INC. | 33.12 | 26496 | Commercial |  | ORADELL | 7649 | 7 | AEON SOLAR | PSE&G BPU | No | Complete | 2010-05-20 | 2010-10-14 | 2011-02-03 | 2011-05-06
REIPR-07150 | REIP Solar | REVERAND |  | 10 | 8000 | Residential | 1 | CLOSTER | 7624 | 7 | TRINITY HEATING AND AIR | Orange & Rockland Elec | No | Complete | 2010-05-20 | 2011-05-20 | 2011-06-10 | 2011-07-25
REIPR-07151 | REIP Solar | BRUNO |  | 12.88 | 13500 | Residential |  | HOWELL | 7731 | 17 | TRINITY HEATING AND AIR | JCP&L | No | Complete | 2010-05-20 | 2010-07-14 | 2011-01-20 | 2011-04-13
REIPR-07152 | REIP Solar | SCHINDEL |  | 6.9 | 5520 | Residential | 1 | JACKSON | 8527 | 18 | TRINITY HEATING AND AIR | JCP&L | No | Complete | 2010-05-20 | 2010-12-08 | 2011-02-18 | 2011-05-06
REIPR-07153 | REIP Solar | SHERMAN |  | 9.87 | 7896 | Residential | 1 | JACKSON | 8527 | 18 | TRINITY HEATING AND AIR | JCP&L | No | Complete | 2010-05-20 | 2011-02-14 | 2011-03-31 | 2011-06-20
REIPR-07154 | REIP Solar | PICCOLI |  | 5.2 | 4160 | Commercial |  | TOMS RIVER | 8755 | 18 | TRINITY HEATING AND AIR | JCP&L | No | Complete | 2010-05-20 | 2010-09-10 | 2011-03-31 | 2011-06-20
REIPR-07155 | REIP Solar | AGATE |  | 8.6 | 6880 | Commercial |  | MANCHESTER | 8759 | 18 | TRINITY HEATING AND AIR | JCP&L | No | Complete | 2010-05-20 | 2010-08-30 | 2010-12-30 | 2011-03-23
REIPR-07156 | REIP Solar | SULFARO |  | 9.45 | 7560 | Residential | 1 | FREEHOLD | 7728 | 17 | TRINITY HEATING AND AIR | JCP&L | No | Complete | 2010-05-20 | 2011-05-20 | 2011-06-10 | 2011-07-25
REIPR-07157 | REIP Solar | CARRIGINO | PROGRESSIVE PROPERTIES, INC. | 25.585 | 20468 | Commercial |  | CHESTER | 7930 | 3 | NJ SOLAR POWER, LLC | JCP&L | No | Complete | 2010-05-20 | 2011-05-12 | 2011-06-10 | 2011-07-25
REIPR-07158 | REIP Solar | CARRAGINO | PROGRESSIVE PROPERTIES, INC. | 49.665 | 39732 | Commercial |  | RANDOLPH | 7869 | 3 | NJ SOLAR POWER, LLC | JCP&L | No | Complete | 2010-05-20 | 2010-12-30 | 2011-02-03 | 2011-05-06
REIPR-07159 | REIP Solar | CARRAGINO | CARCO DEVELOPMENT CORP. | 6.3 | 5040 | Commercial |  | RANDOLPH | 7869 | 3 | NJ SOLAR POWER, LLC | JCP&L | No | Complete | 2010-05-20 | 2010-12-02 | 2011-02-03 | 2011-05-06
REIPR-07160 | REIP Solar | CARRAGINO |  | 21.63 | 17304 | Commercial |  | RANDOLPH | 7869 | 3 | NJ SOLAR POWER, LLC | JCP&L | No | Complete | 2010-05-20 | 2010-12-02 | 2011-02-03 | 2011-05-06
REIPR-07161 | REIP Solar | CARRAGINO | CARCO DEVELOPMENT CORP. | 49.98 | 39984 | Commercial |  | RANDOLPH | 7869 | 3 | NJ SOLAR POWER, LLC | JCP&L | No | Complete | 2010-05-20 | 2010-12-06 | 2011-02-03 | 2011-05-06
REIPR-07162 | REIP Solar | CARRAGINO | CARCO DEVELOPMENT CORP. | 6.3 | 5040 | Commercial |  | RANDOLPH | 7869 | 3 | NJ SOLAR POWER, LLC | JCP&L | No | Complete | 2010-05-20 | 2010-12-02 | 2011-02-03 | 2011-05-06
REIPR-07163 | REIP Solar | CURRY |  | 9.84 | 13284 | Residential |  | TENAFLY | 7670 | 7 | BEST ENERGY POWER | PSE&G BPU | No | Complete | 2010-05-20 | 2010-08-16 | 2010-12-08 | 2011-02-25
REIPR-07164 | REIP Solar | PATEL |  | 5.17 | 6979.5 | Residential |  | COLONIA | 7067 | 10 | PATEL BUILDERS | PSE&G BPU | No | Complete | 2010-05-20 | 2011-05-05 | 2011-07-08 | 2011-11-08
REIPR-07165 | REIP Solar | DOUGLAS | DOUGLAS ELECTRIC | 49.02 | 39216 | Commercial |  | RANDOLPH | 7869 | 3 | NJ SOLAR POWER, LLC | JCP&L | No | Complete | 2010-05-20 | 2011-04-04 | 2011-05-19 | 2011-07-29
REIPR-07166 | REIP Solar | VEMULAPALLI |  | 9.2 | 12420 | Residential |  | SKILLMAN | 8558 | 5 | AMPERICON | PSE&G BPU | No | Complete | 2010-05-20 | 2011-02-24 | 2011-05-20 | 2011-07-29
REIPR-07167 | REIP Solar | ROY |  | 11.025 | 13500 | Residential |  | ALLENTOWN | 8501 | 17 | 4BESTSOLAR, LLC | JCP&L | No | Complete | 2010-05-20 | 2010-11-03 | 2011-06-17 | 2011-09-14
REIPR-07168 | REIP Solar | BERKOWSKY |  | 12.6 | 13500 | Residential |  | CRANBURY | 8512 | 11 | 4BESTSOLAR, LLC | PSE&G BPU | No | Complete | 2010-05-20 | 2010-10-15 | 2011-05-20 | 2011-07-29
REIPR-07170 | REIP Solar | CLARK |  | 9.87 | 13324.5 | Residential |  | MONROE TOWNSHIP | 8831 | 11 | LIGHTHOUSE SOLAR SYSTEMS | JCP&L | No | Complete | 2010-05-20 | 2010-08-25 | 2010-11-17 | 2011-01-07
REIPR-07171 | REIP Solar | SALDANHA |  | 3.78 | 3024 | Commercial |  | LINDEN | 7036 | 10 | TRINITY HEATING AND AIR | PSE&G BPU | No | Complete | 2010-05-20 | 2010-08-25 | 2010-12-30 | 2011-03-23
REIPR-07172 | REIP Solar | KELLY |  | 7.92 | 10692 | Residential |  | HOLMDEL | 7733 | 17 | TRINITY HEATING AND AIR | JCP&L | No | Complete | 2010-05-20 | 2010-08-10 | 2010-09-20 | 2010-10-29
REIPR-07173 | REIP Solar | HAND |  | 4.935 | 6662.25 | Residential |  | SEWELL | 8080 | 15 | TRINITY HEATING AND AIR | AC Electric | No | Complete | 2010-05-20 | 2010-09-15 | 2011-01-20 | 2011-04-13
REIPR-07174 | REIP Solar | KESSELHAUT |  | 18.4 | 13500 | Residential |  | PITTSTOWN | 8867 | 4 | TRINITY HEATING AND AIR | JCP&L | No | Complete | 2010-05-20 | 2011-07-08 | 2011-07-19 | 2011-11-08
REIPR-07175 | REIP Solar | GELBIN |  | 7.8 | 10530 | Residential |  | LAKEHURST | 8733 | 18 | TRINITY HEATING AND AIR | JCP&L | No | Complete | 2010-05-20 | 2010-07-27 | 2010-09-20 | 2010-10-29
REIPR-07176 | REIP Solar | MARTINS |  | 9.985 | 7952 | Commercial |  | BRICK | 8723 | 18 | TRINITY HEATING AND AIR | JCP&L | No | Complete | 2010-05-20 | 2010-12-17 | 2011-03-31 | 2011-06-20
REIPR-07177 | REIP Solar | GOTTLICK |  | 6.44 | 8505 | Residential |  | GREEN BROOK | 8812 | 11 | TRINITY HEATING AND AIR | PSE&G BPU | No | Complete | 2010-05-20 | 2010-07-06 | 2010-09-02 | 2010-10-29
REIPR-07179 | REIP Solar | COOK |  | 9.9 | 7912 | Commercial |  | MANALAPAN | 7726 | 17 | TRINITY HEATING AND AIR | JCP&L | No | Complete | 2010-05-20 | 2011-01-06 | 2011-03-31 | 2011-06-20
REIPR-07180 | REIP Solar | WEINSTOCK |  | 8.61 | 6888 | Commercial |  | FREEHOLD | 7728 | 17 | TRINITY HEATING AND AIR | JCP&L | No | Complete | 2010-05-20 | 2011-02-10 | 2011-03-31 | 2011-06-20
REIPR-07181 | REIP Solar | GROMETSTEIN |  | 7.82 | 10557 | Residential |  | MANALAPAN | 7726 | 17 | TRINITY HEATING AND AIR | JCP&L | No | Complete | 2010-05-20 | 2010-09-21 | 2010-11-17 | 2011-01-07
REIPR-07182 | REIP Solar | BACK |  | 9.89 | 13324.5 | Residential |  | ENGLISHTOWN | 7726 | 17 | TRINITY HEATING AND AIR | JCP&L | No | Complete | 2010-05-20 | 2010-08-30 | 2010-11-17 | 2011-01-07
REIPR-07183 | REIP Solar | PHILLIPS | COM-REX ASSOCIATES | 28.67 | 22880 | Commercial |  | EATONTOWN | 7724 | 17 | TRINITY HEATING AND AIR | JCP&L | No | Complete | 2010-05-20 | 2010-11-08 | 2010-12-30 | 2011-03-23
REIPR-07184 | REIP Solar | RAFALOFF | COOPER ELECTRIC SUPPLY | 49.68 | 39744 | Commercial |  | NEPTUNE | 7753 | 17 | TRINITY HEATING AND AIR | JCP&L | No | Complete | 2010-05-20 | 2012-03-20 | 2012-04-26 | 2012-07-24
REIPR-07185 | REIP Solar | DASAPPAN |  | 9.89 | 13230 | Residential |  | SUCCASUNNA | 7876 | 3 | TRINITY HEATING AND AIR | JCP&L | No | Complete | 2010-05-20 | 2010-08-23 | 2010-11-17 | 2011-01-07
REIPR-07186 | REIP Solar | BROSIOUS |  | 7.77 | 10489.5 | Residential |  | ATCO | 8004 | 14 | TRINITY HEATING AND AIR | AC Electric | No | Complete | 2010-05-20 | 2010-07-20 | 2010-09-20 | 2010-10-29
REIPR-07187 | REIP Solar | PATEL |  | 9.87 | 13324.5 | Residential |  | GALLOWAY TOWNSHIP | 8205 | 19 | EAST COAST SOLAR | AC Electric | No | Complete | 2010-05-20 | 2010-10-07 | 2010-12-08 | 2011-02-25
REIPR-07188 | REIP Solar | MANN |  | 4.6 | 6210 | Residential |  | CLIFTON | 7013 | 6 | ONFORCE SOLAR | PSE&G BPU | No | Complete | 2010-05-20 | 2011-05-17 | 2011-06-17 | 2011-09-14
REIPR-07189 | REIP Solar | PATEL |  | 3.15 | 4252.5 | Residential |  | EDISON | 8817 | 11 | MERCURY SOLAR SYSTEMS | PSE&G BPU | No | Complete | 2010-05-20 | 2010-08-17 | 2010-11-17 | 2011-01-07
REIPR-07190 | REIP Solar | HAYES |  | 2.115 | 2835 | Residential |  | HAWTHORNE | 7506 | 6 | MERCURY SOLAR SYSTEMS | PSE&G BPU | No | Complete | 2010-05-20 | 2010-08-11 | 2010-09-20 | 2010-10-29
REIPR-07191 | REIP Solar | PARAVE |  | 12.8 | 13500 | Residential |  | BRIDGETON | 8302 | 20 | MERCURY SOLAR SYSTEMS | AC Electric | No | Complete | 2010-05-20 | 2010-10-29 | 2011-04-27 | 2011-07-12
REIPR-07192 | REIP Solar | CATTO |  | 7.8 | 6240 | Commercial |  | ESTELL MANOR | 8319 | 19 | MERCURY SOLAR SYSTEMS | AC Electric | No | Complete | 2010-05-20 | 2010-07-01 | 2011-04-27 | 2011-07-12
REIPR-07193 | REIP Solar | PARKS | WDIFTK | 48.16 | 38528 | Commercial |  | RANDOLPH | 7869 | 3 | NJ SOLAR POWER, LLC | JCP&L | No | Complete | 2010-05-20 | 2011-08-31 | 2011-09-15 | 2011-11-09
REIPR-07194 | REIP Solar | GEUTHER |  | 8.28 | 11178 | Residential |  | STILLWATER | 7825 | 2 | JERSEY SOLAR, LLC | JCP&L | No | Complete | 2010-05-20 | 2010-11-29 | 2011-02-01 | 2011-04-13
REIPR-07195 | REIP Solar | SINGER |  | 3.68 | 4968 | Residential |  | LAMBERTVILLE | 8530 | 4 | JERSEY SOLAR, LLC | JCP&L | No | Complete | 2010-05-20 | 2010-08-26 | 2010-11-17 | 2011-01-07
REIPR-07196 | REIP Solar | ANDREWS |  | 3.22 | 4347 | Residential |  | HOPEWELL | 8525 | 12 | JERSEY SOLAR, LLC | PSE&G BPU | No | Complete | 2010-05-20 | 2010-08-26 | 2010-10-21 | 2010-12-20
REIPR-07197 | REIP Solar | LA SALA |  | 9.805 | 12474 | Residential |  | HILLSBOROUGH | 8876 | 5 | PRO CUSTOM SOLAR | PSE&G BPU | No | Complete | 2010-05-20 | 2011-01-03 | 2011-09-15 | 2011-11-09
REIPR-07198 | REIP Solar | BAILEY | HASKELL PAVING, INC. | 9.165 | 7176 | Commercial |  | RINGWOOD | 7456 | 6 | HIGHLANDS SOLAR ELECTRIC CO, LLC | JCP&L | No | Complete | 2010-05-20 | 2010-11-17 | 2011-02-03 | 2011-05-06
REIPR-07200 | REIP Solar | BOUD |  | 8.225 | 11103.75 | Residential |  | NEPTUNE | 7753 | 17 | CORBIN SOLAR SOLUTIONS, LLC | JCP&L | No | Complete | 2010-05-20 | 2010-07-01 | 2010-09-02 | 2010-10-29
REIPR-07201 | REIP Solar | HARE |  | 4.875 | 6581.25 | Residential |  | CHERRY HILL | 8034 | 14 | CORBIN SOLAR SOLUTIONS, LLC | PSE&G BPU | No | Complete | 2010-05-20 | 2010-06-22 | 2010-09-02 | 2010-10-29
REIPR-07202 | REIP Solar | CAMPBELL |  | 7.92 | 10557 | Residential |  | MEDFORD | 8055 | 13 | CORBIN SOLAR SOLUTIONS, LLC | PSE&G BPU | No | Complete | 2010-05-20 | 2010-07-15 | 2010-09-02 | 2010-10-29
REIPR-07203 | REIP Solar | BORGHARD |  | 9.675 | 13061.25 | Residential |  | HOWELL | 7726 | 17 | CORBIN SOLAR SOLUTIONS, LLC | JCP&L | No | Complete | 2010-05-20 | 2010-08-11 | 2010-09-20 | 2010-10-29
REIPR-07204 | REIP Solar | LEE |  | 6.3 | 8491.5 | Residential |  | LANOKA HARBOR | 8734 | 18 | CORBIN SOLAR SOLUTIONS, LLC | JCP&L | No | Complete | 2010-05-20 | 2010-07-06 | 2010-09-20 | 2010-10-29
REIPR-07206 | REIP Solar | SAMMS |  | 10.08 | 13500 | Residential |  | LAMBERTVILLE | 8530 | 4 | FUTURE SOLUTIONS CONTRACTING, LLC | JCP&L | No | Complete | 2010-05-20 | 2010-12-08 | 2011-07-08 | 2011-11-08
REIPR-07207 | REIP Solar | KOPP | KOPP REALTY, LLC | 23.76 | 16632 | Commercial |  | POINT PLEASANT | 8742 | 18 | KOPP ELECTRIC COMPANY | JCP&L | No | Complete | 2010-05-20 | 2011-05-18 | 2011-07-19 | 2011-11-08
REIPR-07210 | REIP Solar | KALYAN |  | 4.515 | 6095.25 | Residential |  | PLAINSBORO | 8536 | 11 | CORBIN SOLAR SOLUTIONS, LLC | PSE&G BPU | No | Complete | 2010-05-20 | 2010-06-22 | 2010-09-02 | 2010-10-29
REIPR-07211 | REIP Solar | LANGAN |  | 4.86 | 6480 | Residential |  | COLUMBUS | 8022 | 13 | ASC SOLAR SOLUTIONS, LLC | PSE&G BPU | No | Complete | 2010-05-20 | 2010-10-01 | 2011-02-08 | 2011-05-06
REIPR-07213 | REIP Solar | SIRICA |  | 3.87 | 5224.5 | Residential |  | LINCOLN PARK | 7035 | 3 | THE SOLAR CENTER, INC. | JCP&L | No | Complete | 2010-05-20 | 2010-10-12 | 2011-02-08 | 2011-05-06
REIPR-07214 | REIP Solar | ROSENSTOCK |  | 8.4 | 11340 | Residential |  | SCOTCH PLAINS | 7076 | 10 | THE SOLAR CENTER, INC. | PSE&G BPU | No | Complete | 2010-05-20 | 2010-09-10 | 2010-11-17 | 2011-01-07
REIPR-07215 | REIP Solar | HOME | H&H MACK SALES INC. | 49.68 | 39744 | Commercial |  | ROCKAWAY | 7866 | 3 | THE SOLAR CENTER, INC. | JCP&L | No | Complete | 2010-05-20 | 2010-07-02 | 2010-12-08 | 2011-02-25
REIPR-07216 | REIP Solar | QUINN |  | 10 | 13500 | Residential |  | ANNANDALE | 8801 | 4 | THE SOLAR CENTER, INC. | JCP&L | No | Complete | 2010-05-20 | 2010-07-29 | 2010-09-20 | 2010-10-29
REIPR-07217 | REIP Solar | ALOI |  | 13.57 | 13500 | Residential |  | OLD BRIDGE | 8857 | 11 | CORBIN SOLAR SOLUTIONS, LLC | JCP&L | No | Complete | 2010-05-20 | 2010-11-09 | 2011-02-18 | 2011-05-06
REIPR-07218 | REIP Solar | BRENNAN |  | 5.375 | 7256.25 | Residential |  | SOMERDALE | 8083 | 14 | CORBIN SOLAR SOLUTIONS, LLC | PSE&G BPU | No | Complete | 2010-05-20 | 2010-07-06 | 2010-09-02 | 2010-10-29
REIPR-07220 | REIP Solar | GLOWACKI |  | 9.89 | 13351.5 | Residential |  | BRICK | 8723 | 18 | SOLAR MITE SOLUTIONS | JCP&L | No | Complete | 2010-05-20 | 2011-07-05 | 2011-07-19 | 2011-11-08
REIPR-07221 | REIP Solar | HU |  | 7.99 | 10786.5 | Residential |  | HOLMDEL | 7733 | 17 | SOLAR ENGINEERING OF NJ | JCP&L | No | Complete | 2010-05-20 | 2011-05-11 | 2011-06-17 | 2011-09-14
REIPR-07223 | REIP Solar | HOFFMAN |  | 9.87 | 13324.5 | Residential |  | VOORHEES | 8043 | 14 | SOLAR SOLUTIONS LLC | PSE&G BPU | No | Complete | 2010-05-20 | 2010-08-23 | 2010-11-17 | 2011-01-07
REIPR-07224 | REIP Solar | SCHLUNDT | AC FIREMAN'S FEDERAL CREDIT UNION | 14.02 | 11200 | Commercial |  | NORTHFIELD | 8225 | 19 | TRINITY HEATING AND AIR | AC Electric | No | Complete | 2010-05-20 | 2010-11-08 | 2011-03-31 | 2011-06-20
REIPR-07225 | REIP Solar | DESARNO |  | 3 | 2400 | Commercial |  | OCEAN | 7712 | 17 | TRINITY HEATING AND AIR | JCP&L | No | Complete | 2010-05-20 | 2010-09-10 | 2010-12-30 | 2011-03-23
REIPR-07226 | REIP Solar | BARRETT |  | 6.9 | 5040 | Residential | 1 | TRENTON | 8690 | 12 | TRINITY HEATING AND AIR | PSE&G BPU | No | Complete | 2010-05-20 | 2010-07-27 | 2011-05-19 | 2011-07-29
REIPR-07228 | REIP Solar | NORGARD | 10 WOOD AVENUE, LLC | 45.936 | 36748.8 | Commercial |  | SECAUCUS | 7094 | 8 | MERCURY SOLAR SYSTEMS | PSE&G BPU | No | Complete | 2010-05-20 | 2010-12-29 | 2011-02-03 | 2011-05-06
REIPR-07229 | REIP Solar | FILIPPELLO |  | 9.89 | 13351.5 | Residential |  | MONROEVILLE | 8343 | 16 | MERCURY SOLAR SYSTEMS | AC Electric | No | Complete | 2010-05-20 | 2010-08-03 | 2010-09-20 | 2010-10-29
REIPR-07230 | REIP Solar | GRAHAM |  | 4.5 | 6075 | Residential |  | POINT PLEASANT | 8742 | 18 | SOLAR MARKET | JCP&L | No | Complete | 2010-05-20 | 2010-11-24 | 2011-02-18 | 2011-05-06
REIPR-07231 | REIP Solar | VALORI |  | 5.06 | 5589 | Residential |  | SPRING LAKE | 7762 | 17 | RELIABLE POWER SERVICES, INC. | JCP&L | No | Complete | 2010-05-20 | 2011-05-17 | 2011-07-08 | 2011-11-08
REIPR-07232 | REIP Solar | WONG |  | 8.46 | 11421 | Residential |  | EAST BRUNSWICK | 8816 | 11 | SOLAR MITE SOLUTIONS | PSE&G BPU | No | Complete | 2010-05-20 | 2010-07-27 | 2010-10-21 | 2010-12-20
REIPR-07233 | REIP Solar | WOOLLEY |  | 6.8 | 9180 | Residential |  | WOODBINE | 8270 | 21 | MERCURY SOLAR SYSTEMS | AC Electric | No | Complete | 2010-05-20 | 2010-10-20 | 2010-12-20 | 2011-03-23
REIPR-07234 | REIP Solar | NON |  | 13.53 | 10720 | Commercial |  | FREEHOLD | 7728 | 17 | TRINITY HEATING AND AIR | JCP&L | No | Complete | 2010-05-20 | 2011-05-13 | 2011-12-08 | 2012-04-04
REIPR-07235 | REIP Solar | NON |  | 7.38 | 9963 | Residential |  | FREEHOLD | 7728 | 17 | TRINITY HEATING AND AIR | JCP&L | No | Complete | 2010-05-20 | 2011-05-13 | 2011-08-10 | 2011-09-26
REIPR-07236 | REIP Solar | MEIGS |  | 3.33 | 4495.5 | Residential |  | CAPE MAY POINT | 8212 | 21 | SPECTRUM SOLAR, LLC | AC Electric | No | Complete | 2010-05-20 | 2011-05-24 | 2011-08-30 | 2011-11-01
REIPR-07237 | REIP Solar | STANWYCK |  | 9.99 | 13486.5 | Residential |  | CHERRY HILL | 8003 | 14 | TRINITY HEATING AND AIR | PSE&G BPU | No | Complete | 2010-05-20 | 2010-07-28 | 2010-09-20 | 2010-10-29
REIPR-07238 | REIP Solar | FULCHER |  | 10.12 | 13500 | Residential |  | HOWELL | 7731 | 17 | TRINITY HEATING AND AIR | JCP&L | No | Complete | 2010-05-20 | 2010-07-16 | 2011-03-15 | 2011-05-06
REIPR-07239 | REIP Solar | KEISKER |  | 8.74 | 11799 | Residential |  | CAPE MAY | 8204 | 21 | DBR CONSTRUCTION | AC Electric | No | Complete | 2010-05-20 | 2010-07-06 | 2010-12-20 | 2011-03-23
REIPR-07240 | REIP Solar | WESTCOAT |  | 5.376 | 7257.6 | Residential |  | SOUTHAMPTON | 8088 | 13 | SOLAR SOLUTIONS LLC | PSE&G BPU | No | Complete | 2010-05-20 | 2010-08-30 | 2010-11-17 | 2011-01-07
REIPR-07242 | REIP Solar | MITTELSTAEDT |  | 3.87 | 5224.5 | Residential |  | BROWNS MILLS | 8015 | 13 | CORBIN SOLAR SOLUTIONS, LLC | Not Known | No | Complete | 2010-05-20 | 2010-08-09 | 2010-09-20 | 2010-10-29
REIPR-07243 | REIP Solar | NADKARNI |  | 5.06 | 6804 | Residential |  | PLAINSBORO | 8536 | 11 | TRINITY HEATING AND AIR | PSE&G BPU | No | Complete | 2010-05-20 | 2010-09-23 | 2010-12-08 | 2011-02-25
REIPR-07244 | REIP Solar | LANGELLA |  | 7.56 | 6048 | Commercial |  | BRICK | 8723 | 18 | TRINITY HEATING AND AIR | JCP&L | No | Complete | 2010-05-20 | 2011-06-06 | 2011-07-08 | 2011-11-08
REIPR-07245 | REIP Solar | PAGLIA |  | 6.09 | 8100 | Residential |  | OCEAN | 7712 | 17 | TRINITY HEATING AND AIR | JCP&L | No | Complete | 2010-05-20 | 2010-09-21 | 2010-11-17 | 2011-01-07
REIPR-07247 | REIP Solar | MANOY | NM REALTY LLC | 45.9 | 36720 | Commercial |  | BERGENFIELD | 7621 | 7 | E2ECTA, INC. | PSE&G BPU | No | Complete | 2010-05-20 | 2010-12-29 | 2011-03-31 | 2011-06-20
REIPR-07248 | REIP Solar | MANOY | NM REALTY LLC | 48.6 | 37128 | Commercial |  | BERGENFIELD | 7621 | 7 | E2ECTA, INC. | PSE&G BPU | No | Complete | 2010-05-20 | 2010-12-29 | 2011-03-31 | 2011-06-20
REIPR-07249 | REIP Solar | BERGER |  | 10 | 13500 | Residential |  | HAMPTON | 8827 | 4 | THE SOLAR CENTER, INC. | JCP&L | No | Complete | 2010-05-20 | 2010-06-11 | 2010-09-02 | 2010-10-29
REIPR-07252 | REIP Solar | GRYBOWSKI |  | 9.89 | 13351.5 | Residential |  | BORDENTOWN | 8505 | 13 | TRINITY HEATING AND AIR | PSE&G BPU | No | Complete | 2010-06-03 | 2010-07-28 | 2010-09-02 | 2010-10-29
REIPR-07253 | REIP Solar | TULKO |  | 6.75 | 9112.5 | Residential |  | BRICK | 8723 | 18 | MERCURY SOLAR SYSTEMS - PORT CHESTER | JCP&L | No | Complete | 2010-06-03 | 2010-10-12 | 2011-02-01 | 2011-04-13
REIPR-07254 | REIP Solar | SCHOONMAKER |  | 6.44 | 5152 | Commercial |  | BEACHWOOD | 8722 | 18 | TRINITY HEATING AND AIR | JCP&L | No | Complete | 2010-06-03 | 2011-01-06 | 2011-03-31 | 2011-06-20
REIPR-07255 | REIP Solar | WILLITS |  | 2.94 | 3969 | Residential |  | BRICK | 8723 | 18 | TRINITY HEATING AND AIR | JCP&L | No | Complete | 2010-06-03 | 2010-08-09 | 2010-09-20 | 2010-10-29
REIPR-07258 | REIP Solar | BROOKS | GLASSTEC ENTERPRISES, INC | 34.32 | 27456 | Commercial |  | BERLIN | 8009 | 14 | SELF INSTALL | AC Electric | No | Complete | 2010-06-03 | 2010-10-22 | 2011-03-31 | 2011-06-20
REIPR-07259 | REIP Solar | PATRASCANU |  | 9.89 | 13351.5 | Residential |  | BRICK | 8723 | 18 | KOPP ELECTRIC COMPANY | JCP&L | No | Complete | 2010-06-03 | 2010-08-30 | 2010-12-08 | 2011-02-25
REIPR-07260 | REIP Solar | NASE |  | 8.2 | 6560 | Residential | 1 | POINT PLEASANT | 8742 | 18 | TRINITY HEATING AND AIR | JCP&L | No | Complete | 2010-06-03 | 2011-02-15 | 2011-04-27 | 2011-07-12
REIPR-07261 | REIP Solar | PATEL |  | 11.25 | 13500 | Residential |  | EDISON | 8817 | 11 | MERCURY SOLAR SYSTEMS | PSE&G BPU | No | Complete | 2010-06-03 | 2011-01-24 | 2011-05-20 | 2011-07-29
REIPR-07262 | REIP Solar | PATEL |  | 4.05 | 5467.5 | Residential |  | EDISON | 8837 | 11 | MERCURY SOLAR SYSTEMS | PSE&G BPU | No | Complete | 2010-06-03 | 2010-08-30 | 2010-10-21 | 2010-12-20
REIPR-07264 | REIP Solar | DOREMUS | MOE DISTRIBUTORS | 24.08 | 17640 | Commercial |  | MORRISTOWN | 7960 | 3 | NJ SOLAR POWER, LLC | JCP&L | No | Complete | 2010-06-03 | 2011-05-06 | 2011-06-10 | 2011-07-25
REIPR-07265 | REIP Solar | MARSON |  | 9.45 | 12757.5 | Residential |  | ABERDEEN | 7747 | 17 | MERCURY SOLAR SYSTEMS | JCP&L | No | Complete | 2010-06-03 | 2010-09-29 | 2010-12-08 | 2011-02-25
REIPR-07266 | REIP Solar | RAYMOND |  | 9.45 | 12757.5 | Residential |  | NJ | 8223 | 21 | MERCURY SOLAR SYSTEMS | AC Electric | No | Complete | 2010-06-03 | 2010-07-27 | 2010-09-20 | 2010-10-29
REIPR-07267 | REIP Solar | GEFFARD |  | 9.8 | 13230 | Residential |  | GALLOWAY | 8205 | 19 | MERCURY SOLAR SYSTEMS | AC Electric | No | Complete | 2010-06-03 | 2010-08-11 | 2010-09-20 | 2010-10-29
REIPR-07268 | REIP Solar | DLORIO | FLORAL IMPORTERS | 43.92 | 35136 | Commercial | 0 | NORTHVALE | 7647 | 7 | MERCURY SOLAR SYSTEMS | Orange & Rockland Elec | No | Complete | 2010-06-03 | 2010-09-08 | 2010-12-08 | 2011-02-25
REIPR-07269 | REIP Solar | TAYLOR |  | 2.82 | 3807 | Residential |  | LUMBERTON | 8048 | 13 | MERCURY SOLAR SYSTEMS | PSE&G BPU | No | Complete | 2010-06-03 | 2010-07-28 | 2010-10-21 | 2010-12-20
REIPR-07270 | REIP Solar | WOOD |  | 5.04 | 5670 | Residential |  | KEARNEY | 7032 | 8 | MERCURY SOLAR SYSTEMS | PSE&G BPU | No | Complete | 2010-06-03 | 2010-09-09 | 2010-11-17 | 2011-01-07
REIPR-07279 | REIP Solar | DUONG |  | 6.9 | 8707.5 | Residential |  | FRANKLIN PARK | 8823 | 5 | JRC CONSTRUCTION CO. INC | PSE&G BPU | No | Complete | 2010-06-03 | 2011-06-06 | 2012-01-11 | 2012-04-04
REIPR-07280 | REIP Solar | SHAH |  | 9.158 | 12363.3 | Residential |  | FAIR LAWN | 7410 | 7 | PATEL BUILDERS | PSE&G BPU | No | Complete | 2010-06-03 | 2011-03-17 | 2011-05-20 | 2011-07-29
REIPR-07281 | REIP Solar | ROWE | JBS SOLAR AND WIND LLC | 4.23 | 3220 | Commercial |  | NORTH CAPRE MAY | 8204 | 21 | JBS SOLAR AND WIND, LLC | AC Electric | No | Complete | 2010-06-03 | 2011-12-21 | 2012-04-26 | 2012-07-24
REIPR-07282 | REIP Solar | WHITMORE |  | 9.9 | 13365 | Residential |  | BRIDGEWATER | 8807 | 5 | MERCURY SOLAR SYSTEMS | JCP&L | No | Complete | 2010-06-03 | 2010-10-20 | 2010-12-20 | 2011-03-23
REIPR-07284 | REIP Solar | BASSI |  | 7.14 | 9639 | Residential |  | ERIAL | 8081 | 14 | MERCURY SOLAR SYSTEMS | AC Electric | No | Complete | 2010-06-03 | 2010-08-03 | 2010-09-20 | 2010-10-29
REIPR-07285 | REIP Solar | LOWENSTEIN |  | 9.72 | 13122 | Residential |  | LINWOOD | 8221 | 19 | BRITE IDEA ENERGY | AC Electric | No | Complete | 2010-06-03 | 2011-05-23 | 2011-06-17 | 2011-09-14
REIPR-07286 | REIP Solar | YANNESSA |  | 5.075 | 6851.25 | Residential |  | MOUNT LAUREL | 8054 | 13 | BRITE IDEA ENERGY | PSE&G BPU | No | Complete | 2010-06-03 | 2010-07-20 | 2010-09-02 | 2010-10-29
REIPR-07287 | REIP Solar | CHAMBERLAIN |  | 9.975 | 7980 | Commercial |  | ABSECON | 8201 | 19 | BRITE IDEA ENERGY | AC Electric | No | Complete | 2010-06-03 | 2011-02-04 | 2011-03-31 | 2011-06-20
REIPR-07288 | REIP Solar | SHEPARD |  | 9.45 | 12757.5 | Residential |  | MANCHESTER | 8759 | 18 | SEA BRIGHT SOLAR, LLC | JCP&L | No | Complete | 2010-06-03 | 2010-09-08 | 2010-11-17 | 2011-01-07
REIPR-07289 | REIP Solar | ABRAMS |  | 9.9 | 13365 | Residential |  | CHERRY HILL | 8003 | 14 | SEA BRIGHT SOLAR, LLC | PSE&G BPU | No | Complete | 2010-06-03 | 2010-10-12 | 2011-02-01 | 2011-04-13
REIPR-07290 | REIP Solar | SUH |  | 8.28 | 11178 | Residential |  | FORT LEE | 7024 | 7 | SEA BRIGHT SOLAR, LLC | PSE&G BPU | No | Complete | 2010-06-03 | 2011-02-09 | 2011-04-27 | 2011-07-12
REIPR-07291 | REIP Solar | MARSAN |  | 5.4 | 7290 | Residential |  | MOUNT LAUREL | 8054 | 13 | SEA BRIGHT SOLAR, LLC | PSE&G BPU | No | Complete | 2010-06-03 | 2010-10-29 | 2011-02-02 | 2011-05-06
REIPR-07292 | REIP Solar | RYNKIEWICZ |  | 9.9 | 13365 | Residential |  | ABSECON | 8201 | 19 | SEA BRIGHT SOLAR, LLC | AC Electric | No | Complete | 2010-06-03 | 2010-12-01 | 2011-02-01 | 2011-04-13
REIPR-07293 | REIP Solar | KANDURI |  | 8.1 | 10935 | Residential |  | PRINCETON | 8540 | 12 | SEA BRIGHT SOLAR, LLC | PSE&G BPU | No | Complete | 2010-06-03 | 2010-12-03 | 2011-06-17 | 2011-09-14
REIPR-07294 | REIP Solar | KIRK |  | 4 | 5400 | Residential |  | MANASQUAN | 8736 | 17 | TRINITY HEATING AND AIR | JCP&L | No | Complete | 2010-06-03 | 2010-08-10 | 2010-09-20 | 2010-10-29
REIPR-07295 | REIP Solar | KNOST |  | 5.25 | 7087.5 | Residential |  | MOUNTAINSIDE | 7092 | 10 | TRINITY HEATING AND AIR | PSE&G BPU | No | Complete | 2010-06-03 | 2010-11-17 | 2011-02-01 | 2011-04-13
REIPR-07296 | REIP Solar | NAGPAL |  | 9 | 12150 | Residential |  | FREEHOLD | 7728 | 17 | TRINITY HEATING AND AIR | JCP&L | No | Complete | 2010-06-03 | 2011-03-03 | 2011-04-08 | 2011-07-12
REIPR-07297 | REIP Solar | BAUMAN |  | 8.4 | 11340 | Residential |  | MONROE TOWNSHIP | 8884 | 11 | TRINITY HEATING AND AIR | JCP&L | No | Complete | 2010-06-03 | 2010-07-28 | 2010-09-20 | 2010-10-29
REIPR-07298 | REIP Solar | MAZIARZ |  | 9.87 | 13324.5 | Residential |  | CHESTER FIELD | 8515 | 13 | TRINITY HEATING AND AIR | PSE&G BPU | No | Complete | 2010-06-03 | 2010-08-10 | 2010-09-20 | 2010-10-29
REIPR-07299 | REIP Solar | DUFFY |  | 4.8 | 3840 | Residential | 1 | TRENTON | 8619 | 12 | TRINITY HEATING AND AIR | PSE&G BPU | No | Complete | 2010-06-03 | 2010-07-20 | 2011-05-19 | 2011-07-29
REIPR-07301 | REIP Solar | HOU |  | 3.78 | 5103 | Residential |  | CHERRY HILL | 8003 | 14 | TRINITY HEATING AND AIR | PSE&G BPU | No | Complete | 2010-06-03 | 2010-07-16 | 2010-09-02 | 2010-10-29
REIPR-07302 | REIP Solar | TIRRELL |  | 6.75 | 9112.5 | Residential |  | LONG BRANCH | 7740 | 17 | SEA BRIGHT SOLAR, LLC | JCP&L | No | Complete | 2010-06-03 | 2010-06-22 | 2010-09-02 | 2010-10-29
REIPR-07304 | REIP Solar | MAYER |  | 10.25 | 13500 | Residential |  | BORDENTOWN | 8505 | 13 | TRINITY HEATING AND AIR | PSE&G BPU | No | Complete | 2010-06-03 | 2010-12-17 | 2011-04-27 | 2011-07-12
REIPR-07306 | REIP Solar | LOBBATO |  | 3.68 | 4968 | Residential |  | BARNEGAT | 8005 | 18 | ABSOLUTELY ENERGIZED SOLAR, LLC | JCP&L | No | Complete | 2010-06-03 | 2010-09-17 | 2010-12-08 | 2011-02-25
REIPR-07307 | REIP Solar | WAGNER |  | 5.52 | 6831 | Residential |  | OCEAN CITY | 8226 | 21 | MERCURY SOLAR SYSTEMS | AC Electric | No | Complete | 2010-06-03 | 2010-07-28 | 2010-09-02 | 2010-10-29
REIPR-07308 | REIP Solar | HORNER |  | 21.6 | 13500 | Residential |  | MEDFORD | 8055 | 13 | MERCURY SOLAR SYSTEMS | AC Electric | No | Complete | 2010-06-03 | 2010-07-22 | 2011-01-20 | 2011-04-13
REIPR-07309 | REIP Solar | HILES |  | 10.92 | 13500 | Residential |  | SALEM | 8079 | 16 | MERCURY SOLAR SYSTEMS | AC Electric | No | Complete | 2010-06-03 | 2010-10-12 | 2011-01-20 | 2011-04-13
REIPR-07310 | REIP Solar | LULLA |  | 9.9 | 13351.5 | Residential |  | BELLE MEAD | 8502 | 5 | GEOSCAPE SOLAR, LLC |  | No | Complete | 2010-06-03 | 2011-01-05 | 2011-03-15 | 2011-05-06
REIPR-07311 | REIP Solar | MCKENNA |  | 9.99 | 13486.5 | Residential |  | SEWELL | 8080 | 15 | USR SOLAR/TODD ELECTRIC | AC Electric | No | Complete | 2010-06-03 | 2011-03-14 | 2011-06-27 | 2011-09-14
REIPR-07312 | REIP Solar | TASKER |  | 8.568 | 11566.8 | Residential |  | RANDOLPH | 7869 | 3 | THE SOLAR CENTER, INC. | JCP&L | No | Complete | 2010-06-03 | 2011-01-18 | 2011-03-15 | 2011-05-06
REIPR-07313 | REIP Solar | HASLAM |  | 6 | 8100 | Residential |  | MORRIS PLAINS | 7950 | 3 | THE SOLAR CENTER, INC. | JCP&L | No | Complete | 2010-06-03 | 2010-08-05 | 2010-09-20 | 2010-10-29
REIPR-07314 | REIP Solar | MACCHIONE |  | 6 | 8100 | Residential |  | WHITEHOUSE STATION | 8889 | 4 | THE SOLAR CENTER, INC. | JCP&L | No | Complete | 2010-06-03 | 2010-09-22 | 2010-12-08 | 2011-02-25
REIPR-07315 | REIP Solar | GALLO |  | 5.6 | 7560 | Residential |  | MORRISTOWN | 7960 | 3 | THE SOLAR CENTER, INC. | JCP&L | No | Complete | 2010-06-03 | 2010-10-29 | 2011-02-01 | 2011-04-13
REIPR-07316 | REIP Solar | HAMBURGER |  | 9.6 | 12960 | Residential |  | BLAIRSTOWN | 7825 | 2 | EAST COAST ALTERNATIVE ENERGY | JCP&L | No | Complete | 2010-06-03 | 2011-07-21 | 2011-08-10 | 2011-09-26
REIPR-07317 | REIP Solar | KILAJY |  | 5.16 | 6966 | Residential |  | PARAMUS | 7652 | 7 | THE SOLAR CENTER, INC. | PSE&G BPU | No | Complete | 2010-06-03 | 2010-09-30 | 2010-11-17 | 2011-01-07
REIPR-07318 | REIP Solar | ELMS |  | 10 | 13500 | Residential |  | BUDD LAKE | 7828 | 3 | THE SOLAR CENTER, INC. | JCP&L | No | Complete | 2010-06-03 | 2010-10-21 | 2011-02-01 | 2011-04-13
REIPR-07319 | REIP Solar | AHRENS |  | 2.97 | 3780 | Residential |  | LANOKA HARBOR | 8734 | 18 | SELF INSTALL | JCP&L | No | Complete | 2010-06-03 | 2010-08-26 | 2011-06-17 | 2011-09-14
REIPR-07320 | REIP Solar | HAGARTY | BENEFICIAL SAVINGS BANK | 9.02 | 7216 | Commercial |  | CHERRY HILL | 8002 | 14 | AGL SOLAR LLC | PSE&G BPU | No | Complete | 2010-06-03 | 2010-07-06 | 2010-12-08 | 2011-02-25
REIPR-07321 | REIP Solar | GULINO | RIDGEWOOD ENERGY CORPORATION | 48.8 | 39040 | Commercial |  | MONTVALE | 7645 | 7 | MERCURY SOLAR SYSTEMS | Orange & Rockland Elec | No | Complete | 2010-06-03 | 2010-07-02 | 2010-12-08 | 2011-02-25
REIPR-07322 | REIP Solar | CLARK |  | 10.2 | 8000 | Residential | 1 | SWAINTON | 8210 | 21 | MERCURY SOLAR SYSTEMS | AC Electric | No | Complete | 2010-06-03 | 2010-07-28 | 2012-04-26 | 2012-07-24
REIPR-07323 | REIP Solar | OBERHOFER |  | 8 | 6400 | Residential | 1 | JACKSON | 8527 | 18 | TRINITY HEATING AND AIR | JCP&L | No | Complete | 2010-06-03 | 2010-10-19 | 2010-12-30 | 2011-03-23
REIPR-07324 | REIP Solar | THAKAR |  | 9.12 | 12312 | Residential |  | OLD BRIDGE | 8857 | 11 | SEA BRIGHT SOLAR, LLC | JCP&L | No | Complete | 2010-06-03 | 2011-02-01 | 2011-04-27 | 2011-07-12
REIPR-07325 | REIP Solar | PENG |  | 6.11 | 8248.5 | Residential |  | BASKING RIDGE | 7920 | 5 | ASTON SOLAR | JCP&L | No | Complete | 2010-06-03 | 2011-06-22 | 2011-08-30 | 2011-11-01
REIPR-07326 | REIP Solar | CHEN |  | 7.52 | 10152 | Residential |  | BASKING RIDGE | 7920 | 5 | ASTON SOLAR | JCP&L | No | Complete | 2010-06-03 | 2011-06-22 | 2011-08-30 | 2011-11-01
REIPR-07327 | REIP Solar | MELO |  | 9.36 | 12420 | Residential |  | PRINCETON | 8540 | 12 | A-TOP ALTERNATIVE ENERGY | PSE&G BPU | No | Complete | 2010-06-03 | 2010-09-29 | 2010-12-08 | 2011-02-25
REIPR-07328 | REIP Solar | BAGARIA | GDB INTERNATIONAL | 49.95 | 39960 | Commercial |  | NEW BRUNSWICK | 8901 | 11 | SOLAR ENERGY SYSTEMS | PSE&G BPU | No | Complete | 2010-06-03 | 2010-08-09 | 2010-12-08 | 2011-02-25
REIPR-07381 | REIP Solar | SOFFER |  | 5.6 | 4480 | Commercial |  | JAMESBURG | 8831 | 11 | TRINITY HEATING AND AIR | JCP&L | No | Complete | 2010-06-03 | 2010-07-28 | 2011-05-19 | 2011-07-29
REIPR-07383 | REIP Solar | SAMMS |  | 10.08 | 13500 | Residential |  | NESHANIC STATION | 8853 | 5 | FUTURE SOLUTIONS CONTRACTING, LLC | JCP&L | No | Complete | 2010-06-03 | 2011-01-20 | 2011-07-08 | 2011-11-08
REIPR-07385 | REIP Solar | SCISCO |  | 4.356 | 5880.6 | Residential |  | LONG BRANCH | 7740 | 17 | SELF INSTALL | JCP&L | No | Complete | 2010-06-03 | 2010-11-08 | 2011-02-02 | 2011-05-06
REIPR-07388 | REIP Solar | LAITE |  | 11.28 | 13500 | Residential |  | ANDOVER | 7821 | 1 | SELF INSTALL | JCP&L | No | Complete | 2010-06-03 | 2011-09-06 | 2012-01-11 | 2012-04-04
REIPR-07389 | REIP Solar | MEEHAN |  | 7.722 | 10424.7 | Residential |  | FORKED RIVER | 8731 | 18 | SELF INSTALL | JCP&L | No | Complete | 2010-06-03 | 2010-11-17 | 2011-02-01 | 2011-04-13
REIPR-07390 | REIP Solar | EITELBACH |  | 4.752 | 6415.2 | Residential |  | RED BANK | 7701 | 17 | SELF INSTALL | JCP&L | No | Complete | 2010-06-03 | 2010-08-26 | 2010-12-20 | 2011-03-23
REIPR-07391 | REIP Solar | DYMARCZYK |  | 2.772 | 3742.2 | Residential |  | GARFIELD | 7026 | 7 | SELF INSTALL | PSE&G BPU | No | Complete | 2010-06-03 | 2010-09-30 | 2011-02-01 | 2011-04-13
REIPR-07393 | REIP Solar | PINO |  | 7.23 | 9760.5 | Residential |  | UPPER PITTSGROVE | 8318 | 16 | SUNPOL LLC | AC Electric | No | Complete | 2010-06-03 | 2010-12-23 | 2011-02-08 | 2011-05-06
REIPR-07394 | REIP Solar | GINCEL |  | 9.504 | 12630.4 | Residential |  | LAKEWOOD | 8701 | 18 | SELF INSTALL | JCP&L | No | Complete | 2010-06-03 | 2010-08-30 | 2011-04-27 | 2011-07-12
REIPR-07395 | REIP Solar | O'CONNOR |  | 4.68 | 6177.6 | Residential |  | HACKETTSTOWN | 7840 | 2 | SELF INSTALL | JCP&L | No | Complete | 2010-06-03 | 2010-09-23 | 2011-02-01 | 2011-04-13
REIPR-07397 | REIP Solar | OGORZALEK |  | 10 | 13500 | Residential |  | GLEN GARDNER | 8826 | 4 | THE SOLAR CENTER, INC. | JCP&L | No | Complete | 2010-06-03 | 2010-09-29 | 2010-12-20 | 2011-03-23
REIPR-07399 | REIP Solar | QUINN | LINKS GOLF COURSE - CART BARN | 27.6 | 22080 | Commercial |  | MARLTON | 8053 | 13 | P3 POWER SYSTEMS, LLC | AC Electric | No | Complete | 2010-06-03 | 2011-06-21 | 2011-07-19 | 2011-11-08
REIPR-07400 | REIP Solar | DAVAT |  | 3.87 | 3096 | Residential | 1 | FORKED RIVER | 8731 | 18 | CORBIN SOLAR SOLUTIONS, LLC | JCP&L | No | Complete | 2010-06-03 | 2011-04-06 | 2011-04-27 | 2011-07-12
REIPR-07401 | REIP Solar | RUGGERO | DA COSTA FRUIT | 10.32 | 8256 | Farm |  | HAMMONTON | 8037 | 19 | GO SOLAR ELECTRIC, LLC | AC Electric | No | Complete | 2010-06-03 | 2010-11-03 | 2010-12-30 | 2011-03-23
REIPR-07402 | REIP Solar | HOWARD |  | 4.2 | 5508 | Residential |  | ANDOVER | 7821 | 1 | CORBIN SOLAR SOLUTIONS, LLC | JCP&L | No | Complete | 2010-06-03 | 2010-07-28 | 2010-09-20 | 2010-10-29
REIPR-07403 | REIP Solar | DESORMEAUX |  | 2.365 | 3192.75 | Residential |  | NEWTON | 7860 | 1 | CORBIN SOLAR SOLUTIONS, LLC | JCP&L | No | Complete | 2010-06-03 | 2010-08-11 | 2010-09-20 | 2010-10-29
REIPR-07404 | REIP Solar | SAROPOUGS | LEFTY'S TAVERN | 35.42 | 28336 | Commercial |  | BARNEGAT | 8005 | 18 | ECOLOGICAL SYSTEMS-MANALAPAN | JCP&L | No | Complete | 2010-06-03 | 2011-06-21 | 2011-07-19 | 2011-11-08
REIPR-07405 | REIP Solar | RUGGERO | DA COSTA FRUIT CO. | 16.56 | 13500 | Residential |  | HAMMONTON | 8037 | 19 | GO SOLAR ELECTRIC, LLC | AC Electric | No | Complete | 2010-06-03 | 2011-02-10 | 2011-04-27 | 2011-07-12
REIPR-07406 | REIP Solar | ISRAEL | WESTFIELD MEMORIAL LIBRARY | 15.84 | 12096 | Government Facility |  | WESTFIELD | 7090 | 10 | PRO-TECH ENERGY SOLUTIONS | PSE&G BPU | No | Complete | 2010-06-03 | 2010-11-24 | 2011-02-03 | 2011-05-06
REIPR-07407 | REIP Solar | AMIN |  | 8.775 | 11846.25 | Residential |  | PISCATAWAY | 8854 | 11 | GEOGENIX | PSE&G BPU | No | Complete | 2010-06-03 | 2010-10-27 | 2011-02-02 | 2011-05-06
REIPR-07408 | REIP Solar | MOEDER |  | 2.8 | 3780 | Residential |  | PITTSTOWN | 8867 | 4 | THE SOLAR CENTER, INC. | JCP&L | No | Complete | 2010-06-03 | 2010-09-29 | 2010-12-08 | 2011-02-25
REIPR-07409 | REIP Solar | PATEL |  | 9.9 | 13365 | Residential |  | PISCATAWAY | 8854 | 11 | GEOGENIX | PSE&G BPU | No | Complete | 2010-06-03 | 2010-07-16 | 2010-09-20 | 2010-10-29
REIPR-07410 | REIP Solar | SCHWAB |  | 9.66 | 13041 | Residential |  | ASBURY | 8802 | 4 | THE SOLAR CENTER, INC. | JCP&L | No | Complete | 2010-06-03 | 2010-11-02 | 2011-02-18 | 2011-05-06
REIPR-07411 | REIP Solar | KURLAND |  | 9 | 12150 | Residential |  | PRINCETON | 8540 | 12 | GEOGENIX | PSE&G BPU | No | Complete | 2010-06-03 | 2010-07-15 | 2010-09-20 | 2010-10-29
REIPR-07412 | REIP Solar | LEIP |  | 6.75 | 9112.5 | Residential |  | COLUMBUS | 8022 | 13 | GEOGENIX | PSE&G BPU | No | Complete | 2010-06-03 | 2010-07-16 | 2010-09-20 | 2010-10-29
REIPR-07413 | REIP Solar | ALTAN |  | 6.996 | 9355.5 | Residential |  | NORTH BRUNSWICK | 8902 | 11 | THE SOLAR CENTER, INC. | PSE&G BPU | No | Complete | 2010-06-03 | 2011-06-21 | 2011-08-10 | 2011-09-26
REIPR-07414 | REIP Solar | PATEL |  | 8.1 | 10935 | Residential |  | JACKSON | 8527 | 18 | GEOGENIX | JCP&L | No | Complete | 2010-06-03 | 2010-11-02 | 2011-01-20 | 2011-04-13
REIPR-07415 | REIP Solar | SUNDARAGANESH |  | 6.3 | 8505 | Residential |  | EDISON | 8820 | 11 | GEOGENIX | PSE&G BPU | No | Complete | 2010-06-03 | 2010-10-27 | 2011-01-20 | 2011-04-13
REIPR-07416 | REIP Solar | PERKOFF |  | 5.4 | 7290 | Residential |  | MILBURN | 7041 | 9 | GEOGENIX | JCP&L | No | Complete | 2010-06-03 | 2010-07-16 | 2010-09-20 | 2010-10-29
REIPR-07418 | REIP Solar | QUINN | LINKS GOLF COURSE - MAINT. BLDG | 17.94 | 14352 | Commercial |  | MARLTON | 8053 | 13 | P3 INTEGRATION, INC. | AC Electric | No | Complete | 2010-06-03 | 2011-06-22 | 2011-07-19 | 2011-11-08
REIPR-07419 | REIP Solar | GORDON |  | 10 | 13500 | Residential |  | CALIFON | 7830 | 4 | THE SOLAR CENTER, INC. | JCP&L | No | Complete | 2010-06-03 | 2010-08-30 | 2010-10-21 | 2010-12-20
REIPR-07420 | REIP Solar | SERRAO |  | 6.16 | 8316 | Residential |  | WASHINGTON | 7822 | 1 | THE SOLAR CENTER, INC. | JCP&L | No | Complete | 2010-06-03 | 2011-01-25 | 2011-04-27 | 2011-07-12
REIPR-07422 | REIP Solar | STORRS |  | 9.03 | 12190.5 | Residential |  | SAYREVILLE | 8872 | 11 | THE SOLAR CENTER, INC. | JCP&L | No | Complete | 2010-06-03 | 2010-11-19 | 2011-02-02 | 2011-05-06
REIPR-07424 | REIP Solar | BRENGEL |  | 9.45 | 12757.5 | Residential |  | MILFORD | 8848 | 4 | SHOOTING STAR SOLAR, LLC | JCP&L | No | Complete | 2010-06-03 | 2011-06-08 | 2011-09-15 | 2011-11-09
REIPR-07425 | REIP Solar | CONNORS |  | 8.93 | 12055.5 | Residential |  | POINT PLEASANT | 8742 | 18 | SOLAR ENGINEERING OF NJ | JCP&L | No | Complete | 2010-06-03 | 2011-01-05 | 2011-04-08 | 2011-07-12
REIPR-07426 | REIP Solar | RUGGERO |  | 34.96 | 27968 | Farm |  | HAMMONTON | 8037 | 19 | GO SOLAR ELECTRIC, LLC | AC Electric | No | Complete | 2010-06-03 | 2010-12-06 | 2011-02-03 | 2011-05-06
REIPR-07428 | REIP Solar | YIN |  | 7.2 | 9720 | Residential |  | MORRIS PLAINS | 7950 | 3 | ASTON SOLAR | JCP&L | No | Complete | 2010-06-03 | 2011-01-31 | 2011-04-08 | 2011-07-12
REIPR-07430 | REIP Solar | CHEN |  | 6.48 | 8748 | Residential |  | EAST BRUNSWICK | 8816 | 11 | ASTON SOLAR | PSE&G BPU | No | Complete | 2010-06-03 | 2010-12-03 | 2011-02-18 | 2011-05-06
REIPR-07431 | REIP Solar | PILONE |  | 9.66 | 12771 | Residential |  | BOONTON | 7005 | 3 | 1ST LIGHT ENERGY, INC. | JCP&L | No | Complete | 2010-06-03 | 2010-08-16 | 2010-11-17 | 2011-01-07
REIPR-07432 | REIP Solar | BARAI |  | 7.995 | 10793.25 | Residential |  | WESTFIELD | 7090 | 10 | 1ST LIGHT ENERGY, INC. | PSE&G BPU | No | Complete | 2010-06-03 | 2010-09-17 | 2011-02-18 | 2011-05-06
REIPR-07433 | REIP Solar | WEINER |  | 9.89 | 13351.5 | Residential |  | OLD BRIDGE | 8857 | 11 | 1ST LIGHT ENERGY, INC. | JCP&L | No | Complete | 2010-06-03 | 2010-10-07 | 2011-01-20 | 2011-04-13
REIPR-07434 | REIP Solar | GROOT |  | 19.35 | 13500 | Residential |  | BASKING RIDGE | 7920 | 5 | THE ENTECH GROUP | JCP&L | No | Complete | 2010-06-03 | 2010-10-07 | 2011-01-20 | 2011-04-13
REIPR-07439 | REIP Solar | MATULA |  | 9.89 | 13351.5 | Residential |  | TINTON FALLS | 7724 | 17 | QUANTUM SOLAR SOLUTIONS | JCP&L | No | Complete | 2010-06-16 | 2010-12-17 | 2011-02-08 | 2011-05-06
REIPR-07442 | REIP Solar | BADARAYAN |  | 9.9 | 13365 | Residential |  | WEST WINDSOR TWP | 8550 | 12 | GEOPEAK ELECTRIC | PSE&G BPU | No | Complete | 2010-06-16 | 2010-11-17 | 2011-02-02 | 2011-05-06
REIPR-07445 | REIP Solar | CHENG |  | 7.2 | 9720 | Residential |  | GREEN BROOK | 8812 | 11 | GEOPEAK ELECTRIC | PSE&G BPU | No | Complete | 2010-06-16 | 2010-08-16 | 2010-11-17 | 2011-01-07
REIPR-07448 | REIP Solar | HU |  | 6.67 | 9004.5 | Residential |  | PRINCETON JCT | 8550 | 12 | AMERICAN RENEWABLE ENERGY, INC | PSE&G BPU | No | Complete | 2010-06-16 | 2011-06-10 | 2011-06-27 | 2011-09-14
REIPR-07449 | REIP Solar | RAIZDA |  | 7.82 | 10557 | Residential |  | KENDALL PARK | 8854 | 11 | AMERICAN RENEWABLE ENERGY, INC | PSE&G BPU | No | Complete | 2010-06-16 | 2011-03-30 | 2011-07-12 | 2011-11-08
REIPR-07451 | REIP Solar | HSIEH |  | 5.4 | 7290 | Residential |  | PLAINSBORO | 8536 | 11 | AMERICAN RENEWABLE ENERGY, INC | PSE&G BPU | No | Complete | 2010-06-16 | 2011-04-15 | 2011-06-06 | 2011-07-25
REIPR-07453 | REIP Solar | SHIA |  | 8.05 | 10867.5 | Residential |  | EDISON | 8820 | 11 | AMERICAN RENEWABLE ENERGY, INC | PSE&G BPU | No | Complete | 2010-06-16 | 2011-02-16 | 2011-04-27 | 2011-07-12
REIPR-07457 | REIP Solar | MOY |  | 7.41 | 10003.5 | Residential |  | EAST BRUNSWICK | 8816 | 11 | ALTERNATIVE LIGHT & ENERGY SOLUTIONS | PSE&G BPU | No | Complete | 2010-06-16 | 2010-07-30 | 2011-02-02 | 2011-05-06
REIPR-07459 | REIP Solar | PATEL |  | 4.73 | 6385.5 | Residential |  | ELMWOOD PARK | 7407 | 7 | ALTERNATIVE LIGHT & ENERGY SOLUTIONS | PSE&G BPU | No | Complete | 2010-06-16 | 2010-07-30 | 2010-09-20 | 2010-10-29
REIPR-07460 | REIP Solar | LENTZ |  | 7.425 | 9315 | Residential |  | ERIAL | 8081 | 14 | GEOSCAPE SOLAR, LLC | AC Electric | No | Complete | 2010-06-16 | 2010-11-02 | 2011-03-15 | 2011-05-06
REIPR-07461 | REIP Solar | GALLO |  | 9.856 | 13007.25 | Residential |  | WEST WINDSOR | 8550 | 12 | TAFROW ELECTRIC | JCP&L | No | Complete | 2010-06-16 | 2010-08-16 | 2011-03-15 | 2011-05-06
REIPR-07462 | REIP Solar | WEISS |  | 9.87 | 13305.6 | Residential |  | WHIPPANY | 7981 | 3 | TAFROW ELECTRIC | JCP&L | No | Complete | 2010-06-16 | 2010-11-03 | 2011-06-27 | 2011-09-14
REIPR-07463 | REIP Solar | SMITH |  | 6.88 | 9288 | Residential |  | MT. LAUREL | 8054 | 13 | RENERGY, INC. | PSE&G BPU | No | Complete | 2010-06-16 | 2010-08-09 | 2010-10-21 | 2010-12-20
REIPR-07464 | REIP Solar | PELOUZE |  | 5.59 | 7546.5 | Residential |  | STRATFORD | 8084 | 14 | RCL ENTERPRISES INC. | AC Electric | No | Complete | 2010-06-16 | 2010-08-18 | 2010-09-20 | 2010-10-29
REIPR-07465 | REIP Solar | NORTHRUP |  | 8.17 | 11029.5 | Residential |  | MARMORA | 8223 | 21 | RCL ENTERPRISES INC. | AC Electric | No | Complete | 2010-06-16 | 2010-07-09 | 2010-09-02 | 2010-10-29
REIPR-07466 | REIP Solar | TONIA |  | 4.2 | 5670 | Residential |  | TURNERSVILLE | 8012 | 14 | DPR ELECTRIC, INC | AC Electric | No | Complete | 2010-06-16 | 2010-07-30 | 2011-04-08 | 2011-07-12
REIPR-07467 | REIP Solar | SHAH |  | 9.45 | 12757.5 | Residential |  | EDISON | 8820 | 11 | GEOGENIX | PSE&G BPU | No | Complete | 2010-06-16 | 2010-07-16 | 2010-09-20 | 2010-10-29
REIPR-07469 | REIP Solar | MONAHAN |  | 8.28 | 11178 | Residential |  | BUDD LAKE | 7828 | 3 | THE SOLAR CENTER, INC. | JCP&L | No | Complete | 2010-06-16 | 2011-06-21 | 2011-11-16 | 2012-01-25
REIPR-07470 | REIP Solar | GRANACHER |  | 6.45 | 8707.5 | Residential |  | MOUNT LAUREL | 8054 | 13 | RCL ENTERPRISES INC. | PSE&G BPU | No | Complete | 2010-06-16 | 2010-07-22 | 2010-09-02 | 2010-10-29
REIPR-07471 | REIP Solar | PATEL |  | 8.61 | 11340 | Residential |  | SOMERSET | 8873 | 5 | 1ST LIGHT ENERGY, INC. | PSE&G BPU | No | Complete | 2010-06-16 | 2010-11-22 | 2011-03-15 | 2011-05-06
REIPR-07472 | REIP Solar | PATEL |  | 10.08 | 13500 | Residential |  | SOMERSET | 8873 | 5 | 1ST LIGHT ENERGY, INC. | PSE&G BPU | No | Complete | 2010-06-16 | 2010-09-16 | 2011-10-24 | 2011-11-29
REIPR-07473 | REIP Solar | YANG |  | 8.17 | 11029.5 | Residential |  | SHORT HILLS | 7078 | 9 | 1ST LIGHT ENERGY, INC. | JCP&L | No | Complete | 2010-06-16 | 2011-01-21 | 2011-03-15 | 2011-05-06
REIPR-07474 | REIP Solar | LI |  | 6.29 | 8491.5 | Residential |  | METUCHEN | 8840 | 11 | ASTON SOLAR | PSE&G BPU | No | Complete | 2010-06-16 | 2011-11-03 | 2012-06-29 | 2012-10-03
REIPR-07475 | REIP Solar | BUTTOCOULA |  | 9.24 | 12474 | Residential |  | VINCENTOWN | 8088 | 13 | NJ SOLAR POWER, LLC | JCP&L | No | Complete | 2010-06-16 | 2010-12-23 | 2011-02-08 | 2011-05-06
REIPR-07477 | REIP Solar | SPINELLI |  | 3.29 | 4441.5 | Residential |  | OCEAN CITY | 8226 | 21 | ALLSEASON CONSTRUCTION | AC Electric | No | Complete | 2010-06-16 | 2011-06-08 | 2011-11-16 | 2012-01-25
REIPR-07478 | REIP Solar | SPINELLI |  | 3.525 | 4758.75 | Residential |  | OCEAN CITY | 8226 | 21 | ALLSEASON CONSTRUCTION | AC Electric | No | Complete | 2010-06-16 | 2011-06-08 | 2011-11-16 | 2012-01-25
REIPR-07479 | REIP Solar | OWENS |  | 8.976 | 12117.6 | Residential |  | BROWNS MILLS | 8015 | 13 | SOLAR WORKS NJ | JCP&L | No | Complete | 2010-06-16 | 2010-09-16 | 2010-12-20 | 2011-03-23
REIPR-07480 | REIP Solar | UNDERWOOD |  | 8.385 | 11319.75 | Residential |  | LUMBERTON | 8048 | 13 | RENERGY, INC. | PSE&G BPU | No | Complete | 2010-06-16 | 2010-08-09 | 2010-11-17 | 2011-01-07
REIPR-07481 | REIP Solar | GREATREX |  | 10.513 | 13500 | Residential |  | MOUNT LAUREL | 8054 | 13 | RCL ENTERPRISES INC. | PSE&G BPU | No | Complete | 2010-06-16 | 2010-08-04 | 2011-04-08 | 2011-07-12
REIPR-07482 | REIP Solar | DEMESQUITA |  | 7.74 | 10449 | Residential |  | NORTH WILDWOOD | 8260 | 21 | RCL ENTERPRISES INC. | AC Electric | No | Complete | 2010-06-16 | 2010-07-30 | 2010-09-20 | 2010-10-29
REIPR-07485 | REIP Solar | DUBEAU |  | 9.87 | 13324.5 | Residential |  | WENONAH | 8090 | 15 | KAITANNA SOLAR, LLC | PSE&G BPU | No | Complete | 2010-06-16 | 2011-05-23 | 2011-06-17 | 2011-09-14
REIPR-07486 | REIP Solar | DUBEAU |  | 9.4 | 12690 | Residential |  | WENONAH | 8090 | 15 | KAITANNA SOLAR, LLC | AC Electric | No | Complete | 2010-06-16 | 2011-06-21 | 2011-08-10 | 2011-09-26
REIPR-07488 | REIP Solar | BARRY |  | 8.28 | 11178 | Residential |  | JACKSON | 8527 | 18 | J. A. WIG CONSTRUCTION AND ELECTRIC, LLC | JCP&L | No | Complete | 2010-06-16 | 2011-02-17 | 2011-04-08 | 2011-07-12
REIPR-07489 | REIP Solar | DEVOY |  | 8.775 | 11812.5 | Residential |  | WASHINGTON | 7882 | 2 | ALTERNATIVE LIGHT & ENERGY SOULTIONS | JCP&L | No | Complete | 2010-06-16 | 2010-10-29 | 2011-02-18 | 2011-05-06
REIPR-07490 | REIP Solar | ISOLA |  | 5.95 | 8032.5 | Residential |  | PRINCETON | 8540 | 12 | ALTERNATIVE LIGHT & ENERGY SOULTIONS | PSE&G BPU | No | Complete | 2010-06-16 | 2010-08-17 | 2010-11-17 | 2011-01-07
REIPR-07491 | REIP Solar | KOLLAR |  | 3.01 | 4063.5 | Residential |  | CINNAMINSON | 8077 | 13 | ALTERNATIVE LIGHT & ENERGY SOULTIONS | PSE&G BPU | No | Complete | 2010-06-16 | 2010-07-30 | 2010-09-20 | 2010-10-29
REIPR-07492 | REIP Solar | SORBELLO |  | 11.76 | 13500 | Residential | 0 | WOODSTOWN | 8098 | 16 | GEORGE SPARKS, INC | AC Electric | No | Complete | 2010-06-16 | 2011-11-21 | 2012-03-29 | 2012-06-05
REIPR-07493 | REIP Solar | ADONES |  | 5.46 | 6848.52 | Residential |  | GALLOWAY | 8205 | 19 | RENERGY, INC. | AC Electric | No | Complete | 2010-06-16 | 2010-09-08 | 2011-06-27 | 2011-09-14
REIPR-07494 | REIP Solar | REYNOLDS |  | 9.225 | 12453.75 | Residential |  | POMPTON LAKES | 7442 | 6 | GEOGENIX | JCP&L | No | Complete | 2010-06-16 | 2010-07-16 | 2010-09-20 | 2010-10-29
REIPR-07495 | REIP Solar | ALEXANDER |  | 2.99 | 1706 | Residential |  | OCEAN CITY | 8226 | 21 | JBS SOLAR AND WIND, LLC | AC Electric | No | Complete | 2010-06-16 | 2012-01-04 | 2012-06-29 | 2012-10-03
REIPR-07496 | REIP Solar | DIZON |  | 5.46 | 7371 | Residential |  | WILLIAMSTOWN | 8094 | 15 | RENERGY, INC. | AC Electric | No | Complete | 2010-06-16 | 2010-08-16 | 2011-02-18 | 2011-05-06
REIPR-07498 | REIP Solar | ISAACS |  | 7.74 | 8127 | Residential |  | NEW BRUNSWICK | 8901 | 11 | REC SOLAR INC | PSE&G BPU | No | Complete | 2010-06-16 | 2011-08-25 | 2011-10-24 | 2011-11-29
REIPR-07508 | REIP Solar | HERRMANN |  | 6.8 | 9180 | Residential |  | NEWTON | 7860 | 1 | ALTERNATIVE LIGHT & ENERGY SOLUTIONS | JCP&L | No | Complete | 2010-06-16 | 2010-07-30 | 2010-09-20 | 2010-10-29
REIPR-07510 | REIP Solar | PONNAMBALAM |  | 2.73 | 3685.5 | Residential |  | KENDALL PARK | 8824 | 11 | ALTERNATIVE LIGHT & ENERGY SOLUTIONS | PSE&G BPU | No | Complete | 2010-06-16 | 2011-04-18 | 2011-05-20 | 2011-07-29
REIPR-07512 | REIP Solar | RUPP |  | 9.095 | 12278.25 | Residential |  | PHILLIPSBURG | 8865 | 2 | ALTERNATIVE LIGHT & ENERGY SOLUTIONS | JCP&L | No | Complete | 2010-06-16 | 2010-08-17 | 2011-01-20 | 2011-04-13
REIPR-07513 | REIP Solar | GOTTA JR |  | 5.805 | 7836.75 | Residential |  | NORTH BRUNSWICK | 8902 | 11 | ALTERNATIVE LIGHT & ENERGY SOLUTIONS | PSE&G BPU | No | Complete | 2010-06-16 | 2010-08-17 | 2010-10-21 | 2010-12-20
REIPR-07515 | REIP Solar | DIEUGENIO |  | 9.87 | 13324.5 | Residential |  | FORKED RIVER | 8731 | 18 | MERCURY SOLAR SYSTEMS | JCP&L | No | Complete | 2010-06-16 | 2010-07-27 | 2010-09-20 | 2010-10-29
REIPR-07533 | REIP Solar | SCHWARTZ |  | 9.87 | 13324.5 | Residential |  | HILLSBOROUGH | 8844 | 5 | VANGUARD ENERGY PARTNERS, LLC | PSE&G BPU | No | Complete | 2010-06-16 | 2011-12-08 | 2012-02-10 | 2012-05-31
REIPR-07534 | REIP Solar | GENSEMER |  | 6.24 | 8424 | Residential |  | BRIGANTINE | 8203 | 19 | RCL ENTERPRISES INC. | AC Electric | No | Complete | 2010-06-16 | 2011-05-31 | 2011-06-27 | 2011-09-14
REIPR-07537 | REIP Solar | KLEIN |  | 9.24 | 7392 | Residential | 1 | MANALAPAN | 7726 | 17 | TRINITY HEATING AND AIR | JCP&L | No | Complete | 2010-06-16 | 2010-12-03 | 2011-03-31 | 2011-06-20
REIPR-07538 | REIP Solar | SULLIVAN |  | 5.17 | 6831 | Residential |  | SHIP BOTTOM | 8008 | 18 | HELIOS SOLAR ENERGY | AC Electric | No | Complete | 2010-06-16 | 2010-09-15 | 2011-04-08 | 2011-07-12
REIPR-07539 | REIP Solar | KAZAK |  | 15.7 | 13500 | Residential |  | MARLBORO | 7746 | 17 | NEW AGE SOLAR, LLC | JCP&L | No | Complete | 2010-06-16 | 2010-09-08 | 2011-04-08 | 2011-07-12
REIPR-07540 | REIP Solar | WANG | AIERE | 7.524 | 10157.4 | Residential |  | FORT LEE | 7024 | 7 | AMERICAN RENEWABLE ENERGY, INC | PSE&G BPU | No | Complete | 2010-06-16 | 2011-05-17 | 2011-06-17 | 2011-09-14
REIPR-07543 | REIP Solar | RAMIREZ |  | 10 | 13500 | Residential |  | MAYS LANDING | 8330 | 19 | MERCURY SOLAR SYSTEMS | AC Electric | No | Complete | 2010-06-25 | 2010-07-22 | 2010-09-20 | 2010-10-29
REIPR-07545 | REIP Solar | RICHARDSON |  | 6.845 | 9240.75 | Residential |  | FAIR HAVEN | 7704 | 17 | SOLAR MITE SOLUTIONS | JCP&L | No | Complete | 2010-06-25 | 2010-09-15 | 2010-12-20 | 2011-03-23
REIPR-07546 | REIP Solar | WITKO |  | 9.87 | 13324.5 | Residential |  | LEONARDO | 7737 | 17 | SOLAR MITE SOLUTIONS | JCP&L | No | Complete | 2010-06-25 | 2010-10-01 | 2010-12-20 | 2011-03-23
REIPR-07547 | REIP Solar | YESALONIA |  | 8.28 | 11178 | Residential |  | NEPTUNE | 7753 | 17 | SOLAR MITE SOLUTIONS | JCP&L | No | Complete | 2010-06-25 | 2010-12-03 | 2011-02-18 | 2011-05-06
REIPR-07548 | REIP Solar | JEE |  | 3.24 | 4374 | Residential |  | WEST CALDWELL | 7006 | 9 | SOLAR MITE SOLUTIONS | PSE&G BPU | No | Complete | 2010-06-25 | 2010-10-12 | 2011-02-02 | 2011-05-06
REIPR-07549 | REIP Solar | FARI |  | 9.89 | 13324.5 | Residential |  | HILLSBOROUGH | 8844 | 5 | AMPERICON |  | No | Complete | 2010-06-25 | 2010-12-23 | 2011-02-18 | 2011-05-06
REIPR-07550 | REIP Solar | TRAMONTIN |  | 8.51 | 11488.5 | Residential |  | METUCHEN | 8840 | 11 | AMPERICON | PSE&G BPU | No | Complete | 2010-06-25 | 2010-12-21 | 2011-03-15 | 2011-05-06
REIPR-07551 | REIP Solar | SPERA |  | 8.05 | 10867.5 | Residential |  | METUCHEN | 8840 | 11 | AMPERICON | PSE&G BPU | No | Complete | 2010-06-25 | 2010-12-21 | 2011-03-15 | 2011-05-06
REIPR-07552 | REIP Solar | MACOR |  | 9.89 | 13351.5 | Residential |  | FLEMINGTON | 8822 | 4 | AMPERICON | JCP&L | No | Complete | 2010-06-25 | 2010-11-29 | 2011-02-02 | 2011-05-06
REIPR-07553 | REIP Solar | SUPNICK |  | 19.32 | 13500 | Residential |  | MEDFORD | 8055 | 13 | P3 POWER SYSTEMS, LLC | PSE&G BPU | No | Complete | 2010-06-25 | 2011-03-01 | 2011-06-27 | 2011-09-14
REIPR-07554 | REIP Solar | CIFELLI |  | 9.9 | 13324.5 | Residential |  | ROBBINSVILLE | 8691 | 12 | ABSOLUTELY ENERGIZED SOLAR, LLC | PSE&G BPU | No | Complete | 2010-06-25 | 2010-12-17 | 2011-02-18 | 2011-05-06
REIPR-07555 | REIP Solar | ERLING |  | 9.9 | 13365 | Residential |  | PITTSTOWN | 8867 | 4 | ABSOLUTELY ENERGIZED SOLAR, LLC | JCP&L | No | Complete | 2010-06-25 | 2010-12-23 | 2011-03-15 | 2011-05-06
REIPR-07556 | REIP Solar | CONN |  | 15.525 | 13500 | Residential |  | PITTSTOWN | 8867 | 4 | ABSOLUTELY ENERGIZED SOLAR, LLC | JCP&L | No | Complete | 2010-06-25 | 2011-02-14 | 2011-06-17 | 2011-09-14
REIPR-07557 | REIP Solar | RECINE |  | 7.36 | 9936 | Residential |  | TRENTON | 8690 | 12 | ABSOLUTELY ENERGIZED SOLAR, LLC | PSE&G BPU | No | Complete | 2010-06-25 | 2010-11-29 | 2011-02-01 | 2011-04-13
REIPR-07558 | REIP Solar | KELCHNER JR |  | 15.54 | 13500 | Residential |  | MEDFORD | 8055 | 13 | NJ SOLAR POWER, LLC | AC Electric | No | Complete | 2010-06-25 | 2011-01-07 | 2011-04-08 | 2011-07-12
REIPR-07560 | REIP Solar | NG |  | 6.3 | 8505 | Residential |  | SAYREVILLE | 8872 | 11 | NJ SOLAR POWER, LLC | JCP&L | No | Complete | 2010-06-25 | 2011-05-09 | 2011-06-17 | 2011-09-14
REIPR-07561 | REIP Solar | MALYSA |  | 9.9 | 13365 | Residential |  | ELMWOOD PARK | 7407 | 7 | GEOPEAK ELECTRIC | PSE&G BPU | No | Complete | 2010-06-25 | 2010-09-17 | 2010-12-20 | 2011-03-23
REIPR-07562 | REIP Solar | KARLOVICH |  | 7.35 | 9922.5 | Residential |  | BAYONNE | 7002 | 8 | 1ST LIGHT ENERGY, INC. | PSE&G BPU | No | Complete | 2010-06-25 | 2010-09-23 | 2011-07-12 | 2011-11-08
REIPR-07563 | REIP Solar | PATER |  | 6.3 | 8505 | Residential |  | FORDS | 8863 | 11 | 1ST LIGHT ENERGY, INC. | PSE&G BPU | No | Complete | 2010-06-25 | 2010-09-17 | 2010-12-20 | 2011-03-23
REIPR-07564 | REIP Solar | SPARROW-HOOD |  | 7.095 | 9578.25 | Residential |  | HILLSBOROUGH | 8844 | 5 | 1ST LIGHT ENERGY, INC. | PSE&G BPU | No | Complete | 2010-06-25 | 2010-10-22 | 2011-03-15 | 2011-05-06
REIPR-07566 | REIP Solar | SMITH |  | 10.08 | 13500 | Residential |  | WILLIAMSTOWN | 8094 | 15 | 1ST LIGHT ENERGY, INC. | AC Electric | No | Complete | 2010-06-25 | 2010-10-06 | 2011-09-29 | 2011-11-09
REIPR-07568 | REIP Solar | SOSNOWSKI |  | 3.78 | 4208.63 | Residential |  | SCOTCH PLAINS | 7070 | 7 | 1ST LIGHT ENERGY, INC. | PSE&G BPU | No | Complete | 2010-06-25 | 2011-06-07 | 2011-10-24 | 2011-11-29
REIPR-07569 | REIP Solar | UMBREIT |  | 8.2 | 11070 | Residential |  | HACKETTSTOWN | 7865 | 2 | 1ST LIGHT ENERGY, INC. | JCP&L | No | Complete | 2010-06-25 | 2010-11-17 | 2011-04-08 | 2011-07-12
REIPR-07570 | REIP Solar | SCHIFANU |  | 6.355 | 8579.25 | Residential |  | SCOTCH PLAINS | 7076 | 10 | 1ST LIGHT ENERGY, INC. | PSE&G BPU | No | Complete | 2010-06-25 | 2010-10-15 | 2011-02-02 | 2011-05-06
REIPR-07571 | REIP Solar | GIBBONS |  | 7.14 | 9639 | Residential |  | WESTFIELD | 7090 | 10 | 1ST LIGHT ENERGY, INC. | PSE&G BPU | No | Complete | 2010-06-25 | 2010-08-12 | 2011-02-18 | 2011-05-06
REIPR-07572 | REIP Solar | NOVAIS |  | 5.04 | 6804 | Residential |  | KEARNY | 7032 | 8 | 1ST LIGHT ENERGY, INC. | PSE&G BPU | No | Complete | 2010-06-25 | 2010-08-18 | 2010-10-21 | 2010-12-20
REIPR-07573 | REIP Solar | CAPRA |  | 7.955 | 10739.25 | Residential |  | KENILWORTH | 7033 | 10 | 1ST LIGHT ENERGY, INC. | PSE&G BPU | No | Complete | 2010-06-25 | 2010-11-04 | 2011-02-18 | 2011-05-06
REIPR-07574 | REIP Solar | POLLEX |  | 5.46 | 7371 | Residential |  | PISCATAWAY | 8854 | 11 | 1ST LIGHT ENERGY, INC. | PSE&G BPU | No | Complete | 2010-06-25 | 2010-09-29 | 2011-03-15 | 2011-05-06
REIPR-07577 | REIP Solar | PEDRO |  | 4.41 | 5940 | Residential |  | HILLSIDE | 7205 | 10 | 1ST LIGHT ENERGY, INC. | PSE&G BPU | No | Complete | 2010-06-25 | 2010-10-20 | 2011-01-20 | 2011-04-13
REIPR-07578 | REIP Solar | WOECKENER |  | 8.82 | 11907 | Residential |  | SECAUCUS | 7094 | 8 | 1ST LIGHT ENERGY, INC. | PSE&G BPU | No | Complete | 2010-06-25 | 2010-12-03 | 2011-04-08 | 2011-07-12
REIPR-07579 | REIP Solar | WOECKENER SR. |  | 6.3 | 8505 | Residential |  | SECAUCUS | 7094 | 8 | 1ST LIGHT ENERGY, INC. | PSE&G BPU | No | Complete | 2010-06-25 | 2010-12-30 | 2011-04-08 | 2011-07-12
REIPR-07580 | REIP Solar | BATEMAN |  | 5.04 | 6804 | Residential |  | BRIDGEWATER | 8807 | 5 | 1ST LIGHT ENERGY, INC. | PSE&G BPU | No | Complete | 2010-06-25 | 2011-06-22 | 2011-09-29 | 2011-11-09
REIPR-07583 | REIP Solar | AMIN |  | 5.88 | 7836.75 | Residential |  | PISCATAWAY | 8854 | 11 | 1ST LIGHT ENERGY, INC. | PSE&G BPU | No | Complete | 2010-06-25 | 2010-11-29 | 2011-07-08 | 2011-11-08
REIPR-07584 | REIP Solar | PASECHNICK |  | 10.105 | 13500 | Residential |  | LITTLE FERRY | 7643 | 7 | 1ST LIGHT ENERGY, INC. | PSE&G BPU | No | Complete | 2010-06-25 | 2010-10-22 | 2011-07-12 | 2011-11-08
REIPR-07585 | REIP Solar | ARRABITO |  | 10.08 | 13500 | Residential |  | WEST ORANGE | 7052 | 9 | 1ST LIGHT ENERGY, INC. | PSE&G BPU | No | Complete | 2010-06-25 | 2010-08-13 | 2011-04-27 | 2011-07-12
REIPR-07586 | REIP Solar | GALVIN |  | 5.88 | 7938 | Residential |  | COLONIA | 7067 | 10 | 1ST LIGHT ENERGY, INC. | PSE&G BPU | No | Complete | 2010-06-25 | 2010-09-08 | 2010-12-20 | 2011-03-23
REIPR-07587 | REIP Solar | PATEL |  | 7.31 | 9868.5 | Residential |  | ROSELLE PARK | 7204 | 10 | 1ST LIGHT ENERGY, INC. | PSE&G BPU | No | Complete | 2010-06-25 | 2011-06-28 | 2011-08-10 | 2011-09-26
REIPR-07589 | REIP Solar | ZOLLO |  | 4.62 | 6237 | Residential |  | AVENEL | 7001 | 11 | 1ST LIGHT ENERGY, INC. | PSE&G BPU | No | Complete | 2010-06-25 | 2010-09-21 | 2010-12-20 | 2011-03-23
REIPR-07590 | REIP Solar | LIVINGSTON |  | 5.46 | 7128 | Residential |  | SCOTCH PLAINS | 7076 | 10 | 1ST LIGHT ENERGY, INC. | PSE&G BPU | No | Complete | 2010-06-25 | 2010-10-20 | 2011-02-02 | 2011-05-06
REIPR-07591 | REIP Solar | MADDINENI |  | 9.225 | 9868.5 | Residential |  | BELLE MEAD | 8502 | 5 | SEA BRIGHT SOLAR, LLC | PSE&G BPU | No | Complete | 2010-06-25 | 2011-06-28 | 2011-09-29 | 2011-11-09
REIPR-07592 | REIP Solar | PIERSON |  | 6.44 | 8694 | Residential |  | PARSIPPANY | 7054 | 3 | SUN FARM NETWORK | JCP&L | No | Complete | 2010-06-25 | 2010-12-03 | 2011-02-08 | 2011-05-06
REIPR-07593 | REIP Solar | LEVIN |  | 3.01 | 4063.5 | Residential |  | TUCKAHOE | 8250 | 21 | GO SOLAR ELECTRIC, LLC | AC Electric | No | Complete | 2010-06-25 | 2010-11-03 | 2011-01-20 | 2011-04-13
REIPR-07594 | REIP Solar | PEREIRA |  | 9.36 | 12420 | Residential |  | HILLSBOROUGH | 8844 | 5 | TRINITY HEATING AND AIR | PSE&G BPU | No | Complete | 2010-06-25 | 2010-11-17 | 2011-02-01 | 2011-04-13
REIPR-07595 | REIP Solar | CHAN |  | 9.66 | 13041 | Residential |  | MORGANVILLE | 7751 | 17 | TRINITY HEATING AND AIR | JCP&L | No | Complete | 2010-06-25 | 2010-11-02 | 2011-01-20 | 2011-04-13
REIPR-07598 | REIP Solar | AHLERS |  | 4.62 | 6237 | Residential |  | LAWRENCEVILLE | 8648 | 12 | TRINITY HEATING AND AIR | PSE&G BPU | No | Complete | 2010-06-25 | 2010-09-21 | 2010-11-17 | 2011-01-07
REIPR-07600 | REIP Solar | ALBANIR |  | 9.87 | 13324.5 | Residential |  | LAMBERTVILLE | 8530 | 4 | TRINITY HEATING AND AIR | JCP&L | No | Complete | 2010-06-25 | 2010-09-21 | 2010-11-17 | 2011-01-07
REIPR-07601 | REIP Solar | PATEL |  | 7.02 | 9477 | Residential |  | PLAINSBORO | 8536 | 11 | SEA BRIGHT SOLAR, LLC | PSE&G BPU | No | Complete | 2010-06-25 | 2011-07-26 | 2011-08-10 | 2011-09-26
REIPR-07603 | REIP Solar | AVANZATO |  | 8 | 10800 | Residential |  | WOODBINE | 8270 | 21 | TRINITY HEATING AND AIR | AC Electric | No | Complete | 2010-06-25 | 2010-09-23 | 2010-12-08 | 2011-02-25
REIPR-07604 | REIP Solar | EGBERTS |  | 4.37 | 5899.5 | Residential |  | BEACH HAVEN WEST | 8054 | 13 | TRINITY HEATING AND AIR | AC Electric | No | Complete | 2010-06-25 | 2010-10-29 | 2011-01-20 | 2011-04-13
REIPR-07605 | REIP Solar | SHAH |  | 10 | 13500 | Residential |  | NESHANIC STATION | 8853 | 5 | TRINITY HEATING AND AIR | JCP&L | No | Complete | 2010-06-25 | 2010-09-10 | 2011-01-20 | 2011-04-13
REIPR-07606 | REIP Solar | SIVE |  | 10.08 | 13500 | Residential |  | FREEHOLD | 7728 | 17 | TRINITY HEATING AND AIR | JCP&L | No | Complete | 2010-06-25 | 2010-09-10 | 2011-04-27 | 2011-07-12
REIPR-07607 | REIP Solar | HANSELMAN |  | 8.405 | 11340 | Residential |  | MAYS LANDING | 8330 | 19 | TRINITY HEATING AND AIR | AC Electric | No | Complete | 2010-06-25 | 2010-12-17 | 2011-02-18 | 2011-05-06
REIPR-07608 | REIP Solar | VIGORITO |  | 7.56 | 10206 | Residential |  | COLUMBUS | 8022 | 13 | TRINITY HEATING AND AIR | PSE&G BPU | No | Complete | 2010-06-25 | 2010-11-17 | 2011-01-20 | 2011-04-13
REIPR-07609 | REIP Solar | SOSZYNSKI |  | 6.21 | 8383.5 | Residential |  | EAST HAMPTON | 8060 | 13 | TRINITY HEATING AND AIR | PSE&G BPU | No | Complete | 2010-06-25 | 2010-08-16 | 2010-09-20 | 2010-10-29
REIPR-07610 | REIP Solar | KLUGE |  | 6 | 8100 | Residential |  | TOMS RIVER | 8755 | 18 | TRINITY HEATING AND AIR | JCP&L | No | Complete | 2010-06-25 | 2010-08-30 | 2010-11-17 | 2011-01-07
REIPR-07611 | REIP Solar | KEITH |  | 7.285 | 9625.5 | Residential |  | TOMS RIVER | 8753 | 18 | TRINITY HEATING AND AIR | JCP&L | No | Complete | 2010-06-25 | 2010-09-15 | 2011-01-20 | 2011-04-13
REIPR-07612 | REIP Solar | GRYBOWSKI SR |  | 9.66 | 13041 | Residential |  | TRENTON | 8690 | 12 | TRINITY HEATING AND AIR | PSE&G BPU | No | Complete | 2010-06-25 | 2010-08-23 | 2010-10-21 | 2010-12-20
REIPR-07613 | REIP Solar | PARRA |  | 9.6 | 12960 | Residential |  | SMITHVILLE | 8205 | 19 | TRINITY HEATING AND AIR | AC Electric | No | Complete | 2010-06-25 | 2010-09-09 | 2010-12-20 | 2011-03-23
REIPR-07614 | REIP Solar | ZAWOYSKY |  | 9.9 | 13351.5 | Residential |  | WASHINGTON | 7882 | 2 | TRINITY HEATING AND AIR | JCP&L | No | Complete | 2010-06-25 | 2010-09-21 | 2010-11-17 | 2011-01-07
REIPR-07615 | REIP Solar | TSAI |  | 4.4 | 5940 | Residential |  | HAMILTON TWP | 8629 | 12 | TRINITY HEATING AND AIR | PSE&G BPU | No | Complete | 2010-06-25 | 2010-09-21 | 2010-12-08 | 2011-02-25
REIPR-07616 | REIP Solar | SPEESLER |  | 8.93 | 11799 | Residential |  | KENDALL PARK | 8824 | 11 | TRINITY HEATING AND AIR | PSE&G BPU | No | Complete | 2010-06-25 | 2010-09-15 | 2011-01-20 | 2011-04-13
REIPR-07713 | REIP Solar | FORSHAY |  | 9.635 | 13007.25 | Residential |  | RANDOLPH | 7869 | 3 | TRINITY HEATING AND AIR | JCP&L | No | Complete | 2010-07-08 | 2010-12-17 | 2011-02-08 | 2011-05-06
REIPR-07714 | REIP Solar | WALTER |  | 7.6 | 10060 | Residential |  | ABSECON | 8201 | 19 | SELF INSTALL | AC Electric | No | Complete | 2010-07-08 | 2011-03-23 | 2011-07-19 | 2011-11-08
REIPR-07715 | REIP Solar | BIGAJ |  | 9.84 | 13284 | Residential |  | LUMBERTON | 8048 | 13 | TRINITY HEATING AND AIR | PSE&G BPU | No | Complete | 2010-07-08 | 2010-08-30 | 2010-11-17 | 2011-01-07
REIPR-07716 | REIP Solar | BOLGER |  | 3.69 | 4860 | Residential |  | CAPE MAY POINT | 8212 | 21 | TRINITY HEATING AND AIR | AC Electric | No | Complete | 2010-07-08 | 2010-12-01 | 2011-02-08 | 2011-05-06
REIPR-07717 | REIP Solar | HALL |  | 1.225 | 1653.75 | Residential |  | MAYS LANDING | 8330 | 19 | SELF INSTALL | AC Electric | No | Complete | 2010-07-08 | 2011-05-17 | 2011-06-17 | 2011-09-14
REIPR-07718 | REIP Solar | SHAH |  | 9.87 | 13324.5 | Residential |  | SOMERSET | 8873 | 5 | TRINITY HEATING AND AIR | PSE&G BPU | No | Complete | 2010-07-08 | 2010-09-21 | 2010-12-08 | 2011-02-25
REIPR-07720 | REIP Solar | JOLICOEUR |  | 5.88 | 7938 | Residential |  | FREEHOLD | 7728 | 17 | TRINITY HEATING AND AIR | JCP&L | No | Complete | 2010-07-08 | 2010-12-17 | 2011-02-18 | 2011-05-06
REIPR-07721 | REIP Solar | CHAND |  | 5.06 | 6831 | Residential |  | WARREN | 7059 | 5 | TRINITY HEATING AND AIR | JCP&L | No | Complete | 2010-07-12 | 2010-09-10 | 2011-02-01 | 2011-04-13
REIPR-07722 | REIP Solar | REID |  | 6.3 | 8505 | Residential |  | WRIGHTSTOWN | 8562 | 13 | TRINITY HEATING AND AIR | JCP&L | No | Complete | 2010-07-08 | 2010-09-15 | 2010-12-20 | 2011-03-23
REIPR-07723 | REIP Solar | DELLA VECCHIA |  | 8.28 | 11178 | Residential |  | MARLTON | 8053 | 13 | TRINITY HEATING AND AIR | PSE&G BPU | No | Complete | 2010-07-08 | 2010-09-09 | 2010-11-17 | 2011-01-07
REIPR-07724 | REIP Solar | MOTAMARRI |  | 5.875 | 7762.5 | Residential |  | CHESTERFIELD | 8515 | 13 | TRINITY HEATING AND AIR | PSE&G BPU | No | Complete | 2010-07-08 | 2010-10-22 | 2010-12-20 | 2011-03-23
REIPR-07725 | REIP Solar | DELPERCIO |  | 4.6 | 6210 | Residential |  | BARNEGAT | 8005 | 18 | TRINITY HEATING AND AIR | JCP&L | No | Complete | 2010-07-08 | 2010-09-10 | 2010-12-20 | 2011-03-23
REIPR-07726 | REIP Solar | ALFANO |  | 6.02 | 8127 | Residential |  | SOUTHAMPTON | 8088 | 13 | NJ SOLAR POWER, LLC | PSE&G BPU | No | Complete | 2010-07-08 | 2011-06-22 | 2011-08-10 | 2011-09-26
REIPR-07728 | REIP Solar | LABAS |  | 3.22 | 4347 | Residential |  | TRENTON | 8619 | 12 | TRINITY HEATING AND AIR | PSE&G BPU | No | Complete | 2010-07-08 | 2010-09-21 | 2010-12-08 | 2011-02-25
REIPR-07729 | REIP Solar | GURU |  | 10.25 | 13500 | Residential |  | FRANKLIN PARK | 8823 | 5 | TRINITY HEATING AND AIR | PSE&G BPU | No | Complete | 2010-07-08 | 2011-07-08 | 2011-11-16 | 2012-01-25
REIPR-07730 | REIP Solar | BESTONE |  | 3.78 | 5103 | Residential |  | JERSEY CITY | 7306 | 8 | TRINITY HEATING AND AIR | PSE&G BPU | No | Complete | 2010-07-08 | 2010-12-17 | 2011-02-08 | 2011-05-06
REIPR-07731 | REIP Solar | BUCCELLATO |  | 9.635 | 13007.25 | Residential |  | BELLE MEAD | 8502 | 5 | TRINITY HEATING AND AIR | PSE&G BPU | No | Complete | 2010-07-08 | 2010-12-17 | 2011-02-18 | 2011-05-06
REIPR-07732 | REIP Solar | HUGHES-RAVELLI |  | 5.06 | 6831 | Residential |  | HADDON TOWNSHIP | 8108 | 14 | TRINITY HEATING AND AIR | PSE&G BPU | No | Complete | 2010-07-08 | 2010-09-10 | 2010-11-17 | 2011-01-07
REIPR-07734 | REIP Solar | ACKLEY |  | 9.72 | 13041 | Residential |  | RIO GRANDE | 8242 | 21 | TRINITY HEATING AND AIR | AC Electric | No | Complete | 2010-07-08 | 2010-10-12 | 2010-12-20 | 2011-03-23
REIPR-07735 | REIP Solar | MERLO |  | 9.87 | 13324.5 | Residential |  | SOMERSET | 8873 | 5 | TRINITY HEATING AND AIR | PSE&G BPU | No | Complete | 2010-07-08 | 2010-09-21 | 2010-11-17 | 2011-01-07
REIPR-07737 | REIP Solar | FUSCO |  | 10.08 | 13500 | Residential |  | FREEHOLD | 7728 | 17 | TRINITY HEATING AND AIR | JCP&L | No | Complete | 2010-07-08 | 2010-12-01 | 2011-05-20 | 2011-07-29
REIPR-07738 | REIP Solar | BOKOR |  | 4.14 | 5589 | Residential |  | ROBBINSVILLE | 8691 | 12 | TRINITY HEATING AND AIR | PSE&G BPU | No | Complete | 2010-07-08 | 2010-09-10 | 2010-12-08 | 2011-02-25
REIPR-07739 | REIP Solar | ROCHE |  | 5.64 | 7452 | Residential |  | SOUTHAMPTON | 8088 | 13 | TRINITY HEATING AND AIR | JCP&L | No | Complete | 2010-07-08 | 2010-09-15 | 2010-12-20 | 2011-03-23
REIPR-07740 | REIP Solar | CAREY |  | 9.87 | 13324.5 | Residential |  | EGG HARBOR | 8234 | 19 | TRINITY HEATING AND AIR | AC Electric | No | Complete | 2010-07-08 | 2010-09-21 | 2010-11-17 | 2011-01-07
REIPR-07741 | REIP Solar | BANGALORE |  | 3.78 | 5103 | Residential |  | EDISON | 8820 | 11 | TRINITY HEATING AND AIR | PSE&G BPU | No | Complete | 2010-07-08 | 2010-11-17 | 2011-02-01 | 2011-04-13
REIPR-07742 | REIP Solar | RINDGEN |  | 4 | 5400 | Residential |  | HILLSBOROUGH | 8844 | 5 | TRINITY HEATING AND AIR | PSE&G BPU | No | Complete | 2010-07-08 | 2010-10-07 | 2010-12-08 | 2011-02-25
REIPR-07743 | REIP Solar | FASHAW |  | 10.12 | 13500 | Residential |  | CAPE MAY | 8204 | 21 | TRINITY HEATING AND AIR | AC Electric | No | Complete | 2010-07-08 | 2010-09-16 | 2011-04-08 | 2011-07-12
REIPR-07744 | REIP Solar | BOBIK |  | 8.19 | 10867.5 | Residential |  | CAPE MAY | 8204 | 21 | TRINITY HEATING AND AIR | AC Electric | No | Complete | 2010-07-08 | 2010-10-19 | 2010-12-08 | 2011-02-25
REIPR-07745 | REIP Solar | LONG |  | 8.28 | 11178 | Residential |  | SOMERVILLE | 8876 | 5 | TRINITY HEATING AND AIR | JCP&L | No | Complete | 2010-07-08 | 2010-09-15 | 2010-12-20 | 2011-03-23
REIPR-07746 | REIP Solar | SZKOTAK |  | 9.25 | 12420 | Residential |  | MULLICA HILL | 8062 | 15 | TRINITY HEATING AND AIR | AC Electric | No | Complete | 2010-07-08 | 2011-01-21 | 2011-03-15 | 2011-05-06
REIPR-07747 | REIP Solar | BARNES |  | 11.515 | 13500 | Residential |  | JACKSON | 8527 | 18 | TRINITY HEATING AND AIR | JCP&L | No | Complete | 2010-07-08 | 2011-01-21 | 2011-06-17 | 2011-09-14
REIPR-07748 | REIP Solar | RICE |  | 6.9 | 8883 | Residential |  | EGG HARBOR | 8215 | 19 | SOLAR AMERICA, LLC | AC Electric | No | Complete | 2010-07-08 | 2010-11-17 | 2011-02-02 | 2011-05-06
REIPR-07749 | REIP Solar | JEHNKE |  | 4.92 | 6642 | Residential |  | TOMS RIVER | 8753 | 18 | SOLAR AMERICA, LLC | JCP&L | No | Complete | 2010-07-08 | 2010-12-01 | 2011-02-18 | 2011-05-06
REIPR-07750 | REIP Solar | SHOEMAKER |  | 9.87 | 13305.6 | Residential |  | MULLICA HILL | 8062 | 15 | SOLAR AMERICA, LLC | AC Electric | No | Complete | 2010-07-08 | 2011-01-28 | 2011-03-15 | 2011-05-06
REIPR-07751 | REIP Solar | MEYER |  | 7.59 | 10246.5 | Residential |  | MARMORA | 8223 | 21 | SOLAR AMERICA, LLC | AC Electric | No | Complete | 2010-07-08 | 2010-12-17 | 2011-02-18 | 2011-05-06
REIPR-07752 | REIP Solar | BARRINGER JR |  | 7.35 | 9922.5 | Residential |  | WILLIAMSTOWN | 8094 | 15 | SOLAR SOLUTIONS LLC | AC Electric | No | Complete | 2010-07-08 | 2011-05-24 | 2011-06-17 | 2011-09-14
REIPR-07753 | REIP Solar | SAMSON |  | 6.9 | 9315 | Residential |  | MOUNT LAUREL | 8054 | 13 | ASC SOLAR SOLUTIONS, LLC | PSE&G BPU | No | Complete | 2010-07-08 | 2011-01-11 | 2011-03-15 | 2011-05-06
REIPR-07754 | REIP Solar | KARFS |  | 9.72 | 12960 | Residential |  | SOUTHAMPTON | 8088 | 13 | SOLAR SOLUTIONS LLC | PSE&G BPU | No | Complete | 2010-07-12 | 2010-09-22 | 2011-02-01 | 2011-04-13
REIPR-07755 | REIP Solar | PANELLI |  | 9.84 | 13284 | Residential |  | MARLTON | 8053 | 13 | SOLAR SOLUTIONS LLC | AC Electric | No | Complete | 2010-07-08 | 2010-09-30 | 2011-02-02 | 2011-05-06
REIPR-07756 | REIP Solar | KIMBALL |  | 9.165 | 12372.75 | Residential |  | CHERRY HILL | 8003 | 14 | SOLAR SOLUTIONS LLC | PSE&G BPU | No | Complete | 2010-07-08 | 2011-01-05 | 2011-04-08 | 2011-07-12
REIPR-07757 | REIP Solar | DWYER |  | 7.128 | 9622.8 | Residential |  | MEDFORD | 8055 | 13 | SOLAR SOLUTIONS LLC | AC Electric | No | Complete | 2010-07-08 | 2010-12-21 | 2011-02-08 | 2011-05-06
REIPR-07758 | REIP Solar | DALGLISH |  | 8.16 | 11016 | Residential |  | MARLTON | 8053 | 13 | SOLAR SOLUTIONS LLC | PSE&G BPU | No | Complete | 2010-07-08 | 2010-11-17 | 2011-02-01 | 2011-04-13
REIPR-07759 | REIP Solar | SCHWALJE |  | 15.48 | 13500 | Residential |  | HILLSBOROUGH | 8844 | 5 | GREEN ENERGY SYSTEMS LLC | JCP&L | No | Complete | 2010-07-08 | 2011-06-22 | 2011-07-08 | 2011-11-08
REIPR-07760 | REIP Solar | KAYANDA |  | 7.525 | 10158.75 | Residential |  | ROBBINSVILLE | 8691 | 12 | A-TOP ALTERNATIVE ENERGY | PSE&G BPU | No | Complete | 2010-07-08 | 2010-09-21 | 2011-01-20 | 2011-04-13
REIPR-07761 | REIP Solar | DISALVO |  | 9.03 | 12190.5 | Residential |  | COLUMBUS | 8022 | 13 | A-TOP ALTERNATIVE ENERGY | JCP&L | No | Complete | 2010-07-08 | 2010-09-16 | 2011-01-20 | 2011-04-13
REIPR-07762 | REIP Solar | CLARK |  | 7.955 | 10739.25 | Residential |  | BURLINGTON | 8016 | 13 | A-TOP ALTERNATIVE ENERGY | PSE&G BPU | No | Complete | 2010-07-08 | 2011-03-04 | 2011-04-08 | 2011-07-12
REIPR-07763 | REIP Solar | VISCEGLIA |  | 33.6 | 13500 | Residential |  | RINGOES | 8551 | 4 | SUN FARM NETWORK | JCP&L | No | Complete | 2010-07-08 | 2012-01-09 | 2012-02-10 | 2012-05-31
REIPR-07764 | REIP Solar | LAURANO |  | 15.05 | 13162.5 | Residential | 0 | PORT MURRAY | 7865 | 2 | CLEAN ENERGY USA | JCP&L | No | Complete | 2010-07-08 | 2010-08-30 | 2012-01-11 | 2012-04-04
REIPR-07765 | REIP Solar | MEYER |  | 4.3 | 5805 | Residential |  | EDISON | 8820 | 11 | CLEAN ENERGY USA | PSE&G BPU | No | Complete | 2010-07-08 | 2010-07-30 | 2010-09-20 | 2010-10-29
REIPR-07766 | REIP Solar | MAYER |  | 9.99 | 13466.25 | Residential |  | LAKEWOOD | 8701 | 18 | AROSA SOLAR ENERGY, INC | JCP&L | No | Complete | 2010-07-08 | 2010-08-16 | 2010-10-21 | 2010-12-20
REIPR-07767 | REIP Solar | HONIG |  | 9.72 | 13122 | Residential |  | LAKEWOOD | 8701 | 18 | AROSA SOLAR ENERGY, INC | JCP&L | No | Complete | 2010-07-08 | 2010-07-22 | 2010-10-21 | 2010-12-20
REIPR-07768 | REIP Solar | TRIFUN |  | 20.16 | 13500 | Residential | 0 | WHITEHOUSE STATION | 8889 | 4 | GREENING THE HOUSE | JCP&L | No | Complete | 2010-07-08 | 2011-11-21 | 2012-01-11 | 2012-04-04
REIPR-07769 | REIP Solar | MCCALLUM |  | 7.35 | 9922.5 | Residential |  | SOMERSET | 8873 | 5 | SOLAR CONNECTIONS | PSE&G BPU | No | Complete | 2010-07-08 | 2010-12-06 | 2011-02-18 | 2011-05-06
REIPR-07770 | REIP Solar | O'DOWD |  | 6.72 | 9072 | Residential |  | NORTH BRUNSWICK | 8902 | 11 | SOLAR CONNECTIONS | PSE&G BPU | No | Complete | 2010-07-08 | 2010-10-27 | 2011-02-01 | 2011-04-13
REIPR-07771 | REIP Solar | NG |  | 10 | 13500 | Residential |  | SOMERSET | 8873 | 5 | GREENTECH SOLAR USA, LLC | PSE&G BPU | No | Complete | 2010-07-08 | 2011-03-23 | 2011-11-17 | 2012-01-25
REIPR-07773 | REIP Solar | HESS |  | 8.93 | 12055.5 | Residential |  | WESTFIELD | 7090 | 10 | SHOOTING STAR SOLAR, LLC | PSE&G BPU | No | Complete | 2010-07-08 | 2010-12-09 | 2011-03-15 | 2011-05-06
REIPR-07774 | REIP Solar | PAOLELLA |  | 7.35 | 9517.5 | Residential |  | LONG VALLEY | 7853 | 3 | CLARK HOMES, LLC | JCP&L | No | Complete | 2010-07-08 | 2010-10-28 | 2011-02-01 | 2011-04-13
REIPR-07776 | REIP Solar | GRABSKI |  | 9.66 | 12960 | Residential |  | BRIDGETON | 8302 | 20 | MERCURY SOLAR SYSTEMS | AC Electric | No | Complete | 2010-07-08 | 2010-11-29 | 2011-02-08 | 2011-05-06
REIPR-07777 | REIP Solar | MORGAN |  | 10.08 | 13466.25 | Residential |  | LUMBERTON | 8048 | 13 | MERCURY SOLAR SYSTEMS |  | No | Complete | 2010-07-08 | 2010-09-08 | 2011-01-20 | 2011-04-13
REIPR-07778 | REIP Solar | SAINI |  | 7.285 | 9625.5 | Residential |  | JACKSON | 8527 | 18 | SOLULAR LLC/RWD CONSULTANTS | JCP&L | No | Complete | 2010-07-08 | 2011-04-25 | 2011-05-20 | 2011-07-29
REIPR-07779 | REIP Solar | TERMINE |  | 7.525 | 10158.75 | Residential |  | JACKSON | 8527 | 18 | SOLULAR LLC/RWD CONSULTANTS | JCP&L | No | Complete | 2010-07-08 | 2010-12-29 | 2011-02-18 | 2011-05-06
REIPR-07780 | REIP Solar | MAUCERI |  | 9.87 | 13324.5 | Residential |  | BARNEGAT | 8005 | 18 | SOLAR WORKS NJ | AC Electric | No | Complete | 2010-07-08 | 2011-01-21 | 2011-03-15 | 2011-05-06
REIPR-07781 | REIP Solar | WRIGHT |  | 3.87 | 5224.5 | Residential |  | MARLTON | 8053 | 13 | RENERGY, INC. | PSE&G BPU | No | Complete | 2010-07-08 | 2010-10-08 | 2011-02-01 | 2011-04-13
REIPR-07782 | REIP Solar | ROMANOWSKI |  | 5.67 | 7654.5 | Residential |  | MANCHESTER | 8759 | 18 | KOPP ELECTRIC COMPANY | JCP&L | No | Complete | 2010-07-08 | 2010-08-13 | 2010-10-21 | 2010-12-20
REIPR-07783 | REIP Solar | PANTANO |  | 9.66 | 13041 | Residential |  | LAKEWOOD | 8701 | 18 | KOPP ELECTRIC COMPANY | JCP&L | No | Complete | 2010-07-08 | 2010-10-04 | 2011-01-20 | 2011-04-13
REIPR-07784 | REIP Solar | SCHNELL |  | 10.105 | 13500 | Residential |  | MANAHAWKIN | 8050 | 18 | MERCURY SOLAR SYSTEMS | AC Electric | No | Complete | 2010-07-08 | 2010-10-12 | 2011-01-20 | 2011-04-13
REIPR-07839 | REIP Solar | CHEN |  | 4.6 | 5940 | Residential |  | MORGANVILLE | 7751 | 17 | SEA BRIGHT SOLAR, LLC | JCP&L | No | Complete | 2010-07-08 | 2010-12-01 | 2011-02-01 | 2011-04-13
REIPR-07841 | REIP Solar | GARAFFA |  | 9.66 | 13041 | Residential |  | SKILLMAN | 8558 | 5 | STRICKLAND RADIANT HEATING SYSTEMS | PSE&G BPU | No | Complete | 2010-07-20 | 2011-06-21 | 2011-08-10 | 2011-09-26
REIPR-07844 | REIP Solar | BOWEN |  | 7.74 | 10449 | Residential |  | TOMS RIVER | 8757 | 18 | 1ST LIGHT ENERGY, INC. | JCP&L | No | Complete | 2010-07-20 | 2010-10-27 | 2011-02-01 | 2011-04-13
REIPR-07847 | REIP Solar | DASKIRAN |  | 7.56 | 9936 | Residential |  | FRANKLIN TWP | 8873 | 5 | TRINITY HEATING AND AIR | PSE&G BPU | No | Complete | 2010-07-20 | 2010-10-22 | 2010-12-20 | 2011-03-23
REIPR-07848 | REIP Solar | VASH |  | 3.655 | 4934.25 | Residential |  | PHILLIPSBURG | 8865 | 2 | CLEAN ENERGY USA | JCP&L | No | Complete | 2010-07-20 | 2010-08-24 | 2011-02-02 | 2011-05-06
REIPR-07850 | REIP Solar | BOWMAN |  | 9.68 | 13041 | Residential |  | BERLIN | 8009 | 14 | SOLAR SOLUTIONS LLC | AC Electric | No | Complete | 2010-07-20 | 2010-10-22 | 2011-02-01 | 2011-04-13
REIPR-07851 | REIP Solar | BAILEY |  | 18.33 | 13500 | Residential |  | BRIDGETON | 8302 | 20 | SHERWOOD ELECTRIC CO. INC. | AC Electric | No | Complete | 2010-07-20 | 2011-06-02 | 2011-07-08 | 2011-11-08
REIPR-07852 | REIP Solar | VOUGHT |  | 9.66 | 12420 | Residential |  | PHILLIPSBURG | 8865 | 2 | HEAT SHED, INC. | JCP&L | No | Complete | 2010-07-20 | 2010-11-19 | 2011-02-02 | 2011-05-06
REIPR-07853 | REIP Solar | ST. AUBYN |  | 7.755 | 10246.5 | Residential |  | MILLVILLE | 8332 | 20 | KAITANNA SOLAR, LLC | SJ Gas | No | Complete | 2010-07-20 | 2010-11-29 | 2011-02-02 | 2011-05-06
REIPR-07854 | REIP Solar | RIZZELLO |  | 8.82 | 11907 | Residential |  | MILFORD | 8848 | 4 | HEAT SHED, INC. | JCP&L | No | Complete | 2010-07-20 | 2010-10-04 | 2010-12-08 | 2011-02-25
REIPR-07855 | REIP Solar | ADAMS |  | 8.46 | 11421 | Residential |  | MILLVILLE | 8832 | 11 | KAITANNA SOLAR, LLC | AC Electric | No | Complete | 2010-07-20 | 2010-10-29 | 2011-02-08 | 2011-05-06
REIPR-07856 | REIP Solar | SMITH |  | 9.99 | 13338 | Residential |  | MILFORD | 8848 | 4 | THE SOLAR CENTER, INC. | JCP&L | No | Complete | 2010-07-20 | 2010-10-29 | 2011-01-20 | 2011-04-13
REIPR-07857 | REIP Solar | LARUE |  | 8.97 | 12109.5 | Residential |  | BRIDGETON | 8302 | 20 | MERCURY SOLAR SYSTEMS - PORT CHESTER | AC Electric | No | Complete | 2010-07-20 | 2010-09-10 | 2010-11-17 | 2011-01-07
REIPR-07858 | REIP Solar | MARCHESE |  | 7.05 | 8707.5 | Residential |  | FAIRFIELD | 7004 | 9 | THE SOLAR CENTER, INC. | PSE&G BPU | No | Complete | 2010-07-20 | 2011-05-31 | 2011-06-17 | 2011-09-14
REIPR-07859 | REIP Solar | STARK |  | 4.085 | 5514.75 | Residential |  | WILLIAMSTOWN | 8094 | 15 | RCL ENTERPRISES INC. | AC Electric | No | Complete | 2010-07-20 | 2010-09-16 | 2010-11-17 | 2011-01-07
REIPR-07860 | REIP Solar | HERSHKOWITZ |  | 7.4 | 9990 | Residential |  | BASKING RIDGE | 7920 | 5 | THE SOLAR CENTER, INC. | JCP&L | No | Complete | 2010-07-20 | 2010-11-29 | 2011-02-08 | 2011-05-06
REIPR-07861 | REIP Solar | PARTRIDGE |  | 7.05 | 9517.5 | Residential |  | OCEAN ACRES | 8050 | 18 | MERCURY SOLAR SYSTEMS - PORT CHESTER | AC Electric | No | Complete | 2010-07-20 | 2010-09-29 | 2010-12-08 | 2011-02-25
REIPR-07863 | REIP Solar | MITCHELL |  | 8.17 | 11029.5 | Residential |  | MANVILLE | 8835 | 5 | THE SOLAR CENTER, INC. | PSE&G BPU | No | Complete | 2010-07-20 | 2012-04-19 | 2012-04-26 | 2012-07-24
REIPR-07864 | REIP Solar | MEYER |  | 10.25 | 13500 | Residential |  | LONG VALLEY | 7853 | 3 | THE SOLAR CENTER, INC. | JCP&L | No | Complete | 2010-07-20 | 2010-12-02 | 2011-04-08 | 2011-07-12
REIPR-07865 | REIP Solar | ROVINSKY |  | 6.39 | 8565.75 | Residential |  | CREAM RIDGE | 8514 | 17 | ENERGYC2 | JCP&L | No | Complete | 2010-07-20 | 2010-08-18 | 2011-02-08 | 2011-05-06
REIPR-07866 | REIP Solar | JAWORSKY |  | 4.5 | 6075 | Residential |  | HOPWELL | 8525 | 12 | JERSEY SOLAR, LLC | PSE&G BPU | No | Complete | 2010-07-20 | 2010-09-10 | 2010-11-17 | 2011-01-07
REIPR-07867 | REIP Solar | DAHLLOF |  | 2.16 | 2916 | Residential |  | SEWELL | 8080 | 15 | ONPEAK SOLAR, INC | AC Electric | No | Complete | 2010-07-20 | 2011-07-14 | 2011-08-10 | 2011-09-26
REIPR-07868 | REIP Solar | ROZMYSLOWICZ |  | 5.856 | 6831 | Residential |  | WILLIAMSTOWN | 8094 | 15 | SUNPOL LLC | AC Electric | No | Complete | 2010-07-20 | 2011-06-14 | 2011-07-08 | 2011-11-08
REIPR-07869 | REIP Solar | CARLUCCI |  | 3.44 | 4644 | Residential |  | MARGATE | 8402 | 19 | RENERGY, INC. | AC Electric | No | Complete | 2010-07-20 | 2010-09-15 | 2010-12-20 | 2011-03-23
REIPR-07870 | REIP Solar | ABRAMS |  | 5.445 | 7350.75 | Residential |  | SADDLE BROOK | 7663 | 7 | ALTERNATIVE LIGHT & ENERGY SOLUTIONS | PSE&G BPU | No | Complete | 2010-07-20 | 2010-10-29 | 2011-02-01 | 2011-04-13
REIPR-07871 | REIP Solar | ZHAO |  | 7.05 | 9517.5 | Residential |  | PRINCETON JUNCITON | 8550 | 12 | GREENTECH SOLAR USA, LLC | PSE&G BPU | No | Complete | 2010-07-20 | 2011-02-25 | 2011-04-08 | 2011-07-12
REIPR-07872 | REIP Solar | EYET |  | 7.74 | 10449 | Residential |  | CALIFON | 7830 | 4 | ALTERNATIVE LIGHT & ENERGY SOLUTIONS | JCP&L | No | Complete | 2010-07-20 | 2010-08-30 | 2011-01-20 | 2011-04-13
REIPR-07873 | REIP Solar | HULBERT |  | 6.88 | 9288 | Residential |  | MT LAUREL | 8054 | 13 | ALTERNATIVE LIGHT & ENERGY SOLUTIONS | PSE&G BPU | No | Complete | 2010-07-20 | 2010-09-15 | 2011-01-20 | 2011-04-13
REIPR-07874 | REIP Solar | KAPLAN |  | 9.675 | 12861.25 | Residential |  | PRINCETON | 8540 | 12 | ALTERNATIVE LIGHT & ENERGY SOLUTIONS | PSE&G BPU | No | Complete | 2010-07-20 | 2010-09-15 | 2010-12-20 | 2011-03-23
REIPR-07875 | REIP Solar | COUMARASSAMY |  | 3.44 | 4644 | Residential |  | N BRUNSWICK | 8402 | 19 | ALTERNATIVE LIGHT & ENERGY SOLUTIONS | PSE&G BPU | No | Complete | 2010-07-20 | 2010-12-23 | 2011-03-15 | 2011-05-06
REIPR-07876 | REIP Solar | KRAUSE |  | 6.285 | 8484.75 | Residential |  | N BRUNSWICK | 8902 | 11 | ALTERNATIVE LIGHT & ENERGY SOLUTIONS | PSE&G BPU | No | Complete | 2010-07-20 | 2010-10-29 | 2011-01-20 | 2011-04-13
REIPR-07877 | REIP Solar | LACEY |  | 6.45 | 8707.5 | Residential |  | MAPLEWOOD | 7040 | 9 | ALTERNATIVE LIGHT & ENERGY SOLUTIONS | PSE&G BPU | No | Complete | 2010-07-20 | 2010-12-23 | 2011-04-27 | 2011-07-12
REIPR-07878 | REIP Solar | HENRY |  | 9.46 | 12771 | Residential |  | NEWTON | 7860 | 1 | CORBIN SOLAR SOLUTIONS, LLC | JCP&L | No | Complete | 2010-07-20 | 2010-09-17 | 2010-12-20 | 2011-03-23
REIPR-07880 | REIP Solar | DITARANTO |  | 4.945 | 6675.75 | Residential |  | PEMBERTON | 8068 | 13 | CORBIN SOLAR SOLUTIONS, LLC | JCP&L | No | Complete | 2010-07-20 | 2010-09-29 | 2010-12-20 | 2011-03-23
REIPR-07881 | REIP Solar | NADDEO |  | 9.675 | 13061.25 | Residential |  | MONROE | 8831 | 11 | CORBIN SOLAR SOLUTIONS, LLC | JCP&L | No | Complete | 2010-07-20 | 2011-06-22 | 2011-07-08 | 2011-11-08
REIPR-07882 | REIP Solar | ROSFJORD |  | 4.945 | 6675.75 | Residential |  | FORKED RIVER | 8731 | 18 | CORBIN SOLAR SOLUTIONS, LLC | JCP&L | No | Complete | 2010-07-20 | 2010-08-09 | 2010-12-20 | 2011-03-23
REIPR-07883 | REIP Solar | ALLAIRE |  | 7.525 | 10158.75 | Residential |  | LONG BEACH TOWNSHIP | 8008 | 18 | CORBIN SOLAR SOLUTIONS, LLC | AC Electric | No | Complete | 2010-07-20 | 2010-08-11 | 2010-10-21 | 2010-12-20
REIPR-07884 | REIP Solar | MANNING |  | 4.3 | 5587.31 | Residential |  | LIVINGSTON | 7039 | 9 | CORBIN SOLAR SOLUTIONS, LLC | PSE&G BPU | No | Complete | 2010-07-20 | 2010-10-08 | 2011-02-18 | 2011-05-06
REIPR-07885 | REIP Solar | MCTERNAN |  | 6.45 | 8707.5 | Residential |  | BRICK | 8723 | 18 | CORBIN SOLAR SOLUTIONS, LLC | JCP&L | No | Complete | 2010-07-20 | 2010-08-13 | 2010-10-21 | 2010-12-20
REIPR-07886 | REIP Solar | CONTOIS |  | 7.525 | 10158.75 | Residential |  | JACKSON | 8527 | 18 | CORBIN SOLAR SOLUTIONS, LLC | JCP&L | No | Complete | 2010-07-20 | 2010-08-13 | 2010-10-21 | 2010-12-20
REIPR-07887 | REIP Solar | SIMPSON |  | 4.752 | 6415.2 | Residential |  | BORDENTOWN | 8505 | 13 | 4BESTSOLAR, LLC | PSE&G BPU | No | Complete | 2010-07-20 | 2010-09-30 | 2011-01-20 | 2011-04-13
REIPR-07888 | REIP Solar | DONOVAN |  | 7.2 | 9720 | Residential |  | HOWELL | 7731 | 17 | THE ENTECH GROUP | JCP&L | No | Complete | 2010-07-20 | 2010-10-27 | 2011-02-01 | 2011-04-13
REIPR-07889 | REIP Solar | OTTAVINIA |  | 9.89 | 13351.5 | Residential |  | LONG VALLEY | 7853 | 3 | THE ENTECH GROUP | JCP&L | No | Complete | 2010-07-20 | 2010-10-20 | 2010-12-20 | 2011-03-23
REIPR-07890 | REIP Solar | WILSON |  | 9.165 | 12372.75 | Residential |  | PENNINGTON | 8534 | 12 | ADVANCED SOLAR PRODUCTS FLEMINGTON | PSE&G BPU | No | Complete | 2010-07-20 | 2011-01-07 | 2011-02-08 | 2011-05-06
REIPR-07891 | REIP Solar | BERENATO JR |  | 7.65 | 10327.5 | Residential |  | HAMMONTON | 8037 | 19 | GO SOLAR ELECTRIC, LLC | AC Electric | No | Complete | 2010-07-20 | 2010-11-22 | 2011-02-01 | 2011-04-13
REIPR-07892 | REIP Solar | KEYSER |  | 5.06 | 5940 | Residential |  | AVALON | 8202 | 21 | POWELL ENERGY AND SOLAR | AC Electric | No | Complete | 2010-07-20 | 2010-11-19 | 2011-02-18 | 2011-05-06
REIPR-07893 | REIP Solar | SMITH |  | 13.275 | 13500 | Residential |  | MILMAY | 8340 | 19 | GO SOLAR ELECTRIC, LLC | AC Electric | No | Complete | 2010-07-20 | 2011-03-31 | 2011-04-27 | 2011-07-12
REIPR-07894 | REIP Solar | CALVERT |  | 4.6 | 6210 | Residential |  | RUMSON | 7760 | 17 | GARDEN STATE SOLAR LLC | JCP&L | No | Complete | 2010-07-20 | 2011-04-20 | 2011-07-19 | 2011-11-08
REIPR-07895 | REIP Solar | MORA |  | 19.08 | 13500 | Residential |  | RUMSON | 7760 | 17 | GARDEN STATE SOLAR LLC | JCP&L | No | Complete | 2010-07-20 | 2011-01-06 | 2011-09-29 | 2011-11-09
REIPR-07896 | REIP Solar | MARTIN |  | 9.84 | 13284 | Residential |  | WANTAGE | 7461 | 1 | EAST COAST ALTERNATIVE ENERGY | JCP&L | No | Complete | 2010-07-20 | 2011-01-18 | 2011-04-27 | 2011-07-12
REIPR-07898 | REIP Solar | FISHER |  | 9.68 | 13068 | Residential |  | NEWTON | 7860 | 1 | EAST COAST ALTERNATIVE ENERGY | JCP&L | No | Complete | 2010-07-20 | 2011-01-11 | 2011-03-15 | 2011-05-06
REIPR-07899 | REIP Solar | PETERSEN |  | 8.97 | 11812.5 | Residential |  | ANDOVER | 7821 | 1 | EAST COAST ALTERNATIVE ENERGY | JCP&L | No | Complete | 2010-07-20 | 2010-09-15 | 2010-12-20 | 2011-03-23
REIPR-07900 | REIP Solar | EGAN | CAROLYN AND RICHARD EGAN | 5.4 | 7290 | Residential |  | WEST LONG BRANCH | 7764 | 17 | INFINITY SOLAR POWER, LLC | JCP&L | No | Complete | 2010-07-20 | 2010-09-15 | 2010-12-08 | 2011-02-25
REIPR-07901 | REIP Solar | FRIEBIS |  | 9.9 | 13365 | Residential |  | MOORESTOWN | 8057 | 13 | SEA BRIGHT SOLAR, LLC | PSE&G BPU | No | Complete | 2010-07-20 | 2011-02-16 | 2011-04-27 | 2011-07-12
REIPR-07902 | REIP Solar | NETTLEMAN |  | 8.268 | 11056.5 | Residential |  | HADDON TOWNSHIP | 8107 | 14 | SEA BRIGHT SOLAR, LLC | PSE&G BPU | No | Complete | 2010-07-20 | 2010-10-20 | 2011-02-02 | 2011-05-06
REIPR-07903 | REIP Solar | ROSEN |  | 4.56 | 6156 | Residential |  | FREEHOLD | 7728 | 17 | SEA BRIGHT SOLAR, LLC | JCP&L | No | Complete | 2010-07-20 | 2010-10-26 | 2011-02-01 | 2011-04-13
REIPR-07904 | REIP Solar | SANGUINETTI |  | 9.9 | 13365 | Residential |  | TINTON FALLS | 7724 | 17 | SEA BRIGHT SOLAR, LLC | JCP&L | No | Complete | 2010-07-20 | 2010-12-21 | 2011-03-15 | 2011-05-06
REIPR-07905 | REIP Solar | WISNIEWSKI |  | 8.1 | 10935 | Residential |  | FLEMINGTON | 8822 | 4 | GEOGENIX | JCP&L | No | Complete | 2010-07-20 | 2010-11-08 | 2011-02-01 | 2011-04-13
REIPR-07906 | REIP Solar | YEGNASUBRAMANIAN |  | 9.9 | 13365 | Residential |  | SKILLMAN | 8558 | 5 | GEOGENIX | PSE&G BPU | No | Complete | 2010-07-20 | 2010-12-03 | 2011-02-08 | 2011-05-06
REIPR-07986 | REIP Solar | PERVAAZ |  | 4.1 | 5526.7 | Residential |  | SOMERSET | 8873 | 5 | 1ST LIGHT ENERGY, INC. | PSE&G BPU | No | Complete | 2010-07-27 | 2010-11-29 | 2011-04-27 | 2011-07-12
REIPR-07988 | REIP Solar | PATEL |  | 4.945 | 6675.75 | Residential |  | HILLSBORO | 8844 | 5 | ALTERNATIVE LIGHT & ENERGY SOLUTIONS | PSE&G BPU | No | Complete | 2010-07-27 | 2011-04-04 | 2011-05-20 | 2011-07-29
REIPR-07994 | REIP Solar | STRECKER |  | 6.765 | 8910 | Residential |  | WARREN | 7059 | 5 | 1ST LIGHT ENERGY, INC. | Orange & Rockland Elec | No | Complete | 2010-07-27 | 2010-11-22 | 2011-04-08 | 2011-07-12
REIPR-07995 | REIP Solar | TOOR |  | 7.79 | 10449 | Residential |  | LODI | 7644 | 7 | 1ST LIGHT ENERGY, INC. | PSE&G BPU | No | Complete | 2010-07-27 | 2010-11-08 | 2011-02-01 | 2011-04-13
REIPR-07996 | REIP Solar | SOZANSKI |  | 7.14 | 6966 | Residential |  | CLIFTON | 7013 | 6 | 1ST LIGHT ENERGY, INC. | PSE&G BPU | No | Complete | 2010-07-27 | 2011-03-07 | 2011-10-10 | 2011-11-29
REIPR-07997 | REIP Solar | PATEL |  | 6.3 | 8505 | Residential |  | SOMERSET | 8873 | 5 | 1ST LIGHT ENERGY, INC. | PSE&G BPU | No | Complete | 2010-07-27 | 2010-12-30 | 2011-03-15 | 2011-05-06
REIPR-07998 | REIP Solar | ANJARIA | DEVASHISH ANJARIA | 6.235 | 8417.25 | Residential |  | SCOTCH PLAINS | 7076 | 10 | 1ST LIGHT ENERGY, INC. | PSE&G BPU | No | Complete | 2010-07-27 | 2010-10-15 | 2011-02-02 | 2011-05-06
REIPR-07999 | REIP Solar | BELBY |  | 9.02 | 12177 | Residential |  | BELVIDERE | 7823 | 2 | 1ST LIGHT ENERGY, INC. | JCP&L | No | Complete | 2010-07-27 | 2010-12-06 | 2011-04-08 | 2011-07-12
REIPR-08001 | REIP Solar | SPERLING |  | 3.87 | 5224.5 | Residential |  | LITTLE FALLS | 7424 | 6 | 1ST LIGHT ENERGY, INC. | PSE&G BPU | No | Complete | 2010-07-27 | 2010-11-02 | 2011-02-02 | 2011-05-06
REIPR-08002 | REIP Solar | COCUZZA |  | 9.245 | 12480.75 | Residential |  | BASKING RIDGE | 7920 | 5 | 1ST LIGHT ENERGY, INC. | JCP&L | No | Complete | 2010-07-27 | 2011-05-24 | 2011-07-19 | 2011-11-08
REIPR-08003 | REIP Solar | RUSSO |  | 6.51 | 8788.5 | Residential |  | CLINTON | 8809 | 4 | 1ST LIGHT ENERGY, INC. | JCP&L | No | Complete | 2010-07-27 | 2010-11-22 | 2011-02-08 | 2011-05-06
REIPR-08004 | REIP Solar | TEHAN |  | 3.4 | 4063.5 | Residential |  | SOMERVILLE | 8876 | 5 | ECOLOGICAL SYSTEMS-NEPTUNE | PSE&G BPU | No | Complete | 2010-07-27 | 2011-02-10 | 2011-04-27 | 2011-07-12
REIPR-08005 | REIP Solar | LOUIE |  | 3.68 | 3948.75 | Residential |  | PISCATAWAY | 8854 | 11 | AMERICAN RENEWABLE ENERGY, INC | PSE&G BPU | No | Complete | 2010-07-27 | 2011-08-01 | 2011-11-16 | 2012-01-25
REIPR-08006 | REIP Solar | ZOU |  | 4.86 | 6210 | Residential |  | CRANBURY | 8512 | 11 | ASTON SOLAR | PSE&G BPU | No | Complete | 2010-07-27 | 2010-11-04 | 2011-02-02 | 2011-05-06
REIPR-08008 | REIP Solar | XIAO |  | 4.6 | 6210 | Residential |  | WESTFIELD | 7090 | 10 | 1ST LIGHT ENERGY, INC. | PSE&G BPU | No | Complete | 2010-07-27 | 2011-08-01 | 2011-11-16 | 2012-01-25
REIPR-08009 | REIP Solar | ZHANG |  | 2.52 | 3307.5 | Residential |  | BRIDGEWATER | 8807 | 5 | ASTON SOLAR | JCP&L | No | Complete | 2010-07-27 | 2010-11-04 | 2011-02-18 | 2011-05-06
REIPR-08010 | REIP Solar | PANDYA |  | 7.65 | 10327.5 | Residential |  | PISCATAWAY | 8854 | 11 | GEOGENIX | PSE&G BPU | No | Complete | 2010-07-27 | 2010-12-03 | 2011-02-08 | 2011-05-06
REIPR-08011 | REIP Solar | URMEY |  | 9.9 | 13365 | Residential |  | OCEAN PORT | 7757 | 17 | GEOGENIX | JCP&L | No | Complete | 2010-07-27 | 2010-10-27 | 2011-02-01 | 2011-04-13
REIPR-08012 | REIP Solar | JACKSON |  | 7.65 | 10327.5 | Residential |  | NORTH PLAINFIELD | 7062 | 10 | GEOGENIX | PSE&G BPU | No | Complete | 2010-07-27 | 2010-11-05 | 2011-02-18 | 2011-05-06
REIPR-08014 | REIP Solar | LUO |  | 6.105 | 8241.75 | Residential |  | RINGOIES | 8551 | 4 | ASTON SOLAR | JCP&L | No | Complete | 2010-07-27 | 2011-07-27 | 2011-08-30 | 2011-11-01
REIPR-08015 | REIP Solar | FINA |  | 8.1 | 10935 | Residential |  | OCEANPORT | 7757 | 17 | GEOGENIX | JCP&L | No | Complete | 2010-07-27 | 2010-11-29 | 2011-02-08 | 2011-05-06
REIPR-08016 | REIP Solar | CAVICCHIA |  | 7.2 | 9720 | Residential |  | FANWOOD | 7023 | 10 | GEOGENIX | PSE&G BPU | No | Complete | 2010-07-27 | 2011-01-24 | 2011-04-08 | 2011-07-12
REIPR-08018 | REIP Solar | KASWINER |  | 9.9 | 13365 | Residential |  | MORRISTOWN | 7980 | 3 | GEOGENIX | JCP&L | No | Complete | 2010-07-27 | 2010-11-17 | 2011-02-08 | 2011-05-06
REIPR-08019 | REIP Solar | MINOR |  | 8.28 | 10867.5 | Residential |  | MULLICA HILL | 8062 | 15 | SUNRAY SOLAR, INC. | AC Electric | No | Complete | 2010-07-27 | 2010-11-05 | 2011-02-02 | 2011-05-06
REIPR-08021 | REIP Solar | BERGMAN |  | 9.435 | 12737.25 | Residential |  | NORTH BRUNSWICK | 8902 | 11 | SUNRAY SOLAR, INC. | PSE&G BPU | No | Complete | 2010-07-27 | 2010-11-29 | 2011-06-17 | 2011-09-14
REIPR-08022 | REIP Solar | BROWN |  | 4.73 | 6385.5 | Residential |  | MAPLE SHADE | 8052 | 13 | RENERGY, INC. | PSE&G BPU | No | Complete | 2010-07-27 | 2010-09-15 | 2010-12-08 | 2011-02-25
REIPR-08024 | REIP Solar | MAZZA |  | 7.525 | 10158.75 | Residential |  | SMITHVILLE | 8205 | 19 | RENERGY, INC. | AC Electric | No | Complete | 2010-07-27 | 2010-09-15 | 2010-11-17 | 2011-01-07
REIPR-08025 | REIP Solar | HOWARTH |  | 9.66 | 13041 | Residential |  | LUMBERTON | 8048 | 13 | FUTURE SOLUTIONS CONTRACTING, LLC | PSE&G BPU | No | Complete | 2010-07-29 | 2011-07-27 | 2012-01-11 | 2012-04-04
REIPR-08028 | REIP Solar | THOMAS |  | 9.66 | 13041 | Residential |  | BELEVIDERE | 7823 | 2 | CLEAN ENERGY USA | JCP&L | No | Complete | 2010-07-27 | 2010-09-08 | 2011-02-08 | 2011-05-06
REIPR-08029 | REIP Solar | SCHRANKEL |  | 9.9 | 13365 | Residential |  | HOLMDEL | 7733 | 17 | E2ECTA, INC. | JCP&L | No | Complete | 2010-07-27 | 2010-10-21 | 2011-04-08 | 2011-07-12
REIPR-08034 | REIP Solar | RAMOS |  | 5.16 | 4128 | Residential | 1 | PINE HILL | 8021 | 14 | RENERGY, INC. | AC Electric | No | Complete | 2010-07-27 | 2011-03-01 | 2011-08-24 | 2011-11-01
REIPR-08035 | REIP Solar | LUIS |  | 9.9 | 13365 | Residential |  | MARTINSVILLE | 8836 | 5 | GEOGENIX | PSE&G BPU | No | Complete | 2010-07-27 | 2010-11-05 | 2011-02-02 | 2011-05-06
REIPR-08037 | REIP Solar | GOMEZ |  | 6.24 | 8424 | Residential |  | LAWRENCEVILLE | 8648 | 12 | CORBIN SOLAR SOLUTIONS, LLC | PSE&G BPU | No | Complete | 2010-07-27 | 2010-08-13 | 2010-09-20 | 2010-10-29
REIPR-08038 | REIP Solar | GAO |  | 8.74 | 11799 | Residential |  | PLAINSBORO | 8536 | 11 | SOLAR MITE SOLUTIONS II | PSE&G BPU | No | Complete | 2010-07-27 | 2011-05-02 | 2011-06-17 | 2011-09-14
REIPR-08039 | REIP Solar | NYNENS |  | 10.5 | 13500 | Residential |  | LITTLE SILVER | 7739 | 17 | GARDEN STATE SOLAR LLC | JCP&L | No | Complete | 2010-07-27 | 2011-01-03 | 2011-12-08 | 2012-04-04
REIPR-08040 | REIP Solar | WIRTH |  | 5.805 | 7836.75 | Residential |  | BEACH HAVEN | 8008 | 18 | CORBIN SOLAR SOLUTIONS, LLC | AC Electric | No | Complete | 2010-07-27 | 2010-08-30 | 2010-10-21 | 2010-12-20
REIPR-08043 | REIP Solar | MOKLAK |  | 5.16 | 6966 | Residential |  | WEST BERLIN | 8091 | 14 | RENERGY, INC. | AC Electric | No | Complete | 2010-07-27 | 2011-07-08 | 2011-07-19 | 2011-11-08
REIPR-08046 | REIP Solar | RAINESS |  | 7.13 | 9625.5 | Residential |  | ATLANTIC HIGHLANDS | 7716 | 17 | ECOLOGICAL SYSTEMS-MANALAPAN | JCP&L | No | Complete | 2010-07-27 | 2010-10-26 | 2011-01-20 | 2011-04-13
REIPR-08047 | REIP Solar | GENNA |  | 10.34 | 8000 | Residential |  | NEWFIELD | 8344 | 15 | SELF INSTALL | AC Electric | No | Complete | 2010-07-27 | 2010-12-10 | 2011-04-27 | 2011-07-12
REIPR-08048 | REIP Solar | JAJOWSKY |  | 4.95 | 6682.5 | Residential |  | HILLSIDE | 7205 | 10 | 1ST LIGHT ENERGY, INC. | PSE&G BPU | No | Complete | 2010-07-27 | 2011-07-27 | 2011-10-10 | 2011-11-29
REIPR-08049 | REIP Solar | COLASURLDO |  | 8.82 | 11880 | Residential |  | WAYNE | 7470 | 6 | 1ST LIGHT ENERGY, INC. | PSE&G BPU | No | Complete | 2010-07-27 | 2010-10-27 | 2011-02-02 | 2011-05-06
REIPR-08050 | REIP Solar | HOFMANN |  | 5.25 | 7087.5 | Residential |  | LITTLE FALLS | 7424 | 6 | 1ST LIGHT ENERGY, INC. | PSE&G BPU | No | Complete | 2010-07-27 | 2011-02-21 | 2011-07-12 | 2011-11-08
REIPR-08054 | REIP Solar | NOBLE |  | 6.67 | 9004.5 | Residential |  | HACETTSTOWN | 7880 | 2 | 1ST LIGHT ENERGY, INC. | JCP&L | No | Complete | 2010-07-27 | 2010-11-02 | 2011-02-01 | 2011-04-13
REIPR-08062 | REIP Solar | WILLIS |  | 7.65 | 10206 | Residential |  | WEST ORANGE | 7052 | 9 | SOLAR ENERGY WORLD-W | PSE&G BPU | No | Complete | 2010-07-27 | 2011-12-15 | 2012-06-29 | 2012-10-03
REIPR-08063 | REIP Solar | THOMAS |  | 9.87 | 13324.5 | Residential |  | MENDHAM | 7945 | 3 | TRINITY HEATING AND AIR | JCP&L | No | Complete | 2010-07-27 | 2010-10-12 | 2010-12-08 | 2011-02-25
REIPR-08064 | REIP Solar | POWELL |  | 5.52 | 7236 | Residential |  | STONE HARBOR | 8247 | 21 | POWELL ENERGY AND SOLAR | AC Electric | No | Complete | 2010-07-27 | 2010-11-24 | 2011-02-18 | 2011-05-06
REIPR-08075 | REIP Solar | WHITE |  | 9.89 | 13351.5 | Residential |  | MILLSTONE TOWNSHIP | 8535 | 17 | CORBIN SOLAR SOLUTIONS, LLC | JCP&L | No | Complete | 2010-07-27 | 2010-09-17 | 2010-12-08 | 2011-02-25
REIPR-08076 | REIP Solar | METAXAS |  | 8.385 | 11319.75 | Residential |  | PRINCETON | 8540 | 12 | ALTERNATIVE LIGHT & ENERGY SOULTIONS | PSE&G BPU | No | Complete | 2010-07-27 | 2010-10-29 | 2011-02-02 | 2011-05-06
REIPR-08090 | REIP Solar | KAPASI |  | 7.74 | 10449 | Residential |  | EDISON | 8820 | 11 | 1ST LIGHT ENERGY, INC. | PSE&G BPU | No | Complete | 2010-07-27 | 2011-01-14 | 2011-04-08 | 2011-07-12
REIPR-08159 | REIP Solar | CARGEN |  | 6.02 | 8127 | Residential |  | CINNAMINSON | 8077 | 13 | RENERGY, INC. | PSE&G BPU | No | Complete | 2010-08-04 | 2010-09-23 | 2011-01-20 | 2011-04-13
REIPR-08162 | REIP Solar | IANNIELLO |  | 4.719 | 6370.65 | Residential |  | BRICK | 8723 | 18 | FOUR POINT GREEN ENERGY | JCP&L | No | Complete | 2010-08-04 | 2011-03-17 | 2011-07-19 | 2011-11-08
REIPR-08163 | REIP Solar | VISCEGLIA |  | 8.4 | 11340 | Residential |  | RINGOES | 8551 | 4 | SUN FARM NETWORK | JCP&L | No | Complete | 2010-08-04 | 2011-10-21 | 2011-11-16 | 2012-01-25
REIPR-08164 | REIP Solar | WROCLAWSKI |  | 9.66 | 13041 | Residential |  | LITTLE EGG HARBOR | 8087 | 18 | SHERWOOD ELECTRIC CO. INC. | AC Electric | No | Complete | 2010-08-04 | 2010-11-29 | 2011-02-18 | 2011-05-06
REIPR-08165 | REIP Solar | WEHLING |  | 9.87 | 13324.5 | Residential |  | MILLVILLE | 8332 | 20 | SHERWOOD ELECTRIC CO. INC. | AC Electric | No | Complete | 2010-08-04 | 2011-06-22 | 2011-07-08 | 2011-11-08
REIPR-08167 | REIP Solar | NEGRI |  | 9.89 | 13351.5 | Residential |  | AUGUSTO | 7822 | 1 | ALTERNATIVE ENERGY ASSOCIATES | JCP&L | No | Complete | 2010-08-04 | 2011-08-10 | 2011-09-29 | 2011-11-09
REIPR-08168 | REIP Solar | MURDOCH |  | 9.799 | 13228.31 | Residential |  | POINT PLEASANT | 8742 | 18 | FOUR POINT GREEN ENERGY | JCP&L | No | Complete | 2010-08-04 | 2011-03-18 | 2011-07-19 | 2011-11-08
REIPR-08169 | REIP Solar | REEDER |  | 4.81 | 6493.5 | Residential |  | BLOOMFIELD | 7003 | 9 | THE SOLAR CENTER, INC. | PSE&G BPU | No | Complete | 2010-08-04 | 2011-01-06 | 2011-03-15 | 2011-05-06
REIPR-08170 | REIP Solar | LOEW |  | 15.04 | 13500 | Residential |  | BRIDGETON | 8302 | 20 | SHERWOOD ELECTRIC CO. INC. | AC Electric | No | Complete | 2010-08-04 | 2011-07-06 | 2011-08-10 | 2011-09-26
REIPR-08172 | REIP Solar | MATTHEWS |  | 28.52 | 13500 | Residential |  | WOODSTOWN | 8098 | 16 | ACOS ENERGY, LLC | AC Electric | No | Complete | 2010-08-04 | 2010-12-08 | 2011-02-08 | 2011-05-06
REIPR-08173 | REIP Solar | HOWARD |  | 5.04 | 6804 | Residential |  | ERIAL | 8081 | 14 | C&F GREEN CONSTRUCTION, LLC | AC Electric | No | Complete | 2010-08-04 | 2010-11-29 | 2011-02-18 | 2011-05-06
REIPR-08174 | REIP Solar | RUSSO |  | 5.25 | 7087.5 | Residential |  | BLOOMINGDALE | 7403 | 6 | FLEXERA INC | Unknown | No | Complete | 2010-08-04 | 2010-09-10 | 2011-03-15 | 2011-05-06
REIPR-08175 | REIP Solar | BURTT |  | 7.525 | 10158.75 | Residential |  | FLANDERS | 7836 | 3 | ECOLUTION ENERGY | JCP&L | No | Complete | 2010-08-04 | 2010-12-09 | 2011-03-15 | 2011-05-06
REIPR-08176 | REIP Solar | SMITH |  | 5.04 | 6804 | Residential |  | ERIAL | 8081 | 14 | C&F GREEN CONSTRUCTION, LLC | AC Electric | No | Complete | 2010-08-04 | 2010-11-29 | 2011-02-18 | 2011-05-06
REIPR-08177 | REIP Solar | GATES |  | 19.8 | 13500 | Residential |  | PRINCETON | 8540 | 12 | JERSEY SHORE LLC | PSE&G BPU | No | Complete | 2010-08-04 | 2010-12-23 | 2011-02-18 | 2011-05-06
REIPR-08178 | REIP Solar | COHEN |  | 9.99 | 13486.5 | Residential |  | LAKEWOOD | 8701 | 18 | AROSA SOLAR ENERGY, INC | JCP&L | No | Complete | 2010-08-04 | 2010-11-24 | 2011-02-02 | 2011-05-06
REIPR-08179 | REIP Solar | COOPER |  | 9.87 | 13324.5 | Residential |  | BELLE MEAD | 8502 | 5 | STRICKLAND RADIANT HEATING SYSTEMS | PSE&G BPU | No | Complete | 2010-08-04 | 2011-01-13 | 2011-05-20 | 2011-07-29
REIPR-08180 | REIP Solar | PATEL |  | 8.93 | 12055.5 | Residential |  | MONMOUTH JUNCTION | 8852 | 11 | BEST ENERGY POWER | PSE&G BPU | No | Complete | 2010-08-04 | 2011-01-07 | 2011-03-15 | 2011-05-06
REIPR-08181 | REIP Solar | PATEL |  | 5.17 | 6979.5 | Residential |  | EDISON | 8817 | 11 | BEST ENERGY POWER | PSE&G BPU | No | Complete | 2010-08-04 | 2010-11-04 | 2011-01-20 | 2011-04-13
REIPR-08182 | REIP Solar | NAJMY |  | 15.12 | 13500 | Residential |  | COLTS NECK | 7722 | 17 | BEST ENERGY POWER | JCP&L | No | Complete | 2010-08-04 | 2011-01-10 | 2011-04-08 | 2011-07-12
REIPR-08183 | REIP Solar | COX |  | 7.52 | 9936 | Residential |  | PORT REPUBLIC | 8241 | 19 | EAST COAST SOLAR | AC Electric | No | Complete | 2010-08-04 | 2011-01-07 | 2011-03-15 | 2011-05-06
REIPR-08184 | REIP Solar | MUNDELL |  | 7.04 | 9355.5 | Residential |  | MONROEVILLE | 8343 | 16 | HEAT SHED, INC. | AC Electric | No | Complete | 2010-08-04 | 2011-08-08 | 2011-09-15 | 2011-11-09
REIPR-08185 | REIP Solar | LISOWSKI |  | 7.095 | 9578.25 | Residential |  | MONTCLAIR | 7043 | 9 | GREENSTONE ENERGY | PSE&G BPU | No | Complete | 2010-08-04 | 2010-09-16 | 2011-02-01 | 2011-04-13
REIPR-08186 | REIP Solar | KHANNA |  | 8.58 | 11583 | Residential |  | WEST ORANGE | 7052 | 9 | LB ELECTRIC CO. LLC | PSE&G BPU | No | Complete | 2010-08-04 | 2011-04-12 | 2011-06-17 | 2011-09-14
REIPR-08187 | REIP Solar | TIGER |  | 8.36 | 11286 | Residential |  | GLADSTONE | 7934 | 5 | SUN SAVER SOLAR SYSTEMS 2 | JCP&L | No | Complete | 2010-08-04 | 2010-12-23 | 2011-03-15 | 2011-05-06
REIPR-08188 | REIP Solar | ALDERMAN-PERSON |  | 5.06 | 6682.5 | Residential |  | GLEN GARDNER | 8826 | 4 | SUN SAVER SOLAR SYSTEMS 2 | JCP&L | No | Complete | 2010-08-04 | 2010-11-22 | 2011-03-15 | 2011-05-06
REIPR-08189 | REIP Solar | VEY |  | 7.425 | 10023.75 | Residential |  | SOUTH PLAINFIELD | 7080 | 11 | SUN SAVER SOLAR SYSTEMS 2 | PSE&G BPU | No | Complete | 2010-08-04 | 2010-10-26 | 2011-04-08 | 2011-07-12
REIPR-08190 | REIP Solar | MYERS |  | 10.8 | 13500 | Residential |  | FLEMINGTON | 8822 | 4 | SUN SAVER SOLAR SYSTEMS 2 | JCP&L | No | Complete | 2010-08-04 | 2011-01-18 | 2011-05-20 | 2011-07-29
REIPR-08191 | REIP Solar | MCLAUGHLIN |  | 6.21 | 8383.5 | Residential |  | BRICK | 8724 | 18 | FOUR POINT REFRIGERATION CO., INC. | JCP&L | No | Complete | 2010-08-04 | 2010-12-22 | 2011-02-08 | 2011-05-06
REIPR-08286 | REIP Solar | ALLEN |  | 9.6 | 12474 | Residential |  | PORT REPUBLIC | 8241 | 19 | SELF INSTALL | AC Electric | No | Complete | 2010-08-10 | 2011-08-17 | 2011-09-15 | 2011-11-09
REIPR-08288 | REIP Solar | CUTLER |  | 2.76 | 3726 | Residential |  | MARGATE | 8402 | 19 | MERCURY SOLAR SYSTEMS | AC Electric | No | Complete | 2010-08-10 | 2010-09-10 | 2010-11-17 | 2011-01-07
REIPR-08289 | REIP Solar | HOUSER |  | 9.975 | 13466.25 | Residential |  | MARLTON | 8053 | 13 | BRITE IDEA ENERGY | PSE&G BPU | No | Complete | 2010-08-10 | 2010-10-12 | 2010-12-20 | 2011-03-23
REIPR-08290 | REIP Solar | PAPIERMAN |  | 8.55 | 11542.5 | Residential |  | BRIDGEWATER | 8807 | 5 | GEOGENIX | PSE&G BPU | No | Complete | 2010-08-11 | 2010-10-20 | 2010-12-20 | 2011-03-23
REIPR-08291 | REIP Solar | CARTER |  | 3.76 | 5076 | Residential |  | MEDFORD | 8055 | 13 | MERCURY SOLAR SYSTEMS | PSE&G BPU | No | Complete | 2010-08-10 | 2010-09-16 | 2010-11-17 | 2011-01-07
REIPR-08292 | REIP Solar | JURASINSKI |  | 8.97 | 12109.5 | Residential |  | SEAVILLE | 8230 | 21 | MERCURY SOLAR SYSTEMS - PORT CHESTER | AC Electric | No | Complete | 2010-08-10 | 2010-09-16 | 2010-12-20 | 2011-03-23
REIPR-08367 | REIP Solar | SHEETS |  | 30.6 | 13500 | Residential | 0 | FAIRTON | 8320 | 20 | RCL ENTERPRISES INC. | AC Electric | No | Complete | 2010-08-17 | 2011-11-21 | 2012-03-29 | 2012-06-05
REIPR-08522 | REIP Solar | EJK |  | 3.68 | 4758.75 | Residential |  | SOUTH PLAINFIELD | 7080 | 11 | SOLAR MITE SOLUTIONS | PSE&G BPU | No | Complete | 2010-08-26 | 2010-12-14 | 2011-02-18 | 2011-05-06
REIPR-08642 | REIP Solar | ZHOU |  | 4.48 | 6048 | Residential | 1 | PARSIPPANY | 7054 | 3 | BEST ENERGY POWER | JCP&L | No | Complete | 2010-09-08 | 2011-01-11 | 2011-02-02 | 2011-05-06
REIPR-08754 | REIP Solar | PATEL |  | 6.272 | 8248.5 | Residential |  | KENDALL PARK | 8824 | 11 | BEST ENERGY POWER | PSE&G BPU | No | Complete | 2010-09-08 | 2011-02-09 | 2011-04-27 | 2011-07-12
REIPR-08845 | REIP Solar | GUZSALY |  | 9.8 | 5625 | Residential |  | EASTAMPTON | 8060 | 13 | AMPED ON SOLAR | PSE&G BPU | No | Complete | 2010-09-20 | 2011-01-31 | 2011-02-28 | 2011-05-06
REIPR-08846 | REIP Solar | SMITH |  | 8.33 | 5625 | Residential |  | EASTAMPTON | 8060 | 13 | AMPED ON SOLAR | PSE&G BPU | No | Complete | 2010-09-20 | 2011-01-11 | 2011-02-28 | 2011-05-06
REIPR-08849 | REIP Solar | WEST |  | 7.82 | 5625 | Residential |  | WEST CALDWELL | 7006 | 9 | EAGLE ELECTRICAL CONTRACTING AND REPAIR, | PSE&G BPU | No | Complete | 2010-09-20 | 2011-01-11 | 2011-05-05 | 2011-07-29
REIPR-08852 | REIP Solar | ARGUILLA |  | 9.225 | 5625 | Residential |  | ENGLEWOOD CLIFFS | 7632 | 7 | THE ENTECH GROUP | PSE&G BPU | No | Complete | 2010-09-20 | 2011-01-24 | 2011-02-28 | 2011-05-06
REIPR-08853 | REIP Solar | HAAS |  | 9.52 | 5625 | Residential |  | HARDWICK TOWNSHIP | 7825 | 2 | THE ENTECH GROUP | JCP&L | No | Complete | 2010-09-20 | 2011-01-18 | 2011-02-28 | 2011-05-06
REIPR-08855 | REIP Solar | REISEN |  | 5.52 | 4140 | Residential |  | OLDWICK | 8858 | 4 | GREEN POWER ASSOCIATES | JCP&L | No | Complete | 2010-09-20 | 2011-11-03 | 2011-12-05 | 2012-01-25
REIPR-08859 | REIP Solar | NOSKO |  | 4.6 | 3450 | Residential |  | PRINCETON JUNCTION | 8550 | 12 | JD SOLAR SOLUTIONS | PSE&G BPU | No | Complete | 2010-09-20 | 2010-11-19 | 2011-02-21 | 2011-05-06
REIPR-08860 | REIP Solar | FREEBY |  | 5.52 | 4140 | Residential |  | BELVIDERE | 7823 | 2 | GREEN POWER ASSOCIATES | JCP&L | No | Complete | 2010-09-20 | 2011-07-18 | 2011-09-27 | 2011-11-09
REIPR-08861 | REIP Solar | VOGEL |  | 8.51 | 5625 | Residential |  | ANNANDALE | 8801 | 4 | GREEN POWER ASSOCIATES | JCP&L | No | Complete | 2010-09-20 | 2011-05-03 | 2011-06-21 | 2011-09-14
REIPR-08862 | REIP Solar | PATEL |  | 6.9 | 5175 | Residential |  | PARSIPPANY | 7054 | 3 | JD SOLAR SOLUTIONS | JCP&L | No | Complete | 2010-09-20 | 2010-11-19 | 2011-02-21 | 2011-05-06
REIPR-08863 | REIP Solar | ORZECHOWSKI |  | 7.36 | 5520 | Residential |  | OLD BRIDGE | 8857 | 11 | JD SOLAR SOLUTIONS | JCP&L | No | Complete | 2010-09-27 | 2010-12-03 | 2011-04-20 | 2011-07-25
REIPR-08866 | REIP Solar | PANAS |  | 8.8 | 5625 | Residential |  | POMPTON PLIANS | 7444 | 3 | ECOLOGICAL SYSTEMS-NEPTUNE | JCP&L | No | Complete | 2010-09-20 | 2011-04-20 | 2011-06-08 | 2011-07-25
REIPR-08868 | REIP Solar | BRITTON |  | 9.2 | 5625 | Residential |  | MIDDLETOWN | 7748 | 17 | ECOLOGICAL SYSTEMS-NEPTUNE | JCP&L | No | Complete | 2010-09-20 | 2011-05-03 | 2011-08-01 | 2011-09-26
REIPR-08869 | REIP Solar | CHANILLO |  | 6.72 | 5040 | Residential |  | SKILLMAN | 8550 | 12 | GEOPEAK ELECTRIC | PSE&G BPU | No | Complete | 2010-09-20 | 2010-12-21 | 2011-02-21 | 2011-05-06
REIPR-08870 | REIP Solar | ZIMMERMANN |  | 7.59 | 5280 | Residential |  | CRANBURY | 8512 | 11 | LIGHTHOUSE SOLAR SYSTEMS | PSE&G BPU | No | Complete | 2010-09-20 | 2010-12-13 | 2011-03-17 | 2011-06-20
REIPR-08871 | REIP Solar | DOWNS |  | 5.39 | 3600 | Residential |  | CLARK | 7066 | 10 | INNOVATIVE ENERGY CONSERVATION LLC | PSE&G BPU | No | Complete | 2010-09-20 | 2010-12-03 | 2011-02-28 | 2011-05-06
REIPR-08924 | REIP Solar | PYLE |  | 8.28 | 5625 | Residential |  | GLASSBORO | 8028 | 15 | SOLAR WORKS NJ | AC Electric | No | Complete | 2010-09-30 | 2010-10-26 | 2011-02-09 | 2011-05-06
REIPR-08926 | REIP Solar | CATANIA |  | 8.28 | 5625 | Residential |  | HAMMONTON | 8037 | 19 | SOLAR WORKS NJ | AC Electric | No | Complete | 2010-09-30 | 2011-02-02 | 2011-04-04 | 2011-06-20
REIPR-08928 | REIP Solar | BLEWITT |  | 5.64 | 4140 | Residential |  | ERMA | 8204 | 21 | SOLAR WORKS NJ | AC Electric | No | Complete | 2010-09-30 | 2010-12-23 | 2011-02-21 | 2011-05-06
REIPR-08931 | REIP Solar | PUIU |  | 9.9 | 5625 | Residential |  | HOLMDEL | 7733 | 17 | SHOOTING STAR SOLAR, LLC | JCP&L | No | Complete | 2010-09-30 | 2011-01-28 | 2011-03-17 | 2011-06-20
REIPR-08933 | REIP Solar | JOHNSON |  | 9.4 | 5625 | Residential |  | PHILLIPSBURG | 8865 | 2 | SHOOTING STAR SOLAR, LLC | JCP&L | No | Complete | 2010-09-30 | 2011-01-18 | 2011-03-17 | 2011-06-20
REIPR-08935 | REIP Solar | WALSH |  | 9.065 | 5625 | Residential |  | MARLBORO | 7746 | 17 | SHOOTING STAR SOLAR, LLC | JCP&L | No | Complete | 2010-09-30 | 2011-11-30 | 2012-01-05 | 2012-04-04
REIPR-08944 | REIP Solar | CALIMER | GERMANIA VOLUNTEER FIRE CO | 12.9 | 9450 | Non Profit |  | GARMANIA | 8215 | 19 | SELF INSTALL | AC Electric | No | Complete | 2010-09-30 | 2011-07-28 | 2011-09-02 | 2011-11-01
REIPR-08947 | REIP Solar | FICHERA |  | 7.425 | 5395.5 | Residential |  | BURLINGTON | 8016 | 13 | SELF INSTALL | PSE&G BPU | No | Complete | 2010-09-30 | 2010-12-03 | 2011-02-21 | 2011-05-06
REIPR-08950 | REIP Solar | ARD |  | 6.3 | 4725 | Residential |  | LINCROFT | 7738 | 17 | SOLAR ENGINEERING OF NJ | JCP&L | No | Complete | 2010-09-30 | 2010-11-29 | 2011-03-17 | 2011-06-20
REIPR-08951 | REIP Solar | MICHELSON |  | 5.04 | 3780 | Residential |  | MONROE TWP | 8831 | 11 | SOLAR ENGINEERING OF NJ | JCP&L | No | Complete | 2010-09-30 | 2010-11-06 | 2011-02-21 | 2011-05-06
REIPR-08952 | REIP Solar | OLSCHWANG |  | 9.87 | 5625 | Residential |  | RED BANK | 7701 | 17 | SOLAR ENGINEERING OF NJ | JCP&L | No | Complete | 2010-09-30 | 2010-10-28 | 2011-02-02 | 2011-05-06
REIPR-08954 | REIP Solar | MOORMAN |  | 7.05 | 5175 | Residential |  | NESHANIC STATION | 8853 | 5 | HELIOS SOLAR ENERGY | JCP&L | No | Complete | 2010-09-30 | 2011-01-05 | 2011-06-08 | 2011-07-25
REIPR-08955 | REIP Solar | DEFILIPPIS |  | 9.165 | 5625 | Residential |  | BRIDGEWATER | 8807 | 5 | HELIOS SOLAR ENERGY | PSE&G BPU | No | Complete | 2010-09-30 | 2010-12-08 | 2011-03-17 | 2011-06-20
REIPR-08993 | REIP Solar | DELORENZO | ST. JOSEPH'S CHURCH | 42.84 | 22500 | Non Profit |  | HILLSBOROUGH | 8844 | 5 | E-PIPHANY ENERGY INC. | PSE&G BPU | No | Complete | 2010-10-06 | 2011-01-31 | 2011-04-20 | 2011-07-25
REIPR-08995 | REIP Solar | HOLLINGWORTH |  | 5.85 | 4185 | Residential |  | TOMS RIVER | 8753 | 18 | E-PIPHANY ENERGY INC. | JCP&L | No | Complete | 2010-10-06 | 2011-01-25 | 2011-04-20 | 2011-07-25
REIPR-09000 | REIP Solar | SMITH |  | 5.04 | 3780 | Residential |  | PHILLIPSBURG | 8865 | 2 | E-PIPHANY ENERGY INC. | JCP&L | No | Complete | 2010-10-06 | 2010-10-26 | 2011-02-09 | 2011-05-06
REIPR-09001 | REIP Solar | KRAUTH | THE LEARNING GATE | 12.42 | 9315 | Non Profit |  | RARITAN | 8869 | 5 | EMSA SOLAR | PSE&G BPU | No | Complete | 2010-10-06 | 2010-11-01 | 2011-05-05 | 2011-07-29
REIPR-09002 | REIP Solar | SHAH |  | 7.5 | 5625 | Residential |  | CLIFTON | 7013 | 6 | ONFORCE SOLAR | PSE&G BPU | No | Complete | 2010-10-06 | 2011-10-19 | 2012-01-05 | 2012-04-04
REIPR-09003 | REIP Solar | MURPHY |  | 7.5 | 5625 | Residential |  | FLEMINGTON | 8822 | 4 | A&M ELECTRICAL SERVICES LLC | JCP&L | No | Complete | 2010-10-06 | 2011-10-11 | 2012-01-05 | 2012-04-04
REIPR-09004 | REIP Solar | KRAFT |  | 4.3 | 3206.25 | Residential |  | MAPLEWOOD | 7040 | 9 | ALTERNATIVE LIGHT & ENERGY SOLUTIONS | PSE&G BPU | No | Complete | 2010-10-06 | 2011-09-07 | 2011-12-05 | 2012-01-25
REIPR-09005 | REIP Solar | FOX |  | 8.85 | 5625 | Residential |  | SOUTH ORANGE | 7079 | 9 | ALTERNATIVE LIGHT & ENERGY SOLUTIONS | PSE&G BPU | No | Complete | 2010-10-06 | 2011-08-31 | 2011-10-10 | 2011-11-29
REIPR-09006 | REIP Solar | SELTZER |  | 5.22 | 3915 | Residential |  | UNION | 8083 | 14 | ALTERNATIVE LIGHT & ENERGY SOLUTIONS | PSE&G BPU | No | Complete | 2010-10-06 | 2010-12-10 | 2011-04-04 | 2011-06-20
REIPR-09007 | REIP Solar | MAGESTRO |  | 7.4 | 5550 | Residential |  | BOONTON | 7005 | 3 | ROSS SOLAR GROUP, LLC | JCP&L | No | Complete | 2010-10-06 | 2010-12-22 | 2011-02-28 | 2011-05-06
REIPR-09008 | REIP Solar | COURSEN |  | 9.225 | 5625 | Residential |  | FREEHOLD | 7728 | 17 | ROSS SOLAR GROUP, LLC | JCP&L | No | Complete | 2010-10-06 | 2010-12-29 | 2011-04-04 | 2011-06-20
REIPR-09009 | REIP Solar | PLAUT |  | 9.9 | 5625 | Residential |  | LAKEWOOD | 8701 | 18 | PURHARVEST ENERGY, LLC | JCP&L | No | Complete | 2010-10-06 | 2010-12-21 | 2011-02-21 | 2011-05-06
REIPR-09010 | REIP Solar | GENNA |  | 9.4 | 5625 | Residential |  | NEWFIELD | 8322 | 15 | SELF INSTALL | AC Electric | No | Complete | 2010-10-06 | 2012-08-16 | 2013-01-15 | 2013-05-02
REIPR-09012 | REIP Solar | NEGGIA |  | 6.96 | 5220 | Residential |  | HOPEWELL TWP | 8534 | 12 | SELF INSTALL | PSE&G BPU | No | Complete | 2010-10-06 | 2011-10-07 | 2012-01-05 | 2012-04-04
REIPR-09013 | REIP Solar | MASEY |  | 7.74 | 5625 | Residential |  | TITUSVILLE | 8560 | 12 | DPR ELECTRIC, INC | PSE&G BPU | No | Complete | 2010-10-06 | 2010-12-23 | 2011-03-17 | 2011-06-20
REIPR-09014 | REIP Solar | DUALLO |  | 7.31 | 5482.5 | Residential |  | MAPLEWOOD | 7040 | 9 | ALTERNATIVE LIGHT & ENERGY SOLUTIONS | PSE&G BPU | No | Complete | 2010-10-06 | 2011-10-11 | 2012-02-09 | 2012-06-01
REIPR-09015 | REIP Solar | ZAOLINO |  | 5.46 | 4095 | Residential |  | WEST ORANGE | 7052 | 9 | DPR ELECTRIC, INC | PSE&G BPU | No | Complete | 2010-10-06 | 2010-12-23 | 2011-03-25 | 2011-06-20
REIPR-09017 | REIP Solar | BRADLEY SOSIS | SOMERSET HOME FOR TMEPORARILY DI | 15.18 | 11385 | Non Profit |  | BRIDGEWATER | 8807 | 5 | DPR ELECTRIC, INC | PSE&G BPU | No | Complete | 2010-10-06 | 2010-12-29 | 2011-04-14 | 2011-06-20
REIPR-09019 | REIP Solar | VAN DE VAARST |  | 4.84 | 3630 | Residential |  | CAPE MAY | 8204 | 21 | PAUL BURGIN BUILDERS | AC Electric | No | Complete | 2010-10-06 | 2011-07-21 | 2011-08-19 | 2011-09-26
REIPR-09020 | REIP Solar | BEALE |  | 7.59 | 5625 | Residential |  | CAPE MAY | 8204 | 21 | PAUL BURGIN BUILDERS | AC Electric | No | Complete | 2010-10-06 | 2011-07-18 | 2011-08-10 | 2011-09-26
REIPR-09026 | REIP Solar | WANG |  | 7.5 | 5625 | Residential |  | PRINCETON JUNCTION | 8550 | 12 | GREENTECH SOLAR USA, LLC | PSE&G BPU | No | Complete | 2010-10-06 | 2011-02-25 | 2011-05-20 | 2011-07-29
REIPR-09028 | REIP Solar | BRADY |  | 6.44 | 4830 | Residential |  | PHILLIPSBURG | 8865 | 2 | EAST COAST ALTERNATIVE ENERGY | JCP&L | No | Complete | 2010-10-06 | 2010-10-28 | 2011-03-17 | 2011-06-20
REIPR-09030 | REIP Solar | VRABEL | SPARTA UNITED METHODIST CHURCH | 24.255 | 18191.25 | Non Profit |  | SPARTA | 7871 | 1 | EAST COAST ALTERNATIVE ENERGY | JCP&L | No | Complete | 2010-10-06 | 2011-02-14 | 2011-04-20 | 2011-07-25
REIPR-09032 | REIP Solar | BRAM |  | 8.55 | 5625 | Residential |  | SEWELL | 8080 | 15 | GRO SOLAR | AC Electric | No | Complete | 2010-10-06 | 2012-07-17 | 2012-08-28 | 2012-10-25
REIPR-09035 | REIP Solar | STEPHENS |  | 4.05 | 3037.5 | Residential |  | PISCATAWAY | 8854 | 11 | GRO SOLAR | PSE&G BPU | No | Complete | 2010-10-06 | 2011-08-02 | 2011-08-29 | 2011-11-01
REIPR-09036 | REIP Solar | YANG |  | 10 | 5625 | Residential |  | CRANBURY | 8512 | 11 | GREENTECH SOLAR USA, LLC | PSE&G BPU | No | Complete | 2010-10-06 | 2011-09-14 | 2011-11-17 | 2012-01-25
REIPR-09042 | REIP Solar | PUTNINS |  | 6.11 | 4582.5 | Residential |  | RIDGEWOOD | 7451 | 7 | DAWN SOLAR SYSTEMS, INC. | PSE&G BPU | No | Complete | 2010-10-06 | 2012-02-13 | 2012-03-21 | 2012-06-19
REIPR-09043 | REIP Solar | CUNTALA |  | 5.06 | 3795 | Residential |  | HOPELAWN | 8861 | 11 | MERCURY SOLAR SYSTEMS | PSE&G BPU | No | Complete | 2010-10-06 | 2010-12-23 | 2011-02-21 | 2011-05-06
REIPR-09048 | REIP Solar | STEVENSON |  | 7.955 | 5625 | Residential |  | LUMBERTON | 8048 | 13 | MERCURY SOLAR SYSTEMS | PSE&G BPU | No | Complete | 2010-10-06 | 2010-12-29 | 2011-02-21 | 2011-05-06
REIPR-09053 | REIP Solar | MCHALE |  | 3.33 | 2497.5 | Residential |  | HADDONFIELD | 8033 | 14 | MERCURY SOLAR SYSTEMS | PSE&G BPU | No | Complete | 2010-10-06 | 2010-11-29 | 2011-02-09 | 2011-05-06
REIPR-09056 | REIP Solar | HEINRICHS |  | 6.66 | 4050 | Residential | 1 | TUCKERTON | 8087 | 18 | CORBIN SOLAR SOLUTIONS, LLC | AC Electric | No | Complete | 2010-10-06 | 2012-04-03 | 2012-04-26 | 2012-07-24
REIPR-09057 | REIP Solar | FISHER |  | 8.64 | 5625 | Residential |  | LEBANON | 8833 | 4 | TPC ADMIN LLC | JCP&L | No | Complete | 2010-10-06 | 2011-10-26 | 2011-11-11 | 2012-01-25
REIPR-09058 | REIP Solar | SOZIO |  | 5.805 | 4353.75 | Residential |  | HAMILTON | 8640 | 13 | CORBIN SOLAR SOLUTIONS, LLC | PSE&G BPU | No | Complete | 2010-10-06 | 2010-10-28 | 2011-02-09 | 2011-05-06
REIPR-09059 | REIP Solar | WOLPIN |  | 9.89 | 5625 | Residential |  | LAKEWOOD | 8701 | 18 | POWERLUTIONS, LLC | JCP&L | No | Complete | 2010-10-06 | 2011-07-27 | 2011-09-02 | 2011-11-01
REIPR-09061 | REIP Solar | KANCHINADAM |  | 8.225 | 5625 | Residential |  | CRANBURY | 8512 | 11 | SOLAR CONNECTIONS | PSE&G BPU | No | Complete | 2010-10-06 | 2011-02-02 | 2011-04-04 | 2011-06-20
REIPR-09062 | REIP Solar | URENA |  | 5.25 | 3937.5 | Residential |  | HILLSBOROUGH | 8844 | 5 | SOLAR CONNECTIONS | PSE&G BPU | No | Complete | 2010-10-06 | 2010-12-17 | 2011-02-21 | 2011-05-06
REIPR-09063 | REIP Solar | KRUMPFER |  | 7.59 | 5625 | Residential |  | FRANKLIN | 7416 | 1 | KG BUILDERS - RE DIVISION | JCP&L | No | Complete | 2010-10-06 | 2010-12-01 | 2011-02-09 | 2011-05-06
REIPR-09065 | REIP Solar | TIRELLI |  | 9.66 | 5625 | Residential |  | MILLVILLE | 8332 | 20 | SKYLINE ELECTRICAL CONTRACTING INC | AC Electric | No | Complete | 2010-10-06 | 2011-03-16 | 2011-05-20 | 2011-07-29
REIPR-09067 | REIP Solar | ROBINOWITZ |  | 9.9 | 5625 | Residential |  | SOMERSET | 8873 | 5 | GEOGENIX | PSE&G BPU | No | Complete | 2010-10-06 | 2012-04-19 | 2012-05-29 | 2012-08-16
REIPR-09069 | REIP Solar | HUEBNER |  | 8.28 | 5625 | Residential |  | HOWELL | 7731 | 17 | GARDEN STATE SOLAR LLC | JCP&L | No | Complete | 2010-10-06 | 2011-04-21 | 2011-07-11 | 2011-11-08
REIPR-09072 | REIP Solar | BLAIR |  | 5.17 | 2902.5 | Residential |  | MIDDLETOWN | 7748 | 17 | GARDEN STATE SOLAR LLC | JCP&L | No | Complete | 2010-10-06 | 2011-08-09 | 2011-08-19 | 2011-09-26
REIPR-09074 | REIP Solar | ESBENSEN |  | 7.2 | 5400 | Residential |  | STOCKTON | 8559 | 4 | SUN FARM NETWORK | JCP&L | No | Complete | 2010-10-06 | 2010-12-17 | 2011-02-09 | 2011-05-06
REIPR-09091 | REIP Solar | SEITZ |  | 5.76 | 4320 | Residential |  | MARLTON | 8053 | 13 | ASC SOLAR SOLUTIONS, LLC | AC Electric | No | Complete | 2010-10-14 | 2011-05-03 | 2011-06-28 | 2011-09-14
REIPR-09092 | REIP Solar | CLOSE |  | 9.8 | 5625 | Residential |  | MOORESTOWN | 8057 | 13 | PROVEN RENEWABLE ENERGY, LLC | PSE&G BPU | No | Complete | 2010-10-14 | 2011-01-18 | 2011-02-28 | 2011-05-06
REIPR-09093 | REIP Solar | SONI |  | 5.88 | 4410 | Residential | 0 | MOUNT LAUREL | 8054 | 13 | NOGGINHAUS, LLC | PSE&G BPU | No | Complete | 2010-10-14 | 2010-12-01 | 2011-02-09 | 2011-05-06
REIPR-09094 | REIP Solar | TORRES |  | 6.88 | 5160 | Residential |  | BROWNS MILLS | 8015 | 13 | NOGGINHAUS, LLC | JCP&L | No | Complete | 2010-10-14 | 2011-03-23 | 2011-05-20 | 2011-07-29
REIPR-09095 | REIP Solar | MASTERS |  | 9.9 | 5625 | Residential | 0 | PITTSTOWN | 8867 | 4 | ABSOLUTELY ENERGIZED SOLAR, LLC | JCP&L | No | Complete | 2010-10-14 | 2011-07-22 | 2011-08-01 | 2011-09-26
REIPR-09096 | REIP Solar | PATEL |  | 8.28 | 5625 | Residential |  | MONROE TWP. | 8831 | 11 | ABSOLUTELY ENERGIZED SOLAR, LLC | JCP&L | No | Complete | 2010-10-14 | 2011-07-21 | 2011-08-01 | 2011-09-26
REIPR-09097 | REIP Solar | SHARMA |  | 9 | 5625 | Residential |  | PRINCETON | 8540 | 12 | ABSOLUTELY ENERGIZED SOLAR, LLC | PSE&G BPU | No | Complete | 2010-10-14 | 2011-08-03 | 2011-09-14 | 2011-11-09
REIPR-09098 | REIP Solar | SCHEIER |  | 5.39 | 3795 | Residential |  | BRIGANTINE | 8203 | 19 | SELF INSTALL | AC Electric | No | Complete | 2010-10-14 | 2012-01-31 | 2012-02-27 | 2012-06-19
REIPR-09100 | REIP Solar | SYRING |  | 9.43 | 5625 | Residential |  | BRIDGETON | 8302 | 20 | GO SOLAR ELECTRIC, LLC | AC Electric | No | Complete | 2010-10-14 | 2011-10-07 | 2012-02-27 | 2012-06-19
REIPR-09101 | REIP Solar | HUNT |  | 9.45 | 5625 | Residential |  | NEWFIELD | 8344 | 15 | GO SOLAR ELECTRIC, LLC | AC Electric | No | Complete | 2010-10-14 | 2011-01-13 | 2011-02-28 | 2011-05-06
REIPR-09102 | REIP Solar | VITTORELLI |  | 7.82 | 5625 | Residential |  | PORT REPUBLIC | 8241 | 19 | GO SOLAR ELECTRIC, LLC | AC Electric | No | Complete | 2010-10-14 | 2011-09-29 | 2012-01-24 | 2012-04-04
REIPR-09103 | REIP Solar | WORRELL |  | 9.9 | 5625 | Residential |  | WESTHAMPTON | 8060 | 13 | QUANTUM SOLAR SOLUTIONS | PSE&G BPU | No | Complete | 2010-10-14 | 2011-04-15 | 2011-05-31 | 2011-07-25
REIPR-09112 | REIP Solar | RIDING |  | 7.36 | 5520 | Residential |  | ATCO | 8004 | 14 | QUANTUM SOLAR SOLUTIONS | AC Electric | No | Complete | 2010-10-14 | 2011-01-07 | 2011-03-25 | 2011-06-20
REIPR-09114 | REIP Solar | DANIELS |  | 9.24 | 5625 | Residential |  | CHATSWORTH | 8019 | 13 | QUANTUM SOLAR SOLUTIONS | AC Electric | No | Complete | 2010-10-14 | 2011-10-13 | 2012-06-29 | 2012-10-03
REIPR-09119 | REIP Solar | COSTANTINO |  | 5.405 | 4053.75 | Residential |  | MARLTON | 8053 | 13 | ASTRUM SOLAR, LLC | PSE&G BPU | No | Complete | 2010-10-14 | 2010-11-17 | 2011-02-09 | 2011-05-06
REIPR-09121 | REIP Solar | HEFFEMAN |  | 9.99 | 5625 | Residential |  | ENGLEWOOD CLIFFS | 7632 | 7 | ASTRUM SOLAR, LLC | PSE&G BPU | No | Complete | 2010-10-14 | 2010-12-03 | 2011-08-01 | 2011-09-26
REIPR-09123 | REIP Solar | LUDWIN |  | 4.1 | 3075 | Residential |  | EDISON | 8820 | 11 | ASTRUM SOLAR, LLC | PSE&G BPU | No | Complete | 2010-10-14 | 2010-12-21 | 2011-03-25 | 2011-06-20
REIPR-09131 | REIP Solar | EITEL |  | 7.05 | 5111.25 | Residential |  | JACKSON | 8527 | 18 | SELF INSTALL | JCP&L | No | Complete | 2010-10-14 | 2010-12-23 | 2011-02-28 | 2011-05-06
REIPR-09133 | REIP Solar | HSIEH |  | 4.515 | 3225 | Residential |  | MARLBORO | 7746 | 17 | ECOLOGICAL SYSTEMS-MANALAPAN | JCP&L | No | Complete | 2010-10-14 | 2011-09-02 | 2011-09-14 | 2011-11-09
REIPR-09141 | REIP Solar | LIU |  | 9.87 | 5625 | Residential |  | LAWRENCEVILLE | 8648 | 12 | NJ SOLAR SYSTEM LLC | PSE&G BPU | No | Complete | 2010-10-14 | 2011-05-31 | 2011-09-14 | 2011-11-09
REIPR-09150 | REIP Solar | ZHAU |  | 7.52 | 5625 | Residential |  | HANOVER | 7981 | 3 | NJ SOLAR SYSTEM LLC | JCP&L | No | Complete | 2010-10-14 | 2011-08-16 | 2011-10-10 | 2011-11-29
REIPR-09154 | REIP Solar | SIMPSON |  | 9.46 | 5625 | Residential |  | TOMS RIVER | 8753 | 18 | KOPP ELECTRIC COMPANY | JCP&L | No | Complete | 2010-10-14 | 2010-12-03 | 2011-02-09 | 2011-05-06
REIPR-09155 | REIP Solar | HOFFMAN |  | 7.74 | 5625 | Residential |  | TOMS RIVER | 8753 | 18 | KOPP ELECTRIC COMPANY | JCP&L | No | Complete | 2010-10-14 | 2010-12-23 | 2011-03-17 | 2011-06-20
REIPR-09156 | REIP Solar | MOULD |  | 6.45 | 4837.5 | Residential |  | LAKEWOOD | 8701 | 18 | KOPP ELECTRIC COMPANY | JCP&L | No | Complete | 2010-10-14 | 2010-11-19 | 2011-02-09 | 2011-05-06
REIPR-09158 | REIP Solar | YEAGER | BRIAN YEAGER | 4.5 | 3375 | Residential | 1 | PENNSAUKEN | 8109 | 14 | GEOSCAPE SOLAR, LLC | PSE&G BPU | No | Complete | 2010-10-14 | 2011-03-30 | 2011-08-01 | 2011-09-26
REIPR-09173 | REIP Solar | JOHNSTON |  | 4.62 | 3465 | Residential |  | LAMBERTVILLE | 8530 | 4 | SUN FARM NETWORK | JCP&L | No | Complete | 2010-10-14 | 2011-01-28 | 2011-02-28 | 2011-05-06
REIPR-09175 | REIP Solar | BAILEY |  | 6.75 | 5062.5 | Residential |  | STOCKTON | 8559 | 4 | SUN FARM NETWORK | JCP&L | No | Complete | 2010-10-14 | 2011-01-25 | 2011-02-28 | 2011-05-06
REIPR-09177 | REIP Solar | BEERS |  | 3.68 | 2560 | Residential |  | BAY HEAD | 8742 | 18 | ADVANCED SOLAR & ENERGY SOLUTIONS | JCP&L | No | Complete | 2010-10-14 | 2012-01-12 | 2012-04-13 | 2012-06-06
REIPR-09182 | REIP Solar | FRANC |  | 9.89 | 5625 | Residential |  | MONTVILLE | 7045 | 3 | CLEAN ENERGY USA | JCP&L | No | Complete | 2010-10-14 | 2011-04-25 | 2011-06-08 | 2011-07-25
REIPR-09184 | REIP Solar | SUTTON |  | 9.89 | 5625 | Residential | 1 | LAKEWOOD | 8701 | 18 | POWERLUTIONS, LLC | JCP&L | No | Complete | 2010-10-14 | 2011-08-12 | 2011-09-14 | 2011-11-09
REIPR-09186 | REIP Solar | HENRY |  | 7.4 | 5400 | Residential |  | EGG HARBOR TWP | 8234 | 19 | BRITE IDEA ENERGY | AC Electric | No | Complete | 2010-10-14 | 2011-05-24 | 2011-08-01 | 2011-09-26
REIPR-09187 | REIP Solar | GAUNTT |  | 9.99 | 5625 | Residential |  | EGG HARBOR TWP | 8234 | 19 | BRITE IDEA ENERGY | AC Electric | No | Complete | 2010-10-14 | 2011-04-13 | 2011-06-21 | 2011-09-14
REIPR-09188 | REIP Solar | OVES |  | 8.14 | 5625 | Residential |  | OCEAN CITY | 8226 | 21 | BRITE IDEA ENERGY | AC Electric | No | Complete | 2010-10-14 | 2011-05-05 | 2011-06-21 | 2011-09-14
REIPR-09189 | REIP Solar | STERLING |  | 9.89 | 5625 | Residential |  | PORT REPUBLIC | 8241 | 19 | EAST COAST SOLAR | AC Electric | No | Complete | 2010-10-14 | 2010-12-29 | 2011-02-09 | 2011-05-06
REIPR-09190 | REIP Solar | MCCARTHY |  | 8.97 | 5625 | Residential |  | ALLOWAY | 8001 | 16 | ASC SOLAR SOLUTIONS, LLC | AC Electric | No | Complete | 2010-10-14 | 2011-05-03 | 2011-07-14 | 2011-11-08
REIPR-09191 | REIP Solar | BRUNNER |  | 8.4 | 5625 | Residential |  | EVESHAM | 8053 | 13 | ASC SOLAR SOLUTIONS, LLC | PSE&G BPU | No | Complete | 2010-10-14 | 2011-05-03 | 2011-05-31 | 2011-07-25
REIPR-09211 | REIP Solar | HAZEL |  | 4.23 | 3172.5 | Residential |  | LOGAN | 8085 | 15 | RENEWABLE ENERGY ALLIANCE | AC Electric | No | Complete | 2010-10-19 | 2011-11-16 | 2012-05-29 | 2012-08-16
REIPR-09213 | REIP Solar | DEMPSEY |  | 8.82 | 5625 | Residential |  | MULLICA HILL | 8062 | 15 | RENEWABLE ENERGY ALLIANCE | AC Electric | No | Complete | 2010-10-19 | 2011-05-02 | 2011-06-21 | 2011-09-14
REIPR-09216 | REIP Solar | MIGLIACCIO |  | 9.66 | 5625 | Residential |  | CAPE MAY COURTHOUSE | 8210 | 21 | SHERWOOD ELECTRIC CO. INC. | AC Electric | No | Complete | 2010-10-19 | 2011-01-06 | 2011-02-21 | 2011-05-06
REIPR-09217 | REIP Solar | LINDMARK |  | 9.66 | 5625 | Residential |  | ATLANTIC HIGHLANDS | 7716 | 17 | SOLAR MITE SOLUTIONS II | JCP&L | No | Complete | 2010-10-19 | 2011-07-28 | 2011-08-29 | 2011-11-01
REIPR-09219 | REIP Solar | NOE |  | 5.4 | 3712.5 | Residential |  | DELMONT | 8314 | 20 | SELF INSTALL | AC Electric | No | Complete | 2010-10-19 | 2011-01-03 | 2011-04-04 | 2011-06-20
REIPR-09221 | REIP Solar | STEIN |  | 9.9 | 5625 | Residential |  | SEA GIRT | 8750 | 17 | SUNSHINE SOLAR SYSTEMS, INC. | JCP&L | No | Complete | 2010-10-19 | 2011-03-03 | 2011-04-04 | 2011-06-20
REIPR-09225 | REIP Solar | LAI |  | 9.576 | 5625 | Residential |  | LIVINGSTON TWP | 7039 | 9 | AMERICAN RENEWABLE ENERGY, INC | PSE&G BPU | No | Complete | 2010-10-19 | 2011-05-31 | 2011-08-24 | 2011-11-01
REIPR-09227 | REIP Solar | COHEN |  | 8.28 | 5625 | Residential |  | BELLE MEAD | 8502 | 5 | AMERICAN RENEWABLE ENERGY, INC | PSE&G BPU | No | Complete | 2010-10-19 | 2010-12-01 | 2011-02-09 | 2011-05-06
REIPR-09228 | REIP Solar | HORHOTA |  | 5.98 | 4290 | Residential |  | HILLSBOROUGH | 8844 | 5 | AMERICAN RENEWABLE ENERGY, INC | PSE&G BPU | No | Complete | 2010-10-19 | 2010-12-30 | 2011-02-21 | 2011-05-06
REIPR-09230 | REIP Solar | DEAL |  | 9.6 | 5625 | Residential |  | LAMBERTVILLE | 8530 | 4 | J. A. WIG CONSTRUCTION AND ELECTRIC, LLC | JCP&L | No | Complete | 2010-10-19 | 2011-07-27 | 2011-08-10 | 2011-09-26
REIPR-09231 | REIP Solar | VIMALASSERY |  | 4.95 | 3712.5 | Residential |  | PLAINSBORO | 8536 | 11 | SKY HIGH ENERGY, LLC | PSE&G BPU | No | Complete | 2010-10-19 | 2011-01-31 | 2011-03-17 | 2011-06-20
REIPR-09234 | REIP Solar | GILL |  | 5.52 | 4140 | Residential |  | TITUSVILLE | 8560 | 12 | JERSEY SOLAR, LLC | PSE&G BPU | No | Complete | 2010-10-19 | 2010-11-29 | 2011-02-09 | 2011-05-06
REIPR-09236 | REIP Solar | PATEL |  | 5.775 | 4331.25 | Residential |  | PLAINSBORO | 8536 | 11 | SKY HIGH ENERGY, LLC | PSE&G BPU | No | Complete | 2010-10-19 | 2011-01-07 | 2011-03-17 | 2011-06-20
REIPR-09238 | REIP Solar | COMROE |  | 6.075 | 4556.25 | Residential |  | STANHOPE | 7874 | 1 | JMW, INC. D/B/A SOLARDELPHIA | JCP&L | No | Complete | 2010-10-19 | 2011-05-25 | 2011-08-01 | 2011-09-26
REIPR-09242 | REIP Solar | WILDEN |  | 7.31 | 5482.5 | Residential |  | WEST DEPTFORD | 8096 | 15 | IDEAL SOLAR SOLUTIONS | PSE&G BPU | No | Complete | 2010-10-19 | 2011-08-22 | 2011-08-29 | 2011-11-01
REIPR-09243 | REIP Solar | VILLAVERDE |  | 9.66 | 5625 | Residential |  | PRINCETON | 8540 | 12 | SKY HIGH ENERGY, LLC | PSE&G BPU | No | Complete | 2010-10-19 | 2011-07-08 | 2011-08-24 | 2011-11-01
REIPR-09246 | REIP Solar | HINDUJA |  | 7.425 | 5568.75 | Residential |  | SOMERSET | 8873 | 5 | BCT ELECTRIC | PSE&G BPU | No | Complete | 2010-10-19 | 2011-02-04 | 2011-08-10 | 2011-09-26
REIPR-09249 | REIP Solar | HEIR |  | 0 | 5625 | Residential | 1 | FREEHOLD | 7726 | 17 | ECOLOGICAL SYSTEMS-MANALAPAN | JCP&L | No | Complete | 2010-10-19 | 2011-08-17 | 2011-08-29 | 2011-11-01
REIPR-09252 | REIP Solar | SERICO |  | 3.7 | 2775 | Residential | 1 | NEPTUNE | 7753 | 17 | ECOLOGICAL SYSTEMS-MANALAPAN | JCP&L | No | Complete | 2010-10-19 | 2011-10-19 | 2011-12-05 | 2012-01-25
REIPR-09254 | REIP Solar | BURKE |  | 9.805 | 5625 | Residential | 1 | POINT BOROUGH | 8742 | 18 | ECOLOGICAL SYSTEMS-MANALAPAN | JCP&L | No | Complete | 2010-10-19 | 2011-10-04 | 2011-12-05 | 2012-01-25
REIPR-09256 | REIP Solar | JAIN |  | 5.64 | 4230 | Residential |  | MONMOUTH JUNCTION | 8852 | 11 | SUN-CONSCIOUS MINDS INC | PSE&G BPU | No | Complete | 2010-10-19 | 2011-07-28 | 2011-10-25 | 2011-11-29
REIPR-09261 | REIP Solar | HRUSCHKA |  | 6.44 | 4830 | Residential | 1 | JACKSON | 8527 | 18 | SAMSON ELECTRIC INC. | JCP&L | No | Complete | 2010-10-19 | 2010-11-05 | 2011-02-09 | 2011-05-06
REIPR-09262 | REIP Solar | GREENAWALT |  | 7.92 | 3795 | Residential |  | OCEAN VIEW | 8230 | 21 | SELF INSTALL | AC Electric | No | Complete | 2010-10-19 | 2011-01-13 | 2011-04-14 | 2011-06-20
REIPR-09263 | REIP Solar | RIVERS |  | 8.28 | 5625 | Residential |  | HOPEWELL | 8525 | 12 | HOLCOMBE ELECTRIC SERVICE | JCP&L | No | Complete | 2010-10-19 | 2010-11-29 | 2011-03-25 | 2011-06-20
REIPR-09264 | REIP Solar | CONVERY |  | 6.9 | 4725 | Residential |  | LITTLE FERRY | 7643 | 7 | SELF INSTALL | PSE&G BPU | No | Complete | 2010-10-19 | 2012-12-12 | 2012-12-13 | 2013-05-02
REIPR-09278 | REIP Solar | BIETH |  | 8.28 | 5625 | Residential |  | WHITING | 8759 | 18 | FOUR POINT REFRIGERATION CO., INC. | JCP&L | No | Complete | 2010-10-19 | 2012-04-02 | 2012-04-26 | 2012-07-24
REIPR-09279 | REIP Solar | SKIBICKI |  | 7.52 | 5625 | Residential |  | HOWELL | 7731 | 17 | FOUR POINT REFRIGERATION CO., INC. | JCP&L | No | Complete | 2010-10-19 | 2011-10-20 | 2012-03-21 | 2012-06-19
REIPR-09280 | REIP Solar | SPYROPOULOS |  | 5.52 | 4140 | Residential |  | CLIFOTN | 7013 | 6 | PRO CUSTOM SOLAR | PSE&G BPU | No | Complete | 2010-10-19 | 2011-09-29 | 2012-05-29 | 2012-08-16
REIPR-09282 | REIP Solar | GALLAGHER |  | 6.345 | 4758.75 | Residential |  | HILLSBOROUGH | 8844 | 5 | PRO CUSTOM SOLAR | PSE&G BPU | No | Complete | 2010-10-19 | 2011-06-07 | 2011-09-14 | 2011-11-09
REIPR-09283 | REIP Solar | FEKETE |  | 7.616 | 5625 | Residential |  | SOUTHAMPTON | 8088 | 13 | SOLAR SOLUTIONS LLC | PSE&G BPU | No | Complete | 2010-10-19 | 2011-02-01 | 2011-03-25 | 2011-06-20
REIPR-09284 | REIP Solar | JARAMILLO |  | 9.87 | 5625 | Residential |  | SWEDESBORO | 8085 | 15 | SOLAR SOLUTIONS LLC | AC Electric | No | Complete | 2010-10-19 | 2011-07-08 | 2011-07-14 | 2011-11-08
REIPR-09286 | REIP Solar | RAYNOR |  | 9.4 | 5625 | Residential |  | TABERNACLE | 8088 | 13 | RAYNOR ELECTRIC | AC Electric | No | Complete | 2010-10-19 | 2012-01-05 | 2012-03-21 | 2012-06-19
REIPR-09287 | REIP Solar | DIFRANCESCO |  | 5.52 | 3767.5 | Residential |  | SICKLERVILLE | 8081 | 14 | SELF INSTALL | AC Electric | No | Complete | 2010-10-19 | 2011-10-19 | 2012-01-05 | 2012-04-04
REIPR-09288 | REIP Solar | ELLIS, SR |  | 9.9 | 5625 | Residential |  | NEW GRETNA | 8224 | 13 | SELF INSTALL | AC Electric | No | Complete | 2010-10-19 | 2011-05-31 | 2011-06-28 | 2011-09-14
REIPR-09289 | REIP Solar | KALINA |  | 7.26 | 5197.5 | Residential |  | NEW MILFORD | 7646 | 7 | GREENSTONE ENERGY | PSE&G BPU | No | Complete | 2010-10-19 | 2011-10-21 | 2012-01-11 | 2012-04-04
REIPR-09290 | REIP Solar | MACCONI |  | 6.11 | 4582.5 | Residential |  | WOOLWICH TWP | 8085 | 15 | RCL ENTERPRISES INC. | AC Electric | No | Complete | 2010-10-19 | 2010-12-23 | 2011-02-21 | 2011-05-06
REIPR-09291 | REIP Solar | GREEN |  | 6.67 | 5002.5 | Residential |  | GLASSOBRO | 8028 | 15 | RCL ENTERPRISES INC. | AC Electric | No | Complete | 2010-10-19 | 2010-11-24 | 2011-02-09 | 2011-05-06
REIPR-09292 | REIP Solar | KOZIESKI |  | 9.165 | 5625 | Residential |  | BRIDGETON | 8302 | 20 | RCL ENTERPRISES INC. | AC Electric | No | Complete | 2010-10-19 | 2010-12-29 | 2011-02-21 | 2011-05-06
REIPR-09293 | REIP Solar | FIORENTINO |  | 7.05 | 5287.5 | Residential |  | MANTUA | 8051 | 15 | SOLAR ELECTRIC, NJ | AC Electric | No | Complete | 2010-10-19 | 2010-12-08 | 2011-02-09 | 2011-05-06
REIPR-09314 | REIP Solar | MAINE |  | 8.97 | 5625 | Residential |  | SOUTH RIVER | 8882 | 11 | SEA BRIGHT SOLAR, LLC | Unknown | No | Complete | 2010-10-26 | 2011-01-24 | 2011-04-04 | 2011-06-20
REIPR-09318 | REIP Solar | WEST |  | 2 | 1125 | Residential |  | MANTUA | 8051 | 15 | CP SOLAR AND HOME ENERGY SERVICES | AC Electric | No | Complete | 2010-10-26 | 2011-10-18 | 2011-11-11 | 2012-01-25
REIPR-09328 | REIP Solar | REEVES |  | 5.17 | 3877.5 | Residential |  | HADDONFIELD | 8033 | 14 | SOLAR ELECTRIC, NJ | PSE&G BPU | No | Complete | 2010-10-26 | 2011-02-14 | 2011-05-05 | 2011-07-29
REIPR-09331 | REIP Solar | STURGIS |  | 9.635 | 5625 | Residential |  | MULLICA HILL | 8062 | 15 | SOLAR ELECTRIC, NJ | AC Electric | No | Complete | 2010-10-26 | 2010-12-02 | 2011-02-09 | 2011-05-06
REIPR-09332 | REIP Solar | SCIMECA |  | 6.9 | 5175 | Residential |  | ANNANDALE | 8801 | 4 | D&W TECHNOLOGIES | JCP&L | No | Complete | 2010-10-26 | 2011-11-14 | 2011-12-05 | 2012-01-25
REIPR-09339 | REIP Solar | ROMEO |  | 6.44 | 4709.25 | Residential |  | MILLVILLE | 8332 | 20 | DELTA STAR ELECTRIC | AC Electric | No | Complete | 2010-10-26 | 2011-01-11 | 2011-03-25 | 2011-06-20
REIPR-09340 | REIP Solar | MERK |  | 7.99 | 5625 | Residential |  | BRICK | 8724 | 18 | FOUR POINT REFRIGERATION CO., INC. | JCP&L | No | Complete | 2010-10-26 | 2011-02-25 | 2011-10-10 | 2011-11-29
REIPR-09341 | REIP Solar | ROSENBUSCH |  | 6.21 | 4556.25 | Residential | 1 | MONROE TWP | 8831 | 11 | GEOSCAPE SOLAR | JCP&L | No | Complete | 2010-10-26 | 2012-08-16 | 2012-08-28 | 2012-10-25
REIPR-09347 | REIP Solar | WHITE |  | 9.99 | 5625 | Residential |  | WHITING | 8759 | 18 | TRINITY HEATING AND AIR | JCP&L | No | Complete | 2010-10-26 | 2011-08-22 | 2011-08-29 | 2011-11-01
REIPR-09352 | REIP Solar | FIDANZATO |  | 9.45 | 5625 | Residential |  | BELLE MEAD | 8502 | 5 | AMERICAN RENEWABLE ENERGY, INC | PSE&G BPU | No | Complete | 2010-10-26 | 2011-05-03 | 2011-08-01 | 2011-09-26
REIPR-09357 | REIP Solar | BROWN |  | 7.92 | 5625 | Residential |  | STEWARTSVILLE | 8886 | 2 | GLOBAL HOME IMPROVEMENTS | JCP&L | No | Complete | 2010-10-26 | 2011-05-20 | 2011-06-21 | 2011-09-14
REIPR-09364 | REIP Solar | GOLUB |  | 8.695 | 5625 | Residential |  | LAKEWOOD | 8701 | 18 | AROSA SOLAR ENERGY, INC | JCP&L | No | Complete | 2010-10-26 | 2010-12-08 | 2011-02-09 | 2011-05-06
REIPR-09366 | REIP Solar | LUBIN |  | 9.99 | 5625 | Residential |  | LAKEWOOD | 8701 | 18 | AROSA SOLAR ENERGY, INC | JCP&L | No | Complete | 2010-10-26 | 2011-01-10 | 2011-04-20 | 2011-07-25
REIPR-09368 | REIP Solar | TRUMBOUR |  | 2.496 | 1872 | Residential |  | WAYNE | 7470 | 6 | SELF INSTALL | PSE&G BPU | No | Complete | 2010-10-26 | 2011-08-02 | 2011-09-02 | 2011-11-01
REIPR-09371 | REIP Solar | RUSSO |  | 7.59 | 5625 | Residential |  | WHITEHOUSE STATION | 8889 | 4 | ECOLUTION ENERGY | JCP&L | No | Complete | 2010-10-26 | 2011-09-27 | 2011-10-10 | 2011-11-29
REIPR-09379 | REIP Solar | SCHOMBER |  | 7.56 | 5625 | Residential |  | JACKSON | 8527 | 18 | SELF INSTALL | JCP&L | No | Complete | 2010-10-26 | 2011-05-05 | 2011-09-14 | 2011-11-09
REIPR-09381 | REIP Solar | ZAMORSKI |  | 2.912 | 2184 | Residential |  | CRANFORD | 7016 | 10 | SELF INSTALL | PSE&G BPU | No | Complete | 2010-10-26 | 2011-08-25 | 2012-02-27 | 2012-06-19
REIPR-09382 | REIP Solar | FEENY |  | 4.992 | 3744 | Residential |  | FAIR HAVEN | 7704 | 17 | SELF INSTALL | JCP&L | No | Complete | 2010-10-26 | 2011-10-31 | 2012-02-09 | 2012-05-31
REIPR-09383 | REIP Solar | VOLK |  | 10 | 5625 | Residential |  | KEYPORT | 7735 | 17 | SELF INSTALL | JCP&L | No | Complete | 2010-10-26 | 2011-09-21 | 2012-01-05 | 2012-04-04
REIPR-09384 | REIP Solar | SZPINDOR |  | 4.576 | 3432 | Residential |  | SAYREVILLE | 8872 | 11 | SELF INSTALL | JCP&L | No | Complete | 2010-10-26 | 2011-09-07 | 2011-10-10 | 2011-11-29
REIPR-09386 | REIP Solar | COTTRELL |  | 7.02 | 5265 | Residential |  | NEPTUNE | 7753 | 17 | SELF INSTALL | JCP&L | No | Complete | 2010-10-26 | 2010-12-17 | 2011-03-25 | 2011-06-20
REIPR-09387 | REIP Solar | MEEHAN |  | 5.94 | 4056 | Residential |  | FORKED RIVER | 8731 | 18 | SELF INSTALL | JCP&L | No | Complete | 2010-10-26 | 2011-05-05 | 2011-06-21 | 2011-09-14
REIPR-09388 | REIP Solar | PERRAULT |  | 2.16 | 1620 | Residential |  | BOONTON TWP | 7005 | 3 | SELF INSTALL | JCP&L | No | Complete | 2010-10-26 | 2011-09-07 | 2011-10-10 | 2011-11-29
REIPR-09389 | REIP Solar | RAMSEY JR |  | 8.736 | 5495.63 | Residential |  | WHITING | 8759 | 18 | SELF INSTALL | JCP&L | No | Complete | 2010-10-26 | 2011-10-27 | 2012-01-05 | 2012-04-04
REIPR-09390 | REIP Solar | KOCH |  | 7.74 | 5625 | Residential |  | HOLMDEL | 7733 | 17 | THE SOLAR CENTER, INC. | JCP&L | No | Complete | 2010-10-26 | 2010-12-10 | 2011-02-21 | 2011-05-06
REIPR-09391 | REIP Solar | LACAVA |  | 9.99 | 5625 | Residential |  | POCKY HILL | 8553 | 5 | THE SOLAR CENTER, INC. | PSE&G BPU | No | Complete | 2010-10-26 | 2011-01-06 | 2011-02-28 | 2011-05-06
REIPR-09392 | REIP Solar | KELLY |  | 4.6 | 3450 | Residential |  | MILFORD | 8848 | 4 | MERCURY SOLAR SYSTEMS | JCP&L | No | Complete | 2010-10-26 | 2011-07-15 | 2011-08-01 | 2011-09-26
REIPR-09393 | REIP Solar | BAUER |  | 5.92 | 4275 | Residential |  | COLONIA | 7067 | 10 | THE SOLAR CENTER, INC. | PSE&G BPU | No | Complete | 2010-10-26 | 2010-11-22 | 2011-02-09 | 2011-05-06
REIPR-09395 | REIP Solar | HOLTAWAY |  | 5.98 | 4485 | Residential |  | BEDMINSTER | 7921 | 5 | STRICKLAND RADIANT HEATING SYSTEMS | JCP&L | No | Complete | 2010-10-26 | 2011-08-31 | 2012-01-05 | 2012-04-04
REIPR-09396 | REIP Solar | SANGER |  | 9.2 | 5625 | Residential |  | MULLICA HILL | 8062 | 15 | RAGER CONSULTING, LLC | AC Electric | No | Complete | 2010-10-26 | 2010-11-17 | 2011-02-09 | 2011-05-06
REIPR-09397 | REIP Solar | SARODG |  | 4.2 | 3150 | Residential |  | EDISON | 8817 | 11 | 1ST LIGHT ENERGY, INC. | PSE&G BPU | No | Complete | 2010-10-26 | 2010-12-06 | 2011-02-09 | 2011-05-06
REIPR-09399 | REIP Solar | LUBAS |  | 8.82 | 5625 | Residential |  | OAKLAND | 7436 | 7 | 1ST LIGHT ENERGY, INC. | Orange & Rockland Elec | No | Complete | 2010-10-26 | 2010-12-29 | 2011-02-21 | 2011-05-06
REIPR-09400 | REIP Solar | KELLER |  | 5.625 | 4218.75 | Residential |  | RUTHERFORD | 7070 | 7 | ALLIANCE COOPERATIVE ENERGY | PSE&G BPU | No | Complete | 2010-10-26 | 2011-11-03 | 2012-03-21 | 2012-06-19
REIPR-09406 | REIP Solar | D'AMBROSI |  | 8.208 | 5625 | Residential | 0 | OCEAN | 7712 | 17 | ALTERNATIVE LIGHT & ENERGY SOLUTIONS | JCP&L | No | Complete | 2010-11-01 | 2011-09-21 | 2011-11-11 | 2012-01-25
REIPR-09410 | REIP Solar | LEE |  | 9 | 5625 | Residential |  | FRANKLIN TWP | 8540 | 12 | SOLAR POWER MARCH | PSE&G BPU | No | Complete | 2010-11-01 | 2011-05-11 | 2011-06-08 | 2011-07-25
REIPR-09412 | REIP Solar | VOLPA |  | 5.28 | 3960 | Residential |  | MARLTON | 8053 | 13 | QUANTUM SOLAR SOLUTIONS | PSE&G BPU | No | Complete | 2010-11-01 | 2012-07-13 | 2012-07-30 | 2012-10-03
REIPR-09418 | REIP Solar | CARTA |  | 4.83 | 3622.5 | Residential |  | MT.LAUREL | 8054 | 13 | AMPERICON | PSE&G BPU | No | Complete | 2010-11-01 | 2011-07-25 | 2011-08-02 | 2011-09-26
REIPR-09426 | REIP Solar | BOGVSLAVSKY |  | 8.1 | 5625 | Residential |  | MIDDLESEX | 8846 | 11 | SUN SAVER SOLAR SYSTEMS | PSE&G BPU | No | Complete | 2010-11-01 | 2010-12-14 | 2011-03-25 | 2011-06-20
REIPR-09429 | REIP Solar | SIMON |  | 6.75 | 5062.5 | Residential |  | HAMILTON | 8619 | 12 | SUN SAVER SOLAR SYSTEMS 2 | PSE&G BPU | No | Complete | 2010-11-01 | 2010-12-03 | 2011-03-25 | 2011-06-20
REIPR-09432 | REIP Solar | PHILLIPS | MILFORD FIRE COMPANY | 18.24 | 13680 | Non Profit |  | MILFORD | 8848 | 4 | AMERICAN RENEWABLE ENERGY, INC | JCP&L | No | Complete | 2010-11-01 | 2012-05-11 | 2012-05-29 | 2012-08-16
REIPR-09434 | REIP Solar | FELTMAN |  | 6.24 | 4680 | Residential |  | CLIFTON | 7011 | 6 | SUNNYMAC, LLC | PSE&G BPU | No | Complete | 2010-11-01 | 2011-03-09 | 2011-04-04 | 2011-06-20
REIPR-09436 | REIP Solar | BAIN |  | 8.64 | 5625 | Residential |  | MICKLETON | 8056 | 15 | SUNNYMAC, LLC | AC Electric | No | Complete | 2010-11-01 | 2011-02-04 | 2011-04-04 | 2011-06-20
REIPR-09438 | REIP Solar | BRAMANTE |  | 9.9 | 5625 | Residential |  | ELMER | 8318 | 16 | SELF INSTALL | AC Electric | No | Complete | 2010-11-01 | 2011-11-03 | 2012-01-24 | 2012-04-04
REIPR-09445 | REIP Solar | WALRADT |  | 9.72 | 5625 | Residential |  | HOLMDEL | 7733 | 17 | E2ECTA, INC. | JCP&L | No | Complete | 2010-11-01 | 2011-07-28 | 2011-10-10 | 2011-11-29
REIPR-09451 | REIP Solar | BRAXTON |  | 6.11 | 0 | Residential | 1 | MAPLEWOOD | 7040 | 9 | REC SOLAR, INC. | PSE&G BPU | No | Complete | 2010-11-01 | 2012-01-06 | 2013-04-30 | 2013-04-30
REIPR-09454 | REIP Solar | GRANNIS |  | 4.6 | 3450 | Residential |  | WASHINGTON | 7882 | 2 | GREEN POWER ENERGY LLC | JCP&L | No | Complete | 2010-11-01 | 2011-07-26 | 2011-10-10 | 2011-11-29
REIPR-09467 | REIP Solar | BRAMANTE |  | 6.3 | 4725 | Residential |  | ELMER | 8318 | 16 | SELF INSTALL | AC Electric | No | Complete | 2010-11-01 | 2011-11-03 | 2012-01-24 | 2012-04-04
REIPR-09468 | REIP Solar | COFONE |  | 5.55 | 4140 | Residential |  | MANAHOWKIN | 8050 | 18 | GREEN POWER ENERGY LLC | AC Electric | No | Complete | 2010-11-01 | 2011-07-05 | 2011-08-29 | 2011-11-01
REIPR-09469 | REIP Solar | HANLEY |  | 8.28 | 5175 | Residential |  | SECAUCUS | 7094 | 8 | GREEN POWER ENERGY LLC | PSE&G BPU | No | Complete | 2010-11-01 | 2011-08-03 | 2011-11-11 | 2012-01-25
REIPR-09470 | REIP Solar | REINERS |  | 7.99 | 5625 | Residential |  | SWEDESBORO | 8085 | 15 | SUNNYMAC, LLC | AC Electric | No | Complete | 2010-11-01 | 2010-12-08 | 2011-03-17 | 2011-06-20
REIPR-09471 | REIP Solar | PAGE |  | 3.92 | 2940 | Residential |  | MOUNT LAUREL | 8054 | 13 | AMPED ON SOLAR | PSE&G BPU | No | Complete | 2010-11-01 | 2011-08-25 | 2011-09-14 | 2011-11-09
REIPR-09472 | REIP Solar | RUMIN |  | 8.74 | 5625 | Residential |  | PRINCETON | 8540 | 12 | GEOPEAK ENERGY LLC | PSE&G BPU | No | Complete | 2010-11-01 | 2011-01-11 | 2011-02-28 | 2011-05-06
REIPR-09481 | REIP Solar | WALSH |  | 9.66 | 5625 | Residential |  | EAST BRUNSWICK | 8816 | 11 | JD SOLAR SOLUTIONS | PSE&G BPU | No | Complete | 2010-11-01 | 2011-06-16 | 2011-07-14 | 2011-11-08
REIPR-09484 | REIP Solar | CAO |  | 3.525 | 2587.5 | Residential |  | NEW BRUNSWICK | 8901 | 11 | NJ SOLAR SYSTEM LLC | PSE&G BPU | No | Complete | 2010-11-01 | 2011-06-21 | 2011-08-01 | 2011-09-26
REIPR-09487 | REIP Solar | COUGHLIN | SENIOR CITIZENS HOUSING CORP. | 48.88 | 22500 | Non Profit |  | FREEHOLD | 7728 | 17 | BAYPOINT ENERGY SERVICES | JCP&L | No | Complete | 2010-11-01 | 2011-10-14 | 2011-10-25 | 2011-11-29
REIPR-09488 | REIP Solar | DREYER |  | 3.76 | 2820 | Residential |  | ATLANTIC HIGHLANDS | 7716 | 17 | SOLAR ENGINEERING OF NJ | JCP&L | No | Complete | 2010-11-01 | 2011-03-09 | 2011-05-20 | 2011-07-29
REIPR-09489 | REIP Solar | COUGHLIN | GOLDEN AGE TOWERS | 49.92 | 22500 | Non Profit |  | RAHWAY | 7065 | 10 | BAYPOINT ENERGY SERVICES | PSE&G BPU | No | Complete | 2010-11-01 | 2011-11-08 | 2012-07-30 | 2012-10-03
REIPR-09493 | REIP Solar | ABHISHEK |  | 6.665 | 2902.5 | Residential |  | MAPLEWOOD | 7069 | 5 | ALTERNATIVE LIGHT & ENERGY SOLUTIONS | PSE&G BPU | No | Complete | 2010-11-01 | 2011-07-27 | 2011-09-14 | 2011-11-09
REIPR-09497 | REIP Solar | CASTRO |  | 6.02 | 4315 | Residential |  | UNION | 7083 | 10 | ALTERNATIVE LIGHT & ENERGY SOLUTIONS | PSE&G BPU | No | Complete | 2010-11-01 | 2010-12-08 | 2011-04-14 | 2011-06-20
REIPR-09498 | REIP Solar | GUINAN |  | 6.9 | 5175 | Residential |  | MINOTOLA | 8341 | 19 | GO SOLAR ELECTRIC, LLC | AC Electric | No | Complete | 2010-11-01 | 2010-12-29 | 2011-02-21 | 2011-05-06
REIPR-09499 | REIP Solar | DOUGHERTY |  | 6.125 | 4593.75 | Residential |  | MAPLEWOOD TWP | 7040 | 9 | DPR ELECTRIC, INC | PSE&G BPU | No | Complete | 2010-11-01 | 2010-12-13 | 2011-02-28 | 2011-05-06
REIPR-09500 | REIP Solar | JORGE |  | 3.9 | 2925 | Residential |  | BLOOMFIELD | 7003 | 9 | ALTERNATIVE LIGHT & ENERGY SOLUTIONS | PSE&G BPU | No | Complete | 2010-11-01 | 2011-07-21 | 2011-08-01 | 2011-09-26
REIPR-09501 | REIP Solar | STAHLBERGER |  | 9.89 | 5625 | Residential |  | PITTSGROVE | 8318 | 16 | GO SOLAR ELECTRIC, LLC | AC Electric | No | Complete | 2010-11-01 | 2011-05-12 | 2011-05-31 | 2011-07-25
REIPR-09502 | REIP Solar | CAMPANELLA |  | 9.89 | 5625 | Residential |  | HAINESPORT TWP | 8036 | 13 | GO SOLAR ELECTRIC, LLC | PSE&G BPU | No | Complete | 2010-11-01 | 2011-08-12 | 2011-08-19 | 2011-09-26
REIPR-09503 | REIP Solar | BARRY |  | 6.665 | 4998.75 | Residential |  | NEWARK | 7105 | 9 | DPR ELECTRIC, INC | PSE&G BPU | No | Complete | 2010-11-01 | 2010-12-23 | 2011-02-21 | 2011-05-06
REIPR-09506 | REIP Solar | PATRIGNANI |  | 8.28 | 5625 | Residential |  | MONMOUTH JCT | 8852 | 11 | SELF INSTALL | PSE&G BPU | No | Complete | 2010-11-01 | 2011-03-02 | 2011-03-25 | 2011-06-20
REIPR-09507 | REIP Solar | KATSCHMAN |  | 3.68 | 2760 | Residential |  | KEYPORT | 7738 | 17 | GARDEN STATE SOLAR LLC | JCP&L | No | Complete | 2010-11-01 | 2011-08-01 | 2011-08-10 | 2011-09-26
REIPR-09508 | REIP Solar | POLIN |  | 8.1 | 5625 | Residential |  | PLAINSBORO | 8536 | 11 | SUN FARM NETWORK | PSE&G BPU | No | Complete | 2010-11-01 | 2011-03-23 | 2011-04-14 | 2011-06-20
REIPR-09509 | REIP Solar | SOMERVILLE, JR |  | 6.9 | 5175 | Residential |  | FAIR HAVEN | 7704 | 17 | GARDEN STATE SOLAR LLC | JCP&L | No | Complete | 2010-11-01 | 2010-11-22 | 2011-02-09 | 2011-05-06
REIPR-09510 | REIP Solar | WEINTRAUB |  | 6.88 | 5160 | Residential |  | MANCHESTER | 8759 | 18 | KOPP ELECTRIC COMPANY | JCP&L | No | Complete | 2010-11-01 | 2010-12-10 | 2011-02-09 | 2011-05-06
REIPR-09511 | REIP Solar | KOTLAN |  | 7.56 | 5625 | Residential |  | TOMS RIVER | 8753 | 18 | KOPP ELECTRIC COMPANY | JCP&L | No | Complete | 2010-11-01 | 2010-11-29 | 2011-02-09 | 2011-05-06
REIPR-09512 | REIP Solar | LIN |  | 6.96 | 5220 | Residential |  | RAHWAY | 7065 | 10 | GREENTECH SOLAR USA, LLC | PSE&G BPU | No | Complete | 2010-11-08 | 2011-11-09 | 2012-01-05 | 2012-04-04
REIPR-09513 | REIP Solar | WEISS |  | 5.52 | 4968 | Residential |  | SURF CITY | 8008 | 18 | JD SOLAR SOLUTIONS | AC Electric | No | Complete | 2010-11-08 | 2011-08-30 | 2011-12-22 | 2012-04-04
REIPR-09514 | REIP Solar | TRIVEDI |  | 8.19 | 5625 | Residential |  | EDISON | 8820 | 11 | 1ST LIGHT ENERGY, INC. | PSE&G BPU | No | Complete | 2010-11-08 | 2010-12-10 | 2011-02-21 | 2011-05-06
REIPR-09515 | REIP Solar | CHAITHAI |  | 5.46 | 3808.35 | Residential |  | EDISON | 8820 | 11 | 1ST LIGHT ENERGY, INC. | PSE&G BPU | No | Complete | 2010-11-08 | 2011-03-07 | 2011-05-05 | 2011-07-29
REIPR-09516 | REIP Solar | GORSKY |  | 3.76 | 2820 | Residential |  | SHIP NOTTOM | 8008 | 18 | AMERICAN SOLAR ENERGY RESOURCES | AC Electric | No | Complete | 2010-11-08 | 2011-11-10 | 2012-05-29 | 2012-08-16
REIPR-09517 | REIP Solar | HUESSER |  | 6.9 | 5175 | Residential |  | MULLICA HILL | 8062 | 15 | CODE GREEN SOLAR, LLC | AC Electric | No | Complete | 2010-11-08 | 2011-01-05 | 2011-03-17 | 2011-06-20
REIPR-09519 | REIP Solar | HOLROYD |  | 10 | 5625 | Residential |  | HAMMONTON | 8037 | 19 | QUANTUM SOLAR SOLUTIONS | AC Electric | No | Complete | 2010-11-08 | 2011-01-11 | 2011-03-25 | 2011-06-20
REIPR-09520 | REIP Solar | TROUTMAN |  | 5.72 | 4290 | Residential |  | AUDUBON | 8105 | 14 | QUANTUM SOLAR SOLUTIONS | PSE&G BPU | No | Complete | 2010-11-08 | 2011-08-16 | 2011-11-17 | 2012-01-25
REIPR-09521 | REIP Solar | DHABALIA |  | 6.3 | 4620 | Residential |  | PISCATAWAY | 8854 | 11 | SUN SAVER SOLAR SYSTEMS | PSE&G BPU | No | Complete | 2010-11-08 | 2011-02-28 | 2011-06-06 | 2011-07-25
REIPR-09522 | REIP Solar | MADDEN |  | 8.46 | 5625 | Residential |  | WOODSTOWN | 8098 | 16 | RCL ENTERPRISES INC. | AC Electric | No | Complete | 2010-11-08 | 2011-09-14 | 2011-11-11 | 2012-01-25
REIPR-09523 | REIP Solar | STANLEY |  | 4.5 | 3150 | Residential |  | TITUSVILLE | 8560 | 12 | SUN SAVER SOLAR SYSTEMS | JCP&L | No | Complete | 2010-11-08 | 2011-02-25 | 2011-08-01 | 2011-09-26
REIPR-09524 | REIP Solar | DEBLASIO |  | 7.2 | 5400 | Residential |  | ABESCON | 8201 | 19 | MERCURY SOLAR SYSTEMS | AC Electric | No | Complete | 2010-11-08 | 2011-01-18 | 2011-02-28 | 2011-05-06
REIPR-09525 | REIP Solar | SCARLETT |  | 7.4 | 5550 | Residential |  | ENGLISH CREEK | 8234 | 19 | MERCURY SOLAR SYSTEMS | AC Electric | No | Complete | 2010-11-08 | 2011-01-20 | 2011-02-28 | 2011-05-06
REIPR-09526 | REIP Solar | COWPERTHWAITE |  | 7.995 | 5445 | Residential |  | CALIFON | 7830 | 4 | TRINITY HEATING AND AIR | JCP&L | No | Complete | 2010-11-08 | 2011-04-25 | 2011-05-05 | 2011-07-29
REIPR-09527 | REIP Solar | SUMMER |  | 9.72 | 5625 | Residential |  | EGG HARBOR TWP | 8234 | 19 | MERCURY SOLAR SYSTEMS | AC Electric | No | Complete | 2010-11-08 | 2011-01-18 | 2011-02-28 | 2011-05-06
REIPR-09528 | REIP Solar | LEONARD |  | 7.77 | 5625 | Residential |  | ROBBINSVILLE | 8691 | 12 | ABSOLUTELY ENERGIZED SOLAR, LLC | PSE&G BPU | No | Complete | 2010-11-08 | 2011-11-07 | 2012-03-29 | 2012-06-06
REIPR-09529 | REIP Solar | LI |  | 4.725 | 3543.75 | Residential |  | BRIDGEWATER | 8807 | 5 | SEA BRIGHT SOLAR, LLC | PSE&G BPU | No | Complete | 2010-11-08 | 2011-01-04 | 2011-02-21 | 2011-05-06
REIPR-09530 | REIP Solar | TOAL-KIBORT |  | 9.66 | 5625 | Residential |  | ELMER | 8318 | 16 | ASC SOLAR SOLUTIONS, LLC | AC Electric | No | Complete | 2010-11-08 | 2011-05-05 | 2011-06-28 | 2011-09-14
REIPR-09531 | REIP Solar | GASKILL |  | 6.44 | 4830 | Residential |  | MARLTON | 8053 | 13 | ASC SOLAR SOLUTIONS, LLC | PSE&G BPU | No | Complete | 2010-11-08 | 2011-05-03 | 2011-05-31 | 2011-07-25
REIPR-09533 | REIP Solar | WOLFE |  | 7.59 | 5625 | Residential |  | BRANCHVILLE | 7826 | 1 | KG BUILDERS - RE DIVISION | JCP&L | No | Complete | 2010-11-08 | 2011-05-13 | 2011-05-31 | 2011-07-25
REIPR-09534 | REIP Solar | HUGHES | PEOPLECARE CENTER INC | 26.88 | 15120 | Non Profit |  | BRIDGEATER | 8807 | 5 | APS CONTRACTORS | PSE&G BPU | No | Complete | 2010-11-08 | 2011-06-01 | 2012-01-11 | 2012-04-04
REIPR-09535 | REIP Solar | XIE |  | 4.62 | 3465 | Residential |  | MARLBORO | 7746 | 17 | SEA BRIGHT SOLAR, LLC | JCP&L | No | Complete | 2010-11-08 | 2011-06-22 | 2011-07-11 | 2011-11-08
REIPR-09536 | REIP Solar | ASHTON |  | 9.4 | 7975 | Residential |  | HAMMONTON | 8037 | 19 | SHERWOOD ELECTRIC CO. INC. | AC Electric | No | Complete | 2010-11-08 | 2012-01-17 | 2012-03-29 | 2012-06-06
REIPR-09538 | REIP Solar | PATEL |  | 5.805 | 4353.75 | Residential |  | EAST BRUNSWICK | 8816 | 11 | CORBIN SOLAR SOLUTIONS, LLC | JCP&L | No | Complete | 2010-11-08 | 2010-11-24 | 2011-02-09 | 2011-05-06
REIPR-09539 | REIP Solar | SCHUBIGER |  | 9.87 | 5625 | Residential |  | TOMS RIVER | 8753 | 18 | ECO-MERICA INC. | JCP&L | No | Complete | 2010-11-08 | 2011-01-24 | 2011-11-11 | 2012-01-25
REIPR-09540 | REIP Solar | BISAL |  | 7.99 | 5625 | Residential |  | SUCCASUNNA | 7876 | 3 | CORBIN SOLAR SOLUTIONS, LLC | JCP&L | No | Complete | 2010-11-08 | 2010-12-21 | 2011-02-21 | 2011-05-06
REIPR-09541 | REIP Solar | SZWEC |  | 1.35 | 945 | Residential |  | DENVILLE | 7834 | 3 | HIGHLANDS SOLAR ELECTRIC CO, LLC | JCP&L | No | Complete | 2010-11-08 | 2011-08-25 | 2011-09-02 | 2011-11-01
REIPR-09542 | REIP Solar | DOMINO |  | 9.075 | 5625 | Residential |  | EAST BRUNSWICK | 8816 | 11 | SKY HIGH ENERGY, LLC | PSE&G BPU | No | Complete | 2010-11-08 | 2011-07-21 | 2011-08-24 | 2011-11-01
REIPR-09545 | REIP Solar | SCHLAGER |  | 9.87 | 5625 | Residential |  | MULLICA HILL | 8062 | 15 | KAITANNA SOLAR, LLC | AC Electric | No | Complete | 2010-11-08 | 2010-12-17 | 2011-02-09 | 2011-05-06
REIPR-09546 | REIP Solar | KHARE |  | 8.8 | 5385.94 | Residential |  | MONMOUTH JUNCTION | 8852 | 11 | SKY HIGH ENERGY, LLC | PSE&G BPU | No | Complete | 2010-11-08 | 2011-07-08 | 2011-08-02 | 2011-09-26
REIPR-09547 | REIP Solar | KING |  | 6.44 | 4830 | Residential |  | PLAINSBORO | 8530 | 4 | SKY HIGH ENERGY, LLC | PSE&G BPU | No | Complete | 2010-11-08 | 2011-07-08 | 2011-08-24 | 2011-11-01
REIPR-09549 | REIP Solar | MURAD |  | 8.3 | 5625 | Residential |  | FANWOOD | 7023 | 10 | PRO CUSTOM SOLAR | PSE&G BPU | No | Complete | 2010-11-08 | 2011-03-15 | 2011-07-12 | 2011-11-08
REIPR-09550 | REIP Solar | MANNES |  | 5.92 | 4440 | Residential |  | MORRISPLAINS | 7950 | 3 | THE SOLAR CENTER, INC. | JCP&L | No | Complete | 2010-11-08 | 2011-01-06 | 2011-02-28 | 2011-05-06
REIPR-09552 | REIP Solar | SOURITZIDIS |  | 9.25 | 5625 | Residential |  | WEST CALDWELL | 7006 | 9 | PRO CUSTOM SOLAR | PSE&G BPU | No | Complete | 2010-11-08 | 2011-03-30 | 2011-08-19 | 2011-09-26
REIPR-09553 | REIP Solar | MORELOCK |  | 3.85 | 2415 | Residential |  | SOMERSET | 8873 | 5 | SKY HIGH ENERGY, LLC | PSE&G BPU | No | Complete | 2010-11-08 | 2011-10-20 | 2011-11-11 | 2012-01-25
REIPR-09554 | REIP Solar | DAVIDSON |  | 8.25 | 5625 | Residential |  | SOMERSET | 8873 | 5 | BCT ELECTRIC | PSE&G BPU | No | Complete | 2010-11-08 | 2011-01-26 | 2011-02-28 | 2011-05-06
REIPR-09555 | REIP Solar | PATEL |  | 9.9 | 5625 | Residential |  | FRANKLIN PARK | 8823 | 5 | SKY HIGH ENERGY, LLC | PSE&G BPU | No | Complete | 2010-11-08 | 2011-06-29 | 2011-08-24 | 2011-11-01
REIPR-09556 | REIP Solar | JIANG |  | 5.98 | 4485 | Residential |  | WHIPPANY | 7981 | 3 | ASTON SOLAR | JCP&L | No | Complete | 2010-11-08 | 2012-01-11 | 2012-03-21 | 2012-06-19
REIPR-09557 | REIP Solar | TONG |  | 9.89 | 5625 | Residential |  | PLIANSBORO | 8536 | 11 | ASTON SOLAR | PSE&G BPU | No | Complete | 2010-11-08 | 2011-01-11 | 2011-03-17 | 2011-06-20
REIPR-09561 | REIP Solar | TA |  | 8.268 | 5625 | Residential |  | EAST BRUNSWICK | 8816 | 11 | ROSS SOLAR GROUP, LLC | PSE&G BPU | No | Complete | 2010-11-08 | 2011-01-18 | 2011-03-17 | 2011-06-20
REIPR-09562 | REIP Solar | CALLALONGO |  | 9.576 | 5625 | Residential |  | SEWELL | 8080 | 15 | ROSS SOLAR GROUP, LLC | AC Electric | No | Complete | 2010-11-08 | 2011-08-10 | 2011-09-27 | 2011-11-09
REIPR-09563 | REIP Solar | FOTI |  | 9.858 | 5625 | Residential |  | NORTH CALDWELL | 7006 | 9 | ROSS SOLAR GROUP, LLC | PSE&G BPU | No | Complete | 2010-11-08 | 2011-01-18 | 2011-03-25 | 2011-06-20
REIPR-09564 | REIP Solar | CULLINANE |  | 9.24 | 5625 | Residential |  | MILFORD | 8848 | 4 | B&W ELECTRIC CORPORATION INC | JCP&L | No | Complete | 2010-11-08 | 2011-11-22 | 2012-04-13 | 2012-06-06
REIPR-09565 | REIP Solar | COFFEY |  | 7.755 | 5625 | Residential |  | MILLSTONE | 8535 | 17 | SELF INSTALL | JCP&L | No | Complete | 2010-11-08 | 2012-04-04 | 2012-04-26 | 2012-07-24
REIPR-09566 | REIP Solar | KRZACZEK |  | 6.9 | 5175 | Residential |  | MULLICA HILL | 8062 | 15 | CODE GREEN SOLAR, LLC | AC Electric | No | Complete | 2010-11-08 | 2011-01-06 | 2011-03-17 | 2011-06-20
REIPR-09567 | REIP Solar | QASSIS |  | 5.92 | 4440 | Residential |  | CEDAR GROVE | 7009 | 9 | THE SOLAR CENTER, INC. | PSE&G BPU | No | Complete | 2010-11-08 | 2011-09-15 | 2011-10-25 | 2011-11-29
REIPR-09568 | REIP Solar | MEADER |  | 5.75 | 4312.5 | Residential |  | MAPLEWOOD | 7040 | 9 | GEOSCAPE SOLAR | PSE&G BPU | No | Complete | 2010-11-08 | 2011-10-06 | 2012-01-24 | 2012-04-04
REIPR-09570 | REIP Solar | WANDRAS |  | 5.06 | 3795 | Residential |  | BRICK | 8723 | 18 | FOUR POINT GREEN ENERGY | JCP&L | No | Complete | 2010-11-08 | 2011-02-25 | 2011-07-11 | 2011-11-08
REIPR-09571 | REIP Solar | ARONSSON |  | 5.64 | 4140 | Residential |  | MANASQUAN | 8736 | 17 | FOUR POINT REFRIGERATION CO., INC. | JCP&L | No | Complete | 2010-11-08 | 2011-10-19 | 2011-10-25 | 2011-11-29
REIPR-09572 | REIP Solar | CHACON |  | 9.89 | 5625 | Residential |  | MANALAPAN | 7726 | 17 | FOUR POINT REFRIGERATION CO., INC. | JCP&L | No | Complete | 2010-11-08 | 2011-11-16 | 2012-02-09 | 2012-05-31
REIPR-09573 | REIP Solar | BREDELL |  | 8.93 | 5625 | Residential |  | GIBBSBORO | 8026 | 14 | SOLAR SOLUTIONS LLC | AC Electric | No | Complete | 2010-11-08 | 2011-11-09 | 2011-11-11 | 2012-01-25
REIPR-09613 | REIP Solar | BATES |  | 9.89 | 5625 | Residential |  | SICKLERVILLE | 8081 | 14 | SOLAR SOLUTIONS LLC | AC Electric | No | Complete | 2010-11-16 | 2011-01-07 | 2011-03-17 | 2011-06-20
REIPR-09614 | REIP Solar | PARKELL |  | 9.165 | 5625 | Residential |  | PITTSGROVE | 8318 | 16 | RCL ENTERPRISES INC. | AC Electric | No | Complete | 2010-11-16 | 2010-12-23 | 2011-02-21 | 2011-05-06
REIPR-09615 | REIP Solar | KRUSEN |  | 9.87 | 5625 | Residential |  | BRIDGETON | 8302 | 20 | RCL ENTERPRISES INC. | Not Known | No | Complete | 2010-11-16 | 2011-06-24 | 2011-08-10 | 2011-09-26
REIPR-09619 | REIP Solar | VELASCO |  | 9.89 | 5625 | Residential | 1 | JACKSON | 8527 | 18 | ECOLOGICAL SYSTEMS-MANALAPAN | JCP&L | No | Complete | 2010-11-16 | 2011-10-13 | 2011-10-25 | 2011-11-29
REIPR-09620 | REIP Solar | YE |  | 7.26 | 5445 | Residential |  | HAMILTON | 8620 | 12 | AMERICAN RENEWABLE ENERGY, INC | PSE&G BPU | No | Complete | 2010-11-16 | 2011-10-13 | 2011-12-05 | 2012-01-25
REIPR-09621 | REIP Solar | WANG |  | 7.2 | 5400 | Residential |  | PRINCETON | 8550 | 12 | AMERICAN RENEWABLE ENERGY, INC | PSE&G BPU | No | Complete | 2010-11-16 | 2011-06-17 | 2011-08-10 | 2011-09-26
REIPR-09624 | REIP Solar | HICKS |  | 4.32 | 3240 | Residential |  | NEW MILFORD | 7646 | 7 | SELF INSTALL | PSE&G BPU | No | Complete | 2010-11-16 | 2011-05-31 | 2011-07-14 | 2011-11-08
REIPR-09625 | REIP Solar | CLAYTON |  | 3.24 | 2430 | Residential |  | NORTH BEACH HAVEN | 8008 | 18 | E2/ECTA INC. | AC Electric | No | Complete | 2010-11-16 | 2011-11-14 | 2012-06-29 | 2012-10-03
REIPR-09627 | REIP Solar | PECORA |  | 9.9 | 5625 | Residential |  | BELLE MEAD | 8502 | 5 | E2/ECTA INC. | PSE&G BPU | No | Complete | 2010-11-16 | 2011-10-13 | 2012-01-24 | 2012-04-04
REIPR-09628 | REIP Solar | WRONSKI |  | 9.9 | 5625 | Residential |  | BRIDGEWATER | 8807 | 5 | KOPP ELECTRIC COMPANY | PSE&G BPU | No | Complete | 2010-11-16 | 2010-12-14 | 2011-02-09 | 2011-05-06
REIPR-09632 | REIP Solar | SALVATO |  | 8.51 | 5625 | Residential | 1 | SOMERVILLE | 8876 | 5 | GREEN POWER ENERGY LLC | JCP&L | No | Complete | 2010-11-16 | 2011-11-09 | 2011-11-11 | 2012-01-25
REIPR-09633 | REIP Solar | SALVATO |  | 9.2 | 5625 | Residential | 1 | LEBANON | 8833 | 4 | GREEN POWER ENERGY LLC | JCP&L | No | Complete | 2010-11-16 | 2011-11-03 | 2011-12-05 | 2012-01-25
REIPR-09634 | REIP Solar | EVANS |  | 9.99 | 5625 | Residential |  | STOCKTON | 8559 | 4 | GREEN POWER ENERGY LLC | JCP&L | No | Complete | 2010-11-16 | 2011-07-21 | 2011-08-19 | 2011-09-26
REIPR-09637 | REIP Solar | ROES |  | 8.55 | 5625 | Residential |  | MULLICA HILL | 8062 | 15 | SELF INSTALL | AC Electric | No | Complete | 2010-11-16 | 2011-01-24 | 2011-04-14 | 2011-06-20
REIPR-09639 | REIP Solar | ROESSNER |  | 9.165 | 5625 | Residential |  | HILLSBOROUGH | 8844 | 5 | REC SOLAR, INC. | PSE&G BPU | No | Complete | 2010-11-16 | 2011-08-16 | 2011-09-27 | 2011-11-09
REIPR-09640 | REIP Solar | HELLER |  | 6.21 | 4406.25 | Residential |  | TOMS RIVER | 8755 | 18 | SELF INSTALL | JCP&L | No | Complete | 2010-11-16 | 2011-07-19 | 2011-08-10 | 2011-09-26
REIPR-09641 | REIP Solar | PUCHINO |  | 5.04 | 3780 | Residential |  | BORDENTOWN | 8505 | 13 | 4BESTSOLAR, LLC | PSE&G BPU | No | Complete | 2010-11-16 | 2011-07-19 | 2011-08-01 | 2011-09-26
REIPR-09644 | REIP Solar | PARENTI |  | 9.9 | 5625 | Residential |  | HOPEWELL | 8302 | 20 | GO SOLAR ELECTRIC, LLC | AC Electric | No | Complete | 2010-11-16 | 2011-07-14 | 2011-08-01 | 2011-09-26
REIPR-09645 | REIP Solar | DICKSON |  | 6.075 | 4556.25 | Residential | 1 | MILLVILLE | 8332 | 20 | GO SOLAR ELECTRIC, LLC | AC Electric | No | Complete | 2010-11-16 | 2011-11-16 | 2012-04-13 | 2012-06-06
REIPR-09647 | REIP Solar | FORTNEY |  | 3.76 | 2820 | Residential |  | PISCATAWAY | 8854 | 11 | FOUR POINT REFRIGERATION CO., INC. | PSE&G BPU | No | Complete | 2010-11-16 | 2011-08-23 | 2011-09-23 | 2011-11-09
REIPR-09648 | REIP Solar | WILSON |  | 6.6 | 4620 | Residential |  | BRICK | 8723 | 18 | KOPP ELECTRIC COMPANY | JCP&L | No | Complete | 2010-11-16 | 2010-12-10 | 2011-02-21 | 2011-05-06
REIPR-09649 | REIP Solar | COLLING |  | 9.9 | 5625 | Residential |  | WHITING | 8759 | 18 | KOPP ELECTRIC COMPANY | JCP&L | No | Complete | 2010-11-16 | 2011-01-11 | 2011-04-14 | 2011-06-20
REIPR-09650 | REIP Solar | GLEASON |  | 5.16 | 3870 | Residential |  | BARNEGAT | 8005 | 18 | KOPP ELECTRIC COMPANY | JCP&L | No | Complete | 2010-11-16 | 2010-12-08 | 2011-02-09 | 2011-05-06
REIPR-09651 | REIP Solar | TAMBOLI |  | 9.66 | 5625 | Residential |  | PLAINSBORO | 8536 | 11 | ASTON SOLAR | PSE&G BPU | No | Complete | 2010-11-16 | 2011-08-10 | 2011-08-19 | 2011-09-26
REIPR-09652 | REIP Solar | LA |  | 9.805 | 5625 | Residential |  | WARREN | 7059 | 5 | ASTON SOLAR | JCP&L | No | Complete | 2010-11-16 | 2011-08-02 | 2011-10-10 | 2011-11-29
REIPR-09655 | REIP Solar | THIGPEN |  | 9.9 | 5625 | Residential |  | PRINCETON | 8540 | 12 | SKY HIGH ENERGY, LLC | PSE&G BPU | No | Complete | 2010-11-16 | 2011-01-07 | 2011-02-28 | 2011-05-06
REIPR-09656 | REIP Solar | DUTTON |  | 6.075 | 4556.25 | Residential |  | MARGATE | 8402 | 19 | RICHMOND SOLAR | AC Electric | No | Complete | 2010-11-16 | 2011-04-29 | 2011-06-28 | 2011-09-14
REIPR-09657 | REIP Solar | STANWOOD |  | 3.68 | 2760 | Residential |  | MULLICA HILL | 8062 | 15 | GRO SOLAR | AC Electric | No | Complete | 2010-11-16 | 2011-01-24 | 2011-03-25 | 2011-06-20
REIPR-09658 | REIP Solar | RITTER |  | 6.05 | 4321.35 | Residential |  | EAST BRUNSWICK | 8816 | 11 | SKY HIGH ENERGY, LLC | PSE&G BPU | No | Complete | 2010-11-16 | 2011-01-11 | 2011-05-05 | 2011-07-29
REIPR-09659 | REIP Solar | VARGAS |  | 8.97 | 5625 | Residential |  | EDISON | 8817 | 11 | PRO CUSTOM SOLAR | PSE&G BPU | No | Complete | 2010-11-16 | 2011-02-04 | 2011-06-21 | 2011-09-14
REIPR-09661 | REIP Solar | SHAH |  | 9.165 | 5625 | Residential |  | PLAINSBORO | 8536 | 11 | SKY HIGH ENERGY, LLC | PSE&G BPU | No | Complete | 2010-11-16 | 2011-07-21 | 2011-09-14 | 2011-11-09
REIPR-09665 | REIP Solar | FORTUNATO |  | 9.075 | 5625 | Residential |  | BELLE MEAD | 8502 | 5 | PRO CUSTOM SOLAR | PSE&G BPU | No | Complete | 2010-11-16 | 2011-02-25 | 2011-05-20 | 2011-07-29
REIPR-09668 | REIP Solar | VETH |  | 7.74 | 5625 | Residential |  | STOCKTON | 8559 | 4 | TRIM-O-TECH, LLC | JCP&L | No | Complete | 2010-11-16 | 2011-05-18 | 2012-02-09 | 2012-05-31
REIPR-09670 | REIP Solar | FELTMAN |  | 9.635 | 5625 | Residential |  | PILESGROVE | 8098 | 16 | RCL ENTERPRISES INC. | AC Electric | No | Complete | 2010-11-16 | 2011-01-28 | 2011-02-28 | 2011-05-06
REIPR-09673 | REIP Solar | FINLEY |  | 9.6 | 5625 | Residential |  | ALLOWAY | 8001 | 16 | RCL ENTERPRISES INC. | AC Electric | No | Complete | 2010-11-16 | 2011-11-10 | 2012-01-24 | 2012-04-04
REIPR-09677 | REIP Solar | PATEL |  | 5.94 | 4252.5 | Residential |  | CLIFTON | 7014 | 6 | BYSOLAR, INC. | PSE&G BPU | No | Complete | 2010-11-16 | 2011-09-22 | 2011-11-11 | 2012-01-25
REIPR-09680 | REIP Solar | GOLDMAN |  | 4.6 | 3450 | Residential |  | BLOOMFIELD | 7003 | 9 | ROSS SOLAR GROUP, LLC | PSE&G BPU | No | Complete | 2010-11-16 | 2011-03-23 | 2011-05-05 | 2011-07-29
REIPR-09681 | REIP Solar | BROWN |  | 6.9 | 5175 | Residential |  | GLEN ROCK | 7452 | 7 | ROSS SOLAR GROUP, LLC | PSE&G BPU | No | Complete | 2010-11-16 | 2011-02-02 | 2011-04-14 | 2011-06-20
REIPR-09683 | REIP Solar | DADDABBO |  | 4.085 | 2519.08 | Residential |  | LONG VALLEY | 7853 | 3 | ROSS SOLAR GROUP, LLC | JCP&L | No | Complete | 2010-11-16 | 2011-02-17 | 2012-01-24 | 2012-04-04
REIPR-09688 | REIP Solar | VANDERHOOF | COUNTY COLLEGE OF MORRIS | 28.675 | 21090 | Non Profit |  | RANDOLPH | 7869 | 3 | THE SOLAR CENTER, INC. | JCP&L | No | Complete | 2010-11-16 | 2012-01-30 | 2012-02-27 | 2012-06-19
REIPR-09689 | REIP Solar | LAMBROS |  | 4.155 | 3116.25 | Residential |  | SCOTCH PLAINS | 7076 | 10 | ALTERNATIVE LIGHT & ENERGY SOLUTIONS | PSE&G BPU | No | Complete | 2010-11-16 | 2011-01-07 | 2011-03-25 | 2011-06-20
REIPR-09694 | REIP Solar | EVANS |  | 9.9 | 5625 | Residential |  | HOLMDEL | 7733 | 17 | CORBIN SOLAR SOLUTIONS, LLC | JCP&L | No | Complete | 2010-11-16 | 2011-01-06 | 2011-02-28 | 2011-05-06
REIPR-09719 | REIP Solar | JONES |  | 7.56 | 5512.5 | Residential |  | WILLINGBORO | 8046 | 13 | 4BESTSOLAR, LLC | PSE&G BPU | No | Complete | 2010-11-20 | 2011-08-16 | 2011-08-29 | 2011-11-01
REIPR-09720 | REIP Solar | RUBIN |  | 7.41 | 5557.5 | Residential |  | LAKEWOOD | 8701 | 18 | POWERLUTIONS, LLC | JCP&L | No | Complete | 2010-11-20 | 2011-07-27 | 2011-08-29 | 2011-11-01
REIPR-09721 | REIP Solar | HUANG |  | 4.14 | 3105 | Residential |  | FORT LEE | 7024 | 7 | AMERICAN RENEWABLE ENERGY, INC | PSE&G BPU | No | Complete | 2010-11-20 | 2011-06-22 | 2011-10-25 | 2011-11-29
REIPR-09722 | REIP Solar | SCALICI |  | 6.37 | 4777.5 | Residential |  | HOWELL | 7731 | 17 | CORBIN SOLAR SOLUTIONS, LLC | JCP&L | No | Complete | 2010-11-20 | 2010-12-09 | 2011-02-09 | 2011-05-06
REIPR-09723 | REIP Solar | GARRISON |  | 3.36 | 2520 | Residential |  | TOMS RIVER | 7853 | 3 | KOPP ELECTRIC COMPANY | JCP&L | No | Complete | 2010-11-20 | 2010-12-21 | 2011-02-21 | 2011-05-06
REIPR-09724 | REIP Solar | KAUFMAN |  | 9.9 | 5625 | Residential |  | LAKEWOOD | 8701 | 18 | AROSA SOLAR ENERGY, INC | JCP&L | No | Complete | 2010-11-20 | 2010-12-21 | 2011-02-09 | 2011-05-06
REIPR-09725 | REIP Solar | DEANGELO |  | 6.45 | 2902.5 | Residential |  | BRICK | 8723 | 18 | KOPP ELECTRIC COMPANY | JCP&L | No | Complete | 2010-11-20 | 2011-02-14 | 2011-04-04 | 2011-06-20
REIPR-09727 | REIP Solar | ALLEN |  | 3.6 | 2580 | Residential |  | BRICK | 8723 | 18 | KOPP ELECTRIC COMPANY | JCP&L | No | Complete | 2010-11-20 | 2011-11-16 | 2012-01-05 | 2012-04-04
REIPR-09728 | REIP Solar | MC DONALD |  | 6.44 | 4830 | Residential |  | MT.LAUREL | 8054 | 13 | SOLULAR LLC/RWD CONSULTANTS | PSE&G BPU | No | Complete | 2010-11-20 | 2011-02-09 | 2011-03-25 | 2011-06-20
REIPR-09730 | REIP Solar | BROSEN |  | 6.38 | 4785 | Residential |  | MIDDLESEX | 8846 | 11 | SUN SAVER SOLAR SYSTEMS 2 | PSE&G BPU | No | Complete | 2010-11-20 | 2011-05-23 | 2011-08-02 | 2011-09-26
REIPR-09732 | REIP Solar | BAUM |  | 7.425 | 5445 | Residential |  | HILLSBOROUGH | 8833 | 4 | SUN SAVER SOLAR SYSTEMS 2 | PSE&G BPU | No | Complete | 2010-11-20 | 2011-07-21 | 2011-09-23 | 2011-11-09
REIPR-09733 | REIP Solar | SAWYER |  | 4.95 | 3712.5 | Residential |  | KENDALL PARK | 8824 | 11 | SKY HIGH ENERGY, LLC | PSE&G BPU | No | Complete | 2010-11-20 | 2011-05-02 | 2011-07-12 | 2011-11-08
REIPR-09735 | REIP Solar | YOUNG |  | 6.44 | 4743.75 | Residential |  | EAST BURNSWICK | 8816 | 11 | SKY HIGH ENERGY, LLC | PSE&G BPU | No | Complete | 2010-11-20 | 2011-10-05 | 2011-12-08 | 2012-04-04
REIPR-09736 | REIP Solar | WARNER |  | 7.425 | 5568.75 | Residential |  | HILLSBOROUGH | 8844 | 5 | SKY HIGH ENERGY, LLC | PSE&G BPU | No | Complete | 2010-11-20 | 2011-09-19 | 2011-12-08 | 2012-04-04
REIPR-09737 | REIP Solar | ZHOU |  | 9.66 | 5625 | Residential |  | PLAINSBORO | 8536 | 11 | SKY HIGH ENERGY, LLC | PSE&G BPU | No | Complete | 2010-11-20 | 2011-05-25 | 2011-07-12 | 2011-11-08
REIPR-09738 | REIP Solar | ENG |  | 4.95 | 3712.5 | Residential |  | MOUNT LAUREL | 8054 | 13 | SEA BRIGHT SOLAR, LLC | PSE&G BPU | No | Complete | 2010-11-20 | 2011-03-14 | 2011-06-21 | 2011-09-14
REIPR-09739 | REIP Solar | MANCINO |  | 9.9 | 5625 | Residential |  | HILLSBOROUGH | 8844 | 5 | SKY HIGH ENERGY, LLC | PSE&G BPU | No | Complete | 2010-11-20 | 2011-07-22 | 2011-08-02 | 2011-09-26
REIPR-09740 | REIP Solar | TRUONG |  | 7.425 | 5568.75 | Residential |  | HILLSBOROUGH | 8844 | 5 | SEA BRIGHT SOLAR, LLC | PSE&G BPU | No | Complete | 2010-11-20 | 2011-06-21 | 2011-08-24 | 2011-11-01
REIPR-09741 | REIP Solar | MENDOZA |  | 7.425 | 5568.75 | Residential |  | CRANBURY | 8512 | 11 | SKY HIGH ENERGY, LLC | PSE&G BPU | No | Complete | 2010-11-20 | 2011-05-06 | 2011-06-06 | 2011-07-25
REIPR-09742 | REIP Solar | KAUR |  | 9.9 | 5625 | Residential |  | SOMERSET | 8873 | 5 | SKY HIGH ENERGY, LLC | PSE&G BPU | No | Complete | 2010-11-20 | 2011-09-13 | 2012-01-11 | 2012-04-04
REIPR-09743 | REIP Solar | BROWN |  | 4.23 | 3172.5 | Residential |  | POINT PLEASANT | 8742 | 18 | TURBO ELECTRIC INC | JCP&L | No | Complete | 2010-11-20 | 2011-07-08 | 2011-08-19 | 2011-09-26
REIPR-09758 | REIP Solar | RILLO |  | 8.8 | 5625 | Residential |  | PRINCETON | 8540 | 12 | SKY HIGH ENERGY, LLC | PSE&G BPU | No | Complete | 2010-11-20 | 2011-05-11 | 2011-08-02 | 2011-09-26
REIPR-09759 | REIP Solar | PATIL |  | 9.9 | 4830 | Residential |  | FRANKLIN PARK | 8823 | 5 | BCT ELECTRIC | PSE&G BPU | No | Complete | 2010-11-20 | 2010-12-23 | 2011-02-28 | 2011-05-06
REIPR-09760 | REIP Solar | JOYCE |  | 5.25 | 3937.5 | Residential |  | SOUTHAMPTON | 8088 | 13 | EASTERN ENERGY SERVICES | PSE&G BPU | No | Complete | 2010-11-20 | 2011-05-26 | 2011-06-08 | 2011-07-25
REIPR-09761 | REIP Solar | LAPIDES |  | 9.62 | 5625 | Residential |  | LAKEWOOD | 8701 | 18 | AROSA SOLAR ENERGY, INC | JCP&L | No | Complete | 2010-11-20 | 2010-12-21 | 2011-02-09 | 2011-05-06
REIPR-09762 | REIP Solar | FONYO |  | 9.72 | 5625 | Residential |  | EATONTOWN | 7724 | 17 | ECOLOGICAL SYSTEMS BY WATER WIZARD | JCP&L | No | Complete | 2010-11-20 | 2011-12-22 | 2012-01-24 | 2012-04-04
REIPR-09766 | REIP Solar | JEFFERY |  | 9.9 | 5625 | Residential |  | POINT PLEASANT | 8742 | 18 | E2ECTA, INC. | JCP&L | No | Complete | 2010-11-20 | 2011-11-08 | 2012-01-05 | 2012-04-04
REIPR-09767 | REIP Solar | DATWANI |  | 6.6 | 4950 | Residential |  | RUTHERFORD | 7070 | 7 | SHOOTING STAR SOLAR, LLC | PSE&G BPU | No | Complete | 2010-11-20 | 2011-07-26 | 2012-01-24 | 2012-04-04
REIPR-09768 | REIP Solar | MARTIN |  | 7.84 | 5625 | Residential |  | LUMBERTON | 8048 | 13 | AMPED ON SOLAR | PSE&G BPU | No | Complete | 2010-11-20 | 2011-02-21 | 2011-04-04 | 2011-06-20
REIPR-09790 | REIP Solar | DUNN |  | 9.9 | 5625 | Residential |  | LAKEWOOD | 8701 | 18 | KOPP ELECTRIC COMPANY | JCP&L | No | Complete | 2010-11-20 | 2011-01-10 | 2011-04-14 | 2011-06-20
REIPR-09791 | REIP Solar | MINNITI |  | 9.9 | 5625 | Residential |  | BRICK | 8723 | 18 | KOPP ELECTRIC COMPANY | JCP&L | No | Complete | 2010-11-20 | 2010-12-30 | 2011-02-21 | 2011-05-06
REIPR-09792 | REIP Solar | BUTKA |  | 9.9 | 5625 | Residential |  | COLUMBUS | 8022 | 13 | SEA BRIGHT SOLAR, LLC | PSE&G BPU | No | Complete | 2010-11-20 | 2011-05-16 | 2011-05-31 | 2011-07-25
REIPR-09793 | REIP Solar | CHANG |  | 5.64 | 4230 | Residential |  | BASKING RIDGE | 7920 | 5 | ASTON SOLAR | JCP&L | No | Complete | 2010-11-20 | 2011-11-21 | 2012-01-05 | 2012-04-04
REIPR-09794 | REIP Solar | NASS |  | 7.88 | 5625 | Residential |  | PLAINSBORO | 8536 | 11 | ASTON SOLAR | PSE&G BPU | No | Complete | 2010-11-20 | 2011-01-14 | 2011-02-28 | 2011-05-06
REIPR-09795 | REIP Solar | KINNEY |  | 3.055 | 2145 | Residential |  | WASHINGTON | 7882 | 2 | CORBIN SOLAR SOLUTIONS, LLC | JCP&L | No | Complete | 2010-11-20 | 2011-02-23 | 2011-02-28 | 2011-05-06
REIPR-09796 | REIP Solar | LAVITZ |  | 9.8 | 5625 | Residential |  | FREEHOLD | 7728 | 17 | CORBIN SOLAR SOLUTIONS, LLC | JCP&L | No | Complete | 2010-11-20 | 2011-06-22 | 2011-07-11 | 2011-11-08
REIPR-09797 | REIP Solar | ARORA |  | 7.82 | 5625 | Residential |  | SOUTH BRUNSWICK TWP | 8810 | 11 | CORBIN SOLAR SOLUTIONS, LLC | PSE&G BPU | No | Complete | 2010-11-20 | 2011-01-31 | 2011-04-04 | 2011-06-20
REIPR-09798 | REIP Solar | OSTROWSKI |  | 9.87 | 5625 | Residential |  | MULLICA | 8039 | 15 | SOLAR WORKS NJ | AC Electric | No | Complete | 2010-11-20 | 2011-03-01 | 2011-05-31 | 2011-07-25
REIPR-09799 | REIP Solar | BRENNAN |  | 5.928 | 4446 | Residential |  | RIDGEFIELD | 7760 | 17 | ROSS SOLAR GROUP, LLC | PSE&G BPU | No | Complete | 2010-11-20 | 2011-06-28 | 2011-08-24 | 2011-11-01
REIPR-09800 | REIP Solar | LEUNG |  | 9.165 | 5625 | Residential |  | EAST BRUNSWICK | 8816 | 11 | SKY HIGH ENERGY, LLC | PSE&G BPU | No | Complete | 2010-11-20 | 2011-08-08 | 2011-09-14 | 2011-11-09
REIPR-09801 | REIP Solar | KULKARNI |  | 7.425 | 5568.75 | Residential |  | FRANKLIN PARK | 8823 | 5 | SKY HIGH ENERGY, LLC | PSE&G BPU | No | Complete | 2010-11-20 | 2011-08-25 | 2012-01-05 | 2012-04-04
REIPR-09802 | REIP Solar | SHAH |  | 6.44 | 4830 | Residential |  | PLAINSBORO | 8536 | 11 | SKY HIGH ENERGY, LLC | PSE&G BPU | No | Complete | 2010-11-20 | 2011-06-09 | 2011-08-02 | 2011-09-26
REIPR-09803 | REIP Solar | JOTHIPRAGASAM |  | 7.59 | 3712.5 | Residential |  | SOMERSET | 8873 | 5 | SKY HIGH ENERGY, LLC | PSE&G BPU | No | Complete | 2010-11-20 | 2011-09-30 | 2011-10-24 | 2011-11-29
REIPR-09804 | REIP Solar | JADEJA |  | 7.975 | 4537.5 | Residential |  | PRINCETON | 8540 | 12 | SKY HIGH ENERGY, LLC | PSE&G BPU | No | Complete | 2010-11-20 | 2011-10-31 | 2011-11-17 | 2012-01-25
REIPR-09805 | REIP Solar | GRUENEWALD |  | 6.05 | 3712.5 | Residential |  | SOMERSET | 8873 | 5 | SKY HIGH ENERGY, LLC | PSE&G BPU | No | Complete | 2010-11-20 | 2011-07-21 | 2011-08-24 | 2011-11-01
REIPR-09806 | REIP Solar | ARD |  | 9.87 | 5625 | Residential |  | WATCHUNG | 7069 | 5 | SOLAR ENGINEERING OF NJ | PSE&G BPU | No | Complete | 2010-11-20 | 2010-12-23 | 2011-04-04 | 2011-06-20
REIPR-09807 | REIP Solar | GORMAN |  | 3.76 | 2820 | Residential |  | EGG HARBOR CITY | 8215 | 19 | SOLAR SOLUTIONS LLC | AC Electric | No | Complete | 2010-11-20 | 2011-09-30 | 2011-10-10 | 2011-11-29
REIPR-09809 | REIP Solar | SANGUILIANO |  | 7.875 | 5625 | Residential |  | MANALAPAN | 7726 | 17 | SEA BRIGHT SOLAR, LLC | JCP&L | No | Complete | 2010-11-20 | 2011-02-21 | 2011-05-05 | 2011-07-29
REIPR-09810 | REIP Solar | RITTENBACH |  | 8.436 | 5625 | Residential |  | FREEHOLD | 7728 | 17 | SEA BRIGHT SOLAR, LLC | JCP&L | No | Complete | 2010-11-20 | 2011-08-22 | 2011-08-29 | 2011-11-01
REIPR-09811 | REIP Solar | TARASCHI |  | 4.8 | 3225 | Residential |  | RINGOES | 8551 | 4 | GEOPEAK ENERGY LLC | JCP&L | No | Complete | 2010-11-20 | 2011-11-09 | 2011-11-11 | 2012-01-25
REIPR-09819 | REIP Solar | TOMAE |  | 9.9 | 5625 | Residential |  | POINT PLEASANT | 8742 | 18 | SEA BRIGHT SOLAR, LLC | JCP&L | No | Complete | 2010-11-20 | 2011-01-24 | 2011-02-28 | 2011-05-06
REIPR-09820 | REIP Solar | WOOLEY |  | 9.804 | 5625 | Residential |  | PENNINGTON | 8534 | 12 | SEA BRIGHT SOLAR, LLC | PSE&G BPU | No | Complete | 2010-11-20 | 2012-07-03 | 2012-07-30 | 2012-10-03
REIPR-09821 | REIP Solar | HAAS |  | 3.68 | 2760 | Residential |  | BURLINGTON | 8016 | 13 | JERSEY SOLAR, LLC | PSE&G BPU | No | Complete | 2010-11-20 | 2011-06-17 | 2012-05-29 | 2012-08-16
REIPR-09822 | REIP Solar | REITER |  | 5.88 | 4410 | Residential |  | JACKSON | 8527 | 18 | CORBIN SOLAR SOLUTIONS, LLC | JCP&L | No | Complete | 2010-11-20 | 2010-12-29 | 2011-02-21 | 2011-05-06
REIPR-09823 | REIP Solar | KLAUS |  | 9.89 | 5625 | Residential |  | FREEHOLD | 7728 | 17 | CORBIN SOLAR SOLUTIONS, LLC | JCP&L | No | Complete | 2010-11-20 | 2011-03-22 | 2011-06-21 | 2011-09-14
REIPR-09824 | REIP Solar | EIVICH |  | 9.8 | 5625 | Residential |  | BEESLEYS POINT | 8223 | 21 | RENERGY, INC. | AC Electric | No | Complete | 2010-11-20 | 2011-03-15 | 2011-04-14 | 2011-06-20
REIPR-09825 | REIP Solar | ROBSON |  | 9.6 | 5625 | Residential |  | MULLICA HILL | 8062 | 15 | SELF INSTALL | AC Electric | No | Complete | 2010-11-20 | 2011-07-13 | 2011-08-10 | 2011-09-26
REIPR-09826 | REIP Solar | LARE |  | 9.87 | 5625 | Residential |  | SEWELL | 8080 | 15 | SELF INSTALL | AC Electric | No | Complete | 2010-11-20 | 2011-08-09 | 2011-09-27 | 2011-11-09
REIPR-09827 | REIP Solar | PAYNE |  | 8.64 | 5625 | Residential |  | MULLICA HILL | 8062 | 15 | ASC SOLAR SOLUTIONS, LLC | AC Electric | No | Complete | 2010-11-20 | 2012-04-19 | 2012-05-29 | 2012-08-16
REIPR-09828 | REIP Solar | COCKERILL |  | 9.6 | 5625 | Residential |  | MANTUA | 8051 | 15 | CP SOLAR AND HOME ENERGY SERVICES | AC Electric | No | Complete | 2010-11-20 | 2011-05-05 | 2011-06-28 | 2011-09-14
REIPR-09830 | REIP Solar | LIN |  | 9.89 | 5625 | Residential |  | WARREN | 7059 | 5 | ASTON SOLAR | JCP&L | No | Complete | 2010-11-20 | 2011-01-11 | 2011-03-17 | 2011-06-20
REIPR-09831 | REIP Solar | WANG |  | 9.9 | 5400 | Residential |  | WARREN | 7059 | 5 | BLUE SKY TECHNOLOGIES USA | JCP&L | No | Complete | 2010-11-20 | 2010-12-22 | 2011-03-25 | 2011-06-20
REIPR-09832 | REIP Solar | MENDELL |  | 7.82 | 5625 | Residential |  | ABSECON | 8203 | 19 | GEOSCAPE SOLAR, LLC | AC Electric | No | Complete | 2010-11-20 | 2011-10-04 | 2011-10-10 | 2011-11-29
REIPR-09833 | REIP Solar | NATHAN |  | 9.84 | 5625 | Residential |  | MANALAPAN | 7726 | 17 | GEOSCAPE SOLAR | JCP&L | No | Complete | 2010-11-20 | 2011-10-25 | 2011-12-05 | 2012-01-25
REIPR-09834 | REIP Solar | FIORE |  | 8.05 | 5625 | Residential |  | ABSECON | 8201 | 19 | GEOSCAPE SOLAR | AC Electric | No | Complete | 2010-11-20 | 2011-10-04 | 2012-02-27 | 2012-06-19
REIPR-09835 | REIP Solar | FLEMING |  | 7.82 | 5625 | Residential | 1 | MIDDLETOWN | 7748 | 17 | CORBIN SOLAR SOLUTIONS, LLC | JCP&L | No | Complete | 2010-11-20 | 2011-01-31 | 2011-06-28 | 2011-09-14
REIPR-09836 | REIP Solar | DURAND |  | 9.87 | 5625 | Residential |  | NORTH BRUNSWICK | 8902 | 11 | 1ST LIGHT ENERGY, INC. | PSE&G BPU | No | Complete | 2010-11-20 | 2011-06-02 | 2011-08-24 | 2011-11-01
REIPR-09837 | REIP Solar | BULLARD |  | 4.62 | 3465 | Residential |  | BLOOMFIELD | 7003 | 9 | 1ST LIGHT ENERGY, INC. | PSE&G BPU | No | Complete | 2010-11-20 | 2011-03-23 | 2011-05-20 | 2011-07-29
REIPR-09838 | REIP Solar | STULBAUM |  | 4.83 | 3172.5 | Residential |  | BLOOMFILED | 7003 | 9 | HIGHLANDS SOLAR ELECTRIC CO, LLC | PSE&G BPU | No | Complete | 2010-11-20 | 2011-07-21 | 2011-08-29 | 2011-11-01
REIPR-09839 | REIP Solar | CHURCH |  | 3.525 | 2587.5 | Residential |  | SOUTH SEASIDE PARK | 8752 | 18 | SUREWAVE SOLAR/LIGHTWAVE | JCP&L | No | Complete | 2010-11-20 | 2011-08-25 | 2011-10-10 | 2011-11-29
REIPR-09840 | REIP Solar | KADY-SHERWOOD |  | 6.9 | 5175 | Residential |  | NEW BRUNSWICK | 8901 | 11 | SUREWAVE SOLAR/LIGHTWAVE | PSE&G BPU | No | Complete | 2010-11-20 | 2012-01-03 | 2012-04-13 | 2012-06-06
REIPR-09841 | REIP Solar | NORREGAARD | FIRST BAPTIST CHURCH OF TOMS RIVER | 28.35 | 20640 | Non Profit |  | TOMS RIVER | 8753 | 18 | KOPP ELECTRIC COMPANY | JCP&L | No | Complete | 2010-11-20 | 2011-09-15 | 2011-09-27 | 2011-11-09
REIPR-09842 | REIP Solar | NORREGAARD | AMBASSADOR CHRISTIAN ACADEMY | 28.35 | 20640 | Non Profit |  | TOMS RIVER | 8753 | 18 | KOPP ELECTRIC COMPANY | JCP&L | No | Complete | 2010-11-20 | 2011-09-15 | 2011-09-27 | 2011-11-09
REIPR-09843 | REIP Solar | HOPPS |  | 5.16 | 3870 | Residential |  | TOMS RIVER | 8753 | 18 | KOPP ELECTRIC COMPANY | JCP&L | No | Complete | 2010-11-20 | 2011-01-05 | 2011-02-28 | 2011-05-06
REIPR-09844 | REIP Solar | SCHAEFER |  | 3.22 | 2415 | Residential |  | RUTHERFORD | 7070 | 7 | ALLIANCE COOPERATIVE ENERGY | PSE&G BPU | No | Complete | 2010-11-20 | 2011-11-28 | 2012-03-01 | 2012-06-19
REIPR-09845 | REIP Solar | NUNEZ |  | 6.05 | 4537.5 | Residential |  | UNION | 7083 | 10 | SKY HIGH ENERGY, LLC | PSE&G BPU | No | Complete | 2010-11-20 | 2011-01-07 | 2011-07-12 | 2011-11-08
REIPR-09846 | REIP Solar | BERKUTA |  | 9.9 | 5625 | Residential |  | MONMOTH JUNCTION | 8852 | 11 | SKY HIGH ENERGY, LLC | PSE&G BPU | No | Complete | 2010-11-20 | 2011-02-25 | 2011-09-23 | 2011-11-09
REIPR-09847 | REIP Solar | PATEL |  | 8.97 | 5625 | Residential |  | SOMERSET | 8873 | 5 | SKY HIGH ENERGY, LLC | PSE&G BPU | No | Complete | 2010-11-20 | 2011-06-22 | 2011-08-24 | 2011-11-01
REIPR-09848 | REIP Solar | VIJJAPURAPU |  | 9.66 | 5625 | Residential |  | PRINCETON | 8540 | 12 | SKY HIGH ENERGY, LLC | PSE&G BPU | No | Complete | 2010-11-20 | 2011-10-21 | 2011-11-11 | 2012-01-25
REIPR-09849 | REIP Solar | O'REAR |  | 2.99 | 2242.5 | Residential |  | SOMERSET | 8873 | 5 | SKY HIGH ENERGY, LLC | PSE&G BPU | No | Complete | 2010-11-20 | 2011-07-27 | 2011-09-14 | 2011-11-09
REIPR-09850 | REIP Solar | SHI |  | 5.52 | 4140 | Residential |  | WEST LONG BRANCH | 7764 | 17 | ASTON SOLAR | JCP&L | No | Complete | 2010-11-20 | 2011-11-08 | 2011-12-05 | 2012-01-25
REIPR-09852 | REIP Solar | GORLANSKI |  | 4.76 | 3570 | Residential |  | SICKLERVILLE | 8081 | 14 | RUNNEMEDE PLUMBING HEATING | AC Electric | No | Complete | 2010-11-20 | 2011-01-07 | 2011-02-28 | 2011-05-06
REIPR-09855 | REIP Solar | STROHL |  | 9.87 | 5625 | Residential |  | WILLIAMSTOWN | 8094 | 15 | QUANTUM SOLAR SOLUTIONS | AC Electric | No | Complete | 2010-11-20 | 2012-09-24 | 2012-11-20 | 2013-02-25
REIPR-09856 | REIP Solar | O'TOOLE |  | 9.6 | 5625 | Residential |  | FOLSOM | 8037 | 19 | RENERGY, INC. | AC Electric | No | Complete | 2010-11-20 | 2011-03-30 | 2011-06-21 | 2011-09-14
REIPR-09857 | REIP Solar | SPARACIO |  | 4.175 | 2702.5 | Residential |  | MARGATE | 8402 | 19 | SHERWOOD ELECTRIC CO. INC. | AC Electric | No | Complete | 2010-11-20 | 2011-11-16 | 2012-03-16 | 2012-06-19
REIPR-09858 | REIP Solar | TOMENCHOK |  | 7.82 | 5625 | Residential |  | HAMILTON | 8620 | 12 | CORBIN SOLAR SOLUTIONS, LLC | PSE&G BPU | No | Complete | 2010-11-20 | 2011-02-21 | 2011-05-31 | 2011-07-25
REIPR-09859 | REIP Solar | YU |  | 6.875 | 5156.25 | Residential |  | EAST BRUNSWICK | 8816 | 11 | SKY HIGH ENERGY, LLC | PSE&G BPU | No | Complete | 2010-11-20 | 2011-11-04 | 2011-11-17 | 2012-01-25
REIPR-09860 | REIP Solar | SLUYTER |  | 8.25 | 5625 | Residential |  | HILLSBOROUGH | 8844 | 5 | SKY HIGH ENERGY, LLC | PSE&G BPU | No | Complete | 2010-11-20 | 2011-07-25 | 2011-08-24 | 2011-11-01
REIPR-09861 | REIP Solar | TEGALA-REDDY |  | 6.11 | 4485 | Residential |  | JAMESBURG | 8831 | 11 | TRINITY HEATING AND AIR | JCP&L | No | Complete | 2010-11-20 | 2011-01-21 | 2011-02-28 | 2011-05-06
REIPR-09862 | REIP Solar | SATTON |  | 8.28 | 5625 | Residential | 1 | MIDDLETOWN | 7748 | 17 | GARDEN STATE SOLAR LLC | JCP&L | No | Complete | 2010-11-20 | 2011-04-27 | 2011-07-14 | 2011-11-08
REIPR-09863 | REIP Solar | CRITELLI |  | 9.89 | 5625 | Residential |  | BAY HEAD | 8742 | 18 | CORBIN SOLAR SOLUTIONS, LLC | JCP&L | No | Complete | 2010-11-20 | 2011-06-30 | 2011-08-19 | 2011-09-26
REIPR-09865 | REIP Solar | CARDUNER |  | 9.9 | 5625 | Residential |  | ROBBINSVILLE | 8691 | 12 | SEA BRIGHT SOLAR, LLC | JCP&L | No | Complete | 2010-11-20 | 2011-02-21 | 2011-04-04 | 2011-06-20
REIPR-09866 | REIP Solar | SAYANI |  | 6.075 | 4218.75 | Residential |  | PRINCETON | 8540 | 12 | SEA BRIGHT SOLAR, LLC | PSE&G BPU | No | Complete | 2010-11-20 | 2011-06-14 | 2011-06-28 | 2011-09-14
REIPR-09867 | REIP Solar | BUECHEL |  | 9.89 | 5625 | Residential |  | SOUTH ORANGE | 7079 | 9 | SEA BRIGHT SOLAR, LLC | PSE&G BPU | No | Complete | 2010-11-20 | 2011-06-29 | 2011-07-14 | 2011-11-08
REIPR-09869 | REIP Solar | DALLESSIO |  | 7.755 | 5625 | Residential |  | HOPEWELL | 8525 | 12 | 4 BESTSOLAR | PSE&G BPU | No | Complete | 2010-11-20 | 2011-05-23 | 2011-07-14 | 2011-11-08
REIPR-09870 | REIP Solar | PATEL |  | 7.24 | 5430 | Residential |  | MONROE | 8831 | 11 | PATEL BUILDERS | JCP&L | No | Complete | 2010-11-20 | 2011-08-22 | 2011-08-29 | 2011-11-01
REIPR-09871 | REIP Solar | GALKA |  | 7.425 | 5568.75 | Residential |  | WALLINGTON | 7057 | 7 | SEA BRIGHT SOLAR, LLC | PSE&G BPU | No | Complete | 2010-11-20 | 2011-09-14 | 2011-10-10 | 2011-11-29
REIPR-09872 | REIP Solar | DEVITTO |  | 3.87 | 2902.5 | Residential |  | LAKEWOOD | 8701 | 18 | KOPP ELECTRIC COMPANY | JCP&L | No | Complete | 2010-11-20 | 2010-12-22 | 2011-02-28 | 2011-05-06
REIPR-09875 | REIP Solar | ZHANG |  | 4.104 | 3078 | Residential |  | BELLE MEAD | 8502 | 5 | AMERICAN RENEWABLE ENERGY, INC | PSE&G BPU | No | Complete | 2010-11-20 | 2011-04-19 | 2011-08-10 | 2011-09-26
REIPR-09876 | REIP Solar | CHAPMAN |  | 8.06 | 5625 | Residential |  | SPRING LAKE | 7762 | 17 | SELF INSTALL | JCP&L | No | Complete | 2010-11-20 | 2011-11-03 | 2011-11-11 | 2012-01-25
REIPR-09877 | REIP Solar | GRANATELLI |  | 9.87 | 5625 | Residential |  | TOMS RIVER | 8755 | 18 | TRINITY HEATING AND AIR | JCP&L | No | Complete | 2010-11-20 | 2011-02-21 | 2011-03-17 | 2011-06-20
REIPR-09878 | REIP Solar | MIDDLESWORTH |  | 9.84 | 5625 | Residential |  | LINWOOD | 8221 | 19 | TRINITY HEATING AND AIR | AC Electric | No | Complete | 2010-11-20 | 2011-02-17 | 2011-03-17 | 2011-06-20
REIPR-09880 | REIP Solar | ROE |  | 6.37 | 4777.5 | Residential |  | BRICK | 8724 | 18 | CORBIN SOLAR SOLUTIONS, LLC | JCP&L | No | Complete | 2010-11-20 | 2010-12-21 | 2011-02-21 | 2011-05-06
REIPR-09882 | REIP Solar | PLUMFIELD |  | 5.92 | 4440 | Residential |  | FARMINGDALE | 7727 | 17 | SEA BRIGHT SOLAR, LLC | JCP&L | No | Complete | 2010-11-20 | 2011-09-29 | 2011-11-11 | 2012-01-25
REIPR-09921 | REIP Solar | DOBSON |  | 9.804 | 5625 | Residential |  | PITTSGROVE | 8318 | 16 | SEA BRIGHT SOLAR, LLC | AC Electric | No | Complete | 2010-11-20 | 2011-09-30 | 2011-10-10 | 2011-11-29
REIPR-09922 | REIP Solar | CUI |  | 8.46 | 5625 | Residential |  | BASKING RIDGE | 7920 | 5 | ACCORD POWER, INC. | JCP&L | No | Complete | 2010-11-20 | 2011-11-22 | 2012-01-24 | 2012-04-04
REIPR-09923 | REIP Solar | LING |  | 4.995 | 3645 | Residential |  | LEDGEWOOD | 7852 | 3 | ACCORD POWER, INC. | JCP&L | No | Complete | 2010-11-20 | 2011-11-22 | 2012-01-24 | 2012-04-04
REIPR-09924 | REIP Solar | CHIAO |  | 5.52 | 3937.5 | Residential |  | PARSIPPANY | 7054 | 3 | ASTON SOLAR | JCP&L | No | Complete | 2010-11-20 | 2011-10-20 | 2011-12-05 | 2012-01-25
REIPR-09925 | REIP Solar | WANG |  | 8.28 | 5625 | Residential |  | PRINCETON | 8540 | 12 | SKY HIGH ENERGY, LLC | PSE&G BPU | No | Complete | 2010-11-20 | 2011-12-22 | 2012-03-01 | 2012-06-19
REIPR-09926 | REIP Solar | MANIAM |  | 7.59 | 5625 | Residential |  | SOMERSET | 8873 | 5 | SKY HIGH ENERGY, LLC | PSE&G BPU | No | Complete | 2010-11-20 | 2011-08-16 | 2011-09-23 | 2011-11-09
REIPR-09927 | REIP Solar | NAKKA |  | 5.98 | 4485 | Residential |  | PRINCETON | 8540 | 12 | SKY HIGH ENERGY, LLC | PSE&G BPU | No | Complete | 2010-11-20 | 2011-08-01 | 2011-09-14 | 2011-11-09
REIPR-09929 | REIP Solar | THIGPEN |  | 9.9 | 5625 | Residential |  | MONMOUTH JUNCTION | 8852 | 11 | SKY HIGH ENERGY, LLC | PSE&G BPU | No | Complete | 2010-11-20 | 2010-12-30 | 2011-02-28 | 2011-05-06
REIPR-09930 | REIP Solar | VALDES |  | 9 | 5625 | Residential |  | HILLSBOROUGH | 8844 | 5 | GEOGENIX | PSE&G BPU | No | Complete | 2010-11-20 | 2011-08-16 | 2011-09-23 | 2011-11-09
REIPR-09931 | REIP Solar | LIPPEL |  | 5.52 | 4140 | Residential | 1 | MANCHESTER | 8759 | 18 | TRINITY HEATING AND AIR | JCP&L | No | Complete | 2010-11-20 | 2011-07-08 | 2011-08-01 | 2011-09-26
REIPR-09933 | REIP Solar | CHEN |  | 8.28 | 5625 | Residential |  | PLAINSBORO | 8536 | 11 | ASTON SOLAR | PSE&G BPU | No | Complete | 2010-11-20 | 2011-10-20 | 2011-12-05 | 2012-01-25
REIPR-09934 | REIP Solar | ENG |  | 7.36 | 5400 | Residential |  | PISCATAWAY | 8854 | 11 | ASTON SOLAR | PSE&G BPU | No | Complete | 2010-11-20 | 2012-02-03 | 2012-03-21 | 2012-06-19
REIPR-09935 | REIP Solar | PEREL |  | 6.44 | 4830 | Residential |  | KENDALL PARK | 8824 | 11 | SKY HIGH ENERGY, LLC | PSE&G BPU | No | Complete | 2010-11-20 | 2011-08-22 | 2011-09-14 | 2011-11-09
REIPR-09939 | REIP Solar | PATEL |  | 5.85 | 4387.5 | Residential |  | EAST BRUNSWICK | 8816 | 11 | MERCURY SOLAR SYSTEMS | PSE&G BPU | No | Complete | 2010-11-20 | 2011-06-08 | 2011-06-21 | 2011-09-14
REIPR-09940 | REIP Solar | SINHA |  | 9.69 | 5625 | Residential |  | EAST BRUNSWICK | 8816 | 11 | MERCURY SOLAR SYSTEMS | PSE&G BPU | No | Complete | 2010-11-20 | 2011-03-22 | 2011-04-14 | 2011-06-20
REIPR-09941 | REIP Solar | LEE |  | 7.875 | 5625 | Residential |  | WEST WINDSOR | 8550 | 12 | MERCURY SOLAR SYSTEMS | JCP&L | No | Complete | 2010-11-20 | 2011-06-03 | 2011-06-21 | 2011-09-14
REIPR-09942 | REIP Solar | HAAS |  | 7.2 | 5400 | Residential |  | FLORENCE | 8518 | 13 | JERSEY SOLAR, LLC | PSE&G BPU | No | Complete | 2010-11-20 | 2011-06-17 | 2011-08-02 | 2011-09-26
REIPR-09943 | REIP Solar | LEIBLEIN |  | 4.05 | 3037.5 | Residential |  | MANCHESTER | 8759 | 18 | SEA BRIGHT SOLAR, LLC | JCP&L | No | Complete | 2010-11-20 | 2011-02-14 | 2011-05-31 | 2011-07-25
REIPR-09944 | REIP Solar | LEHRER |  | 4.62 | 3465 | Residential |  | KENDALL PARK | 8824 | 11 | ACCU-MARK ELECTRIC INC. | PSE&G BPU | No | Complete | 2010-11-20 | 2011-06-09 | 2011-07-11 | 2011-11-08
REIPR-09945 | REIP Solar | MARTZ | TOWNSHIP OF PENNSAUKEN | 6.44 | 4803.75 | Government Facility |  | PENNSAUKEN | 8110 | 14 | PRIME SOLAR POWER | PSE&G BPU | No | Complete | 2010-11-20 | 2011-07-18 | 2012-10-19 | 2013-02-21
REIPR-09948 | REIP Solar | BURSTON |  | 8.74 | 5625 | Residential |  | PLAINSBORO | 8536 | 11 | ASTON SOLAR | PSE&G BPU | No | Complete | 2010-11-20 | 2011-02-10 | 2011-04-04 | 2011-06-20
REIPR-09949 | REIP Solar | TARTAGLIA |  | 4.83 | 3622.5 | Residential |  | WASHINGTON | 7882 | 2 | BILL HODGE ELECTRICAL CONTRACTOR INC | JCP&L | No | Complete | 2010-11-20 | 2011-10-27 | 2011-11-11 | 2012-01-25
REIPR-09950 | REIP Solar | WALLACE |  | 4.176 | 2779.65 | Residential |  | MONTCLAIR | 7043 | 9 | CADMUS CONSTRUCTION, LLC | PSE&G BPU | No | Complete | 2010-11-20 | 2012-03-15 | 2013-05-01 | 2013-05-02
REIPR-09951 | REIP Solar | MOSS |  | 9 | 5625 | Residential |  | WESTVILLE | 8093 | 15 | SEA BRIGHT SOLAR, LLC | PSE&G BPU | No | Complete | 2010-11-20 | 2011-03-30 | 2011-05-31 | 2011-07-25
REIPR-09953 | REIP Solar | FLACH | PATERSON HABITAT FOR HUMANITY | 2.304 | 2257.92 | Non Profit |  | PATERSON | 7501 | 6 | CADMUS CONSTRUCTION, LLC | PSE&G BPU | No | Complete | 2010-11-20 | 2012-03-01 | 2012-03-29 | 2012-06-06
REIPR-09954 | REIP Solar | CARLSON |  | 9.89 | 5625 | Residential |  | WEYMOUTH | 8330 | 19 | SHERWOOD ELECTRIC CO. INC. | AC Electric | No | Complete | 2010-11-20 | 2012-07-05 | 2012-12-14 | 2013-05-02
REIPR-09955 | REIP Solar | SMITH |  | 7.59 | 5568.75 | Residential |  | GLEN GARDINER | 8826 | 4 | GEOSCAPE SOLAR | JCP&L | No | Complete | 2010-11-20 | 2011-09-13 | 2011-11-11 | 2012-01-25
REIPR-09959 | REIP Solar | LIN |  | 5.64 | 4230 | Residential |  | WHIPPANY | 7981 | 3 | ASTON SOLAR | JCP&L | No | Complete | 2010-11-20 | 2011-11-21 | 2012-04-13 | 2012-06-06
REIPR-09960 | REIP Solar | CHEZEM |  | 3.6 | 2700 | Residential |  | CAPE MAY POINT | 8212 | 21 | SEA BRIGHT SOLAR, LLC | AC Electric | No | Complete | 2010-11-20 | 2011-06-29 | 2011-08-19 | 2011-09-26
REIPR-09966 | REIP Solar | DREVES |  | 9.9 | 5625 | Residential |  | HILLSBOROUGH | 8844 | 5 | SKY HIGH ENERGY, LLC | PSE&G BPU | No | Complete | 2010-11-20 | 2011-01-11 | 2011-04-20 | 2011-07-25
REIPR-09967 | REIP Solar | SHAH |  | 9.66 | 5073.05 | Residential |  | PLAINSBORO | 8536 | 11 | SKY HIGH ENERGY, LLC | PSE&G BPU | No | Complete | 2010-11-20 | 2011-06-14 | 2011-07-14 | 2011-11-08
REIPR-09968 | REIP Solar | GLEN |  | 2.25 | 1687.5 | Residential | 0 | MONMOUTH BEACH | 7750 | 17 | SEA BRIGHT SOLAR, LLC | JCP&L | No | Complete | 2010-11-20 | 2011-09-30 | 2011-10-10 | 2011-11-29
REIPR-09969 | REIP Solar | PATEL |  | 6.05 | 4537.5 | Residential |  | SOUTH BRUNSWICK | 8824 | 11 | SKY HIGH ENERGY, LLC | PSE&G BPU | No | Complete | 2010-11-20 | 2010-12-29 | 2011-02-21 | 2011-05-06
REIPR-09971 | REIP Solar | PORROVECCHIO |  | 9.9 | 5625 | Residential |  | KENDALL PARK | 8824 | 11 | SKY HIGH ENERGY, LLC | PSE&G BPU | No | Complete | 2010-11-20 | 2011-01-21 | 2011-03-17 | 2011-06-20
REIPR-09972 | REIP Solar | MARRA |  | 9.89 | 5625 | Residential |  | OLD BRIDGE | 8857 | 11 | SEA BRIGHT SOLAR, LLC | JCP&L | No | Complete | 2010-11-20 | 2011-09-30 | 2011-10-10 | 2011-11-29
REIPR-09975 | REIP Solar | SANTOS |  | 5.59 | 4095 | Residential |  | COLONIA | 7067 | 10 | 1ST LIGHT ENERGY, INC. | PSE&G BPU | No | Complete | 2010-11-20 | 2011-03-16 | 2011-09-14 | 2011-11-09
REIPR-09978 | REIP Solar | DELANO |  | 5.17 | 3795 | Residential | 1 | ROSELLE PARK | 7204 | 10 | TRINITY HEATING AND AIR | PSE&G BPU | No | Complete | 2010-11-20 | 2011-02-25 | 2011-03-25 | 2011-06-20
REIPR-09979 | REIP Solar | GORELICK |  | 9.9 | 5625 | Residential |  | KENDALL PARK | 8824 | 11 | SKY HIGH ENERGY, LLC | PSE&G BPU | No | Complete | 2010-11-20 | 2010-12-23 | 2011-03-17 | 2011-06-20
REIPR-09980 | REIP Solar | JELKS |  | 5.52 | 4140 | Residential |  | NEPTUNE | 7753 | 17 | GEOPEAK ENERGY LLC | JCP&L | No | Complete | 2010-11-20 | 2011-01-03 | 2011-03-17 | 2011-06-20
REIPR-09985 | REIP Solar | DESTEFANO |  | 9.72 | 5625 | Residential |  | FLEMINGTON | 8822 | 4 | E2ECTA, INC. | JCP&L | No | Complete | 2010-11-20 | 2011-11-30 | 2012-02-27 | 2012-06-19
REIPR-09986 | REIP Solar | TESTA |  | 6.75 | 5062.5 | Residential | 1 | MILLVILLE | 8332 | 20 | GO SOLAR ELECTRIC, LLC | AC Electric | No | Complete | 2010-11-20 | 2011-12-01 | 2012-04-13 | 2012-06-06
REIPR-09987 | REIP Solar | TARTAGLIA | NJ INSTITUTE OF TECHNOLOGY | 38.18 | 22500 | School Other |  | NEWARK | 7103 | 9 | LB ELECTRIC CO. LLC | PSE&G BPU | No | Complete | 2010-11-20 | 2011-04-27 | 2011-05-05 | 2011-07-29
REIPR-09988 | REIP Solar | PATEL |  | 7.425 | 5568.75 | Residential |  | KENDALL PARK | 8824 | 11 | SKY HIGH ENERGY, LLC | PSE&G BPU | No | Complete | 2010-11-20 | 2011-05-11 | 2011-08-02 | 2011-09-26
REIPR-10026 | REIP Solar | SHARROTT | SHARROTT ESTATE WINERY, LLC | 26.4 | 25920 | Commercial |  | BLUE ANCHON | 8037 | 19 | SOLAR HOME ENERGY SOLUTIONS | AC Electric | No | Complete | 2010-11-19 | 2011-08-08 | 2011-09-02 | 2011-11-01
REIPR-10028 | REIP Solar | LOSACCO |  | 9.87 | 5625 | Residential | 1 | HOWELL | 7731 | 17 | TRINITY HEATING AND AIR | JCP&L | No | Complete | 2010-11-20 | 2011-03-15 | 2011-04-20 | 2011-07-25
REIPR-10029 | REIP Solar | GAMBLE |  | 9.675 | 5625 | Residential |  | MOORESTOWN | 8057 | 13 | PROVEN RENEWABLE ENERGY, LLC | PSE&G BPU | No | Complete | 2010-11-20 | 2011-04-26 | 2011-05-20 | 2011-07-29
REIPR-10031 | REIP Solar | SA |  | 6.9 | 5175 | Residential | 0 | FORDS | 8863 | 11 | PRO CUSTOM SOLAR | PSE&G BPU | No | Complete | 2010-11-20 | 2011-02-04 | 2011-05-20 | 2011-07-29
REIPR-10034 | REIP Solar | BAKER |  | 8.28 | 5625 | Residential |  | FORKED RIVER | 8731 | 18 | GREEN POWER ENERGY LLC | JCP&L | No | Complete | 2010-11-20 | 2011-08-22 | 2011-10-10 | 2011-11-29
REIPR-10037 | REIP Solar | RUSSO |  | 6.88 | 5160 | Residential |  | MANAHAWKIN | 8050 | 18 | KOPP ELECTRIC COMPANY | AC Electric | No | Complete | 2010-11-20 | 2011-01-31 | 2011-04-04 | 2011-06-20
REIPR-10038 | REIP Solar | ROSNER |  | 9.9 | 5062.5 | Residential |  | BELLE MEAD | 8502 | 5 | SKY HIGH ENERGY, LLC | PSE&G BPU | No | Complete | 2010-11-20 | 2010-12-30 | 2011-03-25 | 2011-06-20
REIPR-10040 | REIP Solar | WU |  | 7.975 | 5625 | Residential |  | BELLE MEAD | 8502 | 5 | SKY HIGH ENERGY, LLC | PSE&G BPU | No | Complete | 2010-11-20 | 2011-07-08 | 2011-08-24 | 2011-11-01
REIPR-10041 | REIP Solar | SHAH |  | 9.99 | 5625 | Residential |  | PLAINSBORO | 8536 | 11 | ASTON SOLAR | PSE&G BPU | No | Complete | 2010-11-20 | 2011-02-04 | 2011-03-17 | 2011-06-20
REIPR-10043 | REIP Solar | ARUNA |  | 3.76 | 2760 | Residential |  | MONROE TWP | 8831 | 11 | TRINITY HEATING AND AIR | JCP&L | No | Complete | 2010-11-20 | 2011-01-20 | 2011-02-28 | 2011-05-06
REIPR-10046 | REIP Solar | SONG |  | 7.74 | 4050 | Residential |  | PLAINSBORO | 8536 | 11 | BLUE SKY TECHNOLOGIES USA | PSE&G BPU | No | Complete | 2010-11-20 | 2010-12-14 | 2011-04-14 | 2011-06-20
REIPR-10047 | REIP Solar | DEGORDON |  | 8.36 | 5625 | Residential |  | GLEN GARDNER | 8826 | 4 | TRINITY HEATING AND AIR | JCP&L | No | Complete | 2010-11-20 | 2011-01-25 | 2011-03-17 | 2011-06-20
REIPR-10048 | REIP Solar | CHANG |  | 5.98 | 3645 | Residential |  | NORTH BRUNSWICK | 8902 | 11 | BLUE SKY TECHNOLOGIES USA | PSE&G BPU | No | Complete | 2010-11-20 | 2011-07-27 | 2012-01-24 | 2012-04-04
REIPR-10049 | REIP Solar | PARKER |  | 5.4 | 4050 | Residential | 1 | MILLVILLE | 8332 | 20 | GO SOLAR ELECTRIC, LLC | AC Electric | No | Complete | 2010-11-20 | 2012-06-28 | 2012-07-30 | 2012-10-03
REIPR-10050 | REIP Solar | MAYER |  | 5.25 | 3150 | Residential |  | MOORESTOWN | 8057 | 13 | PROVEN RENEWABLE ENERGY, LLC | PSE&G BPU | No | Complete | 2010-11-20 | 2011-03-07 | 2011-04-04 | 2011-06-20
REIPR-10052 | REIP Solar | LOVEGREN |  | 9.165 | 5625 | Residential | 1 | BRICK | 8724 | 18 | TRINITY HEATING AND AIR | JCP&L | No | Complete | 2010-11-20 | 2011-03-14 | 2011-04-04 | 2011-06-20
REIPR-10053 | REIP Solar | MACHADO |  | 6.9 | 5175 | Residential |  | SOUTH ORANGE | 7079 | 9 | ONFORCE SOLAR | PSE&G BPU | No | Complete | 2010-11-20 | 2011-05-20 | 2011-07-11 | 2011-11-08
REIPR-10054 | REIP Solar | PANICHELLI |  | 7.65 | 5625 | Residential | 1 | MILLVILLE | 8332 | 20 | GO SOLAR ELECTRIC, LLC | AC Electric | No | Complete | 2010-11-20 | 2011-12-01 | 2012-04-13 | 2012-06-06
REIPR-10056 | REIP Solar | WECKSTEIN |  | 9.9 | 5625 | Residential | 1 | MILLVILLE | 8332 | 20 | GO SOLAR ELECTRIC, LLC | AC Electric | No | Complete | 2010-11-20 | 2011-12-01 | 2012-04-13 | 2012-06-06
REIPR-10058 | REIP Solar | MCNICHOLS |  | 7.755 | 5625 | Residential |  | MULLICA HILL | 8062 | 15 | KAITANNA SOLAR, LLC | AC Electric | No | Complete | 2010-11-20 | 2011-01-03 | 2011-02-21 | 2011-05-06
REIPR-10059 | REIP Solar | LI |  | 6.75 | 5062.5 | Residential |  | HILLSBOROUGH | 8844 | 5 | GEOGENIX | PSE&G BPU | No | Complete | 2010-11-20 | 2011-03-23 | 2011-05-20 | 2011-07-29
REIPR-10060 | REIP Solar | LEONI |  | 9.9 | 5625 | Residential |  | HILLSBOROUGH | 8844 | 5 | SKY HIGH ENERGY, LLC | PSE&G BPU | No | Complete | 2010-11-20 | 2011-10-11 | 2011-11-17 | 2012-01-25
REIPR-10062 | REIP Solar | PAHIRA |  | 9.45 | 5625 | Residential |  | HOLMDEL | 7733 | 17 | SHOOTING STAR SOLAR, LLC | JCP&L | No | Complete | 2010-11-20 | 2011-04-29 | 2011-07-11 | 2011-11-08
REIPR-10063 | REIP Solar | WEITZ |  | 8.525 | 5625 | Residential |  | PLAINSBORO | 8536 | 11 | SKY HIGH ENERGY, LLC | PSE&G BPU | No | Complete | 2010-11-20 | 2011-09-08 | 2011-09-14 | 2011-11-09
REIPR-10064 | REIP Solar | MILLMAN |  | 9.675 | 5625 | Residential |  | SOMERSET | 8873 | 5 | SELF INSTALL | PSE&G BPU | No | Complete | 2010-11-20 | 2011-11-22 | 2012-03-21 | 2012-06-19
REIPR-10065 | REIP Solar | SNOPE |  | 5.06 | 3630 | Residential |  | CALIFON | 8067 | 16 | CORBIN SOLAR SOLUTIONS, LLC | JCP&L | No | Complete | 2010-11-20 | 2011-11-28 | 2012-01-24 | 2012-04-04
REIPR-10066 | REIP Solar | SKINNER |  | 9.9 | 5625 | Residential | 1 | MILLVILLE | 8332 | 20 | GO SOLAR ELECTRIC, LLC | AC Electric | No | Complete | 2010-11-20 | 2012-06-28 | 2012-07-30 | 2012-10-03
REIPR-10067 | REIP Solar | SAHLMAN |  | 8.28 | 5625 | Residential |  | CEDAR KNOLLS | 7927 | 3 | GEOSCAPE SOLAR, LLC | JCP&L | No | Complete | 2010-11-20 | 2011-03-31 | 2011-06-28 | 2011-09-14
REIPR-10068 | REIP Solar | MURRAY |  | 9.675 | 5625 | Residential | 1 | MILLVILLE | 8332 | 20 | GO SOLAR ELECTRIC, LLC | AC Electric | No | Complete | 2010-11-20 | 2012-06-28 | 2012-07-30 | 2012-10-03
REIPR-10069 | REIP Solar | BUURSTRA |  | 4.6 | 3450 | Residential |  | BRANCHBURG | 8876 | 5 | GEOSCAPE SOLAR | JCP&L | No | Complete | 2010-11-20 | 2011-03-02 | 2011-07-11 | 2011-11-08
REIPR-10070 | REIP Solar | PIRONE |  | 9.9 | 5625 | Residential |  | HILLSBOUGH | 8844 | 5 | SKY HIGH ENERGY, LLC | PSE&G BPU | No | Complete | 2010-11-20 | 2011-05-05 | 2011-08-02 | 2011-09-26
REIPR-10073 | REIP Solar | BIRNHAK |  | 4.14 | 3105 | Residential |  | MARGATE | 8402 | 19 | ECLIPSE SOLAR | AC Electric | No | Complete | 2010-11-20 | 2011-09-29 | 2011-10-10 | 2011-11-29
REIPR-10074 | REIP Solar | MOYER |  | 5.5 | 4125 | Residential |  | HILLSBOROUGH | 8844 | 5 | SKY HIGH ENERGY, LLC | PSE&G BPU | No | Complete | 2010-11-20 | 2011-07-28 | 2011-12-08 | 2012-04-04
REIPR-10075 | REIP Solar | PARTIN |  | 5.39 | 4042.5 | Residential |  | SPARTA | 7871 | 1 | EAST COAST ALTERNATIVE ENERGY | JCP&L | No | Complete | 2010-11-20 | 2011-01-04 | 2011-05-31 | 2011-07-25
REIPR-10076 | REIP Solar | BRODOWSKI |  | 7.99 | 5625 | Residential |  | MOUNT HOLLY | 8060 | 13 | SUN TO SUN | PSE&G BPU | No | Complete | 2010-11-20 | 2011-01-07 | 2011-03-25 | 2011-06-20
REIPR-10077 | REIP Solar | PASSARGE |  | 5.98 | 4485 | Residential |  | COLONIA | 7067 | 10 | SEA BRIGHT SOLAR, LLC | PSE&G BPU | No | Complete | 2010-11-20 | 2011-07-26 | 2011-08-01 | 2011-09-26
REIPR-10078 | REIP Solar | THOMAS |  | 3.7 | 2775 | Residential |  | TRENTON | 8690 | 12 | SEA BRIGHT SOLAR, LLC | PSE&G BPU | No | Complete | 2010-11-20 | 2011-09-29 | 2011-12-05 | 2012-01-25
REIPR-10079 | REIP Solar | ALLEN |  | 6.75 | 5062.5 | Residential |  | LEESBURG | 8327 | 20 | SELF INSTALL | AC Electric | No | Complete | 2010-11-20 | 2010-12-29 | 2011-04-20 | 2011-07-25
REIPR-10082 | REIP Solar | RIZZO |  | 9.9 | 5625 | Residential | 1 | MILLVILLE | 8332 | 20 | GO SOLAR ELECTRIC, LLC | AC Electric | No | Complete | 2010-11-20 | 2012-06-28 | 2012-07-30 | 2012-10-03
REIPR-10083 | REIP Solar | BICKLEY |  | 8.55 | 5625 | Residential | 1 | MILLVILLE | 8332 | 20 | GO SOLAR ELECTRIC, LLC | AC Electric | No | Complete | 2010-11-20 | 2011-12-01 | 2012-04-13 | 2012-06-06
REIPR-10085 | REIP Solar | BRUNO |  | 3.69 | 2760 | Residential |  | HILLSBOROUGH | 8844 | 5 | TRINITY HEATING AND AIR | PSE&G BPU | No | Complete | 2010-11-20 | 2010-12-14 | 2011-03-25 | 2011-06-20
REIPR-10086 | REIP Solar | GLOVIER |  | 9.9 | 5625 | Residential |  | PRINCETON | 8540 | 12 | JERSEY SOLAR, LLC | PSE&G BPU | No | Complete | 2010-11-20 | 2010-12-10 | 2011-02-09 | 2011-05-06
REIPR-10089 | REIP Solar | CHIN |  | 9.075 | 5625 | Residential |  | KENDALL PARK | 8824 | 11 | SKY HIGH ENERGY, LLC | PSE&G BPU | No | Complete | 2010-11-20 | 2011-09-19 | 2011-09-23 | 2011-11-09
REIPR-10090 | REIP Solar | VALDES |  | 9.9 | 5625 | Residential |  | WAYNE | 7470 | 6 | GEOGENIX | PSE&G BPU | No | Complete | 2010-11-20 | 2012-01-26 | 2012-02-09 | 2012-05-31
REIPR-10091 | REIP Solar | TRITZ |  | 8.25 | 5625 | Residential |  | KENDALL PARK | 8824 | 11 | SKY HIGH ENERGY, LLC | PSE&G BPU | No | Complete | 2010-11-20 | 2011-02-25 | 2011-04-04 | 2011-06-20
REIPR-10092 | REIP Solar | KISTLE |  | 9.68 | 5625 | Residential |  | SANDYSTON | 7826 | 1 | EAST COAST ALTERNATIVE ENERGY | JCP&L | No | Complete | 2010-11-20 | 2010-12-06 | 2011-02-09 | 2011-05-06
REIPR-10093 | REIP Solar | MILES |  | 7.59 | 5625 | Residential |  | SWEDESBORO | 8085 | 15 | SOLAR WORKS NJ | AC Electric | No | Complete | 2010-11-20 | 2011-03-07 | 2011-05-20 | 2011-07-29
REIPR-10094 | REIP Solar | NICHOLSON |  | 8.904 | 5625 | Residential |  | FRANKLINVILLE | 8322 | 15 | NOGGINHAUS, LLC | AC Electric | No | Complete | 2010-11-20 | 2011-01-10 | 2011-04-04 | 2011-06-20
REIPR-10096 | REIP Solar | HOINOWSKI |  | 9.87 | 5625 | Residential |  | ASBURY | 8802 | 4 | SJN CONSTRUCTION SERVICES, INC. | JCP&L | No | Complete | 2010-11-20 | 2011-12-02 | 2012-01-05 | 2012-04-04
REIPR-10097 | REIP Solar | SCALO |  | 4.95 | 2932.5 | Residential |  | CEDAR GROVE | 7009 | 9 | ONFORCE SOLAR | PSE&G BPU | No | Complete | 2010-11-20 | 2011-08-11 | 2011-09-27 | 2011-11-09
REIPR-10098 | REIP Solar | SHAPIRO |  | 9.99 | 5625 | Residential |  | JACKSON | 8527 | 18 | MERCURY SOLAR SYSTEMS | JCP&L | No | Complete | 2010-11-20 | 2011-07-21 | 2011-08-01 | 2011-09-26
REIPR-10099 | REIP Solar | ANTOLINI |  | 4.05 | 3037.5 | Residential | 1 | MILLVILLE | 8332 | 20 | GO SOLAR ELECTRIC, LLC | AC Electric | No | Complete | 2010-11-20 | 2011-12-01 | 2012-04-13 | 2012-06-06
REIPR-10100 | REIP Solar | HAINES |  | 9.45 | 5625 | Residential | 1 | MILLVILLE | 8332 | 20 | GO SOLAR ELECTRIC, LLC | AC Electric | No | Complete | 2010-11-20 | 2011-12-01 | 2012-04-13 | 2012-06-06
REIPR-10101 | REIP Solar | BAART |  | 8.325 | 5625 | Residential |  | ABSECON | 8201 | 19 | BRITE IDEA ENERGY | AC Electric | No | Complete | 2010-11-20 | 2011-06-14 | 2011-07-11 | 2011-11-08
REIPR-10102 | REIP Solar | YOUNG |  | 5.4 | 4050 | Residential | 1 | MILLVILLE | 8332 | 20 | GO SOLAR ELECTRIC, LLC | AC Electric | No | Complete | 2010-11-20 | 2011-12-01 | 2012-04-13 | 2012-06-06
REIPR-10103 | REIP Solar | WYSOCKI |  | 2.275 | 1706.25 | Residential |  | PENNSVILLE | 8070 | 16 | WYSOCKI ELECTRIC, INC | AC Electric | No | Complete | 2010-11-20 | 2011-08-17 | 2011-09-14 | 2011-11-09
REIPR-10104 | REIP Solar | PETRECCA |  | 7.36 | 5520 | Residential |  | ALLENTOWN | 8501 | 17 | ECLIPSE SOLAR | JCP&L | No | Complete | 2010-11-20 | 2011-12-21 | 2012-01-24 | 2012-04-04
REIPR-10105 | REIP Solar | LIU |  | 10 | 5625 | Residential | 1 | CRANBURY | 8512 | 11 | GREENTECH SOLAR USA, LLC | PSE&G BPU | No | Complete | 2010-11-20 | 2012-01-11 | 2012-04-13 | 2012-06-06
REIPR-10106 | REIP Solar | BRUNTON |  | 8.25 | 5625 | Residential |  | RARITAN | 8869 | 5 | SKY HIGH ENERGY, LLC | PSE&G BPU | No | Complete | 2010-11-20 | 2011-02-28 | 2011-05-20 | 2011-07-29
REIPR-10108 | REIP Solar | WHITEHILL |  | 3.96 | 2970 | Residential |  | ISLAND HEIGHTS | 8732 | 18 | KOPP ELECTRIC COMPANY | JCP&L | No | Complete | 2010-11-20 | 2010-12-23 | 2011-04-14 | 2011-06-20
REIPR-10110 | REIP Solar | SALIB |  | 9.2 | 5625 | Residential |  | FREEHOLD | 7728 | 17 | SOLULAR LLC. II | JCP&L | No | Complete | 2010-11-20 | 2011-07-08 | 2011-09-14 | 2011-11-09
REIPR-10111 | REIP Solar | MEHROTRA |  | 6.05 | 4537.5 | Residential |  | BRIDGEWATER | 8807 | 5 | SKY HIGH ENERGY, LLC | PSE&G BPU | No | Complete | 2010-11-20 | 2011-11-28 | 2012-01-11 | 2012-04-04
REIPR-10112 | REIP Solar | KESSLER |  | 7.425 | 5568.75 | Residential |  | KENDALL PARK | 8824 | 11 | SKY HIGH ENERGY, LLC | PSE&G BPU | No | Complete | 2010-11-20 | 2011-01-31 | 2011-03-17 | 2011-06-20
REIPR-10113 | REIP Solar | DOWLING |  | 9.9 | 5625 | Residential |  | HILLSBOROUGH | 8844 | 5 | SKY HIGH ENERGY, LLC | PSE&G BPU | No | Complete | 2010-11-20 | 2011-06-15 | 2011-08-02 | 2011-09-26
REIPR-10114 | REIP Solar | POWELL |  | 9.4 | 5625 | Residential | 1 | EGG HARBOR TWP | 8234 | 19 | TRINITY HEATING AND AIR | AC Electric | No | Complete | 2010-11-20 | 2011-11-28 | 2012-01-05 | 2012-04-04
REIPR-10116 | REIP Solar | OKAYA |  | 6.21 | 4657.5 | Residential |  | HOBOKEN | 7030 | 8 | SEA BRIGHT SOLAR, LLC | PSE&G BPU | No | Complete | 2010-11-20 | 2011-10-11 | 2011-10-25 | 2011-11-29
REIPR-10117 | REIP Solar | LI |  | 9.87 | 5625 | Residential |  | MARLBORO | 7746 | 17 | NJ SOLAR SYSTEM LLC | JCP&L | No | Complete | 2010-11-20 | 2011-07-27 | 2011-08-29 | 2011-11-01
REIPR-10118 | REIP Solar | TAN |  | 9.165 | 5625 | Residential |  | EAST BRUNSWICK | 7936 | 3 | TRINITY HEATING AND AIR | PSE&G BPU | No | Complete | 2010-11-20 | 2011-07-29 | 2011-08-10 | 2011-09-26
REIPR-10119 | REIP Solar | WANG |  | 8.5 | 5625 | Residential |  | MONMOUTH JUNCTION | 8852 | 11 | GREENTECH SOLAR USA, LLC | PSE&G BPU | No | Complete | 2010-11-20 | 2011-11-10 | 2012-02-27 | 2012-06-19
REIPR-10120 | REIP Solar | CRONIN | BRISE LLC | 9.87 | 5625 | Residential |  | NORMANDY BEACH | 8739 | 18 | SUREWAVE SOLAR/LIGHTWAVE | JCP&L | No | Complete | 2010-11-22 | 2011-04-01 | 2011-07-14 | 2011-11-08
REIPR-10121 | REIP Solar | STEVENS |  | 7.92 | 5054.06 | Residential |  | OAKLYN | 8107 | 14 | TRINITY HEATING AND AIR | PSE&G BPU | No | Complete | 2010-11-22 | 2011-11-28 | 2012-04-13 | 2012-06-06
REIPR-10122 | REIP Solar | ROBEY |  | 8.51 | 5625 | Residential |  | CEDAR BROOK | 8018 | 14 | GO SOLAR ELECTRIC, LLC | AC Electric | No | Complete | 2010-11-22 | 2011-10-07 | 2011-10-25 | 2011-11-29
REIPR-10123 | REIP Solar | TERHUNE |  | 9.66 | 5625 | Residential |  | HILLSBOROUGH | 8844 | 5 | ALIEN FUEL INC | JCP&L | No | Complete | 2010-11-22 | 2011-03-30 | 2011-05-20 | 2011-07-29
REIPR-10124 | REIP Solar | CARTER |  | 6.11 | 4582.5 | Residential |  | BRIDGETON | 8302 | 20 | RCL ENTERPRISES INC. | AC Electric | No | Complete | 2010-11-22 | 2011-01-05 | 2011-02-28 | 2011-05-06
REIPR-10125 | REIP Solar | GRUMET |  | 9.66 | 5625 | Residential | 1 | MARLBORO | 7746 | 17 | GARDEN STATE SOLAR LLC | JCP&L | No | Complete | 2010-11-22 | 2011-08-05 | 2011-08-19 | 2011-09-26
REIPR-10126 | REIP Solar | MCLELLAN |  | 7.755 | 5625 | Residential |  | BRICK | 8723 | 18 | TRINITY HEATING AND AIR | JCP&L | No | Complete | 2010-11-22 | 2011-02-14 | 2011-04-04 | 2011-06-20
REIPR-10128 | REIP Solar | GRIPPI |  | 6.05 | 4537.5 | Residential |  | EAST BRUNSWICK | 8816 | 11 | SKY HIGH ENERGY, LLC | PSE&G BPU | No | Complete | 2010-11-22 | 2011-10-11 | 2011-11-17 | 2012-01-25
REIPR-10129 | REIP Solar | LAKSHMINARASIMHAN |  | 9.9 | 5625 | Residential |  | PRINCETON | 8540 | 12 | SKY HIGH ENERGY, LLC | PSE&G BPU | No | Complete | 2010-11-22 | 2011-07-21 | 2011-09-14 | 2011-11-09
REIPR-10130 | REIP Solar | COHEN |  | 7.425 | 5568.75 | Residential |  | MONMOUTH JUNCTION | 8852 | 11 | SKY HIGH ENERGY, LLC | PSE&G BPU | No | Complete | 2010-11-22 | 2011-03-01 | 2011-04-20 | 2011-07-25
REIPR-10131 | REIP Solar | KIFNIDIS |  | 8.93 | 5625 | Residential | 1 | FREEHOLD | 7728 | 17 | TRINITY HEATING AND AIR | JCP&L | No | Complete | 2010-11-22 | 2011-09-15 | 2011-09-27 | 2011-11-09
REIPR-10132 | REIP Solar | SIENKIEWICZ |  | 9.66 | 5625 | Residential | 1 | OLD BRIDGE | 8857 | 11 | TRINITY HEATING AND AIR | JCP&L | No | Complete | 2010-11-22 | 2011-07-26 | 2011-08-01 | 2011-09-26
REIPR-10133 | REIP Solar | LEHMAN |  | 9.635 | 5625 | Residential |  | HAMILTON SQUARE | 8690 | 12 | MERCURY SOLAR SYSTEMS | PSE&G BPU | No | Complete | 2010-11-22 | 2011-01-11 | 2011-03-17 | 2011-06-20
REIPR-10134 | REIP Solar | KUHAR |  | 8.1 | 5625 | Residential | 1 | MILLVILLE | 8332 | 20 | GO SOLAR ELECTRIC, LLC | AC Electric | No | Complete | 2010-11-22 | 2011-12-01 | 2012-04-13 | 2012-06-06
REIPR-10135 | REIP Solar | URGLAVITCH |  | 9 | 5625 | Residential | 1 | MILLVILLE | 8332 | 20 | GO SOLAR ELECTRIC, LLC | AC Electric | No | Complete | 2010-11-22 | 2011-12-01 | 2012-04-13 | 2012-06-06
REIPR-10136 | REIP Solar | REIF JR. |  | 7.2 | 5400 | Residential | 1 | MILLVILLE | 8332 | 20 | GO SOLAR ELECTRIC, LLC | AC Electric | No | Complete | 2010-11-22 | 2011-12-01 | 2012-04-13 | 2012-06-06
REIPR-10137 | REIP Solar | YANOSO |  | 9.075 | 5625 | Residential |  | RARITAN | 8869 | 5 | SKY HIGH ENERGY, LLC | PSE&G BPU | No | Complete | 2010-11-22 | 2011-11-09 | 2011-12-08 | 2012-04-04
REIPR-10138 | REIP Solar | POLYAKOV |  | 7.425 | 5220.7 | Residential |  | RARITAN | 8869 | 5 | SKY HIGH ENERGY, LLC | PSE&G BPU | No | Complete | 2010-11-22 | 2011-03-02 | 2011-08-02 | 2011-09-26
REIPR-10140 | REIP Solar | HARPER | RICHWOOD UNITED METHODIST CHURCH | 20.16 | 14805 | Non Profit |  | RICHWOOD | 8074 | 15 | KAITANNA SOLAR, LLC | AC Electric | No | Complete | 2010-11-22 | 2011-12-06 | 2012-02-10 | 2012-05-31
REIPR-10141 | REIP Solar | DUGGIRALA |  | 9.9 | 5392.97 | Residential |  | RARITAN | 8869 | 5 | SKY HIGH ENERGY, LLC | PSE&G BPU | No | Complete | 2010-11-22 | 2011-10-11 | 2011-11-17 | 2012-01-25
REIPR-10142 | REIP Solar | HUANG |  | 6.05 | 4537.5 | Residential |  | EDISON | 8837 | 11 | SKY HIGH ENERGY, LLC | PSE&G BPU | No | Complete | 2010-11-22 | 2011-02-15 | 2011-04-14 | 2011-06-20
REIPR-10144 | REIP Solar | LEMELLE |  | 9.9 | 5625 | Residential |  | HILLSBOROUGH | 8844 | 5 | SKY HIGH ENERGY, LLC | PSE&G BPU | No | Complete | 2010-11-22 | 2011-10-19 | 2011-10-24 | 2011-11-29
REIPR-10145 | REIP Solar | CRESENZO |  | 9.66 | 5625 | Residential | 1 | FOLSOM | 8037 | 19 | GO SOLAR ELECTRIC, LLC | AC Electric | No | Complete | 2010-11-22 | 2011-10-07 | 2011-10-25 | 2011-11-29
REIPR-10146 | REIP Solar | RITCHIE |  | 7.2 | 5400 | Residential | 1 | MILLVILLE | 8332 | 20 | GO SOLAR ELECTRIC, LLC | AC Electric | No | Complete | 2010-11-22 | 2011-12-01 | 2012-04-13 | 2012-06-06
REIPR-10147 | REIP Solar | O'HARA |  | 9.576 | 5625 | Residential |  | MOUNT LAUREL | 8054 | 13 | SEA BRIGHT SOLAR, LLC | PSE&G BPU | No | Complete | 2010-11-22 | 2011-03-31 | 2011-04-14 | 2011-06-20
REIPR-10148 | REIP Solar | TULLY | BERGENFIELD BOE | 49.725 | 22500 | School Public K-12 |  | BERGENFIELD | 7621 | 7 | SAL'S ELECTRIC CO. | PSE&G BPU | No | Complete | 2010-11-22 | 2011-05-18 | 2011-06-28 | 2011-09-14
REIPR-10149 | REIP Solar | PATEL |  | 5.06 | 3795 | Residential |  | SOMERSET | 8873 | 5 | SKY HIGH ENERGY, LLC | PSE&G BPU | No | Complete | 2010-11-22 | 2011-10-10 | 2011-10-25 | 2011-11-29
REIPR-10150 | REIP Solar | SHEPPARD |  | 5.04 | 3780 | Residential |  | VINELAND | 8360 | 20 | ASC SOLAR SOLUTIONS, LLC #2 | Vineland Muni Elec | No | Complete | 2010-11-22 | 2012-03-14 | 2012-04-13 | 2012-06-06
REIPR-10152 | REIP Solar | PANDIT |  | 9.9 | 2760 | Residential |  | KENDALL PARK | 8824 | 11 | SKY HIGH ENERGY, LLC | PSE&G BPU | No | Complete | 2010-11-22 | 2011-12-13 | 2012-01-11 | 2012-04-04
REIPR-10153 | REIP Solar | SRIKANTAIAH |  | 5.06 | 3780 | Residential |  | SOMERSET | 8873 | 5 | THE SOLAR CENTER, INC. | PSE&G BPU | No | Complete | 2010-11-22 | 2011-08-16 | 2011-09-27 | 2011-11-09
REIPR-10154 | REIP Solar | NOVAK |  | 7.4 | 5520 | Residential |  | TOMS RIVER | 8753 | 18 | GREEN POWER ENERGY LLC | JCP&L | No | Complete | 2010-11-22 | 2011-07-18 | 2011-08-29 | 2011-11-01
REIPR-10155 | REIP Solar | BENNETT |  | 7.955 | 5625 | Residential |  | HILLSBOROUGH | 8844 | 5 | FUTURE SOLUTIONS CONTRACTING, LLC | JCP&L | No | Complete | 2010-11-22 | 2011-07-26 | 2011-08-01 | 2011-09-26
REIPR-10156 | REIP Solar | MCSPIRITT |  | 8.8 | 5625 | Residential |  | HILLSBOROUGH | 8844 | 5 | SKY HIGH ENERGY, LLC | PSE&G BPU | No | Complete | 2010-11-22 | 2011-03-31 | 2011-07-12 | 2011-11-08
REIPR-10160 | REIP Solar | MANFREDO |  | 9.6 | 5625 | Residential |  | MARLTON | 8053 | 13 | RENERGY, INC. | PSE&G BPU | No | Complete | 2010-11-22 | 2011-07-21 | 2011-08-29 | 2011-11-01
REIPR-10161 | REIP Solar | HARKEY |  | 6.336 | 4368 | Residential |  | TUCKERTON | 8087 | 18 | 4BESTSOLAR, LLC | AC Electric | No | Complete | 2010-11-22 | 2011-08-09 | 2011-09-02 | 2011-11-01
REIPR-10162 | REIP Solar | OBRIEN |  | 9.8 | 5625 | Residential |  | HAMMONTON | 8037 | 19 | RENERGY, INC. | AC Electric | No | Complete | 2010-11-22 | 2011-01-18 | 2011-02-28 | 2011-05-06
REIPR-10163 | REIP Solar | ERBLAND |  | 6.075 | 4556.25 | Residential | 1 | MILLVILLE | 8332 | 20 | GO SOLAR ELECTRIC, LLC | AC Electric | No | Complete | 2010-11-22 | 2011-12-01 | 2012-04-13 | 2012-06-06
REIPR-10164 | REIP Solar | FENWICK |  | 5.16 | 3870 | Residential |  | TOMS RIVER | 8753 | 18 | KOPP ELECTRIC COMPANY | JCP&L | No | Complete | 2010-11-22 | 2011-01-10 | 2011-02-28 | 2011-05-06
REIPR-10165 | REIP Solar | BOUCARD |  | 8.74 | 5625 | Residential |  | HILLSBOROUGH | 8844 | 5 | SKY HIGH ENERGY, LLC | PSE&G BPU | No | Complete | 2010-11-22 | 2011-02-01 | 2011-03-25 | 2011-06-20
REIPR-10166 | REIP Solar | PARK |  | 7.36 | 5520 | Residential |  | PALISADES PARK | 7650 | 7 | GEOSCAPE SOLAR | PSE&G BPU | No | Complete | 2010-11-22 | 2012-01-06 | 2012-02-27 | 2012-06-19
REIPR-10167 | REIP Solar | ROBERTS |  | 5.4 | 4050 | Residential | 1 | MILLVILLE | 8332 | 20 | GO SOLAR ELECTRIC, LLC | AC Electric | No | Complete | 2010-11-22 | 2011-12-01 | 2012-04-13 | 2012-06-06
REIPR-10168 | REIP Solar | CAR |  | 7 | 4500 | Residential |  | PENNINGTON | 8534 | 12 | 4 BESTSOLAR | PSE&G BPU | No | Complete | 2010-11-22 | 2011-03-23 | 2011-05-05 | 2011-07-29
REIPR-10169 | REIP Solar | CLAIR |  | 9.87 | 5625 | Residential |  | SALEM | 8079 | 16 | RCL ENTERPRISES INC. | AC Electric | No | Complete | 2010-11-22 | 2011-11-28 | 2012-01-24 | 2012-04-04
REIPR-10170 | REIP Solar | YANG |  | 4.84 | 3630 | Residential |  | PLAINSBORO | 8536 | 11 | AMERICAN RENEWABLE ENERGY, INC | PSE&G BPU | No | Complete | 2010-11-22 | 2011-08-16 | 2011-09-02 | 2011-11-01
REIPR-10171 | REIP Solar | SUN |  | 4.41 | 3000 | Residential |  | HACKETTSTOWN | 7840 | 2 | 4 BESTSOLAR | JCP&L | No | Complete | 2010-11-22 | 2011-05-18 | 2011-08-01 | 2011-09-26
REIPR-10172 | REIP Solar | SIMONIAN |  | 5.875 | 4406.25 | Residential |  | PENNINGTON | 8534 | 12 | 4 BESTSOLAR | PSE&G BPU | No | Complete | 2010-11-22 | 2012-02-16 | 2012-03-21 | 2012-06-19
REIPR-10173 | REIP Solar | VARNER |  | 9.9 | 5625 | Residential | 1 | MILLVILLE | 8332 | 20 | GO SOLAR ELECTRIC, LLC | AC Electric | No | Complete | 2010-11-22 | 2011-12-01 | 2012-04-13 | 2012-06-06
REIPR-10174 | REIP Solar | FEI |  | 4.23 | 2475 | Residential |  | KENDALL PARK | 8824 | 11 | SKY HIGH ENERGY, LLC | PSE&G BPU | No | Complete | 2010-11-22 | 2011-10-24 | 2011-10-24 | 2011-11-29
REIPR-10176 | REIP Solar | CASEY |  | 8.46 | 5625 | Residential |  | HOWELL | 7727 | 17 | FOUR POINT REFRIGERATION CO., INC. | JCP&L | No | Complete | 2010-11-22 | 2011-09-06 | 2011-10-10 | 2011-11-29
REIPR-10177 | REIP Solar | ROTTINO | EDGEWATER BOARD OF EDUCATION | 40.56 | 22500 | School Public K-12 |  | EDGEWATER | 7020 | 7 | SAL'S ELECTRIC CO. | PSE&G BPU | No | Complete | 2010-11-22 | 2011-04-27 | 2011-06-28 | 2011-09-14
REIPR-10178 | REIP Solar | FROST |  | 10 | 5625 | Residential |  | SOMERSET | 8873 | 5 | GREENTECH SOLAR USA, LLC | PSE&G BPU | No | Complete | 2010-11-22 | 2011-10-20 | 2011-12-08 | 2012-04-04
REIPR-10179 | REIP Solar | OKESON |  | 8.46 | 5625 | Residential |  | BRANCHVILLE | 7826 | 1 | EAST COAST ALTERNATIVE ENERGY | JCP&L | No | Complete | 2010-11-22 | 2011-07-28 | 2011-08-10 | 2011-09-26
REIPR-10180 | REIP Solar | BRANCONE |  | 4.3 | 2902.5 | Residential |  | WAYNE | 7470 | 6 | THE SOLAR CENTER, INC. | PSE&G BPU | No | Complete | 2010-11-22 | 2011-01-28 | 2011-03-17 | 2011-06-20
REIPR-10182 | REIP Solar | MARKOWITZ |  | 7.4 | 5550 | Residential |  | BURLINGTON | 8016 | 13 | TRINITY HEATING AND AIR | PSE&G BPU | No | Complete | 2010-11-22 | 2011-11-28 | 2012-01-05 | 2012-04-04
REIPR-10184 | REIP Solar | GROMEK |  | 8.51 | 5625 | Residential | 1 | LAWRENCE TWP | 8648 | 12 | FUTURE SOLUTIONS CONTRACTING, LLC | PSE&G BPU | No | Complete | 2010-11-22 | 2011-04-06 | 2011-05-20 | 2011-07-29
REIPR-10402 | REIP Solar | WOHLRAB |  | 6.3 | 4725 | Residential |  | TOMS RIVER | 8753 | 18 | KOPP ELECTRIC COMPANY | JCP&L | No | Complete | 2010-12-06 | 2011-01-31 | 2011-04-04 | 2011-06-20
REIPR-10403 | REIP Solar | MANDRONA |  | 3.96 | 2970 | Residential |  | LOWER BANK | 8215 | 19 | KOPP ELECTRIC COMPANY | AC Electric | No | Complete | 2010-12-06 | 2011-10-28 | 2011-11-11 | 2012-01-25
REIPR-10404 | REIP Solar | MURAWSKI |  | 7.99 | 5625 | Residential | 1 | HAMILTON | 8619 | 12 | TRINITY HEATING AND AIR | PSE&G BPU | No | Complete | 2010-12-06 | 2011-04-21 | 2011-05-20 | 2011-07-29
REIPR-10405 | REIP Solar | SCHWARTZ |  | 4.7 | 3450 | Residential | 1 | PHILLIPSBURG | 8865 | 2 | TRINITY HEATING AND AIR | JCP&L | No | Complete | 2010-12-06 | 2011-06-23 | 2011-07-14 | 2011-11-08
REIPR-10406 | REIP Solar | NALLY |  | 8.4 | 5625 | Residential |  | NUTLEY | 7110 | 9 | 1ST LIGHT ENERGY, INC. | PSE&G BPU | No | Complete | 2010-12-06 | 2011-09-30 | 2011-12-08 | 2012-04-04
REIPR-10409 | REIP Solar | VOHRA |  | 9.9 | 5625 | Residential |  | PRINCETON | 8550 | 12 | SKY HIGH ENERGY, LLC | PSE&G BPU | No | Complete | 2010-12-06 | 2011-10-11 | 2011-10-25 | 2011-11-29
REIPR-10410 | REIP Solar | GELLER |  | 7.52 | 5625 | Residential |  | BRICK | 8724 | 18 | FOUR POINT REFRIGERATION CO., INC. | JCP&L | No | Complete | 2010-12-06 | 2011-09-30 | 2011-12-05 | 2012-01-25
REIPR-10411 | REIP Solar | YEH |  | 5.75 | 4112.5 | Residential |  | BRIDGEWATER | 8807 | 5 | CMI ENERGY, LLC | JCP&L | No | Complete | 2010-12-06 | 2012-07-26 | 2012-12-14 | 2013-05-02
REIPR-10412 | REIP Solar | VAN DEERLIN |  | 9.87 | 5625 | Residential |  | MOORESTOWN | 8057 | 13 | ALLSEASON CONSTRUCTION | PSE&G BPU | No | Complete | 2010-12-06 | 2011-11-01 | 2011-12-05 | 2012-01-25
REIPR-10414 | REIP Solar | KING |  | 7.14 | 5040 | Residential |  | MONTCLAIR TWP | 7042 | 9 | 1ST LIGHT ENERGY, INC. | PSE&G BPU | No | Complete | 2010-12-06 | 2011-03-30 | 2011-06-08 | 2011-07-25
REIPR-10415 | REIP Solar | WOOLFOLK |  | 3.76 | 2760 | Residential | 1 | JAMESBURG | 8831 | 11 | TRINITY HEATING AND AIR | JCP&L | No | Complete | 2010-12-06 | 2011-05-09 | 2011-06-21 | 2011-09-14
REIPR-10416 | REIP Solar | CARLIN |  | 9.87 | 5625 | Residential | 1 | MARLBORO | 7746 | 17 | TRINITY HEATING AND AIR | JCP&L | No | Complete | 2010-12-06 | 2011-04-14 | 2011-05-05 | 2011-07-29
REIPR-10419 | REIP Solar | BABECKI |  | 7.6 | 5625 | Residential |  | TRENTON | 8619 | 12 | SUNRAY SOLAR, INC. | PSE&G BPU | No | Complete | 2010-12-06 | 2011-07-26 | 2011-09-02 | 2011-11-01
REIPR-10420 | REIP Solar | RISORTO |  | 7.975 | 5625 | Residential |  | SOMERSET | 8873 | 5 | SKY HIGH ENERGY, LLC | PSE&G BPU | No | Complete | 2010-12-06 | 2011-10-19 | 2011-10-25 | 2011-11-29
REIPR-10421 | REIP Solar | PHILLIPS |  | 5.735 | 4301.25 | Residential |  | MAYS LANDING | 8330 | 19 | MERCURY SOLAR SYSTEMS | AC Electric | No | Complete | 2010-12-06 | 2011-07-15 | 2011-08-01 | 2011-09-26
REIPR-10422 | REIP Solar | GUTIERREZ |  | 9.99 | 5625 | Residential | 1 | PISCATAWAY | 8854 | 11 | ECOLOGICAL SYSTEMS-MANALAPAN | PSE&G BPU | No | Complete | 2010-12-06 | 2011-09-22 | 2011-09-27 | 2011-11-09
REIPR-10423 | REIP Solar | LIU |  | 9.87 | 5625 | Residential |  | BOONTON | 7005 | 3 | NJ SOLAR SYSTEM LLC | JCP&L | No | Complete | 2010-12-06 | 2011-10-31 | 2011-11-11 | 2012-01-25
REIPR-10425 | REIP Solar | ROSE |  | 9.9 | 5505.47 | Residential |  | HILLSBOROUGH | 8844 | 5 | SKY HIGH ENERGY, LLC | PSE&G BPU | No | Complete | 2010-12-06 | 2011-09-22 | 2011-10-24 | 2011-11-29
REIPR-10426 | REIP Solar | GUIRGUIS |  | 5.824 | 4320 | Residential |  | HOWELL | 7731 | 17 | CODE GREEN SOLAR, LLC | JCP&L | No | Complete | 2010-12-06 | 2011-03-01 | 2011-03-25 | 2011-06-20
REIPR-10430 | REIP Solar | SHECKLER |  | 8.085 | 5625 | Residential |  | WEST LONG BRANCH | 7764 | 17 | INFINITY SOLAR POWER, LLC | JCP&L | No | Complete | 2010-12-08 | 2011-01-05 | 2011-03-25 | 2011-06-20
REIPR-10431 | REIP Solar | MCPHEARSON |  | 9.87 | 5625 | Residential |  | JACKSON | 8527 | 18 | TRINITY HEATING AND AIR | JCP&L | No | Complete | 2010-12-06 | 2011-04-26 | 2011-05-05 | 2011-07-29
REIPR-10432 | REIP Solar | TORRES |  | 7.52 | 5520 | Residential | 1 | BAYONNE | 7002 | 8 | TRINITY HEATING AND AIR | PSE&G BPU | No | Complete | 2010-12-06 | 2011-02-25 | 2011-04-14 | 2011-06-20
REIPR-10433 | REIP Solar | BABAOGLU |  | 5.64 | 4140 | Residential | 1 | JACKSON | 8527 | 18 | TRINITY HEATING AND AIR | JCP&L | No | Complete | 2010-12-06 | 2011-03-18 | 2011-05-05 | 2011-07-29
REIPR-10434 | REIP Solar | HEINRICHS |  | 8.82 | 5273.44 | Residential |  | HIGHTSTOWN | 8520 | 12 | MERCURY SOLAR SYSTEMS | JCP&L | No | Complete | 2010-12-06 | 2011-02-17 | 2011-05-05 | 2011-07-29
REIPR-10436 | REIP Solar | BANDIREDDY |  | 6.6 | 4950 | Residential |  | SOMERSET | 8873 | 5 | SKY HIGH ENERGY, LLC | PSE&G BPU | No | Complete | 2010-12-06 | 2012-03-26 | 2012-04-26 | 2012-07-24
REIPR-10437 | REIP Solar | ROSEN |  | 7.04 | 5160 | Residential |  | SOMERSET | 8873 | 5 | REC SOLAR, INC. | PSE&G BPU | No | Complete | 2010-12-06 | 2011-07-21 | 2011-09-14 | 2011-11-09
REIPR-10439 | REIP Solar | CHEN |  | 9.87 | 5625 | Residential |  | MONROE TWP | 8831 | 11 | CORBIN SOLAR SOLUTIONS, LLC | JCP&L | No | Complete | 2010-12-06 | 2011-05-18 | 2011-05-31 | 2011-07-25
REIPR-10440 | REIP Solar | WILLIAMS |  | 8.2 | 5625 | Residential | 1 | NEWTON | 7860 | 1 | TRINITY HEATING AND AIR | JCP&L | No | Complete | 2010-12-06 | 2011-11-14 | 2011-12-05 | 2012-01-25
REIPR-10441 | REIP Solar | IACOBUCCI |  | 4.84 | 3630 | Residential |  | COLLINGSWOOD | 8108 | 14 | SUN SAVER SOLAR SYSTEMS 2 | PSE&G BPU | No | Complete | 2010-12-06 | 2011-01-18 | 2011-06-06 | 2011-07-25
REIPR-10443 | REIP Solar | HALL | WEST DEPTFORD B.O.E. | 46.592 | 22500 | School Public K-12 |  | THOROFARE | 8086 | 15 | RAY ANGELINI, INC. | PSE&G BPU | No | Complete | 2010-12-06 | 2011-01-06 | 2011-04-04 | 2011-06-20
REIPR-10444 | REIP Solar | HUMES |  | 8.05 | 5625 | Residential |  | SHREWSBURY | 7702 | 17 | GEOSCAPE SOLAR | JCP&L | No | Complete | 2010-12-06 | 2011-03-30 | 2011-08-01 | 2011-09-26
REIPR-10445 | REIP Solar | ABDOU |  | 3.76 | 2700 | Residential |  | MOUNTAINSIDE | 7092 | 10 | NEW AGE SOLAR, LLC | PSE&G BPU | No | Complete | 2010-12-06 | 2011-12-02 | 2012-01-05 | 2012-04-04
REIPR-10446 | REIP Solar | FRANZ |  | 8.46 | 5625 | Residential |  | HILLSBOROUGH | 8844 | 5 | REC SOLAR, INC. | PSE&G BPU | No | Complete | 2010-12-06 | 2011-05-05 | 2011-09-02 | 2011-11-01
REIPR-10447 | REIP Solar | OSTERMAN |  | 6.12 | 4590 | Residential |  | PENNINGTON | 8534 | 12 | 4 BESTSOLAR | PSE&G BPU | No | Complete | 2010-12-06 | 2011-07-19 | 2011-09-14 | 2011-11-09
REIPR-10449 | REIP Solar | HOANG |  | 6.6 | 4950 | Residential |  | RARITAN | 8869 | 5 | SKY HIGH ENERGY, LLC | PSE&G BPU | No | Complete | 2010-12-06 | 2011-02-16 | 2011-04-04 | 2011-06-20
REIPR-10450 | REIP Solar | MORRIS |  | 8.4 | 5625 | Residential |  | TEWKSBURY TWP. | 7830 | 4 | 4 BESTSOLAR | PSE&G BPU | No | Complete | 2010-12-06 | 2011-03-23 | 2011-05-31 | 2011-07-25
REIPR-10452 | REIP Solar | ADDALIA |  | 4.23 | 3105 | Residential |  | TOMS RIVER | 8753 | 18 | TRINITY HEATING AND AIR | JCP&L | No | Complete | 2010-12-06 | 2011-02-25 | 2011-04-14 | 2011-06-20
REIPR-10453 | REIP Solar | ANIREDDY |  | 4.95 | 3712.5 | Residential |  | PRINCETON | 8540 | 12 | SKY HIGH ENERGY, LLC | PSE&G BPU | No | Complete | 2010-12-06 | 2011-08-31 | 2011-09-23 | 2011-11-09
REIPR-10454 | REIP Solar | GELLER |  | 9.9 | 5625 | Residential |  | FLAGTOWN | 8821 | 5 | SKY HIGH ENERGY, LLC | PSE&G BPU | No | Complete | 2010-12-06 | 2011-06-28 | 2011-10-24 | 2011-11-29
REIPR-10455 | REIP Solar | MEDEIROS |  | 2.035 | 1526.25 | Residential |  | FRANKLINVILLE | 8322 | 15 | ECLIPSE SOLAR | AC Electric | No | Complete | 2010-12-06 | 2011-03-02 | 2011-04-04 | 2011-06-20
REIPR-10456 | REIP Solar | SLOAN |  | 4.92 | 3690 | Residential | 1 | HOWELL | 7731 | 17 | TRINITY HEATING AND AIR | JCP&L | No | Complete | 2010-12-06 | 2011-08-16 | 2011-08-29 | 2011-11-01
REIPR-10457 | REIP Solar | SUSCZCYNKI |  | 5.17 | 3795 | Residential |  | CRANFORD | 7016 | 10 | TRINITY HEATING AND AIR | PSE&G BPU | No | Complete | 2010-12-06 | 2011-03-23 | 2011-04-14 | 2011-06-20
REIPR-10458 | REIP Solar | LARKIN |  | 9.882 | 5625 | Residential |  | LONG BEACH TWP | 8008 | 18 | CORBIN SOLAR SOLUTIONS, LLC | AC Electric | No | Complete | 2010-12-06 | 2011-06-07 | 2011-06-21 | 2011-09-14
REIPR-10459 | REIP Solar | CORGNATI |  | 8.4 | 5625 | Residential |  | EGG HARBOR TWP | 8234 | 19 | RENERGY, INC. | AC Electric | No | Complete | 2010-12-06 | 2011-02-14 | 2011-03-25 | 2011-06-20
REIPR-10463 | REIP Solar | SIVARAM |  | 6.44 | 4830 | Residential |  | SOMERSET | 8873 | 5 | SKY HIGH ENERGY, LLC | PSE&G BPU | No | Complete | 2010-12-06 | 2011-06-27 | 2011-08-24 | 2011-11-01
REIPR-10464 | REIP Solar | WYSOCKI |  | 8.925 | 5625 | Residential |  | SALEM | 8079 | 16 | WYSOCKI ELECTRIC, INC | AC Electric | No | Complete | 2010-12-06 | 2011-01-18 | 2011-03-17 | 2011-06-20
REIPR-10467 | REIP Solar | GROSSMAN |  | 5.28 | 3960 | Residential |  | VOORHEES | 8043 | 14 | SOLAR ENERGY REVOLUTION | PSE&G BPU | No | Complete | 2010-12-06 | 2011-12-15 | 2012-04-13 | 2012-06-06
REIPR-10503 | REIP Solar | JEFFERSON |  | 6.75 | 5062.5 | Residential |  | PISCATAWAY | 8854 | 11 | SEA BRIGHT SOLAR, LLC | PSE&G BPU | No | Complete | 2010-12-08 | 2011-11-08 | 2011-11-17 | 2012-01-25
REIPR-10504 | REIP Solar | EFFINGER |  | 5.52 | 3450 | Residential |  | HAMMONTON | 8037 | 19 | SEA BRIGHT SOLAR, LLC | AC Electric | No | Complete | 2010-12-08 | 2011-08-03 | 2011-08-10 | 2011-09-26
REIPR-10505 | REIP Solar | ARD |  | 7.755 | 5625 | Residential |  | OCEAN | 7712 | 17 | SOLAR ENGINEERING OF NJ | JCP&L | No | Complete | 2010-12-08 | 2011-04-20 | 2011-06-08 | 2011-07-25
REIPR-10506 | REIP Solar | DEIKUN |  | 9.2 | 5625 | Residential | 1 | MANCHESTER | 8759 | 18 | TRINITY HEATING AND AIR | JCP&L | No | Complete | 2010-12-08 | 2011-09-30 | 2011-10-10 | 2011-11-29
REIPR-10507 | REIP Solar | MUSO |  | 9.165 | 5170.08 | Residential | 1 | FORKED RIVER | 8731 | 18 | TRINITY HEATING AND AIR | JCP&L | No | Complete | 2010-12-08 | 2011-11-28 | 2012-04-13 | 2012-06-06
REIPR-10508 | REIP Solar | LIBURDI |  | 9.87 | 5625 | Residential | 1 | TOMS RIVER | 8753 | 18 | TRINITY HEATING AND AIR | JCP&L | No | Complete | 2010-12-08 | 2011-10-27 | 2011-12-05 | 2012-01-25
REIPR-10510 | REIP Solar | O'ROURKE |  | 5.52 | 4140 | Residential |  | ALPHA | 8865 | 2 | MOORE ENERGY LLC. | JCP&L | No | Complete | 2010-12-08 | 2011-08-25 | 2011-10-25 | 2011-11-29
REIPR-10511 | REIP Solar | SHAH |  | 7.05 | 5287.5 | Residential |  | ISELIN | 8830 | 11 | PATEL BUILDERS | PSE&G BPU | No | Complete | 2010-12-08 | 2011-05-10 | 2011-07-11 | 2011-11-08
REIPR-10512 | REIP Solar | DUNSAVAGE |  | 6.72 | 4950 | Residential |  | FREEHOLD | 7728 | 17 | CORBIN SOLAR SOLUTIONS, LLC | JCP&L | No | Complete | 2010-12-08 | 2011-01-24 | 2011-04-04 | 2011-06-20
REIPR-10513 | REIP Solar | ZUMPANO |  | 7.128 | 5346 | Residential |  | EGG HARBOR TWP | 8234 | 19 | CAPE ATLANTIC SOLAR | AC Electric | No | Complete | 2010-12-08 | 2011-05-26 | 2011-08-01 | 2011-09-26
REIPR-10514 | REIP Solar | LEE |  | 5.64 | 4140 | Residential | 1 | JACKSON | 8527 | 18 | TRINITY HEATING AND AIR | JCP&L | No | Complete | 2010-12-08 | 2011-05-09 | 2011-05-31 | 2011-07-25
REIPR-10515 | REIP Solar | FLEMING |  | 9.89 | 5625 | Residential |  | LANDING | 7850 | 3 | A-TOP ALTERNATIVE ENERGY | JCP&L | No | Complete | 2010-12-08 | 2011-01-21 | 2011-04-14 | 2011-06-20
REIPR-10516 | REIP Solar | KHAN |  | 5.5 | 4125 | Residential |  | FRANKLIN PARK | 8823 | 5 | SKY HIGH ENERGY, LLC | PSE&G BPU | No | Complete | 2010-12-08 | 2011-06-27 | 2011-08-24 | 2011-11-01
REIPR-10517 | REIP Solar | REGAN |  | 8.25 | 5625 | Residential |  | SOMERSET | 8873 | 5 | SKY HIGH ENERGY, LLC | PSE&G BPU | No | Complete | 2010-12-08 | 2011-10-13 | 2011-11-17 | 2012-01-25
REIPR-10518 | REIP Solar | GOVINDA |  | 7.7 | 5625 | Residential |  | MONMOUTH JUNCTION | 8852 | 11 | SKY HIGH ENERGY, LLC | PSE&G BPU | No | Complete | 2010-12-08 | 2011-03-01 | 2011-05-20 | 2011-07-29
REIPR-10519 | REIP Solar | MCGILL |  | 3.15 | 2362.5 | Residential |  | CARLSTADT | 7072 | 7 | ECOSMART SOLAR SOLUTIONS | PSE&G BPU | No | Complete | 2010-12-08 | 2011-03-17 | 2011-05-31 | 2011-07-25
REIPR-10520 | REIP Solar | BENJAMIN |  | 3.95 | 2962.5 | Residential |  | OLD BRIDGE | 8857 | 11 | CORBIN SOLAR SOLUTIONS, LLC | JCP&L | No | Complete | 2010-12-08 | 2011-12-14 | 2012-02-27 | 2012-06-19
REIPR-10521 | REIP Solar | KOPITSKY |  | 9.88 | 5425 | Residential |  | WOODBINE | 8270 | 21 | PARADISE SOLAR LLC | AC Electric | No | Complete | 2010-12-08 | 2012-12-13 | 2013-08-12 | 2013-09-16
REIPR-10522 | REIP Solar | TANG |  | 9.87 | 5625 | Residential |  | MONTVILLE | 7045 | 3 | 1ST LIGHT ENERGY, INC. | JCP&L | No | Complete | 2010-12-08 | 2011-04-12 | 2011-06-21 | 2011-09-14
REIPR-10523 | REIP Solar | PETER |  | 8.61 | 5625 | Residential |  | PARAMUS | 7652 | 7 | 1ST LIGHT ENERGY, INC. | PSE&G BPU | No | Complete | 2010-12-08 | 2011-04-01 | 2012-01-11 | 2012-04-04
REIPR-10524 | REIP Solar | LIEM |  | 4.41 | 3307.5 | Residential |  | PISCATAWAY | 8854 | 11 | 1ST LIGHT ENERGY, INC. | PSE&G BPU | No | Complete | 2010-12-08 | 2011-12-21 | 2012-01-11 | 2012-04-04
REIPR-10525 | REIP Solar | CAMERON |  | 4.95 | 3712.5 | Residential |  | KENDALL PARK | 8824 | 11 | SKY HIGH ENERGY, LLC | PSE&G BPU | No | Complete | 2010-12-08 | 2011-02-28 | 2011-04-20 | 2011-07-25
REIPR-10527 | REIP Solar | KUMAR PATEL |  | 9.9 | 5568.75 | Residential |  | KENDALL PARK | 8824 | 11 | SKY HIGH ENERGY, LLC | PSE&G BPU | No | Complete | 2010-12-08 | 2011-03-04 | 2011-04-14 | 2011-06-20
REIPR-10528 | REIP Solar | GAYNOR |  | 6.44 | 4630 | Residential |  | FRANKLINVILLE | 8322 | 15 | NJ SENSIBLE SOLAR | AC Electric | No | Complete | 2010-12-08 | 2011-08-22 | 2012-01-05 | 2012-04-04
REIPR-10530 | REIP Solar | BIGGIO-HAGENS |  | 5.4 | 4050 | Residential | 1 | MILLVILLE | 8332 | 20 | GO SOLAR ELECTRIC, LLC | AC Electric | No | Complete | 2010-12-08 | 2011-12-01 | 2012-04-13 | 2012-06-06
REIPR-10532 | REIP Solar | FEZZA |  | 8.46 | 5625 | Residential |  | TOMS RIVER | 8757 | 18 | TRINITY HEATING AND AIR | JCP&L | No | Complete | 2010-12-08 | 2011-08-23 | 2011-08-29 | 2011-11-01
REIPR-10534 | REIP Solar | LEVY |  | 2.46 | 1845 | Residential |  | SPARTA | 7871 | 1 | THE SOLAR CENTER, INC. | JCP&L | No | Complete | 2010-12-08 | 2011-06-29 | 2011-07-14 | 2011-11-08
REIPR-10535 | REIP Solar | WERNER |  | 5.17 | 3877.5 | Residential |  | TOMS RIVER | 8757 | 18 | KOPP ELECTRIC COMPANY | JCP&L | No | Complete | 2010-12-08 | 2011-12-08 | 2012-01-24 | 2012-04-04
REIPR-10536 | REIP Solar | HAHNE |  | 8.97 | 5625 | Residential | 1 | MANCHESTER | 8733 | 18 | ACOS ENERGY, LLC | JCP&L | No | Complete | 2010-12-08 | 2011-11-15 | 2012-01-05 | 2012-04-04
REIPR-10537 | REIP Solar | MAN |  | 6.44 | 4830 | Residential |  | KENDALL PARK | 8824 | 11 | SKY HIGH ENERGY, LLC | PSE&G BPU | No | Complete | 2010-12-08 | 2011-09-06 | 2011-11-17 | 2012-01-25
REIPR-10538 | REIP Solar | SCAVO |  | 7.425 | 5350.87 | Residential |  | RARITAN | 8869 | 5 | SKY HIGH ENERGY, LLC | PSE&G BPU | No | Complete | 2010-12-08 | 2011-06-02 | 2011-07-12 | 2011-11-08
REIPR-10540 | REIP Solar | SAPIRSTEIN |  | 4.7 | 3450 | Residential | 1 | JACKSON | 8527 | 18 | TRINITY HEATING AND AIR | JCP&L | No | Complete | 2010-12-08 | 2011-06-17 | 2011-07-11 | 2011-11-08
REIPR-10541 | REIP Solar | DUFF |  | 5.98 | 4485 | Residential | 1 | BAYVILLE | 8721 | 18 | TRINITY HEATING AND AIR | JCP&L | No | Complete | 2010-12-08 | 2011-03-23 | 2011-04-14 | 2011-06-20
REIPR-10542 | REIP Solar | BAROCAS |  | 8.46 | 5625 | Residential | 1 | JACKSON | 8527 | 18 | TRINITY HEATING AND AIR | JCP&L | No | Complete | 2010-12-08 | 2011-02-17 | 2011-03-17 | 2011-06-20
REIPR-10543 | REIP Solar | MARTIN |  | 4.41 | 3037.5 | Residential |  | WILDWOOD | 8260 | 21 | CORBIN SOLAR SOLUTIONS, LLC | AC Electric | No | Complete | 2010-12-08 | 2011-01-28 | 2011-03-17 | 2011-06-20
REIPR-10545 | REIP Solar | D'EUSTACHIO |  | 5.17 | 3795 | Residential | 1 | MT. LAUREL | 8054 | 13 | TRINITY HEATING AND AIR | PSE&G BPU | No | Complete | 2010-12-08 | 2011-04-05 | 2011-05-05 | 2011-07-29
REIPR-10546 | REIP Solar | PEDERSON |  | 6.9 | 5175 | Residential | 1 | MANASQUAN | 8736 | 17 | TRINITY HEATING AND AIR | JCP&L | No | Complete | 2010-12-08 | 2011-11-28 | 2012-01-05 | 2012-04-04
REIPR-10549 | REIP Solar | PATEL |  | 6.9 | 5175 | Residential |  | PISCATAWAY | 8854 | 11 | SKY HIGH ENERGY, LLC | PSE&G BPU | No | Complete | 2010-12-08 | 2011-11-08 | 2012-01-11 | 2012-04-04
REIPR-10550 | REIP Solar | THOMAS |  | 8.8 | 5625 | Residential |  | SOMERSET | 8873 | 5 | SKY HIGH ENERGY, LLC | PSE&G BPU | No | Complete | 2010-12-08 | 2011-11-14 | 2012-01-11 | 2012-04-04
REIPR-10551 | REIP Solar | PECARSKY |  | 6.44 | 4830 | Residential |  | EWING | 8618 | 12 | SKY HIGH ENERGY, LLC | PSE&G BPU | No | Complete | 2010-12-08 | 2011-07-08 | 2011-08-24 | 2011-11-01
REIPR-10553 | REIP Solar | PRINTY |  | 6.67 | 5002.5 | Residential |  | EGG HARBOR TOWNSHIP | 8234 | 19 | GEOSCAPE SOLAR | AC Electric | No | Complete | 2010-12-08 | 2011-09-13 | 2011-11-11 | 2012-01-25
REIPR-10554 | REIP Solar | GARTLAN |  | 8.74 | 5625 | Residential |  | MANCHESTER | 8759 | 18 | SOLAR AMERICA, LLC | JCP&L | No | Complete | 2010-12-08 | 2011-04-13 | 2011-05-05 | 2011-07-29
REIPR-10555 | REIP Solar | MENSHON |  | 7.05 | 5175 | Residential | 1 | JACKSON | 8527 | 18 | TRINITY HEATING AND AIR | JCP&L | No | Complete | 2010-12-08 | 2011-04-04 | 2011-04-20 | 2011-07-25
REIPR-10557 | REIP Solar | SHAW |  | 5.52 | 4140 | Residential |  | MONROE TWP | 8831 | 11 | CORBIN SOLAR SOLUTIONS, LLC | JCP&L | No | Complete | 2010-12-08 | 2011-07-22 | 2011-08-01 | 2011-09-26
REIPR-10558 | REIP Solar | CARRETERO |  | 9.996 | 5625 | Residential |  | OLD BRIDGE | 8857 | 11 | SOLAR ENERGY WORLD-W | JCP&L | No | Complete | 2010-12-08 | 2011-07-27 | 2011-09-27 | 2011-11-09
REIPR-10559 | REIP Solar | SCANLON |  | 5.17 | 3543.75 | Residential |  | HIGHLANDS | 7732 | 17 | CORBIN SOLAR SOLUTIONS, LLC | JCP&L | No | Complete | 2010-12-08 | 2011-01-28 | 2011-03-17 | 2011-06-20
REIPR-10560 | REIP Solar | PATEL |  | 9.075 | 3450 | Residential |  | KENDALL PARK | 8824 | 11 | SKY HIGH ENERGY, LLC | PSE&G BPU | No | Complete | 2010-12-08 | 2010-12-29 | 2011-02-21 | 2011-05-06
REIPR-10561 | REIP Solar | TAI |  | 4.6 | 3450 | Residential |  | HOLMDEL | 7733 | 17 | TRINITY HEATING AND AIR | JCP&L | No | Complete | 2010-12-08 | 2011-07-12 | 2011-08-01 | 2011-09-26
REIPR-10562 | REIP Solar | FANTUZZI |  | 8.25 | 5625 | Residential |  | SOMERSET | 8873 | 5 | SKY HIGH ENERGY, LLC | PSE&G BPU | No | Complete | 2010-12-08 | 2011-10-03 | 2011-11-17 | 2012-01-25
REIPR-10563 | REIP Solar | KHODASH |  | 9.87 | 5625 | Residential |  | CLARKSBURG | 8510 | 17 | ROSS SOLAR GROUP, LLC | JCP&L | No | Complete | 2010-12-08 | 2012-01-16 | 2012-05-29 | 2012-08-16
REIPR-10564 | REIP Solar | CUMMINGS |  | 6.44 | 4830 | Residential |  | MT LAUREL | 8054 | 13 | NJ SENSIBLE SOLAR | PSE&G BPU | No | Complete | 2010-12-08 | 2011-07-21 | 2012-01-05 | 2012-04-04
REIPR-10565 | REIP Solar | MCMAHON |  | 4.41 | 3307.5 | Residential | 1 | BOGOTA | 7603 | 7 | ALTERIS RENEWABLES INC | PSE&G BPU | No | Complete | 2010-12-08 | 2011-06-14 | 2012-07-30 | 2012-10-03
REIPR-10566 | REIP Solar | REILLY | MEND INC | 8.74 | 6555 | Non Profit |  | MOORESTOWN | 8057 | 13 | SEA BRIGHT SOLAR, LLC | PSE&G BPU | No | Complete | 2010-12-08 | 2011-12-08 | 2012-01-24 | 2012-04-04
REIPR-10656 | REIP Solar | EOSSO |  | 6.44 | 4830 | Residential | 1 | JAMESBURG | 8831 | 11 | MERCURY SOLAR SYSTEMS | JCP&L | No | Complete | 2010-12-15 | 2011-06-29 | 2011-08-01 | 2011-09-26
REIPR-10698 | REIP Solar | PATEL |  | 7.59 | 5625 | Residential |  | EDISON | 8817 | 11 | PATEL BUILDERS | PSE&G BPU | No | Complete | 2010-12-20 | 2011-08-15 | 2011-09-02 | 2011-11-01
REIPR-10699 | REIP Solar | AMARO |  | 6.235 | 4676.25 | Residential |  | COLONIA | 7067 | 10 | 1ST LIGHT ENERGY, INC. | PSE&G BPU | No | Complete | 2010-12-20 | 2011-03-16 | 2011-04-20 | 2011-07-25
REIPR-10701 | REIP Solar | FRIEDMAN |  | 5.92 | 4440 | Residential |  | TEANECK | 7666 | 7 | THE SOLAR CENTER II | PSE&G BPU | No | Complete | 2010-12-20 | 2011-03-28 | 2011-05-31 | 2011-07-25
REIPR-10703 | REIP Solar | LYSAK |  | 4.14 | 3105 | Residential |  | TRENTON | 8618 | 12 | J. A. WIG CONSTRUCTION AND ELECTRIC, LLC | PSE&G BPU | No | Complete | 2010-12-20 | 2011-06-06 | 2011-06-21 | 2011-09-14
REIPR-10704 | REIP Solar | DRECKSAGE |  | 5.4 | 4050 | Residential |  | MIDDLESEX | 8846 | 11 | GEOGENIX | PSE&G BPU | No | Complete | 2010-12-20 | 2011-05-18 | 2011-05-31 | 2011-07-25
REIPR-10705 | REIP Solar | NADOLNY |  | 7.2 | 5400 | Residential |  | HAMILTON | 8620 | 12 | FUTURE SOLUTIONS CONTRACTING, LLC | PSE&G BPU | No | Complete | 2010-12-20 | 2011-04-07 | 2011-04-20 | 2011-07-25
REIPR-10706 | REIP Solar | IDA |  | 9.87 | 5625 | Residential |  | MORGANVILLE | 7751 | 17 | TRINITY HEATING AND AIR | JCP&L | No | Complete | 2010-12-20 | 2011-04-06 | 2011-04-20 | 2011-07-25
REIPR-10707 | REIP Solar | MILLER |  | 4.992 | 3744 | Residential |  | MONMOUTH BEACH | 7750 | 17 | SELF INSTALL | JCP&L | No | Complete | 2010-12-20 | 2011-06-21 | 2011-11-11 | 2012-01-25
REIPR-10708 | REIP Solar | COSH |  | 7.488 | 5616 | Residential |  | OAK RIDGE | 7438 | 6 | SELF INSTALL | JCP&L | No | Complete | 2010-12-20 | 2011-06-29 | 2011-09-02 | 2011-11-01
REIPR-10709 | REIP Solar | BELFORD |  | 4.8 | 3600 | Residential |  | BRANCHBURG | 8876 | 5 | HELIOS SOLAR ENERGY | JCP&L | No | Complete | 2010-12-20 | 2011-03-15 | 2012-02-09 | 2012-05-31
REIPR-10711 | REIP Solar | ROSSININ | SHIP BOTTOM FIRE CO. | 30.36 | 22500 | Non Profit |  | SHIP BOTTOM | 8008 | 18 | KAITANNA SOLAR, LLC | AC Electric | No | Complete | 2010-12-20 | 2011-08-25 | 2012-01-11 | 2012-04-04
REIPR-10713 | REIP Solar | HOBBS |  | 4.95 | 3691.15 | Residential |  | KENDALL PARK | 8824 | 11 | SKY HIGH ENERGY, LLC | PSE&G BPU | No | Complete | 2010-12-20 | 2011-07-08 | 2011-08-24 | 2011-11-01
REIPR-10714 | REIP Solar | KUMAR |  | 6.75 | 5062.5 | Residential |  | EDISON | 8820 | 11 | GEOGENIX | PSE&G BPU | No | Complete | 2010-12-20 | 2011-04-14 | 2011-05-05 | 2011-07-29
REIPR-10715 | REIP Solar | BODNAR |  | 8.25 | 5568.75 | Residential |  | KENDALL PARK | 8824 | 11 | SKY HIGH ENERGY, LLC | PSE&G BPU | No | Complete | 2010-12-20 | 2011-07-14 | 2011-08-02 | 2011-09-26
REIPR-10716 | REIP Solar | WILSON |  | 5.64 | 4230 | Residential |  | PENNINGTON | 8534 | 12 | SOLAR ENGINEERING OF NJ | PSE&G BPU | No | Complete | 2010-12-20 | 2011-05-23 | 2011-07-11 | 2011-11-08
REIPR-10718 | REIP Solar | COHEN |  | 9.4 | 5625 | Residential |  | PITTSGROVE | 8318 | 16 | SOLAR WORKS NJ | AC Electric | No | Complete | 2010-12-20 | 2011-04-29 | 2011-05-31 | 2011-07-25
REIPR-10719 | REIP Solar | SHAH |  | 8.25 | 5625 | Residential |  | WEST WINDSOR | 8550 | 12 | SKY HIGH ENERGY, LLC | JCP&L | No | Complete | 2010-12-20 | 2011-06-10 | 2011-07-14 | 2011-11-08
REIPR-10720 | REIP Solar | KIMBLE |  | 8.4 | 5625 | Residential | 1 | RED BANK | 7701 | 17 | TRINITY HEATING AND AIR | JCP&L | No | Complete | 2010-12-20 | 2011-04-04 | 2011-04-20 | 2011-07-25
REIPR-10721 | REIP Solar | KHENI |  | 7.425 | 5568.75 | Residential |  | RARITAN | 8869 | 5 | SKY HIGH ENERGY, LLC | PSE&G BPU | No | Complete | 2010-12-20 | 2011-06-28 | 2011-08-24 | 2011-11-01
REIPR-10722 | REIP Solar | JOHNSON |  | 6.9 | 5175 | Residential | 1 | LAKEHURST | 8733 | 18 | TRINITY HEATING AND AIR | JCP&L | No | Complete | 2010-12-20 | 2011-09-29 | 2011-10-10 | 2011-11-29
REIPR-10724 | REIP Solar | KOREN |  | 6.6 | 4950 | Residential |  | RARITAN | 8869 | 5 | SKY HIGH ENERGY, LLC | PSE&G BPU | No | Complete | 2010-12-20 | 2011-07-25 | 2011-08-24 | 2011-11-01
REIPR-10725 | REIP Solar | NORELLI |  | 6.75 | 5062.5 | Residential | 1 | ALLENTOWN | 8501 | 17 | GRO SOLAR | PSE&G BPU | No | Complete | 2010-12-20 | 2011-10-19 | 2011-10-25 | 2011-11-29
REIPR-10726 | REIP Solar | KAPLAN |  | 7.82 | 5625 | Residential |  | LAWRENCE | 8648 | 12 | SUN FARM NETWORK | PSE&G BPU | No | Complete | 2010-12-20 | 2011-07-13 | 2011-08-01 | 2011-09-26
REIPR-10728 | REIP Solar | BUSCH |  | 9.87 | 5625 | Residential | 1 | JACKSON | 8527 | 18 | TRINITY SOLAR POWER | JCP&L | No | Complete | 2010-12-20 | 2011-07-05 | 2011-07-14 | 2011-11-08
REIPR-10729 | REIP Solar | SHEHATA |  | 9.87 | 5625 | Residential |  | EASTAMPTON | 8060 | 13 | EAST COAST SOLAR II | PSE&G BPU | No | Complete | 2010-12-20 | 2011-05-06 | 2011-08-10 | 2011-09-26
REIPR-10730 | REIP Solar | MARGOLIS |  | 9.065 | 5625 | Residential |  | MANALAPAN | 7726 | 17 | ROSS SOLAR GROUP, LLC | JCP&L | No | Complete | 2010-12-20 | 2011-05-06 | 2011-06-28 | 2011-09-14
REIPR-10731 | REIP Solar | MAZOUAT |  | 6.11 | 4582.5 | Residential |  | FLANDERS | 7836 | 3 | REC SOLAR, INC. | JCP&L | No | Complete | 2010-12-20 | 2011-08-08 | 2011-09-27 | 2011-11-09
REIPR-10733 | REIP Solar | CHEN |  | 6.5 | 4875 | Residential |  | SCOTCH PLAINS | 7076 | 10 | GREENTECH SOLAR USA, LLC | PSE&G BPU | No | Complete | 2010-12-20 | 2011-08-31 | 2011-10-25 | 2011-11-29
REIPR-10734 | REIP Solar | PALO |  | 6.6 | 4950 | Residential |  | KENDALL PARK | 8824 | 11 | SKY HIGH ENERGY, LLC | PSE&G BPU | No | Complete | 2010-12-20 | 2011-07-28 | 2011-08-02 | 2011-09-26
REIPR-10735 | REIP Solar | MCLEAN |  | 8.14 | 5625 | Residential | 1 | BARNEGAT | 8005 | 18 | ECOLOGICAL SYSTEMS-MANALAPAN | JCP&L | No | Complete | 2010-12-20 | 2011-11-16 | 2012-01-05 | 2012-04-04
REIPR-10736 | REIP Solar | LEE |  | 7.425 | 5568.75 | Residential |  | PRINCETON | 8540 | 12 | SKY HIGH ENERGY, LLC | PSE&G BPU | No | Complete | 2010-12-20 | 2011-12-07 | 2012-01-11 | 2012-04-04
REIPR-10737 | REIP Solar | ADAMS |  | 7.425 | 4950 | Residential |  | PISCATAWAY | 8854 | 11 | SKY HIGH ENERGY, LLC | PSE&G BPU | No | Complete | 2010-12-20 | 2012-01-03 | 2012-01-11 | 2012-04-04
REIPR-10738 | REIP Solar | OWENS |  | 6.37 | 4777.5 | Residential |  | HAMBURG | 7419 | 1 | EAST COAST ALTERNATIVE ENERGY | JCP&L | No | Complete | 2010-12-20 | 2011-04-20 | 2011-05-31 | 2011-07-25
REIPR-10740 | REIP Solar | ROBINOWITZ |  | 7.59 | 5625 | Residential |  | STONE HARBOR | 8247 | 21 | POWELL ENERGY AND SOLAR | AC Electric | No | Complete | 2010-12-20 | 2011-02-17 | 2011-03-17 | 2011-06-20
REIPR-10742 | REIP Solar | COLANTUONO |  | 6.15 | 4612.5 | Residential | 1 | SOMERVILLE | 8876 | 5 | TRINITY HEATING AND AIR | JCP&L | No | Complete | 2010-12-20 | 2011-07-06 | 2011-08-01 | 2011-09-26
REIPR-10743 | REIP Solar | HECKENDORN |  | 5.98 | 4485 | Residential |  | TRENTON | 8619 | 12 | SKY HIGH ENERGY, LLC | PSE&G BPU | No | Complete | 2010-12-20 | 2011-10-05 | 2011-10-24 | 2011-11-29
REIPR-10744 | REIP Solar | RIMKUNAS |  | 7.38 | 5535 | Residential |  | CINNAMINSON | 8077 | 13 | TRINITY HEATING AND AIR | PSE&G BPU | No | Complete | 2010-12-20 | 2011-04-26 | 2011-05-05 | 2011-07-29
REIPR-10745 | REIP Solar | PEWITT |  | 5.28 | 3960 | Residential |  | BEACH HAVEN WEST | 8050 | 18 | SELF INSTALL | AC Electric | No | Complete | 2010-12-20 | 2012-01-17 | 2012-03-21 | 2012-06-19
REIPR-10746 | REIP Solar | TANCS |  | 3.33 | 2497.5 | Residential |  | ROSELLE PARK | 7204 | 10 | THE SOLAR CENTER, INC. | PSE&G BPU | No | Complete | 2010-12-20 | 2011-05-09 | 2011-06-08 | 2011-07-25
REIPR-10747 | REIP Solar | NG |  | 6.075 | 4556.25 | Residential |  | BRIDGEWATER | 8807 | 5 | SEA BRIGHT SOLAR, LLC | PSE&G BPU | No | Complete | 2010-12-20 | 2011-06-14 | 2011-06-28 | 2011-09-14
REIPR-10748 | REIP Solar | MORTIMER |  | 6.24 | 4680 | Residential |  | FORKED RIVER | 8731 | 18 | SELF INSTALL | JCP&L | No | Complete | 2010-12-20 | 2011-12-20 | 2012-02-27 | 2012-06-19
REIPR-10749 | REIP Solar | STEPHENS |  | 9.87 | 5625 | Residential |  | QUINTO | 8072 | 16 | RCL ENTERPRISES INC. | AC Electric | No | Complete | 2010-12-20 | 2011-05-11 | 2011-06-08 | 2011-07-25
REIPR-10799 | REIP Solar | SMITH |  | 6.9 | 5175 | Residential | 1 | HAMBURG | 7419 | 1 | THE SOLAR CENTER | JCP&L | No | Complete | 2010-12-29 | 2012-02-07 | 2012-04-26 | 2012-07-24
REIPR-10802 | REIP Solar | KANDASAMY |  | 7.2 | 5400 | Residential |  | PLAINSBORO | 8536 | 11 | GEOGENIX | PSE&G BPU | No | Complete | 2010-12-29 | 2011-03-23 | 2011-04-14 | 2011-06-20
REIPR-10803 | REIP Solar | CARVALHO |  | 6.11 | 4582.5 | Residential | 1 | EDISON | 8820 | 11 | REC SOLAR, INC. | PSE&G BPU | No | Complete | 2010-12-29 | 2011-10-10 | 2011-10-25 | 2011-11-29
REIPR-10804 | REIP Solar | SURKS |  | 8.25 | 5625 | Residential |  | KENDALL PARK | 8824 | 11 | GONE GREEN TECHNOLOGIES | PSE&G BPU | No | Complete | 2010-12-29 | 2011-07-21 | 2011-08-24 | 2011-11-01
REIPR-10805 | REIP Solar | HORHOLYUK |  | 6.9 | 5175 | Residential |  | SOMERSET | 8873 | 5 | SKY HIGH ENERGY, LLC | PSE&G BPU | No | Complete | 2010-12-29 | 2011-08-30 | 2011-09-14 | 2011-11-09
REIPR-10806 | REIP Solar | OKAMURA |  | 6.05 | 4537.5 | Residential |  | PRINCETON | 8540 | 12 | SKY HIGH ENERGY, LLC | PSE&G BPU | No | Complete | 2010-12-29 | 2011-09-30 | 2011-11-17 | 2012-01-25
REIPR-10807 | REIP Solar | LYONS |  | 9.225 | 5625 | Residential | 1 | MILLVILLE | 8332 | 20 | GO SOLAR ELECTRIC, LLC | AC Electric | No | Complete | 2010-12-29 | 2012-02-17 | 2012-04-13 | 2012-06-06
REIPR-10808 | REIP Solar | SCHOELLKOPH |  | 2.88 | 2160 | Residential |  | TRENTON | 8610 | 12 | GEOGENIX | PSE&G BPU | No | Complete | 2010-12-29 | 2011-04-14 | 2011-05-05 | 2011-07-29
REIPR-10809 | REIP Solar | FERRANTE |  | 9 | 5625 | Residential |  | WEST WINDSOR | 8550 | 12 | GEOGENIX | PSE&G BPU | No | Complete | 2010-12-29 | 2011-04-08 | 2011-05-05 | 2011-07-29
REIPR-10810 | REIP Solar | ENGLEBERT | THE ARC OF CAMDEN COUNTY | 27.495 | 23095.8 | Non Profit |  | BERLIN | 8009 | 14 | CODE GREEN SOLAR, LLC | AC Electric | No | Complete | 2010-12-29 | 2012-01-03 | 2012-02-21 | 2012-05-31
REIPR-10811 | REIP Solar | FREUND |  | 9.66 | 5625 | Residential |  | NESHANIC STATION | 8853 | 5 | AMPERICON | JCP&L | No | Complete | 2010-12-29 | 2011-01-28 | 2011-03-17 | 2011-06-20
REIPR-10812 | REIP Solar | APAI |  | 9.504 | 5625 | Residential |  | PENNINGTON | 8534 | 12 | COFFEY ELECTRIC INC | PSE&G BPU | No | Complete | 2010-12-29 | 2012-01-27 | 2012-04-13 | 2012-06-06
REIPR-10814 | REIP Solar | PEIRSON |  | 8.46 | 7740 | Residential |  | TOMS RIVER | 8753 | 18 | ALTERNATIVE ENERGY ASSOCIATES | JCP&L | No | Complete | 2010-12-29 | 2012-02-20 | 2012-03-16 | 2012-06-19
REIPR-10815 | REIP Solar | CAPES |  | 7.38 | 5535 | Residential | 1 | ROBBINSVILLE | 8691 | 12 | TRINITY HEATING AND AIR | PSE&G BPU | No | Complete | 2010-12-29 | 2011-03-29 | 2011-05-05 | 2011-07-29
REIPR-10816 | REIP Solar | GIESEKE |  | 7.05 | 5287.5 | Residential |  | BRICK | 8724 | 18 | FOUR POINT REFRIGERATION CO., INC. | JCP&L | No | Complete | 2010-12-29 | 2011-10-19 | 2011-10-25 | 2011-11-29
REIPR-10817 | REIP Solar | BEACH |  | 8.51 | 5625 | Residential |  | WILDWOOD | 8260 | 21 | ALLSEASON CONSTRUCTION | AC Electric | No | Complete | 2010-12-29 | 2011-05-11 | 2011-06-21 | 2011-09-14
REIPR-10818 | REIP Solar | PALVIA |  | 4.14 | 3105 | Residential |  | ISELIN | 8830 | 11 | MERCURY SOLAR SYSTEMS | PSE&G BPU | No | Complete | 2010-12-29 | 2011-03-22 | 2011-04-14 | 2011-06-20
REIPR-10819 | REIP Solar | CASACUBERTA |  | 4.92 | 3690 | Residential | 1 | BOUND BROOK | 8805 | 5 | TRINITY HEATING AND AIR | PSE&G BPU | No | Complete | 2010-12-29 | 2011-02-25 | 2011-04-14 | 2011-06-20
REIPR-10820 | REIP Solar | ZIADDIN |  | 5.98 | 4485 | Residential |  | FRANKLIN PARK | 8823 | 5 | SKY HIGH ENERGY, LLC | PSE&G BPU | No | Complete | 2010-12-29 | 2012-03-09 | 2012-03-29 | 2012-06-06
REIPR-10821 | REIP Solar | TITLEMORE |  | 5.17 | 3795 | Residential | 1 | ATCO | 8004 | 14 | TRINITY HEATING AND AIR | AC Electric | No | Complete | 2010-12-29 | 2011-04-14 | 2011-05-05 | 2011-07-29
REIPR-10822 | REIP Solar | WYLIES |  | 6.05 | 4537.5 | Residential |  | BURLINGTON | 8016 | 13 | SKY HIGH ENERGY, LLC | PSE&G BPU | No | Complete | 2010-12-29 | 2011-07-14 | 2011-08-02 | 2011-09-26
REIPR-10823 | REIP Solar | JELMERT |  | 9.84 | 5625 | Residential | 1 | GREEN BROOK | 8812 | 11 | TRINITY HEATING AND AIR | PSE&G BPU | No | Complete | 2010-12-29 | 2011-03-15 | 2011-04-20 | 2011-07-25
REIPR-10824 | REIP Solar | POTHARAJU |  | 4.95 | 3105 | Residential |  | PRINCETON | 8540 | 12 | SKY HIGH ENERGY, LLC | PSE&G BPU | No | Complete | 2010-12-29 | 2011-08-16 | 2011-08-24 | 2011-11-01
REIPR-10825 | REIP Solar | VERMA |  | 8.25 | 5625 | Residential |  | EAST BRUNSWICK | 8816 | 11 | SKY HIGH ENERGY, LLC | PSE&G BPU | No | Complete | 2010-12-29 | 2011-12-15 | 2012-01-11 | 2012-04-04
REIPR-10826 | REIP Solar | VANKADHARA |  | 6.05 | 4537.5 | Residential |  | KENDALL PARK | 8824 | 11 | SKY HIGH ENERGY, LLC | PSE&G BPU | No | Complete | 2010-12-29 | 2011-08-22 | 2011-10-10 | 2011-11-29
REIPR-10827 | REIP Solar | SHINNERS |  | 8.05 | 5625 | Residential |  | MANCHESTER | 8759 | 18 | SOLAR AMERICA, LLC | JCP&L | No | Complete | 2010-12-29 | 2011-04-08 | 2011-04-20 | 2011-07-25
REIPR-10828 | REIP Solar | SUSZCZYNSKI |  | 5.64 | 4140 | Residential | 1 | PIRTH AMBOY | 8861 | 11 | TRINITY HEATING AND AIR | PSE&G BPU | No | Complete | 2010-12-29 | 2011-04-21 | 2011-05-05 | 2011-07-29
REIPR-10829 | REIP Solar | ASARE |  | 6.345 | 4758.75 | Residential | 1 | N. BRUNSWICK | 8902 | 11 | TRINITY HEATING AND AIR | PSE&G BPU | No | Complete | 2010-12-29 | 2011-05-02 | 2011-05-31 | 2011-07-25
REIPR-10830 | REIP Solar | BONTO |  | 5.64 | 4140 | Residential | 1 | MT.HOLLY | 8060 | 13 | TRINITY HEATING AND AIR | PSE&G BPU | No | Complete | 2010-12-29 | 2011-02-25 | 2011-04-14 | 2011-06-20
REIPR-10832 | REIP Solar | THORNTON |  | 9.89 | 5625 | Residential |  | SEWELL | 8080 | 15 | GRO SOLAR | AC Electric | No | Complete | 2010-12-29 | 2011-09-06 | 2011-09-14 | 2011-11-09
REIPR-10833 | REIP Solar | NEELAMAGAM |  | 7.4 | 5550 | Residential |  | EAST WINDSOR | 8520 | 12 | ASTON SOLAR | JCP&L | No | Complete | 2010-12-29 | 2011-10-04 | 2011-10-10 | 2011-11-29
REIPR-10834 | REIP Solar | SNIVELY |  | 9.8 | 5625 | Residential |  | MULLICA HILL | 8862 | 11 | RENERGY, INC. | AC Electric | No | Complete | 2010-12-29 | 2011-03-15 | 2011-04-14 | 2011-06-20
REIPR-10835 | REIP Solar | CHEN |  | 9.4 | 5625 | Residential |  | SCOTCH PLAINS | 7076 | 10 | GREEN ENERGY IMPROVEMENTS SOLAR, LLC | PSE&G BPU | No | Complete | 2010-12-29 | 2012-01-03 | 2012-03-29 | 2012-06-06
REIPR-10837 | REIP Solar | COFFEY |  | 9.87 | 5625 | Residential |  | MEDFORD | 8055 | 13 | SOLAR SOLUTIONS LLC | PSE&G BPU | No | Complete | 2010-12-29 | 2011-07-27 | 2011-08-10 | 2011-09-26
REIPR-10839 | REIP Solar | POSEY |  | 8.61 | 5625 | Residential | 1 | BRICK | 8723 | 18 | TRINITY HEATING AND AIR | JCP&L | No | Complete | 2010-12-29 | 2011-07-15 | 2011-08-01 | 2011-09-26
REIPR-10840 | REIP Solar | BRERETON |  | 5.18 | 3382.5 | Residential | 1 | BRICK | 8724 | 18 | TRINITY HEATING AND AIR | JCP&L | No | Complete | 2010-12-29 | 2011-06-29 | 2011-07-14 | 2011-11-08
REIPR-10842 | REIP Solar | PASQUALE |  | 7.56 | 5625 | Residential |  | WEST CALDWELL | 7006 | 9 | 1ST LIGHT ENERGY, INC. | PSE&G BPU | No | Complete | 2010-12-29 | 2011-03-30 | 2011-05-20 | 2011-07-29
REIPR-10843 | REIP Solar | TSOUROUNAKIS |  | 5.06 | 3795 | Residential |  | TOMS RIVER | 8757 | 18 | GREEN POWER ENERGY LLC | JCP&L | No | Complete | 2010-12-29 | 2011-08-30 | 2011-12-05 | 2012-01-25
REIPR-10844 | REIP Solar | BATTISTI |  | 6.58 | 4935 | Residential |  | EGG HARBOR TWP | 8234 | 19 | M2M ENERGY, LLC | AC Electric | No | Complete | 2010-12-29 | 2011-02-25 | 2011-05-05 | 2011-07-29
REIPR-10845 | REIP Solar | ECCLES |  | 4.4 | 3300 | Residential |  | TOMS RIVER | 8757 | 18 | KOPP ELECTRIC COMPANY | JCP&L | No | Complete | 2010-12-29 | 2011-06-29 | 2011-07-14 | 2011-11-08
REIPR-10846 | REIP Solar | ST. ONGE |  | 3.38 | 2535 | Residential |  | RUMSON | 7760 | 17 | SUNSHINE SOLAR SYSTEMS, INC. | JCP&L | No | Complete | 2010-12-29 | 2012-01-30 | 2012-04-13 | 2012-06-06
REIPR-10847 | REIP Solar | EMMUS |  | 9.9 | 5625 | Residential |  | JACKSON | 8527 | 18 | KOPP ELECTRIC COMPANY | JCP&L | No | Complete | 2010-12-29 | 2011-02-25 | 2011-03-25 | 2011-06-20
REIPR-10848 | REIP Solar | TSUO |  | 5.928 | 4446 | Residential |  | WEST WINDSOR | 8550 | 12 | AMERICAN RENEWABLE ENERGY, INC | PSE&G BPU | No | Complete | 2010-12-29 | 2011-06-23 | 2011-08-10 | 2011-09-26
REIPR-10849 | REIP Solar | DEVENNY |  | 5.4 | 4050 | Residential |  | DELRAN | 8075 | 13 | NOGGINHAUS, LLC | PSE&G BPU | No | Complete | 2010-12-29 | 2011-01-14 | 2011-02-28 | 2011-05-06
REIPR-10886 | REIP Solar | MARCUS |  | 9.89 | 5625 | Residential |  | BLOOMINGDALE | 7403 | 6 | NEW AGE SOLAR, LLC | Unknown | No | Complete | 2010-12-29 | 2011-06-29 | 2011-07-14 | 2011-11-08
REIPR-10903 | REIP Solar | MCGRATH |  | 7.285 | 5463.75 | Residential |  | NEWTON | 7860 | 1 | EAST COAST ALTERNATIVE ENERGY | JCP&L | No | Complete | 2011-01-03 | 2011-06-29 | 2011-07-14 | 2011-11-08
REIPR-10905 | REIP Solar | VARGA |  | 3.76 | 2820 | Residential |  | MARTINSVILLE | 8836 | 5 | SOLAR ENGINEERING OF NJ | PSE&G BPU | No | Complete | 2011-01-03 | 2012-01-09 | 2012-02-27 | 2012-06-19
REIPR-10906 | REIP Solar | TUSCANO |  | 9.46 | 5625 | Residential |  | MANASQUAN | 8736 | 17 | SUNSHINE SOLAR SYSTEMS, INC. | JCP&L | No | Complete | 2011-01-03 | 2011-05-25 | 2011-06-21 | 2011-09-14
REIPR-10907 | REIP Solar | DOWGIN |  | 9 | 5596.17 | Residential |  | CRANBURY | 8512 | 11 | SUNSHINE SOLAR SYSTEMS, INC. | PSE&G BPU | No | Complete | 2011-01-03 | 2012-01-05 | 2012-04-13 | 2012-06-06
REIPR-10908 | REIP Solar | WARSAW |  | 9.275 | 5625 | Residential |  | MONTVILLE | 7045 | 3 | SOLAR CONNECTIONS | JCP&L | No | Complete | 2011-01-03 | 2011-06-28 | 2011-08-10 | 2011-09-26
REIPR-10909 | REIP Solar | SAVIDGE |  | 5.88 | 4410 | Residential |  | SICKLERVILLE | 8081 | 14 | RENERGY, INC. | AC Electric | No | Complete | 2011-01-03 | 2011-03-14 | 2011-04-14 | 2011-06-20
REIPR-10910 | REIP Solar | HARVEY |  | 7.36 | 5520 | Residential |  | MNT. LAUREL | 8054 | 13 | 4 BESTSOLAR | PSE&G BPU | No | Complete | 2011-01-03 | 2011-07-08 | 2011-08-19 | 2011-09-26
REIPR-10912 | REIP Solar | OSTLUND |  | 6.58 | 4935 | Residential |  | MORRISTOWN | 7960 | 3 | TRINITY HEATING AND AIR | JCP&L | No | Complete | 2011-01-03 | 2011-07-12 | 2011-08-01 | 2011-09-26
REIPR-10913 | REIP Solar | MC CANN |  | 4.95 | 3712.5 | Residential |  | KENDALL PARK | 8824 | 11 | SKY HIGH ENERGY, LLC | PSE&G BPU | No | Complete | 2011-01-03 | 2011-09-06 | 2011-10-24 | 2011-11-29
REIPR-10914 | REIP Solar | LOY-COMPSON |  | 3.6 | 2700 | Residential |  | PLAINSBORO | 8536 | 11 | GEOGENIX | PSE&G BPU | No | Complete | 2011-01-03 | 2011-05-18 | 2011-06-21 | 2011-09-14
REIPR-10915 | REIP Solar | DASILVA |  | 8.05 | 5625 | Residential |  | OAKLAND | 7436 | 7 | ROSS SOLAR GROUP, LLC | Orange & Rockland Elec | No | Complete | 2011-01-03 | 2012-02-23 | 2012-03-21 | 2012-06-19
REIPR-10916 | REIP Solar | ELLIS |  | 5.5 | 4125 | Residential |  | HILLSBOROUGH | 8844 | 5 | SKY HIGH ENERGY, LLC | PSE&G BPU | No | Complete | 2011-01-03 | 2011-06-28 | 2011-08-02 | 2011-09-26
REIPR-10917 | REIP Solar | FRANCIS |  | 6.6 | 4950 | Residential |  | BURLINGTON TOWNSHIP | 8016 | 13 | SKY HIGH ENERGY, LLC | PSE&G BPU | No | Complete | 2011-01-03 | 2011-08-31 | 2011-09-23 | 2011-11-09
REIPR-10918 | REIP Solar | SCIENSKI |  | 7.68 | 5320 | Residential |  | MANAHAWKIN | 8050 | 18 | SEA BRIGHT SOLAR, LLC | AC Electric | No | Complete | 2011-01-03 | 2011-09-19 | 2012-02-09 | 2012-05-31
REIPR-10919 | REIP Solar | MAKAM |  | 6.75 | 5062.5 | Residential |  | EDISON | 8820 | 11 | SEA BRIGHT SOLAR, LLC | PSE&G BPU | No | Complete | 2011-01-03 | 2011-08-23 | 2011-08-29 | 2011-11-01
REIPR-10920 | REIP Solar | PATTERSON |  | 3.68 | 2760 | Residential |  | EDISON | 8817 | 11 | FOUR POINT REFRIGERATION CO., INC. | PSE&G BPU | No | Complete | 2011-01-03 | 2012-04-04 | 2012-04-26 | 2012-07-24
REIPR-10921 | REIP Solar | FRIED |  | 9.33 | 5132.81 | Residential |  | WEST ORANGE | 7052 | 9 | SOLAR ENERGY WORLD-W | PSE&G BPU | No | Complete | 2011-01-03 | 2011-09-06 | 2012-02-09 | 2012-05-31
REIPR-10922 | REIP Solar | SINGARAJU |  | 7.425 | 5568.75 | Residential |  | KENDALL PARK | 8824 | 11 | SEA BRIGHT SOLAR, LLC | PSE&G BPU | No | Complete | 2011-01-03 | 2011-12-22 | 2012-02-09 | 2012-05-31
REIPR-10924 | REIP Solar | KULKARNI |  | 7.59 | 5625 | Residential |  | BRIDGEWATER | 8807 | 5 | ASTON SOLAR | PSE&G BPU | No | Complete | 2011-01-03 | 2011-11-21 | 2012-05-29 | 2012-08-16
REIPR-10925 | REIP Solar | PARIKH |  | 8.28 | 5625 | Residential |  | RAHWAY | 7065 | 10 | ALTERIS RENEWABLES | PSE&G BPU | No | Complete | 2011-01-05 | 2011-05-25 | 2011-07-11 | 2011-11-08
REIPR-10926 | REIP Solar | SUN |  | 6.11 | 4582.5 | Residential |  | CRANBURY | 8512 | 11 | ASTON SOLAR | PSE&G BPU | No | Complete | 2011-01-04 | 2012-04-03 | 2012-04-26 | 2012-07-24
REIPR-10927 | REIP Solar | KESSELMAN |  | 8.55 | 5625 | Residential |  | RIVER VALE | 7675 | 7 | AMERICAN RENEWABLE ENERGY, INC | PSE&G BPU | No | Complete | 2011-01-03 | 2011-01-24 | 2011-04-14 | 2011-06-20
REIPR-10929 | REIP Solar | BOND |  | 5.52 | 4140 | Residential |  | STOCKTON | 8559 | 4 | INDEPENDENT SOLAR | JCP&L | No | Complete | 2011-01-03 | 2011-06-16 | 2011-08-19 | 2011-09-26
REIPR-10930 | REIP Solar | KUHL |  | 5.088 | 3816 | Residential |  | ABERDEEN | 7735 | 17 | CORBIN SOLAR SOLUTIONS, LLC | JCP&L | No | Complete | 2011-01-03 | 2011-06-14 | 2011-06-28 | 2011-09-14
REIPR-10931 | REIP Solar | ERKKILA |  | 9.66 | 5625 | Residential |  | WHITEHOUSE STATION | 8889 | 4 | INDEPENDENT SOLAR | JCP&L | No | Complete | 2011-01-03 | 2011-01-18 | 2011-03-17 | 2011-06-20
REIPR-10932 | REIP Solar | MEEHAN |  | 8.74 | 5625 | Residential |  | MANCHESTER | 8759 | 18 | SOLAR AMERICA, LLC | JCP&L | No | Complete | 2011-01-03 | 2011-08-03 | 2011-08-19 | 2011-09-26
REIPR-10933 | REIP Solar | GOLDBERG |  | 8.05 | 5625 | Residential |  | MANCHESTER | 8759 | 18 | SOLAR AMERICA, LLC | JCP&L | No | Complete | 2011-01-03 | 2011-08-30 | 2011-09-14 | 2011-11-09
REIPR-10934 | REIP Solar | ILAQUA |  | 4.56 | 3420 | Residential |  | PARAMUS | 7652 | 7 | THE ENTECH GROUP | PSE&G BPU | No | Complete | 2011-01-10 | 2011-03-15 | 2011-06-21 | 2011-09-14
REIPR-10936 | REIP Solar | VARGA |  | 4.62 | 3465 | Residential |  | WHITEHOUSE STATION | 8889 | 4 | SOLAR ENGINEERING OF NJ | JCP&L | No | Complete | 2011-01-03 | 2012-01-05 | 2012-04-13 | 2012-06-06
REIPR-10937 | REIP Solar | AZIZ |  | 7.2 | 5400 | Residential | 1 | MILLVILLE | 8332 | 20 | GO SOLAR ELECTRIC, LLC | AC Electric | No | Complete | 2011-01-03 | 2012-03-12 | 2012-04-13 | 2012-06-06
REIPR-10938 | REIP Solar | RIMBLAS |  | 7.15 | 5362.5 | Residential |  | SOMERSET | 8873 | 5 | SKY HIGH ENERGY, LLC | PSE&G BPU | No | Complete | 2011-01-03 | 2011-11-21 | 2012-01-11 | 2012-04-04
REIPR-10940 | REIP Solar | QIAN |  | 7.52 | 7448.75 | Residential |  | EAST BRUNSWICK | 8816 | 11 | SKY HIGH ENERGY, LLC | PSE&G BPU | No | Complete | 2011-01-03 | 2011-10-05 | 2011-12-22 | 2012-04-04
REIPR-10941 | REIP Solar | APAI |  | 9.6 | 5625 | Residential |  | PENNINGTON | 8534 | 12 | COFFEY ELECTRIC INC | PSE&G BPU | No | Complete | 2011-01-03 | 2011-11-21 | 2012-01-05 | 2012-04-04
REIPR-10942 | REIP Solar | THUMMALA |  | 7.2 | 5400 | Residential |  | PLAINSBORO | 8536 | 11 | GEOGENIX | PSE&G BPU | No | Complete | 2011-01-03 | 2011-04-01 | 2011-04-20 | 2011-07-25
REIPR-10943 | REIP Solar | PULLEN |  | 9.9 | 5625 | Residential |  | TOMS RIVER | 8755 | 18 | KOPP ELECTRIC COMPANY | JCP&L | No | Complete | 2011-01-03 | 2011-05-31 | 2011-06-08 | 2011-07-25
REIPR-10944 | REIP Solar | SCHWARTZ |  | 5.28 | 3960 | Residential |  | BRICK | 8723 | 18 | KOPP ELECTRIC COMPANY | JCP&L | No | Complete | 2011-01-03 | 2011-05-31 | 2011-06-08 | 2011-07-25
REIPR-10946 | REIP Solar | KOSER |  | 8.575 | 5625 | Residential |  | CINNAMINSON | 8077 | 13 | CORBIN SOLAR SOLUTIONS, LLC | PSE&G BPU | No | Complete | 2011-01-03 | 2011-04-21 | 2011-05-20 | 2011-07-29
REIPR-10947 | REIP Solar | ARNOLD |  | 4.62 | 3465 | Residential |  | WEST ORANGE | 7052 | 9 | 1ST LIGHT ENERGY, INC. | PSE&G BPU | No | Complete | 2011-01-03 | 2011-03-23 | 2011-05-20 | 2011-07-29
REIPR-10949 | REIP Solar | HURESKY |  | 9.9 | 5625 | Residential |  | BOONTON | 7005 | 3 | SOLAR SON LLC | JCP&L | No | Complete | 2011-01-03 | 2011-05-26 | 2011-07-11 | 2011-11-08
REIPR-10951 | REIP Solar | PEWITT |  | 5.17 | 3877.5 | Residential |  | JERSEY CITY | 7302 | 8 | SELF INSTALL | PSE&G BPU | No | Complete | 2011-01-03 | 2012-07-16 | 2012-07-30 | 2012-10-03
REIPR-10952 | REIP Solar | WANG |  | 5.016 | 3762 | Residential |  | BELLE MEAD | 8502 | 5 | AMERICAN RENEWABLE ENERGY, INC | PSE&G BPU | No | Complete | 2011-01-03 | 2011-06-02 | 2011-10-24 | 2011-11-29
REIPR-10953 | REIP Solar | DAYNOVSKY |  | 10 | 5625 | Residential |  | LIVINGSTON | 7039 | 9 | SELF INSTALL | PSE&G BPU | No | Complete | 2011-01-03 | 2012-03-15 | 2012-04-13 | 2012-06-06
REIPR-10954 | REIP Solar | TABACO |  | 5.74 | 4305 | Residential | 1 | MOORESTOWN | 8057 | 13 | TRINITY HEATING AND AIR | PSE&G BPU | No | Complete | 2011-01-03 | 2011-05-20 | 2011-06-08 | 2011-07-25
REIPR-11006 | REIP Solar | FILIPCZAK |  | 2.53 | 1897.5 | Residential |  | LINWOOD | 8221 | 19 | BUCK & SONS ELECTRIC | AC Electric | No | Complete | 2011-01-10 | 2013-01-25 | 2013-02-21 | 2013-05-02
REIPR-11007 | REIP Solar | HUGUES |  | 9.675 | 5625 | Residential |  | VINELAND | 8361 | 20 | GO SOLAR ELECTRIC, LLC | Vineland Muni Elec | No | Complete | 2011-01-10 | 2011-08-16 | 2011-08-29 | 2011-11-01
REIPR-11008 | REIP Solar | PHILLIPS |  | 9.87 | 5625 | Residential |  | PHILLIPSBURG | 8865 | 2 | AZTEC SOLAR POWER | JCP&L | No | Complete | 2011-01-10 | 2011-12-15 | 2012-01-24 | 2012-04-04
REIPR-11009 | REIP Solar | SUN |  | 10 | 5625 | Residential |  | MANALAPAN | 7726 | 17 | GREENTECH SOLAR USA, LLC | JCP&L | No | Complete | 2011-01-10 | 2011-10-20 | 2011-11-11 | 2012-01-25
REIPR-11010 | REIP Solar | STANTON |  | 9.804 | 5625 | Residential |  | MOUNT LAUREL | 8054 | 13 | SEA BRIGHT SOLAR, LLC | PSE&G BPU | No | Complete | 2011-01-10 | 2011-07-05 | 2011-07-14 | 2011-11-08
REIPR-11011 | REIP Solar | WATTS |  | 6.75 | 5062.5 | Residential | 1 | MILLVILLE | 8332 | 20 | GO SOLAR ELECTRIC, LLC | AC Electric | No | Complete | 2011-01-10 | 2012-01-12 | 2012-04-13 | 2012-06-06
REIPR-11012 | REIP Solar | GIBBS |  | 8.55 | 5625 | Residential | 1 | MILLVILLE | 8332 | 20 | GO SOLAR ELECTRIC, LLC | AC Electric | No | Complete | 2011-01-10 | 2012-01-12 | 2012-04-13 | 2012-06-06
REIPR-11013 | REIP Solar | MONGELUZZO |  | 9.9 | 5625 | Residential | 1 | MILLVILLE | 8332 | 20 | GO SOLAR ELECTRIC, LLC | AC Electric | No | Complete | 2011-01-10 | 2012-01-24 | 2012-04-13 | 2012-06-06
REIPR-11016 | REIP Solar | PAYNE |  | 7.99 | 5425 | Residential |  | DELANCO | 8075 | 13 | SOLAR SOLUTIONS LLC | PSE&G BPU | No | Complete | 2011-01-10 | 2012-01-12 | 2012-05-29 | 2012-08-16
REIPR-11017 | REIP Solar | ZHENG |  | 5.52 | 4140 | Residential |  | BELLE MEAD | 8502 | 5 | ASTON SOLAR | PSE&G BPU | No | Complete | 2011-01-10 | 2011-02-04 | 2011-03-17 | 2011-06-20
REIPR-11018 | REIP Solar | LITTLE |  | 5.64 | 4140 | Residential | 1 | PLAINFIELD | 7060 | 10 | TRINITY HEATING AND AIR | PSE&G BPU | No | Complete | 2011-01-10 | 2011-06-15 | 2011-07-14 | 2011-11-08
REIPR-11019 | REIP Solar | KEMP |  | 5.33 | 3997.5 | Residential | 1 | MANCHESTER | 8759 | 18 | TRINITY HEATING AND AIR | JCP&L | No | Complete | 2011-01-10 | 2011-07-06 | 2011-08-01 | 2011-09-26
REIPR-11021 | REIP Solar | DALRYMPLE |  | 9.87 | 5625 | Residential |  | STEWARTSVILLE | 8886 | 2 | CLEAN ENERGY USA | JCP&L | No | Complete | 2011-01-10 | 2011-08-15 | 2011-08-29 | 2011-11-01
REIPR-11022 | REIP Solar | WAGNER |  | 9.9 | 5625 | Residential |  | BOONTON | 7005 | 3 | THE SOLAR CENTER, INC. | JCP&L | No | Complete | 2011-01-10 | 2011-07-12 | 2011-08-01 | 2011-09-26
REIPR-11023 | REIP Solar | PATEL |  | 5.5 | 4125 | Residential |  | SOMERSET | 8873 | 5 | SKY HIGH ENERGY, LLC | PSE&G BPU | No | Complete | 2011-01-10 | 2011-08-23 | 2011-09-23 | 2011-11-09
REIPR-11024 | REIP Solar | LU |  | 5.52 | 4140 | Residential |  | DUNNELLEN | 8812 | 11 | PRO CUSTOM SOLAR | PSE&G BPU | No | Complete | 2011-01-10 | 2011-02-04 | 2011-07-12 | 2011-11-08
REIPR-11026 | REIP Solar | CHRISTENSON |  | 9.25 | 5625 | Residential |  | ALLENTOWN | 8501 | 17 | FUTURE SOLUTIONS CONTRACTING, LLC | PSE&G BPU | No | Complete | 2011-01-11 | 2011-02-14 | 2011-04-04 | 2011-06-20
REIPR-11027 | REIP Solar | EDLIN |  | 5.52 | 4140 | Residential |  | HOBOKEN | 7030 | 8 | SEA BRIGHT SOLAR, LLC | PSE&G BPU | No | Complete | 2011-01-10 | 2012-01-03 | 2012-03-21 | 2012-06-19
REIPR-11029 | REIP Solar | SHEPHERD |  | 5.52 | 4140 | Residential | 1 | HAMBURG | 7419 | 1 | CORBIN SOLAR SOLUTIONS, LLC | JCP&L | No | Complete | 2011-01-10 | 2011-06-21 | 2011-07-11 | 2011-11-08
REIPR-11030 | REIP Solar | SAKSENA |  | 9.8 | 5625 | Residential |  | PRINCETON JCTN. | 8550 | 12 | CORBIN SOLAR SOLUTIONS, LLC | JCP&L | No | Complete | 2011-01-10 | 2011-06-21 | 2011-07-14 | 2011-11-08
REIPR-11031 | REIP Solar | BROWNE |  | 7.2 | 5400 | Residential | 1 | MILLVILLE | 8332 | 20 | GO SOLAR ELECTRIC, LLC | AC Electric | No | Complete | 2011-01-10 | 2012-01-19 | 2012-04-13 | 2012-06-06
REIPR-11033 | REIP Solar | HWANG |  | 6.6 | 4826.25 | Residential |  | SOMERSET | 8873 | 5 | SKY HIGH ENERGY, LLC | PSE&G BPU | No | Complete | 2011-01-10 | 2011-10-18 | 2011-12-08 | 2012-04-04
REIPR-11034 | REIP Solar | GLORIA |  | 9.075 | 5625 | Residential |  | HILLSBOROUGH | 8844 | 5 | SKY HIGH ENERGY, LLC | PSE&G BPU | No | Complete | 2011-01-10 | 2011-09-22 | 2011-10-24 | 2011-11-29
REIPR-11035 | REIP Solar | SANDBERG |  | 5.06 | 3712.5 | Residential |  | DAYTON | 8810 | 11 | SKY HIGH ENERGY, LLC | PSE&G BPU | No | Complete | 2011-01-10 | 2011-08-16 | 2011-08-29 | 2011-11-01
REIPR-11036 | REIP Solar | CHEN |  | 7.524 | 5625 | Residential |  | BRIDGEWATER | 8807 | 5 | AMERICAN RENEWABLE ENERGY, INC | JCP&L | No | Complete | 2011-01-17 | 2011-04-19 | 2011-07-11 | 2011-11-08
REIPR-11037 | REIP Solar | PATHAK |  | 9.24 | 5625 | Residential |  | TOMS RIVER | 8753 | 18 | KOPP ELECTRIC COMPANY | JCP&L | No | Complete | 2011-01-10 | 2011-08-31 | 2011-09-02 | 2011-11-01
REIPR-11038 | REIP Solar | WELLE |  | 7.03 | 5265 | Residential |  | BELMAR | 7719 | 17 | ECOLOGICAL SYSTEMS-MANALAPAN | JCP&L | No | Complete | 2011-01-10 | 2011-08-03 | 2011-08-29 | 2011-11-01
REIPR-11040 | REIP Solar | LIN |  | 7.425 | 5568.75 | Residential |  | EAST BRUNSWICK | 8816 | 11 | SKY HIGH ENERGY, LLC | PSE&G BPU | No | Complete | 2011-01-10 | 2011-09-21 | 2011-10-10 | 2011-11-29
REIPR-11041 | REIP Solar | DESAI |  | 7.36 | 5520 | Residential |  | PLAINSBORO | 8536 | 11 | SKY HIGH ENERGY, LLC | PSE&G BPU | No | Complete | 2011-01-10 | 2011-10-28 | 2011-12-05 | 2012-01-25
REIPR-11042 | REIP Solar | ROBINSON |  | 9.4 | 5625 | Residential |  | PILESGROVE | 8098 | 16 | SOLAR WORKS NJ | AC Electric | No | Complete | 2011-01-10 | 2011-06-22 | 2011-09-27 | 2011-11-09
REIPR-11043 | REIP Solar | LEBARON |  | 9.975 | 5625 | Residential |  | JULIUSTOWN | 8042 | 13 | EASTERN ENERGY SERVICES | JCP&L | No | Complete | 2011-01-10 | 2011-07-22 | 2011-08-01 | 2011-09-26
REIPR-11044 | REIP Solar | BENNETT |  | 6.24 | 4560 | Residential |  | MADISON | 7940 | 3 | THE SOLAR CENTER, INC. | Not Known | No | Complete | 2011-01-10 | 2012-01-30 | 2012-03-21 | 2012-06-19
REIPR-11045 | REIP Solar | GEORGE |  | 9.99 | 5625 | Residential |  | BOONTON | 7005 | 3 | THE SOLAR CENTER, INC. | JCP&L | No | Complete | 2011-01-10 | 2011-09-19 | 2011-09-27 | 2011-11-09
REIPR-11046 | REIP Solar | WANG |  | 9 | 5625 | Residential |  | PLAINSBORO | 8536 | 11 | GREENTECH SOLAR USA, LLC | PSE&G BPU | No | Complete | 2011-01-10 | 2012-01-12 | 2012-03-29 | 2012-06-06
REIPR-11048 | REIP Solar | FRIEDRICH |  | 8.25 | 5568.75 | Residential |  | CINNAMINSON | 8077 | 13 | SKY HIGH ENERGY, LLC | PSE&G BPU | No | Complete | 2011-01-10 | 2011-07-28 | 2011-08-24 | 2011-11-01
REIPR-11049 | REIP Solar | PAN |  | 6.58 | 4935 | Residential |  | ANNANDALE | 8801 | 4 | AMERICAN RENEWABLE ENERGY, INC | JCP&L | No | Complete | 2011-01-10 | 2011-10-07 | 2011-10-25 | 2011-11-29
REIPR-11050 | REIP Solar | SIREY |  | 9 | 5273.44 | Residential |  | RAHWAY | 7065 | 10 | A-TOP ALTERNATIVE ENERGY | PSE&G BPU | No | Complete | 2011-01-10 | 2012-01-20 | 2012-05-29 | 2012-08-16
REIPR-11051 | REIP Solar | MONDSHEIN |  | 3.22 | 2415 | Residential |  | STOCKTON | 8559 | 4 | JERSEY SOLAR, LLC | JCP&L | No | Complete | 2011-01-10 | 2011-06-29 | 2011-07-14 | 2011-11-08
REIPR-11053 | REIP Solar | BECK |  | 5.55 | 4162.5 | Residential |  | WALLINGTON | 7057 | 7 | ECOSMART SOLAR SOLUTIONS | PSE&G BPU | No | Complete | 2011-01-10 | 2011-05-11 | 2011-06-21 | 2011-09-14
REIPR-11054 | REIP Solar | PATTI |  | 2.59 | 1942.5 | Residential |  | RUTHERFORD | 7070 | 7 | ECOSMART SOLAR SOLUTIONS | PSE&G BPU | No | Complete | 2011-01-10 | 2011-07-14 | 2011-08-29 | 2011-11-01
REIPR-11055 | REIP Solar | LEATH |  | 5.4 | 4050 | Residential |  | SOMERSET | 8873 | 5 | GEOGENIX | PSE&G BPU | No | Complete | 2011-01-10 | 2011-11-01 | 2011-11-11 | 2012-01-25
REIPR-11056 | REIP Solar | SLIWECKI |  | 5.64 | 4230 | Residential |  | ELWOOD | 8217 | 19 | JERSEY SHORE LLC | AC Electric | No | Complete | 2011-01-10 | 2011-05-20 | 2011-08-01 | 2011-09-26
REIPR-11057 | REIP Solar | LIMAYE |  | 8.085 | 5625 | Residential |  | WESTFIELD | 7090 | 10 | CORBIN SOLAR SOLUTIONS, LLC | PSE&G BPU | No | Complete | 2011-01-10 | 2011-05-09 | 2011-05-31 | 2011-07-25
REIPR-11059 | REIP Solar | LA POOH |  | 9.68 | 5625 | Residential |  | ALLAMUCHY | 7820 | 2 | SOLAR SON LLC | JCP&L | No | Complete | 2011-01-10 | 2011-02-24 | 2011-04-14 | 2011-06-20
REIPR-11060 | REIP Solar | SACCHETTI |  | 9.89 | 5625 | Residential |  | BEACH HAVEN WEST | 8050 | 18 | FOUR POINT REFRIGERATION CO., INC. | AC Electric | No | Complete | 2011-01-10 | 2011-11-14 | 2012-02-09 | 2012-05-31
REIPR-11061 | REIP Solar | GREEN |  | 5.775 | 4331.25 | Residential |  | SOMERSET | 8873 | 5 | SKY HIGH ENERGY, LLC | PSE&G BPU | No | Complete | 2011-01-10 | 2011-08-01 | 2011-08-29 | 2011-11-01
REIPR-11062 | REIP Solar | HUGHEY |  | 9.9 | 5625 | Residential |  | EDISON | 8817 | 11 | SOLAR SON LLC | PSE&G BPU | No | Complete | 2011-01-10 | 2011-10-07 | 2011-10-25 | 2011-11-29
REIPR-11063 | REIP Solar | BOWEN |  | 10.34 | 0 | Residential |  | BERKLEY HEIGHTS | 7922 | 10 | ECO ELECTRIC | JCP&L | No | Complete | 2011-01-10 | 2011-07-08 | N/A | 2013-05-29
REIPR-11064 | REIP Solar | HOTCHKIN |  | 9.625 | 5625 | Residential |  | MILSTONE | 8514 | 17 | ECOLOGICAL SYSTEMS-MANALAPAN | JCP&L | No | Complete | 2011-01-10 | 2011-05-24 | 2011-07-11 | 2011-11-08
REIPR-11116 | REIP Solar | HAWKINS |  | 4.6 | 3450 | Residential |  | BRICK | 8723 | 18 | RELIABLE POWER SERVICES, INC. | JCP&L | No | Complete | 2011-01-17 | 2011-03-09 | 2012-01-24 | 2012-04-04
REIPR-11117 | REIP Solar | MAJEWSKI |  | 4.95 | 3712.5 | Residential |  | KENDALL PARK | 8824 | 11 | SKY HIGH ENERGY, LLC | PSE&G BPU | No | Complete | 2011-01-17 | 2011-08-01 | 2011-09-14 | 2011-11-09
REIPR-11119 | REIP Solar | RIPISH |  | 5.5 | 4125 | Residential |  | BURLINGOTN | 8016 | 13 | SKY HIGH ENERGY, LLC | PSE&G BPU | No | Complete | 2011-01-17 | 2011-09-19 | 2011-10-24 | 2011-11-29
REIPR-11121 | REIP Solar | ENTIN |  | 4.95 | 3712.5 | Residential |  | RINGOES | 8551 | 4 | MERCURY SOLAR SYSTEMS | JCP&L | No | Complete | 2011-01-17 | 2011-04-28 | 2011-05-31 | 2011-07-25
REIPR-11122 | REIP Solar | PATEL |  | 9.804 | 5625 | Residential | 0 | FLORENCE | 8518 | 13 | SEA BRIGHT SOLAR, LLC | PSE&G BPU | No | Complete | 2011-01-17 | 2011-05-31 | 2011-06-08 | 2011-07-25
REIPR-11123 | REIP Solar | KYDD |  | 5.4 | 4050 | Residential |  | LAWRENCEVILLE | 8648 | 12 | GEOGENIX | PSE&G BPU | No | Complete | 2011-01-17 | 2011-04-21 | 2011-05-20 | 2011-07-29
REIPR-11124 | REIP Solar | SEKAR |  | 8.325 | 5625 | Residential | 1 | EDISON | 8820 | 11 | GEOGENIX | PSE&G BPU | No | Complete | 2011-01-17 | 2011-06-10 | 2011-06-28 | 2011-09-14
REIPR-11125 | REIP Solar | RAK |  | 9 | 5625 | Residential |  | BRIDGEWATER | 8807 | 5 | THE ENTECH GROUP | PSE&G BPU | No | Complete | 2011-01-17 | 2011-09-22 | 2012-01-24 | 2012-04-04
REIPR-11126 | REIP Solar | MCDEVITT |  | 7.65 | 5625 | Residential |  | ELDORA | 8270 | 21 | SUN FARM NETWORK | AC Electric | No | Complete | 2011-01-17 | 2011-09-21 | 2011-09-27 | 2011-11-09
REIPR-11127 | REIP Solar | STROHMAIER |  | 6.9 | 5175 | Residential |  | LEBANON | 8833 | 4 | SUN FARM NETWORK | JCP&L | No | Complete | 2011-01-17 | 2011-07-13 | 2011-08-01 | 2011-09-26
REIPR-11129 | REIP Solar | ASHER |  | 9.9 | 5625 | Residential |  | LONGPORT | 8403 | 19 | SEA BRIGHT SOLAR, LLC | AC Electric | No | Complete | 2011-01-17 | 2011-11-07 | 2011-12-05 | 2012-01-25
REIPR-11130 | REIP Solar | DONAHUE |  | 4.23 | 3105 | Residential |  | TOMS RIVER TWP | 8735 | 18 | SUREWAVE SOLAR/LIGHTWAVE | JCP&L | No | Complete | 2011-01-17 | 2011-08-16 | 2011-12-05 | 2012-01-25
REIPR-11132 | REIP Solar | BLUMENTHAL |  | 9.71 | 5625 | Residential | 1 | LAKEWOOD | 8701 | 18 | AROSA SOLAR ENERGY, INC | JCP&L | No | Complete | 2011-01-17 | 2011-05-26 | 2012-02-09 | 2012-05-31
REIPR-11133 | REIP Solar | PATEL |  | 5.67 | 4252.5 | Residential |  | PLAINSBORO | 8536 | 11 | 1ST LIGHT ENERGY, INC. | PSE&G BPU | No | Complete | 2011-01-17 | 2011-04-29 | 2011-08-02 | 2011-09-26
REIPR-11134 | REIP Solar | KHALIFA |  | 5.04 | 3780 | Residential |  | RUTHERFORD | 7070 | 7 | 1ST LIGHT ENERGY, INC. | PSE&G BPU | No | Complete | 2011-01-17 | 2011-04-12 | 2011-06-06 | 2011-07-25
REIPR-11135 | REIP Solar | EPSTEIN |  | 8.46 | 5625 | Residential |  | CALIFON | 7830 | 4 | SUN SAVER SOLAR SYSTEMS 2 | JCP&L | No | Complete | 2011-01-17 | 2011-08-01 | 2011-08-10 | 2011-09-26
REIPR-11136 | REIP Solar | ERNST |  | 7.425 | 4125 | Residential |  | BELLE MEAD | 8502 | 5 | SKY HIGH ENERGY, LLC | PSE&G BPU | No | Complete | 2011-01-17 | 2011-09-23 | 2012-01-11 | 2012-04-04
REIPR-11137 | REIP Solar | QUINTON |  | 6.44 | 4830 | Residential |  | BELLE MEAD | 8502 | 5 | SKY HIGH ENERGY, LLC | PSE&G BPU | No | Complete | 2011-01-17 | 2011-12-08 | 2012-01-11 | 2012-04-04
REIPR-11138 | REIP Solar | KHAN |  | 6.05 | 4537.5 | Residential |  | PISCATAWAY | 8854 | 11 | SKY HIGH ENERGY, LLC | PSE&G BPU | No | Complete | 2011-01-17 | 2011-09-06 | 2011-10-10 | 2011-11-29
REIPR-11139 | REIP Solar | KIDD |  | 4.07 | 3052.5 | Residential |  | SADDLE BROOK | 7663 | 7 | ECOSMART SOLAR SOLUTIONS | PSE&G BPU | No | Complete | 2011-01-17 | 2011-07-14 | 2011-08-29 | 2011-11-01
REIPR-11140 | REIP Solar | HARVELL |  | 9.84 | 5625 | Residential | 1 | HAMILTON | 8620 | 12 | TRINITY HEATING AND AIR | PSE&G BPU | No | Complete | 2011-01-17 | 2011-06-06 | 2011-06-21 | 2011-09-14
REIPR-11141 | REIP Solar | KRISHNAN |  | 6.9 | 5175 | Residential |  | PLAINSBORO | 8536 | 11 | ASTON SOLAR | PSE&G BPU | No | Complete | 2011-01-17 | 2011-06-22 | 2011-09-14 | 2011-11-09
REIPR-11142 | REIP Solar | RONDINELLI |  | 9.9 | 5625 | Residential |  | CREAM RIDGE | 8514 | 17 | 4 BESTSOLAR | JCP&L | No | Complete | 2011-01-17 | 2011-07-26 | 2011-09-02 | 2011-11-01
REIPR-11143 | REIP Solar | MEHRLANDER |  | 6.97 | 5227.5 | Residential | 1 | JACKSON | 8527 | 18 | TRINITY HEATING AND AIR | JCP&L | No | Complete | 2011-01-17 | 2011-04-14 | 2011-05-05 | 2011-07-29
REIPR-11144 | REIP Solar | ROLES |  | 6.9 | 5175 | Residential |  | WESTFIELD | 7090 | 10 | GA SUNSYSTEMS | PSE&G BPU | No | Complete | 2011-01-17 | 2011-03-17 | 2011-06-21 | 2011-09-14
REIPR-11145 | REIP Solar | CORBIN |  | 7.02 | 5265 | Residential |  | MORGANVILLE | 7726 | 17 | CORBIN SOLAR SOLUTIONS, LLC | JCP&L | No | Complete | 2011-01-17 | 2011-10-20 | 2011-10-25 | 2011-11-29
REIPR-11147 | REIP Solar | STASTNEY |  | 9.8 | 5625 | Residential |  | MARLBORO | 7746 | 17 | CORBIN SOLAR SOLUTIONS, LLC | JCP&L | No | Complete | 2011-01-17 | 2011-08-05 | 2011-08-19 | 2011-09-26
REIPR-11148 | REIP Solar | DESAI |  | 9.625 | 5625 | Residential |  | SOMERSET | 8873 | 5 | SKY HIGH ENERGY, LLC | PSE&G BPU | No | Complete | 2011-01-17 | 2012-01-06 | 2012-03-21 | 2012-06-19
REIPR-11149 | REIP Solar | MOSCO |  | 9.4 | 5625 | Residential |  | CRANBURY | 8512 | 11 | MOSCO CONSTRUCTION | PSE&G BPU | No | Complete | 2011-01-17 | 2011-06-14 | 2011-08-01 | 2011-09-26
REIPR-11150 | REIP Solar | CIRRI |  | 9.87 | 8092.5 | Residential |  | BRIDGETON | 8302 | 20 | KAITANNA SOLAR, LLC | AC Electric | No | Complete | 2011-01-17 | 2011-11-22 | 2011-12-22 | 2012-04-04
REIPR-11151 | REIP Solar | HEWITT JR |  | 5.06 | 3395 | Residential |  | PENNSVILLE | 8070 | 16 | SUNTRICITY POWER | AC Electric | No | Complete | 2011-01-17 | 2011-07-19 | 2013-01-15 | 2013-05-02
REIPR-11152 | REIP Solar | ZHANG |  | 9.065 | 5625 | Residential |  | CRESSKILL | 7626 | 7 | ASTON SOLAR | Not Known | No | Complete | 2011-01-17 | 2011-09-26 | 2011-10-10 | 2011-11-29
REIPR-11153 | REIP Solar | MAROTTO |  | 5.06 | 3795 | Residential |  | HILLSBOROUGH | 8844 | 5 | SKY HIGH ENERGY, LLC | PSE&G BPU | No | Complete | 2011-01-17 | 2011-10-31 | 2011-11-17 | 2012-01-25
REIPR-11155 | REIP Solar | ELMES |  | 7.2 | 5400 | Residential |  | JACKSON | 8527 | 18 | ASTRUM SOLAR, LLC | JCP&L | No | Complete | 2011-01-17 | 2011-11-04 | 2012-03-21 | 2012-06-19
REIPR-11156 | REIP Solar | WALKER |  | 9.99 | 5625 | Residential |  | SOMERS POINT | 8244 | 19 | BRITE IDEA ENERGY | AC Electric | No | Complete | 2011-01-17 | 2011-06-22 | 2011-08-19 | 2011-09-26
REIPR-11157 | REIP Solar | NEMANA |  | 5.016 | 3762 | Residential |  | HOLMDEL | 7733 | 17 | AMERICAN RENEWABLE ENERGY, INC | JCP&L | No | Complete | 2011-01-17 | 2011-07-29 | 2011-10-10 | 2011-11-29
REIPR-11159 | REIP Solar | DISIMONI |  | 7.56 | 5625 | Residential |  | PRINCETON | 8540 | 12 | NOGGINHAUS, LLC | PSE&G BPU | No | Complete | 2011-01-17 | 2011-12-21 | 2012-01-24 | 2012-04-04
REIPR-11160 | REIP Solar | NITOWSKI | TRINITY UNITED METHODIST CHURCH | 32.4 | 22500 | Non Profit |  | MULLICA HILL | 8062 | 15 | ONPEAK SOLAR, INC | AC Electric | No | Complete | 2011-01-17 | 2011-08-09 | 2011-09-27 | 2011-11-09
REIPR-11161 | REIP Solar | GARRETT |  | 8.64 | 5625 | Residential |  | BRICK | 8724 | 18 | ECOLOGICAL SYSTEMS BY WATER WIZARD | JCP&L | No | Complete | 2011-01-17 | 2012-01-19 | 2012-05-29 | 2012-08-16
REIPR-11163 | REIP Solar | HERMAN |  | 8.8 | 5625 | Residential |  | PINE BEACH | 8741 | 18 | KOPP ELECTRIC COMPANY | JCP&L | No | Complete | 2011-01-17 | 2011-07-06 | 2011-08-01 | 2011-09-26
REIPR-11164 | REIP Solar | PECK |  | 9.45 | 5625 | Residential |  | MANCHEST | 8733 | 18 | SELF INSTALL | JCP&L | No | Complete | 2011-01-17 | 2011-12-14 | 2012-02-27 | 2012-06-19
REIPR-11220 | REIP Solar | MALLAND |  | 7.79 | 5625 | Residential | 1 | TOMS RIVER | 8753 | 18 | TRINITY HEATING AND AIR | JCP&L | No | Complete | 2011-01-24 | 2011-07-26 | 2011-08-01 | 2011-09-26
REIPR-11221 | REIP Solar | SHERLOCK | ATLANTIC HIGHLANDS BOE | 48.6 | 22500 | School Public K-12 | 1 | ATLANTIC HIGHLANDS | 7716 | 17 | HELIOS SOLAR ENERGY | JCP&L | No | Complete | 2011-01-24 | 2011-03-18 | 2011-05-20 | 2011-07-29
REIPR-11222 | REIP Solar | VAPORAKIS |  | 7.392 | 5544 | Residential |  | HILLSBOROUGH | 8844 | 5 | ECOLUTION ENERGY | JCP&L | No | Complete | 2011-01-24 | 2011-05-11 | 2011-06-28 | 2011-09-14
REIPR-11224 | REIP Solar | ROBSON |  | 7.2 | 5400 | Residential |  | WEIGHTSTOWN | 8562 | 13 | SUN FARM NETWORK | JCP&L | No | Complete | 2011-01-24 | 2011-07-27 | 2011-08-10 | 2011-09-26
REIPR-11225 | REIP Solar | CIRRI |  | 9.87 | 8092.5 | Residential |  | BRIDGETON | 8302 | 20 | KAITANNA SOLAR, LLC | AC Electric | No | Complete | 2011-01-24 | 2011-10-28 | 2011-12-22 | 2012-04-04
REIPR-11226 | REIP Solar | SARMAH |  | 5.98 | 4485 | Residential | 0 | NORTH BRUNSWICK | 8902 | 11 | SKY HIGH ENERGY, LLC | PSE&G BPU | No | Complete | 2011-01-24 | 2011-10-24 | 2011-10-24 | 2011-11-29
REIPR-11227 | REIP Solar | KAPOOR |  | 9.9 | 5625 | Residential |  | SOMERSET | 8873 | 5 | SKY HIGH ENERGY, LLC | PSE&G BPU | No | Complete | 2011-01-24 | 2011-03-01 | 2011-06-06 | 2011-07-25
REIPR-11228 | REIP Solar | COMEAU |  | 9.9 | 5625 | Residential |  | MILFORD | 8848 | 4 | SUN SAVER SOLAR SYSTEMS 2 | JCP&L | No | Complete | 2011-01-24 | 2011-08-09 | 2011-10-25 | 2011-11-29
REIPR-11231 | REIP Solar | MANDOLI |  | 9.66 | 5625 | Residential | 0 | PRINCETON | 8540 | 12 | ABSOLUTELY ENERGIZED SOLAR, LLC | PSE&G BPU | No | Complete | 2011-01-24 | 2011-10-13 | 2011-11-17 | 2012-01-25
REIPR-11232 | REIP Solar | KASINADHUNI |  | 7.65 | 5625 | Residential |  | DOVER | 7801 | 3 | GEOGENIX | JCP&L | No | Complete | 2011-01-24 | 2011-05-26 | 2011-06-08 | 2011-07-25
REIPR-11233 | REIP Solar | KIRBY |  | 9.89 | 5625 | Residential | 0 | CHERRY HILL | 8003 | 14 | GRO SOLAR | PSE&G BPU | No | Complete | 2011-01-24 | 2011-07-14 | 2011-10-10 | 2011-11-29
REIPR-11234 | REIP Solar | PALLE |  | 9.9 | 5625 | Residential |  | PLAINSBORO | 8536 | 11 | SKY HIGH ENERGY, LLC | PSE&G BPU | No | Complete | 2011-01-24 | 2011-08-04 | 2011-08-24 | 2011-11-01
REIPR-11235 | REIP Solar | TARANTINO |  | 7.26 | 5280 | Residential | 0 | MILLSTONE | 8844 | 5 | SUN SAVER SOLAR SYSTEMS 2 | PSE&G BPU | No | Complete | 2011-01-24 | 2012-01-23 | 2012-08-28 | 2012-10-25
REIPR-11236 | REIP Solar | WHITNEY |  | 5.25 | 3937.5 | Residential | 0 | MEDFORD | 8055 | 13 | SOLAR SOLUTIONS LLC | PSE&G BPU | No | Complete | 2011-01-24 | 2011-05-23 | 2011-06-28 | 2011-09-14
REIPR-11238 | REIP Solar | CHAO |  | 9.89 | 5625 | Residential |  | CRANBURY | 8512 | 11 | AMPERICON | PSE&G BPU | No | Complete | 2011-01-24 | 2011-07-29 | 2011-08-02 | 2011-09-26
REIPR-11240 | REIP Solar | GALLAHUE |  | 4.725 | 3543.75 | Residential |  | CRANBURY | 8512 | 11 | MERCURY SOLAR SYSTEMS | PSE&G BPU | No | Complete | 2011-01-24 | 2011-06-08 | 2011-07-14 | 2011-11-08
REIPR-11241 | REIP Solar | DAVIS |  | 5.06 | 3795 | Residential | 1 | OCEANPORT | 7757 | 17 | GARDEN STATE SOLAR LLC | JCP&L | No | Complete | 2011-01-24 | 2011-04-27 | 2011-07-14 | 2011-11-08
REIPR-11244 | REIP Solar | BOWLER |  | 9.89 | 5625 | Residential | 0 | OCEANPORT | 7757 | 17 | GARDEN STATE SOLAR LLC | JCP&L | No | Complete | 2011-01-24 | 2011-04-06 | 2011-06-21 | 2011-09-14
REIPR-11247 | REIP Solar | WITZELL |  | 8.28 | 5625 | Residential |  | MEDFORD | 8055 | 13 | ASC SOLAR SOLUTIONS, LLC | PSE&G BPU | No | Complete | 2011-01-24 | 2011-08-25 | 2011-09-02 | 2011-11-01
REIPR-11248 | REIP Solar | CIEMINS |  | 6.11 | 4140 | Residential | 0 | LAWRENCEVILLE | 8648 | 12 | NJ SOLAR SYSTEM LLC | PSE&G BPU | No | Complete | 2011-01-24 | 2011-05-31 | 2011-09-27 | 2011-11-09
REIPR-11249 | REIP Solar | LIND |  | 4.23 | 3105 | Residential | 1 | COLLINGSWOOD | 8108 | 14 | TRINITY HEATING AND AIR | PSE&G BPU | No | Complete | 2011-01-24 | 2011-05-06 | 2011-05-31 | 2011-07-25
REIPR-11250 | REIP Solar | BENSON |  | 9.8 | 5625 | Residential | 0 | PITTSGROVE | 8318 | 16 | BENCHMARK SERVICES INC. | AC Electric | No | Complete | 2011-01-24 | 2011-05-20 | 2011-06-28 | 2011-09-14
REIPR-11251 | REIP Solar | FETAH |  | 9.1 | 4725 | Residential |  | CHESTERFIELD | 8515 | 13 | 4BESTSOLAR, LLC | PSE&G BPU | No | Complete | 2011-01-24 | 2011-07-26 | 2011-09-02 | 2011-11-01
REIPR-11252 | REIP Solar | FREELAND |  | 9.89 | 5625 | Residential |  | MOUNT LAUREL | 8054 | 13 | AMPERICON | PSE&G BPU | No | Complete | 2011-01-24 | 2011-07-25 | 2011-08-02 | 2011-09-26
REIPR-11253 | REIP Solar | SYNEFAKIS |  | 8.28 | 5625 | Residential |  | HOLMDEL | 7733 | 17 | GARDEN STATE SOLAR LLC | JCP&L | No | Complete | 2011-01-24 | 2011-04-27 | 2011-07-14 | 2011-11-08
REIPR-11254 | REIP Solar | FARKAS |  | 5.98 | 4305 | Residential | 1 | DOROTHY | 8317 | 19 | TRINITY HEATING AND AIR | AC Electric | No | Complete | 2011-01-24 | 2012-01-16 | 2012-02-09 | 2012-05-31
REIPR-11255 | REIP Solar | YANG |  | 4.84 | 3630 | Residential |  | FLORHAM PARK | 7932 | 3 | AMERICAN RENEWABLE ENERGY, INC | JCP&L | No | Complete | 2011-01-24 | 2011-07-27 | 2011-09-14 | 2011-11-09
REIPR-11256 | REIP Solar | DAVIS |  | 6.15 | 4612.5 | Residential | 1 | CREAM RIDGE | 8514 | 17 | TRINITY HEATING AND AIR | JCP&L | No | Complete | 2011-01-24 | 2011-03-23 | 2011-04-14 | 2011-06-20
REIPR-11257 | REIP Solar | KANCHINADAM |  | 9.9 | 5625 | Residential |  | PLAINSBORO | 8536 | 11 | SKY HIGH ENERGY, LLC | PSE&G BPU | No | Complete | 2011-01-24 | 2011-02-08 | 2011-04-04 | 2011-06-20
REIPR-11258 | REIP Solar | DUETSCH |  | 7.77 | 5625 | Residential | 0 | LAKEWOOD | 8701 | 18 | AROSA SOLAR ENERGY, INC | JCP&L | No | Complete | 2011-01-24 | 2011-08-24 | 2012-04-13 | 2012-06-06
REIPR-11259 | REIP Solar | IYER |  | 7.755 | 5625 | Residential | 0 | KENDALL PARK | 8824 | 11 | REC SOLAR, INC. | PSE&G BPU | No | Complete | 2011-01-24 | 2011-05-02 | 2011-09-02 | 2011-11-01
REIPR-11260 | REIP Solar | DARK |  | 7.6 | 5355 | Residential |  | MARLTON | 8053 | 13 | SUNRAY SOLAR, INC. | PSE&G BPU | No | Complete | 2011-01-24 | 2012-03-21 | 2012-04-13 | 2012-06-06
REIPR-11261 | REIP Solar | PAREKH |  | 6.11 | 4410 | Residential |  | SOMERSET | 8873 | 5 | REC SOLAR, INC. | PSE&G BPU | No | Complete | 2011-01-24 | 2011-08-16 | 2011-09-14 | 2011-11-09
REIPR-11262 | REIP Solar | CONVERY |  | 9.165 | 5625 | Residential | 0 | HILLSBOROUGH | 8844 | 5 | SKY HIGH ENERGY, LLC | PSE&G BPU | No | Complete | 2011-01-24 | 2011-11-22 | 2012-01-11 | 2012-04-04
REIPR-11265 | REIP Solar | BUTERBAUGH | THE CHURCH OF ST JOHN | 6.84 | 5130 | Non Profit |  | NEW BRUNSWICK | 8901 | 11 | AMERICAN RENEWABLE ENERGY, INC | PSE&G BPU | No | Complete | 2011-01-24 | 2012-08-17 | 2012-09-20 | 2013-03-04
REIPR-11267 | REIP Solar | MCGOVERN |  | 9.675 | 5625 | Residential |  | MARLTON | 8053 | 13 | ROSS SOLAR GROUP, LLC | PSE&G BPU | No | Complete | 2011-01-24 | 2011-06-28 | 2011-08-01 | 2011-09-26
REIPR-11268 | REIP Solar | SARTI |  | 3.2 | 2343.75 | Residential | 0 | JACKSON | 8527 | 18 | ECOLOGICAL SYSTEMS BY WATER WIZARD | JCP&L | No | Complete | 2011-01-25 | 2012-01-27 | 2012-05-29 | 2012-08-16
REIPR-11269 | REIP Solar | NICOSIA | SAILORS QUAY CONDO ASSOC INC | 10.34 | 7755 | Non Profit |  | BRICK | 8723 | 18 | FOUR POINT REFRIGERATION CO., INC. | JCP&L | No | Complete | 2011-01-24 | 2012-05-04 | 2012-06-29 | 2012-10-03
REIPR-11271 | REIP Solar | WHITMAN |  | 7.875 | 5625 | Residential | 1 | WALL TWP | 8736 | 17 | WHITMAN CONSTRUCTION | JCP&L | No | Complete | 2011-01-24 | 2011-04-26 | 2011-06-21 | 2011-09-14
REIPR-11272 | REIP Solar | YU |  | 6.05 | 4537.5 | Residential |  | WEST WINDSOR | 8550 | 12 | SKY HIGH ENERGY, LLC | PSE&G BPU | No | Complete | 2011-01-24 | 2012-01-09 | 2012-02-09 | 2012-05-31
REIPR-11275 | REIP Solar | LIN |  | 6.525 | 4893.75 | Residential |  | BRIDGEWATER | 8807 | 5 | AMERICAN RENEWABLE ENERGY, INC | PSE&G BPU | No | Complete | 2011-01-24 | 2011-04-04 | 2011-06-28 | 2011-09-14
REIPR-11276 | REIP Solar | ZHAO |  | 8.25 | 5625 | Residential |  | HILLSBOROUGH | 8844 | 5 | SKY HIGH ENERGY, LLC | PSE&G BPU | No | Complete | 2011-01-24 | 2011-10-11 | 2011-10-24 | 2011-11-29
REIPR-11334 | REIP Solar | CARPINO | LIBERTY VILLAGE | 8.1 | 5625 | Residential | 1 | MILLVILLE | 8332 | 20 | GO SOLAR ELECTRIC, LLC | AC Electric | No | Complete | 2011-01-31 | 2012-01-27 | 2012-04-13 | 2012-06-06
REIPR-11336 | REIP Solar | JEAN-CHARLES |  | 3.7 | 2775 | Residential |  | NORTH ARLINGTON | 7031 | 7 | SOLAR ENERGY WORLD-W | PSE&G BPU | No | Complete | 2011-01-31 | 2011-08-30 | 2011-10-10 | 2011-11-29
REIPR-11337 | REIP Solar | PETERSEN |  | 9.6 | 5625 | Residential |  | MONTCLAIR | 7042 | 9 | SEA BRIGHT SOLAR, LLC | PSE&G BPU | No | Complete | 2011-01-31 | 2011-07-27 | 2011-08-10 | 2011-09-26
REIPR-11339 | REIP Solar | CARPINO | LIBERTY VILLAGE | 9.9 | 5625 | Residential | 1 | MILLVILLE | 8332 | 20 | GO SOLAR ELECTRIC, LLC | AC Electric | No | Complete | 2011-01-31 | 2012-01-27 | 2012-04-13 | 2012-06-06
REIPR-11340 | REIP Solar | CARPINO | LIBERTY VILLAGE | 8.1 | 5625 | Residential | 1 | MILLVILLE | 8332 | 20 | GO SOLAR ELECTRIC, LLC | AC Electric | No | Complete | 2011-01-31 | 2012-01-27 | 2012-04-13 | 2012-06-06
REIPR-11341 | REIP Solar | CARPINO | LIBERTY VILLAGE | 7.65 | 5625 | Residential | 1 | MILLVILLE | 8332 | 20 | GO SOLAR ELECTRIC, LLC | AC Electric | No | Complete | 2011-01-31 | 2012-01-27 | 2013-05-01 | 2013-05-02
REIPR-11426 | REIP Solar | POLANISH |  | 9.46 | 5625 | Residential |  | ANDOVER | 7821 | 1 | EAST COAST ALTERNATIVE ENERGY | JCP&L | No | Complete | 2011-01-31 | 2011-06-30 | 2011-07-14 | 2011-11-08
REIPR-11443 | REIP Solar | MELILLO |  | 4.8 | 3600 | Residential |  | MIDDLETOWN | 7748 | 17 | MERCURY SOLAR SYSTEMS | JCP&L | No | Complete | 2011-01-25 | 2011-06-10 | 2011-06-28 | 2011-09-14
REIPR-11995 | REIP Solar | SAROPOLOUS |  | 9.805 | 5625 | Residential | 1 | BARNEGAT | 8005 | 18 | ECOLOGICAL SYSTEMS-MANALAPAN | JCP&L | No | Complete | 2011-02-28 | 2011-10-21 | 2011-11-11 | 2012-01-25
REIPR-12206 | REIP Solar | PATEL |  | 9.576 | 5625 | Residential |  | FLORENCE | 8518 | 13 | SEA BRIGHT SOLAR, LLC | PSE&G BPU | No | Complete | 2011-03-14 | 2011-06-22 | 2011-07-11 | 2011-11-08
REIPR-12213 | REIP Solar | LAGANELLA |  | 6.24 | 6240 | Residential |  | BRICK | 8723 | 18 | 4BESTSOLAR, LLC | JCP&L | No | Complete | 2011-05-02 | 2011-11-08 | 2011-12-22 | 2012-04-04
REIPR-12215 | REIP Solar | HAAS |  | 4.5 | 2865 | Residential | 0 | BURLINGTON | 8016 | 13 | JERSEY SOLAR, LLC | PSE&G BPU | No | Complete | 2011-08-17 | 2011-08-30 | 2012-05-29 | 2012-08-16
REIPNR-04180 | SREC Solar | WILCOX | GRACE CATHEDRAL FIRST | 95.55 | 0 | Non Profit |  | TRENTON | 8638 | 12 | TRINITY HEATING AND AIR | PSE&G BPU | No | Complete | 2009-04-28 | 2009-05-27 | 2009-07-23 | 2009-07-23
REIPNR-04182 | SREC Solar | DRESSEL | IBEW LOCAL UNION 164 | 101.088 | 0 | Non Profit |  | PARAMUS | 7652 | 7 | SAL'S ELECTRIC CO. | PSE&G BPU | No | Complete | 2009-05-06 | 2009-08-18 | 2009-09-16 | 2009-09-16
REIPNR-04231 | SREC Solar | CHEN | MARS SNACKFOOD, US LLC | 2151 | 0 | Commercial |  | HACKETTSTOWN | 7840 | 2 | PSEG SOLAR SOURCE, LLC | JCP&L | No | Complete | 2009-05-05 | 2009-09-17 | 2009-10-26 | 2009-10-26
REIPNR-04336 | SREC Solar | SUPOR | SUPOR INDUSTRIAL PARK | 129 | 0 | Commercial |  | HARRISON | 7029 | 8 | TRINITY HEATING AND AIR | PSE&G BPU | No | Complete | 2009-05-20 | 2009-05-27 | 2009-06-23 | 2009-06-23
REIPNR-04337 | SREC Solar | SUPOR | J SUPOR & SON TRUCKING & RIGGING | 100.2 | 0 | Commercial |  | HARRISON | 7029 | 8 | TRINITY HEATING AND AIR | PSE&G BPU | No | Complete | 2009-05-20 | 2009-05-27 | 2009-06-23 | 2009-06-23
REIPNR-04338 | SREC Solar | WITMONDT | ERIC RICHARD, CO. | 36 | 0 | Commercial |  | EAST HANOVER | 7936 | 3 | TRINITY HEATING AND AIR | JCP&L | No | Complete | 2009-05-20 | 2009-05-27 | 2009-06-23 | 2009-06-23
REIPNR-04339 | SREC Solar | WITMONDT | PARTY ARTISTRY INC. | 24 | 0 | Commercial |  | EAST HANOVER | 7936 | 3 | TRINITY HEATING AND AIR | JCP&L | No | Complete | 2009-05-20 | 2009-05-27 | 2009-06-23 | 2009-06-23
REIPNR-04340 | SREC Solar | WITMONDT | ASSOCIATED SALES | 106 | 0 | Commercial |  | EAST HANOVER | 7936 | 3 | TRINITY HEATING AND AIR | JCP&L | No | Complete | 2009-05-20 | 2009-05-27 | 2009-06-23 | 2009-06-23
REIPNR-04391 | SREC Solar | WISLER | QUICK CHEK, CORP. | 109.725 | 0 | Commercial |  | WHITEHOUSE STATION | 8889 | 4 | VANGUARD ENERGY PARTNERS, LLC | JCP&L | No | Complete | 2009-05-26 | 2009-06-30 | 2009-07-23 | 2009-07-23
REIPNR-04409 | SREC Solar | MORELLA |  | 0.7 | 0 | Residential |  | MONROEVILLE | 8343 | 16 | RENERGY, INC. | AC Electric | No | Complete | 2009-05-28 | 2009-06-30 | 2009-07-23 | 2009-07-23
REIPNR-04454 | SREC Solar | GOLDBERG |  | 4.92 | 0 | Residential |  | HOLMDEL | 7733 | 17 | MY NJ SOLAR, LLC | JCP&L | No | Complete | 2009-06-25 | 2009-09-16 | 2009-10-26 | 2009-10-26
REIPNR-04607 | SREC Solar | ZIEGLER |  | 7.56 | 0 | Residential |  | TITUSVILLE | 8560 | 12 | SOLARDELPHIA | PSE&G BPU | No | Complete | 2009-06-09 | 2009-06-25 | 2009-07-24 | 2009-07-24
REIPNR-04625 | SREC Solar | PEAL | COSTCO WHOLESALE | 529.38 | 0 | Commercial | 0 | HAZLET | 7730 | 17 | SOLAR POWER | JCP&L | No | Complete | 2009-06-16 | 2010-01-28 | 2010-03-26 | 2010-03-26
REIPNR-04655 | SREC Solar | CARRAGINO | CARCO DEVELOPMENT CORP. | 158.76 | 0 | Commercial |  | RANDOLPH | 7869 | 3 | NJ SOLAR POWER, LLC | JCP&L | No | Complete | 2009-06-24 | 2009-10-23 | 2009-10-30 | 2009-10-30
REIPNR-04735 | SREC Solar | PEAL | COSTCO WHOLESALE | 451.4 | 0 | Commercial |  | STAFFORD TWP | 8050 | 18 | SUN POWER | AC Electric | No | Complete | 2009-07-15 | 2009-08-11 | 2009-08-27 | 2009-08-27
REIPNR-04738 | SREC Solar | KAMINER | SATJAS LLC | 93 | 0 | Commercial |  | CARLSTADT | 7072 | 7 | MERCURY SOLAR SYSTEMS | PSE&G BPU | No | Complete | 2009-07-15 | 2009-11-25 | 2009-12-03 | 2009-12-03
REIPNR-04842 | SREC Solar | CONRAD | RTC PROPERTIES INC | 741.125 | 0 | Commercial | 0 | KEARNY | 7032 | 8 | ABSOLUTELY ENERGIZED SOLAR, LLC | PSE&G BPU | No | Complete | 2009-08-12 | 2010-01-06 | 2010-03-19 | 2010-03-19
REIPNR-04843 | SREC Solar | ENI | DEITZ & WATSON | 1649.7 | 0 | Commercial |  | DELANCO | 8075 | 13 | ABSOLUTELY ENERGIZED SOLAR, LLC | PSE&G BPU | No | Complete | 2009-08-12 | 2010-09-01 | 2010-10-29 | 2010-10-29
REIPNR-04846 | SREC Solar | VOSBIKIAN | INTERNATIONAL ROLLFORMS INC | 383.08 | 0 | Commercial |  | SEWELL | 8080 | 15 | MERCURY SOLAR SYSTEMS | AC Electric | No | Complete | 2009-08-12 | 2009-10-13 | 2009-10-30 | 2009-10-30
REIPNR-04862 | SREC Solar | CHAN | FOND DU LAC | 365.4 | 0 | Commercial | 0 | EDISON | 8817 | 11 | PRO-TECH ENERGY SOLUTIONS | PSE&G BPU | No | Complete | 2009-08-13 | 2009-12-18 | 2010-03-04 | 2010-03-04
REIPNR-04863 | SREC Solar | CHAN | FOND DU LAC | 417 | 0 | Commercial | 0 | EDISON | 8817 | 11 | PRO-TECH ENERGY SOLUTIONS | PSE&G BPU | No | Complete | 2009-08-13 | 2009-12-18 | 2010-03-04 | 2010-03-04
REIPNR-04864 | SREC Solar | CHAN | FOND DU LAC | 225.6 | 0 | Commercial | 0 | EDISON | 8817 | 11 | PRO-TECH ENERGY SOLUTIONS | PSE&G BPU | No | Complete | 2009-08-13 | 2009-12-18 | 2010-03-04 | 2010-03-04
REIPNR-04929 | SREC Solar | ALLNATT |  | 5.375 | 0 | Residential | 0 | GLEN GARDNER | 8825 | 4 | THE SOLAR CENTER, INC. | JCP&L | No | Complete | 2009-08-13 | 2010-06-01 | 2010-07-29 | 2010-07-29
REIPNR-04935 | SREC Solar | HEDBERG | JR ASSOCIATES LTD | 401.52 | 0 | Commercial | 0 | ROCKY HILL | 8553 | 5 | TRINITY HEATING AND AIR | PSE&G BPU | No | Complete | 2009-08-13 | 2010-07-06 | 2010-07-16 | 2010-07-16
REIPNR-04944 | SREC Solar | KIRCHNER | S.J. SKATING CENTER INC. | 140.28 | 0 | Commercial | 0 | WESTVILLE | 8093 | 15 | TRINITY HEATING AND AIR | PSE&G BPU | No | Complete | 2009-08-12 | 2010-04-22 | 2010-05-27 | 2010-05-27
REIPNR-04945 | SREC Solar | ENTERS |  | 30.6 | 0 | Commercial |  | DOVER | 7801 | 3 | NVT LICENSES, LLC | JCP&L | No | Complete | 2009-08-12 | 2010-07-15 | 2010-08-13 | 2010-08-13
REIPNR-04946 | SREC Solar | ENTERS | WALGREEN EASTERN CO., INC. | 47.952 | 0 | Commercial |  | EAST WINDSOR | 8520 | 12 | NVT LICENSES, LLC | JCP&L | No | Complete | 2009-08-12 | 2010-08-04 | 2010-08-26 | 2010-08-26
REIPNR-04947 | SREC Solar | ENTERS | WALGREENS EASTERN CO., INC | 39.27 | 0 | Commercial |  | UNION | 7083 | 10 | NVT LICENSES, LLC | PSE&G BPU | No | Complete | 2009-08-12 | 2010-07-15 | 2010-08-13 | 2010-08-13
REIPNR-04948 | SREC Solar | ENTERS | WALGREEN EASTERN CO., INC. | 35.7 | 0 | Commercial |  | RAHWAY | 7065 | 10 | NVT LICENSES, LLC | PSE&G BPU | No | Complete | 2009-08-12 | 2010-07-15 | 2010-08-26 | 2010-08-26
REIPNR-04949 | SREC Solar | ENTERS | WALGREEN EASTERN CO., INC. | 42.56 | 0 | Commercial |  | WEST CALDWELL | 7006 | 9 | NVT LICENSES, LLC | PSE&G BPU | No | Complete | 2009-08-12 | 2010-07-15 | 2010-08-13 | 2010-08-13
REIPNR-04950 | SREC Solar | ENTERS | WALGREEN EASTERN CO., INC | 45.22 | 0 | Commercial | 1 | LINDEN | 7036 | 10 | NVT LICENSES, LLC | PSE&G BPU | No | Complete | 2009-08-12 | 2010-07-15 | 2010-07-29 | 2010-07-29
REIPNR-04951 | SREC Solar | ENTERS | WALGREEN EASTERN CO., INC | 39.9 | 0 | Commercial |  | NEWARK | 7106 | 9 | NVT LICENSES, LLC | PSE&G BPU | No | Complete | 2009-08-12 | 2010-07-15 | 2010-08-13 | 2010-08-13
REIPNR-04952 | SREC Solar | ENTERS | WALGREEN EASTERN CO., INC. | 39.9 | 0 | Commercial | 1 | ROSELAND | 7068 | 9 | NVT LICENSES, LLC | PSE&G BPU | No | Complete | 2009-08-12 | 2010-07-15 | 2010-07-29 | 2010-07-29
REIPNR-04953 | SREC Solar | ENTERS | WALGREEN EASTERN CO., INC | 45.22 | 0 | Commercial |  | WALWICK | 7463 | 7 | NVT LICENSES, LLC | PSE&G BPU | No | Complete | 2009-08-12 | 2010-07-15 | 2010-08-13 | 2010-08-13
REIPNR-04954 | SREC Solar | LACKLAND | LACKLAND STORAGE | 61.74 | 0 | Commercial | 0 | LODI | 7644 | 7 | TRINITY HEATING AND AIR | PSE&G BPU | No | Complete | 2009-08-12 | 2010-01-20 | 2010-02-05 | 2010-02-05
REIPNR-04955 | SREC Solar | LACKLAND | LACKLAND STORAGE | 245.7 | 0 | Commercial | 0 | BELLEVILLE | 7109 | 9 | TRINITY HEATING AND AIR | PSE&G BPU | No | Complete | 2009-08-12 | 2010-03-12 | 2010-03-26 | 2010-03-26
REIPNR-04956 | SREC Solar | LACKLAND | LACKLAND STORAGE | 128.6 | 0 | Commercial | 0 | FLEMINGTON | 8822 | 4 | TRINITY SOLAR POWER | JCP&L | No | Complete | 2009-08-12 | 2010-03-12 | 2010-04-23 | 2010-04-23
REIPNR-04957 | SREC Solar | LACKLAND | LACKLAND STORAGE | 218.4 | 0 | Commercial | 0 | SOUTH BRUNSWICK | 8852 | 11 | TRINITY SOLAR POWER | PSE&G BPU | No | Complete | 2009-08-12 | 2010-04-22 | 2010-06-24 | 2010-06-24
REIPNR-04958 | SREC Solar | LACKLAND | LACKLAND STORAGE | 75.6 | 0 | Commercial | 0 | FAIR LAWN | 7410 | 7 | TRINITY SOLAR POWER | PSE&G BPU | No | Complete | 2009-08-12 | 2010-03-12 | 2010-05-14 | 2010-05-14
REIPNR-04959 | SREC Solar | IORIO | MEGA GROUP | 78 | 0 | Commercial | 0 | EWING | 8628 | 12 | TRINITY HEATING AND AIR | PSE&G BPU | No | Complete | 2009-08-12 | 2010-03-17 | 2010-05-07 | 2010-05-07
REIPNR-04960 | SREC Solar | WALTERS | PETSMART #1945 | 84 | 0 | Commercial | 0 | MANHAWKIN | 8050 | 18 | TRINITY HEATING AND AIR | AC Electric | No | Complete | 2009-08-12 | 2010-01-18 | 2010-02-05 | 2010-02-05
REIPNR-04961 | SREC Solar | WALTERS | BEST BUY | 124 | 0 | Commercial |  | MANAHAWKIN | 8050 | 18 | TRINITY HEATING AND AIR | AC Electric | No | Complete | 2009-08-12 | 2009-12-15 | 2010-01-08 | 2010-01-08
REIPNR-04962 | SREC Solar | WALTERS | DICK'S SPORTING GOODS #00085 | 221 | 0 | Commercial |  | MANAHAWKIN | 8050 | 18 | TRINITY HEATING AND AIR | AC Electric | No | Complete | 2009-08-12 | 2009-12-15 | 2010-01-08 | 2010-01-08
REIPNR-05009 | SREC Solar | COLLINS | RICHARD STOCKTON COLLEGE | 468.3 | 0 | School Other | 0 | POMOWA | 8240 | 19 | EASTERN ENERGY SERVICES | AC Electric | No | Complete | 2009-08-20 | 2010-03-30 | 2010-05-27 | 2010-05-27
REIPNR-05044 | SREC Solar | GAERITY | PSEG NUCLEAR TRAINING CENTER | 74.725 | 0 | Commercial | 0 | SALEM | 8079 | 16 | GEOGENIX | AC Electric | No | Complete | 2009-08-19 | 2010-01-18 | 2010-04-01 | 2010-04-01
REIPNR-05046 | SREC Solar | LACKLAND | LACK LAND STORAGE | 235.2 | 0 | Commercial | 0 | CLIFTON | 7012 | 6 | TRINITY HEATING AND AIR | PSE&G BPU | No | Complete | 2009-08-20 | 2010-01-20 | 2010-02-05 | 2010-02-05
REIPNR-05047 | SREC Solar | LACKLAND | LACKLAND STORAGE - STORAGE ASSE | 102.9 | 0 | Commercial | 0 | LODI | 7644 | 7 | TRINITY HEATING AND AIR | PSE&G BPU | No | Complete | 2009-08-20 | 2010-01-20 | 2010-02-05 | 2010-02-05
REIPNR-05048 | SREC Solar | MORAN | BJ'S WHOLESALE CLUB, INC CLUB #48 | 499.33 | 0 | Commercial |  | LEDGEWOOD | 7852 | 3 | SPIRE SOLAR SYSTEMS | JCP&L | No | Complete | 2009-08-19 | 2010-09-21 | 2010-10-21 | 2010-10-21
REIPNR-05049 | SREC Solar | MORAN | BJ'S WHOLESALE CLUB, INC CLUB #308 | 451.49 | 0 | Commercial |  | FLEMINGTON | 8822 | 4 | SPIRE SOLAR SYSTEMS | JCP&L | No | Complete | 2009-08-19 | 2010-09-21 | 2010-10-29 | 2010-10-29
REIPNR-05069 | SREC Solar | GARB | HARTZ SOLAR LLC | 525.69 | 0 | Commercial |  | SECAUCUS | 7094 | 8 | SOLAR ENERGY SYSTEMS | PSE&G BPU | No | Complete | 2009-09-04 | 2009-10-27 | 2009-12-08 | 2009-12-08
REIPNR-05070 | SREC Solar | KREYER | DYKES LUMBER COMPANY, INC | 360 | 0 | Commercial | 0 | WEEHAWKEN | 7087 | 8 | ENTERPRISE SOLAR | PSE&G BPU | No | Complete | 2009-09-04 | 2009-11-17 | 2010-04-01 | 2010-04-01
REIPNR-05098 | SREC Solar | BUCKLEY | STAPLES INC, MANAHAWKIN | 79.95 | 0 | Commercial | 0 | MANAHAWKIN | 8050 | 18 | NVT LICENSES, LLC | AC Electric | No | Complete | 2009-09-04 | 2010-04-13 | 2010-05-27 | 2010-05-27
REIPNR-05099 | SREC Solar | BUCKLEY | STAPLES INC, DELRAN | 60.27 | 0 | Commercial | 0 | DELRAN | 8075 | 13 | NVT LICENSES, LLC | PSE&G BPU | No | Complete | 2009-09-04 | 2010-04-13 | 2010-06-24 | 2010-06-24
REIPNR-05101 | SREC Solar | BUCKLEY | STAPLES INC, MILLVILLE | 67.32 | 0 | Commercial | 0 | MILLVILLE | 8332 | 20 | NVT LICENSES, LLC | AC Electric | No | Complete | 2009-09-04 | 2010-04-13 | 2010-05-27 | 2010-05-27
REIPNR-05108 | SREC Solar | HAUSMANN | HAUSMANN INDUSTRIES INC | 210 | 0 | Commercial | 0 | NORTHVALE | 7647 | 7 | ALTERIS RENEWABLES INC | Orange & Rockland Elec | No | Complete | 2009-09-04 | 2010-03-10 | 2010-05-07 | 2010-05-07
REIPNR-05109 | SREC Solar | BRIDGE | CONNECTIV VINELAND SOLAR, LLC | 2339.96 | 0 | Commercial | 0 | VINELAND | 8360 | 20 | SUN POWER | Conectiv | Yes | Complete | 2009-09-04 | 2009-09-16 | 2009-12-17 | 2009-12-17
REIPNR-05110 | SREC Solar | MAGGION | MERLIN INDUSTRIES | 383.13 | 0 | Commercial | 0 | HAMILTON | 8619 | 12 | THE SOLAR CENTER, INC. | PSE&G BPU | No | Complete | 2009-09-04 | 2010-02-04 | 2010-04-01 | 2010-04-01
REIPNR-05154 | SREC Solar | FORESTIERI | CLAYTON BLOCK CO., LLC | 424.35 | 0 | Commercial | 0 | LAKEWOOD | 8701 | 18 | SUN FARM NETWORK | JCP&L | No | Complete | 2009-09-17 | 2009-12-30 | 2010-03-04 | 2010-03-04
REIPNR-05157 | SREC Solar | SPECTOR |  | 4.73 | 0 | Residential | 0 | LAFAYETTE | 7848 | 1 | KG BUILDERS - RE DIVISION | Unknown | No | Complete | 2009-09-17 | 2009-12-04 | 2010-03-04 | 2010-03-04
REIPNR-05158 | SREC Solar | JAMISON | CRANFORD DEVELOPMENT, LLC | 115.83 | 0 | Commercial |  | CRANFORD | 7016 | 10 | MERCURY SOLAR SYSTEMS | PSE&G BPU | No | Complete | 2009-09-17 | 2010-12-20 | 2011-03-24 | 2011-03-24
REIPNR-05277 | SREC Solar | GOODWIN | AGMART PRODUCE | 838.08 | 0 | Commercial |  | CEDARVILLE | 8311 | 20 | ROWSON ELECTRIC INC. | AC Electric | No | Complete | 2009-09-30 | 2010-11-17 | 2011-02-04 | 2011-02-04
REIPNR-05278 | SREC Solar | GOODWIN | AGMART PRODUCE | 596.16 | 0 | Commercial |  | CEDARVILLE | 8311 | 20 | ROWSON ELECTRIC INC. | AC Electric | No | Complete | 2009-09-30 | 2010-08-23 | 2011-01-20 | 2011-01-20
REIPNR-05279 | SREC Solar | GOODWIN | AGMART PRODUCE | 336.96 | 0 | Commercial | 0 | CEDARVILLE | 8311 | 20 | ROWSON ELECTRIC INC. | AC Electric | No | Complete | 2009-09-30 | 2010-01-13 | 2010-03-19 | 2010-03-19
REIPNR-05281 | SREC Solar | SCIPIONE | NGL PRPERTY MANAGEMENT LLC | 500.08 | 0 | Commercial | 0 | VINELAND | 8360 | 20 | PFISTER MAINTENANCE, INC. | Vineland Muni Elec | No | Complete | 2009-09-30 | 2010-03-11 | 2010-06-04 | 2010-06-04
REIPNR-05283 | SREC Solar | MORAN | ENXCO | 640.32 | 0 | Non Profit |  | BELLE MEAD | 8502 | 5 | MORTENSON CONSTRUCTION | PSE&G BPU | No | Complete | 2009-09-30 | 2009-11-20 | 2010-01-08 | 2010-01-08
REIPNR-05284 | SREC Solar | MORAN | ENXCO | 153.12 | 0 | Non Profit |  | BELLE MEADE | 8502 | 5 | MORTENSON CONSTRUCTION | PSE&G BPU | No | Complete | 2009-09-30 | 2009-11-20 | 2010-01-08 | 2010-01-08
REIPNR-05286 | SREC Solar | MORAN | ENXCO | 1023.12 | 0 | Non Profit |  | BELLE MEADE | 8502 | 5 | MORTENSON CONSTRUCTION | PSE&G BPU | No | Complete | 2009-09-30 | 2009-11-20 | 2010-01-08 | 2010-01-08
REIPNR-05352 | SREC Solar | JERIMIAS | ABALINE PAPER PRODUCTS | 299.936 | 0 | Commercial | 0 | PORT READING | 7064 | 11 | ABSOLUTELY ENERGIZED SOLAR, LLC | PSE&G BPU | No | Complete | 2009-10-19 | 2010-02-16 | 2010-04-09 | 2010-04-09
REIPNR-05353 | SREC Solar | FIETKIEWICZ | CEDAR BRIDGE NURSERIES, INC | 178.32 | 0 | Commercial | 0 | EGG HARBOR | 8215 | 19 | MERCURY SOLAR SYSTEMS | AC Electric | No | Complete | 2009-10-19 | 2010-03-05 | 2010-05-27 | 2010-05-27
REIPNR-05354 | SREC Solar | TORIAN | NEWARK HOUSING AUTHORITY | 16.56 | 0 | Residential |  | NEWARK | 7103 | 9 | ADVANCED SOLAR PRODUCTS FLEMINGTON | PSE&G BPU | No | Complete | 2009-10-19 | 2010-05-21 | 2010-08-05 | 2010-08-05
REIPNR-05355 | SREC Solar | TORIAN | NEWARK HOUSING AUTHORITY | 2.76 | 0 | Residential |  | NEWARK | 7103 | 9 | ADVANCED SOLAR PRODUCTS FLEMINGTON | PSE&G BPU | No | Complete | 2009-10-19 | 2010-05-21 | 2010-08-05 | 2010-08-05
REIPNR-05356 | SREC Solar | TORIAN | NEWARK HOUSING AUTHORITY | 2.53 | 0 | Residential |  | NEWARK | 7103 | 9 | ADVANCED SOLAR PRODUCTS FLEMINGTON | PSE&G BPU | No | Complete | 2009-10-19 | 2010-05-21 | 2010-08-05 | 2010-08-05
REIPNR-05357 | SREC Solar | TORIAN | NEWARK HOUSING AUTHORITY | 2.76 | 0 | Residential |  | NEWARK | 7103 | 9 | ADVANCED SOLAR PRODUCTS FLEMINGTON | PSE&G BPU | No | Complete | 2009-10-19 | 2010-05-21 | 2010-08-05 | 2010-08-05
REIPNR-05358 | SREC Solar | TORIAN | NEWARK HOUSING AUTHORITY | 2.76 | 0 | Residential |  | NEWARK | 7103 | 9 | ADVANCED SOLAR PRODUCTS FLEMINGTON | PSE&G BPU | No | Complete | 2009-10-19 | 2010-05-21 | 2010-08-05 | 2010-08-05
REIPNR-05359 | SREC Solar | TORIAN | NEWARK HOUSING AUTHORITY | 2.76 | 0 | Residential |  | NEWARK | 7103 | 9 | ADVANCED SOLAR PRODUCTS FLEMINGTON | PSE&G BPU | No | Complete | 2009-10-19 | 2010-05-21 | 2010-08-05 | 2010-08-05
REIPNR-05360 | SREC Solar | TORIAN | NEWARK HOUSING AUTHORITY | 2.53 | 0 | Residential |  | NEWARK | 7103 | 9 | ADVANCED SOLAR PRODUCTS FLEMINGTON | PSE&G BPU | No | Complete | 2009-10-19 | 2010-05-21 | 2010-08-05 | 2010-08-05
REIPNR-05362 | SREC Solar | TORIAN | NEWARK HOUSING AUTHORITY | 2.76 | 0 | Residential |  | NEWARK | 7103 | 9 | ADVANCED SOLAR PRODUCTS FLEMINGTON | PSE&G BPU | No | Complete | 2009-10-19 | 2010-05-21 | 2010-08-05 | 2010-08-05
REIPNR-05363 | SREC Solar | TORIAN | NEWARK HOUSING AUTHORITY | 2.53 | 0 | Residential |  | NEWARK | 7103 | 9 | ADVANCED SOLAR PRODUCTS FLEMINGTON | PSE&G BPU | No | Complete | 2009-10-19 | 2010-05-21 | 2010-08-05 | 2010-08-05
REIPNR-05364 | SREC Solar | TORIAN | NEWARK HOUSING AUTHORITY | 2.53 | 0 | Residential |  | NEWARK | 7103 | 9 | ADVANCED SOLAR PRODUCTS FLEMINGTON | PSE&G BPU | No | Complete | 2009-10-19 | 2010-05-21 | 2010-08-05 | 2010-08-05
REIPNR-05365 | SREC Solar | TORIAN | NEWARK HOUSING AUTHORITY | 2.3 | 0 | Residential |  | NEWARK | 7103 | 9 | ADVANCED SOLAR PRODUCTS FLEMINGTON | PSE&G BPU | No | Complete | 2009-10-19 | 2010-05-21 | 2010-08-05 | 2010-08-05
REIPNR-05366 | SREC Solar | TORIAN | NEWARK HOUSING AUTHORITY | 2.53 | 0 | Residential |  | NEWARK | 7103 | 9 | ADVANCED SOLAR PRODUCTS FLEMINGTON | PSE&G BPU | No | Complete | 2009-10-19 | 2010-05-21 | 2010-08-05 | 2010-08-05
REIPNR-05367 | SREC Solar | TORIAN | NEWARK HOUSING AUTHORITY | 2.53 | 0 | Residential |  | NEWARK | 7103 | 9 | ADVANCED SOLAR PRODUCTS FLEMINGTON | PSE&G BPU | No | Complete | 2009-10-19 | 2010-05-21 | 2010-08-05 | 2010-08-05
REIPNR-05369 | SREC Solar | TORIAN | NEWARD HOUSING AUTHORITY | 2.53 | 0 | Residential |  | NEWARK | 7103 | 9 | ADVANCED SOLAR PRODUCTS FLEMINGTON | PSE&G BPU | No | Complete | 2009-10-19 | 2010-05-21 | 2010-08-05 | 2010-08-05
REIPNR-05370 | SREC Solar | TORIAN | NEWARK HOUSING AUTHORITY | 2.53 | 0 | Residential |  | NEWARK | 7103 | 9 | ADVANCED SOLAR PRODUCTS FLEMINGTON | PSE&G BPU | No | Complete | 2009-10-19 | 2010-05-21 | 2010-08-05 | 2010-08-05
REIPNR-05372 | SREC Solar | TORIAN | NEWARK HOUSING AUTHORITY | 1.84 | 0 | Residential |  | NEWARK | 7103 | 9 | ADVANCED SOLAR PRODUCTS FLEMINGTON | PSE&G BPU | No | Complete | 2009-10-19 | 2010-05-21 | 2010-08-05 | 2010-08-05
REIPNR-05373 | SREC Solar | TORIAN | NEWARK HOUSING AUTHORITY | 1.84 | 0 | Residential |  | NEWARK | 7103 | 9 | ADVANCED SOLAR PRODUCTS FLEMINGTON | PSE&G BPU | No | Complete | 2009-10-19 | 2010-05-21 | 2010-08-05 | 2010-08-05
REIPNR-05374 | SREC Solar | TORIAN | NEWARK HOUSING AUTHORITY | 1.84 | 0 | Residential |  | NEWARK | 7103 | 9 | ADVANCED SOLAR PRODUCTS FLEMINGTON | PSE&G BPU | No | Complete | 2009-10-19 | 2010-05-21 | 2010-08-05 | 2010-08-05
REIPNR-05375 | SREC Solar | TORIAN | NEWARK HOUSING AUTHORITY | 1.84 | 0 | Residential |  | NEWARK | 7102 | 9 | ADVANCED SOLAR PRODUCTS FLEMINGTON | PSE&G BPU | No | Complete | 2009-10-19 | 2010-05-21 | 2010-08-05 | 2010-08-05
REIPNR-05376 | SREC Solar | TORIAN | NEWARK HOUSING AUTHORITY | 1.84 | 0 | Residential |  | NEWARK | 7103 | 9 | ADVANCED SOLAR PRODUCTS FLEMINGTON | PSE&G BPU | No | Complete | 2009-10-19 | 2010-05-21 | 2010-08-05 | 2010-08-05
REIPNR-05377 | SREC Solar | TORIAN | NEWARK HOUSING AUTHORITY | 1.84 | 0 | Residential |  | NEWARK | 7103 | 9 | ADVANCED SOLAR PRODUCTS FLEMINGTON | PSE&G BPU | No | Complete | 2009-10-19 | 2010-05-21 | 2010-08-05 | 2010-08-05
REIPNR-05378 | SREC Solar | TORIAN | NEWARK HOUSING AUTHORITY | 1.84 | 0 | Residential |  | NEWARK | 7103 | 9 | ADVANCED SOLAR PRODUCTS FLEMINGTON | PSE&G BPU | No | Complete | 2009-10-19 | 2010-05-21 | 2010-08-05 | 2010-08-05
REIPNR-05379 | SREC Solar | TORIAN | NEWARK HOUSING AUTHORITY | 1.84 | 0 | Residential |  | NEWARK | 7103 | 9 | ADVANCED SOLAR PRODUCTS FLEMINGTON | PSE&G BPU | No | Complete | 2009-10-19 | 2010-05-21 | 2010-08-05 | 2010-08-05
REIPNR-05380 | SREC Solar | TORIAN | NEWARK HOUSING AUTHORITY | 1.84 | 0 | Residential |  | NEWARK | 7103 | 9 | ADVANCED SOLAR PRODUCTS FLEMINGTON | PSE&G BPU | No | Complete | 2009-10-19 | 2010-05-21 | 2010-08-05 | 2010-08-05
REIPNR-05381 | SREC Solar | TORIAN | NEWARK HOUSING AUTHORITY | 4.6 | 0 | Residential |  | NEWARK | 7103 | 9 | ADVANCED SOLAR PRODUCTS FLEMINGTON | PSE&G BPU | No | Complete | 2009-10-19 | 2010-05-21 | 2010-08-05 | 2010-08-05
REIPNR-05382 | SREC Solar | TORIAN | NEWARK HOUSING AUTHORITY | 4.6 | 0 | Residential |  | NEWARK | 7103 | 9 | ADVANCED SOLAR PRODUCTS FLEMINGTON | PSE&G BPU | No | Complete | 2009-10-19 | 2010-05-21 | 2010-08-05 | 2010-08-05
REIPNR-05383 | SREC Solar | TORIAN | NEWARK HOUSING AUTHORITY | 2.53 | 0 | Residential |  | NEWARK | 7103 | 9 | ADVANCED SOLAR PRODUCTS FLEMINGTON | PSE&G BPU | No | Complete | 2009-10-19 | 2010-05-21 | 2010-08-05 | 2010-08-05
REIPNR-05384 | SREC Solar | TORIAN | NEWARK HOUSING AUTHORITY | 2.53 | 0 | Residential |  | NEWARK | 7103 | 9 | ADVANCED SOLAR PRODUCTS FLEMINGTON | PSE&G BPU | No | Complete | 2009-10-19 | 2010-05-21 | 2010-08-05 | 2010-08-05
REIPNR-05385 | SREC Solar | TORIAN | NEWARK HOUSING AUTHORITY | 2.53 | 0 | Residential |  | NEWARK | 7102 | 9 | ADVANCED SOLAR PRODUCTS FLEMINGTON | PSE&G BPU | No | Complete | 2009-10-19 | 2010-05-21 | 2010-08-05 | 2010-08-05
REIPNR-05386 | SREC Solar | TORIAN | NEWARK HOUSING AUTHORITY | 2.3 | 0 | Residential |  | NEWARK | 7103 | 9 | ADVANCED SOLAR PRODUCTS FLEMINGTON | PSE&G BPU | No | Complete | 2009-10-19 | 2010-05-21 | 2010-08-05 | 2010-08-05
REIPNR-05387 | SREC Solar | TORIAN | NEWARK HOUSTING AUTHORITY | 1.84 | 0 | Residential |  | NEWARK | 7103 | 9 | ADVANCED SOLAR PRODUCTS FLEMINGTON | PSE&G BPU | No | Complete | 2009-10-19 | 2010-05-21 | 2010-08-05 | 2010-08-05
REIPNR-05388 | SREC Solar | TORIAN | NEWARK HOUSING AUTHORITY | 1.84 | 0 | Residential |  | NEWARK | 7103 | 9 | ADVANCED SOLAR PRODUCTS FLEMINGTON | PSE&G BPU | No | Complete | 2009-10-19 | 2010-05-21 | 2010-08-05 | 2010-08-05
REIPNR-05389 | SREC Solar | TORIAN | NEWARK HOUSING AUTHORITY | 1.84 | 0 | Residential |  | NEWARK | 7103 | 9 | ADVANCED SOLAR PRODUCTS FLEMINGTON | PSE&G BPU | No | Complete | 2009-10-19 | 2010-05-21 | 2010-08-05 | 2010-08-05
REIPNR-05390 | SREC Solar | TORIAN | NEWARK HOUSING AUTHORITY | 1.84 | 0 | Residential |  | NEWARK | 7103 | 9 | ADVANCED SOLAR PRODUCTS FLEMINGTON | PSE&G BPU | No | Complete | 2009-10-19 | 2010-05-21 | 2010-08-05 | 2010-08-05
REIPNR-05392 | SREC Solar | TORIAN | NEWARK HOUSING AUTHORITY | 2.53 | 0 | Residential |  | NEWARK | 7103 | 9 | ADVANCED SOLAR PRODUCTS FLEMINGTON | PSE&G BPU | No | Complete | 2009-10-19 | 2010-05-21 | 2010-08-05 | 2010-08-05
REIPNR-05393 | SREC Solar | TORIAN | NEWARK HOUSING AUTHORITY | 2.53 | 0 | Residential |  | NEWARK | 7103 | 9 | ADVANCED SOLAR PRODUCTS FLEMINGTON | PSE&G BPU | No | Complete | 2009-10-19 | 2010-05-21 | 2010-08-05 | 2010-08-05
REIPNR-05394 | SREC Solar | TORIAN | NEWARK HOUSING AUTHORITY | 2.3 | 0 | Residential |  | NEWARK | 7103 | 9 | ADVANCED SOLAR PRODUCTS FLEMINGTON | PSE&G BPU | No | Complete | 2009-10-19 | 2010-05-21 | 2010-08-05 | 2010-08-05
REIPNR-05395 | SREC Solar | TORIAN | NEWARK HOUSING AUTHORITY | 2.76 | 0 | Residential |  | NEWARK | 7103 | 9 | ADVANCED SOLAR PRODUCTS FLEMINGTON | PSE&G BPU | No | Complete | 2009-10-19 | 2010-05-21 | 2010-08-05 | 2010-08-05
REIPNR-05396 | SREC Solar | TORIAN | NEWARK HOUSING AUTHORITY | 2.76 | 0 | Residential |  | NEWARK | 7103 | 9 | ADVANCED SOLAR PRODUCTS FLEMINGTON | PSE&G BPU | No | Complete | 2009-10-19 | 2010-05-21 | 2010-08-05 | 2010-08-05
REIPNR-05397 | SREC Solar | TORIAN | NEWARK HOUSING AUTHORITY | 2.76 | 0 | Residential |  | NEWARK | 7103 | 9 | ADVANCED SOLAR PRODUCTS FLEMINGTON | PSE&G BPU | No | Complete | 2009-10-19 | 2010-05-21 | 2010-08-05 | 2010-08-05
REIPNR-05398 | SREC Solar | TORIAN | NEWARK HOUSING AUTHORITY | 1.84 | 0 | Residential |  | NEWARK | 7103 | 9 | ADVANCED SOLAR PRODUCTS FLEMINGTON | PSE&G BPU | No | Complete | 2009-10-19 | 2010-05-21 | 2010-08-05 | 2010-08-05
REIPNR-05399 | SREC Solar | TORIAN | NEWARK HOUSING AUTHORITY | 1.84 | 0 | Residential |  | NEWARK | 7103 | 9 | ADVANCED SOLAR PRODUCTS FLEMINGTON | PSE&G BPU | No | Complete | 2009-10-19 | 2010-05-21 | 2010-08-05 | 2010-08-05
REIPNR-05400 | SREC Solar | TORIAN | NEWARK HOUSING AUTHORITY | 1.84 | 0 | Residential |  | NEWARK | 7103 | 9 | ADVANCED SOLAR PRODUCTS FLEMINGTON | PSE&G BPU | No | Complete | 2009-10-19 | 2010-05-21 | 2010-08-05 | 2010-08-05
REIPNR-05401 | SREC Solar | TORIAN | NEWARK HOUSING AUTHORITY | 1.84 | 0 | Residential |  | NEWARK | 7103 | 9 | ADVANCED SOLAR PRODUCTS FLEMINGTON | PSE&G BPU | No | Complete | 2009-10-19 | 2010-05-21 | 2010-08-05 | 2010-08-05
REIPNR-05402 | SREC Solar | TORIAN | NEWARK HOUSING AUTHORITY | 2.76 | 0 | Residential |  | NEWARK | 7103 | 9 | ADVANCED SOLAR PRODUCTS FLEMINGTON | PSE&G BPU | No | Complete | 2009-10-19 | 2010-05-21 | 2010-08-05 | 2010-08-05
REIPNR-05404 | SREC Solar | TORIAN | NEWARK HOUSING AUTHORITY | 2.76 | 0 | Residential |  | NEWARK | 7103 | 9 | ADVANCED SOLAR PRODUCTS FLEMINGTON | PSE&G BPU | No | Complete | 2009-10-19 | 2010-05-21 | 2010-08-05 | 2010-08-05
REIPNR-05487 | SREC Solar | MORAN | STEVENS INSTITUTE (ENXCO) | 110.625 | 0 | School Other |  | HOBOKEN | 7030 | 8 | PITBULL ELECTRIC | PSE&G BPU | No | Complete | 2009-11-02 | 2010-11-04 | 2011-02-16 | 2011-02-16
REIPNR-05488 | SREC Solar | CONNOLLY | JOHNSON & JOHNSON CONSUMER PR. | 1212.68 | 0 | Commercial | 0 | SKILLMAN | 8558 | 5 | SUN POWER | PSE&G BPU | No | Complete | 2009-11-02 | 2009-12-03 | 2010-01-29 | 2010-01-29
REIPNR-05489 | SREC Solar | GARB | HARTZ SOLAR, LLC | 1999.12 | 0 | Commercial |  | SECAUCUS | 7094 | 8 | SUN POWER | PSE&G BPU | No | Complete | 2009-11-02 | 2009-11-19 | 2010-01-15 | 2010-01-15
REIPNR-05490 | SREC Solar | GARB | HARTZ SOLAR LLC | 158.72 | 0 | Commercial |  | SECAUCUS | 7094 | 8 | SUN POWER | PSE&G BPU | No | Complete | 2009-11-02 | 2009-11-19 | 2009-12-22 | 2009-12-22
REIPNR-05491 | SREC Solar | GARB | HARTZ SOLAR, LLC | 342.24 | 0 | Commercial |  | SECAUCUS | 7094 | 8 | SUN POWER | PSE&G BPU | No | Complete | 2009-11-02 | 2009-11-19 | 2009-12-22 | 2009-12-22
REIPNR-05493 | SREC Solar | NORKUS | NORKUS FOODTOWN, INC | 91.69 | 0 | Commercial | 0 | LONG BRANCH | 7740 | 17 | SOLIS PARTNERS, LLC | JCP&L | No | Complete | 2009-11-12 | 2010-01-11 | 2010-03-04 | 2010-03-04
REIPNR-05494 | SREC Solar | NORKUS | NORKUS FOODTOWN | 88.477 | 0 | Commercial | 0 | MANALAPAN | 7726 | 17 | SOLIS PARTNERS, LLC | JCP&L | No | Complete | 2009-11-12 | 2010-01-11 | 2010-03-04 | 2010-03-04
REIPNR-05495 | SREC Solar | NORKUS | NORKUS FOODTOWN | 119.155 | 0 | Commercial | 0 | NEPTUNE CITY | 7753 | 17 | SOLIS PARTNERS, LLC | JCP&L | No | Complete | 2009-11-12 | 2010-01-11 | 2010-03-04 | 2010-03-04
REIPNR-05497 | SREC Solar | MANDELBAUM | DAVID & NATHAN MANDELBAUM | 190.645 | 0 | Commercial | 0 | UNION | 7083 | 10 | VANGUARD ENERGY PARTNERS, LLC | PSE&G BPU | No | Complete | 2009-11-12 | 2010-03-15 | 2010-05-07 | 2010-05-07
REIPNR-05498 | SREC Solar | KENSIL |  | 2.8 | 0 | Residential | 0 | PITMAN | 8071 | 15 | THE SOLAR CENTER, INC. | AC Electric | No | Complete | 2009-11-12 | 2010-04-08 | 2010-07-16 | 2010-07-16
REIPNR-05499 | SREC Solar | GOODWIN | AGMART PRODUCE | 228.96 | 0 | Commercial | 0 | CEDARVILLE | 8311 | 20 | ROWSON ELECTRIC INC. | AC Electric | No | Complete | 2009-11-12 | 2010-01-13 | 2010-03-19 | 2010-03-19
REIPNR-05500 | SREC Solar | CANAL | JVC CORP | 56.7 | 0 | Commercial |  | MARLTON | 8053 | 13 | TRINITY HEATING AND AIR | PSE&G BPU | No | Complete | 2009-11-12 | 2010-09-02 | 2010-10-21 | 2010-10-21
REIPNR-05501 | SREC Solar | DUBOIS | SOUTH JERSEY GAS COMPANY | 651.42 | 0 | Commercial | 0 | EGG HARBOR TWP | 8234 | 19 | RAY ANGELINI, INC. | AC Electric | No | Complete | 2009-11-12 | 2010-01-04 | 2010-02-18 | 2010-02-18
REIPNR-05502 | SREC Solar | FELDMAN | DDR NASSAU PAVILLION ASSOC. INC | 37.4 | 0 | Commercial |  | WEST WINDSOR | 8550 | 12 | NVT LICENSES, LLC | PSE&G BPU | No | Complete | 2009-11-12 | 2009-12-11 | 2010-01-15 | 2010-01-15
REIPNR-05503 | SREC Solar | FELDMAN | DDR SOUTHEAST UNION LLC | 116.75 | 0 | Commercial |  | UNION | 7083 | 10 | NVT LICENSES, LLC | PSE&G BPU | No | Complete | 2009-11-12 | 2009-12-11 | 2010-01-15 | 2010-01-15
REIPNR-05504 | SREC Solar | FOJUT | KOHLS DEPARTMENT STORES, INC | 218.4 | 0 | Commercial | 1 | LINDEN | 7036 | 10 | NVT LICENSES, LLC | PSE&G BPU | No | Complete | 2009-11-12 | 2009-12-22 | 2010-02-05 | 2010-02-05
REIPNR-05505 | SREC Solar | FOJUT | KOHLS DEPARTMENT STORES, INC | 287.04 | 0 | Commercial | 1 | HAMILTON TWP | 8691 | 12 | NVT LICENSES, LLC | PSE&G BPU | No | Complete | 2009-11-12 | 2010-06-10 | 2010-07-29 | 2010-07-29
REIPNR-05506 | SREC Solar | HERRERO | BLOOMINGDALE'S INC | 111.72 | 0 | Commercial | 1 | HACKENSACK | 7601 | 7 | NVT LICENSES, LLC | PSE&G BPU | No | Complete | 2009-11-12 | 2009-12-11 | 2010-02-05 | 2010-02-05
REIPNR-05507 | SREC Solar | HERRERO | BLOOMINGDALES INC | 136.8 | 0 | Commercial | 0 | WAYNE | 7470 | 6 | NVT LICENSES, LLC | PSE&G BPU | No | Complete | 2009-11-12 | 2009-12-11 | 2010-02-18 | 2010-02-18
REIPNR-05508 | SREC Solar | BECHTEL | EGG HARBOR BOE | 94.5 | 0 | School Public K-12 |  | EGG HARBOR TWP | 8234 | 19 | DEC ELECTRIC | AC Electric | No | Complete | 2009-11-12 | 2009-12-03 | 2010-01-19 | 2010-01-19
REIPNR-05509 | SREC Solar | BECHTEL | EGG HARBOR TWP BOE | 124.25 | 0 | School Public K-12 |  | EGG HARBOR TWP | 8234 | 19 | RAY ANGELINI, INC. | AC Electric | No | Complete | 2009-11-12 | 2009-12-01 | 2010-01-19 | 2010-01-19
REIPNR-05510 | SREC Solar | BECHTEL | EGG HARBOR TWP BOE | 186.624 | 0 | School Public K-12 | 0 | EGG HARBOR TWP | 8234 | 19 | RAY ANGELINI, INC. | AC Electric | No | Complete | 2009-11-12 | 2010-02-05 | 2010-04-01 | 2010-04-01
REIPNR-05511 | SREC Solar | BECHTEL | EGG HARBOR TWP BOE | 264.25 | 0 | School Public K-12 |  | EGG HARBOR TWP | 8234 | 19 | RAY ANGELINI, INC. | AC Electric | No | Complete | 2009-11-12 | 2009-12-03 | 2010-01-19 | 2010-01-19
REIPNR-05512 | SREC Solar | BECHTEL | EGG HARBOR TWP BOE | 163.968 | 0 | School Public K-12 | 0 | EGG HARBOR TWP | 8234 | 19 | LIGHTON INDUSTRIES | AC Electric | No | Complete | 2009-11-12 | 2010-05-24 | 2010-07-16 | 2010-07-16
REIPNR-05513 | SREC Solar | BECHTEL | EGG HARBOR TWP BOE | 133.952 | 0 | School Public K-12 | 0 | EGG HARBOR TWP | 8234 | 19 | LIGHTON INDUSTRIES | AC Electric | No | Complete | 2009-11-12 | 2010-05-24 | 2010-07-16 | 2010-07-16
REIPNR-05583 | SREC Solar | BALDINO |  | 11.2 | 0 | Residential | 0 | MULLICA HILL | 8062 | 15 | SELF INSTALL | AC Electric | No | Complete | 2009-11-12 | 2010-01-14 | 2010-02-18 | 2010-02-18
REIPNR-05586 | SREC Solar | FORTUNATO | PINE STREET COMMONS | 300 | 0 | Commercial | 0 | ROCKAWAY | 7866 | 3 | PFISTER MAINTENANCE, INC. | JCP&L | No | Complete | 2009-12-07 | 2010-04-27 | 2010-06-24 | 2010-06-24
REIPNR-05587 | SREC Solar | COFFIN | WHOLE FOODS MARKET GROUP INC | 168 | 0 | Commercial |  | UNION | 7088 | 10 | NVT LICENSES, LLC | PSE&G BPU | No | Complete | 2009-12-07 | 2009-12-11 | 2010-01-15 | 2010-01-15
REIPNR-05588 | SREC Solar | FELDMAN | DDR NASSAU PAVILLION ASSOC. | 86.58 | 0 | Commercial | 0 | WEST WINDSOR | 8550 | 12 | NVT LICENSES, LLC | PSE&G BPU | No | Complete | 2009-12-07 | 2010-01-14 | 2010-05-27 | 2010-05-27
REIPNR-05589 | SREC Solar | FELDMAN | JDN REAL ESTATE - HAMILTON L.P | 61.5 | 0 | Commercial |  | HAMILTON | 8691 | 12 | NVT LICENSES, LLC | PSE&G BPU | No | Complete | 2009-12-07 | 2009-12-11 | 2010-01-15 | 2010-01-15
REIPNR-05590 | SREC Solar | FELDMAN | JDN REAL ESATE- HAMILTON L.P. | 150.29 | 0 | Commercial | 1 | HAMILTON TWP | 8691 | 12 | NVT LICENSES, LLC | PSE&G BPU | No | Complete | 2009-12-07 | 2009-12-22 | 2010-02-05 | 2010-02-05
REIPNR-05591 | SREC Solar | FOJUT | KOHL'S DEPARTMENT STORES, INC | 420 | 0 | Commercial |  | PRINCETON | 8540 | 12 | NVT LICENSES, LLC | PSE&G BPU | No | Complete | 2009-12-07 | 2009-12-11 | 2010-01-15 | 2010-01-15
REIPNR-05592 | SREC Solar | KELLER | ATT SERVICES | 841.8 | 0 | Commercial | 0 | SECAUCUS | 7094 | 8 | SUN POWER | PSE&G BPU | No | Complete | 2009-12-07 | 2009-12-22 | 2010-04-09 | 2010-04-09
REIPNR-05593 | SREC Solar | BEGLEY | VILLAGE SUPER MARKET OF NJ, LP | 276.21 | 0 | Commercial | 0 | GARWOOD | 7207 | 10 | THE SOLAR CENTER, INC. | PSE&G BPU | No | Complete | 2009-12-07 | 2010-02-17 | 2010-04-23 | 2010-04-23
REIPNR-05595 | SREC Solar | ARCHER | HOPEWELL TWP BOE | 248.4 | 0 | School Public K-12 | 0 | HOPEWELL | 8302 | 20 | RAY ANGELINI, INC. | AC Electric | No | Complete | 2009-12-07 | 2009-12-11 | 2010-02-18 | 2010-02-18
REIPNR-05596 | SREC Solar | GALETTO | D AND G SOLAR VENTURES | 259.675 | 0 | Commercial | 0 | RICHLAND | 8350 | 19 | RAY ANGELINI, INC. | AC Electric | No | Complete | 2009-12-07 | 2010-01-04 | 2010-02-18 | 2010-02-18
REIPNR-05693 | SREC Solar | FELDMAN | DDR NASSAU PAVILLION ASSOC. INC | 51 | 0 | Commercial |  | PRINCETON | 8540 | 12 | NVT LICENSES, LLC | PSE&G BPU | No | Complete | 2009-12-07 | 2009-12-11 | 2010-01-15 | 2010-01-15
REIPNR-05695 | SREC Solar | WALKER-GIBBON | BENDERSON-WAINBERG ASSOCIATES | 126.42 | 0 | Commercial |  | MAYS LANDING | 8330 | 19 | NVT LICENSES, LLC | AC Electric | No | Complete | 2009-12-07 | 2010-11-05 | 2010-12-30 | 2010-12-30
REIPNR-05696 | SREC Solar | WALKER-GIBBONS | BENDERSON-WAINBERG ASSOCIATES | 138.18 | 0 | Commercial |  | MAYS LANDING | 8330 | 19 | NVT LICENSES, LLC | AC Electric | No | Complete | 2009-12-07 | 2010-11-05 | 2010-12-30 | 2010-12-30
REIPNR-05698 | SREC Solar | MACDONALD | TOWNSHIP OF BRICK | 135.45 | 0 | Government Facility | 0 | BRICK | 8723 | 18 | BARRIER ELECTRIC | JCP&L | No | Complete | 2009-12-07 | 2010-04-08 | 2010-05-27 | 2010-05-27
REIPNR-05699 | SREC Solar | GODDARD | OLE HANSEN AND SONS | 33.84 | 0 | Commercial |  | EGG HARBOR TOWNSHIP | 8234 | 19 | RAY ANGELINI, INC. | AC Electric | No | Complete | 2009-12-07 | 2011-01-03 | 2011-03-15 | 2011-03-15
REIPNR-05700 | SREC Solar | VERNACI | ASTOR CHOCOLATE | 469.56 | 0 | Commercial |  | LAKEWOOD | 8701 | 18 | RENEWABLE POWER | JCP&L | No | Complete | 2009-12-07 | 2011-01-26 | 2011-03-25 | 2011-03-25
REIPNR-05704 | SREC Solar | LACKLAND | LACKLAND SELF STORAGE | 18.48 | 0 | Commercial |  | UPPER SADDLE RIVER | 7458 | 7 | TRINITY HEATING AND AIR | Orange & Rockland Elec | No | Complete | 2009-12-07 | 2010-12-15 | 2010-12-30 | 2010-12-30
REIPNR-05705 | SREC Solar | LACKLAND | LACKLAND SELF STORAGE | 106.2 | 0 | Commercial |  | BRICK | 8724 | 18 | TRINITY HEATING AND AIR | JCP&L | No | Complete | 2009-12-07 | 2010-06-14 | 2010-08-13 | 2010-08-13
REIPNR-05709 | SREC Solar | GLICINI | PEARSON EDUCATION | 210.87 | 0 | Commercial | 0 | OLD TAPPAN | 7675 | 7 | ALTERIS RENEWABLES, INC. - WILTON | Orange & Rockland Elec | No | Complete | 2009-12-07 | 2010-03-10 | 2010-05-27 | 2010-05-27
REIPNR-05710 | SREC Solar | COOKE | TOYOTA MOTOR SALES USA | 1501.76 | 0 | Commercial | 0 | WEST CALDWELL | 7006 | 9 | SUNPOWER CORPORATION | PSE&G BPU | No | Complete | 2009-12-07 | 2009-12-18 | 2010-02-18 | 2010-02-18
REIPNR-05712 | SREC Solar | KOVAL | ARCHIVE SYSTEMS | 276.36 | 0 | Commercial |  | WASHINGTON | 7882 | 2 | NJ SOLAR POWER, LLC | JCP&L | No | Complete | 2009-12-07 | 2010-10-08 | 2010-10-25 | 2010-10-25
REIPNR-05832 | SREC Solar | SMITH | THE TOWNSHIP OF HARDYSTON | 76.14 | 0 | Commercial | 0 | HAMBURG | 7419 | 1 | VANGUARD ENERGY PARTNERS, LLC | JCP&L | No | Complete | 2009-12-07 | 2010-02-15 | 2010-06-24 | 2010-06-24
REIPNR-05833 | SREC Solar | OPPER | WEST END ROAD ASSOCIATES | 203.32 | 0 | Commercial | 0 | PEQUANNOCK | 7440 | 3 | RENEWABLE POWER | JCP&L | No | Complete | 2009-12-07 | 2010-03-18 | 2010-07-29 | 2010-07-29
REIPNR-05835 | SREC Solar | OPPER | WEST END ROAD ASSOCIATES | 308 | 0 | Commercial | 0 | PEQUANNOCK | 7440 | 3 | RENEWABLE POWER | JCP&L | No | Complete | 2009-12-07 | 2010-03-18 | 2010-07-29 | 2010-07-29
REIPNR-05836 | SREC Solar | DICKSON | DR. GOULD & GLASPEY | 177.66 | 0 | Commercial |  | HARMERSVILLE | 8079 | 16 | RCL ENTERPRISES INC. | AC Electric | No | Complete | 2009-12-07 | 2011-06-07 | 2011-08-22 | 2011-08-22
REIPNR-05837 | SREC Solar | LACKLAND | LACKLAND SELF STORAGE | 114.8 | 0 | Commercial |  | JAMESBURG | 8831 | 11 | TRINITY HEATING AND AIR | JCP&L | No | Complete | 2009-12-07 | 2010-11-22 | 2010-12-30 | 2010-12-30
REIPNR-05838 | SREC Solar | LACKLAND | LACKLAND SELF STORAGE (BLDG C-D) | 86.8 | 0 | Commercial |  | UPPER SADDLE RIVER | 7458 | 7 | TRINITY HEATING AND AIR | Orange & Rockland Elec | No | Complete | 2009-12-07 | 2010-12-15 | 2010-12-22 | 2010-12-22
REIPNR-05839 | SREC Solar | LACKLAND | LACKLAND SELF STORAGE | 136 | 0 | Commercial | 0 | HIGHTSTOWN | 8520 | 12 | TRINITY HEATING AND AIR | JCP&L | No | Complete | 2009-12-07 | 2010-05-24 | 2010-07-16 | 2010-07-16
REIPNR-05841 | SREC Solar | LACKLAND | LACKLAND SELF STORAGE | 137.04 | 0 | Commercial |  | TOMS RIVER | 8753 | 18 | TRINITY HEATING AND AIR | JCP&L | No | Complete | 2009-12-07 | 2010-06-17 | 2010-08-13 | 2010-08-13
REIPNR-05846 | SREC Solar | LAWRENCE | FELLOWSHIP VILLAGE INC. | 123.75 | 0 | Commercial | 0 | BASKING RIDGE | 7920 | 5 | AMERICAN CAPITAL ENERGY | JCP&L | No | Complete | 2009-12-07 | 2010-02-01 | 2010-03-26 | 2010-03-26
REIPNR-05848 | SREC Solar | LAWRENCE | FELLOWSHIP VILLIAGE, INC | 37.125 | 0 | Commercial | 0 | BASKING RIDGE | 7920 | 5 | AMERICAN CAPITAL ENERGY | JCP&L | No | Complete | 2009-12-07 | 2010-02-01 | 2010-03-26 | 2010-03-26
REIPNR-05850 | SREC Solar | LAWRENCE | FELLOWSHIP VILLAGE CARPORT #3 | 37.125 | 0 | Commercial | 0 | BASKING RIDGE | 7920 | 5 | AMERICAN CAPITAL ENERGY | JCP&L | No | Complete | 2009-12-07 | 2010-02-01 | 2010-03-26 | 2010-03-26
REIPNR-05851 | SREC Solar | KREYER | DYKES LUMBER | 192.465 | 0 | Commercial |  | ABERDEEN | 7747 | 17 | ENTERPRISE SOLAR | JCP&L | No | Complete | 2009-12-07 | 2011-08-10 | 2011-10-21 | 2011-10-21
REIPNR-05853 | SREC Solar | GLEIBERMAN | BMG AMERICA | 179.055 | 0 | Commercial | 0 | LAKEWOOD | 8701 | 18 | PREMIER POWER RENEWABLE ENERGY, INC. | JCP&L | No | Complete | 2009-12-07 | 2010-01-18 | 2010-04-01 | 2010-04-01
REIPNR-05854 | SREC Solar | GLEIBERMAN | BMG AMERICA | 59.685 | 0 | Commercial | 0 | LAKEWOOD | 8701 | 18 | PREMIER POWER RENEWABLE ENERGY, INC. | JCP&L | No | Complete | 2009-12-07 | 2010-01-18 | 2010-03-04 | 2010-03-04
REIPNR-05856 | SREC Solar | FOJUT | KOHL'S LEDGEWOOD | 292.6 | 0 | Commercial |  | SUCCASUNNA | 7876 | 3 | NVT LICENSES, LLC | JCP&L | No | Complete | 2009-12-07 | 2010-06-09 | 2010-08-26 | 2010-08-26
REIPNR-05857 | SREC Solar | FOJUT | KOHLS FORKED RIVER | 389.16 | 0 | Commercial | 0 | FORKED RIVER | 8731 | 18 | NVT LICENSES, LLC | JCP&L | No | Complete | 2009-12-07 | 2010-06-09 | 2010-07-16 | 2010-07-16
REIPNR-05860 | SREC Solar | FOJUT | KOHLS NEWTON | 364.56 | 0 | Commercial | 0 | NEWTON | 7860 | 1 | NVT LICENSES, LLC | JCP&L | No | Complete | 2009-12-07 | 2010-07-09 | 2010-07-16 | 2010-07-16
REIPNR-05869 | SREC Solar | FOJUT | KOHLS'S HACKETTSTOWN | 264.6 | 0 | Commercial | 0 | MANSFIELD TWP | 7840 | 2 | NVT LICENSES, LLC | JCP&L | No | Complete | 2009-12-07 | 2010-07-09 | 2010-07-16 | 2010-07-16
REIPNR-05870 | SREC Solar | GODDARD | OLE HANSEN AND SONS | 408.9 | 0 | Commercial |  | ENGLISH CREEK | 8234 | 19 | RAY ANGELINI II | AC Electric | No | Complete | 2009-12-07 | 2011-01-03 | 2011-03-15 | 2011-03-15
REIPNR-05871 | SREC Solar | GODDARD | OLE HANSEN AND SONS | 375.06 | 0 | Commercial |  | ATLANTIC CITY | 8401 | 19 | RAY ANGELINI, INC. | AC Electric | No | Complete | 2009-12-07 | 2011-01-03 | 2011-02-04 | 2011-02-04
REIPNR-05873 | SREC Solar | MORAN | MIDDLESEX REGIONAL ED. SERVICES CO | 101.25 | 0 | School Other |  | PARLIN | 8859 | 11 | GEOGENIX | JCP&L | No | Complete | 2009-12-07 | 2010-07-28 | 2010-11-19 | 2010-11-19
REIPNR-05874 | SREC Solar | PATEL | PATEL FAMILY, LLC | 101.66 | 0 | Commercial | 0 | BRANCHBURG | 8876 | 5 | VANGUARD ENERGY PARTNERS, LLC | JCP&L | No | Complete | 2009-12-07 | 2010-01-13 | 2010-02-18 | 2010-02-18
REIPNR-05888 | SREC Solar | FOJUT | KOHL'S MAYS LANDING | 384.3 | 0 | Commercial |  | MAYS LANDING | 8330 | 19 | NVT LICENSES, LLC | AC Electric | No | Complete | 2009-12-07 | 2010-08-18 | 2010-09-17 | 2010-09-17
REIPNR-05889 | SREC Solar | MARTIN | MANNINGTON MILLS | 262.08 | 0 | Commercial |  | SALEM | 8079 | 16 | ABSOLUTELY ENERGIZED SOLAR, LLC | AC Electric | No | Complete | 2009-12-07 | 2010-12-01 | 2011-02-04 | 2011-02-04
REIPNR-05891 | SREC Solar | STEPANOW | GENERAL SERVICES ADMINISTRATION | 11.968 | 0 | Government Facility |  | TRENTON | 8608 | 12 | PFISTER MAINTENANCE, INC. | PSE&G BPU | No | Complete | 2009-12-07 | 2010-05-17 | 2010-08-13 | 2010-08-13
REIPNR-05892 | SREC Solar | WALKER-GIBBONS | BENDERSON-WEINBERG ASSOCIATES | 94.5 | 0 | Commercial |  | MAYS LANDING | 8330 | 19 | NVT LICENSES, LLC | AC Electric | No | Complete | 2009-12-07 | 2010-11-05 | 2010-12-30 | 2010-12-30
REIPNR-05895 | SREC Solar | WALSH | CENTER SUN LLC MARSHALLS | 447.48 | 0 | Commercial | 0 | NORTH BRUNSWICK | 8902 | 11 | AMERICAN CAPITAL ENERGY | PSE&G BPU | No | Complete | 2009-12-07 | 2009-12-29 | 2010-02-18 | 2010-02-18
REIPNR-05897 | SREC Solar | WALSH | CENTER SUN LLC- BABIES R US | 328.68 | 0 | Commercial | 0 | NORTH BRUNSWICK | 8902 | 11 | AMERICAN CAPITAL ENERGY | PSE&G BPU | No | Complete | 2009-12-07 | 2009-12-29 | 2010-02-18 | 2010-02-18
REIPNR-05941 | SREC Solar | SYSTEMS | ANHEUSER-BUSCH | 534.57 | 0 | Commercial | 0 | NEWARK | 7114 | 9 | EII | PSE&G BPU | No | Complete | 2009-12-28 | 2010-04-30 | 2010-06-24 | 2010-06-24
REIPNR-05991 | SREC Solar | FEURY | EXTECH INDUSTRIES | 264.965 | 0 | Commercial | 0 | NEWRK | 7105 | 9 | SOLIS PARTNERS, LLC | PSE&G BPU | No | Complete | 2009-12-28 | 2010-03-05 | 2010-06-24 | 2010-06-24
REIPNR-05992 | SREC Solar | MACOMBER | STOP AND SHOP SUPERMARKET CO. | 219.78 | 0 | Commercial |  | FRANKLIN TWP | 8873 | 5 | ALTERIS RENEWABLES, INC. - WILTON | PSE&G BPU | No | Complete | 2009-12-28 | 2010-06-23 | 2010-08-26 | 2010-08-26
REIPNR-05994 | SREC Solar | MACOMBER | THE STOP AND SHOP SUPERMARKET CO | 206.31 | 0 | Commercial |  | FRANKLIN TWP SOMERSET | 8873 | 5 | ALTERIS RENEWABLES, INC. - WILTON | PSE&G BPU | No | Complete | 2009-12-28 | 2010-06-09 | 2010-09-02 | 2010-09-02
REIPNR-05996 | SREC Solar | BOLYAI | WILLIAM PATERSON UNIVERSITY | 732.55 | 0 | University Public |  | WAYNE | 7470 | 6 | SUNDURANCE ENERGY II | PSE&G BPU | No | Complete | 2009-12-28 | 2010-05-27 | 2010-10-08 | 2010-10-08
REIPNR-05997 | SREC Solar | BOLYAI | WIILIAM PATERSON UNIVERSITY | 690.69 | 0 | University Public | 1 | WAYNE | 7470 | 6 | SUNDURANCE ENERGY II | PSE&G BPU | No | Complete | 2009-12-28 | 2010-05-27 | 2010-10-08 | 2010-10-08
REIPNR-05999 | SREC Solar | BOLYAI | WILLIAM PATERSON UNIVERSITY | 496.34 | 0 | University Public | 1 | WAYNE | 7470 | 6 | SUNDURANCE ENERGY II | PSE&G BPU | No | Complete | 2009-12-28 | 2010-07-01 | 2010-10-08 | 2010-10-08
REIPNR-06000 | SREC Solar | BOLYAI | WILLIAM PATERSON UNIVERSITY | 167.44 | 0 | University Public | 1 | WAYNE | 7470 | 6 | SUNDURANCE ENERGY II | PSE&G BPU | No | Complete | 2009-12-28 | 2010-08-10 | 2010-10-08 | 2010-10-08
REIPNR-06001 | SREC Solar | BOLYAI | WILLIIAM PATERSON UNIVERSITY | 146.51 | 0 | University Public | 1 | WAYNE | 7470 | 6 | SUNDURANCE ENERGY II | PSE&G BPU | No | Complete | 2009-12-28 | 2010-08-10 | 2010-10-29 | 2010-10-29
REIPNR-06003 | SREC Solar | BOLYAI | WILLIAM PATERSON UNIVERSITY | 493.35 | 0 | University Public | 1 | WAYNE | 7470 | 6 | SUNDURANCE ENERGY II | PSE&G BPU | No | Complete | 2009-12-28 | 2010-09-14 | 2010-10-08 | 2010-10-08
REIPNR-06007 | SREC Solar | FRINGER | LAKEWOOD TWP BOE | 62.28 | 0 | Commercial | 0 | LAKEWOOD | 8701 | 18 | PREMIER POWER RENEWABLE ENERGY, INC. | JCP&L | No | Complete | 2009-12-28 | 2010-01-18 | 2010-03-04 | 2010-03-04
REIPNR-06012 | SREC Solar | MACOMBER | THE STOP AND SHOP SUPERMARKET CO | 146.51 | 0 | Commercial |  | WHITING | 8759 | 18 | ALTERIS RENEWABLES, INC. - WILTON | JCP&L | No | Complete | 2009-12-28 | 2010-06-23 | 2010-10-08 | 2010-10-08
REIPNR-06014 | SREC Solar | MACOMBER | STOP AND SHOP SUPERMARKET | 200.33 | 0 | Commercial |  | ABERDEEN | 7747 | 17 | ALTERIS RENEWABLES, INC. - WILTON | JCP&L | No | Complete | 2009-12-28 | 2010-06-23 | 2011-01-29 | 2011-01-29
REIPNR-06015 | SREC Solar | BRIDGE | CONECTIV VINELAND SOLAR, LLC | 1764.12 | 0 | Commercial | 0 | VINELAND | 8360 | 20 | SUNPOWER CORPORATION | Conectiv | Yes | Complete | 2009-12-17 | 2010-02-05 | 2010-03-19 | 2010-03-19
REIPNR-06044 | SREC Solar | NORKUS | NORKUS ENTERPRISES INC | 126.716 | 0 | Commercial | 0 | FREEHOLD | 7728 | 17 | SOLIS PARTNERS, LLC | JCP&L | No | Complete | 2009-12-28 | 2010-03-09 | 2010-04-09 | 2010-04-09
REIPNR-06109 | SREC Solar | SULLIVAN | BINSKY & SNYDER | 250.51 | 0 | Commercial |  | PISCATAWAY | 8854 | 11 | VANGUARD ENERGY PARTNERS, LLC | PSE&G BPU | No | Complete | 2010-01-07 | 2010-07-28 | 2010-09-02 | 2010-09-02
REIPNR-06114 | SREC Solar | MARCHISOTTO |  | 3.15 | 0 | Residential | 0 | SKILLMAN | 8558 | 5 | GEOGENIX | PSE&G BPU | No | Complete | 2010-01-07 | 2010-01-18 | 2010-02-05 | 2010-02-05
REIPNR-06116 | SREC Solar | PODRACKY | KEYPORT BOE | 177.19 | 0 | School Public K-12 |  | KEY PORT | 7735 | 17 | RAY ANGELINI, INC. | JCP&L | No | Complete | 2010-01-07 | 2010-05-24 | 2011-05-09 | 2011-05-09
REIPNR-06117 | SREC Solar | WEISS | HEYCO STAMPED PRODUCTS INC | 733.95 | 0 | Commercial |  | TOMS RIVER | 8755 | 18 | TRINITY HEATING AND AIR | JCP&L | No | Complete | 2010-01-07 | 2010-11-02 | 2010-11-30 | 2010-11-30
REIPNR-06123 | SREC Solar | HERBEL | INTEGRATED CLINICAL SYSTEMS | 147.6 | 0 | Commercial |  | FRENCHTOWN | 8825 | 4 | SUN FARM NETWORK | JCP&L | No | Complete | 2010-01-07 | 2010-08-20 | 2010-09-23 | 2010-09-23
REIPNR-06124 | SREC Solar | TERWILLIGER III | DIGITAL COLOR CONCEPTS | 158.86 | 0 | Commercial | 0 | MOUTAINSIDE | 7092 | 10 | VANGUARD ENERGY PARTNERS, LLC | PSE&G BPU | No | Complete | 2010-01-07 | 2010-03-31 | 2010-06-24 | 2010-06-24
REIPNR-06126 | SREC Solar | HAINES | LARCHMONT FARMS | 371.58 | 0 | Farm |  | ELMER | 8318 | 16 | WPCS | AC Electric | No | Complete | 2010-01-07 | 2010-09-15 | 2010-12-08 | 2010-12-08
REIPNR-06141 | SREC Solar | VIOCARO | FEDEX GROUND PACKAGE SYSTEM, INC | 2421.12 | 0 | Commercial | 0 | WOODBRIDGE | 8832 | 11 | BP SOLAR INTERNATIONAL | PSE&G BPU | No | Complete | 2010-01-07 | 2010-02-03 | 2010-04-23 | 2010-04-23
REIPNR-06175 | SREC Solar | NEVILLE | DEUTSCHE BANK | 250.51 | 0 | Commercial | 0 | PISCATAWAY | 8854 | 11 | VANGUARD ENERGY PARTNERS, LLC | PSE&G BPU | No | Complete | 2010-01-19 | 2010-02-18 | 2010-03-19 | 2010-03-19
REIPNR-06176 | SREC Solar | GALLI |  | 10.32 | 0 | Residential | 0 | EGG HARBOR CITY | 8215 | 19 | MERCURY SOLAR SYSTEMS | AC Electric | No | Complete | 2010-01-19 | 2010-03-12 | 2010-03-26 | 2010-03-26
REIPNR-06179 | SREC Solar | SIDDLE | US DEPARTMENT OF LABOR | 276.288 | 0 | Government Facility |  | EDISON | 8817 | 11 | NVT LICENSES, LLC | PSE&G BPU | No | Complete | 2010-01-19 | 2010-05-26 | 2010-08-26 | 2010-08-26
REIPNR-06182 | SREC Solar | HINGE | CITY OF NEWARK C/O WESTON SOLUT | 185.38 | 0 | Commercial | 0 | NEWARK | 7105 | 9 | LB ELECTRIC CO. LLC | PSE&G BPU | No | Complete | 2010-01-19 | 2010-03-01 | 2010-05-14 | 2010-05-14
REIPNR-06253 | SREC Solar | LABS |  | 2.34 | 0 | Residential | 0 | ESTELL MANOR | 8319 | 19 | SELF INSTALL | AC Electric | No | Complete | 2010-01-25 | 2010-02-17 | 2010-04-01 | 2010-04-01
REIPNR-06254 | SREC Solar | MODUGNO |  | 2.82 | 0 | Residential | 0 | SOUTHAMPTON | 8088 | 13 | SELF INSTALL | PSE&G BPU | No | Complete | 2010-01-25 | 2010-05-19 | 2010-07-16 | 2010-07-16
REIPNR-06341 | SREC Solar | ZIELINSKI | EDUCATIONAL TESTING SERVICE | 463.6 | 0 | Commercial |  | PRINCETON | 8541 | 12 | SUNPOWER CORPORATION | PSE&G BPU | No | Complete | 2010-01-28 | 2010-06-03 | 2010-08-13 | 2010-08-13
REIPNR-06342 | SREC Solar | LUCHANSKY |  | 0.9 | 0 | Residential | 0 | CRANBURY | 8512 | 11 | MERCURY SOLAR SYSTEMS | PSE&G BPU | No | Complete | 2010-01-28 | 2010-04-26 | 2010-05-27 | 2010-05-27
REIPNR-06343 | SREC Solar | ZIELINSKI | EDUCATIONAL TESTING SERVICES | 1368.84 | 0 | Commercial |  | EWING | 8628 | 12 | SUNPOWER CORPORATION | PSE&G BPU | No | Complete | 2010-01-28 | 2010-06-03 | 2010-09-17 | 2010-09-17
REIPNR-06344 | SREC Solar | SILBERSTEIN | LOCKHEED MARTIN | 76.032 | 0 | Commercial | 0 | MOORESTOWN | 8057 | 13 | RAY ANGELINI, INC. | PSE&G BPU | No | Complete | 2010-01-28 | 2010-03-30 | 2010-05-27 | 2010-05-27
REIPNR-06345 | SREC Solar | KUTZEN | SHREWSBURY PHYSICIANS GRP | 91.84 | 0 | Commercial |  | SHREWSBURY | 7724 | 17 | TRINITY HEATING AND AIR | JCP&L | No | Complete | 2010-01-28 | 2011-01-14 | 2011-02-21 | 2011-02-21
REIPNR-06346 | SREC Solar | DEMPSEY | TOWNSHIP OF SPARTA | 88.595 | 0 | Commercial | 0 | SPARTA | 7871 | 1 | VANGUARD ENERGY PARTNERS, LLC | JCP&L | No | Complete | 2010-01-28 | 2010-02-15 | 2010-06-04 | 2010-06-04
REIPNR-06347 | SREC Solar | GRAHAM | AGI TRUCKING COMPANY, INC | 742.95 | 0 | Commercial |  | HAWTHORNE | 7506 | 6 | SOLAR MARKET | PSE&G BPU | No | Complete | 2010-01-28 | 2010-12-10 | 2011-03-24 | 2011-03-24
REIPNR-06348 | SREC Solar | KONRAD | KONRAD BEER DISTRIBUTER, INC | 481.515 | 0 | Commercial | 0 | DEPTFORD | 8096 | 15 | RAY ANGELINI, INC. | PSE&G BPU | No | Complete | 2010-01-28 | 2010-05-24 | 2010-07-16 | 2010-07-16
REIPNR-06350 | SREC Solar | BYRUCH | J E BEKOWITZ | 1694.82 | 0 | Commercial | 0 | PEDRICKTOWN | 8067 | 16 | RAY ANGELINI, INC. | AC Electric | No | Complete | 2010-01-28 | 2010-04-16 | 2010-06-04 | 2010-06-04
REIPNR-06351 | SREC Solar | RUSSO | MIKE RUSSO INC | 166.38 | 0 | Commercial | 0 | RICHWOOD | 8074 | 15 | RAY ANGELINI, INC. | AC Electric | No | Complete | 2010-01-28 | 2010-06-09 | 2010-07-29 | 2010-07-29
REIPNR-06352 | SREC Solar | MATTHIAS | MATTHIAS PAPER COMPANY | 219.96 | 0 | Commercial | 0 | SWEDESBORO | 8085 | 15 | RAY ANGELINI, INC. | AC Electric | No | Complete | 2010-01-28 | 2010-05-04 | 2010-06-24 | 2010-06-24
REIPNR-06407 | SREC Solar | DUNCAN | STATE OF NEW JERSEY | 71.28 | 0 | Commercial | 0 | HAMILTON | 8619 | 12 | AMERICAN CAPITAL ENERGY | PSE&G BPU | No | Complete | 2010-02-16 | 2010-03-01 | 2010-04-23 | 2010-04-23
REIPNR-06408 | SREC Solar | DUNCAN | STATE OF NEW JERSEY | 59.4 | 0 | Commercial | 0 | HAMILTON | 8619 | 12 | AMERICAN CAPITAL ENERGY | PSE&G BPU | No | Complete | 2010-02-16 | 2010-03-01 | 2010-04-23 | 2010-04-23
REIPNR-06409 | SREC Solar | DUNCAN | STATE OF NEW JERSEY | 164.34 | 0 | Commercial | 0 | HAMILTON | 8619 | 12 | AMERICAN CAPITAL ENERGY | PSE&G BPU | No | Complete | 2010-02-16 | 2010-03-01 | 2010-04-09 | 2010-04-09
REIPNR-06410 | SREC Solar | DUNCAN | STATE OF NEW JERSEY | 164.34 | 0 | Commercial | 0 | HAMILTON | 8619 | 12 | AMERICAN CAPITAL ENERGY | PSE&G BPU | No | Complete | 2010-02-16 | 2010-03-01 | 2010-04-09 | 2010-04-09
REIPNR-06468 | SREC Solar | HARALAMPOUDIS | LANCA SALES INC. | 116.38 | 0 | Commercial | 0 | HILLSIDE | 7205 | 10 | GEOGENIX | PSE&G BPU | No | Complete | 2010-02-16 | 2010-05-26 | 2010-06-11 | 2010-06-11
REIPNR-06529 | SREC Solar | SAVAGE | LACEY TWP BOE MILLPOND ELEM. | 349.44 | 0 | School Public K-12 | 0 | LANOKA HARBOR | 8734 | 18 | RAY ANGELINI, INC. | JCP&L | No | Complete | 2010-03-02 | 2010-04-07 | 2010-05-14 | 2010-05-14
REIPNR-06530 | SREC Solar | SAVAGO | LACEY BOE - CEDAR CREEK ELEM. | 64.584 | 0 | School Public K-12 | 0 | LANOKA HARBOR | 8734 | 18 | RAY ANGELINI, INC. | JCP&L | No | Complete | 2010-03-02 | 2010-03-29 | 2010-05-27 | 2010-05-27
REIPNR-06531 | SREC Solar | SAVAGE | LACEY BOE LANOKA HARBOR ELEM | 129.168 | 0 | School Public K-12 | 0 | LANOKA HARBOR | 8734 | 18 | RAY ANGELINI, INC. | JCP&L | No | Complete | 2010-03-02 | 2010-04-07 | 2010-05-14 | 2010-05-14
REIPNR-06532 | SREC Solar | SAVAGE | LACEY TWP MIDDLE SCHOOL | 209.664 | 0 | School Public K-12 | 0 | FORKED RIVER | 8731 | 18 | RAY ANGELINI, INC. | JCP&L | No | Complete | 2010-03-02 | 2010-03-29 | 2010-05-14 | 2010-05-14
REIPNR-06533 | SREC Solar | SAVAGE | LACEY BOE FORKED RIVER ELEM. | 107.52 | 0 | School Public K-12 | 0 | FORKED RIVER | 8731 | 18 | RAY ANGELINI, INC. | JCP&L | No | Complete | 2010-03-02 | 2010-04-07 | 2010-05-14 | 2010-05-14
REIPNR-06534 | SREC Solar | PERLMAN |  | 5.4 | 0 | Residential |  | PRINCETON | 8540 | 12 | SUN BURN SOLAR | PSE&G BPU | No | Complete | 2010-03-02 | 2010-05-06 | 2011-01-24 | 2011-01-24
REIPNR-06542 | SREC Solar | CURRAN | HIGH POINT SOLUTIONS | 173.42 | 0 | Commercial |  | SPARTA | 7871 | 1 | VANGUARD ENERGY PARTNERS, LLC | JCP&L | No | Complete | 2010-03-02 | 2010-07-28 | 2010-08-26 | 2010-08-26
REIPNR-06598 | SREC Solar | STROMFELD | JOE CANAL'S DISCOUNT LIQUOR | 255.225 | 0 | Commercial |  | EGG HARBOR TWP | 8234 | 19 | BRITE IDEA ENERGY | AC Electric | No | Complete | 2010-03-02 | 2011-07-08 | 2011-08-04 | 2011-08-04
REIPNR-06601 | SREC Solar | BARNISH | MORRIS 400 LLC | 252.72 | 0 | Commercial | 1 | DENVILLE | 7834 | 3 | BYSOLAR, INC. | JCP&L | No | Complete | 2010-03-02 | 2011-09-23 | 2011-10-26 | 2011-10-26
REIPNR-06602 | SREC Solar | BARNISH | W.P. PROPERTIES LLC | 402.48 | 0 | Commercial | 1 | DENVILLE | 7834 | 3 | RENEWABLE POWER | JCP&L | No | Complete | 2010-03-02 | 2011-09-07 | 2011-10-21 | 2011-10-21
REIPNR-06603 | SREC Solar | PONTI | LORD AND TAYLOR | 314.665 | 0 | Commercial | 1 | LIVINGSTON | 7039 | 9 | NVT LICENSES, LLC | JCP&L | No | Complete | 2010-03-02 | 2011-08-30 | 2011-10-21 | 2011-10-21
REIPNR-06604 | SREC Solar | BORGO | MOUNTAIN LAKES HIGH SCHOOL | 173.42 | 0 | School Public K-12 | 1 | MOUNTAIN LAKES | 7046 | 3 | SUNDURANCE ENERGY II | JCP&L | No | Complete | 2010-03-02 | 2011-01-21 | 2011-02-21 | 2011-02-21
REIPNR-06605 | SREC Solar | RANCO | BOONTON HIGH SCHOOL | 155.48 | 0 | School Public K-12 | 1 | BOONTON | 7005 | 3 | SUNDURANCE ENERGY II | JCP&L | No | Complete | 2010-03-02 | 2011-01-21 | 2011-02-21 | 2011-02-21
REIPNR-06606 | SREC Solar | WENDOLOWSKI | PARSIPPANY BROOKLAWN M.S. | 173.42 | 0 | School Public K-12 | 1 | PARSIPPANY | 7054 | 3 | SUNDURANCE ENERGY II | JCP&L | No | Complete | 2010-03-02 | 2011-01-21 | 2011-05-03 | 2011-05-03
REIPNR-06607 | SREC Solar | LEIGH | MACY'S ROCKAWAY | 364.56 | 0 | Commercial | 1 | ROCKAWAY | 7866 | 3 | NVT LICENSES, LLC | JCP&L | No | Complete | 2010-03-02 | 2010-12-17 | 2011-04-05 | 2011-04-05
REIPNR-06608 | SREC Solar | GILMAN | MORRIS KNOLLS HIGH SCHOOL | 38.87 | 0 | School Public K-12 | 1 | ROCKAWAY | 7866 | 3 | SUNDURANCE ENERGY II | JCP&L | No | Complete | 2010-03-02 | 2011-04-27 | 2011-06-27 | 2011-06-27
REIPNR-06610 | SREC Solar | BONANNI | VOTER MACHINE TECH BUILDING | 101.66 | 0 | School Public K-12 | 1 | CEDAR KNOLLS | 7927 | 3 | SUNDURANCE ENERGY II | JCP&L | No | Complete | 2010-03-02 | 2011-01-21 | 2011-02-21 | 2011-02-21
REIPNR-06611 | SREC Solar | RANCO | SCHOOL STREET SCHOOL | 50.83 | 0 | School Public K-12 | 1 | BOONTON | 7005 | 3 | SUNDURANCE ENERGY II | JCP&L | No | Complete | 2010-03-02 | 2011-01-21 | 2011-02-21 | 2011-02-21
REIPNR-06612 | SREC Solar | RANCO | JOHN HILL SCHOOL | 10.12 | 0 | School Public K-12 | 1 | BOONTON | 7005 | 3 | SUNDURANCE ENERGY II | JCP&L | No | Complete | 2010-03-02 | 2011-01-21 | 2011-02-22 | 2011-02-22
REIPNR-06614 | SREC Solar | BONANNI | SCHUYLER PARKING FACILITY | 104.65 | 0 | School Public K-12 | 1 | MORRISTOWN | 7960 | 3 | SUNDURANCE ENERGY II | JCP&L | No | Complete | 2010-03-02 | 2011-02-08 | 2011-04-05 | 2011-04-05
REIPNR-06616 | SREC Solar | GILMAN | MORRIS HILLS HIGH SCHOOL | 80.73 | 0 | School Public K-12 | 1 | ROCKAWAY | 7866 | 3 | SUNDURANCE ENERGY II | JCP&L | No | Complete | 2010-03-02 | 2011-03-03 | 2011-05-12 | 2011-05-12
REIPNR-06617 | SREC Solar | PECHANEC | WEST MORRIS CENTRAL H.S. | 260.13 | 0 | School Public K-12 | 1 | CHESTER | 7945 | 3 | SUNDURANCE ENERGY II | JCP&L | No | Complete | 2010-03-02 | 2011-01-28 | 2011-04-11 | 2011-04-11
REIPNR-06618 | SREC Solar | WENDOLOWSKI | PARSIPPANY TROY HILLS ELEMENTARY | 62.79 | 0 | School Public K-12 | 1 | PARSIPPANY | 7054 | 3 | SUNDURANCE ENERGY II | JCP&L | No | Complete | 2010-03-02 | 2011-01-21 | 2011-02-22 | 2011-02-22
REIPNR-06619 | SREC Solar | WENDOLOWSKI | PARSIPPANY CENTRAL MIDDLE SCHOOL | 185.38 | 0 | School Public K-12 | 1 | PARSIPPANY | 7054 | 3 | SUNDURANCE ENERGY II | JCP&L | No | Complete | 2010-03-02 | 2011-01-21 | 2011-02-22 | 2011-02-22
REIPNR-06624 | SREC Solar | PONTI | LORD AND TAYLOR EATONTOWN | 391.04 | 0 | Commercial | 1 | EATONTOWN | 7724 | 17 | NVT LICENSES, LLC | JCP&L | No | Complete | 2010-03-02 | 2011-09-14 | 2011-12-08 | 2011-12-08
REIPNR-06625 | SREC Solar | PONTI | LORD AND TAYLOR ROCKAWAY | 282 | 0 | Commercial | 1 | ROCKAWAY | 7866 | 3 | NVT LICENSES, LLC | JCP&L | No | Complete | 2010-03-02 | 2011-09-14 | 2011-10-21 | 2011-10-21
REIPNR-06626 | SREC Solar | PACHANEC | WEST MORRIS MENDHAM HIGH SCHOOL | 189.06 | 0 | School Public K-12 | 1 | MENDHAM | 7945 | 3 | SUNDURANCE ENERGY II | JCP&L | No | Complete | 2010-03-02 | 2011-01-21 | 2011-02-22 | 2011-02-22
REIPNR-06628 | SREC Solar | FELDMAN | DDRC MAYS LANDING | 113.01 | 0 | Commercial | 1 | MAYS LANDING | 8330 | 19 | NVT LICENSES, LLC | AC Electric | No | Complete | 2010-03-02 | 2010-12-30 | 2011-02-14 | 2011-02-14
REIPNR-06629 | SREC Solar | CHRIST | GEORGIAN COURT UNIVERSITY | 199.44 | 0 | University Public | 1 | LAKEWOOD | 8701 | 18 | NJ SOLAR POWER, LLC | JCP&L | No | Complete | 2010-03-02 | 2010-12-22 | 2011-02-11 | 2011-02-11
REIPNR-06630 | SREC Solar | CHRIST | GEORGIAN COURT UNIVERSITY | 195.84 | 0 | University Public | 1 | LAKEWOOD | 8701 | 18 | NJ SOLAR POWER, LLC | JCP&L | No | Complete | 2010-03-02 | 2010-12-22 | 2011-02-11 | 2011-02-11
REIPNR-06734 | SREC Solar | HEALEY | GLENEAYRE FARMS | 110.7 | 0 | Farm | 0 | LUMBERTON | 8048 | 13 | VIKING ALTERNATIVE ENERGY COMPANY | PSE&G BPU | No | Complete | 2010-03-17 | 2010-05-04 | 2010-07-16 | 2010-07-16
REIPNR-06735 | SREC Solar | REID | ALL AMERICAN ALLOYS & RECYCLING | 100.04 | 0 | Commercial | 0 | ELIZABETH | 7206 | 10 | GEOGENIX | PSE&G BPU | No | Complete | 2010-03-17 | 2010-05-19 | 2010-07-29 | 2010-07-29
REIPNR-06736 | SREC Solar | HUMME | NEW BRUNSWICK BOE | 586.04 | 0 | School Public K-12 | 1 | NEW BRUNSWICK | 8901 | 11 | DCO ENERGY, LLC | PSE&G BPU | No | Complete | 2010-03-17 | 2010-06-17 | 2010-08-13 | 2010-08-13
REIPNR-06737 | SREC Solar | CONTE | CONTE'S PASTA | 779.025 | 0 | Commercial |  | VINELAND | 8360 | 20 | THE OHM BOYZ | AC Electric | No | Complete | 2010-03-17 | 2011-07-18 | 2011-09-23 | 2011-09-23
REIPNR-06738 | SREC Solar | HUMES | 1 SLATER DR LLC | 732.6 | 0 | Commercial |  | ELIZABETH | 7206 | 10 | GEOSCAPE SOLAR, LLC | PSE&G BPU | No | Complete | 2010-03-17 | 2011-09-30 | 2011-10-12 | 2011-10-12
REIPNR-06739 | SREC Solar | PATEL | CUSTOM ESSENCE | 203.32 | 0 | Commercial |  | SOMERSET | 8873 | 5 | TRINITY HEATING AND AIR | PSE&G BPU | No | Complete | 2010-03-17 | 2010-11-02 | 2010-11-30 | 2010-11-30
REIPNR-06740 | SREC Solar | MATVEENKO | CHURCH OF THE ASSUMPTION | 157.5 | 0 | Non Profit | 1 | GALLOWAY | 8205 | 19 | CALVI ELECTRIC COMPANY | AC Electric | No | Complete | 2010-03-17 | 2011-07-12 | 2011-08-08 | 2011-08-08
REIPNR-06741 | SREC Solar | MATVEENKO | CHURCH OF THE ASSUMPTION | 478.8 | 0 | Non Profit | 1 | GALLOWAY | 8205 | 19 | CALVI ELECTRIC COMPANY | AC Electric | No | Complete | 2010-03-17 | 2011-07-12 | 2011-08-05 | 2011-08-05
REIPNR-06742 | SREC Solar | BARBARISI | LPS INDUSTRIES | 704.34 | 0 | Commercial | 0 | MOONACHIE | 7074 | 7 | SOLIS PARTNERS, LLC | PSE&G BPU | No | Complete | 2010-03-17 | 2010-05-19 | 2010-06-24 | 2010-06-24
REIPNR-06811 | SREC Solar | CARPO | T. MASTERS INC | 2.47 | 0 | Commercial |  | HAMMONTON | 8037 | 19 | BLF ELECTRIC | AC Electric | No | Complete | 2010-03-17 | 2010-05-19 | 2010-12-14 | 2010-12-14
REIPNR-06888 | SREC Solar | SPIRA | DYNAMIC WHOLESALE DISTRIBUTION | 562.24 | 0 | Commercial |  | HOWELL | 7731 | 17 | POWERLUTIONS, LLC | JCP&L | No | Complete | 2010-03-25 | 2011-08-31 | 2011-09-08 | 2011-09-08
REIPNR-06889 | SREC Solar | HSIUNG | G&S INVESTORS/ SHOPRITE OF JC | 323.73 | 0 | Commercial | 1 | JERSEY CITY | 7302 | 8 | G & S INVESTORS | PSE&G BPU | No | Complete | 2010-03-25 | 2010-08-03 | 2010-08-26 | 2010-08-26
REIPNR-06890 | SREC Solar | STURM | ETHICAL PRODUCTS INC (SYSTEM #1) | 209.84 | 0 | Commercial | 0 | BLOOMFIELD | 7003 | 9 | GEOGENIX | PSE&G BPU | No | Complete | 2010-03-25 | 2010-04-16 | 2010-05-27 | 2010-05-27
REIPNR-06891 | SREC Solar | STURM | ETHICAL PRODUCTS INC. (SYSTEM #2) | 239.12 | 0 | Commercial | 0 | BLOOMFIELD | 7003 | 9 | GEOGENIX | PSE&G BPU | No | Complete | 2010-03-25 | 2010-04-16 | 2010-06-11 | 2010-06-11
REIPNR-06892 | SREC Solar | SKINNER |  | 2.25 | 0 | Residential |  | MAYS LANDING | 8330 | 19 | MERCURY SOLAR SYSTEMS | AC Electric | No | Complete | 2010-03-25 | 2010-07-27 | 2010-09-02 | 2010-09-02
REIPNR-06893 | SREC Solar | JOYCE | PSEG NUCLEAR LLC., PROCESSING CTR | 239.12 | 0 | Commercial |  | HANCOCKS BRIDGE | 8035 | 14 | GEOGENIX | AC Electric | Yes | Complete | 2010-03-25 | 2010-06-11 | 2010-09-17 | 2010-09-17
REIPNR-06979 | SREC Solar | PIRRUCCIO | MARLO MANUFACTURING | 300 | 0 | Commercial |  | BOONTON | 7005 | 3 | TRINITY HEATING AND AIR | JCP&L | No | Complete | 2010-04-05 | 2010-06-17 | 2010-08-26 | 2010-08-26
REIPNR-06980 | SREC Solar | QUINN | LINKS GOLF CLUB - CLUBHOUSE | 50.83 | 0 | Commercial |  | MARLTON | 8053 | 13 | P3 POWER SYSTEMS, LLC | AC Electric | No | Complete | 2010-04-05 | 2011-07-14 | 2011-07-26 | 2011-07-26
REIPNR-06982 | SREC Solar | BERTRAM | S. BERTRAM INC | 923.65 | 0 | Commercial |  | LINDEN | 7035 | 3 | ABSOLUTELY ENERGIZED SOLAR, LLC | PSE&G BPU | No | Complete | 2010-04-05 | 2011-04-28 | 2011-06-20 | 2011-06-20
REIPNR-06984 | SREC Solar | ROMANO | SEA ISLE ICE CO. | 180.95 | 0 | Commercial |  | WOODBINE | 8270 | 21 | NJ SOLAR POWER, LLC | AC Electric | No | Complete | 2010-04-05 | 2010-07-20 | 2010-08-13 | 2010-08-13
REIPNR-06985 | SREC Solar | HSIUNG | G&S LIVINGSTON REALTY INC | 184.14 | 0 | Commercial | 1 | LIVINGSTON | 7039 | 9 | G & S INVESTORS | JCP&L | No | Complete | 2010-04-05 | 2010-06-10 | 2010-07-29 | 2010-07-29
REIPNR-07073 | SREC Solar | ROSENBERG | BHM ENTERPRISES, LLC | 63.45 | 0 | Commercial |  | RIDGEWOOD | 7451 | 7 | PURHARVEST ENERGY, LLC LAKEWOOD | PSE&G BPU | No | Complete | 2010-04-19 | 2010-11-22 | 2010-12-30 | 2010-12-30
REIPNR-07074 | SREC Solar | TAYLOR | DUKE FARMS FOUNDATION | 639.6 | 0 | Non Profit |  | HILLSBOROUGH | 8844 | 5 | SUN FARM NETWORK | PSE&G BPU | No | Complete | 2010-04-19 | 2011-11-28 | 2011-12-29 | 2011-12-29
REIPNR-07076 | SREC Solar | LEIGHTON |  | 3.6 | 0 | Residential | 0 | SPRING LAKE | 7762 | 17 | TRINITY HEATING AND AIR | JCP&L | No | Complete | 2010-04-19 | 2010-05-21 | 2010-06-11 | 2010-06-11
REIPNR-07077 | SREC Solar | AVELLO | FIRMENICH INC. | 951.6 | 0 | Commercial |  | PLAINSBORO | 8536 | 11 | SUNPOWER CORPORATION, SYSTEMS | PSE&G BPU | No | Complete | 2010-04-19 | 2010-07-02 | 2010-10-08 | 2010-10-08
REIPNR-07079 | SREC Solar | BIRDSALL | FESSENDEN HALL, INC | 78.08 | 0 | Commercial |  | PENNSAUKEN | 8110 | 14 | HEAT SHED, INC. | PSE&G BPU | No | Complete | 2010-04-19 | 2011-02-14 | 2011-03-08 | 2011-03-08
REIPNR-07080 | SREC Solar | BIRDSALL | FESSENDEN HALL, INC | 290.36 | 0 | Commercial |  | PENNSAUKEN | 8110 | 14 | HEAT SHED, INC. | PSE&G BPU | No | Complete | 2010-04-19 | 2011-02-14 | 2011-03-08 | 2011-03-08
REIPNR-07081 | SREC Solar | REID | OAK GLEN PROPERTIES | 98.56 | 6899.2 | Commercial |  | MILLVILLE | 8332 | 20 | POWERLUTIONS, LLC | AC Electric | No | Complete | 2010-04-19 | 2011-08-17 | 2011-12-22 | 2012-04-04
REIPNR-07082 | SREC Solar | SPIRA | OAK GLEN PROPERTIES | 243.32 | 12166 | Commercial |  | MILLVILLE | 8332 | 20 | POWERLUTIONS, LLC | AC Electric | No | Complete | 2010-04-19 | 2011-12-06 | 2012-03-07 | 2012-06-19
REIPNR-07083 | SREC Solar | HIGGINS |  | 4.56 | 0 | Residential |  | RUMSON | 7760 | 17 | SELF INSTALL | JCP&L | No | Complete | 2010-04-19 | 2010-11-01 | 2011-02-16 | 2011-02-16
REIPNR-07122 | SREC Solar | FIMBEL JR | FIMBEL DOOR CO. | 375.765 | 0 | Commercial |  | WHITEHOUSE STATION | 8889 | 4 | VANGUARD ENERGY PARTNERS, LLC | JCP&L | No | Complete | 2010-05-20 | 2010-10-07 | 2010-10-25 | 2010-10-25
REIPNR-07124 | SREC Solar | HUMMA | NEW BRUNSWICK BOARD OF EDUCATIO | 439.53 | 0 | Non Profit |  | NEW BRUNSWICK | 8901 | 11 | DCO ENERGY, LLC | PSE&G BPU | No | Complete | 2010-05-20 | 2010-09-09 | 2010-11-09 | 2010-11-09
REIPNR-07125 | SREC Solar | HUMMA | NEW BRUNSWICK BOARD OF EDUCATIO | 255.84 | 0 | School Public K-12 |  | NEW BRUNSWICK | 8901 | 11 | DCO ENERGY, LLC | PSE&G BPU | No | Complete | 2010-05-20 | 2010-09-09 | 2010-11-09 | 2010-11-09
REIPNR-07128 | SREC Solar | ECKHARDT | BED BATH AND BEYOND | 1200.48 | 0 | Commercial | 0 | UNION | 7083 | 10 | SUNPOWER CORPORATION, SYSTEMS | PSE&G BPU | No | Complete | 2010-05-20 | 2010-06-01 | 2010-07-16 | 2010-07-16
REIPNR-07129 | SREC Solar | ATWOOD |  | 5.04 | 0 | Residential |  | EDGEWATER PARK | 8010 | 13 | THS ELECTRIC INC | PSE&G BPU | No | Complete | 2010-05-20 | 2010-09-09 | 2010-11-30 | 2010-11-30
REIPNR-07130 | SREC Solar | KULICK | GARDEN STATE LUMBER PRODUCTS CO | 59.4 | 0 | Commercial |  | OAKLAND | 7436 | 7 | KULICK DEVELOPMENT | Orange & Rockland Elec | No | Complete | 2010-05-20 | 2010-10-11 | 2010-10-25 | 2010-10-25
REIPNR-07329 | SREC Solar | LEONE | CONIFER LECHASE CONSTRUCTION | 86.02 | 0 | Commercial |  | CAPE MAY | 8210 | 21 | SEA BRIGHT SOLAR, LLC | PSE&G BPU | No | Complete | 2010-06-02 | 2011-02-04 | 2011-04-05 | 2011-04-05
REIPNR-07330 | SREC Solar | LEONE | CONIFER LECHASE CONSTRUCTION | 60.26 | 0 | Commercial |  | MEDFORD | 8055 | 13 | SEA BRIGHT SOLAR, LLC | PSE&G BPU | No | Complete | 2010-06-02 | 2011-03-18 | 2011-09-09 | 2011-09-09
REIPNR-07335 | SREC Solar | KULICK | GARDEN STATE LUMBER PRODUCTS CO | 131.56 | 0 | Commercial |  | OAKLAND | 7436 | 7 | KULICK DEVELOPMENT | Orange & Rockland Elec | No | Complete | 2010-06-02 | 2011-06-03 | 2011-07-27 | 2011-07-27
REIPNR-07337 | SREC Solar | WALSH | CENTER SUN LLC | 302.94 | 0 | Commercial |  | HOLMDEL | 7733 | 17 | AMERICAN CAPITAL ENERGY | JCP&L | No | Complete | 2010-06-02 | 2010-09-22 | 2010-10-25 | 2010-10-25
REIPNR-07340 | SREC Solar | BECHTEL | EGG HARBOR TOWNSHIP | 454.02 | 0 | School Public K-12 |  | EGG HARBOR TOWNSHIP | 8234 | 19 | RAY ANGELINI, INC. | AC Electric | No | Complete | 2010-06-02 | 2011-04-20 | 2011-05-12 | 2011-05-12
REIPNR-07343 | SREC Solar | ADLER | MT LAUREL TWP MUNI UTILITIES AUTH | 529.69 | 0 | Government Facility | 0 | MOUNT LAUREL | 8054 | 13 | LIGHTON INDUSTRIES | Unknown | No | Complete | 2010-06-02 | 2010-07-14 | 2010-07-29 | 2010-07-29
REIPNR-07344 | SREC Solar | LEBET | NEW YORK JETS LLC | 688.85 | 0 | Commercial |  | FLORHAM PARK | 7932 | 3 | SUNDURANCE ENERGY II | JCP&L | No | Complete | 2010-06-02 | 2010-08-18 | 2010-09-23 | 2010-09-23
REIPNR-07345 | SREC Solar | GUINTA II | SHORE TRUE VALUE HARDWARE | 129.32 | 0 | Commercial |  | SOMERS POINT | 8244 | 19 | MERCURY SOLAR SYSTEMS | AC Electric | No | Complete | 2010-06-02 | 2011-07-21 | 2011-08-17 | 2011-08-17
REIPNR-07347 | SREC Solar | CIRONE | FCI FAIRTON | 400.4 | 0 | Commercial |  | FAIRTON | 8320 | 20 | VANGUARD ENERGY PARTNERS, LLC | AC Electric | No | Complete | 2010-06-02 | 2010-08-24 | 2010-09-23 | 2010-09-23
REIPNR-07348 | SREC Solar | HARRING |  | 9.2 | 0 | Residential |  | COLLINGS LAKES | 8094 | 15 | ASC SOLAR SOLUTIONS, LLC | AC Electric | No | Complete | 2010-06-02 | 2013-05-03 | 2013-05-14 | 2013-05-14
REIPNR-07349 | SREC Solar | WOLLNER | COMPUTER DATA SOURCE INC | 335.73 | 0 | Commercial |  | EATONTOWN | 7724 | 17 | TRINITY HEATING AND AIR | JCP&L | No | Complete | 2010-06-02 | 2011-05-18 | 2011-06-27 | 2011-06-27
REIPNR-07350 | SREC Solar | HOGBERG | W.W.GRAINGER INC | 1200.48 | 0 | Commercial |  | ROBBINSVILLE | 8691 | 12 | SUNPOWER CORPORATION, SYSTEMS | JCP&L | No | Complete | 2010-06-02 | 2010-06-22 | 2010-09-23 | 2010-09-23
REIPNR-07351 | SREC Solar | HONASOGE |  | 6.9 | 0 | Residential |  | NESHANIC STATION | 8853 | 5 | TRINITY HEATING AND AIR | JCP&L | No | Complete | 2010-06-02 | 2010-07-02 | 2010-09-23 | 2010-09-23
REIPNR-07354 | SREC Solar | SINGER |  | 8.82 | 0 | Commercial |  | MARLBORO | 7746 | 17 | TRINITY HEATING AND AIR | JCP&L | No | Complete | 2010-06-02 | 2010-10-22 | 2011-01-10 | 2011-01-10
REIPNR-07355 | SREC Solar | MESSLER | JMM REALTY HOLDINGS, LLC | 14.4 | 0 | Commercial |  | ANDOVER | 7821 | 1 | SELF INSTALL | JCP&L | No | Complete | 2010-06-02 | 2011-07-13 | 2011-09-29 | 2011-09-29
REIPNR-07356 | SREC Solar | BUSA |  | 12.42 | 0 | Residential |  | PEMBERTON | 8068 | 13 | SUNRAY SOLAR, INC. | JCP&L | No | Complete | 2010-06-02 | 2010-10-07 | 2010-10-29 | 2010-10-29
REIPNR-07357 | SREC Solar | VARSOLONA |  | 9.66 | 0 | Commercial |  | MANCHESTER | 8759 | 18 | TRINITY HEATING AND AIR | JCP&L | No | Complete | 2010-06-02 | 2010-12-20 | 2011-01-24 | 2011-01-24
REIPNR-07358 | SREC Solar | RODRIGUEZ |  | 4.655 | 0 | Residential |  | LONG BRANCH | 7740 | 17 | RENERGY, INC. | JCP&L | No | Complete | 2010-06-02 | 2011-06-01 | 2011-06-30 | 2011-06-30
REIPNR-07359 | SREC Solar | HELMER | MENNEN ICE RINK | 1572.74 | 0 | Non Profit |  | MORRISTOWN | 7960 | 3 | SUNDURANCE ENERGY II | JCP&L | No | Complete | 2010-06-02 | 2011-01-21 | 2011-03-25 | 2011-03-25
REIPNR-07360 | SREC Solar | KLEBACHER |  | 6 | 0 | Residential |  | FORKED RIVER | 8731 | 18 | TRINITY HEATING AND AIR | JCP&L | No | Complete | 2010-06-02 | 2010-10-06 | 2010-10-25 | 2010-10-25
REIPNR-07361 | SREC Solar | CHAABAN |  | 11.07 | 0 | Residential |  | PINE BROOK | 7058 | 3 | TRINITY HEATING AND AIR | JCP&L | No | Complete | 2010-06-02 | 2010-12-30 | 2011-01-29 | 2011-01-29
REIPNR-07364 | SREC Solar | RAGUCCI |  | 6.9 | 0 | Residential |  | BROWN MILLS | 8015 | 13 | SUNRAY SOLAR, INC. | JCP&L | No | Complete | 2010-06-02 | 2010-07-22 | 2010-09-02 | 2010-09-02
REIPNR-07365 | SREC Solar | SUHRAWARDI |  | 37.84 | 0 | Residential |  | COLTS NECK | 7727 | 17 | CORBIN SOLAR SOLUTIONS, LLC | JCP&L | No | Complete | 2010-06-02 | 2010-09-09 | 2010-10-21 | 2010-10-21
REIPNR-07366 | SREC Solar | SZCZECH |  | 5.16 | 0 | Residential |  | LANOKA HARBOR | 8734 | 18 | SUNRAY SOLAR, INC. | JCP&L | No | Complete | 2010-06-02 | 2010-07-27 | 2011-02-16 | 2011-02-16
REIPNR-07370 | SREC Solar | HACKERMAN |  | 6.11 | 0 | Residential |  | LAKEWOOD | 8701 | 18 | PURHARVEST ENERGY, LLC LAKEWOOD | JCP&L | No | Complete | 2010-06-02 | 2010-09-09 | 2010-11-19 | 2010-11-19
REIPNR-07371 | SREC Solar | DIGREGORIO |  | 25.38 | 0 | Commercial |  | PILESGROVE | 8098 | 16 | RCL ENTERPRISES INC. | AC Electric | No | Complete | 2010-06-02 | 2011-05-20 | 2011-06-07 | 2011-06-07
REIPNR-07372 | SREC Solar | MCCABE | BAYVILLE STORAGE LLC | 28.35 | 0 | Commercial |  | BAYVILLE | 8721 | 18 | KRN CONTRACTORS, LLC | JCP&L | No | Complete | 2010-06-02 | 2010-10-06 | 2010-11-30 | 2010-11-30
REIPNR-07373 | SREC Solar | RICHELSON |  | 6.21 | 0 | Residential |  | EGG HARBOR TOWNSHIP | 8234 | 19 | ROSS SOLAR GROUP, LLC | AC Electric | No | Complete | 2010-06-02 | 2010-07-27 | 2010-09-17 | 2010-09-17
REIPNR-07374 | SREC Solar | CHIMIEL |  | 3.15 | 0 | Residential |  | WRIGHTSTOWN | 8562 | 13 | RENERGY, INC. | JCP&L | No | Complete | 2010-06-02 | 2010-07-22 | 2010-08-26 | 2010-08-26
REIPNR-07375 | SREC Solar | PETROWSKI |  | 7.38 | 0 | Residential |  | SEWELL | 8080 | 15 | SOLAR SOLUTIONS LLC | AC Electric | No | Complete | 2010-06-02 | 2010-09-01 | 2010-10-29 | 2010-10-29
REIPNR-07376 | SREC Solar | WIG | J A WIG CONST & ELECTRIC LLC | 3.24 | 0 | Residential |  | NEW EGYPT | 8533 | 18 | J. A. WIG CONSTRUCTION AND ELECTRIC, LLC | JCP&L | No | Complete | 2010-06-02 | 2010-10-26 | 2010-11-19 | 2010-11-19
REIPNR-07377 | SREC Solar | THOMAS | ALTERNATIVE MICROGRAPHICS | 45.6 | 0 | Commercial |  | FORKED RIVER | 8731 | 18 | SUNRAY SOLAR, INC. | JCP&L | No | Complete | 2010-06-02 | 2011-07-26 | 2011-09-23 | 2011-09-23
REIPNR-07380 | SREC Solar | OSHEA | CENTRAL REGIONAL BOE - M.S. | 500.045 | 0 | School Public K-12 | 1 | BAYVILLE | 8721 | 18 | DOBCO SOLAR & ELECTRIC LLC | JCP&L | No | Complete | 2010-06-02 | 2012-01-11 | 2012-02-20 | 2012-02-20
REIPNR-07382 | SREC Solar | OSHEA | CENTRAL REG BOE- BUSINESS OFFICE | 500.045 | 0 | School Public K-12 | 1 | BAYVILLE | 8721 | 18 | DOBCO SOLAR & ELECTRIC LLC | JCP&L | No | Complete | 2010-06-02 | 2012-01-11 | 2012-02-20 | 2012-02-20
REIPNR-07384 | SREC Solar | OSHEA | CENTRAL REGIONAL BOE HS BOILER | 500.045 | 0 | School Public K-12 | 1 | BAYVILLE | 8721 | 18 | DOBCO SOLAR & ELECTRIC LLC | JCP&L | No | Complete | 2010-06-02 | 2012-01-11 | 2012-02-09 | 2012-02-09
REIPNR-07435 | SREC Solar | LACKLAND | LACKLAND STORAGE | 98 | 0 | Commercial |  | DELRAN | 8075 | 13 | TRINITY HEATING AND AIR | PSE&G BPU | No | Complete | 2010-06-16 | 2010-09-15 | 2010-10-29 | 2010-10-29
REIPNR-07436 | SREC Solar | LACKLAND | LACKLAND STORAGE | 72.8 | 0 | Commercial |  | MOUNTAINSIDE | 7092 | 10 | TRINITY HEATING AND AIR | PSE&G BPU | No | Complete | 2010-06-16 | 2010-07-28 | 2010-08-13 | 2010-08-13
REIPNR-07437 | SREC Solar | LACKLAND | LACKLAND STORAGE | 178.08 | 0 | Commercial |  | ENGLEWOOD | 7631 | 7 | TRINITY HEATING AND AIR | PSE&G BPU | No | Complete | 2010-06-16 | 2010-09-15 | 2010-10-25 | 2010-10-25
REIPNR-07438 | SREC Solar | VANDERGROEF | SUSSEX CHRISTIAN SCHOOL | 92.69 | 0 | School Other |  | SUSSEX | 7461 | 1 | KG BUILDERS - RE DIVISION | JCP&L | No | Complete | 2010-06-16 | 2011-07-08 | 2011-07-19 | 2011-07-19
REIPNR-07440 | SREC Solar | COTTON | ASBURY FARM LP | 456.78 | 0 | Commercial |  | WASHINGTON | 7882 | 2 | EAST COAST ALTERNATIVE ENERGY | JCP&L | No | Complete | 2010-06-16 | 2011-05-26 | 2011-06-10 | 2011-06-10
REIPNR-07441 | SREC Solar | POWELL | SKANSKA | 436.59 | 0 | Commercial |  | CARTARET | 7008 | 11 | THE SOLAR CENTER, INC. | PSE&G BPU | No | Complete | 2010-06-16 | 2010-10-14 | 2010-11-09 | 2010-11-09
REIPNR-07443 | SREC Solar | MONDELLO | LEONIA PUBLIC SCHOOLS- MIDDLE SCHL | 90.944 | 0 | Non Profit |  | LEONIA | 7605 | 7 | RAY ANGELINI, INC. | PSE&G BPU | No | Complete | 2010-06-16 | 2011-01-13 | 2011-04-22 | 2011-04-22
REIPNR-07444 | SREC Solar | MONDELLO | LEONIA PUBLIC SCHOOLS - ACS ELEM. | 55.93 | 0 | Non Profit |  | LEONIA | 7605 | 7 | RAY ANGELINI, INC. | PSE&G BPU | No | Complete | 2010-06-16 | 2011-01-19 | 2011-05-26 | 2011-05-26
REIPNR-07446 | SREC Solar | MONDELLO | LEONIA PUBLIC SCHOOLS- HIGH SCHOO | 288.512 | 0 | School Public K-12 |  | LEONIA | 7605 | 7 | RAY ANGELINI, INC. | PSE&G BPU | No | Complete | 2010-06-16 | 2011-01-19 | 2011-05-27 | 2011-05-27
REIPNR-07447 | SREC Solar | STINGER | OUR LADY OF VISITATION - SCHOOL | 48.6 | 0 | Non Profit |  | PARAMUS | 7652 | 7 | MERCURY SOLAR SYSTEMS | PSE&G BPU | No | Complete | 2010-06-16 | 2010-11-03 | 2010-11-30 | 2010-11-30
REIPNR-07450 | SREC Solar | MOTTLEY |  | 9.66 | 0 | Residential |  | LAWRENCEVILLE | 8648 | 12 | SUNRAY SOLAR, INC. | PSE&G BPU | No | Complete | 2010-06-16 | 2010-09-02 | 2010-10-29 | 2010-10-29
REIPNR-07452 | SREC Solar | MCMAHON |  | 7.98 | 0 | Residential | 1 | LAWRENCEVILLE | 8648 | 12 | SUNRAY SOLAR, INC. | PSE&G BPU | No | Complete | 2010-06-16 | 2010-10-01 | 2010-11-30 | 2010-11-30
REIPNR-07454 | SREC Solar | RICHARDSON | ORTHO-MCNEIL-JANSSEN PHARM. | 4116.28 | 0 | Commercial |  | TITUSVILLE | 8560 | 12 | SUNPOWER CORPORATION, SYSTEMS | PSE&G BPU | No | Complete | 2010-06-16 | 2010-09-16 | 2010-10-29 | 2010-10-29
REIPNR-07456 | SREC Solar | GALICA | INFORMATION TECHNOLOGY SERVICES | 1058.96 | 0 | Commercial |  | RARITAN | 8869 | 5 | SUNPOWER CORPORATION, SYSTEMS | PSE&G BPU | No | Complete | 2010-06-16 | 2010-07-20 | 2010-08-26 | 2010-08-26
REIPNR-07458 | SREC Solar | STINGER | OUR LADY OF VISITATION - RECTORY | 7.2 | 0 | Non Profit |  | PARAMUS | 7652 | 7 | MERCURY SOLAR SYSTEMS | PSE&G BPU | No | Complete | 2010-06-16 | 2010-11-03 | 2010-11-30 | 2010-11-30
REIPNR-07497 | SREC Solar | GALETTO | D AND G SOLAR VENTURES | 121.26 | 0 | Commercial |  | RICHLAND | 8350 | 19 | RAY ANGELINI, INC. | AC Electric | No | Complete | 2010-06-16 | 2010-06-28 | 2010-08-13 | 2010-08-13
REIPNR-07499 | SREC Solar | SHAH | SHIV HOSPITALITY LLC | 193.405 | 0 | Commercial |  | BORDENTOWN | 8505 | 13 | G&L ELECTRIC, INC | PSE&G BPU | No | Complete | 2010-06-16 | 2010-10-28 | 2011-01-18 | 2011-01-18
REIPNR-07501 | SREC Solar | GRANAROLO |  | 4.7 | 0 | Residential |  | PRINCETON | 8540 | 12 | TRINITY HEATING AND AIR | PSE&G BPU | No | Complete | 2010-06-16 | 2011-02-04 | 2011-03-23 | 2011-03-23
REIPNR-07502 | SREC Solar | MERRYFIELD |  | 5.55 | 0 | Residential |  | HADDON TOWNSHIP | 8108 | 14 | TRINITY HEATING AND AIR | PSE&G BPU | No | Complete | 2010-06-16 | 2011-06-17 | 2011-08-17 | 2011-08-17
REIPNR-07503 | SREC Solar | DEFALCO |  | 6.11 | 0 | Residential |  | EAST BRUNSWICK | 8816 | 11 | TRINITY HEATING AND AIR | PSE&G BPU | No | Complete | 2010-06-16 | 2010-12-17 | 2011-01-29 | 2011-01-29
REIPNR-07504 | SREC Solar | BARNETT | TURTLES AND HUGHES | 48 | 0 | Commercial |  | PLAINFIELD | 7060 | 10 | TURTLE ASSOCIATES LLC | PSE&G BPU | No | Complete | 2010-06-16 | 2010-10-26 | 2011-04-05 | 2011-04-05
REIPNR-07505 | SREC Solar | MARYANSKI |  | 5.29 | 0 | Residential |  | VOORHEES | 8043 | 14 | SOLAR WORKS NJ | PSE&G BPU | No | Complete | 2010-06-16 | 2010-09-09 | 2010-11-30 | 2010-11-30
REIPNR-07506 | SREC Solar | VERNACI |  | 9.66 | 0 | Residential |  | NORTH NRUNSWICK | 8902 | 11 | TRINITY HEATING AND AIR | PSE&G BPU | No | Complete | 2010-06-16 | 2010-10-07 | 2010-10-21 | 2010-10-21
REIPNR-07507 | SREC Solar | KARON | NEW BRUNSWICK PARKING AUTHORITY | 119.6 | 0 | Commercial |  | NEW BRUNSWICK | 8901 | 11 | DCO ENERGY, LLC | PSE&G BPU | No | Complete | 2010-06-16 | 2010-12-01 | 2011-02-10 | 2011-02-10
REIPNR-07509 | SREC Solar | KARON | NEW BRUNSWICK PARKING AUTHORITY | 146.51 | 0 | Commercial |  | NEW BRUNSWICK | 8901 | 11 | DCO ENERGY, LLC | PSE&G BPU | No | Complete | 2010-06-16 | 2010-12-01 | 2011-03-08 | 2011-03-08
REIPNR-07511 | SREC Solar | MENA | WINDSOFT | 307.97 | 0 | Commercial |  | FAIRFIELD | 7004 | 9 | FREEDOM ENERGY PARTNERS, LLC | PSE&G BPU | No | Complete | 2010-06-16 | 2010-10-22 | 2011-02-14 | 2011-02-14
REIPNR-07514 | SREC Solar | MENA | FORDHAM INC | 239.2 | 0 | Commercial |  | FAIRFIELD | 7004 | 9 | FREEDOM ENERGY PARTNERS, LLC | PSE&G BPU | No | Complete | 2010-06-16 | 2010-12-02 | 2011-02-16 | 2011-02-16
REIPNR-07518 | SREC Solar | PETRONE |  | 7.03 | 0 | Residential |  | MONMOUTH BEACH | 7750 | 17 | MERCURY SOLAR SYSTEMS | JCP&L | No | Complete | 2010-06-16 | 2010-11-06 | 2010-12-14 | 2010-12-14
REIPNR-07520 | SREC Solar | DOUGHERTY |  | 9.2 | 0 | Residential |  | BRIDGETON | 8302 | 20 | ASC SOLAR SOLUTIONS, LLC | AC Electric | No | Complete | 2010-06-16 | 2010-11-03 | 2010-11-30 | 2010-11-30
REIPNR-07521 | SREC Solar | STRYSHAK | CORDIS CORPORATION | 135.7 | 0 | Commercial |  | BRIDGEWATER | 8807 | 5 | SUNDURANCE ENERGY | PSE&G BPU | No | Complete | 2010-06-16 | 2010-07-22 | 2010-09-02 | 2010-09-02
REIPNR-07523 | SREC Solar | GALETTO | D AND G SOLAR VENTURES | 930.6 | 0 | Commercial |  | RICHLAND | 8350 | 19 | RAY ANGELINI, INC. | AC Electric | No | Complete | 2010-06-16 | 2011-01-11 | 2011-04-21 | 2011-04-21
REIPNR-07524 | SREC Solar | GELLERT | DANIC TWO, LLC | 412.62 | 0 | Commercial | 1 | ELIZABETH | 7206 | 10 | SUNDURANCE ENERGY | PSE&G BPU | No | Complete | 2010-06-16 | 2010-10-12 | 2010-12-08 | 2010-12-08
REIPNR-07525 | SREC Solar | DEMPSEY | THE TOWNSHIP OF SPARTA | 48.3 | 0 | Government Facility |  | SPARTA | 7871 | 1 | PFISTER MAINTENANCE, INC. | JCP&L | No | Complete | 2010-06-16 | 2010-09-30 | 2011-02-11 | 2011-02-11
REIPNR-07527 | SREC Solar | BOYANCE |  | 12.15 | 0 | Residential | 1 | MANALAPAN | 7726 | 17 | SUNRAY SOLAR, INC. | JCP&L | No | Complete | 2010-06-16 | 2010-11-24 | 2011-04-21 | 2011-04-21
REIPNR-07528 | SREC Solar | SARWINSKI |  | 5.29 | 0 | Residential |  | BELVIDERE | 7823 | 2 | TRINITY HEATING AND AIR | JCP&L | No | Complete | 2010-06-16 | 2010-09-22 | 2010-10-08 | 2010-10-08
REIPNR-07529 | SREC Solar | HUNT | IEEE | 218.53 | 0 | Non Profit |  | PISCATAWAY | 8854 | 11 | SOLUS ENERGY LLC | PSE&G BPU | No | Complete | 2010-06-16 | 2011-06-17 | 2011-08-31 | 2011-08-31
REIPNR-07530 | SREC Solar | GRAHAM | GILL ST. BERNARDS SCHOOL | 146.016 | 0 | School Other |  | GLADSTONE | 7934 | 5 | VANGUARD ENERGY PARTNERS, LLC | JCP&L | No | Complete | 2010-06-16 | 2010-06-23 | 2010-09-23 | 2010-09-23
REIPNR-07531 | SREC Solar | VAN HOUTEN |  | 18.4 | 0 | Residential |  | MILLSTONE | 8535 | 17 | 4BESTSOLAR, LLC | JCP&L | No | Complete | 2010-06-16 | 2010-11-17 | 2011-02-10 | 2011-02-10
REIPNR-07532 | SREC Solar | POMPONIO |  | 9.86 | 0 | Residential |  | LITTLE EGG HARBOR | 8087 | 18 | SELF INSTALL | AC Electric | No | Complete | 2010-06-16 | 2010-10-08 | 2011-03-09 | 2011-03-09
REIPNR-07536 | SREC Solar | PASTERNACK | RUSSO DEVELOPMENT | 101.92 | 0 | Commercial |  | CARLSTADT | 7072 | 7 | UNITY ELECTRIC LLC | PSE&G BPU | No | Complete | 2010-06-16 | 2011-04-28 | 2011-05-12 | 2011-05-12
REIPNR-07541 | SREC Solar | MISTRY |  | 4.7 | 0 | Residential |  | CEDAR GROVE | 7009 | 9 | TRINITY HEATING AND AIR | PSE&G BPU | No | Complete | 2010-06-16 | 2010-11-08 | 2010-12-14 | 2010-12-14
REIPNR-07542 | SREC Solar | MORELLA |  | 5.25 | 0 | Residential |  | MONROEVILLE | 8343 | 16 | RENERGY, INC. | AC Electric | No | Complete | 2010-06-16 | 2010-12-02 | 2010-12-30 | 2010-12-30
REIPNR-07618 | SREC Solar | SANTOS | OCEAN COUNTY | 50.4 | 0 | Government Facility |  | MANAHAWKIN | 8050 | 18 | MERIDIAN PROPERTY SRVICES, INC | AC Electric | No | Complete | 2010-06-25 | 2010-09-29 | 2011-01-29 | 2011-01-29
REIPNR-07620 | SREC Solar | BUFFALINO | VERNON TOWNSHIP POLICE ATHLETIC | 95.09 | 0 | Non Profit |  | VERNON | 7462 | 1 | BOZ ELECTRICAL CONTRACTORS INC | JCP&L | No | Complete | 2010-06-25 | 2010-08-13 | 2010-09-02 | 2010-09-02
REIPNR-07621 | SREC Solar | TAHARI |  | 11.5 | 0 | Residential |  | ALPINE | 7620 | 7 | THE SOLAR CENTER, INC. | Orange & Rockland Elec | No | Complete | 2010-06-25 | 2010-07-28 | 2010-08-13 | 2010-08-13
REIPNR-07624 | SREC Solar | SKLENCAR JR |  | 4.6 | 0 | Residential |  | CHERRY HILL TOWNSHIP | 8002 | 14 | SOLAR WORKS NJ | PSE&G BPU | No | Complete | 2010-06-25 | 2010-10-20 | 2010-11-19 | 2010-11-19
REIPNR-07625 | SREC Solar | MEFHAFFEY | CARL MEFHAFFEY'S NURSEY LLC | 35.88 | 0 | Commercial |  | BRIDGETON | 8302 | 20 | ASC SOLAR SOLUTIONS, LLC | AC Electric | No | Complete | 2010-06-25 | 2010-12-01 | 2011-01-18 | 2011-01-18
REIPNR-07626 | SREC Solar | MEHAFFEY | CARL MEHADDEY'S NURSEY LLC | 22.08 | 0 | Commercial |  | BRIDGETON | 8302 | 20 | ASC SOLAR SOLUTIONS, LLC | AC Electric | No | Complete | 2010-06-25 | 2010-12-01 | 2011-02-04 | 2011-02-04
REIPNR-07627 | SREC Solar | CAPO |  | 8.93 | 0 | Residential |  | SEASIDE HEIGHTS | 8751 | 18 | TRINITY HEATING AND AIR | JCP&L | No | Complete | 2010-06-25 | 2010-10-19 | 2010-11-09 | 2010-11-09
REIPNR-07628 | SREC Solar | RUANE |  | 9.89 | 0 | Residential |  | JACKSON | 8527 | 18 | TRINITY HEATING AND AIR | JCP&L | No | Complete | 2010-06-25 | 2010-10-06 | 2010-10-25 | 2010-10-25
REIPNR-07629 | SREC Solar | PATEL |  | 3.74 | 0 | Residential |  | EDISON | 8817 | 11 | TRINITY HEATING AND AIR | PSE&G BPU | No | Complete | 2010-06-25 | 2010-12-01 | 2010-12-22 | 2010-12-22
REIPNR-07632 | SREC Solar | CROSLIN |  | 7.48 | 0 | Residential |  | TOMS RIVER | 8757 | 18 | TRINITY HEATING AND AIR | JCP&L | No | Complete | 2010-06-25 | 2010-10-19 | 2010-11-09 | 2010-11-09
REIPNR-07633 | SREC Solar | NALBERCZINSKI |  | 8.93 | 0 | Residential |  | CLARKSBURG | 8510 | 17 | TRINITY HEATING AND AIR | JCP&L | No | Complete | 2010-06-25 | 2010-11-19 | 2010-12-22 | 2010-12-22
REIPNR-07634 | SREC Solar | HAYE |  | 4.62 | 0 | Residential |  | SOMERSET | 8873 | 5 | TRINITY HEATING AND AIR | PSE&G BPU | No | Complete | 2010-06-25 | 2011-01-07 | 2011-01-29 | 2011-01-29
REIPNR-07635 | SREC Solar | REILLEY |  | 5.16 | 0 | Residential |  | FARMINGDALE | 7727 | 17 | KOPP ELECTRIC COMPANY | JCP&L | No | Complete | 2010-06-25 | 2010-11-29 | 2011-02-16 | 2011-02-16
REIPNR-07636 | SREC Solar | ROSE |  | 6.58 | 0 | Residential |  | PINE BEACH | 8741 | 18 | TRINITY HEATING AND AIR | JCP&L | No | Complete | 2010-06-25 | 2010-09-15 | 2010-11-19 | 2010-11-19
REIPNR-07637 | SREC Solar | MADDOX |  | 28.38 | 0 | Residential |  | ESTELL MANOR | 8319 | 19 | GO SOLAR ELECTRIC, LLC | AC Electric | No | Complete | 2010-06-25 | 2010-11-03 | 2010-11-30 | 2010-11-30
REIPNR-07638 | SREC Solar | AUSTIN |  | 5.5 | 0 | Residential |  | CAPE MAY | 8204 | 21 | TRINITY HEATING AND AIR | AC Electric | No | Complete | 2010-06-25 | 2010-09-16 | 2010-10-29 | 2010-10-29
REIPNR-07640 | SREC Solar | JONES |  | 5.28 | 0 | Residential |  | BORDENTOWN | 8505 | 13 | 4BESTSOLAR, LLC | PSE&G BPU | No | Complete | 2010-06-25 | 2010-08-09 | 2010-09-02 | 2010-09-02
REIPNR-07641 | SREC Solar | SANCHEZ |  | 5.16 | 0 | Residential |  | PLEASANTVILLE | 8232 | 19 | RCL ENTERPRISES INC. | AC Electric | No | Complete | 2010-06-25 | 2010-09-21 | 2010-12-14 | 2010-12-14
REIPNR-07642 | SREC Solar | SANCHEZ |  | 7.74 | 0 | Residential |  | PLEASANTVILLE | 8232 | 19 | RCL ENTERPRISES INC. | AC Electric | No | Complete | 2010-06-25 | 2010-09-22 | 2011-02-11 | 2011-02-11
REIPNR-07643 | SREC Solar | CHALON |  | 7.955 | 0 | Residential |  | MANAHAWKIN | 8050 | 18 | CORBIN SOLAR SOLUTIONS, LLC | AC Electric | No | Complete | 2010-06-25 | 2010-09-09 | 2010-09-23 | 2010-09-23
REIPNR-07644 | SREC Solar | CRANE | HOSPITALITY CREEK CAMPGROUND INC | 14.72 | 0 | Commercial |  | WILLIAMSTOWN | 8094 | 15 | RCL ENTERPRISES INC. | AC Electric | No | Complete | 2010-06-25 | 2010-09-17 | 2010-10-08 | 2010-10-08
REIPNR-07645 | SREC Solar | PALMER |  | 9.12 | 0 | Residential |  | ANNANDALE | 8801 | 4 | THE SOLAR CENTER, INC. | JCP&L | No | Complete | 2010-06-25 | 2010-10-07 | 2010-10-25 | 2010-10-25
REIPNR-07646 | SREC Solar | CRANE | HOSPITALITY CREEK CAMPGROUND INC | 8.97 | 0 | Commercial |  | WILLIAMSTOWN | 8094 | 15 | RCL ENTERPRISES INC. | AC Electric | No | Complete | 2010-06-25 | 2010-09-17 | 2010-10-08 | 2010-10-08
REIPNR-07647 | SREC Solar | DAVILA-ZAVALA |  | 9.9 | 0 | Residential |  | EAST WINDSOR | 8520 | 12 | CLEAN ENERGY USA | JCP&L | No | Complete | 2010-06-25 | 2010-10-04 | 2011-04-21 | 2011-04-21
REIPNR-07648 | SREC Solar | ZHANG |  | 6.9 | 0 | Residential |  | MONTGOMERY TWP | 8502 | 5 | AMERICAN RENEWABLE ENERGY, INC | PSE&G BPU | No | Complete | 2010-06-25 | 2011-04-27 | 2011-06-29 | 2011-06-29
REIPNR-07649 | SREC Solar | SMITH |  | 4.8 | 0 | Residential |  | NORTH CAPE MAY | 8204 | 21 | MERCURY SOLAR SYSTEMS | AC Electric | No | Complete | 2010-06-25 | 2010-09-29 | 2010-10-21 | 2010-10-21
REIPNR-07650 | SREC Solar | WELLER |  | 7.13 | 0 | Residential | 1 | TRENTON | 8610 | 12 | TRINITY HEATING AND AIR | PSE&G BPU | No | Complete | 2010-06-25 | 2010-10-22 | 2010-11-19 | 2010-11-19
REIPNR-07652 | SREC Solar | VANDERBEEK |  | 5.5 | 0 | Residential | 1 | CREAM RIDGE | 8514 | 17 | TRINITY HEATING AND AIR | JCP&L | No | Complete | 2010-06-25 | 2010-10-21 | 2010-11-19 | 2010-11-19
REIPNR-07653 | SREC Solar | CONROY |  | 4.6 | 0 | Residential | 1 | HIGH BRIDGE | 8829 | 4 | TRINITY HEATING AND AIR | JCP&L | No | Complete | 2010-06-25 | 2010-11-17 | 2010-12-08 | 2010-12-08
REIPNR-07655 | SREC Solar | PINTO |  | 6.97 | 0 | Residential | 1 | CLARK | 7066 | 10 | TRINITY HEATING AND AIR | PSE&G BPU | No | Complete | 2010-06-25 | 2011-02-04 | 2011-03-23 | 2011-03-23
REIPNR-07656 | SREC Solar | SANCHEZ |  | 5.5 | 0 | Residential | 1 | SOMERVILLE | 8876 | 5 | TRINITY HEATING AND AIR | PSE&G BPU | No | Complete | 2010-06-25 | 2010-10-19 | 2010-11-09 | 2010-11-09
REIPNR-07657 | SREC Solar | GIOVANELLI |  | 4.92 | 0 | Residential |  | ROBBINSVILLE | 8691 | 12 | TRINITY HEATING AND AIR | JCP&L | No | Complete | 2010-06-25 | 2011-02-01 | 2011-03-02 | 2011-03-02
REIPNR-07658 | SREC Solar | GIOVANELLI |  | 6.44 | 0 | Residential |  | ALLENTOWN | 8501 | 17 | TRINITY HEATING AND AIR | JCP&L | No | Complete | 2010-06-25 | 2010-08-30 | 2010-09-23 | 2010-09-23
REIPNR-07661 | SREC Solar | KERR |  | 5.5 | 0 | Residential |  | COLUMBUS | 8022 | 13 | TRINITY HEATING AND AIR | PSE&G BPU | No | Complete | 2010-06-25 | 2010-09-22 | 2010-10-08 | 2010-10-08
REIPNR-07662 | SREC Solar | ACKLEY |  | 36.19 | 0 | Commercial |  | DEERFIELD | 8313 | 20 | RCL ENTERPRISES INC. | AC Electric | No | Complete | 2010-06-25 | 2011-05-03 | 2011-05-13 | 2011-05-13
REIPNR-07663 | SREC Solar | GUNICK |  | 5.125 | 0 | Residential |  | TOMS RIVER | 8753 | 18 | TRINITY HEATING AND AIR | JCP&L | No | Complete | 2010-06-25 | 2011-02-01 | 2011-03-08 | 2011-03-08
REIPNR-07664 | SREC Solar | BLATCHLEY | BORDENTOWN REG. HIGH SCHOOL DIST. | 372.71 | 0 | School Public K-12 |  | BORDENTOWN | 8505 | 13 | RAY ANGELINI, INC. | PSE&G BPU | No | Complete | 2010-06-25 | 2010-12-17 | 2011-01-24 | 2011-01-24
REIPNR-07665 | SREC Solar | WALLS |  | 3.24 | 0 | Residential |  | RAHWAY | 7065 | 10 | TRINITY HEATING AND AIR | PSE&G BPU | No | Complete | 2010-06-25 | 2010-10-22 | 2010-11-19 | 2010-11-19
REIPNR-07666 | SREC Solar | HAMMERSATUPA | HAMMER ASSOC. LLC | 33.67 | 0 | Commercial |  | MARGATE CITY | 8402 | 19 | BRITE IDEA ENERGY | AC Electric | No | Complete | 2010-06-25 | 2010-11-08 | 2010-12-14 | 2010-12-14
REIPNR-07667 | SREC Solar | HALL |  | 5.52 | 0 | Residential |  | BASKING RIDGE | 7920 | 5 | CLEAN ENERGY USA | JCP&L | No | Complete | 2010-06-25 | 2010-09-09 | 2010-10-08 | 2010-10-08
REIPNR-07668 | SREC Solar | FOLEY |  | 7.92 | 0 | Residential |  | MARLTON | 8053 | 13 | TRINITY HEATING AND AIR | AC Electric | No | Complete | 2010-06-25 | 2010-12-14 | 2011-01-24 | 2011-01-24
REIPNR-07669 | SREC Solar | WU | WU & ASSOCIATES, INC | 18.3 | 0 | Commercial |  | CHERRY HILL | 8034 | 14 | MERCURY SOLAR SYSTEMS | PSE&G BPU | No | Complete | 2010-06-25 | 2010-09-01 | 2010-09-23 | 2010-09-23
REIPNR-07670 | SREC Solar | MILLER |  | 6.9 | 0 | Residential | 1 | EAST BRUNSWICK | 8816 | 11 | TRINITY HEATING AND AIR | PSE&G BPU | No | Complete | 2010-06-25 | 2010-09-09 | 2010-10-29 | 2010-10-29
REIPNR-07671 | SREC Solar | KLINE | HAMILTON STATION PARK & RIDE | 653.77 | 0 | Commercial |  | HAMILTON TWP | 8619 | 12 | NEXUS SOLAR LLC | PSE&G BPU | No | Complete | 2010-06-25 | 2011-01-21 | 2011-03-24 | 2011-03-24
REIPNR-07673 | SREC Solar | MCFADDEN |  | 7.128 | 0 | Residential |  | WALDWICK | 7463 | 7 | 4BESTSOLAR, LLC | PSE&G BPU | No | Complete | 2010-06-25 | 2010-08-10 | 2010-09-02 | 2010-09-02
REIPNR-07674 | SREC Solar | GRISOLIA | PSE&G POLE ATTACHED SOLAR 2009_09 | 17.2 | 0 | Commercial |  | WOODBRIDGE | 7095 | 11 | RIGGS DISTILLER & CO INC | PSE&G BPU | Yes | Complete | 2010-06-24 | 2009-09-30 | N/A | 2014-02-25
REIPNR-07675 | SREC Solar | GRISOLIA | PSE&G POLE ATTACHED SOLAR 2009_10 | 16 | 0 | Commercial |  | METUCHEN | 8840 | 11 | RIGGS DISTILLER & CO INC | PSE&G BPU | Yes | Complete | 2010-06-24 | 2009-10-31 | N/A | 2014-02-25
REIPNR-07676 | SREC Solar | GRISOLIA | PSE&G POLE ATTACHED SOLAR 2009_11 | 296.8 | 0 | Commercial |  | NEW BRUNSWICK CITY | 8901 | 11 | RIGGS DISTILLER & CO INC | PSE&G BPU | Yes | Complete | 2010-06-24 | 2009-11-30 | N/A | 2014-02-25
REIPNR-07677 | SREC Solar | GRISOLIA | PSE&G POLE ATTACHED SOLAR 2009_12 | 700.6 | 0 | Commercial |  | EDISON | 8817 | 11 | RIGGS DISTILLER & CO INC | PSE&G BPU | Yes | Complete | 2010-06-24 | 2009-12-31 | N/A | 2014-02-25
REIPNR-07678 | SREC Solar | GRISOLIA | PSE&G POLE ATTACHED SOLAR 2010_01 | 578.85 | 0 | Commercial |  | PISCATAWAY TWP | 8854 | 11 | RIGGS DISTILLER & CO INC | PSE&G BPU | Yes | Complete | 2010-06-24 | 2010-01-31 | N/A | 2014-02-25
REIPNR-07679 | SREC Solar | GRISOLIA | PSE&G POLE ATTACHED SOLAR 2010_02 | 511.18 | 0 | Commercial |  | CHERRY HILL | 8104 | 14 | RIGGS DISTILLER & CO INC | PSE&G BPU | Yes | Complete | 2010-06-24 | 2010-02-28 | N/A | 2014-02-25
REIPNR-07680 | SREC Solar | GRISOLIA | PSE&G POLE ATTACHED SOLAR 2010_03 | 689.91 | 0 | Commercial |  | PENNSAUKEN TWP | 8110 | 14 | RIGGS DISTILLER & CO INC | PSE&G BPU | Yes | Complete | 2010-06-24 | 2010-03-31 | N/A | 2014-02-25
REIPNR-07681 | SREC Solar | GRISOLIA | PSE&G POLE ATTACHED SOLAR 2010_04 | 1562 | 0 | Commercial |  | CAMDEN CITY | 8105 | 14 | RIGGS DISTILLER & CO INC | PSE&G BPU | Yes | Complete | 2010-06-24 | 2010-04-30 | N/A | 2014-02-25
REIPNR-07682 | SREC Solar | GRISOLIA | PSE&G POLE ATTACHED SOLAR 2010_05 | 1259.3 | 0 | Commercial |  | HAMILTON TWP | 8610 | 12 | RIGGS DISTILLER & CO INC | PSE&G BPU | Yes | Complete | 2010-06-24 | 2010-05-31 | N/A | 2014-02-25
REIPNR-07683 | SREC Solar | GRISOLIA | PSE&G POLE ATTACHED SOLAR 2010_06 | 1578.98 | 0 | Commercial |  | DEPTFORD | 8096 | 15 | RIGGS DISTILLER & CO INC | PSE&G BPU | Yes | Complete | 2010-06-24 | 2010-06-30 | N/A | 2014-02-25
REIPNR-07684 | SREC Solar | GRISOLIA | PSE&G POLE ATTACHED SOLAR 2010_07 | 1161.18 | 0 | Commercial |  | HILLSBOROUGH TWP | 8844 | 5 | RIGGS DISTILLER & CO INC | PSE&G BPU | Yes | Complete | 2010-06-24 | 2010-07-31 | N/A | 2014-02-25
REIPNR-07685 | SREC Solar | GRISOLIA | PSE&G POLE ATTACHED SOLAR 2010_08 | 1242.14 | 0 | Commercial |  | FRANKLIN TWP | 8030 | 14 | RIGGS DISTILLER & CO INC | PSE&G BPU | Yes | Complete | 2010-06-24 | 2010-08-31 | N/A | 2014-02-25
REIPNR-07686 | SREC Solar | GRISOLIA | PSE&G POLE ATTACHED SOLAR 2010_09 | 1147.705 | 0 | Commercial |  | EDISON | 8820 | 11 | RIGGS DISTILLER & CO INC | PSE&G BPU | Yes | Complete | 2010-06-24 | 2010-09-30 | N/A | 2014-02-25
REIPNR-07687 | SREC Solar | ONDISHIN | PSE&G POLE ATTACHED SOLAR 2010_10 | 1569.655 | 0 | Commercial |  | PISCATAWAY | 8854 | 11 | RIGGS DISTILLER & CO INC | PSE&G BPU | Yes | Complete | 2010-06-24 | 2010-10-31 | N/A | 2014-02-25
REIPNR-07688 | SREC Solar | ONDISHIN | PSE&G POLE ATTACHED SOLAR 2010_11 | 1286.685 | 0 | Commercial |  | WOODBRIDGE | 8830 | 11 | RIGGS DISTILLER & CO INC | PSE&G BPU | Yes | Complete | 2010-06-24 | 2010-11-30 | N/A | 2014-02-25
REIPNR-07689 | SREC Solar | SWAN | PSE&G POLE ATTACHED SOLAR 2010_12 | 1109.085 | 0 | Commercial |  | NEWARK CITY | 7114 | 9 | RIGGS DISTILLER & CO INC | PSE&G BPU | Yes | Complete | 2010-06-24 | 2010-12-31 | N/A | 2014-02-25
REIPNR-07690 | SREC Solar | SWAN | PSE&G POLE ATTACHED SOLAR 2011_01 | 975.515 | 0 | Commercial |  | NEWARK CITY | 7114 | 9 | RIGGS DISTILLER & CO INC | PSE&G BPU | Yes | Complete | 2010-06-24 | 2011-01-31 | N/A | 2014-02-25
REIPNR-07691 | SREC Solar | SWAN | PSE&G POLE ATTACHED SOLAR 2011_02 | 1249.56 | 0 | Commercial |  | NEWARK CITY | 7105 | 9 | RIGGS DISTILLER & CO INC | PSE&G BPU | Yes | Complete | 2010-06-24 | 2011-02-28 | N/A | 2014-02-25
REIPNR-07692 | SREC Solar | GRISOLIA | PSE&G POLE ATTACHED SOLAR 2011_03 | 1337.625 | 0 | Commercial |  | NEWARK | 8550 | 12 | RIGGS DISTILLER & CO INC | PSE&G BPU | Yes | Complete | 2010-06-24 | 2011-03-31 | N/A | 2014-02-25
REIPNR-07693 | SREC Solar | GRISOLIA | PSE&G POLE ATTACHED SOLAR 2011_04 | 917.865 | 0 | Commercial |  | NEWARK CITY | 7114 | 9 | RIGGS DISTILLER & CO INC | PSE&G BPU | Yes | Complete | 2010-06-24 | 2011-04-30 | N/A | 2014-02-25
REIPNR-07694 | SREC Solar | SWAN | PSE&G POLE ATTACHED SOLAR 2011_05 | 732.3 | 0 | Commercial |  | PATERSON CITY | 7501 | 6 | RIGGS DISTILLER & CO INC | PSE&G BPU | Yes | Complete | 2010-06-24 | 2011-05-31 | N/A | 2014-02-25
REIPNR-07695 | SREC Solar | GRISOLIA | PSE&G POLE ATTACHED SOLAR 2011_06 | 913.3 | 0 | Commercial |  | PATERSON CITY | 7501 | 6 | RIGGS DISTILLER & CO INC | PSE&G BPU | Yes | Complete | 2010-06-24 | 2011-06-30 | N/A | 2014-02-25
REIPNR-07696 | SREC Solar | GRISOLIA | PSE&G POLE ATTACHED SOLAR 2011_07 | 655.775 | 0 | Commercial |  | NEWARK | 7102 | 9 | RIGGS DISTILLER & CO INC | PSE&G BPU | Yes | Complete | 2010-06-24 | 2011-07-31 | N/A | 2014-02-25
REIPNR-07697 | SREC Solar | GRISOLIA | PSE&G POLE ATTACHED SOLAR 2011_08 | 689.295 | 0 | Commercial |  | JERSEY CITY | 7306 | 8 | RIGGS DISTILLER & CO INC | PSE&G BPU | Yes | Complete | 2010-06-24 | 2011-08-31 | N/A | 2014-02-25
REIPNR-07698 | SREC Solar | GRISOLIA | PSE&G POLE ATTACHED SOLAR 2011_09 | 434.4 | 0 | Commercial |  | CLIFTON CITY | 7013 | 6 | RIGGS DISTILLER & CO INC | PSE&G BPU | Yes | Complete | 2010-06-24 | 2011-09-30 | N/A | 2014-02-25
REIPNR-07699 | SREC Solar | GRISOLIA | PSE&G POLE ATTACHED SOLAR 2011_10 | 1151.45 | 0 | Commercial |  | JERSEY CITY | 7306 | 8 | RIGGS DISTILLER & CO INC | PSE&G BPU | Yes | Complete | 2010-06-24 | 2011-10-31 | N/A | 2014-02-25
REIPNR-07700 | SREC Solar | GRISOLIA | PSE&G POLE ATTACHED SOLAR 2011_11 | 519.775 | 0 | Commercial |  | JERSEY CITY | 7306 | 8 | RIGGS DISTILLER & CO INC | PSE&G BPU | Yes | Complete | 2010-06-24 | 2011-11-30 | N/A | 2014-02-25
REIPNR-07701 | SREC Solar | GRISOLIA | PSE&G POLE ATTACHED SOLAR 2011_12 | 972.955 | 0 | Commercial |  | TRENTON CITY | 8608 | 12 | RIGGS DISTILLER & CO INC | PSE&G BPU | Yes | Complete | 2010-06-24 | 2011-12-31 | N/A | 2014-02-25
REIPNR-07702 | SREC Solar | GRISOLIA | PSE&G POLE ATTACHED 2012-01 | 912.71 | 0 | Commercial |  | SECAUCUS | 7094 | 8 | RIGGS DISTILLER & CO INC | PSE&G BPU | Yes | Complete | 2010-06-24 | 2012-01-31 | N/A | 2014-02-25
REIPNR-07703 | SREC Solar | GRISOLIA | PSE&G POLE ATTACHED 2012-02 | 700.34 | 0 | Commercial |  | CLIFTON CITY | 7013 | 6 | RIGGS DISTILLER & CO INC | PSE&G BPU | Yes | Complete | 2010-06-24 | 2012-02-29 | N/A | 2014-02-25
REIPNR-07704 | SREC Solar | CULBERTSON |  | 5.04 | 0 | Residential |  | BURLINGTON | 8016 | 13 | SHERWOOD ELECTRIC CO. INC. | PSE&G BPU | No | Complete | 2010-07-08 | 2010-08-05 | 2010-09-17 | 2010-09-17
REIPNR-07705 | SREC Solar | MEHAFFEY | CARL MEHAFFER'S NURSERY LLC | 29.9 | 0 | Commercial |  | BRIDGETON | 8302 | 20 | ASC SOLAR SOLUTIONS, LLC | AC Electric | No | Complete | 2010-07-08 | 2010-12-01 | 2011-01-18 | 2011-01-18
REIPNR-07785 | SREC Solar | WADDINGTON |  | 0.43 | 0 | Residential |  | WOODSTOWN | 8318 | 16 | MERCURY SOLAR SYSTEMS | AC Electric | No | Complete | 2010-07-08 | 2010-08-11 | 2010-09-17 | 2010-09-17
REIPNR-07790 | SREC Solar | BASSETTI | B&B PRODUCE INC | 99.36 | 0 | Commercial |  | HAMMONTON | 8037 | 19 | SOLAR WORKS NJ | AC Electric | No | Complete | 2010-07-08 | 2011-02-01 | 2011-03-08 | 2011-03-08
REIPNR-07791 | SREC Solar | BASSETTI | B&B PRODUCE INC | 50.83 | 0 | Commercial |  | HAMMONTON | 8037 | 19 | SOLAR WORKS NJ | AC Electric | No | Complete | 2010-07-08 | 2011-02-01 | 2011-03-02 | 2011-03-02
REIPNR-07792 | SREC Solar | BASSETTI | B&B PRODUCE INC | 74.75 | 0 | Commercial |  | HAMMONTON | 8037 | 19 | SOLAR WORKS NJ | AC Electric | No | Complete | 2010-07-08 | 2011-02-01 | 2011-03-08 | 2011-03-08
REIPNR-07793 | SREC Solar | ITZIKOWITZ | 930 NORTH RIVERVIEW ASSC LLC | 48.8 | 0 | Commercial |  | TOTOWA | 7512 | 6 | MERCURY SOLAR SYSTEMS | PSE&G BPU | No | Complete | 2010-07-08 | 2010-09-15 | 2010-09-23 | 2010-09-23
REIPNR-07794 | SREC Solar | DARRAGH |  | 9.9 | 0 | Residential |  | TRENTON | 8691 | 12 | ABSOLUTELY ENERGIZED SOLAR, LLC | PSE&G BPU | No | Complete | 2010-07-08 | 2010-11-17 | 2010-12-14 | 2010-12-14
REIPNR-07795 | SREC Solar | FIELD |  | 6.11 | 0 | Residential |  | BURLINGTON | 8016 | 13 | TRINITY HEATING AND AIR | PSE&G BPU | No | Complete | 2010-07-08 | 2010-10-07 | 2010-10-25 | 2010-10-25
REIPNR-07796 | SREC Solar | RAYMOND |  | 9.8 | 0 | Residential |  | HAINESPORT | 8036 | 13 | TRINITY HEATING AND AIR | PSE&G BPU | No | Complete | 2010-07-08 | 2010-09-22 | 2010-10-08 | 2010-10-08
REIPNR-07798 | SREC Solar | BEN ADERET | NAKASH 200 HELEN ST LLC | 1300 | 0 | Commercial |  | SOUTH PLAINFIELD | 7080 | 11 | SOLAR RAINBOW SERVICES LLC | PSE&G BPU | No | Complete | 2010-07-08 | 2011-12-19 | 2012-01-20 | 2012-01-20
REIPNR-07799 | SREC Solar | BOREA |  | 5.375 | 0 | Residential |  | OCEAN | 7712 | 17 | CORBIN SOLAR SOLUTIONS, LLC | JCP&L | No | Complete | 2010-07-08 | 2010-08-11 | 2010-09-17 | 2010-09-17
REIPNR-07800 | SREC Solar | LAWLOR |  | 2.58 | 0 | Residential |  | BRICK | 8723 | 18 | CORBIN SOLAR SOLUTIONS, LLC | JCP&L | No | Complete | 2010-07-08 | 2010-11-17 | 2010-12-08 | 2010-12-08
REIPNR-07802 | SREC Solar | HALL |  | 4.3 | 0 | Residential |  | METUCHEN | 8840 | 11 | ALTERNATIVE LIGHT & ENERGY SOULTIONS | PSE&G BPU | No | Complete | 2010-07-08 | 2010-08-17 | 2011-01-10 | 2011-01-10
REIPNR-07805 | SREC Solar | GATES | LITTLE FERRY SELF STORAGE | 132.48 | 0 | Commercial |  | LITTLE FERRY | 7643 | 7 | VIRON CONSULTING GROUP | PSE&G BPU | No | Complete | 2010-07-08 | 2011-12-12 | 2012-01-11 | 2012-01-11
REIPNR-07806 | SREC Solar | GATES | KWORTH STORAGE LLC | 280.28 | 0 | Commercial |  | KENILWORTH | 7033 | 10 | VIRON CONSULTING GROUP | PSE&G BPU | No | Complete | 2010-07-08 | 2011-12-12 | 2012-01-11 | 2012-01-11
REIPNR-07807 | SREC Solar | KOCILEK |  | 1.575 | 0 | Residential |  | MULLICA HILL | 8062 | 15 | MERCURY SOLAR SYSTEMS - PORT CHESTER | AC Electric | No | Complete | 2010-07-08 | 2010-10-12 | 2010-11-09 | 2010-11-09
REIPNR-07808 | SREC Solar | GATES | A SELF STORAGE OF HALEDON LLC | 203.84 | 0 | Commercial |  | HALEDON | 7508 | 6 | VIRON CONSULTING GROUP | PSE&G BPU | No | Complete | 2010-07-08 | 2011-05-09 | 2011-06-07 | 2011-06-07
REIPNR-07809 | SREC Solar | GRECO | BERNARDSVILLE STORAGE LLC | 160.23 | 0 | Commercial |  | BERNARDSVILLE | 7924 | 5 | VIRON CONSULTING GROUP | JCP&L | No | Complete | 2010-07-08 | 2011-05-18 | 2011-06-20 | 2011-06-20
REIPNR-07810 | SREC Solar | LAW | BRICK TOWNSHIP HEATING AND AC | 47.94 | 0 | Commercial |  | BRICK | 8723 | 18 | TRINITY HEATING AND AIR | JCP&L | No | Complete | 2010-07-08 | 2010-09-30 | 2010-11-19 | 2010-11-19
REIPNR-07811 | SREC Solar | GRECO | ACCESS SELF STORAGE OF CLARK LLC | 229.32 | 0 | Commercial |  | CLARK | 7066 | 10 | VIRON CONSULTING GROUP | PSE&G BPU | No | Complete | 2010-07-08 | 2011-05-13 | 2011-06-20 | 2011-06-20
REIPNR-07812 | SREC Solar | GRECO | ACCESS SELF STORAGE II LP | 141.12 | 0 | Commercial |  | WOODBRIDGE | 7095 | 11 | VIRON CONSULTING GROUP | PSE&G BPU | No | Complete | 2010-07-08 | 2011-11-17 | 2011-12-14 | 2011-12-14
REIPNR-07813 | SREC Solar | GIESLER |  | 9.72 | 0 | Residential |  | LAKEWOOD | 8701 | 18 | AROSA SOLAR ENERGY, INC | JCP&L | No | Complete | 2010-07-08 | 2010-09-09 | 2010-10-25 | 2010-10-25
REIPNR-07814 | SREC Solar | GRECO | ACCESS OAKLAND LLC | 79.38 | 0 | Commercial |  | OAKLAND | 7436 | 7 | VIRON CONSULTING GROUP | Orange & Rockland Elec | No | Complete | 2010-07-08 | 2011-05-19 | 2011-06-15 | 2011-06-15
REIPNR-07815 | SREC Solar | KLINE | ONE LAWRENCE LLC | 193.44 | 0 | Commercial |  | LAWRENCEVILLE | 8648 | 12 | NEXUS SOLAR LLC | PSE&G BPU | No | Complete | 2010-07-08 | 2010-11-06 | 2011-01-29 | 2011-01-29
REIPNR-07816 | SREC Solar | LEVY |  | 7.92 | 0 | Residential |  | LAKEWOOD | 8701 | 18 | AROSA SOLAR ENERGY, INC | JCP&L | No | Complete | 2010-07-08 | 2010-08-04 | 2010-09-02 | 2010-09-02
REIPNR-07817 | SREC Solar | EASTON-STRUCK | HIGHLAND FLOWERS | 17.575 | 0 | Commercial |  | VERNON | 7462 | 1 | ELECTRICAL POWER SOLUTIONS | JCP&L | No | Complete | 2010-07-08 | 2011-01-06 | 2011-03-09 | 2011-03-09
REIPNR-07818 | SREC Solar | WASHER |  | 7.095 | 0 | Residential |  | PHILLIPSBURG | 8865 | 2 | CORBIN SOLAR SOLUTIONS, LLC | JCP&L | No | Complete | 2010-07-08 | 2010-09-09 | 2010-10-21 | 2010-10-21
REIPNR-07819 | SREC Solar | STONE | PLAY BALL SPORTS | 61.48 | 0 | Commercial |  | MORGANVILLE | 7751 | 17 | TRINITY HEATING AND AIR | JCP&L | No | Complete | 2010-07-08 | 2011-03-01 | 2011-03-09 | 2011-03-09
REIPNR-07820 | SREC Solar | STONE | KIDS COOKING LLC | 34.44 | 0 | Commercial |  | MORGANVILLE | 7751 | 17 | TRINITY HEATING AND AIR | JCP&L | No | Complete | 2010-07-08 | 2010-11-19 | 2010-12-14 | 2010-12-14
REIPNR-07821 | SREC Solar | LACINTA | ADVENTURE MOTOR INN | 63.96 | 0 | Commercial |  | WILDWOOD CREST | 8260 | 21 | TRINITY HEATING AND AIR | AC Electric | No | Complete | 2010-07-08 | 2011-02-25 | 2011-06-03 | 2011-06-03
REIPNR-07822 | SREC Solar | STONE | JERSEY DEVILS CHEER CENTER | 40.74 | 0 | Commercial |  | MORGANVILLE | 7751 | 17 | TRINITY HEATING AND AIR | JCP&L | No | Complete | 2010-07-08 | 2010-11-22 | 2010-12-14 | 2010-12-14
REIPNR-07823 | SREC Solar | STONE | US POST OFFICE | 39.48 | 0 | Commercial |  | MORGANVILLE | 7751 | 17 | TRINITY HEATING AND AIR | JCP&L | No | Complete | 2010-07-08 | 2010-11-22 | 2010-12-14 | 2010-12-14
REIPNR-07824 | SREC Solar | BARRY | NEW RIVERWATCH COMMONS | 49.92 | 0 | Commercial |  | NEW BRUNSWICK | 8901 | 11 | THE SOLAR CENTER, INC. | PSE&G BPU | No | Complete | 2010-07-08 | 2010-11-22 | 2011-01-10 | 2011-01-10
REIPNR-07825 | SREC Solar | KEEBLER | THE EC GROUP | 18.63 | 0 | Commercial |  | HAMMONTON | 8037 | 19 | GO SOLAR ELECTRIC, LLC | AC Electric | No | Complete | 2010-07-08 | 2010-11-03 | 2010-11-30 | 2010-11-30
REIPNR-07826 | SREC Solar | BARNABY |  | 10.25 | 0 | Residential |  | JACKSON | 8527 | 18 | TRINITY HEATING AND AIR | JCP&L | No | Complete | 2010-07-08 | 2011-01-28 | 2011-03-02 | 2011-03-02
REIPNR-07827 | SREC Solar | SUCO |  | 7.605 | 0 | Residential |  | FREEHOLD | 7728 | 17 | CORBIN SOLAR SOLUTIONS, LLC | JCP&L | No | Complete | 2010-07-08 | 2010-09-30 | 2010-12-30 | 2010-12-30
REIPNR-07828 | SREC Solar | WASSERMAN |  | 7.59 | 0 | Residential |  | MANCHESTER | 8759 | 18 | TRINITY HEATING AND AIR | JCP&L | No | Complete | 2010-07-08 | 2010-12-09 | 2011-01-18 | 2011-01-18
REIPNR-07829 | SREC Solar | LAVANCE |  | 4.62 | 0 | Residential |  | MANASQUAN | 8736 | 17 | TRINITY HEATING AND AIR | JCP&L | No | Complete | 2010-07-08 | 2010-11-19 | 2010-12-08 | 2010-12-08
REIPNR-07830 | SREC Solar | MCKINLEY |  | 5.985 | 0 | Residential |  | BRICK | 8723 | 18 | CORBIN SOLAR SOLUTIONS, LLC | JCP&L | No | Complete | 2010-07-08 | 2010-12-10 | 2011-02-10 | 2011-02-10
REIPNR-07831 | SREC Solar | HUGO |  | 6.45 | 0 | Residential |  | JACKSON | 8527 | 18 | CORBIN SOLAR SOLUTIONS, LLC | JCP&L | No | Complete | 2010-07-08 | 2011-01-06 | 2011-02-22 | 2011-02-22
REIPNR-07832 | SREC Solar | DISPIRTO |  | 7.48 | 0 | Residential |  | POINT PLEASANT | 8742 | 18 | TRINITY HEATING AND AIR | JCP&L | No | Complete | 2010-07-08 | 2010-09-15 | 2010-10-29 | 2010-10-29
REIPNR-07833 | SREC Solar | GOLD |  | 6.9 | 0 | Residential |  | FAR HILLS | 7931 | 5 | HEAT SHED, INC. | JCP&L | No | Complete | 2010-07-08 | 2011-01-04 | 2011-01-29 | 2011-01-29
REIPNR-07834 | SREC Solar | ISBELL |  | 3.22 | 0 | Residential |  | LONG BRANCH | 7740 | 17 | TRINITY HEATING AND AIR | JCP&L | No | Complete | 2010-07-08 | 2010-09-29 | 2010-10-21 | 2010-10-21
REIPNR-07835 | SREC Solar | NOCERA |  | 7.04 | 0 | Residential |  | HOWELL | 7731 | 17 | TRINITY HEATING AND AIR | JCP&L | No | Complete | 2010-07-08 | 2010-10-07 | 2010-10-25 | 2010-10-25
REIPNR-07836 | SREC Solar | NOKHOUDIAN |  | 10.26 | 0 | Residential |  | LUMBERTON | 8048 | 13 | TRINITY HEATING AND AIR | PSE&G BPU | No | Complete | 2010-07-08 | 2010-11-17 | 2010-12-08 | 2010-12-08
REIPNR-07838 | SREC Solar | FUNG |  | 5.64 | 0 | Residential |  | LIVINGSTON | 7039 | 9 | TRINITY HEATING AND AIR | JCP&L | No | Complete | 2010-07-08 | 2010-12-20 | 2011-01-24 | 2011-01-24
REIPNR-07907 | SREC Solar | HARRIS |  | 6.16 | 0 | Residential |  | DELANCO | 8075 | 13 | TRINITY HEATING AND AIR | AC Electric | No | Complete | 2010-07-20 | 2010-12-08 | 2011-01-18 | 2011-01-18
REIPNR-07908 | SREC Solar | PORCARO |  | 8.28 | 0 | Residential |  | BRICK | 8723 | 18 | TRINITY HEATING AND AIR | JCP&L | No | Complete | 2010-07-20 | 2010-10-21 | 2010-11-19 | 2010-11-19
REIPNR-07909 | SREC Solar | LUTZ |  | 6.02 | 0 | Residential |  | MILFORD | 8848 | 4 | SUNRAY SOLAR, INC. | JCP&L | No | Complete | 2010-07-20 | 2010-11-19 | 2011-02-14 | 2011-02-14
REIPNR-07912 | SREC Solar | GEORGE |  | 6.475 | 0 | Residential |  | POINT PLEASANT BEACH | 8742 | 18 | TRINITY HEATING AND AIR | JCP&L | No | Complete | 2010-07-20 | 2010-12-14 | 2011-01-24 | 2011-01-24
REIPNR-07913 | SREC Solar | SYRE |  | 7.26 | 0 | Residential |  | LAFAYETTE | 7848 | 1 | EAST COAST ALTERNATIVE ENERGY | Unknown | No | Complete | 2010-07-20 | 2010-09-14 | 2010-10-25 | 2010-10-25
REIPNR-07915 | SREC Solar | BILLAND |  | 7.524 | 0 | Residential |  | PISCATAWAY | 8854 | 11 | AMERICAN RENEWABLE ENERGY, INC | PSE&G BPU | No | Complete | 2010-07-20 | 2011-04-06 | 2011-05-03 | 2011-05-03
REIPNR-07916 | SREC Solar | SEDIVEC |  | 8.58 | 0 | Non Profit |  | BUDD LAKE | 7828 | 3 | TRINITY HEATING AND AIR | JCP&L | No | Complete | 2010-07-08 | 2010-10-06 | 2010-10-25 | 2010-10-25
REIPNR-07917 | SREC Solar | DEERING |  | 6.11 | 0 | Residential |  | TOMS RIVER | 8757 | 18 | TRINITY HEATING AND AIR | JCP&L | No | Complete | 2010-07-20 | 2011-03-18 | 2011-04-28 | 2011-04-28
REIPNR-07918 | SREC Solar | OWEN |  | 10.56 | 0 | Residential |  | SKILLMAN | 8558 | 5 | TRINITY HEATING AND AIR | PSE&G BPU | No | Complete | 2010-07-20 | 2010-12-22 | 2011-01-29 | 2011-01-29
REIPNR-07919 | SREC Solar | WHITMAN |  | 8.46 | 0 | Residential |  | TURNERSVILLE | 8012 | 14 | TRINITY HEATING AND AIR | AC Electric | No | Complete | 2010-07-20 | 2010-12-14 | 2011-01-24 | 2011-01-24
REIPNR-07920 | SREC Solar | CROSS |  | 9.165 | 0 | Residential |  | BRICK | 8724 | 18 | TRINITY HEATING AND AIR | JCP&L | No | Complete | 2010-07-20 | 2010-10-07 | 2010-10-21 | 2010-10-21
REIPNR-07921 | SREC Solar | BREX |  | 3.45 | 0 | Residential |  | JACKSON | 8527 | 18 | TRINITY HEATING AND AIR | JCP&L | No | Complete | 2010-07-20 | 2010-12-08 | 2011-01-24 | 2011-01-24
REIPNR-07922 | SREC Solar | ASONY |  | 7.36 | 0 | Residential |  | WHITING | 8759 | 18 | TRINITY HEATING AND AIR | JCP&L | No | Complete | 2010-07-20 | 2010-11-19 | 2010-12-08 | 2010-12-08
REIPNR-07923 | SREC Solar | CASALINHO |  | 7.59 | 0 | Residential |  | FLORHAM PARK | 7932 | 3 | TRINITY HEATING AND AIR | JCP&L | No | Complete | 2010-07-20 | 2011-01-28 | 2011-03-02 | 2011-03-02
REIPNR-07924 | SREC Solar | LOURO |  | 9.4 | 0 | Residential |  | JACKSON | 8527 | 18 | TRINITY HEATING AND AIR | JCP&L | No | Complete | 2010-07-20 | 2011-01-07 | 2011-01-29 | 2011-01-29
REIPNR-07925 | SREC Solar | CONLON |  | 5.72 | 0 | Residential |  | LONG BRANCH | 7740 | 17 | TRINITY HEATING AND AIR | JCP&L | No | Complete | 2010-07-20 | 2010-10-07 | 2010-10-25 | 2010-10-25
REIPNR-07926 | SREC Solar | CARNEY |  | 7.92 | 0 | Residential |  | DENVILLE | 7834 | 3 | TRINITY HEATING AND AIR | JCP&L | No | Complete | 2010-07-20 | 2010-10-19 | 2010-11-09 | 2010-11-09
REIPNR-07927 | SREC Solar | MCCONVILLE | PUITE HOMES OF NJ LIMITED PARTNERS | 2.25 | 0 | Residential |  | MANCHESTER | 8759 | 18 | SUNPOWER CORPORATION, SYSTEMS | JCP&L | No | Complete | 2010-07-20 | 2010-09-21 | 2010-11-19 | 2010-11-19
REIPNR-07928 | SREC Solar | ZARA II |  | 10.12 | 0 | Residential |  | COLUMBUS | 8022 | 13 | TRINITY HEATING AND AIR | PSE&G BPU | No | Complete | 2010-07-20 | 2010-11-06 | 2010-12-14 | 2010-12-14
REIPNR-07929 | SREC Solar | VALENTE |  | 7.99 | 0 | Residential |  | PHILLIPSBURG | 8865 | 2 | TRINITY HEATING AND AIR | JCP&L | No | Complete | 2010-07-20 | 2011-07-25 | 2011-09-01 | 2011-09-01
REIPNR-07931 | SREC Solar | RUDITSKY |  | 9.66 | 0 | Residential |  | JACKSON | 8527 | 18 | TRINITY HEATING AND AIR | JCP&L | No | Complete | 2010-07-20 | 2011-01-20 | 2011-02-22 | 2011-02-22
REIPNR-07932 | SREC Solar | BROOKES |  | 5.72 | 0 | Residential |  | BRICK | 8724 | 18 | TRINITY HEATING AND AIR | JCP&L | No | Complete | 2010-07-20 | 2010-10-21 | 2010-11-19 | 2010-11-19
REIPNR-07933 | SREC Solar | THOMAS |  | 10.12 | 0 | Residential |  | MEDFORD | 8055 | 13 | TRINITY HEATING AND AIR | PSE&G BPU | No | Complete | 2010-07-20 | 2010-11-17 | 2010-12-08 | 2010-12-08
REIPNR-07934 | SREC Solar | BECKMAN |  | 15.51 | 0 | Residential |  | TITUSVILLE | 8560 | 12 | 4BESTSOLAR, LLC | PSE&G BPU | No | Complete | 2010-07-20 | 2011-01-18 | 2011-02-22 | 2011-02-22
REIPNR-07935 | SREC Solar | MOKEN |  | 8.74 | 0 | Residential |  | SOMERDALE | 8083 | 14 | ABSOLUTELY ENERGIZED SOLAR, LLC | PSE&G BPU | No | Complete | 2010-07-20 | 2010-10-20 | 2010-11-19 | 2010-11-19
REIPNR-07938 | SREC Solar | FABRE |  | 5.88 | 0 | Residential |  | FORDS | 8863 | 11 | 1ST LIGHT ENERGY, INC. | PSE&G BPU | No | Complete | 2010-07-20 | 2010-12-13 | 2011-02-11 | 2011-02-11
REIPNR-07939 | SREC Solar | APPLEGATE |  | 6.08 | 0 | Residential |  | BRICK | 8724 | 18 | SUNRAY SOLAR, INC. | JCP&L | No | Complete | 2010-07-20 | 2011-07-26 | 2011-09-28 | 2011-09-28
REIPNR-07940 | SREC Solar | SMALL |  | 6.21 | 0 | Residential |  | LANOKA HARBOR | 8734 | 18 | SUNRAY SOLAR, INC. | JCP&L | No | Complete | 2010-07-20 | 2010-12-21 | 2011-03-24 | 2011-03-24
REIPNR-07941 | SREC Solar | CHURCH | GLORIA DEI LUTHERAN CHURCH | 19.32 | 0 | Non Profit |  | CHATHAM | 7928 | 3 | CLEAN ENERGY USA | JCP&L | No | Complete | 2010-07-20 | 2010-09-23 | 2011-01-18 | 2011-01-18
REIPNR-07942 | SREC Solar | GRODON |  | 6.235 | 0 | Residential |  | MILFORD | 8848 | 4 | CORBIN SOLAR SOLUTIONS, LLC | JCP&L | No | Complete | 2010-07-20 | 2010-10-01 | 2010-12-14 | 2010-12-14
REIPNR-07946 | SREC Solar | MOORE |  | 3.57 | 0 | Residential |  | EWING | 8618 | 12 | TRINITY HEATING AND AIR | PSE&G BPU | No | Complete | 2010-07-20 | 2010-10-19 | 2010-11-09 | 2010-11-09
REIPNR-07947 | SREC Solar | AUSTIN |  | 5.22 | 0 | Residential |  | PALMYRA | 8065 | 13 | TRINITY HEATING AND AIR | PSE&G BPU | No | Complete | 2010-07-20 | 2010-12-10 | 2011-01-18 | 2011-01-18
REIPNR-07948 | SREC Solar | JOSEPH |  | 10.34 | 0 | Residential |  | WILLIAMSTOWN | 8094 | 15 | TRINITY HEATING AND AIR | AC Electric | No | Complete | 2010-07-20 | 2011-01-20 | 2011-02-21 | 2011-02-21
REIPNR-07949 | SREC Solar | GRUSS |  | 3.36 | 0 | Residential |  | MYSTIC ISLANDS | 8087 | 18 | TRINITY HEATING AND AIR | AC Electric | No | Complete | 2010-07-20 | 2010-10-22 | 2010-11-19 | 2010-11-19
REIPNR-07950 | SREC Solar | HOOLEY |  | 7.82 | 0 | Residential |  | TOMS RIVER | 8755 | 18 | TRINITY HEATING AND AIR | JCP&L | No | Complete | 2010-07-20 | 2010-12-14 | 2011-01-24 | 2011-01-24
REIPNR-07951 | SREC Solar | FALK |  | 9.805 | 0 | Residential |  | LEBANON | 8833 | 4 | TRINITY HEATING AND AIR | JCP&L | No | Complete | 2010-07-20 | 2010-12-08 | 2011-01-24 | 2011-01-24
REIPNR-07952 | SREC Solar | PIETROCOLA |  | 9.24 | 0 | Residential |  | TOMS RIVER | 8755 | 18 | TRINITY HEATING AND AIR | JCP&L | No | Complete | 2010-07-20 | 2010-09-15 | 2010-11-19 | 2010-11-19
REIPNR-07953 | SREC Solar | SCOLA |  | 4.6 | 0 | Residential |  | GLASSBORO | 8028 | 15 | RCL ENTERPRISES INC. | AC Electric | No | Complete | 2010-07-20 | 2010-09-02 | 2010-10-29 | 2010-10-29
REIPNR-07955 | SREC Solar | WESTERVELT |  | 8.6 | 0 | Residential |  | LANOKA HARBOR | 8734 | 18 | CORBIN SOLAR SOLUTIONS, LLC | JCP&L | No | Complete | 2010-07-20 | 2010-08-30 | 2010-10-21 | 2010-10-21
REIPNR-07956 | SREC Solar | ELDRIDGE | LAWRENCE TOWNSHIP BOE: HIGH SCHO | 17.712 | 0 | Non Profit |  | LAWRENCEVILLE | 8648 | 12 | LIGHTON INDUSTRIES | PSE&G BPU | No | Complete | 2010-07-20 | 2010-09-02 | 2010-10-25 | 2010-10-25
REIPNR-07957 | SREC Solar | CHIN |  | 7.82 | 0 | Residential |  | WASHINGTON | 7676 | 7 | TRINITY HEATING AND AIR | PSE&G BPU | No | Complete | 2010-07-20 | 2010-10-21 | 2010-11-19 | 2010-11-19
REIPNR-07958 | SREC Solar | PICERNO |  | 5.17 | 0 | Residential |  | EWING | 8628 | 12 | TRINITY HEATING AND AIR | PSE&G BPU | No | Complete | 2010-07-20 | 2011-06-09 | 2011-07-06 | 2011-07-06
REIPNR-07959 | SREC Solar | DALIA |  | 7.99 | 0 | Residential |  | PITTSTOWN | 8867 | 4 | TRINITY HEATING AND AIR | JCP&L | No | Complete | 2010-07-20 | 2011-02-25 | 2011-03-25 | 2011-03-25
REIPNR-07960 | SREC Solar | PALENDRANO |  | 9.68 | 0 | Residential |  | FREEHOLD | 7728 | 17 | TRINITY HEATING AND AIR | JCP&L | No | Complete | 2010-07-20 | 2010-11-19 | 2010-12-08 | 2010-12-08
REIPNR-07963 | SREC Solar | SMITH |  | 7.04 | 0 | Residential |  | COLUMBUS | 8022 | 13 | TRINITY HEATING AND AIR | PSE&G BPU | No | Complete | 2010-07-20 | 2010-09-22 | 2010-10-08 | 2010-10-08
REIPNR-07964 | SREC Solar | KOBY |  | 8.28 | 0 | Residential |  | WOOLWICH | 8085 | 15 | TRINITY HEATING AND AIR | AC Electric | No | Complete | 2010-07-20 | 2010-11-19 | 2010-12-08 | 2010-12-08
REIPNR-07965 | SREC Solar | GIOVANELLI | MANSFIELD TOWNSHIP SCHOOL DISTRIC | 138.18 | 0 | School Other |  | COLUMBUS | 8022 | 13 | BARRIER ELECTRIC | PSE&G BPU | No | Complete | 2010-07-20 | 2011-01-11 | 2011-03-24 | 2011-03-24
REIPNR-07966 | SREC Solar | SAVINO | UNITED FIRE PROTECTION | 160.38 | 0 | Commercial |  | KENILWORTH | 7033 | 10 | MERCURY SOLAR SYSTEMS | PSE&G BPU | No | Complete | 2010-07-20 | 2010-12-21 | 2011-01-29 | 2011-01-29
REIPNR-07967 | SREC Solar | PATEL |  | 3.15 | 0 | Residential |  | EDISON | 8817 | 11 | MERCURY SOLAR SYSTEMS | PSE&G BPU | No | Complete | 2010-07-20 | 2010-08-11 | 2010-09-17 | 2010-09-17
REIPNR-07968 | SREC Solar | BARTON | BARTONS CARPETS INC | 67.62 | 0 | Commercial |  | BELLMAWR BORO | 8031 | 14 | TRINITY HEATING AND AIR | PSE&G BPU | No | Complete | 2010-07-20 | 2010-11-02 | 2010-11-19 | 2010-11-19
REIPNR-07969 | SREC Solar | SEAGRAVES | PENNSVILLE PUBLIC LIBRARY | 14.26 | 0 | Commercial |  | PENNSVILLE | 8070 | 16 | TRINITY HEATING AND AIR | AC Electric | No | Complete | 2010-07-20 | 2010-10-25 | 2010-11-19 | 2010-11-19
REIPNR-07970 | SREC Solar | PAUL |  | 7.095 | 0 | Residential |  | BLACKWOOD | 8012 | 14 | SOLULAR LLC/RWD CONSULTANTS | PSE&G BPU | No | Complete | 2010-07-20 | 2010-11-17 | 2011-02-14 | 2011-02-14
REIPNR-07971 | SREC Solar | SOBCZAK |  | 54.52 | 0 | Commercial |  | LAUREL LAKES | 8332 | 20 | RCL ENTERPRISES INC. | AC Electric | No | Complete | 2010-07-20 | 2011-02-09 | 2011-03-08 | 2011-03-08
REIPNR-07972 | SREC Solar | PUSHMAN |  | 4.3 | 0 | Residential |  | NEW EGYPT | 8533 | 18 | J. A. WIG CONSTRUCTION AND ELECTRIC, LLC | JCP&L | No | Complete | 2010-07-20 | 2010-10-27 | 2010-12-14 | 2010-12-14
REIPNR-07973 | SREC Solar | NON JR |  | 51.68 | 0 | Residential |  | JACKSON | 8527 | 18 | CORBIN SOLAR SOLUTIONS, LLC | JCP&L | No | Complete | 2010-07-20 | 2012-01-25 | 2012-03-08 | 2012-03-08
REIPNR-07975 | SREC Solar | WOODWORTH |  | 9.225 | 0 | Residential |  | GREAT MEADOWS | 7838 | 2 | THE SOLAR CENTER, INC. | JCP&L | No | Complete | 2010-07-20 | 2010-12-06 | 2011-01-18 | 2011-01-18
REIPNR-07977 | SREC Solar | LONDONO |  | 4 | 0 | Residential |  | NESHANIC STATION | 8853 | 5 | THE SOLAR CENTER, INC. | JCP&L | No | Complete | 2010-07-20 | 2010-12-20 | 2011-02-14 | 2011-02-14
REIPNR-07978 | SREC Solar | MCNEILLY |  | 7.13 | 0 | Residential |  | WHITEHOUSE STATION | 8889 | 4 | THE SOLAR CENTER, INC. | JCP&L | No | Complete | 2010-07-20 | 2010-10-20 | 2010-12-08 | 2010-12-08
REIPNR-07979 | SREC Solar | YOUNGSTER |  | 8.8 | 0 | Residential |  | PISCATAWAY | 8854 | 11 | THE SOLAR CENTER, INC. | PSE&G BPU | No | Complete | 2010-07-20 | 2011-04-01 | 2011-04-21 | 2011-04-21
REIPNR-07980 | SREC Solar | NIJVELDT |  | 8 | 0 | Residential |  | HILLSBOROUGH | 8844 | 5 | THE SOLAR CENTER, INC. | PSE&G BPU | No | Complete | 2010-07-20 | 2010-08-09 | 2010-09-23 | 2010-09-23
REIPNR-07982 | SREC Solar | CACIA |  | 7.2 | 0 | Residential |  | SEWELL | 8012 | 14 | SOLULAR LLC/RWD CONSULTANTS | AC Electric | No | Complete | 2010-07-20 | 2010-11-19 | 2010-12-08 | 2010-12-08
REIPNR-07983 | SREC Solar | WOODRICK |  | 13.68 | 0 | Residential | 1 | RINGOES | 8551 | 4 | SUNRAY SOLAR, INC. | JCP&L | No | Complete | 2010-07-20 | 2011-07-26 | 2011-09-01 | 2011-09-01
REIPNR-07984 | SREC Solar | ALTMAN | WILLOW POND INC | 49.14 | 0 | Commercial |  | COLUMBIA | 7832 | 2 | SOLAR ENERGY IS POWER | JCP&L | No | Complete | 2010-07-20 | 2010-08-17 | 2010-10-08 | 2010-10-08
REIPNR-08051 | SREC Solar | HOULIHAN | SHISEIDO AMERICA INC | 1049.2 | 0 | Commercial |  | EAST WINDSOR | 8520 | 12 | SUNPOWER CORPORATION, SYSTEMS | JCP&L | No | Complete | 2010-07-27 | 2010-08-11 | 2010-09-17 | 2010-09-17
REIPNR-08052 | SREC Solar | LECOMPTE | ROBERT LECOMPTE | 17.94 | 0 | Farm |  | ANNANDALE | 8801 | 4 | MOTTA ELECTRIC, INC. | JCP&L | No | Complete | 2010-07-27 | 2010-12-09 | 2011-02-14 | 2011-02-14
REIPNR-08053 | SREC Solar | NUTT |  | 9.66 | 0 | Residential |  | BORDENTOWN | 8505 | 13 | TRINITY HEATING AND AIR | PSE&G BPU | No | Complete | 2010-07-27 | 2010-11-17 | 2010-11-30 | 2010-11-30
REIPNR-08055 | SREC Solar | MASTRODICASA |  | 5.55 | 0 | Residential |  | TOMS RIVER | 8753 | 18 | TRINITY HEATING AND AIR | JCP&L | No | Complete | 2010-07-27 | 2011-01-28 | 2011-03-02 | 2011-03-02
REIPNR-08056 | SREC Solar | LOCHER |  | 8.28 | 0 | Residential |  | WHITING | 8759 | 18 | G-CREW, LLC | JCP&L | No | Complete | 2010-07-27 | 2010-11-04 | 2011-02-10 | 2011-02-10
REIPNR-08057 | SREC Solar | BLEIMAN |  | 9.435 | 0 | Residential |  | WANAHAWKIN | 8050 | 18 | SUNRAY SOLAR, INC. | AC Electric | No | Complete | 2010-07-27 | 2011-09-02 | 2011-10-17 | 2011-10-17
REIPNR-08058 | SREC Solar | ALI |  | 10.25 | 0 | Residential |  | MANALAPAN | 7726 | 17 | TRINITY HEATING AND AIR | JCP&L | No | Complete | 2010-07-27 | 2011-01-25 | 2011-03-02 | 2011-03-02
REIPNR-08059 | SREC Solar | TINGLEY |  | 9.4 | 0 | Residential |  | VOORHEES | 8043 | 14 | SOLAR WORKS NJ | PSE&G BPU | No | Complete | 2010-07-20 | 2010-12-29 | 2011-02-04 | 2011-02-04
REIPNR-08060 | SREC Solar | ROBBINS |  | 7.99 | 0 | Residential |  | BRICK | 8723 | 18 | TRINITY HEATING AND AIR | JCP&L | No | Complete | 2010-07-20 | 2010-10-06 | 2010-10-25 | 2010-10-25
REIPNR-08061 | SREC Solar | DENISCO |  | 4.515 | 0 | Residential |  | LITTLE EGG HARBOR | 8087 | 18 | CORBIN SOLAR SOLUTIONS, LLC | AC Electric | No | Complete | 2010-07-20 | 2010-08-17 | 2010-09-17 | 2010-09-17
REIPNR-08065 | SREC Solar | GARB | 200 SEAVIEW DRIVE LLC | 837.9 | 0 | Commercial |  | SECAUCUS | 7094 | 8 | INOVATEUS SOLAR LLC | PSE&G BPU | No | Complete | 2010-07-27 | 2010-10-22 | 2011-01-10 | 2011-01-10
REIPNR-08066 | SREC Solar | PARNES |  | 12.42 | 0 | Residential |  | LAKEWOOD | 8701 | 18 | AROSA SOLAR ENERGY, INC | JCP&L | No | Complete | 2010-07-27 | 2010-08-12 | 2010-09-23 | 2010-09-23
REIPNR-08067 | SREC Solar | BRUNNER | ESPOMA COMPANY | 565.175 | 0 | Commercial |  | MILLVILLE | 8332 | 20 | RAY ANGELINI, INC. | AC Electric | No | Complete | 2010-07-27 | 2010-12-10 | 2011-01-18 | 2011-01-18
REIPNR-08068 | SREC Solar | BOUADANA |  | 7.82 | 0 | Residential |  | LITTLE FALLS | 7424 | 6 | CORBIN SOLAR SOLUTIONS, LLC | PSE&G BPU | No | Complete | 2010-07-27 | 2010-10-14 | 2010-12-14 | 2010-12-14
REIPNR-08069 | SREC Solar | BUCKLEY |  | 10.08 | 0 | Residential |  | MORGANVILLE | 7751 | 17 | TRINITY HEATING AND AIR | JCP&L | No | Complete | 2010-07-27 | 2010-10-12 | 2010-10-29 | 2010-10-29
REIPNR-08070 | SREC Solar | ALLEN |  | 20.9 | 0 | Farm |  | SALEN | 8079 | 16 | RCL ENTERPRISES INC. | AC Electric | No | Complete | 2010-07-27 | 2010-09-17 | 2010-11-19 | 2010-11-19
REIPNR-08071 | SREC Solar | WRIGHT |  | 20.09 | 0 | Residential |  | MULLICA HILL | 8062 | 15 | TRINITY HEATING AND AIR | AC Electric | No | Complete | 2010-07-27 | 2010-12-30 | 2011-02-04 | 2011-02-04
REIPNR-08072 | SREC Solar | PIOTTI JR |  | 5.17 | 0 | Residential |  | MOORESTOWN | 8057 | 13 | DERITA ELECTRIC | PSE&G BPU | No | Complete | 2010-07-27 | 2010-09-16 | 2010-12-30 | 2010-12-30
REIPNR-08073 | SREC Solar | PALL |  | 6.88 | 0 | Residential |  | OLD BRIDGE | 8857 | 11 | CORBIN SOLAR SOLUTIONS, LLC | JCP&L | No | Complete | 2010-07-27 | 2010-12-09 | 2011-01-18 | 2011-01-18
REIPNR-08074 | SREC Solar | NOCERA |  | 5.29 | 0 | Residential |  | BEACHWOOD | 8722 | 18 | TRINITY HEATING AND AIR | JCP&L | No | Complete | 2010-07-27 | 2010-10-29 | 2010-11-30 | 2010-11-30
REIPNR-08077 | SREC Solar | ALVEREZ |  | 4.6 | 0 | Residential |  | JACKSON | 8527 | 18 | TRINITY HEATING AND AIR | JCP&L | No | Complete | 2010-07-27 | 2010-12-10 | 2011-01-18 | 2011-01-18
REIPNR-08078 | SREC Solar | MCGRATH |  | 3.69 | 0 | Residential |  | NEWFOUNDLAND | 7435 | 6 | THE SOLAR CENTER, INC. | JCP&L | No | Complete | 2010-07-27 | 2010-11-29 | 2011-02-10 | 2011-02-10
REIPNR-08079 | SREC Solar | WOLF |  | 299.936 | 0 | Commercial |  | ROSELAND | 7068 | 9 | UNITY ELECTRIC LLC | PSE&G BPU | No | Complete | 2010-07-27 | 2010-09-02 | 2010-10-29 | 2010-10-29
REIPNR-08080 | SREC Solar | WOLF | PRUDENTIAL | 299.936 | 0 | Commercial |  | ROSELAND | 7068 | 9 | UNITY ELECTRIC LLC | PSE&G BPU | No | Complete | 2010-07-27 | 2010-09-22 | 2010-11-30 | 2010-11-30
REIPNR-08082 | SREC Solar | PATEL |  | 6.75 | 0 | Residential |  | EDISON | 8817 | 11 | MERCURY SOLAR SYSTEMS | PSE&G BPU | No | Complete | 2010-07-27 | 2010-09-09 | 2010-09-23 | 2010-09-23
REIPNR-08083 | SREC Solar | REVERENDO | TIFFANY &COMPANY CFC | 629.52 | 0 | Commercial |  | WHIPPANY | 7981 | 3 | ROWE ELECTRIC INC | JCP&L | No | Complete | 2010-07-29 | 2010-10-26 | 2010-11-30 | 2010-11-30
REIPNR-08084 | SREC Solar | MAIZEL | NEW SHREWSBURY RACQUET CLUB | 281.06 | 0 | Commercial |  | TINTON FALLS | 7701 | 17 | PRO-TECH ENERGY SOLUTIONS | JCP&L | No | Complete | 2010-07-27 | 2011-01-03 | 2011-02-04 | 2011-02-04
REIPNR-08085 | SREC Solar | SCHWARTZBERG | DOW JONES AND COMPANY | 2497.32 | 0 | Commercial |  | SOUTH BRUNSWICK | 8852 | 11 | SUNPOWER CORPORATION | PSE&G BPU | No | Complete | 2010-07-27 | 2010-12-09 | 2011-02-04 | 2011-02-04
REIPNR-08086 | SREC Solar | SCHEINHOLTZ |  | 4.7 | 0 | Residential |  | VENTNOR | 8406 | 19 | SOLAR WORKS NJ | AC Electric | No | Complete | 2010-07-27 | 2010-12-29 | 2011-02-04 | 2011-02-04
REIPNR-08087 | SREC Solar | MCLEAN |  | 13.115 | 0 | Residential |  | FAIRTON | 8320 | 20 | GO SOLAR ELECTRIC, LLC | AC Electric | No | Complete | 2010-07-29 | 2010-11-08 | 2010-12-14 | 2010-12-14
REIPNR-08088 | SREC Solar | CONESA |  | 4.3 | 0 | Residential |  | EWING | 8638 | 12 | A-TOP ALTERNATIVE ENERGY | PSE&G BPU | No | Complete | 2010-07-27 | 2010-10-06 | 2010-11-30 | 2010-11-30
REIPNR-08089 | SREC Solar | BERGER |  | 4.5 | 0 | Residential |  | COLUMBUS | 8022 | 13 | GEOGENIX | PSE&G BPU | No | Complete | 2010-07-27 | 2010-10-27 | 2010-12-30 | 2010-12-30
REIPNR-08091 | SREC Solar | SANZONE | LITTLE ITALY RESTAURANT | 4.68 | 0 | Commercial |  | WILDWOOD CREST | 8260 | 21 | CORBIN SOLAR SOLUTIONS, LLC | AC Electric | No | Complete | 2010-07-27 | 2010-10-21 | 2010-11-19 | 2010-11-19
REIPNR-08092 | SREC Solar | WEIST |  | 6.88 | 0 | Residential |  | STRATFORD | 8084 | 14 | CORBIN SOLAR SOLUTIONS, LLC | AC Electric | No | Complete | 2010-07-27 | 2010-08-16 | 2010-09-17 | 2010-09-17
REIPNR-08093 | SREC Solar | NOEL |  | 7.92 | 0 | Residential |  | TRENTON | 8610 | 12 | TRINITY HEATING AND AIR | PSE&G BPU | No | Complete | 2010-07-27 | 2010-12-20 | 2011-01-24 | 2011-01-24
REIPNR-08094 | SREC Solar | SEVERINO |  | 7.48 | 0 | Residential |  | COLUMBUS | 8022 | 13 | TRINITY HEATING AND AIR | PSE&G BPU | No | Complete | 2010-08-04 | 2010-10-07 | 2010-10-25 | 2010-10-25
REIPNR-08095 | SREC Solar | LAMSON |  | 9.45 | 0 | Residential |  | SEAVILLE | 8230 | 21 | MERCURY SOLAR SYSTEMS | AC Electric | No | Complete | 2010-08-04 | 2010-09-16 | 2010-10-29 | 2010-10-29
REIPNR-08096 | SREC Solar | DORANDO |  | 4.62 | 0 | Residential |  | BRICK | 8723 | 18 | TRINITY HEATING AND AIR | JCP&L | No | Complete | 2010-08-04 | 2010-10-19 | 2010-11-09 | 2010-11-09
REIPNR-08097 | SREC Solar | KLEIN |  | 9.68 | 0 | Residential |  | ENGLISHTOWN | 7726 | 17 | TRINITY HEATING AND AIR | JCP&L | No | Complete | 2010-08-04 | 2010-11-17 | 2010-12-14 | 2010-12-14
REIPNR-08100 | SREC Solar | WANTROBSKI |  | 9.66 | 0 | Residential |  | WASHINGTON | 7882 | 2 | TRINITY HEATING AND AIR | JCP&L | No | Complete | 2010-08-04 | 2010-11-19 | 2010-12-08 | 2010-12-08
REIPNR-08101 | SREC Solar | NICHOLSON |  | 9.68 | 0 | Residential |  | MOUNTAINSIDE | 7092 | 10 | TRINITY HEATING AND AIR | PSE&G BPU | No | Complete | 2010-08-04 | 2011-02-02 | 2011-03-23 | 2011-03-23
REIPNR-08102 | SREC Solar | SALIBA |  | 10.12 | 0 | Residential |  | HOWELL | 7731 | 17 | TRINITY HEATING AND AIR | JCP&L | No | Complete | 2010-08-04 | 2010-11-24 | 2011-01-24 | 2011-01-24
REIPNR-08103 | SREC Solar | NAMENWIRTH |  | 6.44 | 0 | Residential |  | HOWELL | 7731 | 17 | TRINITY HEATING AND AIR | JCP&L | No | Complete | 2010-08-04 | 2010-12-14 | 2011-01-24 | 2011-01-24
REIPNR-08104 | SREC Solar | MARCINCZUK |  | 10.12 | 0 | Residential |  | FREEHOLD | 7728 | 17 | TRINITY HEATING AND AIR | JCP&L | No | Complete | 2010-08-04 | 2011-02-04 | 2011-03-10 | 2011-03-10
REIPNR-08105 | SREC Solar | CARBONE |  | 8.325 | 0 | Residential |  | TARBERNACLE | 8088 | 13 | TRINITY HEATING AND AIR | AC Electric | No | Complete | 2010-08-04 | 2010-12-07 | 2011-01-18 | 2011-01-18
REIPNR-08106 | SREC Solar | KLIPPER |  | 7.82 | 0 | Residential |  | LAKEHURST | 8733 | 18 | TRINITY HEATING AND AIR | JCP&L | No | Complete | 2010-08-04 | 2010-12-01 | 2010-12-22 | 2010-12-22
REIPNR-08107 | SREC Solar | KEYSER |  | 6.44 | 0 | Residential |  | WHIPPANY | 7981 | 3 | TRINITY HEATING AND AIR | JCP&L | No | Complete | 2010-08-04 | 2010-10-19 | 2010-11-09 | 2010-11-09
REIPNR-08108 | SREC Solar | ROMAN |  | 10.175 | 0 | Residential |  | WILLIAMSTOWN | 8094 | 15 | TRINITY HEATING AND AIR | AC Electric | No | Complete | 2010-08-04 | 2010-12-09 | 2011-01-24 | 2011-01-24
REIPNR-08109 | SREC Solar | HIATT |  | 3.76 | 0 | Residential |  | ROBBINSVILLE | 8691 | 12 | TRINITY HEATING AND AIR | PSE&G BPU | No | Complete | 2010-08-04 | 2010-12-09 | 2011-01-18 | 2011-01-18
REIPNR-08110 | SREC Solar | FACTOR |  | 9.68 | 0 | Residential |  | HOWELL | 7731 | 17 | TRINITY HEATING AND AIR | JCP&L | No | Complete | 2010-08-04 | 2010-11-19 | 2010-12-22 | 2010-12-22
REIPNR-08111 | SREC Solar | HIBBS |  | 8.28 | 0 | Residential |  | LITTLE EGG HARBOR | 8087 | 18 | TRINITY HEATING AND AIR | AC Electric | No | Complete | 2010-08-04 | 2011-01-20 | 2011-02-22 | 2011-02-22
REIPNR-08112 | SREC Solar | ZHIDKOV |  | 6.475 | 0 | Residential |  | FREEHOLD | 7728 | 17 | TRINITY HEATING AND AIR | JCP&L | No | Complete | 2010-08-04 | 2011-02-04 | 2011-03-23 | 2011-03-23
REIPNR-08113 | SREC Solar | LORE |  | 7.56 | 0 | Residential |  | MULLICA HILL | 8062 | 15 | TRINITY HEATING AND AIR | AC Electric | No | Complete | 2010-08-04 | 2010-09-16 | 2010-10-29 | 2010-10-29
REIPNR-08115 | SREC Solar | SINKO |  | 5.52 | 0 | Residential |  | MANAHAWKIN | 8050 | 18 | TRINITY HEATING AND AIR | AC Electric | No | Complete | 2010-08-04 | 2010-10-19 | 2010-11-09 | 2010-11-09
REIPNR-08116 | SREC Solar | TISA |  | 7.74 | 0 | Residential |  | PEDRICKTOWN | 8067 | 16 | NOGGINHAUS, LLC | AC Electric | No | Complete | 2010-08-04 | 2010-09-29 | 2010-11-19 | 2010-11-19
REIPNR-08118 | SREC Solar | MILLER |  | 6.3 | 0 | Commercial |  | TOMS RIVER | 8753 | 18 | NJ SOLAR POWER, LLC | JCP&L | No | Complete | 2010-08-04 | 2010-08-26 | 2010-10-25 | 2010-10-25
REIPNR-08119 | SREC Solar | JACOBY |  | 5.46 | 0 | Commercial |  | TOMS RIVER | 8753 | 18 | NJ SOLAR POWER, LLC | JCP&L | No | Complete | 2010-08-04 | 2010-08-26 | 2010-10-21 | 2010-10-21
REIPNR-08120 | SREC Solar | MORRONGIELLO |  | 4.81 | 0 | Residential |  | POINT PLEASANT BEACH | 8742 | 18 | NJ SOLAR POWER, LLC | JCP&L | No | Complete | 2010-08-04 | 2010-09-29 | 2010-10-21 | 2010-10-21
REIPNR-08121 | SREC Solar | WEBER |  | 6.3 | 0 | Residential |  | BAMEGATE | 8005 | 18 | NJ SOLAR POWER, LLC | AC Electric | No | Complete | 2010-08-04 | 2010-09-29 | 2010-10-21 | 2010-10-21
REIPNR-08122 | SREC Solar | GAFFNEY |  | 4.81 | 0 | Commercial |  | BRICK | 8724 | 18 | NJ SOLAR POWER, LLC | JCP&L | No | Complete | 2010-08-04 | 2010-09-30 | 2010-10-29 | 2010-10-29
REIPNR-08123 | SREC Solar | HALOSZ |  | 5.55 | 0 | Residential |  | TOMS RIVER | 8757 | 18 | NJ SOLAR POWER, LLC | JCP&L | No | Complete | 2010-08-04 | 2010-09-01 | 2010-10-21 | 2010-10-21
REIPNR-08124 | SREC Solar | KEES |  | 3.33 | 0 | Residential |  | BRICK | 8724 | 18 | NJ SOLAR POWER, LLC | JCP&L | No | Complete | 2010-08-04 | 2010-09-30 | 2010-10-29 | 2010-10-29
REIPNR-08125 | SREC Solar | MITCHELLI |  | 6.3 | 0 | Commercial |  | LANOKA HARBOR | 8734 | 18 | NJ SOLAR POWER, LLC | JCP&L | No | Complete | 2010-08-04 | 2010-09-29 | 2011-01-10 | 2011-01-10
REIPNR-08126 | SREC Solar | DEGROAT |  | 8.695 | 0 | Residential |  | TOMS RIVER | 8753 | 18 | NJ SOLAR POWER, LLC | JCP&L | No | Complete | 2010-08-04 | 2010-09-29 | 2010-10-21 | 2010-10-21
REIPNR-08127 | SREC Solar | CONROY |  | 5.46 | 0 | Commercial |  | BRICK | 8724 | 18 | NJ SOLAR POWER, LLC | JCP&L | No | Complete | 2010-08-04 | 2010-08-26 | 2010-10-25 | 2010-10-25
REIPNR-08129 | SREC Solar | MECKEL |  | 15.375 | 0 | Commercial |  | EGG HARBOR TWP | 8234 | 19 | BRITE IDEA ENERGY | AC Electric | No | Complete | 2010-08-04 | 2011-01-05 | 2011-01-29 | 2011-01-29
REIPNR-08130 | SREC Solar | MECKEL |  | 49.2 | 0 | Commercial |  | EGG HARBOR TWP | 8234 | 19 | BRITE IDEA ENERGY | AC Electric | No | Complete | 2010-08-04 | 2011-01-05 | 2011-01-29 | 2011-01-29
REIPNR-08131 | SREC Solar | PERRINO | ATLANTIC EXPOSITION SERVICES INC | 6.15 | 0 | Commercial |  | MCKEE CITY | 8234 | 19 | BRITE IDEA ENERGY | AC Electric | No | Complete | 2010-08-04 | 2011-12-23 | 2012-01-31 | 2012-01-31
REIPNR-08132 | SREC Solar | PERRINO | ATLANTIC EXPOSITION SERVICES INC | 12.3 | 0 | Commercial |  | EGG HARBOR TOWNSHIP | 8234 | 19 | BRITE IDEA ENERGY | AC Electric | No | Complete | 2010-08-04 | 2011-12-23 | 2012-01-26 | 2012-01-26
REIPNR-08133 | SREC Solar | BLAUTH |  | 10.12 | 0 | Residential |  | VINELAND | 8360 | 20 | ACOS ENERGY, LLC | Vineland Muni Elec | No | Complete | 2010-08-04 | 2010-12-21 | 2011-01-29 | 2011-01-29
REIPNR-08134 | SREC Solar | JURAVEL |  | 10.26 | 0 | Residential |  | LAKEWOOD | 8701 | 18 | AROSA SOLAR ENERGY, INC | JCP&L | No | Complete | 2010-08-04 | 2010-09-09 | 2010-10-21 | 2010-10-21
REIPNR-08135 | SREC Solar | DIVINCENZO |  | 3.22 | 0 | Residential |  | LINWOOD | 8221 | 19 | MERCURY SOLAR SYSTEMS | AC Electric | No | Complete | 2010-08-04 | 2010-09-09 | 2010-11-09 | 2010-11-09
REIPNR-08136 | SREC Solar | GULATI |  | 7.65 | 0 | Residential |  | SOMERSET | 8873 | 5 | GEOGENIX | PSE&G BPU | No | Complete | 2010-08-04 | 2010-10-27 | 2010-12-22 | 2010-12-22
REIPNR-08137 | SREC Solar | MAROTTA |  | 6.48 | 0 | Residential |  | EATONTOWN | 7724 | 17 | GEOGENIX | JCP&L | No | Complete | 2010-08-04 | 2010-10-27 | 2010-12-14 | 2010-12-14
REIPNR-08138 | SREC Solar | THOMAS |  | 9.9 | 0 | Residential |  | MONROEVILLE | 8343 | 16 | MERCURY SOLAR SYSTEMS | AC Electric | No | Complete | 2010-08-04 | 2010-09-02 | 2010-10-29 | 2010-10-29
REIPNR-08139 | SREC Solar | CALDERA |  | 3.96 | 0 | Residential |  | LITTLE SILVER | 7739 | 17 | GEOGENIX | JCP&L | No | Complete | 2010-08-04 | 2010-10-27 | 2010-12-22 | 2010-12-22
REIPNR-08140 | SREC Solar | BARTZ | DSJ ACQUISTION INC | 450.8 | 0 | Commercial |  | SECAUCUS | 7014 | 6 | SOLAR ENERGY, LLC | PSE&G BPU | No | Complete | 2010-08-04 | 2010-10-07 | 2010-12-14 | 2010-12-14
REIPNR-08141 | SREC Solar | LAUER |  | 4.62 | 0 | Residential |  | COLUMBUS | 7022 | 7 | TRINITY HEATING AND AIR | PSE&G BPU | No | Complete | 2010-08-04 | 2010-10-07 | 2010-10-25 | 2010-10-25
REIPNR-08142 | SREC Solar | BARTZ | DSJ ACQUISTIONS INC | 399.28 | 0 | Commercial |  | SECAUCUS | 7014 | 6 | SOLAR ENERGY, LLC | PSE&G BPU | No | Complete | 2010-08-04 | 2010-10-07 | 2010-12-14 | 2010-12-14
REIPNR-08143 | SREC Solar | QUINTANO |  | 7.2 | 0 | Residential |  | LINCROFT | 7738 | 17 | GEOGENIX | JCP&L | No | Complete | 2010-08-04 | 2010-10-27 | 2010-12-22 | 2010-12-22
REIPNR-08144 | SREC Solar | GRAUMANN |  | 8.64 | 0 | Residential |  | SOMERSET | 8873 | 5 | GEOGENIX | PSE&G BPU | No | Complete | 2010-08-04 | 2010-11-22 | 2011-01-10 | 2011-01-10
REIPNR-08145 | SREC Solar | FINKEL |  | 9.9 | 0 | Residential | 1 | RED BANK | 7701 | 17 | GEOGENIX | JCP&L | No | Complete | 2010-08-04 | 2010-10-27 | 2010-12-30 | 2010-12-30
REIPNR-08146 | SREC Solar | DIFFENDALE |  | 7.03 | 0 | Residential | 1 | JACKSON | 8527 | 18 | NJ SOLAR POWER, LLC | JCP&L | No | Complete | 2010-08-04 | 2010-10-29 | 2010-11-30 | 2010-11-30
REIPNR-08147 | SREC Solar | FERONE |  | 6.66 | 0 | Residential | 1 | TOMS RIVER | 8753 | 18 | NJ SOLAR POWER, LLC | JCP&L | No | Complete | 2010-08-04 | 2010-09-29 | 2010-10-21 | 2010-10-21
REIPNR-08148 | SREC Solar | BROOKS |  | 4.41 | 0 | Residential | 1 | TOMS RIVER | 8753 | 18 | NJ SOLAR POWER, LLC | JCP&L | No | Complete | 2010-08-04 | 2010-09-30 | 2010-11-19 | 2010-11-19
REIPNR-08149 | SREC Solar | LONGO |  | 4.2 | 0 | Residential | 1 | TOMS RIVER | 8753 | 18 | NJ SOLAR POWER, LLC | JCP&L | No | Complete | 2010-08-04 | 2010-08-26 | 2010-10-21 | 2010-10-21
REIPNR-08150 | SREC Solar | VETTER |  | 3.7 | 0 | Residential | 1 | BEACHWOOD | 8722 | 18 | NJ SOLAR POWER, LLC | JCP&L | No | Complete | 2010-08-04 | 2010-09-29 | 2010-10-29 | 2010-10-29
REIPNR-08151 | SREC Solar | GUTIERREZ |  | 6.3 | 0 | Residential | 1 | TOMS RIVER | 8757 | 18 | NJ SOLAR POWER, LLC | JCP&L | No | Complete | 2010-08-04 | 2010-09-29 | 2010-10-29 | 2010-10-29
REIPNR-08152 | SREC Solar | RICCIO |  | 5.55 | 0 | Residential | 1 | BRICK | 8724 | 18 | NJ SOLAR POWER, LLC | JCP&L | No | Complete | 2010-08-04 | 2010-08-26 | 2010-10-08 | 2010-10-08
REIPNR-08153 | SREC Solar | HAUSER |  | 4.81 | 0 | Residential | 1 | BAYVILLE | 8721 | 18 | NJ SOLAR POWER, LLC | JCP&L | No | Complete | 2010-08-04 | 2010-09-29 | 2010-10-29 | 2010-10-29
REIPNR-08154 | SREC Solar | ARCE |  | 5.04 | 0 | Residential | 1 | LAKEWOOD | 8701 | 18 | NJ SOLAR POWER, LLC | JCP&L | No | Complete | 2010-08-04 | 2010-12-22 | 2011-01-29 | 2011-01-29
REIPNR-08155 | SREC Solar | MAGLIO |  | 6.93 | 0 | Residential | 1 | WALL TWP | 7719 | 17 | NJ SOLAR POWER, LLC | JCP&L | No | Complete | 2010-08-04 | 2010-10-21 | 2010-11-19 | 2010-11-19
REIPNR-08156 | SREC Solar | BUCCELLA |  | 6.66 | 0 | Residential | 1 | FORKED RIVER | 8731 | 18 | NJ SOLAR POWER, LLC | JCP&L | No | Complete | 2010-08-04 | 2010-09-29 | 2010-10-29 | 2010-10-29
REIPNR-08157 | SREC Solar | MAGUIRE |  | 10.34 | 0 | Residential |  | MAYS LANDING | 8830 | 11 | MAGUIRE ELECTRICAL CONSTRUCTION LLC | AC Electric | No | Complete | 2010-08-04 | 2011-06-16 | 2011-10-13 | 2011-10-13
REIPNR-08160 | SREC Solar | STRANG | FARM-RITE INC | 105.34 | 0 | Commercial |  | STOW CREEK | 8302 | 20 | GO SOLAR ELECTRIC, LLC | AC Electric | No | Complete | 2010-08-04 | 2011-12-30 | 2012-01-26 | 2012-01-26
REIPNR-08193 | SREC Solar | KERSTETTER |  | 6.09 | 0 | Residential | 1 | CREAM RIDGE | 8514 | 17 | NJ SOLAR POWER, LLC | JCP&L | No | Complete | 2010-08-10 | 2010-09-01 | 2010-10-29 | 2010-10-29
REIPNR-08194 | SREC Solar | AVERY |  | 3.7 | 0 | Residential | 1 | TOMS RIVER | 8753 | 18 | NJ SOLAR POWER, LLC | JCP&L | No | Complete | 2010-08-10 | 2010-09-30 | 2010-10-29 | 2010-10-29
REIPNR-08195 | SREC Solar | SCZERENET |  | 5.04 | 0 | Commercial |  | BEACHWOOD | 8722 | 18 | NJ SOLAR POWER, LLC | JCP&L | No | Complete | 2010-08-10 | 2010-09-01 | 2010-10-21 | 2010-10-21
REIPNR-08196 | SREC Solar | WHITEHOUSE |  | 4.41 | 0 | Residential |  | LANOKA HARBOR | 8734 | 18 | NJ SOLAR POWER, LLC | JCP&L | No | Complete | 2010-08-10 | 2010-08-30 | 2010-10-29 | 2010-10-29
REIPNR-08197 | SREC Solar | MINNIS |  | 8.14 | 0 | Residential | 1 | NEPTUNE | 7753 | 17 | NJ SOLAR POWER, LLC | JCP&L | No | Complete | 2010-08-10 | 2010-10-21 | 2010-11-19 | 2010-11-19
REIPNR-08198 | SREC Solar | ANDREOLI |  | 7.04 | 0 | Residential |  | MANALAPAN | 7726 | 17 | TRINITY HEATING AND AIR | JCP&L | No | Complete | 2010-08-10 | 2010-12-09 | 2011-01-18 | 2011-01-18
REIPNR-08199 | SREC Solar | MONROE |  | 9.03 | 0 | Residential |  | CLARKSBORO | 8020 | 15 | SOLULAR LLC/RWD CONSULTANTS | AC Electric | No | Complete | 2010-08-10 | 2010-11-18 | 2010-12-22 | 2010-12-22
REIPNR-08200 | SREC Solar | HENKEL | GARFIELD TWO HOUSING URBAN RENE | 20.16 | 0 | Commercial |  | LONG BRANCH | 7740 | 17 | HEAT SHED, INC. | JCP&L | No | Complete | 2010-08-10 | 2010-09-30 | 2011-03-08 | 2011-03-08
REIPNR-08201 | SREC Solar | HANNA |  | 8.405 | 0 | Residential | 1 | LEBANON | 8833 | 4 | TRINITY HEATING AND AIR | JCP&L | No | Complete | 2010-08-10 | 2010-12-14 | 2011-01-24 | 2011-01-24
REIPNR-08202 | SREC Solar | CHIN |  | 5.64 | 0 | Residential |  | EAST HANOVER | 7935 | 3 | TRINITY HEATING AND AIR | JCP&L | No | Complete | 2010-08-10 | 2010-10-21 | 2010-11-19 | 2010-11-19
REIPNR-08203 | SREC Solar | DONATO |  | 5.5 | 0 | Residential | 1 | TOMS RIVER | 8753 | 18 | TRINITY HEATING AND AIR | JCP&L | No | Complete | 2010-08-10 | 2010-10-29 | 2010-11-30 | 2010-11-30
REIPNR-08204 | SREC Solar | MALLET |  | 11.4 | 0 | Residential | 1 | CREAM RIDGE | 8514 | 17 | SUNRAY SOLAR, INC. | JCP&L | No | Complete | 2010-08-10 | 2011-08-17 | 2011-08-23 | 2011-08-23
REIPNR-08206 | SREC Solar | GRIER |  | 11.02 | 0 | Residential | 1 | WILLINGBORO | 8046 | 13 | SUNRAY SOLAR, INC. | PSE&G BPU | No | Complete | 2010-08-10 | 2011-07-26 | 2011-08-22 | 2011-08-22
REIPNR-08207 | SREC Solar | RICHARDSON | ORTHO CLINICAL DIAGNOSTICS | 1692.34 | 0 | Commercial |  | RARITAN | 8869 | 5 | SUNDURANCE ENERGY | PSE&G BPU | No | Complete | 2010-08-10 | 2010-10-08 | 2010-10-21 | 2010-10-21
REIPNR-08209 | SREC Solar | COSSABOON |  | 9.2 | 0 | Residential |  | BRIDGETON | 8302 | 20 | SUNNYMAC, LLC | AC Electric | No | Complete | 2010-08-10 | 2011-03-01 | 2011-03-25 | 2011-03-25
REIPNR-08210 | SREC Solar | TALBOT |  | 8.28 | 0 | Residential |  | PILESGROVE | 8098 | 16 | MERCURY SOLAR SYSTEMS | AC Electric | No | Complete | 2010-08-10 | 2010-10-14 | 2010-11-09 | 2010-11-09
REIPNR-08211 | SREC Solar | BUOTE |  | 7.74 | 0 | Residential |  | SHIP BOTTOM | 8008 | 18 | CORBIN SOLAR SOLUTIONS, LLC | AC Electric | No | Complete | 2010-08-10 | 2010-11-08 | 2010-12-30 | 2010-12-30
REIPNR-08212 | SREC Solar | MCFADDEN |  | 11.264 | 0 | Residential |  | COLUMBUS | 8022 | 13 | 4BESTSOLAR, LLC | PSE&G BPU | No | Complete | 2010-08-10 | 2010-10-15 | 2010-11-30 | 2010-11-30
REIPNR-08213 | SREC Solar | SHROFF |  | 5.46 | 0 | Residential |  | MATAWAN | 7747 | 17 | MERCURY SOLAR SYSTEMS | JCP&L | No | Complete | 2010-08-10 | 2010-11-29 | 2010-12-30 | 2010-12-30
REIPNR-08214 | SREC Solar | VILLARUZ |  | 7.995 | 0 | Residential | 1 | DAYTON | 8810 | 11 | TRINITY HEATING AND AIR | PSE&G BPU | No | Complete | 2010-08-10 | 2010-12-20 | 2011-01-24 | 2011-01-24
REIPNR-08215 | SREC Solar | SECALIC |  | 4.2 | 0 | Residential |  | MILFORD | 8848 | 4 | 1ST LIGHT ENERGY, INC. | JCP&L | No | Complete | 2010-08-10 | 2010-10-06 | 2010-10-25 | 2010-10-25
REIPNR-08216 | SREC Solar | KRIEIG |  | 6.48 | 0 | Residential | 1 | FLEMINGTON | 8822 | 4 | TRINITY HEATING AND AIR | JCP&L | No | Complete | 2010-08-10 | 2010-12-20 | 2011-01-24 | 2011-01-24
REIPNR-08218 | SREC Solar | MCGEARY | F AND M VENTURES | 17.08 | 0 | Commercial |  | MAHWAH | 7430 | 7 | MERCURY SOLAR SYSTEMS | Orange & Rockland Elec | No | Complete | 2010-08-10 | 2011-05-31 | 2011-06-10 | 2011-06-10
REIPNR-08219 | SREC Solar | ANTHONY |  | 9.165 | 0 | Commercial |  | WASHINGTON | 7882 | 2 | BILL HODGE ELECTRICAL CONTRACTOR INC | JCP&L | No | Complete | 2010-08-10 | 2010-12-01 | 2011-02-10 | 2011-02-10
REIPNR-08221 | SREC Solar | HALE | HALECON, INC | 17.64 | 0 | Commercial |  | BRIDGEWATER | 8807 | 5 | REDCO ENGINEERING & CONSTRUCTION CORP. | PSE&G BPU | No | Complete | 2010-08-10 | 2011-06-02 | 2011-08-22 | 2011-08-22
REIPNR-08222 | SREC Solar | MAHER |  | 11.62 | 0 | Residential | 1 | HOWELL | 7731 | 17 | TRINITY HEATING AND AIR | JCP&L | No | Complete | 2010-08-10 | 2010-12-23 | 2011-02-10 | 2011-02-10
REIPNR-08223 | SREC Solar | POWELL | 95THST POWELL ASSOC., LLC- CHURCH | 22.51 | 0 | Commercial |  | STONE HARBOR | 8247 | 21 | POWELL ENERGY AND SOLAR | AC Electric | No | Complete | 2010-08-10 | 2010-12-16 | 2011-03-02 | 2011-03-02
REIPNR-08224 | SREC Solar | DELUCIA |  | 4.6 | 0 | Residential | 1 | LUMBERTON | 8048 | 13 | TRINITY HEATING AND AIR | PSE&G BPU | No | Complete | 2010-08-10 | 2010-11-19 | 2010-12-22 | 2010-12-22
REIPNR-08226 | SREC Solar | KLEIN |  | 6.09 | 0 | Residential | 1 | MANCHESTER | 8759 | 18 | NJ SOLAR POWER, LLC | JCP&L | No | Complete | 2010-08-10 | 2011-04-28 | 2011-06-03 | 2011-06-03
REIPNR-08227 | SREC Solar | CHIN |  | 6.815 | 0 | Residential |  | BRADLEY BEACH | 7720 | 17 | TRINITY HEATING AND AIR | JCP&L | No | Complete | 2010-08-10 | 2010-12-14 | 2011-01-24 | 2011-01-24
REIPNR-08228 | SREC Solar | ROGERSON |  | 5.04 | 0 | Residential | 1 | HOWELL | 7731 | 17 | NJ SOLAR POWER, LLC | JCP&L | No | Complete | 2010-08-10 | 2011-05-06 | 2011-06-20 | 2011-06-20
REIPNR-08230 | SREC Solar | CHIN |  | 6.58 | 0 | Residential |  | MORRISTOWN | 7960 | 3 | TRINITY HEATING AND AIR | JCP&L | No | Complete | 2010-08-10 | 2011-08-12 | 2011-11-15 | 2011-11-15
REIPNR-08231 | SREC Solar | SCHLEICHER |  | 6.105 | 0 | Residential | 1 | BARNEGAT | 8005 | 18 | NJ SOLAR POWER, LLC | AC Electric | No | Complete | 2010-08-10 | 2010-12-29 | 2011-01-29 | 2011-01-29
REIPNR-08232 | SREC Solar | PATEL |  | 6.45 | 0 | Residential |  | PISCATAWAY | 8854 | 11 | A-TOP ALTERNATIVE ENERGY | PSE&G BPU | No | Complete | 2010-08-10 | 2010-10-06 | 2010-11-30 | 2010-11-30
REIPNR-08233 | SREC Solar | SMITH |  | 7.35 | 0 | Residential | 1 | TOMS RIVER | 8753 | 18 | NJ SOLAR POWER, LLC | JCP&L | No | Complete | 2010-08-10 | 2010-10-21 | 2010-11-19 | 2010-11-19
REIPNR-08234 | SREC Solar | HATRIGE |  | 4.515 | 0 | Residential | 1 | VERNON | 7462 | 1 | ELECTRICAL POWER SOLUTIONS | JCP&L | No | Complete | 2010-08-10 | 2010-12-01 | 2011-03-10 | 2011-03-10
REIPNR-08235 | SREC Solar | HEIMAN |  | 9.89 | 0 | Residential |  | LAKEWOOD | 8701 | 18 | POWERLUTIONS, LLC | JCP&L | No | Complete | 2010-08-10 | 2010-10-21 | 2010-12-30 | 2010-12-30
REIPNR-08236 | SREC Solar | MCGOOHAN |  | 5.52 | 0 | Residential |  | JACKSON | 8527 | 18 | TRINITY HEATING AND AIR | JCP&L | No | Complete | 2010-08-10 | 2011-01-14 | 2011-02-21 | 2011-02-21
REIPNR-08237 | SREC Solar | HABECK |  | 11.28 | 0 | Residential |  | WILLINGBORO | 8046 | 13 | TRINITY HEATING AND AIR | PSE&G BPU | No | Complete | 2010-08-10 | 2010-12-06 | 2011-01-18 | 2011-01-18
REIPNR-08238 | SREC Solar | LOTITO |  | 10.34 | 0 | Residential | 1 | NEW EGYPT | 8533 | 18 | TRINITY HEATING AND AIR | JCP&L | No | Complete | 2010-08-10 | 2011-02-14 | 2011-03-25 | 2011-03-25
REIPNR-08239 | SREC Solar | ALVAREZ |  | 12.88 | 0 | Residential |  | MARLBORO | 7746 | 17 | TRINITY HEATING AND AIR | JCP&L | No | Complete | 2010-08-10 | 2010-10-29 | 2010-11-30 | 2010-11-30
REIPNR-08240 | SREC Solar | LEISHER |  | 7.755 | 0 | Residential |  | MARLTON | 8053 | 13 | TRINITY HEATING AND AIR | AC Electric | No | Complete | 2010-08-10 | 2011-02-02 | 2011-03-23 | 2011-03-23
REIPNR-08241 | SREC Solar | OLSON |  | 9.87 | 0 | Residential |  | FARMINGDALE | 7731 | 17 | TRINITY HEATING AND AIR | JCP&L | No | Complete | 2010-08-10 | 2011-06-17 | 2011-07-12 | 2011-07-12
REIPNR-08242 | SREC Solar | BROKAW |  | 6.97 | 0 | Residential |  | JAKSON | 8527 | 18 | TRINITY HEATING AND AIR | JCP&L | No | Complete | 2010-08-10 | 2011-01-28 | 2011-03-02 | 2011-03-02
REIPNR-08243 | SREC Solar | FINDLAY |  | 9.9 | 0 | Residential |  | HAINESPORT | 8036 | 13 | TRINITY HEATING AND AIR | PSE&G BPU | No | Complete | 2010-08-10 | 2010-09-29 | 2010-11-09 | 2010-11-09
REIPNR-08244 | SREC Solar | HEUBNER |  | 5.52 | 0 | Residential |  | OCEAN ACRES | 8050 | 18 | TRINITY HEATING AND AIR | AC Electric | No | Complete | 2010-08-10 | 2011-01-06 | 2011-02-22 | 2011-02-22
REIPNR-08246 | SREC Solar | VOSS |  | 8.17 | 0 | Residential |  | MONTVILLE | 7045 | 3 | THE SOLAR CENTER, INC. | JCP&L | No | Complete | 2010-08-10 | 2010-10-29 | 2010-11-30 | 2010-11-30
REIPNR-08248 | SREC Solar | GORDON-SHULTES |  | 3.96 | 0 | Residential |  | RED BANK | 7701 | 17 | GEOGENIX | JCP&L | No | Complete | 2010-08-10 | 2010-10-27 | 2010-12-22 | 2010-12-22
REIPNR-08249 | SREC Solar | GOLDRING |  | 9.72 | 0 | Residential |  | COLTS NECK | 7722 | 17 | GEOGENIX | JCP&L | No | Complete | 2010-08-10 | 2010-10-22 | 2010-11-19 | 2010-11-19
REIPNR-08250 | SREC Solar | BACWYN-HOLOWINSKY |  | 3.68 | 0 | Residential |  | LONG BRANCH | 7740 | 17 | J. A. WIG CONSTRUCTION AND ELECTRIC, LLC | JCP&L | No | Complete | 2010-08-10 | 2010-12-03 | 2011-01-18 | 2011-01-18
REIPNR-08251 | SREC Solar | ALLCORN |  | 9.66 | 0 | Residential |  | BRIDGETON | 8302 | 20 | J. A. WIG CONSTRUCTION AND ELECTRIC, LLC | AC Electric | No | Complete | 2010-08-10 | 2011-07-14 | 2011-07-26 | 2011-07-26
REIPNR-08252 | SREC Solar | COLYER | FIRECO EQUIPMENT CO INC | 9.03 | 0 | Commercial |  | VERNON | 7462 | 1 | ELECTRICAL POWER SOLUTIONS | JCP&L | No | Complete | 2010-08-10 | 2010-12-01 | 2011-03-09 | 2011-03-09
REIPNR-08253 | SREC Solar | SOMERS |  | 6.3 | 0 | Residential |  | HAMILTON | 8619 | 12 | AMPED ON SOLAR | PSE&G BPU | No | Complete | 2010-08-10 | 2010-10-11 | 2010-11-30 | 2010-11-30
REIPNR-08254 | SREC Solar | CIRRI | DELI PLUS | 15.51 | 0 | Commercial |  | MILLVILLE | 8332 | 20 | KAITANNA SOLAR, LLC | AC Electric | No | Complete | 2010-08-10 | 2010-10-19 | 2011-01-10 | 2011-01-10
REIPNR-08255 | SREC Solar | SHEPPARD |  | 9.66 | 0 | Residential |  | BRIDGETON | 8302 | 20 | MERCURY SOLAR SYSTEMS | AC Electric | No | Complete | 2010-08-10 | 2010-10-29 | 2010-11-30 | 2010-11-30
REIPNR-08256 | SREC Solar | STATILLE |  | 5.06 | 0 | Residential |  | MAHWAH | 7480 | 6 | MERCURY SOLAR SYSTEMS | Orange & Rockland Elec | No | Complete | 2010-08-10 | 2011-07-05 | 2011-07-13 | 2011-07-13
REIPNR-08257 | SREC Solar | JANOWSKI |  | 9.9 | 0 | Residential |  | HACKETTSTOWN | 7840 | 2 | GEOGENIX | PSE&G BPU | No | Complete | 2010-08-10 | 2010-11-22 | 2011-01-29 | 2011-01-29
REIPNR-08259 | SREC Solar | VAN ALLEN |  | 5.98 | 0 | Residential | 1 | BURLINGTON | 8016 | 13 | TRINITY HEATING AND AIR | PSE&G BPU | No | Complete | 2010-08-10 | 2010-11-17 | 2010-12-22 | 2010-12-22
REIPNR-08260 | SREC Solar | MAGIERSKI |  | 6.44 | 0 | Residential | 1 | MYSTIC ISLANDS | 8087 | 18 | TRINITY HEATING AND AIR | AC Electric | No | Complete | 2010-08-10 | 2010-11-17 | 2010-12-08 | 2010-12-08
REIPNR-08261 | SREC Solar | LINK |  | 7.99 | 0 | Residential |  | BARNEGAT | 8005 | 18 | TRINITY HEATING AND AIR | AC Electric | No | Complete | 2010-08-10 | 2010-12-14 | 2011-01-18 | 2011-01-18
REIPNR-08262 | SREC Solar | EDWARDS | GLENN R EDWARDS SR | 9.68 | 0 | Residential | 1 | TOMS RIVER | 8753 | 18 | TRINITY HEATING AND AIR | JCP&L | No | Complete | 2010-08-10 | 2010-10-19 | 2010-11-09 | 2010-11-09
REIPNR-08263 | SREC Solar | YAGER |  | 6 | 0 | Residential | 1 | TOMS RIVER | 8755 | 18 | TRINITY HEATING AND AIR | JCP&L | No | Complete | 2010-08-10 | 2010-11-17 | 2010-12-22 | 2010-12-22
REIPNR-08264 | SREC Solar | RUCKI |  | 8.97 | 0 | Residential | 1 | JACKSON | 8527 | 18 | TRINITY HEATING AND AIR | JCP&L | No | Complete | 2010-08-10 | 2011-02-01 | 2011-03-10 | 2011-03-10
REIPNR-08265 | SREC Solar | DUCKWORTH |  | 6.97 | 0 | Residential | 1 | EWING | 8638 | 12 | TRINITY HEATING AND AIR | PSE&G BPU | No | Complete | 2010-08-10 | 2010-12-10 | 2011-01-18 | 2011-01-18
REIPNR-08266 | SREC Solar | DECICCO |  | 6.97 | 0 | Residential | 1 | TOMS RIVER | 8753 | 18 | TRINITY HEATING AND AIR | JCP&L | No | Complete | 2010-08-10 | 2011-01-14 | 2011-02-21 | 2011-02-21
REIPNR-08267 | SREC Solar | KRZOS |  | 3.76 | 0 | Residential | 1 | TRENTON | 8629 | 12 | TRINITY HEATING AND AIR | PSE&G BPU | No | Complete | 2010-08-10 | 2011-02-21 | 2011-03-09 | 2011-03-09
REIPNR-08268 | SREC Solar | WARREN |  | 8.28 | 0 | Residential | 1 | BRICK | 8723 | 18 | TRINITY HEATING AND AIR | JCP&L | No | Complete | 2010-08-10 | 2011-07-05 | 2011-07-13 | 2011-07-13
REIPNR-08269 | SREC Solar | CRETAN |  | 3.29 | 0 | Residential | 1 | TRENTON | 8629 | 12 | TRINITY HEATING AND AIR | PSE&G BPU | No | Complete | 2010-08-10 | 2011-02-08 | 2011-03-02 | 2011-03-02
REIPNR-08270 | SREC Solar | FEHRENBACK |  | 3.705 | 0 | Residential |  | MILLBURN | 7041 | 9 | ALTERNATIVE LIGHT & ENERGY SOLUTIONS | JCP&L | No | Complete | 2010-08-10 | 2011-06-21 | 2011-07-19 | 2011-07-19
REIPNR-08271 | SREC Solar | MAFFEI |  | 8.74 | 0 | Residential | 1 | DENVILLE | 7834 | 3 | TRINITY HEATING AND AIR | JCP&L | No | Complete | 2010-08-10 | 2010-12-10 | 2011-01-18 | 2011-01-18
REIPNR-08272 | SREC Solar | ACKERMAN |  | 3.87 | 0 | Residential |  | EDISON | 8820 | 11 | ALTERNATIVE LIGHT & ENERGY SOLUTIONS | PSE&G BPU | No | Complete | 2010-08-10 | 2010-12-14 | 2011-03-24 | 2011-03-24
REIPNR-08273 | SREC Solar | ALIBERTI |  | 5.805 | 0 | Residential |  | COLONIA | 7067 | 10 | ALTERNATIVE LIGHT & ENERGY SOULTIONS | PSE&G BPU | No | Complete | 2010-08-10 | 2010-09-22 | 2011-01-10 | 2011-01-10
REIPNR-08274 | SREC Solar | TOTH |  | 8.28 | 0 | Residential |  | PITTSTOWN | 8867 | 4 | SUN FARM NETWORK | JCP&L | No | Complete | 2010-08-10 | 2011-02-02 | 2011-02-04 | 2011-02-04
REIPNR-08275 | SREC Solar | EDELBACH |  | 6.21 | 0 | Residential |  | RINGOES | 8551 | 4 | JERSEY SOLAR, LLC | JCP&L | No | Complete | 2010-08-10 | 2010-09-17 | 2010-11-19 | 2010-11-19
REIPNR-08276 | SREC Solar | KARPINSKY |  | 5.04 | 0 | Residential | 1 | TOMS RIVER | 8753 | 18 | TRINITY HEATING AND AIR | JCP&L | No | Complete | 2010-08-10 | 2010-10-19 | 2010-11-09 | 2010-11-09
REIPNR-08277 | SREC Solar | DUVVUR |  | 7.14 | 0 | Residential |  | BRIDGEATER | 8807 | 5 | 1ST LIGHT ENERGY, INC. | PSE&G BPU | No | Complete | 2010-08-10 | 2010-12-13 | 2011-01-18 | 2011-01-18
REIPNR-08279 | SREC Solar | LUU |  | 5.16 | 0 | Residential |  | MEDFORD | 8055 | 13 | SOLULAR LLC/RWD CONSULTANTS | AC Electric | No | Complete | 2010-08-10 | 2011-01-05 | 2011-01-29 | 2011-01-29
REIPNR-08280 | SREC Solar | SCHMID |  | 14.175 | 0 | Residential |  | FRENCHTOWN | 8825 | 4 | SUN FARM NETWORK | JCP&L | No | Complete | 2010-08-10 | 2010-12-17 | 2011-01-24 | 2011-01-24
REIPNR-08281 | SREC Solar | WIEDEMANN |  | 3.15 | 0 | Residential |  | BRIDGEWATER | 8807 | 5 | GEOGENIX | PSE&G BPU | No | Complete | 2010-08-10 | 2010-11-22 | 2010-12-22 | 2010-12-22
REIPNR-08282 | SREC Solar | HALSTED |  | 7.2 | 0 | Residential | 1 | ATLANTIC HIGHLANDS | 7716 | 17 | GEOGENIX | JCP&L | No | Complete | 2010-08-10 | 2010-10-27 | 2010-12-22 | 2010-12-22
REIPNR-08283 | SREC Solar | JOYCE |  | 6.15 | 0 | Residential | 1 | CINNAMINSON | 8077 | 13 | TRINITY HEATING AND AIR | PSE&G BPU | No | Complete | 2010-08-10 | 2010-12-30 | 2011-01-29 | 2011-01-29
REIPNR-08284 | SREC Solar | DATA |  | 6.9 | 0 | Residential | 1 | JACKSON | 8527 | 18 | TRINITY HEATING AND AIR | JCP&L | No | Complete | 2010-08-10 | 2011-01-07 | 2011-01-29 | 2011-01-29
REIPNR-08285 | SREC Solar | PRO |  | 5.16 | 0 | Residential |  | CHERRY HILL | 8003 | 14 | RENERGY, INC. | PSE&G BPU | No | Complete | 2010-08-10 | 2010-12-14 | 2011-01-24 | 2011-01-24
REIPNR-08287 | SREC Solar | LINK |  | 6.815 | 0 | Residential |  | BURLINGOTN | 8016 | 13 | RENERGY, INC. | PSE&G BPU | No | Complete | 2010-08-10 | 2010-12-29 | 2011-02-11 | 2011-02-11
REIPNR-08293 | SREC Solar | MCCULLOUGH |  | 2.25 | 0 | Commercial |  | MICKLETON | 8056 | 15 | MERCURY SOLAR SYSTEMS | AC Electric | No | Complete | 2010-08-17 | 2010-09-29 | 2010-10-21 | 2010-10-21
REIPNR-08294 | SREC Solar | MCDANIEL | KREILKAMP TRUCKING INC | 275.4 | 0 | Commercial | 1 | EDISON | 8817 | 11 | TRINITY HEATING AND AIR | PSE&G BPU | No | Complete | 2010-08-17 | 2011-02-04 | 2011-03-23 | 2011-03-23
REIPNR-08295 | SREC Solar | TANCS |  | 2 | 0 | Residential |  | KENILWORTH | 7033 | 10 | SELF INSTALL | PSE&G BPU | No | Complete | 2010-08-17 | 2010-09-01 | 2010-09-23 | 2010-09-23
REIPNR-08297 | SREC Solar | HEINZEL |  | 2.3 | 0 | Residential | 1 | RUTHERFORD | 7070 | 7 | TRINITY HEATING AND AIR | PSE&G BPU | No | Complete | 2010-08-17 | 2011-08-22 | 2011-12-16 | 2011-12-16
REIPNR-08298 | SREC Solar | CARRIER | C&K PLASTICS, INC | 497.952 | 0 | Commercial |  | METUCHEN | 8840 | 11 | JERSEY SOLAR, LLC | PSE&G BPU | No | Complete | 2010-08-17 | 2011-06-16 | 2011-06-30 | 2011-06-30
REIPNR-08299 | SREC Solar | JOHNSON |  | 3.96 | 0 | Residential | 1 | NEPTUNE | 7753 | 17 | GEOGENIX | JCP&L | No | Complete | 2010-08-17 | 2010-11-02 | 2010-12-30 | 2010-12-30
REIPNR-08300 | SREC Solar | GALLAGHER |  | 5.55 | 0 | Residential | 1 | STRATFORD | 8084 | 14 | MERCURY SOLAR SYSTEMS | AC Electric | No | Complete | 2010-08-17 | 2010-10-29 | 2010-11-30 | 2010-11-30
REIPNR-08301 | SREC Solar | DAVID |  | 4.715 | 0 | Residential | 1 | LAKEHURST | 8733 | 18 | TRINITY HEATING AND AIR | JCP&L | No | Complete | 2010-08-17 | 2011-02-08 | 2011-03-02 | 2011-03-02
REIPNR-08302 | SREC Solar | CAMMER |  | 6.66 | 0 | Residential |  | SOUTH HARRISON | 8085 | 15 | MERCURY SOLAR SYSTEMS | AC Electric | No | Complete | 2010-08-17 | 2010-11-03 | 2010-11-30 | 2010-11-30
REIPNR-08304 | SREC Solar | PARARONE |  | 15.18 | 0 | Residential |  | VENTNOR CITY | 8406 | 19 | MERCURY SOLAR SYSTEMS | Not Known | No | Complete | 2010-08-17 | 2010-10-29 | 2010-12-14 | 2010-12-14
REIPNR-08305 | SREC Solar | D'ANGELO |  | 6.9 | 0 | Residential |  | MARLBORO | 7746 | 17 | CORBIN SOLAR SOLUTIONS, LLC | JCP&L | No | Complete | 2010-08-17 | 2010-10-04 | 2010-10-25 | 2010-10-25
REIPNR-08306 | SREC Solar | JANI |  | 3.78 | 0 | Residential |  | EDISON | 8817 | 11 | 1ST LIGHT ENERGY, INC. | PSE&G BPU | No | Complete | 2010-08-17 | 2011-03-15 | 2011-04-21 | 2011-04-21
REIPNR-08308 | SREC Solar | SIDES | OBSORNE'S FURNITURE | 49.68 | 0 | Commercial |  | CAPE MAY COURT HOUSE | 8210 | 21 | MERCURY SOLAR SYSTEMS | AC Electric | No | Complete | 2010-08-17 | 2010-11-18 | 2010-11-30 | 2010-11-30
REIPNR-08309 | SREC Solar | RILEY |  | 49.68 | 0 | Commercial |  | BRIDGETON | 8302 | 20 | MERCURY SOLAR SYSTEMS | AC Electric | No | Complete | 2010-08-17 | 2010-10-14 | 2010-11-09 | 2010-11-09
REIPNR-08310 | SREC Solar | REVANO | NICKENZIE ENTERPRISES, LLC | 6.93 | 0 | Commercial |  | METUCHEN | 8840 | 11 | MERCURY SOLAR SYSTEMS | PSE&G BPU | No | Complete | 2010-08-17 | 2010-12-14 | 2011-01-18 | 2011-01-18
REIPNR-08311 | SREC Solar | HAASE | SOMERSET TIRE SERVICE | 458.8 | 22940 | Commercial |  | BRIDGEWATER | 8007 | 14 | ADVANCED SOLAR PRODUCTS FLEMINGTON | PSE&G BPU | No | Complete | 2010-08-17 | 2011-06-08 | 2011-10-21 | 2011-11-29
REIPNR-08312 | SREC Solar | LOWELL | LOWELL INTERNATIONAL COMPANY | 288.4 | 0 | Commercial | 1 | EDISON | 8817 | 11 | TRINITY HEATING AND AIR | PSE&G BPU | No | Complete | 2010-08-17 | 2011-02-04 | 2011-03-23 | 2011-03-23
REIPNR-08313 | SREC Solar | SURGENT | SURGENTS ELITE SCHOOL OF GYMNASI | 44.1 | 0 | Commercial |  | WESTFIELD | 7090 | 10 | REDCO ENGINEERING & CONSTRUCTION CORP. | PSE&G BPU | No | Complete | 2010-08-17 | 2010-12-17 | 2011-04-11 | 2011-04-11
REIPNR-08314 | SREC Solar | WRIGHT | PARK RIDGE SCHOOL DISTRICT | 78.4 | 0 | School Public K-12 |  | PARK RIDGE | 7656 | 7 | SMAC | Not Known | No | Complete | 2010-08-17 | 2011-05-23 | 2011-07-06 | 2011-07-06
REIPNR-08315 | SREC Solar | WRIGHT | PARK RIDGE SCHOOL DISTRICT | 144.256 | 0 | School Public K-12 |  | PARK RIDGE | 7656 | 7 | SMAC | Not Known | No | Complete | 2010-08-17 | 2011-05-23 | 2011-07-06 | 2011-07-06
REIPNR-08316 | SREC Solar | WRIGHT | PARK RIDGE SCHOOL DISTRICT | 141.12 | 0 | School Public K-12 | 0 | PARK RIDGE | 7656 | 7 | SMAC | Not Known | No | Complete | 2010-08-17 | 2011-05-23 | 2011-07-06 | 2011-07-06
REIPNR-08317 | SREC Solar | EHRENREICH | YOUNG'S LANDSCAPE MANAGEMENT | 25.9 | 0 | Commercial | 1 | LUMBERTON | 8048 | 13 | BRITE IDEA ENERGY | PSE&G BPU | No | Complete | 2010-08-17 | 2011-04-28 | 2011-06-07 | 2011-06-07
REIPNR-08318 | SREC Solar | CURRAN |  | 6.02 | 0 | Residential |  | COLONIA | 7067 | 10 | A-TOP ALTERNATIVE ENERGY | PSE&G BPU | No | Complete | 2010-08-17 | 2010-10-06 | 2010-10-25 | 2010-10-25
REIPNR-08319 | SREC Solar | EHRENREICH | YOUNG'S LANDSCAPE MANAGEMENT | 35.15 | 0 | Commercial |  | LUMBERTON | 8048 | 13 | BRITE IDEA ENERGY | PSE&G BPU | No | Complete | 2010-08-17 | 2011-04-28 | 2011-06-07 | 2011-06-07
REIPNR-08320 | SREC Solar | BALDWIN |  | 5.04 | 0 | Residential |  | NEW BRUNSWICK | 8901 | 11 | THE SOLAR CENTER, INC. | PSE&G BPU | No | Complete | 2010-08-17 | 2010-09-30 | 2010-10-25 | 2010-10-25
REIPNR-08321 | SREC Solar | HENRY | ARTHUR HENRY INC | 61.38 | 0 | Commercial |  | EGG HARBOR TWP | 8234 | 19 | BRITE IDEA ENERGY | AC Electric | No | Complete | 2010-08-17 | 2011-03-30 | 2011-05-03 | 2011-05-03
REIPNR-08322 | SREC Solar | GAO |  | 12.996 | 0 | Residential |  | LUMBERTON | 8048 | 13 | AMERICAN RENEWABLE ENERGY, INC | PSE&G BPU | No | Complete | 2010-08-17 | 2010-12-01 | 2011-02-16 | 2011-02-16
REIPNR-08323 | SREC Solar | HENRY | ARTHUR HENRY INC | 33.66 | 0 | Commercial |  | EGG HARBOR TWP | 8234 | 19 | BRITE IDEA ENERGY | AC Electric | No | Complete | 2010-08-17 | 2011-03-30 | 2011-05-03 | 2011-05-03
REIPNR-08324 | SREC Solar | SINGH |  | 10.335 | 0 | Residential |  | SOMERSET | 8873 | 5 | ALTERNATIVE LIGHT & ENERGY SOLUTIONS | PSE&G BPU | No | Complete | 2010-08-17 | 2010-11-24 | 2011-01-20 | 2011-01-20
REIPNR-08326 | SREC Solar | CROTTY |  | 8.385 | 0 | Residential |  | PENNINGOTN | 8534 | 12 | ALTERNATIVE LIGHT & ENERGY SOLUTIONS | PSE&G BPU | No | Complete | 2010-08-17 | 2010-12-08 | 2011-03-10 | 2011-03-10
REIPNR-08328 | SREC Solar | WINZINGER |  | 18.48 | 0 | Residential |  | BORDENTOWN | 8505 | 13 | TRIM-O-TECH, LLC | PSE&G BPU | No | Complete | 2010-08-17 | 2011-02-02 | 2011-03-10 | 2011-03-10
REIPNR-08329 | SREC Solar | BATTISTE |  | 2.76 | 0 | Residential | 1 | CLARK | 7066 | 10 | TRINITY HEATING AND AIR | PSE&G BPU | No | Complete | 2010-08-17 | 2010-11-19 | 2010-12-08 | 2010-12-08
REIPNR-08330 | SREC Solar | VAVRECAN |  | 3.22 | 0 | Residential | 1 | WEEHAWKEN | 7086 | 8 | TRINITY HEATING AND AIR | PSE&G BPU | No | Complete | 2010-08-17 | 2011-06-17 | 2011-07-06 | 2011-07-06
REIPNR-08332 | SREC Solar | SCHOENEBERG |  | 9.84 | 0 | Residential | 1 | FORKED RIVER | 8731 | 18 | TRINITY HEATING AND AIR | JCP&L | No | Complete | 2010-08-17 | 2010-12-14 | 2011-01-24 | 2011-01-24
REIPNR-08333 | SREC Solar | FARBER |  | 5.805 | 0 | Residential |  | FLORHAM PARK | 7932 | 3 | ALTERNATIVE LIGHT & ENERGY SOLUTIONS | JCP&L | No | Complete | 2010-08-17 | 2010-09-29 | 2011-03-24 | 2011-03-24
REIPNR-08337 | SREC Solar | PHILHOWER |  | 6.16 | 0 | Residential | 1 | CALIFON | 7830 | 4 | TRINITY HEATING AND AIR | JCP&L | No | Complete | 2010-08-17 | 2010-12-14 | 2011-01-24 | 2011-01-24
REIPNR-08338 | SREC Solar | KOLBECK |  | 7.52 | 0 | Residential | 1 | SPOTSWOOD | 8884 | 11 | TRINITY HEATING AND AIR | JCP&L | No | Complete | 2010-08-17 | 2010-12-20 | 2011-01-24 | 2011-01-24
REIPNR-08339 | SREC Solar | MACCHIA |  | 4.6 | 0 | Residential | 1 | WILLIAMSTOWN | 8094 | 15 | TRINITY HEATING AND AIR | Not Known | No | Complete | 2010-08-17 | 2010-12-14 | 2011-01-24 | 2011-01-24
REIPNR-08340 | SREC Solar | GIGLIO |  | 8.46 | 0 | Residential |  | HIGHTSTOWN | 8520 | 12 | TRINITY HEATING AND AIR | JCP&L | No | Complete | 2010-08-17 | 2011-02-10 | 2011-03-24 | 2011-03-24
REIPNR-08341 | SREC Solar | ROBINSON |  | 10.045 | 0 | Residential |  | JACKSON | 8527 | 18 | TRINITY HEATING AND AIR | JCP&L | No | Complete | 2010-08-17 | 2010-12-13 | 2011-01-29 | 2011-01-29
REIPNR-08343 | SREC Solar | FLORIO |  | 9.225 | 0 | Residential |  | TOMS RIVER | 8755 | 18 | TRINITY HEATING AND AIR | JCP&L | No | Complete | 2010-08-17 | 2010-12-06 | 2011-01-18 | 2011-01-18
REIPNR-08344 | SREC Solar | SOMANI |  | 8.82 | 0 | Residential |  | PLAINSBORO | 8536 | 11 | SUREWAVE SOLAR/LIGHTWAVE | PSE&G BPU | No | Complete | 2010-08-17 | 2010-11-29 | 2011-02-14 | 2011-02-14
REIPNR-08345 | SREC Solar | CARPO | TRUCKMASTERS, INC | 47.52 | 0 | Commercial |  | HAMMONTON | 8037 | 19 | MERCURY SOLAR SYSTEMS | AC Electric | No | Complete | 2010-08-17 | 2010-12-09 | 2011-01-18 | 2011-01-18
REIPNR-08346 | SREC Solar | HAHN |  | 7.8 | 0 | Residential |  | SUMMIT | 7901 | 10 | ALTERNATIVE LIGHT & ENERGY SOLUTIONS | JCP&L | No | Complete | 2010-08-17 | 2010-12-09 | 2011-03-24 | 2011-03-24
REIPNR-08347 | SREC Solar | PAIGE |  | 4.515 | 0 | Residential |  | ELIZABETH | 7201 | 10 | ALTERNATIVE LIGHT & ENERGY SOLUTIONS | PSE&G BPU | No | Complete | 2010-08-17 | 2011-04-04 | 2011-06-03 | 2011-06-03
REIPNR-08348 | SREC Solar | JAVAN |  | 3.15 | 0 | Residential |  | PISCATAWAY | 8854 | 11 | GEOPEAK ENERGY LLC | PSE&G BPU | No | Complete | 2010-08-17 | 2010-11-03 | 2010-11-30 | 2010-11-30
REIPNR-08349 | SREC Solar | PALMER |  | 7.59 | 0 | Residential |  | WEST DEPFORD | 8096 | 15 | SOLAR WORKS NJ | PSE&G BPU | No | Complete | 2010-08-17 | 2011-02-17 | 2011-03-10 | 2011-03-10
REIPNR-08350 | SREC Solar | TICE |  | 11.97 | 0 | Residential |  | ELMER | 8318 | 16 | MERCURY SOLAR SYSTEMS | AC Electric | No | Complete | 2010-08-17 | 2010-09-28 | 2010-10-25 | 2010-10-25
REIPNR-08351 | SREC Solar | SELL |  | 5.98 | 0 | Residential |  | MOORESTOWN | 8057 | 13 | TRINITY HEATING AND AIR | PSE&G BPU | No | Complete | 2010-08-17 | 2010-12-06 | 2011-01-10 | 2011-01-10
REIPNR-08352 | SREC Solar | DIGORGIO |  | 9.87 | 0 | Residential |  | HILLSBOROUGH | 8844 | 5 | TRINITY HEATING AND AIR | JCP&L | No | Complete | 2010-08-17 | 2011-06-17 | 2011-07-06 | 2011-07-06
REIPNR-08353 | SREC Solar | FIAMINGO |  | 7.48 | 0 | Residential |  | MANAHAWKIN | 8050 | 18 | TRINITY HEATING AND AIR | AC Electric | No | Complete | 2010-08-17 | 2010-10-19 | 2010-11-09 | 2010-11-09
REIPNR-08354 | SREC Solar | MARCONI |  | 9.68 | 0 | Residential |  | BRANCHBURG | 8876 | 5 | TRINITY HEATING AND AIR | JCP&L | No | Complete | 2010-08-17 | 2010-11-17 | 2010-12-08 | 2010-12-08
REIPNR-08355 | SREC Solar | GOPU |  | 7.82 | 0 | Residential |  | EAST BRUNSWICK | 8816 | 11 | TRINITY HEATING AND AIR | PSE&G BPU | No | Complete | 2010-08-17 | 2010-11-17 | 2010-11-30 | 2010-11-30
REIPNR-08356 | SREC Solar | KAUFMAN | THOMAS H COX & SONS/SAMMYROO | 35.88 | 0 | Commercial |  | LINDEN | 7036 | 10 | MERCURY SOLAR SYSTEMS | PSE&G BPU | No | Complete | 2010-08-17 | 2010-10-29 | 2010-11-30 | 2010-11-30
REIPNR-08357 | SREC Solar | CULLOO |  | 8.28 | 0 | Residential | 1 | BRICK | 8724 | 18 | RELIABLE POWER SERVICES, INC. | JCP&L | No | Complete | 2010-08-17 | 2010-12-06 | 2011-01-20 | 2011-01-20
REIPNR-08358 | SREC Solar | FREDERICKS |  | 11.1 | 0 | Residential |  | BRICK | 8724 | 18 | RELIABLE POWER SERVICES, INC. | JCP&L | No | Complete | 2010-08-17 | 2010-11-17 | 2011-01-20 | 2011-01-20
REIPNR-08360 | SREC Solar | ERNANDES | NORTH HANOVER TOWNSHIP SCHOOL | 321.36 | 0 | School Public K-12 |  | WRIGHTSTOWN | 8562 | 13 | RAY ANGELINI, INC. | JCP&L | No | Complete | 2010-08-17 | 2011-03-10 | 2011-05-11 | 2011-05-11
REIPNR-08361 | SREC Solar | GRABICH |  | 7.36 | 0 | Residential |  | SURF CITY | 8008 | 18 | LIGHTWAVE PROPERTIES, LLC | AC Electric | No | Complete | 2010-08-17 | 2010-10-25 | 2011-01-20 | 2011-01-20
REIPNR-08362 | SREC Solar | WOODE |  | 13.865 | 0 | Residential | 1 | MILLSTONE TOWNSHIP | 8535 | 17 | TRINITY HEATING AND AIR | JCP&L | No | Complete | 2010-08-17 | 2011-03-23 | 2011-04-22 | 2011-04-22
REIPNR-08363 | SREC Solar | VERLANDER | THE KING'S CHRISTIAN SCHOOL | 585 | 0 | School Other | 1 | CHERRY HILL | 8003 | 14 | JUST SOLAR, LLC | PSE&G BPU | No | Complete | 2010-08-17 | 2010-11-05 | 2010-12-30 | 2010-12-30
REIPNR-08364 | SREC Solar | VISBEEN | 555 GOFFLE REALTY LLC | 41.48 | 0 | Commercial |  | RIDGEWOOD | 7450 | 7 | SUN FARM NETWORK | PSE&G BPU | No | Complete | 2010-08-17 | 2011-12-08 | 2012-01-04 | 2012-01-04
REIPNR-08366 | SREC Solar | YOUNG |  | 5.46 | 0 | Residential | 1 | HOWELL | 7731 | 17 | RELIABLE POWER SERVICES, INC. | JCP&L | No | Complete | 2010-08-17 | 2010-12-22 | 2011-02-16 | 2011-02-16
REIPNR-08368 | SREC Solar | RETZ |  | 8.1 | 0 | Residential |  | SOMERSET | 8873 | 5 | GEOGENIX | PSE&G BPU | No | Complete | 2010-08-17 | 2011-01-06 | 2011-02-14 | 2011-02-14
REIPNR-08369 | SREC Solar | SEABROOK | SEABROOK BROTHERS & SONS | 3211.26 | 0 | Commercial | 1 | SEABROOK | 8302 | 20 | DCO ENERGY, LLC | AC Electric | No | Complete | 2010-08-17 | 2011-04-06 | 2011-05-26 | 2011-05-26
REIPNR-08370 | SREC Solar | MAYS |  | 11.5 | 0 | Residential |  | FREEHOLD | 7728 | 17 | TRINITY HEATING AND AIR | JCP&L | No | Complete | 2010-08-17 | 2011-01-25 | 2011-03-08 | 2011-03-08
REIPNR-08371 | SREC Solar | BANZ |  | 6.45 | 0 | Residential |  | AVENEL | 7001 | 11 | A-TOP ALTERNATIVE ENERGY | PSE&G BPU | No | Complete | 2010-08-17 | 2010-09-29 | 2010-11-09 | 2010-11-09
REIPNR-08372 | SREC Solar | COSH | BERKSHIRE VALLEY SELF STORAGE | 16.128 | 0 | Commercial |  | OAK RIDGE | 7438 | 6 | SELF INSTALL | JCP&L | No | Complete | 2010-08-17 | 2010-12-22 | 2011-02-16 | 2011-02-16
REIPNR-08373 | SREC Solar | MCKEE |  | 7.56 | 0 | Residential |  | SALEM | 8079 | 16 | MERCURY SOLAR SYSTEMS | AC Electric | No | Complete | 2010-08-17 | 2010-09-22 | 2010-10-08 | 2010-10-08
REIPNR-08374 | SREC Solar | KHAW |  | 7.2 | 0 | Residential |  | PLAINSBORO | 8536 | 11 | GEOGENIX | PSE&G BPU | No | Complete | 2010-08-17 | 2010-11-17 | 2011-01-20 | 2011-01-20
REIPNR-08375 | SREC Solar | ABAPO |  | 4.5 | 0 | Residential |  | TOMS RIVER | 8755 | 18 | MERCURY SOLAR SYSTEMS | JCP&L | No | Complete | 2010-08-17 | 2010-10-07 | 2010-10-25 | 2010-10-25
REIPNR-08376 | SREC Solar | HERWIG |  | 7.56 | 0 | Residential |  | WOODBURY | 8096 | 15 | MERCURY SOLAR SYSTEMS | PSE&G BPU | No | Complete | 2010-08-25 | 2010-10-04 | 2010-10-25 | 2010-10-25
REIPNR-08378 | SREC Solar | HEMIGHAUS |  | 10.92 | 0 | Residential |  | BRIDGETON | 8302 | 20 | MERCURY SOLAR SYSTEMS | AC Electric | No | Complete | 2010-08-25 | 2010-10-01 | 2010-10-25 | 2010-10-25
REIPNR-08379 | SREC Solar | SCHMALZ |  | 7.56 | 0 | Residential |  | BRICK | 8724 | 18 | MERCURY SOLAR SYSTEMS | JCP&L | No | Complete | 2010-08-25 | 2010-10-14 | 2010-11-09 | 2010-11-09
REIPNR-08380 | SREC Solar | BOKASH |  | 1.29 | 0 | Residential |  | BRIDGETON | 8302 | 20 | MERCURY SOLAR SYSTEMS | AC Electric | No | Complete | 2010-08-25 | 2010-11-02 | 2010-11-30 | 2010-11-30
REIPNR-08381 | SREC Solar | KUREK |  | 5.76 | 0 | Residential |  | BELLMAWR | 8031 | 14 | SUNPOL LLC | PSE&G BPU | No | Complete | 2010-08-25 | 2011-07-19 | 2011-11-03 | 2011-11-03
REIPNR-08382 | SREC Solar | MATTHEWS |  | 10.92 | 0 | Residential |  | MOUNTAINSIDE | 7092 | 10 | 1ST LIGHT ENERGY, INC. | PSE&G BPU | No | Complete | 2010-08-25 | 2011-01-18 | 2011-03-25 | 2011-03-25
REIPNR-08384 | SREC Solar | DESCHAINE |  | 3.225 | 0 | Residential |  | DELRAN | 8075 | 13 | SOLULAR LLC/RWD CONSULTANTS | PSE&G BPU | No | Complete | 2010-08-25 | 2010-12-21 | 2011-01-24 | 2011-01-24
REIPNR-08385 | SREC Solar | BUCKLEY |  | 6.3 | 0 | Residential | 1 | HOWELL | 7731 | 17 | RELIABLE POWER SERVICES, INC. | JCP&L | No | Complete | 2010-08-25 | 2010-12-06 | 2011-01-20 | 2011-01-20
REIPNR-08386 | SREC Solar | LO |  | 8.325 | 0 | Residential | 1 | WALL | 7731 | 17 | RELIABLE POWER SERVICES, INC. | JCP&L | No | Complete | 2010-08-25 | 2010-12-06 | 2011-04-21 | 2011-04-21
REIPNR-08387 | SREC Solar | COVIELLO |  | 6.44 | 0 | Residential | 1 | SPRING LAKE HEIGHTS | 7762 | 17 | RELIABLE POWER SERVICES, INC. | JCP&L | No | Complete | 2010-08-25 | 2010-11-24 | 2011-01-20 | 2011-01-20
REIPNR-08388 | SREC Solar | MESSINA | BERNARDS TOWNSHIP SEWERAGE | 1051.05 | 0 | Commercial |  | BERNARDS TOWNSHIP | 7920 | 5 | DOBCO SOLAR & ELECTRIC LLC | JCP&L | No | Complete | 2010-08-25 | 2011-12-15 | 2012-01-17 | 2012-01-17
REIPNR-08389 | SREC Solar | SCHAPPERT |  | 16.685 | 0 | Residential |  | MOORESTOWN | 8057 | 13 | TRINITY HEATING AND AIR | PSE&G BPU | No | Complete | 2010-08-25 | 2010-12-17 | 2011-02-11 | 2011-02-11
REIPNR-08390 | SREC Solar | GALLAGHER |  | 7.02 | 0 | Residential |  | SICKLERVILLE | 8081 | 14 | TRINITY HEATING AND AIR | AC Electric | No | Complete | 2010-08-25 | 2010-11-19 | 2010-12-22 | 2010-12-22
REIPNR-08391 | SREC Solar | STRACCIONE |  | 7.2 | 0 | Residential |  | MARLTON | 8053 | 13 | MERCURY SOLAR SYSTEMS | PSE&G BPU | No | Complete | 2010-08-25 | 2010-09-22 | 2010-10-08 | 2010-10-08
REIPNR-08392 | SREC Solar | NIGRO | PASSAIC COUNTY BUILDING, GROUNDS | 261.08 | 0 | Commercial | 1 | TOTOWA | 7512 | 6 | MERCURY SOLAR SYSTEMS | PSE&G BPU | No | Complete | 2010-08-25 | 2010-09-15 | 2010-11-19 | 2010-11-19
REIPNR-08393 | SREC Solar | LOEW | LOEWS NURSERY, LLC | 30.08 | 0 | Commercial |  | BRIDGETON | 8302 | 20 | SHERWOOD ELECTRIC CO. INC. | AC Electric | No | Complete | 2010-08-25 | 2011-06-29 | 2011-08-05 | 2011-08-05
REIPNR-08395 | SREC Solar | LITTLE | WILSHIRE ASSOCIATES | 43.47 | 0 | Commercial |  | SHORT HILLS | 7078 | 9 | TRINITY HEATING AND AIR | JCP&L | No | Complete | 2010-08-25 | 2010-09-02 | 2010-10-21 | 2010-10-21
REIPNR-08396 | SREC Solar | ROSENSTRAUS |  | 9.45 | 0 | Residential |  | SOMERSET | 8873 | 5 | GEOGENIX | PSE&G BPU | No | Complete | 2010-08-25 | 2010-11-17 | 2011-01-10 | 2011-01-10
REIPNR-08397 | SREC Solar | DECKER | FRANKLIN SQUARE SHOPPING | 11.5 | 0 | Commercial |  | FRANKLIN LAKES | 7417 | 7 | EAST COAST ALTERNATIVE ENERGY | Orange & Rockland Elec | No | Complete | 2010-08-25 | 2010-11-17 | 2010-12-30 | 2010-12-30
REIPNR-08398 | SREC Solar | MARINELLI |  | 6.48 | 0 | Residential |  | SOUTH BRUNSWICK | 8824 | 11 | TRINITY HEATING AND AIR | PSE&G BPU | No | Complete | 2010-08-25 | 2011-01-07 | 2011-02-21 | 2011-02-21
REIPNR-08399 | SREC Solar | ROWE |  | 8.815 | 0 | Residential |  | OXFORD | 7863 | 2 | TRINITY HEATING AND AIR | JCP&L | No | Complete | 2010-08-25 | 2010-12-14 | 2011-01-24 | 2011-01-24
REIPNR-08401 | SREC Solar | SILVERSTEIN |  | 13.86 | 0 | Residential |  | SCOTCH PLAINS TWP | 7076 | 10 | 1ST LIGHT ENERGY, INC. | PSE&G BPU | No | Complete | 2010-08-25 | 2011-02-16 | 2011-05-13 | 2011-05-13
REIPNR-08403 | SREC Solar | NOBLE |  | 9.2 | 0 | Residential |  | HAINESPORT | 8036 | 13 | SOLAR WORKS NJ | PSE&G BPU | No | Complete | 2010-08-25 | 2010-11-22 | 2011-02-14 | 2011-02-14
REIPNR-08404 | SREC Solar | SUTTER | COASTAL ROOFING LLC | 26.73 | 0 | Commercial |  | WSET CREEK | 8092 | 18 | MERCURY SOLAR SYSTEMS | AC Electric | No | Complete | 2010-08-25 | 2011-08-15 | 2011-08-23 | 2011-08-23
REIPNR-08405 | SREC Solar | RICHARDS |  | 9.89 | 0 | Residential |  | SOMERSET | 8873 | 5 | GEOPEAK ENERGY LLC | PSE&G BPU | No | Complete | 2010-08-25 | 2010-11-02 | 2010-11-30 | 2010-11-30
REIPNR-08406 | SREC Solar | GRADY | CENTER SUN, LLC | 347.76 | 0 | Commercial |  | WAYNE | 7470 | 6 | SOCORE ENERGY | PSE&G BPU | No | Complete | 2010-08-25 | 2010-12-14 | 2011-02-16 | 2011-02-16
REIPNR-08407 | SREC Solar | BOVE |  | 5.94 | 0 | Residential | 1 | RARITAN | 8869 | 5 | GEOGENIX | PSE&G BPU | No | Complete | 2010-08-25 | 2010-10-27 | 2010-11-30 | 2010-11-30
REIPNR-08409 | SREC Solar | VALEKIUS | KATHY PROPERTY MGR US REALTY | 60.72 | 0 | Commercial | 0 | MCKEE CITY | 8234 | 19 | SOLAR RAINBOW SERVICES LLC | PSE&G BPU | No | Complete | 2010-08-25 | 2011-07-14 | 2011-08-29 | 2011-08-29
REIPNR-08411 | SREC Solar | PANACCIONE |  | 9.66 | 0 | Residential | 1 | HOWELL | 7731 | 17 | RELIABLE POWER SERVICES, INC. | JCP&L | No | Complete | 2010-08-25 | 2010-11-17 | 2010-12-30 | 2010-12-30
REIPNR-08412 | SREC Solar | NOLAN |  | 4.14 | 0 | Residential | 1 | SOUTHAMPTON | 8088 | 13 | TRINITY HEATING AND AIR | PSE&G BPU | No | Complete | 2010-08-25 | 2011-02-01 | 2011-03-02 | 2011-03-02
REIPNR-08413 | SREC Solar | BRICKNER |  | 9.02 | 0 | Residential | 1 | JACKSON | 8527 | 18 | TRINITY HEATING AND AIR | JCP&L | No | Complete | 2010-08-25 | 2011-02-01 | 2011-03-10 | 2011-03-10
REIPNR-08414 | SREC Solar | COOPER |  | 4.44 | 0 | Residential | 1 | RIVERVALE | 7675 | 7 | TRINITY HEATING AND AIR | PSE&G BPU | No | Complete | 2010-08-25 | 2011-02-04 | 2011-03-23 | 2011-03-23
REIPNR-08415 | SREC Solar | BERNSTEIN |  | 6.9 | 0 | Residential |  | PENNINGOTN | 8534 | 12 | JERSEY SOLAR, LLC | JCP&L | No | Complete | 2010-08-25 | 2010-10-07 | 2010-10-21 | 2010-10-21
REIPNR-08416 | SREC Solar | CLEMENTE |  | 7.995 | 0 | Residential |  | PENNSAUKEN | 8109 | 14 | CORBIN SOLAR SOLUTIONS, LLC | PSE&G BPU | No | Complete | 2010-08-25 | 2010-10-01 | 2010-11-19 | 2010-11-19
REIPNR-08417 | SREC Solar | PERRY |  | 6.02 | 0 | Residential |  | SHIP BOTTOM | 8008 | 18 | CORBIN SOLAR SOLUTIONS, LLC | AC Electric | No | Complete | 2010-08-25 | 2010-12-22 | 2011-02-11 | 2011-02-11
REIPNR-08418 | SREC Solar | OKERSON |  | 11.7 | 0 | Residential |  | FREEHOLD | 7728 | 17 | CORBIN SOLAR SOLUTIONS, LLC | JCP&L | No | Complete | 2010-08-25 | 2010-10-20 | 2010-11-19 | 2010-11-19
REIPNR-08419 | SREC Solar | GURAL |  | 7.74 | 0 | Residential |  | COLUMBIA | 7832 | 2 | CORBIN SOLAR SOLUTIONS, LLC | JCP&L | No | Complete | 2010-08-25 | 2010-09-30 | 2010-10-25 | 2010-10-25
REIPNR-08420 | SREC Solar | ROLANDO | EARTHTECH ASSOCIATES | 28.52 | 0 | Commercial |  | VERNON | 7462 | 1 | ELECTRICAL POWER SOLUTIONS | JCP&L | No | Complete | 2010-08-25 | 2010-12-21 | 2011-03-09 | 2011-03-09
REIPNR-08421 | SREC Solar | KAMBHAMPATI |  | 9.87 | 0 | Residential |  | HOLMDEL | 7733 | 17 | TRINITY HEATING AND AIR | JCP&L | No | Complete | 2010-08-25 | 2010-12-14 | 2011-01-24 | 2011-01-24
REIPNR-08422 | SREC Solar | RAMACHANDWAN |  | 9.66 | 0 | Residential |  | HOLMDEL | 7733 | 17 | TRINITY HEATING AND AIR | JCP&L | No | Complete | 2010-08-25 | 2010-12-14 | 2011-01-24 | 2011-01-24
REIPNR-08426 | SREC Solar | LOFTUS |  | 5.16 | 0 | Residential |  | DELANCO | 8075 | 13 | SOLULAR LLC/RWD CONSULTANTS | PSE&G BPU | No | Complete | 2010-08-25 | 2010-11-19 | 2011-01-29 | 2011-01-29
REIPNR-08427 | SREC Solar | MARAZACCO |  | 8.1 | 0 | Residential | 1 | LODI | 7644 | 7 | MERCURY SOLAR SYSTEMS | PSE&G BPU | No | Complete | 2010-08-25 | 2010-12-06 | 2011-01-10 | 2011-01-10
REIPNR-08428 | SREC Solar | MARAZACCO |  | 4.995 | 0 | Residential | 1 | LODI | 7644 | 7 | MERCURY SOLAR SYSTEMS | PSE&G BPU | No | Complete | 2010-08-25 | 2010-12-06 | 2011-01-10 | 2011-01-10
REIPNR-08429 | SREC Solar | BECK |  | 4.6 | 0 | Residential |  | BOUND BROOK | 8805 | 5 | MERCURY SOLAR SYSTEMS | PSE&G BPU | No | Complete | 2010-08-25 | 2010-11-29 | 2011-01-10 | 2011-01-10
REIPNR-08431 | SREC Solar | BOWEN |  | 10.34 | 0 | Residential |  | EGG HARBOR TWP | 8234 | 19 | MERCURY SOLAR SYSTEMS | AC Electric | No | Complete | 2010-08-25 | 2010-09-30 | 2011-01-10 | 2011-01-10
REIPNR-08432 | SREC Solar | BORRELLI |  | 5.52 | 0 | Residential | 1 | COLUMBUS | 8022 | 13 | TRINITY HEATING AND AIR | PSE&G BPU | No | Complete | 2010-08-25 | 2010-11-17 | 2010-12-08 | 2010-12-08
REIPNR-08433 | SREC Solar | MARAZACCO |  | 9.89 | 0 | Residential | 1 | FORKED RIVER | 8731 | 18 | MERCURY SOLAR SYSTEMS | JCP&L | No | Complete | 2010-08-25 | 2010-09-30 | 2010-10-25 | 2010-10-25
REIPNR-08434 | SREC Solar | ALEJO |  | 2.34 | 0 | Residential |  | AVENEL | 7001 | 11 | ALTERNATIVE LIGHT & ENERGY SOLUTIONS | PSE&G BPU | No | Complete | 2010-08-25 | 2010-09-29 | 2011-01-20 | 2011-01-20
REIPNR-08435 | SREC Solar | DINEEN |  | 7.095 | 0 | Residential |  | SOUTH ORANGE | 7079 | 9 | ALTERNATIVE LIGHT & ENERGY SOLUTIONS | PSE&G BPU | No | Complete | 2010-08-25 | 2010-12-03 | 2011-03-23 | 2011-03-23
REIPNR-08437 | SREC Solar | STEWART-GRAHAM |  | 5.85 | 0 | Residential |  | OLD BRIDGE | 8857 | 11 | ALTERNATIVE LIGHT & ENERGY SOLUTIONS | JCP&L | No | Complete | 2010-08-25 | 2011-06-09 | 2011-10-17 | 2011-10-17
REIPNR-08438 | SREC Solar | MILLER |  | 6.66 | 0 | Residential | 1 | HACKETSTOWN | 7840 | 2 | THE SOLAR CENTER, INC. | JCP&L | No | Complete | 2010-08-25 | 2011-01-13 | 2011-02-10 | 2011-02-10
REIPNR-08439 | SREC Solar | RAJHEL |  | 8.4 | 0 | Residential |  | JACKSON | 8527 | 18 | TRINITY HEATING AND AIR | JCP&L | No | Complete | 2010-08-25 | 2010-12-30 | 2011-01-24 | 2011-01-24
REIPNR-08440 | SREC Solar | LAMANNA |  | 7.82 | 0 | Residential | 1 | LEDGEWOOD | 7852 | 3 | TRINITY HEATING AND AIR | JCP&L | No | Complete | 2010-08-25 | 2010-12-06 | 2011-01-24 | 2011-01-24
REIPNR-08441 | SREC Solar | DECLESIS | ALCATEL-LUCENT | 1185.504 | 0 | Commercial | 1 | MURRAY HILL | 7974 | 10 | SUNPOWER CORPORATION | JCP&L | No | Complete | 2010-08-25 | 2011-06-03 | 2011-06-20 | 2011-06-20
REIPNR-08442 | SREC Solar | CLARK |  | 14.72 | 0 | Residential |  | NEWTON | 7860 | 1 | TRINITY HEATING AND AIR | JCP&L | No | Complete | 2010-08-25 | 2010-10-12 | 2010-11-09 | 2010-11-09
REIPNR-08444 | SREC Solar | MAZZA |  | 17.55 | 0 | Residential |  | BRIDGETON | 8302 | 20 | GO SOLAR ELECTRIC, LLC | AC Electric | No | Complete | 2010-08-25 | 2010-12-29 | 2011-01-29 | 2011-01-29
REIPNR-08445 | SREC Solar | GIARRUSSO |  | 11.73 | 0 | Residential |  | HOWELL | 7731 | 17 | RELIABLE POWER SERVICES, INC. | JCP&L | No | Complete | 2010-08-25 | 2010-12-17 | 2011-02-16 | 2011-02-16
REIPNR-08446 | SREC Solar | SEARS |  | 4.6 | 0 | Residential | 1 | BRICK | 8724 | 18 | RELIABLE POWER SERVICES, INC. | JCP&L | No | Complete | 2010-08-25 | 2011-04-13 | 2011-10-12 | 2011-10-12
REIPNR-08447 | SREC Solar | SCHNEIDER |  | 8.28 | 0 | Residential |  | BLACKWOOD | 8012 | 14 | MERCURY SOLAR SYSTEMS | PSE&G BPU | No | Complete | 2010-08-25 | 2010-11-17 | 2010-12-08 | 2010-12-08
REIPNR-08448 | SREC Solar | TAYLOR |  | 6.51 | 0 | Residential |  | LUMBERTON | 8048 | 13 | MERCURY SOLAR SYSTEMS | PSE&G BPU | No | Complete | 2010-08-25 | 2010-11-03 | 2011-01-10 | 2011-01-10
REIPNR-08449 | SREC Solar | MEYER | OCEAN LANES | 57.33 | 0 | Commercial |  | LAKEWOOD | 8701 | 18 | AROSA SOLAR ENERGY, INC | JCP&L | No | Complete | 2010-08-25 | 2010-09-14 | 2010-10-21 | 2010-10-21
REIPNR-08450 | SREC Solar | MATVIENKO |  | 9.675 | 0 | Residential |  | LAKEWOOD | 8701 | 18 | AROSA SOLAR ENERGY, INC | JCP&L | No | Complete | 2010-08-25 | 2010-09-02 | 2010-09-23 | 2010-09-23
REIPNR-08451 | SREC Solar | MUELLER |  | 20.085 | 0 | Residential |  | HAMMONTON | 8037 | 19 | RENERGY, INC. | AC Electric | No | Complete | 2010-08-30 | 2010-10-12 | 2010-10-29 | 2010-10-29
REIPNR-08452 | SREC Solar | MATVEENKO | CHURCH OF THE ASSUMPTION | 18.9 | 0 | Commercial | 1 | GALLOWAY | 8205 | 19 | CALVI ELECTRIC COMPANY | AC Electric | No | Complete | 2010-08-30 | 2011-07-12 | 2011-08-05 | 2011-08-05
REIPNR-08453 | SREC Solar | GRANT | COLLEX COLLISION EXPERTS | 39.36 | 0 | Commercial | 1 | SHREWSBURY | 7702 | 17 | APOLLO SOLAR / DP CONSTRUCTION | JCP&L | No | Complete | 2010-08-30 | 2012-01-06 | 2012-01-20 | 2012-01-20
REIPNR-08454 | SREC Solar | SPALT | DYNAMIC ENGINEERING CONSULTANTS | 48.51 | 0 | Commercial |  | LAKE COMO | 7719 | 17 | JERSEY SOLAR, LLC | JCP&L | No | Complete | 2010-08-30 | 2010-11-08 | 2010-12-14 | 2010-12-14
REIPNR-08455 | SREC Solar | SERINESSE | TIMOTHY'S CENTER FOR GARDENING | 48.4 | 0 | Commercial |  | ROBBINSVILLE | 8691 | 12 | GEOPEAK ELECTRIC | Not Known | No | Complete | 2010-08-30 | 2011-01-07 | 2011-02-04 | 2011-02-04
REIPNR-08457 | SREC Solar | WUILLERMIN |  | 22.54 | 0 | Commercial |  | HAMMONTON | 8037 | 19 | GO SOLAR ELECTRIC, LLC | AC Electric | No | Complete | 2010-08-30 | 2010-12-01 | 2010-12-22 | 2010-12-22
REIPNR-08458 | SREC Solar | WUILLERMIN |  | 14.835 | 0 | Commercial |  | HAMMONTON | 8037 | 19 | GO SOLAR ELECTRIC, LLC | AC Electric | No | Complete | 2010-08-30 | 2010-11-18 | 2010-11-30 | 2010-11-30
REIPNR-08459 | SREC Solar | BERENATO | STONEY CREEK BLUEBERRIES LLC | 15.87 | 0 | Commercial |  | HAMMONTON | 8037 | 19 | GO SOLAR ELECTRIC, LLC | AC Electric | No | Complete | 2010-08-30 | 2011-10-04 | 2012-01-19 | 2012-01-19
REIPNR-08460 | SREC Solar | BERENATO | STONEY CREEK BLUEBERRIES LLC | 27.83 | 0 | Commercial |  | HAMMONTON | 8037 | 19 | GO SOLAR ELECTRIC, LLC | AC Electric | No | Complete | 2010-08-30 | 2012-05-04 | 2012-05-18 | 2012-05-18
REIPNR-08461 | SREC Solar | BERENATO | STONEY CREEK BLUEBERRIES | 23.92 | 0 | Commercial |  | HAMMONTON | 8037 | 19 | GO SOLAR ELECTRIC, LLC | AC Electric | No | Complete | 2010-08-30 | 2011-10-04 | 2012-01-19 | 2012-01-19
REIPNR-08462 | SREC Solar | LITTLE | WILSHIRE ASSOCIATES | 49.68 | 0 | Commercial |  | SHORT HILLS | 7078 | 9 | TRINITY HEATING AND AIR | JCP&L | No | Complete | 2010-08-25 | 2010-09-02 | 2010-10-21 | 2010-10-21
REIPNR-08463 | SREC Solar | MASTOWSKI | FEMAST MANAGEMENT | 49.536 | 0 | Commercial |  | MONTVALE | 7645 | 7 | MERCURY SOLAR SYSTEMS | Orange & Rockland Elec | No | Complete | 2010-08-25 | 2010-12-01 | 2011-01-10 | 2011-01-10
REIPNR-08465 | SREC Solar | KELLY |  | 13.68 | 0 | Residential | 1 | BRICK | 8723 | 18 | SUNRAY SOLAR, INC. | JCP&L | No | Complete | 2010-08-25 | 2011-07-26 | 2011-09-28 | 2011-09-28
REIPNR-08466 | SREC Solar | MARTINS | BELLE MEAD ANIMAL | 28.5 | 0 | Commercial | 1 | HILLSBOROUGH | 8844 | 5 | SUNRAY SOLAR, INC. | PSE&G BPU | No | Complete | 2010-08-25 | 2011-10-04 | 2012-04-05 | 2012-04-05
REIPNR-08467 | SREC Solar | CROWTHERS |  | 5.805 | 0 | Residential |  | HADDON TWP | 8107 | 14 | A-TOP ALTERNATIVE ENERGY | PSE&G BPU | No | Complete | 2010-08-25 | 2010-10-06 | 2010-10-25 | 2010-10-25
REIPNR-08468 | SREC Solar | LALLY |  | 8.88 | 0 | Residential |  | TOMS RIVER | 8753 | 18 | SOLAR MITE SOLUTIONS | JCP&L | No | Complete | 2010-08-25 | 2010-09-15 | 2010-11-30 | 2010-11-30
REIPNR-08469 | SREC Solar | WERTH |  | 4.95 | 0 | Residential |  | MARLTON | 8053 | 13 | RENERGY, INC. | PSE&G BPU | No | Complete | 2010-08-25 | 2010-12-14 | 2011-02-04 | 2011-02-04
REIPNR-08470 | SREC Solar | TIETZE |  | 6.02 | 0 | Residential |  | MARLTON | 8053 | 13 | RENERGY, INC. | PSE&G BPU | No | Complete | 2010-08-25 | 2010-11-03 | 2010-12-30 | 2010-12-30
REIPNR-08471 | SREC Solar | MERLINO |  | 47.61 | 0 | Commercial |  | NESCO | 8037 | 19 | GO SOLAR ELECTRIC, LLC | AC Electric | No | Complete | 2010-08-30 | 2012-01-16 | 2012-03-30 | 2012-03-30
REIPNR-08472 | SREC Solar | MANDELBAUM | DAVANNE REALTY CO. | 48.88 | 0 | Commercial |  | EAST BRUNSWICK | 8816 | 11 | VANGUARD ENERGY PARTNERS, LLC | PSE&G BPU | No | Complete | 2010-08-30 | 2010-09-20 | 2010-10-08 | 2010-10-08
REIPNR-08475 | SREC Solar | PHILLIPS | DAVID H POLLOCK CONSULTANTS | 15.98 | 0 | Commercial | 1 | EATONTOWN | 7724 | 17 | TRINITY HEATING AND AIR | JCP&L | No | Complete | 2010-08-30 | 2010-11-08 | 2010-12-14 | 2010-12-14
REIPNR-08476 | SREC Solar | PHILLIPS | ASSOC FOR RETARDED CITZ | 16.92 | 0 | Commercial | 1 | EATONTOWN | 7724 | 17 | TRINITY HEATING AND AIR | JCP&L | No | Complete | 2010-08-30 | 2010-11-08 | 2010-12-14 | 2010-12-14
REIPNR-08477 | SREC Solar | MEISEL |  | 5.28 | 0 | Residential |  | LAWRENCEVILLE | 8648 | 12 | 4BESTSOLAR, LLC | PSE&G BPU | No | Complete | 2010-08-30 | 2011-05-12 | 2011-05-27 | 2011-05-27
REIPNR-08478 | SREC Solar | SAMSON |  | 11.835 | 0 | Residential |  | EAST BRUNSWICK | 8816 | 11 | SAMSON ELECTRIC INC. | PSE&G BPU | No | Complete | 2010-08-30 | 2010-09-09 | 2010-10-25 | 2010-10-25
REIPNR-08479 | SREC Solar | PERRINO | ATLANTIC EXPOSITION SERVICES INC. | 18.45 | 0 | Commercial |  | EGG HARBOR TOWNSHIP | 8234 | 19 | BRITE IDEA ENERGY | AC Electric | No | Complete | 2010-08-30 | 2011-12-23 | 2012-01-26 | 2012-01-26
REIPNR-08481 | SREC Solar | GRECO | FL STORAGE, LCC | 203.84 | 0 | Commercial | 1 | FRANKLIN LAKES | 7417 | 7 | VIRON CONSULTING GROUP | Orange & Rockland Elec | No | Complete | 2010-08-30 | 2011-09-22 | 2011-10-31 | 2011-10-31
REIPNR-08482 | SREC Solar | MATTEI |  | 6.105 | 0 | Residential |  | LANOKA HARBOR | 8734 | 18 | NJ SOLAR POWER, LLC | JCP&L | No | Complete | 2010-08-30 | 2010-09-29 | 2010-10-29 | 2010-10-29
REIPNR-08484 | SREC Solar | LEVINE |  | 8.1 | 0 | Residential |  | SOMERSET | 8873 | 5 | GEOGENIX | PSE&G BPU | No | Complete | 2010-08-30 | 2010-11-22 | 2011-01-10 | 2011-01-10
REIPNR-08485 | SREC Solar | POLLARD | TD BANK | 16.38 | 0 | Commercial | 0 | WARREN | 7059 | 5 | HES ENERGY SERVICES LLC | JCP&L | No | Complete | 2010-08-30 | 2011-01-31 | 2013-09-17 | 2013-09-17
REIPNR-08486 | SREC Solar | STONE | BRIARWOOD COMMONS LLC | 57.96 | 0 | Commercial |  | MEDFORD | 8055 | 13 | ASC SOLAR SOLUTIONS, LLC | PSE&G BPU | No | Complete | 2010-08-30 | 2011-08-16 | 2011-08-23 | 2011-08-23
REIPNR-08487 | SREC Solar | STONE | BRIARWOOD COMMONS LLC | 4.14 | 0 | Commercial | 0 | MEDFORD | 8055 | 13 | ASC SOLAR SOLUTIONS, LLC | PSE&G BPU | No | Complete | 2010-08-30 | 2011-08-16 | 2011-08-29 | 2011-08-29
REIPNR-08490 | SREC Solar | EDWARDS |  | 9.45 | 0 | Residential | 1 | PITMAN | 8071 | 15 | MERCURY SOLAR SYSTEMS | AC Electric | No | Complete | 2010-08-30 | 2010-11-17 | 2010-12-22 | 2010-12-22
REIPNR-08491 | SREC Solar | GROWNEY | GROWNEY FUNERAL HOME | 11.96 | 0 | Commercial |  | HILLSIDE | 7205 | 10 | GONE GREEN TECHNOLOGIES | PSE&G BPU | No | Complete | 2010-08-30 | 2011-03-23 | 2011-09-01 | 2011-09-01
REIPNR-08492 | SREC Solar | HIGGINGS |  | 4.7 | 0 | Residential |  | MT LAUREL | 8054 | 13 | MERCURY SOLAR SYSTEMS | PSE&G BPU | No | Complete | 2010-08-30 | 2010-10-06 | 2010-10-25 | 2010-10-25
REIPNR-08493 | SREC Solar | HEALEY | GLENEAYRE FARMS, INC J&A HOUSE | 9.075 | 0 | Farm |  | LUMBERTON | 8048 | 13 | VIKING ALTERNATIVE ENERGY COMPANY | PSE&G BPU | No | Complete | 2010-08-30 | 2011-03-17 | 2011-04-22 | 2011-04-22
REIPNR-08494 | SREC Solar | NOBLES |  | 5.06 | 0 | Residential | 1 | NEW EGYPT | 8533 | 18 | RELIABLE POWER SERVICES, INC. | Not Known | No | Complete | 2010-08-30 | 2011-02-09 | 2011-03-09 | 2011-03-09
REIPNR-08495 | SREC Solar | HEALEY | GLENEAYRE FARMS INC | 4.95 | 0 | Farm |  | LUMBERTON | 8048 | 13 | VIKING ALTERNATIVE ENERGY COMPANY | PSE&G BPU | No | Complete | 2010-08-30 | 2011-04-15 | 2011-05-27 | 2011-05-27
REIPNR-08496 | SREC Solar | CARDONA |  | 7.14 | 0 | Residential |  | PENNSVILLE | 8070 | 16 | MERCURY SOLAR SYSTEMS | AC Electric | No | Complete | 2010-08-30 | 2010-09-30 | 2010-10-25 | 2010-10-25
REIPNR-08498 | SREC Solar | GIORDANO | COUSIN MARIO'S, LLC | 22.2 | 0 | Commercial |  | MAYS LANDING | 8330 | 19 | MERCURY SOLAR SYSTEMS | AC Electric | No | Complete | 2010-08-30 | 2010-12-14 | 2011-01-24 | 2011-01-24
REIPNR-08499 | SREC Solar | LERRO | BURLEIGH LAND CO. (ROOF H&I) | 57.5 | 0 | Commercial |  | CAPE MAY COURT HOUSE | 8210 | 21 | CORBIN SOLAR SOLUTIONS, LLC | AC Electric | No | Complete | 2010-08-30 | 2011-07-12 | 2011-07-21 | 2011-07-21
REIPNR-08500 | SREC Solar | LERRO | BURLEIGH LAND CO. | 66.24 | 0 | Commercial |  | CAPE MAY COURT HOUSE | 8210 | 21 | CORBIN SOLAR SOLUTIONS, LLC | AC Electric | No | Complete | 2010-08-30 | 2011-06-14 | 2011-06-29 | 2011-06-29
REIPNR-08501 | SREC Solar | CARPENTER |  | 7.2 | 0 | Residential |  | MOUNT HOLLY | 8060 | 13 | AMPED ON SOLAR | PSE&G BPU | No | Complete | 2010-08-30 | 2010-10-14 | 2010-12-14 | 2010-12-14
REIPNR-08502 | SREC Solar | OJASSO |  | 4.6 | 0 | Residential |  | CAPE MAY | 8204 | 21 | MERCURY SOLAR SYSTEMS | AC Electric | No | Complete | 2010-08-30 | 2010-10-07 | 2010-10-21 | 2010-10-21
REIPNR-08503 | SREC Solar | WILLIAMS | JERSEY SHORE FEDERAL CREDIT UNION | 24.6 | 0 | Commercial |  | NORTHFIELD | 8225 | 19 | TRINITY HEATING AND AIR | AC Electric | No | Complete | 2010-08-30 | 2010-11-19 | 2010-12-14 | 2010-12-14
REIPNR-08504 | SREC Solar | RAGAN | AMERICAN COMMERCIAL DEVELOPMENT | 79.625 | 0 | Commercial |  | WOODBURY HEIGHTS | 8097 | 15 | ABSOLUTELY ENERGIZED SOLAR, LLC | PSE&G BPU | No | Complete | 2010-08-30 | 2011-02-21 | 2011-03-09 | 2011-03-09
REIPNR-08506 | SREC Solar | AURILIA |  | 17.02 | 0 | Residential |  | FLORHAM PARK | 7932 | 3 | GREEN APPLE ENERGY SYSTEMS, LLC | JCP&L | No | Complete | 2010-08-30 | 2010-10-27 | 2011-04-21 | 2011-04-21
REIPNR-08508 | SREC Solar | KAULIUS | JK PRINT INC. | 21.315 | 0 | Commercial |  | HILLSBOROUGH | 8844 | 5 | SOLAR CONNECTIONS | PSE&G BPU | No | Complete | 2010-08-30 | 2011-02-02 | 2011-03-23 | 2011-03-23
REIPNR-08509 | SREC Solar | BRANDT |  | 4.86 | 0 | Residential | 1 | BROWNS MILLS | 8015 | 13 | SUNRAY SOLAR, INC. | JCP&L | No | QA SELECTED | 2010-08-30 | 2010-12-21 | 2011-02-14
REIPNR-08510 | SREC Solar | WATTS | LEEDS AVE, LLC | 180.32 | 0 | Commercial |  | PLEASANTVILLE | 8232 | 19 | BRITE IDEA ENERGY | AC Electric | No | Complete | 2010-08-30 | 2011-04-28 | 2011-06-20 | 2011-06-20
REIPNR-08511 | SREC Solar | HAASE | SOMERSET TIRE SERVICE | 556.48 | 0 | Commercial |  | BRIDGEWATER | 8807 | 5 | ADVANCED SOLAR PRODUCTS FLEMINGTON | PSE&G BPU | No | Complete | 2010-08-30 | 2011-01-03 | 2011-05-03 | 2011-05-03
REIPNR-08512 | SREC Solar | POLLOCK |  | 9.72 | 0 | Residential | 1 | NEW EGYPT | 8533 | 18 | TRINITY HEATING AND AIR | JCP&L | No | Complete | 2010-08-30 | 2011-01-20 | 2011-02-22 | 2011-02-22
REIPNR-08513 | SREC Solar | BAARCK |  | 10.34 | 0 | Residential |  | SPARTA | 7871 | 1 | SGS SOLAR SOLUTIONS LLC | JCP&L | No | Complete | 2010-08-30 | 2010-10-06 | 2010-11-30 | 2010-11-30
REIPNR-08514 | SREC Solar | HAGERTY | BENEFICIAL SAVINGS BANK | 9.225 | 0 | Commercial |  | CHERRY HILL | 8003 | 14 | AGL SOLAR LLC | PSE&G BPU | No | Complete | 2010-08-30 | 2010-09-30 | 2011-04-28 | 2011-04-28
REIPNR-08517 | SREC Solar | PATEL |  | 7.02 | 0 | Residential |  | PISCATAWAY | 8854 | 11 | ALTERNATIVE LIGHT & ENERGY SOLUTIONS | PSE&G BPU | No | Complete | 2010-08-30 | 2010-10-29 | 2010-12-30 | 2010-12-30
REIPNR-08518 | SREC Solar | HENKEL | PROVIDENCE SQUARE HOUSING URBAN | 11.34 | 0 | Commercial |  | NEW BRUNSWICK | 8901 | 11 | HEAT SHED, INC. | PSE&G BPU | No | Complete | 2010-08-30 | 2010-12-10 | 2011-05-27 | 2011-05-27
REIPNR-08520 | SREC Solar | HILDNER | HAZLET TWP BOE | 109.98 | 0 | School Other | 1 | HAZLET | 7730 | 17 | RAY ANGELINI, INC. | JCP&L | No | Complete | 2010-08-30 | 2011-09-02 | 2011-09-09 | 2011-09-09
REIPNR-08521 | SREC Solar | HILDNER | HAZLET TWP. BOE | 420.18 | 0 | Commercial | 1 | HAZLET | 7730 | 17 | RAY ANGELINI, INC. | JCP&L | No | Complete | 2010-08-30 | 2011-09-02 | 2011-09-09 | 2011-09-09
REIPNR-08523 | SREC Solar | HILDNER | HAZLET TWP. BOE | 809.34 | 0 | Commercial | 1 | HAZLET | 7730 | 17 | RAY ANGELINI, INC. | JCP&L | No | Complete | 2010-08-30 | 2011-09-02 | 2011-09-09 | 2011-09-09
REIPNR-08524 | SREC Solar | AMSEL |  | 12.395 | 0 | Residential |  | LAKEWOOD | 8701 | 18 | AROSA SOLAR ENERGY, INC | JCP&L | No | Complete | 2010-08-30 | 2010-10-25 | 2010-12-30 | 2010-12-30
REIPNR-08525 | SREC Solar | GOVINDASAMY |  | 6.11 | 0 | Residential |  | PISCATAWAY | 8854 | 11 | BEST ENERGY POWER | PSE&G BPU | No | Complete | 2010-08-30 | 2010-12-06 | 2011-01-10 | 2011-01-10
REIPNR-08526 | SREC Solar | BENVIGNATI |  | 8.568 | 0 | Residential |  | PENNINGTON | 8534 | 12 | ABSOLUTELY ENERGIZED SOLAR, LLC | PSE&G BPU | No | Complete | 2010-08-30 | 2011-06-29 | 2011-07-15 | 2011-07-15
REIPNR-08527 | SREC Solar | O'DONNELL | EDISON MECHANICAL CONTRACTORS | 24.255 | 0 | Commercial |  | SOUTH PLAINFIELD | 7080 | 11 | PRO-TECH ENERGY SOLUTIONS | PSE&G BPU | No | Complete | 2010-08-30 | 2011-01-03 | 2011-01-29 | 2011-01-29
REIPNR-08528 | SREC Solar | DONNELLY |  | 9.66 | 0 | Residential |  | BRIDGETON | 8302 | 20 | TRINITY HEATING AND AIR | AC Electric | No | Complete | 2010-08-30 | 2010-10-19 | 2010-11-09 | 2010-11-09
REIPNR-08529 | SREC Solar | HAYNES |  | 6.45 | 0 | Residential |  | PRINCETON | 8540 | 12 | A-TOP ALTERNATIVE ENERGY | JCP&L | No | Complete | 2010-08-30 | 2010-11-29 | 2011-02-04 | 2011-02-04
REIPNR-08530 | SREC Solar | FOURNIER |  | 8.74 | 0 | Residential |  | HOWELL | 7731 | 17 | TRINITY HEATING AND AIR | JCP&L | No | Complete | 2010-08-30 | 2010-11-17 | 2010-12-08 | 2010-12-08
REIPNR-08531 | SREC Solar | SCHAEFFER |  | 5.06 | 0 | Residential |  | ALLENTOWN | 8501 | 17 | TRINITY HEATING AND AIR | JCP&L | No | Complete | 2010-08-30 | 2010-10-22 | 2010-11-19 | 2010-11-19
REIPNR-08532 | SREC Solar | HUNTER |  | 7.82 | 0 | Residential |  | BLUE ANCHOR | 8037 | 19 | TRINITY HEATING AND AIR | AC Electric | No | Complete | 2010-08-30 | 2010-10-19 | 2010-11-09 | 2010-11-09
REIPNR-08533 | SREC Solar | WAGANER | FIRST CHURCH OF SCIENTIST | 6.58 | 0 | Residential |  | ATLANTIC CITY | 8401 | 19 | SOLAR WORKS NJ | AC Electric | No | Complete | 2010-08-30 | 2011-03-23 | 2011-05-12 | 2011-05-12
REIPNR-08534 | SREC Solar | LAKE |  | 5.06 | 0 | Residential | 1 | OCEAN ACRES | 8050 | 18 | TRINITY HEATING AND AIR | AC Electric | No | Complete | 2010-08-30 | 2010-12-01 | 2011-01-10 | 2011-01-10
REIPNR-08535 | SREC Solar | ORAVSKY |  | 6.345 | 0 | Residential | 1 | TRENTON | 8619 | 12 | TRINITY HEATING AND AIR | PSE&G BPU | No | Complete | 2010-08-30 | 2010-12-17 | 2011-01-29 | 2011-01-29
REIPNR-08536 | SREC Solar | WILSON | WILSON APPLE FUNERAL HOME | 8.46 | 0 | Commercial |  | PENNINGTON | 8534 | 12 | ADVANCED SOLAR PRODUCTS FLEMINGTON | PSE&G BPU | No | Complete | 2010-08-30 | 2010-12-29 | 2011-02-10 | 2011-02-10
REIPNR-08537 | SREC Solar | BIJAK |  | 4.14 | 0 | Residential | 1 | MANVILLE | 8835 | 5 | TRINITY HEATING AND AIR | PSE&G BPU | No | Complete | 2010-08-30 | 2010-11-17 | 2010-12-14 | 2010-12-14
REIPNR-08538 | SREC Solar | TARANTOLA |  | 4.715 | 0 | Residential | 1 | ROBBINSVILLE | 8691 | 12 | TRINITY HEATING AND AIR | PSE&G BPU | No | Complete | 2010-08-30 | 2011-01-18 | 2011-02-21 | 2011-02-21
REIPNR-08539 | SREC Solar | LARSON |  | 10.34 | 0 | Residential |  | OCEAN VIEW | 8230 | 21 | SELF INSTALL | AC Electric | No | Complete | 2010-08-30 | 2013-11-06 | 2013-11-12 | 2013-11-12
REIPNR-08540 | SREC Solar | JAMES |  | 7.82 | 0 | Residential | 1 | WHITING | 8759 | 18 | MERCURY SOLAR SYSTEMS | JCP&L | No | Complete | 2010-08-30 | 2010-11-08 | 2010-12-14 | 2010-12-14
REIPNR-08542 | SREC Solar | LICHON |  | 5.365 | 0 | Residential |  | VENTNOR CITY | 8406 | 19 | MERCURY SOLAR SYSTEMS | AC Electric | No | Complete | 2010-08-30 | 2010-11-18 | 2010-12-08 | 2010-12-08
REIPNR-08543 | SREC Solar | FOLEY |  | 9.9 | 0 | Residential | 1 | TOMS RIVER | 8757 | 18 | MERCURY SOLAR SYSTEMS | JCP&L | No | Complete | 2010-08-30 | 2010-09-29 | 2010-10-25 | 2010-10-25
REIPNR-08544 | SREC Solar | NAIK |  | 10.08 | 0 | Residential |  | CRANBURY | 8512 | 11 | BEST ENERGY POWER | PSE&G BPU | No | Complete | 2010-08-30 | 2010-12-09 | 2011-01-10 | 2011-01-10
REIPNR-08545 | SREC Solar | KROUSE |  | 11.52 | 0 | Residential |  | BERLIN | 8009 | 14 | TRINITY HEATING AND AIR | AC Electric | No | Complete | 2010-08-30 | 2010-12-22 | 2011-01-29 | 2011-01-29
REIPNR-08551 | SREC Solar | NAMBURI |  | 5.5 | 0 | Residential |  | CREAM RIDGE | 8514 | 17 | SELF INSTALL | JCP&L | No | Complete | 2010-08-30 | 2011-10-07 | 2012-04-22 | 2012-04-22
REIPNR-08552 | SREC Solar | CAMILLO |  | 5.16 | 0 | Residential |  | EGG HARBOR CITY | 8215 | 19 | P3 INTEGRATION, INC. | AC Electric | No | Complete | 2010-08-30 | 2011-01-28 | 2011-05-12 | 2011-05-12
REIPNR-08553 | SREC Solar | FIELD |  | 9.02 | 0 | Residential |  | HOWELL | 7731 | 17 | TRINITY HEATING AND AIR | JCP&L | No | Complete | 2010-08-30 | 2010-12-20 | 2011-01-24 | 2011-01-24
REIPNR-08554 | SREC Solar | HUTLER |  | 6.08 | 0 | Residential | 1 | FORKED RIVER | 8731 | 18 | SUNRAY SOLAR, INC. | JCP&L | No | Complete | 2010-08-30 | 2011-07-26 | 2011-10-10 | 2011-10-10
REIPNR-08556 | SREC Solar | WHITE |  | 5.52 | 0 | Residential | 1 | JACKSON | 8527 | 18 | TRINITY HEATING AND AIR | JCP&L | No | Complete | 2010-08-30 | 2011-06-23 | 2011-07-15 | 2011-07-15
REIPNR-08557 | SREC Solar | AHERN |  | 6.44 | 0 | Residential |  | TRENTON | 8619 | 12 | TRINITY HEATING AND AIR | PSE&G BPU | No | Complete | 2010-08-30 | 2010-11-17 | 2010-12-14 | 2010-12-14
REIPNR-08560 | SREC Solar | YOUNG |  | 9.89 | 0 | Residential |  | FREEHOLD | 7728 | 17 | TRINITY HEATING AND AIR | JCP&L | No | Complete | 2010-08-30 | 2011-01-21 | 2011-02-22 | 2011-02-22
REIPNR-08561 | SREC Solar | MC BREARTY |  | 5.04 | 0 | Residential | 1 | EDGEWATER PARK | 8010 | 13 | TRINITY HEATING AND AIR | PSE&G BPU | No | Complete | 2010-09-15 | 2010-12-20 | 2011-01-24 | 2011-01-24
REIPNR-08563 | SREC Solar | NATH |  | 3.28 | 0 | Residential | 1 | LANDING | 7850 | 3 | TRINITY HEATING AND AIR | JCP&L | No | Complete | 2010-09-15 | 2011-01-21 | 2011-02-22 | 2011-02-22
REIPNR-08564 | SREC Solar | O'REAR |  | 7.99 | 0 | Residential | 1 | HOWELL | 7731 | 17 | TRINITY HEATING AND AIR | JCP&L | No | Complete | 2010-09-15 | 2011-01-31 | 2011-03-02 | 2011-03-02
REIPNR-08565 | SREC Solar | DELVECCHIO |  | 5.06 | 0 | Residential | 1 | BORDENTOWN | 8505 | 13 | TRINITY HEATING AND AIR | PSE&G BPU | No | Complete | 2010-09-15 | 2011-06-07 | 2011-07-12 | 2011-07-12
REIPNR-08566 | SREC Solar | LICATA |  | 8.28 | 0 | Residential | 1 | BEACHWOOD | 8722 | 18 | TRINITY HEATING AND AIR | JCP&L | No | Complete | 2010-09-15 | 2010-12-01 | 2011-01-20 | 2011-01-20
REIPNR-08567 | SREC Solar | HINGER |  | 6.97 | 0 | Residential | 1 | CREAM RIDGE | 8514 | 17 | TRINITY HEATING AND AIR | JCP&L | No | Complete | 2010-09-15 | 2010-12-17 | 2011-01-29 | 2011-01-29
REIPNR-08568 | SREC Solar | GALLASHAW |  | 9.72 | 0 | Residential | 1 | NEPTUNE | 7753 | 17 | TRINITY HEATING AND AIR | JCP&L | No | Complete | 2010-09-15 | 2011-02-01 | 2011-03-10 | 2011-03-10
REIPNR-08569 | SREC Solar | BUTLER |  | 8.97 | 0 | Residential | 1 | SPOTSWOOD | 8884 | 11 | TRINITY HEATING AND AIR | JCP&L | No | Complete | 2010-09-15 | 2010-12-14 | 2011-01-24 | 2011-01-24
REIPNR-08570 | SREC Solar | PATEL |  | 10.08 | 0 | Residential |  | MONMOUTH JUNCTION | 8852 | 11 | BEST ENERGY POWER | PSE&G BPU | No | Complete | 2010-09-15 | 2011-02-16 | 2011-03-24 | 2011-03-24
REIPNR-08571 | SREC Solar | WILLIAMS | BARRINGER HIGH SCHOOL, NEWWARK | 646.8 | 0 | Non Profit |  | NEWARK | 7104 | 9 | MERCURY SOLAR SYSTEMS - PORT CHESTER | PSE&G BPU | Yes | Complete | 2010-09-15 | 2010-10-15 | 2010-12-14 | 2010-12-14
REIPNR-08573 | SREC Solar | LACKLAND | LACKLAND STORAGE-WEST DEPTFORD | 103.74 | 0 | Commercial | 1 | WEST DEPTFORD | 8066 | 15 | TRINITY HEATING AND AIR | PSE&G BPU | No | Complete | 2010-09-15 | 2010-09-30 | 2010-10-25 | 2010-10-25
REIPNR-08574 | SREC Solar | LENTINI |  | 3.33 | 0 | Residential | 1 | NORTHFIELD | 8225 | 19 | MERCURY SOLAR SYSTEMS | AC Electric | No | Complete | 2010-09-15 | 2010-10-29 | 2010-11-30 | 2010-11-30
REIPNR-08575 | SREC Solar | STRAUSS |  | 8.88 | 0 | Residential |  | LAKEWOOD | 8701 | 18 | AROSA SOLAR ENERGY, INC | JCP&L | No | Complete | 2010-09-15 | 2010-09-29 | 2010-10-29 | 2010-10-29
REIPNR-08576 | SREC Solar | ENGELSTEIN |  | 8.51 | 0 | Residential |  | BRIDGEWATER | 8807 | 5 | THE SOLAR CENTER, INC. | PSE&G BPU | No | Complete | 2010-09-15 | 2010-11-19 | 2010-12-14 | 2010-12-14
REIPNR-08577 | SREC Solar | PANYKO |  | 6.45 | 0 | Residential |  | LAMBERTVILLE | 8530 | 4 | THE SOLAR CENTER, INC. | JCP&L | No | Complete | 2010-09-15 | 2010-11-17 | 2010-12-08 | 2010-12-08
REIPNR-08578 | SREC Solar | SIANO | STAFFORD INTERMEDIATE SCHOOL | 156.63 | 0 | School Other | 0 | MANAHAWKIN | 8050 | 18 | VANGUARD ENERGY PARTNERS, LLC | AC Electric | No | Complete | 2010-09-15 | 2011-01-04 | 2011-03-25 | 2011-03-25
REIPNR-08579 | SREC Solar | BALLARD |  | 10.08 | 0 | Residential | 1 | EGG HARBOR TWSP | 8234 | 19 | MERCURY SOLAR SYSTEMS | AC Electric | No | Complete | 2010-09-15 | 2010-10-12 | 2010-11-09 | 2010-11-09
REIPNR-08580 | SREC Solar | GRISOLIA | PSE&G CENTRAL DIVISION | 916.28 | 0 | Commercial |  | SOMERSET | 8873 | 5 | SOLIS PARTNERS, LLC | PSE&G BPU | Yes | Complete | 2010-09-15 | 2010-11-09 | 2011-01-10 | 2011-01-10
REIPNR-08581 | SREC Solar | SCHARNIKOW |  | 9.2 | 0 | Residential |  | JACKSON | 8527 | 18 | TRINITY HEATING AND AIR | JCP&L | No | Complete | 2010-09-15 | 2011-01-18 | 2011-02-21 | 2011-02-21
REIPNR-08582 | SREC Solar | WILSON |  | 6.97 | 0 | Residential | 1 | RARITAN | 8869 | 5 | TRINITY HEATING AND AIR | PSE&G BPU | No | Complete | 2010-09-15 | 2010-11-17 | 2010-12-08 | 2010-12-08
REIPNR-08583 | SREC Solar | BUTTIL |  | 6.105 | 0 | Residential |  | AUDUBON | 8106 | 14 | TRINITY HEATING AND AIR | PSE&G BPU | No | Complete | 2010-09-15 | 2010-12-30 | 2011-01-24 | 2011-01-24
REIPNR-08584 | SREC Solar | LISCOVITZ |  | 8.405 | 0 | Residential |  | HILLSBOROUGH | 8844 | 5 | TRINITY HEATING AND AIR | PSE&G BPU | No | Complete | 2010-09-15 | 2010-12-17 | 2011-01-29 | 2011-01-29
REIPNR-08585 | SREC Solar | CHHEDA |  | 16.59 | 0 | Residential |  | EDISON | 8820 | 11 | 1ST LIGHT ENERGY, INC. | PSE&G BPU | No | Complete | 2010-09-15 | 2011-01-24 | 2011-09-28 | 2011-09-28
REIPNR-08586 | SREC Solar | PILCH | PRAVCO INC. | 15.64 | 0 | Residential | 1 | PHILLIPSBURG | 8865 | 2 | PRAVCO, INC | JCP&L | No | Complete | 2010-09-15 | 2010-09-21 | 2010-10-25 | 2010-10-25
REIPNR-08587 | SREC Solar | LORENZINI |  | 9.9 | 0 | Residential |  | EGG HARBOR CITY | 8215 | 19 | MERCURY SOLAR SYSTEMS | AC Electric | No | Complete | 2010-09-15 | 2010-10-04 | 2010-11-09 | 2010-11-09
REIPNR-08588 | SREC Solar | AUYEUNG |  | 7.99 | 0 | Residential |  | EGG HARBOR TWP | 8234 | 19 | MERCURY SOLAR SYSTEMS | AC Electric | No | Complete | 2010-09-15 | 2010-10-04 | 2010-11-09 | 2010-11-09
REIPNR-08589 | SREC Solar | VAKIL |  | 9.45 | 0 | Residential |  | WEST WINDSOR | 8550 | 12 | MERCURY SOLAR SYSTEMS | PSE&G BPU | No | Complete | 2010-09-15 | 2010-11-17 | 2010-12-22 | 2010-12-22
REIPNR-08590 | SREC Solar | PATEL |  | 7.82 | 0 | Residential |  | MICKLETON | 8056 | 15 | MERCURY SOLAR SYSTEMS | AC Electric | No | Complete | 2010-09-15 | 2010-11-29 | 2010-12-30 | 2010-12-30
REIPNR-08591 | SREC Solar | EDEN |  | 3.76 | 0 | Residential |  | BOGOTA | 7603 | 7 | MERCURY SOLAR SYSTEMS | PSE&G BPU | No | Complete | 2010-09-15 | 2010-10-14 | 2010-11-09 | 2010-11-09
REIPNR-08592 | SREC Solar | GROSS-DIN |  | 5.88 | 0 | Residential |  | EGG HARBOR TWP | 8234 | 19 | MERCURY SOLAR SYSTEMS | AC Electric | No | Complete | 2010-09-15 | 2010-10-12 | 2010-11-09 | 2010-11-09
REIPNR-08593 | SREC Solar | KULISCHENKO |  | 9 | 0 | Residential |  | EAST BRUNSWICK | 8816 | 11 | MERCURY SOLAR SYSTEMS | PSE&G BPU | No | Complete | 2010-09-15 | 2010-11-17 | 2010-12-14 | 2010-12-14
REIPNR-08594 | SREC Solar | FILES | TINAGRA LLC | 5.805 | 0 | Commercial |  | HOWELL | 7731 | 17 | CORBIN SOLAR SOLUTIONS, LLC | JCP&L | No | Complete | 2010-09-15 | 2010-11-09 | 2010-12-08 | 2010-12-08
REIPNR-08595 | SREC Solar | LEFELAR | LDS ASSOCIATES LLC | 123.48 | 0 | Commercial |  | WAYNE | 7470 | 6 | VIRON CONSULTING GROUP | PSE&G BPU | No | Complete | 2010-09-15 | 2011-06-30 | 2011-08-05 | 2011-08-05
REIPNR-08596 | SREC Solar | CORRADINO |  | 6.3 | 0 | Residential | 1 | BRICK | 8724 | 18 | NJ SOLAR POWER, LLC | JCP&L | No | Complete | 2010-09-15 | 2010-09-30 | 2010-10-29 | 2010-10-29
REIPNR-08597 | SREC Solar | FIMBEL | FIMBEL ASSOCIATES | 263.12 | 0 | Commercial |  | WHITEHOUSE STATION | 8889 | 4 | VANGUARD ENERGY PARTNERS, LLC | JCP&L | No | Complete | 2010-09-15 | 2010-10-18 | 2010-11-30 | 2010-11-30
REIPNR-08598 | SREC Solar | DECKER | FRANKLIN SQUARE SHOPPING | 23 | 0 | Commercial |  | FRANKLIN LAKES | 7417 | 7 | EAST COAST ALTERNATIVE ENERGY | Unknown | No | Complete | 2010-09-15 | 2010-11-17 | 2011-04-11 | 2011-04-11
REIPNR-08599 | SREC Solar | DIAZ |  | 4.3 | 0 | Residential |  | UNION | 7083 | 10 | ALTERNATIVE LIGHT & ENERGY SOULTIONS | PSE&G BPU | No | Complete | 2010-09-15 | 2010-12-03 | 2011-04-05 | 2011-04-05
REIPNR-08600 | SREC Solar | PEDERSEN |  | 8.88 | 0 | Residential |  | MILLINGTON | 7946 | 3 | THE SOLAR CENTER, INC. | JCP&L | No | Complete | 2010-09-15 | 2010-11-17 | 2011-02-14 | 2011-02-14
REIPNR-08602 | SREC Solar | STAWSKI | GUCCI AMERICA INC. | 1072.512 | 0 | Commercial | 1 | SECAUCUS | 7094 | 8 | INOVATEUS SOLAR LLC | PSE&G BPU | No | Complete | 2010-09-15 | 2011-01-10 | 2011-03-25 | 2011-03-25
REIPNR-08603 | SREC Solar | TESERO |  | 8.17 | 0 | Residential |  | BELLE MEAD | 8502 | 5 | SKY HIGH ENERGY, LLC | PSE&G BPU | No | Complete | 2010-09-15 | 2010-12-13 | 2011-02-11 | 2011-02-11
REIPNR-08604 | SREC Solar | LUKASIAK |  | 7.74 | 0 | Residential |  | PENNSAUKEN | 8109 | 14 | RCL ENTERPRISES INC. | PSE&G BPU | No | Complete | 2010-09-15 | 2010-12-23 | 2011-03-02 | 2011-03-02
REIPNR-08605 | SREC Solar | GILBERT | SHUNPIKE STORAGE LLC | 13.8 | 0 | Commercial |  | FISHING CREEK | 8251 | 21 | PAUL BURGIN BUILDERS | AC Electric | No | Complete | 2010-09-15 | 2011-07-19 | 2011-09-06 | 2011-09-06
REIPNR-08606 | SREC Solar | DEMAIO |  | 8.88 | 0 | Residential | 1 | VINELAND | 8361 | 20 | MERCURY SOLAR SYSTEMS | Not Known | No | Complete | 2010-09-15 | 2010-10-14 | 2010-11-09 | 2010-11-09
REIPNR-08608 | SREC Solar | GRISOLLA | PSE&G BRUNSWICK | 1264.08 | 0 | Commercial |  | TRENTON | 8618 | 12 | NVT LICENSES, LLC | Not Known | Yes | Complete | 2010-09-15 | 2010-11-05 | 2010-12-22 | 2010-12-22
REIPNR-08609 | SREC Solar | MCLOUGHLIN |  | 5.25 | 0 | Residential | 1 | TOMS RIVER | 8753 | 18 | NJR HOME SERVICES | JCP&L | No | Complete | 2010-09-15 | 2011-03-16 | 2011-06-15 | 2011-06-15
REIPNR-08610 | SREC Solar | KAFTON |  | 6.58 | 0 | Residential | 1 | JACKSON | 8527 | 18 | TRINITY HEATING AND AIR | JCP&L | No | Complete | 2010-09-15 | 2010-12-14 | 2011-01-20 | 2011-01-20
REIPNR-08611 | SREC Solar | BONK |  | 6.3 | 0 | Residential | 1 | ENGLISHTOWN | 7726 | 17 | TRINITY HEATING AND AIR | JCP&L | No | Complete | 2010-09-15 | 2011-02-04 | 2011-03-23 | 2011-03-23
REIPNR-08613 | SREC Solar | MARIANI |  | 6.9 | 0 | Residential | 1 | SOUTHHAMPTON | 8088 | 13 | TRINITY HEATING AND AIR | PSE&G BPU | No | Complete | 2010-09-15 | 2010-12-01 | 2011-01-20 | 2011-01-20
REIPNR-08616 | SREC Solar | GUDELIS |  | 8.28 | 0 | Residential | 1 | FLEMINGTON | 8822 | 4 | TRINITY HEATING AND AIR | JCP&L | No | Complete | 2010-09-15 | 2010-12-30 | 2011-01-29 | 2011-01-29
REIPNR-08617 | SREC Solar | CHAUDHRY |  | 7.99 | 0 | Residential | 1 | BRIDGEWATER | 8807 | 5 | TRINITY HEATING AND AIR | PSE&G BPU | No | Complete | 2010-09-15 | 2010-12-14 | 2011-01-24 | 2011-01-24
REIPNR-08618 | SREC Solar | CORTESE |  | 8.88 | 0 | Residential | 1 | LANOKA HARBOR | 8734 | 18 | NJ SOLAR POWER, LLC | JCP&L | No | Complete | 2010-09-15 | 2010-09-30 | 2010-10-29 | 2010-10-29
REIPNR-08619 | SREC Solar | POLLARD | TD BANK | 12.48 | 0 | Commercial |  | DENVILLE | 7834 | 3 | THE SOLAR CENTER, INC. | JCP&L | No | Complete | 2010-09-15 | 2010-10-07 | 2010-11-09 | 2010-11-09
REIPNR-08620 | SREC Solar | MELLOTT |  | 13.68 | 0 | Residential |  | HOPEWELL | 8525 | 12 | ROWE ELECTRIC INC | PSE&G BPU | No | Complete | 2010-09-15 | 2011-03-09 | 2011-03-25 | 2011-03-25
REIPNR-08621 | SREC Solar | AURIELA | LIONI LATTICINI INC. | 397.44 | 0 | Commercial |  | UNION | 7083 | 10 | GREEN APPLE ENERGY SYSTEMS, LLC | PSE&G BPU | No | Complete | 2010-09-15 | 2011-03-23 | 2011-04-28 | 2011-04-28
REIPNR-08624 | SREC Solar | FARIS |  | 11.76 | 0 | Residential |  | WOODSTOWN | 8098 | 16 | MERCURY SOLAR SYSTEMS | AC Electric | No | Complete | 2010-09-15 | 2010-11-03 | 2010-11-30 | 2010-11-30
REIPNR-08625 | SREC Solar | MACALUSO |  | 12.15 | 0 | Residential |  | MONMOUTH BEACH | 7750 | 17 | SEA BRIGHT SOLAR, LLC | JCP&L | No | Complete | 2010-09-15 | 2011-01-07 | 2011-02-21 | 2011-02-21
REIPNR-08626 | SREC Solar | SUEZ |  | 9.43 | 0 | Residential | 1 | SOUTH BRUNSWICK | 8540 | 12 | SOLAR MITE SOLUTIONS | PSE&G BPU | No | Complete | 2010-09-15 | 2010-12-14 | 2011-01-29 | 2011-01-29
REIPNR-08627 | SREC Solar | GIMBEL |  | 9.8 | 0 | Residential |  | TOMS RIVER | 8753 | 18 | NOVA ALTERNATIVE ENERGY | JCP&L | No | Complete | 2010-09-15 | 2011-05-26 | 2011-07-06 | 2011-07-06
REIPNR-08628 | SREC Solar | DINETTA |  | 9.66 | 0 | Residential |  | TOMS RIVER | 8753 | 18 | NOVA ALTERNATIVE ENERGY SYSTEMS LLC | JCP&L | No | Complete | 2010-09-15 | 2010-12-30 | 2011-01-24 | 2011-01-24
REIPNR-08629 | SREC Solar | PARENT |  | 4.14 | 0 | Residential |  | CHADWICK BEACH | 8735 | 18 | SOLAR WORKS NJ | JCP&L | No | Complete | 2010-09-15 | 2010-11-24 | 2010-12-30 | 2010-12-30
REIPNR-08630 | SREC Solar | DRAVID |  | 29.4 | 0 | Residential |  | PLAINSBORO | 8512 | 11 | ABSOLUTELY ENERGIZED SOLAR, LLC | PSE&G BPU | No | Complete | 2010-09-15 | 2012-03-01 | 2012-04-13 | 2012-04-13
REIPNR-08631 | SREC Solar | GREEN |  | 3.68 | 0 | Residential |  | RIVERSIDE | 8075 | 13 | NOGGINHAUS, LLC | PSE&G BPU | No | Complete | 2010-09-15 | 2010-12-10 | 2011-03-08 | 2011-03-08
REIPNR-08632 | SREC Solar | PUCA |  | 8.6 | 0 | Residential |  | LAWRENCEVILLE | 8648 | 12 | NOGGINHAUS, LLC | PSE&G BPU | No | Complete | 2010-09-15 | 2011-05-12 | 2011-11-09 | 2011-11-09
REIPNR-08634 | SREC Solar | ALBALA |  | 9.87 | 0 | Residential | 1 | MANCHESTER | 8759 | 18 | TRINITY HEATING AND AIR | JCP&L | No | Complete | 2010-09-15 | 2011-04-14 | 2011-04-28 | 2011-04-28
REIPNR-08635 | SREC Solar | MARZIGLIANO |  | 8.325 | 0 | Residential | 1 | JACKSON | 8527 | 18 | TRINITY HEATING AND AIR | JCP&L | No | Complete | 2010-09-15 | 2011-02-09 | 2011-03-10 | 2011-03-10
REIPNR-08637 | SREC Solar | DECKINGHAUS |  | 12.095 | 0 | Residential | 1 | HILLBUROUGH | 8844 | 5 | TRINITY HEATING AND AIR | PSE&G BPU | No | Complete | 2010-09-15 | 2011-01-18 | 2011-02-22 | 2011-02-22
REIPNR-08638 | SREC Solar | BANFITCH |  | 8.28 | 0 | Residential | 1 | HILLSBOROUGH | 8844 | 5 | TRINITY HEATING AND AIR | PSE&G BPU | No | Complete | 2010-09-15 | 2011-02-25 | 2011-05-03 | 2011-05-03
REIPNR-08639 | SREC Solar | AUCHTER |  | 8.93 | 0 | Residential | 1 | STANHOPE | 7874 | 1 | TRINITY HEATING AND AIR | JCP&L | No | Complete | 2010-09-15 | 2011-05-18 | 2011-06-03 | 2011-06-03
REIPNR-08640 | SREC Solar | BREITENBACH |  | 5.59 | 0 | Residential |  | VERONA | 7044 | 9 | THE SOLAR CENTER, INC. | PSE&G BPU | No | Complete | 2010-09-15 | 2011-01-24 | 2011-03-08 | 2011-03-08
REIPNR-08645 | SREC Solar | KRIGER |  | 11.1 | 0 | Residential |  | LAKEWOOD | 8701 | 18 | AROSA SOLAR ENERGY, INC | JCP&L | No | Complete | 2010-09-15 | 2010-09-30 | 2011-04-21 | 2011-04-21
REIPNR-08646 | SREC Solar | GLASS | CALVARY BAPTIST CHURCH | 32.895 | 0 | Commercial |  | PEMBERTON | 8068 | 13 | CORBIN SOLAR SOLUTIONS, LLC | JCP&L | No | Complete | 2010-09-15 | 2011-01-05 | 2011-02-22 | 2011-02-22
REIPNR-08647 | SREC Solar | ABIUSO |  | 4.2 | 0 | Residential |  | CHERRY HILL | 8003 | 14 | SUMMIT ELECTRIC CONSTRUCTION | PSE&G BPU | No | Complete | 2010-09-15 | 2011-01-25 | 2011-05-27 | 2011-05-27
REIPNR-08648 | SREC Solar | STEVENSON |  | 10.75 | 0 | Residential |  | WHITEHOUSE STA | 8889 | 4 | THE SOLAR CENTER, INC. | JCP&L | No | Complete | 2010-09-15 | 2010-12-22 | 2011-01-29 | 2011-01-29
REIPNR-08649 | SREC Solar | MCGRATH |  | 6.105 | 0 | Residential |  | BELVIDERE | 7823 | 2 | THE SOLAR CENTER, INC. | JCP&L | No | Complete | 2010-09-15 | 2010-11-29 | 2011-01-20 | 2011-01-20
REIPNR-08650 | SREC Solar | HILLER |  | 17.015 | 0 | Residential |  | COLTS NECK | 7722 | 17 | THE SOLAR CENTER, INC. | JCP&L | No | Complete | 2010-09-15 | 2010-12-01 | 2011-01-20 | 2011-01-20
REIPNR-08651 | SREC Solar | SCORDO |  | 14.95 | 0 | Residential |  | NORTHFIELD | 8225 | 19 | MERCURY SOLAR SYSTEMS | AC Electric | No | Complete | 2010-09-15 | 2010-11-03 | 2010-11-30 | 2010-11-30
REIPNR-08653 | SREC Solar | RYAN |  | 6.51 | 0 | Residential | 1 | LANOKA HARBOR | 8734 | 18 | NJ SOLAR POWER, LLC | JCP&L | No | Complete | 2010-09-15 | 2010-10-21 | 2010-11-19 | 2010-11-19
REIPNR-08654 | SREC Solar | MARCHIEWSKI |  | 4.625 | 0 | Residential | 1 | MANCHESTER | 8759 | 18 | NJ SOLAR POWER, LLC | JCP&L | No | Complete | 2010-09-15 | 2011-01-13 | 2011-02-22 | 2011-02-22
REIPNR-08655 | SREC Solar | HANEY |  | 16.56 | 0 | Residential |  | MONROEVILLE | 8343 | 16 | SUNNYMAC, LLC | AC Electric | No | Complete | 2010-09-15 | 2010-11-08 | 2011-03-08 | 2011-03-08
REIPNR-08656 | SREC Solar | CUNHA |  | 4.44 | 0 | Residential | 1 | BRICK | 8723 | 18 | NJ SOLAR POWER, LLC | JCP&L | No | Complete | 2010-09-15 | 2010-12-22 | 2011-02-14 | 2011-02-14
REIPNR-08657 | SREC Solar | WILLIAMS | NEWARK PUBLIC SCHOOLS | 501.39 | 0 | School Other |  | NEWARK | 7103 | 9 | LB ELECTRIC CO. LLC | PSE&G BPU | Yes | Complete | 2010-09-15 | 2010-12-30 | 2011-05-03 | 2011-05-03
REIPNR-08658 | SREC Solar | DESANTIS |  | 4.715 | 0 | Residential | 1 | COLUMBUS | 8022 | 13 | TRINITY HEATING AND AIR | PSE&G BPU | No | Complete | 2010-09-15 | 2011-01-21 | 2011-02-22 | 2011-02-22
REIPNR-08660 | SREC Solar | HARTLEY |  | 9.84 | 0 | Residential | 1 | LAURELDALE | 8330 | 19 | TRINITY HEATING AND AIR | AC Electric | No | Complete | 2010-09-15 | 2011-02-04 | 2011-03-23 | 2011-03-23
REIPNR-08661 | SREC Solar | JOHNSON |  | 4.14 | 0 | Residential |  | LAWRENCEVILLE | 8648 | 12 | TRINITY HEATING AND AIR | PSE&G BPU | No | Complete | 2010-09-15 | 2011-01-25 | 2011-03-23 | 2011-03-23
REIPNR-08663 | SREC Solar | SALLIS |  | 9.87 | 0 | Residential | 1 | EGG HARBOR | 8215 | 19 | TRINITY HEATING AND AIR | AC Electric | No | Complete | 2010-09-15 | 2011-09-15 | 2011-12-16 | 2011-12-16
REIPNR-08664 | SREC Solar | WEED |  | 9.25 | 0 | Residential | 1 | BRICK | 8723 | 18 | TRINITY HEATING AND AIR | JCP&L | No | Complete | 2010-09-15 | 2011-01-21 | 2011-02-22 | 2011-02-22
REIPNR-08733 | SREC Solar | PALIGA |  | 6.66 | 0 | Residential | 1 | BRICK | 8724 | 18 | NJ SOLAR POWER, LLC | JCP&L | No | Complete | 2010-09-15 | 2010-09-30 | 2010-10-29 | 2010-10-29
REIPNR-08734 | SREC Solar | FORLENZA |  | 5.98 | 0 | Residential |  | TOMS RIVER | 8753 | 18 | NOVA ALTERNATIVE ENERGY SYSTEMS LLC | JCP&L | No | Complete | 2010-09-15 | 2010-12-14 | 2011-01-20 | 2011-01-20
REIPNR-08735 | SREC Solar | SCHWORN |  | 9.66 | 0 | Residential | 1 | TOMS RIVER | 8753 | 18 | NOVA ALTERNATIVE ENERGY SYSTEMS LLC | JCP&L | No | Complete | 2010-09-15 | 2011-01-03 | 2011-03-25 | 2011-03-25
REIPNR-08736 | SREC Solar | ISSA | OAKS AT WEATHERBY LLC | 20.21 | 0 | Commercial |  | WOOLWICH | 8085 | 15 | FUTURE SOLUTIONS CONTRACTING, LLC | PSE&G BPU | No | Complete | 2010-09-15 | 2010-12-02 | 2011-02-14 | 2011-02-14
REIPNR-08737 | SREC Solar | WASH |  | 22.88 | 0 | Residential |  | SHAMONG | 8088 | 13 | POWELL ENERGY AND SOLAR | AC Electric | No | Complete | 2010-09-15 | 2010-10-26 | 2010-12-08 | 2010-12-08
REIPNR-08738 | SREC Solar | NILI | ASPEN IV LLC | 70.265 | 0 | Commercial |  | RANDOLPH | 7869 | 3 | PRO-TECH ENERGY SOLUTIONS | JCP&L | No | Complete | 2010-09-15 | 2011-01-11 | 2011-02-22 | 2011-02-22
REIPNR-08739 | SREC Solar | NILI | ASPEN I LLC | 229.125 | 0 | Commercial |  | RANDOLPH | 7869 | 3 | PRO-TECH ENERGY SOLUTIONS | JCP&L | No | Complete | 2010-09-15 | 2011-01-28 | 2011-02-22 | 2011-02-22
REIPNR-08740 | SREC Solar | AYALA |  | 5.16 | 0 | Residential |  | CHERRY HILL | 8034 | 14 | A-TOP ALTERNATIVE ENERGY | PSE&G BPU | No | Complete | 2010-09-15 | 2011-05-20 | 2011-06-07 | 2011-06-07
REIPNR-08741 | SREC Solar | CORCZYCA |  | 9.45 | 0 | Residential |  | ALLENTOWN | 8501 | 17 | MERCURY SOLAR SYSTEMS | JCP&L | No | Complete | 2010-09-15 | 2010-10-04 | 2010-10-25 | 2010-10-25
REIPNR-08742 | SREC Solar | WISTER-WOOD |  | 5.55 | 0 | Residential | 1 | MT. LAUREL | 8054 | 13 | TRINITY SOLAR POWER | PSE&G BPU | No | Complete | 2010-09-15 | 2011-09-15 | 2011-11-10 | 2011-11-10
REIPNR-08743 | SREC Solar | SCELFO |  | 7.87 | 0 | Residential | 1 | BRICKTOWN | 8723 | 18 | RELIABLE POWER SERVICES, INC. | JCP&L | No | Complete | 2010-09-15 | 2011-02-09 | 2011-03-09 | 2011-03-09
REIPNR-08744 | SREC Solar | GENARDI |  | 6.9 | 0 | Residential | 1 | BEACHWOOD | 8722 | 18 | RELIABLE POWER SERVICES, INC. | JCP&L | No | Complete | 2010-09-15 | 2010-12-06 | 2011-01-20 | 2011-01-20
REIPNR-08746 | SREC Solar | FERREIRA |  | 81.432 | 0 | Residential |  | CHESTER | 7930 | 3 | VANGUARD ENERGY PARTNERS, LLC | JCP&L | No | Complete | 2010-09-15 | 2010-09-21 | 2010-10-08 | 2010-10-08
REIPNR-08747 | SREC Solar | DRAKE |  | 13.275 | 0 | Residential |  | SOMERSET | 8873 | 5 | GEOGENIX | PSE&G BPU | No | Complete | 2010-09-15 | 2010-12-13 | 2011-01-20 | 2011-01-20
REIPNR-08748 | SREC Solar | LUCE |  | 31.82 | 0 | Residential |  | MILFORD | 8848 | 4 | DPR ELECTRIC, INC | JCP&L | No | Complete | 2010-09-15 | 2011-06-22 | 2011-07-19 | 2011-07-19
REIPNR-08750 | SREC Solar | STONE | BRIARWOOD COMMONS LLC | 3.22 | 0 | Commercial |  | MEDFORD | 8055 | 13 | ASC SOLAR SOLUTIONS, LLC | PSE&G BPU | No | Complete | 2010-09-15 | 2011-08-16 | 2011-08-29 | 2011-08-29
REIPNR-08751 | SREC Solar | STONE | BRIARWOOD COMMONS, FOOT HEALTH | 5.06 | 0 | Commercial |  | MEDFORD | 8055 | 13 | ASC SOLAR SOLUTIONS, LLC | PSE&G BPU | No | Complete | 2010-09-15 | 2011-08-16 | 2011-08-25 | 2011-08-25
REIPNR-08755 | SREC Solar | DENNIS |  | 11.115 | 0 | Residential |  | EWING | 8638 | 12 | A-TOP ALTERNATIVE ENERGY | PSE&G BPU | No | Complete | 2010-09-15 | 2010-12-09 | 2011-01-24 | 2011-01-24
REIPNR-08756 | SREC Solar | FARESE |  | 5.805 | 0 | Residential |  | COLONIA | 7067 | 10 | CORBIN SOLAR SOLUTIONS, LLC | PSE&G BPU | No | Complete | 2010-09-15 | 2010-10-12 | 2010-10-29 | 2010-10-29
REIPNR-08757 | SREC Solar | RITSERT JR |  | 17.71 | 0 | Residential |  | BEESLEYS POINT | 8223 | 21 | GO SOLAR ELECTRIC, LLC | AC Electric | No | Complete | 2010-09-15 | 2010-11-17 | 2010-11-30 | 2010-11-30
REIPNR-08758 | SREC Solar | WEUSTE |  | 8.61 | 0 | Residential |  | WATCHUNG | 7069 | 5 | 1ST LIGHT ENERGY, INC. | PSE&G BPU | No | Complete | 2010-09-15 | 2011-02-21 | 2011-05-26 | 2011-05-26
REIPNR-08759 | SREC Solar | SARAN |  | 8.51 | 0 | Residential |  | BRIDGEWATER | 8807 | 5 | 1ST LIGHT ENERGY, INC. | PSE&G BPU | No | Complete | 2010-09-15 | 2011-05-03 | 2011-10-04 | 2011-10-04
REIPNR-08760 | SREC Solar | BATRA |  | 6.9 | 0 | Residential |  | BRIDGEWATER | 8807 | 5 | 1ST LIGHT ENERGY, INC. | PSE&G BPU | No | Complete | 2010-09-15 | 2011-03-30 | 2011-08-31 | 2011-08-31
REIPNR-08761 | SREC Solar | HOM |  | 8.19 | 0 | Residential |  | PARAMUS | 7652 | 7 | 1ST LIGHT ENERGY, INC. | PSE&G BPU | No | Complete | 2010-09-15 | 2010-12-09 | 2011-02-11 | 2011-02-11
REIPNR-08762 | SREC Solar | PATEL |  | 5.16 | 0 | Residential |  | OLD BRIDGE | 8857 | 11 | CORBIN SOLAR SOLUTIONS, LLC | JCP&L | No | Complete | 2010-09-15 | 2010-12-01 | 2011-02-11 | 2011-02-11
REIPNR-08763 | SREC Solar | LUDWIG | LUDWIG ENTERPRISES, LLC | 27.45 | 0 | Commercial |  | MILLVILLE | 8332 | 20 | MERCURY SOLAR SYSTEMS | AC Electric | No | Complete | 2010-09-15 | 2011-04-12 | 2011-07-19 | 2011-07-19
REIPNR-08764 | SREC Solar | CHIRLO |  | 12.96 | 0 | Residential | 1 | WALLINGTON | 7057 | 7 | TRINITY HEATING AND AIR | PSE&G BPU | No | Complete | 2010-09-15 | 2011-01-07 | 2011-01-29 | 2011-01-29
REIPNR-08765 | SREC Solar | SEPE |  | 2.46 | 0 | Residential | 1 | COLUMBUS | 8022 | 13 | TRINITY HEATING AND AIR | PSE&G BPU | No | Complete | 2010-09-15 | 2010-12-14 | 2011-01-24 | 2011-01-24
REIPNR-08766 | SREC Solar | HECKER |  | 10.78 | 0 | Residential |  | SOUTHAMPTON | 8088 | 13 | EASTERN ENERGY GROUP, LLC | PSE&G BPU | No | Complete | 2010-09-15 | 2010-11-29 | 2011-03-08 | 2011-03-08
REIPNR-08767 | SREC Solar | AUDAIN |  | 6.45 | 0 | Residential |  | SOUTH RIVER | 8882 | 11 | ALTERNATIVE LIGHT & ENERGY SOLUTIONS | Unknown | No | Complete | 2010-09-15 | 2011-04-18 | 2011-10-04 | 2011-10-04
REIPNR-08768 | SREC Solar | BULLIS | MERRIL CREEK RESERVOIR | 8.1 | 0 | Commercial |  | WASHINGTON | 7823 | 2 | JERSEY SOLAR, LLC | JCP&L | No | Complete | 2010-09-15 | 2010-10-12 | 2010-10-29 | 2010-10-29
REIPNR-08769 | SREC Solar | MOSIER |  | 12.985 | 0 | Residential |  | MOUNT LAUREL | 8054 | 13 | AMPED ON SOLAR | PSE&G BPU | No | Complete | 2010-09-20 | 2011-03-15 | 2011-04-18 | 2011-04-18
REIPNR-08771 | SREC Solar | SCHIAVANE |  | 9.225 | 0 | Residential |  | JACKSON | 8527 | 18 | GEOPEAK ELECTRIC | JCP&L | No | Complete | 2010-09-20 | 2010-11-04 | 2010-12-14 | 2010-12-14
REIPNR-08772 | SREC Solar | PASHLEY | 1314 SOUTH SHORE ROAD ASSOC., LLC | 23.76 | 0 | Commercial |  | MARMORA | 8223 | 21 | MERCURY SOLAR SYSTEMS | AC Electric | No | Complete | 2010-09-20 | 2010-12-02 | 2010-12-30 | 2010-12-30
REIPNR-08773 | SREC Solar | WARMINGHAM |  | 7.215 | 0 | Residential |  | GLEN GARDNER | 8826 | 4 | THE SOLAR CENTER, INC. | JCP&L | No | Complete | 2010-09-20 | 2010-12-03 | 2011-01-20 | 2011-01-20
REIPNR-08774 | SREC Solar | HUIZING |  | 3.22 | 0 | Residential |  | FLEMINGTON | 8822 | 4 | THE SOLAR CENTER, INC. | JCP&L | No | Complete | 2010-09-20 | 2011-07-12 | 2011-07-29 | 2011-07-29
REIPNR-08775 | SREC Solar | EICHENBAUM |  | 9 | 0 | Residential |  | BELLEMEAD | 8502 | 5 | GEOGENIX | PSE&G BPU | No | Complete | 2010-09-20 | 2010-12-07 | 2011-02-04 | 2011-02-04
REIPNR-08776 | SREC Solar | ELLISON |  | 7.65 | 0 | Residential |  | PARLIN | 8859 | 11 | GEOGENIX | JCP&L | No | Complete | 2010-09-20 | 2010-12-07 | 2011-02-04 | 2011-02-04
REIPNR-08777 | SREC Solar | STERN |  | 7.875 | 0 | Residential |  | SOMERSET | 8873 | 5 | GEOGENIX | PSE&G BPU | No | Complete | 2010-09-20 | 2010-12-23 | 2011-02-10 | 2011-02-10
REIPNR-08778 | SREC Solar | NGUYEN |  | 9.99 | 0 | Residential | 1 | SEWELL | 8080 | 15 | MERCURY SOLAR SYSTEMS | AC Electric | No | Complete | 2010-09-20 | 2010-10-12 | 2010-10-29 | 2010-10-29
REIPNR-08779 | SREC Solar | PATEL |  | 5.59 | 0 | Residential |  | COLONIA | 7067 | 10 | CORBIN SOLAR SOLUTIONS, LLC | PSE&G BPU | No | Complete | 2010-09-20 | 2010-11-19 | 2011-01-20 | 2011-01-20
REIPNR-08780 | SREC Solar | KAUFMAN |  | 21.5 | 0 | Residential |  | TITUSVILLE | 8560 | 12 | CORBIN SOLAR SOLUTIONS, LLC | PSE&G BPU | No | Complete | 2010-09-20 | 2010-12-06 | 2011-01-20 | 2011-01-20
REIPNR-08783 | SREC Solar | CHANNON |  | 3.33 | 0 | Residential |  | LINCOLIN PARK | 7035 | 3 | THE SOLAR CENTER, INC. | Not Known | No | Complete | 2010-09-20 | 2010-12-30 | 2011-01-24 | 2011-01-24
REIPNR-08784 | SREC Solar | GOLIEB |  | 8.1 | 0 | Residential |  | SOMERSET | 8873 | 5 | GEOGENIX | PSE&G BPU | No | Complete | 2010-09-20 | 2010-11-17 | 2011-01-10 | 2011-01-10
REIPNR-08785 | SREC Solar | YEDLIN | YEDLIN ASSOCIATES, LP | 58.512 | 0 | Commercial |  | PRINCETON | 8540 | 12 | GEOPEAK ENERGY LLC | PSE&G BPU | No | Complete | 2010-09-20 | 2011-03-17 | 2011-04-22 | 2011-04-22
REIPNR-08786 | SREC Solar | ZIMMER |  | 12.42 | 0 | Residential |  | BELLE MEAD | 8502 | 5 | CORBIN SOLAR SOLUTIONS, LLC | PSE&G BPU | No | Complete | 2010-09-20 | 2010-11-19 | 2011-01-18 | 2011-01-18
REIPNR-08787 | SREC Solar | TARANTO |  | 4.86 | 0 | Residential | 1 | OCEAN | 7712 | 17 | GEOGENIX | JCP&L | No | Complete | 2010-09-20 | 2010-10-27 | 2010-12-08 | 2010-12-08
REIPNR-08788 | SREC Solar | HILL |  | 6.66 | 0 | Residential |  | FRANKLIN | 7416 | 1 | MERCURY SOLAR SYSTEMS | JCP&L | No | Complete | 2010-09-20 | 2010-12-20 | 2011-02-10 | 2011-02-10
REIPNR-08789 | SREC Solar | HAGUE |  | 10.88 | 0 | Residential | 1 | FREEHOLD | 7728 | 17 | TRINITY HEATING AND AIR | JCP&L | No | Complete | 2010-09-20 | 2011-04-20 | 2011-05-03 | 2011-05-03
REIPNR-08790 | SREC Solar | DEFRANCESCO |  | 9.065 | 0 | Residential | 1 | HOWELL | 7731 | 17 | TRINITY HEATING AND AIR | JCP&L | No | Complete | 2010-09-20 | 2011-01-11 | 2011-02-22 | 2011-02-22
REIPNR-08791 | SREC Solar | HASSEN |  | 9.25 | 0 | Residential | 1 | SOUTHAMPTON | 8088 | 13 | TRINITY HEATING AND AIR | Not Known | No | Complete | 2010-09-20 | 2011-01-18 | 2011-02-21 | 2011-02-21
REIPNR-08794 | SREC Solar | DORNER |  | 9.9 | 0 | Residential | 1 | SWEDESBORO | 8085 | 15 | TRINITY HEATING AND AIR | AC Electric | No | Complete | 2010-09-20 | 2010-12-14 | 2011-01-24 | 2011-01-24
REIPNR-08795 | SREC Solar | SILVA |  | 6.97 | 0 | Residential | 1 | OLD BRIDGE | 8857 | 11 | TRINITY HEATING AND AIR | JCP&L | No | Complete | 2010-09-20 | 2011-02-04 | 2011-03-02 | 2011-03-02
REIPNR-08797 | SREC Solar | BESTONE |  | 8.93 | 0 | Residential | 1 | KEARNY | 7072 | 7 | TRINITY HEATING AND AIR | PSE&G BPU | No | Complete | 2010-09-20 | 2011-06-15 | 2011-07-06 | 2011-07-06
REIPNR-08798 | SREC Solar | MATTSON |  | 7.79 | 0 | Residential | 1 | LAKEWOOD | 8701 | 18 | TRINITY SOLAR POWER | JCP&L | No | Complete | 2010-09-20 | 2010-12-06 | 2011-01-20 | 2011-01-20
REIPNR-08799 | SREC Solar | SANTAMARIA |  | 6.97 | 0 | Residential | 1 | JACKSON | 8527 | 18 | TRINITY HEATING AND AIR | JCP&L | No | Complete | 2010-09-20 | 2011-02-01 | 2011-03-02 | 2011-03-02
REIPNR-08800 | SREC Solar | KRYWY |  | 9.84 | 0 | Residential | 1 | HOWELL | 7731 | 17 | TRINITY HEATING AND AIR | JCP&L | No | Complete | 2010-09-20 | 2010-12-09 | 2011-01-18 | 2011-01-18
REIPNR-08801 | SREC Solar | RADZIETA | RADZIETA FUNERAL HOME | 26.65 | 0 | Commercial |  | CAPE MAY COURT HOUSE | 8210 | 21 | TRINITY HEATING AND AIR | AC Electric | No | Complete | 2010-09-20 | 2010-12-30 | 2011-01-29 | 2011-01-29
REIPNR-08802 | SREC Solar | MEISTER |  | 7.05 | 0 | Residential | 1 | BARNEGAT | 8005 | 18 | TRINITY HEATING AND AIR | AC Electric | No | Complete | 2010-09-20 | 2011-01-25 | 2011-03-02 | 2011-03-02
REIPNR-08803 | SREC Solar | ANGSTADT |  | 7.2 | 0 | Residential |  | MARLTON | 8053 | 13 | TRINITY HEATING AND AIR | PSE&G BPU | No | Complete | 2010-09-20 | 2010-11-17 | 2010-11-30 | 2010-11-30
REIPNR-08805 | SREC Solar | SALOMAN |  | 5.64 | 0 | Residential |  | MONROE TOWNSHIP | 8831 | 11 | TRINITY HEATING AND AIR | JCP&L | No | Complete | 2010-09-20 | 2011-02-09 | 2011-03-10 | 2011-03-10
REIPNR-08807 | SREC Solar | PETRILLO |  | 9 | 0 | Residential |  | CREAM RIDGE | 8514 | 17 | TRINITY HEATING AND AIR | JCP&L | No | Complete | 2010-09-20 | 2010-12-20 | 2011-01-24 | 2011-01-24
REIPNR-08808 | SREC Solar | LARRISON |  | 6.15 | 0 | Residential | 1 | TOMS RIVER | 8753 | 18 | TRINITY SOLAR POWER | JCP&L | No | Complete | 2010-09-20 | 2011-01-28 | 2011-02-22 | 2011-02-22
REIPNR-08809 | SREC Solar | SINDT |  | 11.96 | 0 | Residential | 1 | JACKSON | 8527 | 18 | TRINITY HEATING AND AIR | JCP&L | No | Complete | 2010-09-20 | 2011-09-22 | 2011-10-28 | 2011-10-28
REIPNR-08810 | SREC Solar | VITONE |  | 10.865 | 0 | Residential | 1 | BRICK | 8724 | 18 | TRINITY HEATING AND AIR | JCP&L | No | Complete | 2010-09-20 | 2010-12-17 | 2011-02-11 | 2011-02-11
REIPNR-08811 | SREC Solar | KANWAL |  | 8.93 | 0 | Residential |  | PRINCETON | 8540 | 12 | TRINITY HEATING AND AIR | PSE&G BPU | No | Complete | 2010-09-20 | 2011-07-27 | 2011-08-04 | 2011-08-04
REIPNR-08812 | SREC Solar | LUCY |  | 7.99 | 0 | Residential |  | CLIFFWOOD BEACH | 7735 | 17 | TRINITY HEATING AND AIR | JCP&L | No | Complete | 2010-09-20 | 2011-02-14 | 2011-03-08 | 2011-03-08
REIPNR-08813 | SREC Solar | ANDRETTA |  | 6.475 | 0 | Residential |  | JACKSON | 8527 | 18 | TRINITY HEATING AND AIR | JCP&L | No | Complete | 2010-09-20 | 2011-01-28 | 2011-03-08 | 2011-03-08
REIPNR-08814 | SREC Solar | SENSI |  | 11.07 | 0 | Residential |  | TRENTON | 8610 | 12 | TRINITY HEATING AND AIR | PSE&G BPU | No | Complete | 2010-09-20 | 2010-11-17 | 2010-12-08 | 2010-12-08
REIPNR-08816 | SREC Solar | GRABOSKY |  | 10.25 | 0 | Residential | 1 | CINNAMINSON | 8077 | 13 | TRINITY HEATING AND AIR | PSE&G BPU | No | Complete | 2010-09-20 | 2010-12-14 | 2011-01-24 | 2011-01-24
REIPNR-08817 | SREC Solar | CINO |  | 9.72 | 0 | Residential |  | TOMS RIVER | 8753 | 18 | TRINITY HEATING AND AIR | JCP&L | No | Complete | 2010-09-20 | 2011-01-31 | 2011-03-02 | 2011-03-02
REIPNR-08818 | SREC Solar | PATEL |  | 8.815 | 0 | Residential |  | MONMOUTH JUCTION | 8852 | 11 | TRINITY HEATING AND AIR | PSE&G BPU | No | Complete | 2010-09-20 | 2011-05-18 | 2011-06-03 | 2011-06-03
REIPNR-08819 | SREC Solar | EDWARDI |  | 7.59 | 0 | Commercial |  | OCEAN VIEW | 8230 | 21 | CAMBRIA SOLAR LLC | AC Electric | No | Complete | 2010-09-20 | 2010-12-14 | 2011-02-04 | 2011-02-04
REIPNR-08820 | SREC Solar | GARDNER | GARNER'S TRUE VALUE HARDWARE | 71.5 | 0 | Commercial | 1 | OCEAN VIEW | 8230 | 21 | CAMBRIA SOLAR LLC | AC Electric | No | Complete | 2010-09-20 | 2011-04-18 | 2011-09-01 | 2011-09-01
REIPNR-08821 | SREC Solar | BRYANT |  | 8.575 | 0 | Residential |  | PISCATAWAY | 8854 | 11 | 1ST LIGHT ENERGY, INC. | PSE&G BPU | No | Complete | 2010-09-20 | 2011-10-03 | 2011-10-26 | 2011-10-26
REIPNR-08822 | SREC Solar | BASILE |  | 5.33 | 0 | Residential |  | MORRISTOWN | 7960 | 3 | THE SOLAR CENTER, INC. | JCP&L | No | Complete | 2010-09-20 | 2010-11-29 | 2011-01-20 | 2011-01-20
REIPNR-08823 | SREC Solar | HARRIS |  | 10.5 | 0 | Residential |  | PISCATAWAY | 8854 | 11 | 1ST LIGHT ENERGY, INC. | PSE&G BPU | No | Complete | 2010-09-20 | 2011-02-21 | 2011-05-12 | 2011-05-12
REIPNR-08824 | SREC Solar | ZAPPITIELLI |  | 9.9 | 0 | Residential |  | COLUMBUS | 8022 | 13 | GEOGENIX | PSE&G BPU | No | Complete | 2010-09-20 | 2010-12-01 | 2011-01-10 | 2011-01-10
REIPNR-08825 | SREC Solar | POLANISH | HUDSON FARM | 56.115 | 0 | Commercial | 1 | ANDOVER | 7821 | 1 | EAST COAST ALTERNATIVE ENERGY | JCP&L | No | Complete | 2010-09-20 | 2011-05-12 | 2011-05-27 | 2011-05-27
REIPNR-08826 | SREC Solar | LIBECCI |  | 8.28 | 0 | Residential | 1 | COLTS NECK | 7722 | 17 | RELIABLE POWER SERVICES, INC. | JCP&L | No | Complete | 2010-09-20 | 2011-02-09 | 2011-03-09 | 2011-03-09
REIPNR-08827 | SREC Solar | HORTON |  | 4.14 | 0 | Residential | 1 | BARNEGAT | 8005 | 18 | RELIABLE POWER SERVICES, INC. | JCP&L | No | Complete | 2010-09-20 | 2010-11-29 | 2011-01-20 | 2011-01-20
REIPNR-08829 | SREC Solar | SMITH | JACKSON STORAGE OF NJ, LLC | 29.9 | 0 | Commercial |  | JACKSON | 8527 | 18 | CROSS RIVER SOLAR & ENVIRO CONST., LLC | JCP&L | No | Complete | 2010-09-20 | 2011-03-23 | 2011-07-21 | 2011-07-21
REIPNR-08831 | SREC Solar | SMITH | JACKSON STORAGE OF NJ, LLC | 11.96 | 0 | Commercial |  | JACKSON | 8527 | 18 | CROSS RIVER SOLAR & ENVIRO CONST., LLC | JCP&L | No | Complete | 2010-09-20 | 2011-03-23 | 2011-07-19 | 2011-07-19
REIPNR-08832 | SREC Solar | ZHANG |  | 3.36 | 0 | Residential |  | BELLE MEAD | 8502 | 5 | MERCURY SOLAR SYSTEMS | PSE&G BPU | No | Complete | 2010-09-20 | 2010-10-29 | 2010-11-30 | 2010-11-30
REIPNR-08833 | SREC Solar | ABDELKADER |  | 7.68 | 0 | Residential |  | BRIDGEWATER | 8807 | 5 | AMPED ON SOLAR | JCP&L | No | Complete | 2010-09-20 | 2010-11-29 | 2011-02-14 | 2011-02-14
REIPNR-08834 | SREC Solar | MCKENZIE |  | 6.58 | 0 | Residential |  | ENGLEWOOD | 7631 | 7 | TRINITY HEATING AND AIR | PSE&G BPU | No | Complete | 2010-09-20 | 2011-07-08 | 2011-08-22 | 2011-08-22
REIPNR-08835 | SREC Solar | URWILER |  | 5.52 | 0 | Residential |  | CINNAMINSON | 8077 | 13 | RUNNEMEDE PLUMBING HEATING | PSE&G BPU | No | Complete | 2010-09-20 | 2010-12-10 | 2011-02-14 | 2011-02-14
REIPNR-08836 | SREC Solar | GULGULE |  | 4.05 | 0 | Residential |  | LAWRENCE TWP | 8648 | 12 | GEOGENIX | PSE&G BPU | No | Complete | 2010-09-20 | 2010-11-29 | 2011-01-20 | 2011-01-20
REIPNR-08837 | SREC Solar | SCHANNE | BROADWAY ELECTRIC SUPPLY CO | 46.53 | 6514.2 | Commercial |  | WOODBURY | 8069 | 16 | SOLULAR LLC. II | PSE&G BPU | No | Complete | 2010-09-20 | 2012-03-20 | 2012-04-25 | 2012-07-24
REIPNR-08838 | SREC Solar | SHAH |  | 7.74 | 0 | Residential |  | CLIFTON | 7013 | 6 | A-TOP ALTERNATIVE ENERGY | PSE&G BPU | No | Complete | 2010-09-20 | 2010-11-29 | 2011-01-20 | 2011-01-20
REIPNR-08839 | SREC Solar | MELANDO | NEW JERSEY SCHOOL BOARD ASSOCIA | 28.2 | 0 | Commercial |  | TRENTON | 8605 | 12 | FITZPATRICK & ASSOCIATES | PSE&G BPU | No | Complete | 2010-09-20 | 2011-08-22 | 2011-10-26 | 2011-10-26
REIPNR-08840 | SREC Solar | JAXHEIMER | SEA BOX INC. | 1961.96 | 0 | Commercial |  | CINNAMINSON | 8077 | 13 | GEORGIA SOLAR POWER COMPANY | PSE&G BPU | No | Complete | 2010-09-20 | 2011-04-27 | 2011-06-03 | 2011-06-03
REIPNR-08841 | SREC Solar | GIAMBRONE |  | 6.88 | 0 | Residential | 1 | BARRINGTON | 8007 | 14 | A-TOP ALTERNATIVE ENERGY | PSE&G BPU | No | Complete | 2010-09-20 | 2010-12-17 | 2011-02-04 | 2011-02-04
REIPNR-08842 | SREC Solar | ANDERSON |  | 5.06 | 0 | Residential |  | PEMBERTON | 8068 | 13 | TRINITY HEATING AND AIR | JCP&L | No | Complete | 2010-09-20 | 2010-11-04 | 2010-12-30 | 2010-12-30
REIPNR-08843 | SREC Solar | MAHALIK |  | 6.88 | 0 | Residential | 1 | SEWELL | 8080 | 15 | A-TOP ALTERNATIVE ENERGY | AC Electric | No | Complete | 2010-09-20 | 2010-12-21 | 2011-02-04 | 2011-02-04
REIPNR-08844 | SREC Solar | REISNER |  | 8.1 | 0 | Residential | 0 | OCEAN | 7712 | 17 | GEOGENIX | JCP&L | No | Complete | 2010-09-20 | 2010-12-03 | 2011-02-04 | 2011-02-04
REIPNR-08848 | SREC Solar | STEBNER |  | 7.2 | 0 | Residential |  | GLOUCESTER CITY | 8030 | 14 | TRINITY HEATING AND AIR | PSE&G BPU | No | Complete | 2010-09-20 | 2010-11-17 | 2010-12-08 | 2010-12-08
REIPNR-08850 | SREC Solar | WILLIAMS |  | 7.05 | 0 | Residential | 1 | ANNANDALE | 8801 | 4 | TRINITY HEATING AND AIR | JCP&L | No | Complete | 2010-09-20 | 2011-02-21 | 2011-03-09 | 2011-03-09
REIPNR-08851 | SREC Solar | NOVI |  | 11.5 | 0 | Residential |  | MONROE | 8831 | 11 | GEOPEAK ENERGY LLC | JCP&L | No | Complete | 2010-09-20 | 2010-10-22 | 2010-12-22 | 2010-12-22
REIPNR-08872 | SREC Solar | SCHNEIDER |  | 6.44 | 0 | Residential |  | HILLSBOROUGH | 8844 | 5 | SKY HIGH ENERGY, LLC | PSE&G BPU | No | Complete | 2010-09-30 | 2011-01-13 | 2011-02-14 | 2011-02-14
REIPNR-08873 | SREC Solar | MARCSISIN |  | 8.25 | 0 | Residential |  | HILLSBOROUGH | 8844 | 5 | SKY HIGH ENERGY, LLC | PSE&G BPU | No | Complete | 2010-09-30 | 2010-12-15 | 2011-03-08 | 2011-03-08
REIPNR-08874 | SREC Solar | CAPORALE |  | 10.08 | 0 | Residential |  | RICHLAND | 8350 | 19 | MERCURY SOLAR SYSTEMS | AC Electric | No | Complete | 2010-09-30 | 2010-10-29 | 2010-11-30 | 2010-11-30
REIPNR-08875 | SREC Solar | PATEL |  | 4.2 | 0 | Residential |  | GALLOWAY | 8201 | 19 | MERCURY SOLAR SYSTEMS | AC Electric | No | Complete | 2010-09-30 | 2010-10-14 | 2010-11-09 | 2010-11-09
REIPNR-08876 | SREC Solar | POLKOWITZ |  | 9.84 | 0 | Residential |  | PITTSTOWN | 8867 | 4 | MERCURY SOLAR SYSTEMS | JCP&L | No | Complete | 2010-09-30 | 2011-01-20 | 2011-02-22 | 2011-02-22
REIPNR-08879 | SREC Solar | GOLDBERG |  | 7.05 | 0 | Residential | 1 | MARLBORO | 7746 | 17 | TRINITY HEATING AND AIR | JCP&L | No | Complete | 2010-09-30 | 2011-07-08 | 2011-07-19 | 2011-07-19
REIPNR-08880 | SREC Solar | FERRANTI |  | 9.99 | 0 | Residential | 1 | VINCETOEN | 8088 | 13 | TRINITY HEATING AND AIR | AC Electric | No | Complete | 2010-09-30 | 2011-01-07 | 2011-02-21 | 2011-02-21
REIPNR-08881 | SREC Solar | WOOD |  | 10.045 | 0 | Residential | 1 | BRICK | 8724 | 18 | TRINITY HEATING AND AIR | JCP&L | No | Complete | 2010-09-30 | 2010-12-14 | 2011-01-24 | 2011-01-24
REIPNR-08882 | SREC Solar | JHAVERI |  | 12.22 | 0 | Residential |  | MONMOUTH JUNCITON | 8852 | 11 | TRINITY HEATING AND AIR | PSE&G BPU | No | Complete | 2010-09-20 | 2011-04-04 | 2011-04-28 | 2011-04-28
REIPNR-08883 | SREC Solar | MCALONAN | WILWYNN ANIMAL HOSPITAL | 24.84 | 0 | Commercial |  | HOPEWELL | 8302 | 20 | JBS SOLAR AND WIND, LLC | AC Electric | No | Complete | 2010-09-30 | 2011-10-04 | 2012-01-26 | 2012-01-26
REIPNR-08884 | SREC Solar | BARKER |  | 6.58 | 0 | Residential | 1 | TOMS RIVER | 8757 | 18 | TRINITY HEATING AND AIR | JCP&L | No | Complete | 2010-09-30 | 2011-07-08 | 2011-07-19 | 2011-07-19
REIPNR-08885 | SREC Solar | LATOUR |  | 9.9 | 0 | Residential |  | BURLINGTON | 8016 | 13 | TRINITY HEATING AND AIR | PSE&G BPU | No | Complete | 2010-09-30 | 2010-12-20 | 2011-01-24 | 2011-01-24
REIPNR-08886 | SREC Solar | ALLSOP |  | 8.51 | 0 | Residential |  | HAMILTON | 8610 | 12 | FUTURE SOLUTIONS CONTRACTING, LLC | PSE&G BPU | No | Complete | 2010-09-30 | 2011-04-29 | 2011-05-12 | 2011-05-12
REIPNR-08887 | SREC Solar | MOSCA |  | 6.11 | 0 | Residential | 1 | ROCHELLE PARK | 7662 | 7 | TRINITY HEATING AND AIR | PSE&G BPU | No | Complete | 2010-09-30 | 2011-02-01 | 2011-03-10 | 2011-03-10
REIPNR-08888 | SREC Solar | MCILVAINE |  | 6.475 | 0 | Residential | 1 | TUCKERTON | 8087 | 18 | TRINITY HEATING AND AIR | AC Electric | No | Complete | 2010-09-30 | 2010-12-23 | 2011-02-10 | 2011-02-10
REIPNR-08890 | SREC Solar | GARGUILLO |  | 5.64 | 0 | Residential | 1 | MARLBORO | 7746 | 17 | TRINITY HEATING AND AIR | JCP&L | No | Complete | 2010-09-30 | 2011-06-22 | 2011-07-06 | 2011-07-06
REIPNR-08891 | SREC Solar | MOZES |  | 5.805 | 0 | Residential |  | PISCATAWAY | 8854 | 11 | CORBIN SOLAR SOLUTIONS, LLC | PSE&G BPU | No | Complete | 2010-09-30 | 2010-11-29 | 2010-12-30 | 2010-12-30
REIPNR-08892 | SREC Solar | GINSBERG |  | 28.5 | 0 | Residential | 1 | SHAMONG | 8088 | 13 | SUNRAY SOLAR, INC. | AC Electric | No | Complete | 2010-09-30 | 2011-07-26 | 2011-10-17 | 2011-10-17
REIPNR-08893 | SREC Solar | KOHUT |  | 9.12 | 0 | Residential | 1 | BEACHWOOD | 8722 | 18 | SUNRAY SOLAR, INC. | JCP&L | No | Complete | 2010-09-30 | 2011-07-26 | 2011-12-06 | 2011-12-06
REIPNR-08894 | SREC Solar | RIVELL |  | 7.095 | 0 | Residential |  | WEST DEPTFORD | 8096 | 15 | RENERGY, INC. | PSE&G BPU | No | Complete | 2010-09-30 | 2011-01-18 | 2011-02-21 | 2011-02-21
REIPNR-08896 | SREC Solar | BLACK |  | 7.2 | 0 | Residential |  | SOMERSET | 8873 | 5 | GEOGENIX | PSE&G BPU | No | Complete | 2010-09-30 | 2010-12-14 | 2011-02-04 | 2011-02-04
REIPNR-08897 | SREC Solar | HOPE | WILL HOPE & SON | 14.025 | 0 | Commercial |  | BURLINGTON | 8016 | 13 | MERCURY SOLAR SYSTEMS | PSE&G BPU | No | Complete | 2010-09-30 | 2011-05-20 | 2011-06-10 | 2011-06-10
REIPNR-08898 | SREC Solar | FISH |  | 305 | 0 | Commercial | 1 | EDISON | 8837 | 11 | MERCURY SOLAR SYSTEMS | PSE&G BPU | No | Complete | 2010-09-30 | 2011-05-05 | 2011-06-03 | 2011-06-03
REIPNR-08899 | SREC Solar | EPSTEIN |  | 8.55 | 0 | Residential |  | PRINCETON | 8550 | 12 | GEOGENIX | PSE&G BPU | No | Complete | 2010-09-30 | 2010-12-23 | 2011-02-10 | 2011-02-10
REIPNR-08900 | SREC Solar | PHILLIPS |  | 7.77 | 0 | Residential |  | SOMERSET | 8873 | 5 | GEOGENIX | PSE&G BPU | No | Complete | 2010-09-30 | 2011-01-24 | 2011-03-02 | 2011-03-02
REIPNR-08902 | SREC Solar | HOUTMAN |  | 10.045 | 0 | Residential |  | FRANKLIN | 7416 | 1 | THE SOLAR CENTER, INC. | JCP&L | No | Complete | 2010-09-30 | 2010-11-19 | 2010-12-08 | 2010-12-08
REIPNR-08903 | SREC Solar | WALTMAN |  | 5.375 | 0 | Residential |  | DOVER TOWNSHIP | 8751 | 18 | CORBIN SOLAR SOLUTIONS, LLC | JCP&L | No | Complete | 2010-09-30 | 2010-11-19 | 2010-12-08 | 2010-12-08
REIPNR-08904 | SREC Solar | RAMMAIRONE |  | 9.87 | 0 | Residential | 1 | MONROE | 8831 | 11 | TRINITY HEATING AND AIR | JCP&L | No | Complete | 2010-09-30 | 2011-04-14 | 2011-05-11 | 2011-05-11
REIPNR-08905 | SREC Solar | BELOUS |  | 4.29 | 0 | Residential |  | SPRINGFIELD | 7081 | 10 | ALTERNATIVE LIGHT & ENERGY SOULTIONS | JCP&L | No | Complete | 2010-09-30 | 2011-03-15 | 2011-05-26 | 2011-05-26
REIPNR-08906 | SREC Solar | BIDERMAN |  | 7.56 | 0 | Residential |  | EDISON | 8820 | 11 | 1ST LIGHT ENERGY, INC. | PSE&G BPU | No | Complete | 2010-09-30 | 2011-06-15 | 2011-09-09 | 2011-09-09
REIPNR-08907 | SREC Solar | MEHTA |  | 8.385 | 0 | Residential |  | BRIDGEWATER | 8807 | 5 | 1ST LIGHT ENERGY, INC. | PSE&G BPU | No | Complete | 2010-09-30 | 2011-01-18 | 2011-04-11 | 2011-04-11
REIPNR-08908 | SREC Solar | LANE |  | 10.08 | 0 | Residential |  | MONMOUTH JUNCTION | 8852 | 11 | 1ST LIGHT ENERGY, INC. | PSE&G BPU | No | Complete | 2010-09-30 | 2011-04-01 | 2011-07-13 | 2011-07-13
REIPNR-08909 | SREC Solar | BUONO |  | 9.99 | 0 | Residential |  | VINELAND | 8361 | 20 | MERCURY SOLAR SYSTEMS | Vineland Muni Elec | No | Complete | 2010-09-30 | 2010-11-18 | 2010-12-08 | 2010-12-08
REIPNR-08910 | SREC Solar | BARKER |  | 6.58 | 0 | Residential | 1 | POINT PLEASANT | 8742 | 18 | TRINITY HEATING AND AIR | JCP&L | No | Complete | 2010-09-30 | 2011-04-14 | 2011-04-28 | 2011-04-28
REIPNR-08911 | SREC Solar | JANSSEN |  | 9.805 | 0 | Residential | 1 | ENGLISHTOWN | 7726 | 17 | TRINITY HEATING AND AIR | JCP&L | No | Complete | 2010-09-30 | 2011-02-04 | 2011-03-23 | 2011-03-23
REIPNR-08912 | SREC Solar | RIVELLO |  | 4.6 | 0 | Residential | 1 | FREEHOLD | 7728 | 17 | TRINITY HEATING AND AIR | JCP&L | No | Complete | 2010-09-30 | 2011-10-04 | 2011-12-16 | 2011-12-16
REIPNR-08913 | SREC Solar | GUIRGUESS |  | 4.715 | 0 | Residential |  | SWEDESBORO | 8085 | 15 | TRINITY HEATING AND AIR | AC Electric | No | Complete | 2010-09-30 | 2010-12-06 | 2011-01-20 | 2011-01-20
REIPNR-08914 | SREC Solar | O'CONNER |  | 4.7 | 0 | Residential | 1 | BRICK | 8721 | 18 | TRINITY HEATING AND AIR | JCP&L | No | Complete | 2010-10-04 | 2011-01-14 | 2011-02-21 | 2011-02-21
REIPNR-08915 | SREC Solar | PASQUITO |  | 9.225 | 0 | Residential | 1 | LAWRENCE TOWNSHIP | 8648 | 12 | TRINITY HEATING AND AIR | PSE&G BPU | No | Complete | 2010-10-01 | 2011-01-25 | 2011-03-08 | 2011-03-08
REIPNR-08916 | SREC Solar | ALDINO |  | 8.14 | 0 | Residential | 1 | NEPTUNE | 7753 | 17 | TRINITY HEATING AND AIR | JCP&L | No | Complete | 2010-09-30 | 2010-12-30 | 2011-01-29 | 2011-01-29
REIPNR-08917 | SREC Solar | OLYNYK |  | 13.8 | 0 | Residential | 1 | ROBBINSVILLE | 8691 | 12 | TRINITY HEATING AND AIR | PSE&G BPU | No | Complete | 2010-09-30 | 2011-08-09 | 2011-08-22 | 2011-08-22
REIPNR-08919 | SREC Solar | LYNCH |  | 4.23 | 0 | Residential | 1 | JACKSON | 8527 | 18 | TRINITY HEATING AND AIR | JCP&L | No | Complete | 2010-09-30 | 2011-04-22 | 2011-06-03 | 2011-06-03
REIPNR-08921 | SREC Solar | LEPORE |  | 6.345 | 0 | Residential | 1 | BRICK | 8724 | 18 | TRINITY HEATING AND AIR | JCP&L | No | Complete | 2010-09-30 | 2011-03-15 | 2011-03-25 | 2011-03-25
REIPNR-08922 | SREC Solar | ROPER |  | 5.535 | 0 | Residential | 1 | METUCHEN | 8840 | 11 | TRINITY HEATING AND AIR | PSE&G BPU | No | Complete | 2010-09-30 | 2010-12-23 | 2011-02-10 | 2011-02-10
REIPNR-08925 | SREC Solar | HORNEFF |  | 5.405 | 0 | Residential | 1 | MYSTIC ISLANDS | 8087 | 18 | TRINITY HEATING AND AIR | AC Electric | No | Complete | 2010-09-30 | 2011-09-30 | 2011-10-12 | 2011-10-12
REIPNR-08927 | SREC Solar | BERRY |  | 6.765 | 0 | Residential | 1 | BURLINGTON | 8016 | 13 | TRINITY HEATING AND AIR | PSE&G BPU | No | Complete | 2010-09-30 | 2010-12-30 | 2011-01-29 | 2011-01-29
REIPNR-08929 | SREC Solar | GREEN |  | 6.93 | 0 | Residential | 1 | CLAYTON | 8312 | 15 | TRINITY HEATING AND AIR | AC Electric | No | Complete | 2010-09-30 | 2011-06-22 | 2011-07-06 | 2011-07-06
REIPNR-08932 | SREC Solar | RAMAMOORTH |  | 5.85 | 0 | Residential |  | PENNINGTON | 8534 | 12 | A-TOP ALTERNATIVE ENERGY | PSE&G BPU | No | Complete | 2010-09-30 | 2010-11-29 | 2011-01-20 | 2011-01-20
REIPNR-08934 | SREC Solar | MADOS | INDIAN MILLS MEMORIAL MIDDLE SCH | 121.9 | 0 | Commercial |  | VINCENTOWN | 8088 | 13 | MERIDIAN PROPERTY SRVICES, INC | AC Electric | No | Complete | 2010-09-30 | 2010-12-01 | 2011-02-11 | 2011-02-11
REIPNR-08936 | SREC Solar | GRIMM | PETERSON & MARSH INC. KWG INDUSTR | 199.26 | 0 | Commercial |  | HILLSBOROUGH | 8844 | 5 | TRINITY HEATING AND AIR | PSE&G BPU | No | Complete | 2010-09-30 | 2011-07-26 | 2011-08-02 | 2011-08-02
REIPNR-08938 | SREC Solar | KROUSE | WILTECH | 2.52 | 0 | Commercial |  | BERLIN | 8009 | 14 | TRINITY HEATING AND AIR | AC Electric | No | Complete | 2010-09-30 | 2010-12-22 | 2011-01-29 | 2011-01-29
REIPNR-08939 | SREC Solar | STILES |  | 11.07 | 0 | Residential |  | JACKSON | 8527 | 18 | TRINITY HEATING AND AIR | JCP&L | No | Complete | 2010-09-30 | 2011-03-14 | 2011-03-25 | 2011-03-25
REIPNR-08941 | SREC Solar | KILLINGSWORTH |  | 9.2 | 0 | Residential | 1 | FRANKLINVILLE | 8322 | 15 | MERCURY SOLAR SYSTEMS | AC Electric | No | Complete | 2010-09-30 | 2010-11-03 | 2010-11-30 | 2010-11-30
REIPNR-08942 | SREC Solar | FISCHER |  | 5.46 | 0 | Residential | 1 | POMPTON LAKES | 7442 | 6 | MERCURY SOLAR SYSTEMS | JCP&L | No | Complete | 2010-09-30 | 2010-10-14 | 2010-11-09 | 2010-11-09
REIPNR-08945 | SREC Solar | HESSERT | STOW HOLDINGS LLC | 39.06 | 0 | Commercial | 1 | MARLTON | 8053 | 13 | H2 CONTRACTING LLC | PSE&G BPU | No | Complete | 2010-09-30 | 2010-10-14 | 2010-11-30 | 2010-11-30
REIPNR-08946 | SREC Solar | JOHNSON |  | 5.04 | 0 | Residential |  | BARGAINTOWN | 8234 | 19 | MERCURY SOLAR SYSTEMS | AC Electric | No | Complete | 2010-09-30 | 2010-10-14 | 2010-11-09 | 2010-11-09
REIPNR-08948 | SREC Solar | MAGIERSKI |  | 7.03 | 0 | Residential | 1 | TOMS RIVER | 8753 | 18 | NJ SOLAR POWER, LLC | JCP&L | No | Complete | 2010-09-30 | 2010-10-29 | 2010-11-30 | 2010-11-30
REIPNR-08957 | SREC Solar | FEIBUSCH |  | 9.2 | 0 | Residential |  | BOONTON | 7005 | 3 | THE ENTECH GROUP | JCP&L | No | Complete | 2010-09-30 | 2010-12-03 | 2011-03-08 | 2011-03-08
REIPNR-08958 | SREC Solar | BOSCO |  | 9.6 | 0 | Residential | 1 | WOODSTOWN | 8098 | 16 | MERCURY SOLAR SYSTEMS | AC Electric | No | Complete | 2010-09-30 | 2010-10-14 | 2010-11-09 | 2010-11-09
REIPNR-08959 | SREC Solar | FERRERI |  | 8.1 | 0 | Residential |  | COLUMBUS | 8022 | 13 | SEA BRIGHT SOLAR, LLC | PSE&G BPU | No | Complete | 2010-09-30 | 2010-11-22 | 2010-12-30 | 2010-12-30
REIPNR-08960 | SREC Solar | SHASHIDHAR |  | 4.725 | 0 | Residential |  | LAWRENCE TWP | 8648 | 12 | GEOGENIX | PSE&G BPU | No | Complete | 2010-09-30 | 2010-12-03 | 2011-01-20 | 2011-01-20
REIPNR-08961 | SREC Solar | STANEK | STANEK NETTING COMPANY | 38.775 | 0 | Residential |  | BLOOMFIELD | 7003 | 9 | ECLIPSE SOLAR | PSE&G BPU | No | Complete | 2010-09-30 | 2011-03-02 | 2011-03-25 | 2011-03-25
REIPNR-08962 | SREC Solar | LANG |  | 5.16 | 0 | Residential |  | MOUNT LAUREL | 8054 | 13 | P3 INTEGRATION, INC. | PSE&G BPU | No | Complete | 2010-09-20 | 2011-01-28 | 2011-04-22 | 2011-04-22
REIPNR-08963 | SREC Solar | MCCREA |  | 10.865 | 0 | Residential |  | BELVIDERE | 7823 | 2 | THE SOLAR CENTER, INC. | JCP&L | No | Complete | 2010-09-30 | 2011-02-24 | 2011-04-21 | 2011-04-21
REIPNR-08964 | SREC Solar | KATCHEN |  | 9.435 | 0 | Residential |  | RANDOLPH | 7869 | 3 | THE SOLAR CENTER, INC. | JCP&L | No | Complete | 2010-10-01 | 2010-11-19 | 2011-01-10 | 2011-01-10
REIPNR-08965 | SREC Solar | REINKE |  | 7.92 | 0 | Residential |  | TRENTON | 8610 | 12 | TRINITY HEATING AND AIR | PSE&G BPU | No | Complete | 2010-09-30 | 2011-01-25 | 2011-03-02 | 2011-03-02
REIPNR-08966 | SREC Solar | STEELE |  | 8.405 | 0 | Residential |  | FLORENCE | 8518 | 13 | TRINITY HEATING AND AIR | PSE&G BPU | No | Complete | 2010-09-30 | 2010-12-14 | 2011-01-24 | 2011-01-24
REIPNR-08967 | SREC Solar | GOMEZ |  | 4.7 | 0 | Residential | 1 | NEPTUNE | 7753 | 17 | TRINITY HEATING AND AIR | JCP&L | No | Complete | 2010-09-30 | 2011-06-22 | 2011-07-06 | 2011-07-06
REIPNR-08968 | SREC Solar | GRIEVES |  | 9.635 | 0 | Residential |  | SALEM | 8079 | 16 | TRINITY HEATING AND AIR | AC Electric | No | Complete | 2010-09-30 | 2010-12-20 | 2011-01-24 | 2011-01-24
REIPNR-08969 | SREC Solar | GURCSIK |  | 6.345 | 0 | Residential | 1 | SEWELL | 8080 | 15 | TRINITY HEATING AND AIR | AC Electric | No | Complete | 2010-09-30 | 2011-06-01 | 2011-07-12 | 2011-07-12
REIPNR-08970 | SREC Solar | NOVAK |  | 7.52 | 0 | Residential | 1 | ROCKY HILL | 8553 | 5 | TRINITY HEATING AND AIR | PSE&G BPU | No | Complete | 2010-09-20 | 2011-03-29 | 2011-04-22 | 2011-04-22
REIPNR-08971 | SREC Solar | CHIVATE |  | 8.1 | 0 | Residential | 1 | CRANBURY | 8512 | 11 | TRINITY HEATING AND AIR | PSE&G BPU | No | Complete | 2010-09-30 | 2010-12-14 | 2011-01-24 | 2011-01-24
REIPNR-08973 | SREC Solar | BUERCK |  | 9.25 | 0 | Residential |  | WAYSIDE | 7713 | 17 | TRINITY HEATING AND AIR | JCP&L | No | Complete | 2010-09-30 | 2011-01-14 | 2011-02-21 | 2011-02-21
REIPNR-08974 | SREC Solar | BASKIN |  | 11.84 | 0 | Residential | 1 | MONMOUTH JUNCTION | 8852 | 11 | TRINITY HEATING AND AIR | PSE&G BPU | No | Complete | 2010-09-30 | 2011-06-08 | 2011-06-29 | 2011-06-29
REIPNR-08975 | SREC Solar | STERLING |  | 9.99 | 0 | Residential |  | GERMANIA | 8215 | 19 | MERCURY SOLAR SYSTEMS | AC Electric | No | Complete | 2010-09-30 | 2010-10-14 | 2010-11-09 | 2010-11-09
REIPNR-08978 | SREC Solar | PATEL |  | 3.192 | 0 | Residential |  | HAMILTON | 8619 | 12 | SEA BRIGHT SOLAR, LLC | PSE&G BPU | No | Complete | 2010-10-06 | 2011-02-16 | 2011-03-23 | 2011-03-23
REIPNR-08979 | SREC Solar | ZAMPOLIN | ZAMPOLIN ASSOCIATES | 13.86 | 0 | Commercial |  | WESTWOOD | 7675 | 7 | E2ECTA, INC. | PSE&G BPU | No | Complete | 2010-10-06 | 2011-09-12 | 2011-10-26 | 2011-10-26
REIPNR-08980 | SREC Solar | GLENN |  | 9 | 0 | Residential | 1 | MOUNTAINSIDE | 7092 | 10 | MERCURY SOLAR SYSTEMS | PSE&G BPU | No | Complete | 2010-10-06 | 2011-05-09 | 2011-06-07 | 2011-06-07
REIPNR-08981 | SREC Solar | AVIDAN | AVIDAN ENERGY SOLUTIONS, LLC | 2258.88 | 0 | Commercial |  | EDISON | 8817 | 11 | SOLAR NATION | PSE&G BPU | No | Complete | 2010-10-06 | 2011-05-17 | 2011-06-15 | 2011-06-15
REIPNR-08982 | SREC Solar | STAED | ANHEISER BUSCH INC | 585.605 | 0 | Commercial | 1 | NEWARK | 7114 | 9 | SM ELECTRIC CO, INC | PSE&G BPU | No | Complete | 2010-09-30 | 2010-12-23 | 2011-03-10 | 2011-03-10
REIPNR-08983 | SREC Solar | LOUGHLIN | CITY OF NEW BRUNSWICK | 670.8 | 0 | Commercial | 1 | NEW BRUNSWICK | 8901 | 11 | DCO ENERGY, LLC | PSE&G BPU | No | Complete | 2010-10-06 | 2010-12-02 | 2011-02-16 | 2011-02-16
REIPNR-08988 | SREC Solar | KANG |  | 7.585 | 0 | Residential |  | PRINCETON | 8540 | 12 | THE SOLAR CENTER, INC. | PSE&G BPU | No | Complete | 2010-10-06 | 2011-10-06 | 2012-06-08 | 2012-06-08
REIPNR-08989 | SREC Solar | PATEL | ISHKA HOSPITALITY | 36.12 | 0 | Commercial |  | WILDWOOD CREST | 8260 | 21 | NJ SOLAR POWER, LLC | AC Electric | No | Complete | 2010-10-06 | 2010-12-22 | 2011-01-29 | 2011-01-29
REIPNR-08991 | SREC Solar | GRISOLLA | PUBLIC SERVICE ELECTRIC AND GAS | 3196.93 | 0 | Commercial |  | LINDEN | 7036 | 10 | ADVANCED SOLAR PRODUCTS FLEMINGTON | PSE&G BPU | Yes | Complete | 2010-10-06 | 2010-12-29 | 2011-03-10 | 2011-03-10
REIPNR-08992 | SREC Solar | BUKIET | BLISS VALLEY ASSOCIATES | 79.75 | 0 | Commercial |  | CLIFTON | 7013 | 6 | LANGAN ENERGY SOLUTIONS, LLC | PSE&G BPU | No | Complete | 2010-10-06 | 2011-08-02 | 2011-09-06 | 2011-09-06
REIPNR-08994 | SREC Solar | MANDELBAUM | F&E REALTY COMPANY | 7.05 | 0 | Commercial |  | GREENBROOK | 8812 | 11 | VANGUARD ENERGY PARTNERS, LLC | PSE&G BPU | No | Complete | 2010-10-06 | 2010-10-26 | 2010-11-30 | 2010-11-30
REIPNR-08996 | SREC Solar | IPPOLITO |  | 8.4 | 0 | Residential |  | RINGOES | 8557 | 4 | MERCURY SOLAR SYSTEMS | JCP&L | No | Complete | 2010-10-06 | 2011-01-24 | 2011-02-22 | 2011-02-22
REIPNR-08997 | SREC Solar | RHINE |  | 9.99 | 0 | Residential |  | LAKEWOOD | 8701 | 18 | AROSA SOLAR ENERGY, INC | JCP&L | No | Complete | 2010-10-06 | 2010-10-20 | 2011-02-10 | 2011-02-10
REIPNR-08998 | SREC Solar | GALARZA |  | 9.68 | 0 | Residential | 1 | ENGLISHTOWN | 7726 | 17 | TRINITY HEATING AND AIR | JCP&L | No | Complete | 2010-10-06 | 2011-02-10 | 2011-03-24 | 2011-03-24
REIPNR-09011 | SREC Solar | WILLIAMS | PARK ELEMENTARY SCHOOL | 510.48 | 0 | School Public K-12 |  | NEWARK | 7104 | 9 | MERCURY SOLAR SYSTEMS | PSE&G BPU | Yes | Complete | 2010-10-06 | 2010-10-28 | 2011-05-11 | 2011-05-11
REIPNR-09016 | SREC Solar | GESCHINE |  | 8.1 | 0 | Residential |  | FAIRFIELD | 7004 | 9 | GEOGENIX | PSE&G BPU | No | Complete | 2010-10-06 | 2010-11-16 | 2010-12-22 | 2010-12-22
REIPNR-09018 | SREC Solar | CAVICCHIA |  | 7.2 | 0 | Residential | 1 | TOMS RIVER | 8753 | 18 | GEOGENIX | JCP&L | No | Complete | 2010-10-06 | 2010-11-29 | 2011-01-20 | 2011-01-20
REIPNR-09021 | SREC Solar | GEISSER |  | 6.88 | 0 | Residential |  | BRIGANTINE | 8203 | 19 | CORBIN SOLAR SOLUTIONS, LLC | AC Electric | No | Complete | 2010-10-06 | 2010-11-22 | 2010-12-30 | 2010-12-30
REIPNR-09023 | SREC Solar | JOHNSON |  | 9.62 | 0 | Residential | 1 | MAYS LANDING | 8330 | 19 | MERCURY SOLAR SYSTEMS | AC Electric | No | Complete | 2010-10-06 | 2011-05-09 | 2011-06-07 | 2011-06-07
REIPNR-09025 | SREC Solar | PARITI |  | 9.87 | 0 | Residential | 1 | HOWELL | 7731 | 17 | TRINITY HEATING AND AIR | JCP&L | No | Complete | 2010-10-06 | 2011-07-06 | 2011-08-15 | 2011-08-15
REIPNR-09027 | SREC Solar | EVANS |  | 6.11 | 0 | Residential | 1 | WOODBURY CITY | 8096 | 15 | TRINITY HEATING AND AIR | PSE&G BPU | No | Complete | 2010-10-06 | 2011-06-10 | 2011-06-30 | 2011-06-30
REIPNR-09029 | SREC Solar | MCCABE |  | 7.38 | 0 | Residential | 1 | JACKSON | 8527 | 18 | TRINITY HEATING AND AIR | JCP&L | No | Complete | 2010-10-06 | 2011-02-08 | 2011-03-02 | 2011-03-02
REIPNR-09033 | SREC Solar | ANDERSON |  | 8.28 | 0 | Residential | 1 | MANCHESTER | 8759 | 18 | TRINITY HEATING AND AIR | JCP&L | No | Complete | 2010-10-06 | 2011-01-25 | 2011-03-02 | 2011-03-02
REIPNR-09034 | SREC Solar | MENON |  | 7.05 | 0 | Residential | 1 | BELL MEADE | 8052 | 13 | TRINITY HEATING AND AIR | PSE&G BPU | No | Complete | 2010-10-06 | 2011-06-29 | 2011-07-12 | 2011-07-12
REIPNR-09039 | SREC Solar | OEHME |  | 5.125 | 0 | Residential | 1 | BRICK | 8723 | 18 | TRINITY HEATING AND AIR | JCP&L | No | Complete | 2010-10-06 | 2011-01-18 | 2011-02-21 | 2011-02-21
REIPNR-09040 | SREC Solar | STERLACCI |  | 9.84 | 0 | Residential | 1 | MANCHESTER | 8759 | 18 | TRINITY HEATING AND AIR | JCP&L | No | Complete | 2010-10-06 | 2011-01-25 | 2011-03-02 | 2011-03-02
REIPNR-09041 | SREC Solar | BLAIR |  | 5.18 | 0 | Residential |  | SHREWSBURY | 7702 | 17 | TRINITY HEATING AND AIR | JCP&L | No | Complete | 2010-10-06 | 2011-08-12 | 2011-08-25 | 2011-08-25
REIPNR-09044 | SREC Solar | DI COSTANZO |  | 8.88 | 0 | Residential |  | PRINCETON JUNCTION | 8550 | 12 | TRINITY HEATING AND AIR | PSE&G BPU | No | Complete | 2010-10-06 | 2011-05-09 | 2011-05-26 | 2011-05-26
REIPNR-09045 | SREC Solar | MC FADDEN |  | 10.66 | 0 | Residential |  | MATAWAN | 7747 | 17 | TRINITY HEATING AND AIR | JCP&L | No | Complete | 2010-10-06 | 2011-01-28 | 2011-03-02 | 2011-03-02
REIPNR-09046 | SREC Solar | MANDAVA |  | 4.14 | 0 | Residential |  | PLAINSBORO | 8536 | 11 | TRINITY HEATING AND AIR | PSE&G BPU | No | Complete | 2010-10-06 | 2010-12-30 | 2011-01-29 | 2011-01-29
REIPNR-09047 | SREC Solar | TRIOLO |  | 17.015 | 0 | Residential |  | TOMS RIVER | 8755 | 18 | TRINITY HEATING AND AIR | JCP&L | No | Complete | 2010-10-06 | 2011-01-25 | 2011-03-02 | 2011-03-02
REIPNR-09049 | SREC Solar | COHEN |  | 11.515 | 0 | Residential |  | VINELAND | 8316 | 20 | SOLAR WORKS NJ | Vineland Muni Elec | No | Complete | 2010-10-06 | 2011-02-04 | 2011-04-18 | 2011-04-18
REIPNR-09050 | SREC Solar | BRADLEY | SAFE & SOUND SELF STORAGE | 30.36 | 0 | Commercial |  | MEDFORD | 8055 | 13 | ASC SOLAR SOLUTIONS, LLC | PSE&G BPU | No | Complete | 2010-10-06 | 2011-05-02 | 2011-05-12 | 2011-05-12
REIPNR-09052 | SREC Solar | HOOD-JORDAN |  | 6.9 | 0 | Residential |  | LITTLE EGG HARBOR | 8087 | 18 | TRINITY HEATING AND AIR | AC Electric | No | Complete | 2010-09-30 | 2011-07-28 | 2011-08-08 | 2011-08-08
REIPNR-09054 | SREC Solar | CASACCIO | CLAYTON SELF STORAGE | 31.85 | 0 | Commercial |  | EGG HARBOR TOWNSHIP | 8234 | 19 | DYNAMIC ENERGY, LLC | AC Electric | No | Complete | 2010-10-06 | 2010-12-20 | 2011-02-11 | 2011-02-11
REIPNR-09066 | SREC Solar | CASACCIO | CLAYTON SELF STORAGE-GALLOWAY | 38.22 | 0 | Commercial |  | GALLOWAY | 8205 | 19 | DYNAMIC ENERGY, LLC | AC Electric | No | Complete | 2010-10-06 | 2010-12-20 | 2011-02-11 | 2011-02-11
REIPNR-09068 | SREC Solar | CASACCIO | CLAYTON STORAGE @ AC # 500 | 25.48 | 0 | Commercial |  | ATLANTIC CITY | 8401 | 19 | DYNAMIC ENERGY, LLC | AC Electric | No | Complete | 2010-10-06 | 2010-12-20 | 2011-02-10 | 2011-02-10
REIPNR-09070 | SREC Solar | CASACCIO | CLAYTON STORAGE-ATLANTIC CITY | 54.145 | 0 | Commercial |  | ATLANTIC CITY | 8401 | 19 | DYNAMIC ENERGY, LLC | AC Electric | No | Complete | 2010-10-06 | 2010-12-20 | 2011-02-04 | 2011-02-04
REIPNR-09073 | SREC Solar | CASACCIO | CLAYTON STORAGE-MAYS LANDING | 31.85 | 0 | Commercial |  | MAYS LANDING | 8330 | 19 | DYNAMIC ENERGY, LLC | AC Electric | No | Complete | 2010-10-06 | 2010-12-20 | 2011-02-11 | 2011-02-11
REIPNR-09075 | SREC Solar | CASACCIO | CLAYTON STORAGE-MAYS LAND # 100 | 28.665 | 0 | Commercial |  | MAYS LANDING | 8330 | 19 | DYNAMIC ENERGY, LLC | AC Electric | No | Complete | 2010-10-06 | 2010-12-20 | 2011-02-11 | 2011-02-11
REIPNR-09076 | SREC Solar | RAFFERTY | SCHINDLER ELEVATOR CORPORATION | 284.28 | 0 | Commercial |  | MORRISTOWN | 7962 | 3 | ADEMA TECHNOLOGIES D/B/A GLORIA SOLAR US | JCP&L | No | Complete | 2010-10-06 | 2011-08-23 | 2012-01-13 | 2012-01-13
REIPNR-09077 | SREC Solar | SCHOTT | SCHOTT NYC CORP | 114.66 | 0 | Commercial | 1 | ELIZABETH | 7201 | 10 | ABSOLUTELY ENERGIZED SOLAR, LLC | PSE&G BPU | No | Complete | 2010-10-06 | 2011-08-25 | 2011-09-01 | 2011-09-01
REIPNR-09078 | SREC Solar | WARSHAW | ST. BENEDICT'S CHURCH | 252.56 | 0 | School Other | 1 | HOLMDEL | 7733 | 17 | 1ST LIGHT ENERGY, INC. | JCP&L | No | Complete | 2010-10-06 | 2012-05-30 | 2012-06-15 | 2012-06-15
REIPNR-09079 | SREC Solar | SCHOTT | SCHOTT NYC CORP | 82.81 | 0 | Commercial | 1 | ELIZABETH | 7201 | 10 | ABSOLUTELY ENERGIZED SOLAR, LLC | PSE&G BPU | No | Complete | 2010-10-06 | 2011-08-25 | 2011-09-01 | 2011-09-01
REIPNR-09080 | SREC Solar | FRICK | BLAIR ACADEMY | 252.72 | 0 | School Other | 1 | BLAIRSTOWN | 7825 | 2 | PRO-TECH ENERGY SOLUTIONS | JCP&L | No | Complete | 2010-10-06 | 2011-11-15 | 2011-12-09 | 2011-12-09
REIPNR-09081 | SREC Solar | LEMOS | CORPORATE PARKING | 25.48 | 0 | Commercial | 1 | ELIZABETH | 7201 | 10 | ABSOLUTELY ENERGIZED SOLAR, LLC | PSE&G BPU | No | Complete | 2010-10-06 | 2011-08-25 | 2011-08-31 | 2011-08-31
REIPNR-09083 | SREC Solar | O'CONNOR | MONMOUTH CO BLDG AND GROUNDS | 503.23 | 0 | Government Facility | 1 | FREEHOLD | 7728 | 17 | DOBCO SOLAR & ELECTRIC LLC | JCP&L | No | Complete | 2010-10-06 | 2012-02-16 | 2012-03-08 | 2012-03-08
REIPNR-09085 | SREC Solar | O'CONNOR | MONMOUTH CO BLDG & GROUNDS | 372.96 | 0 | Government Facility | 1 | MANALAPAN | 7726 | 17 | DOBCO SOLAR & ELECTRIC LLC | JCP&L | No | Complete | 2010-10-06 | 2012-02-16 | 2012-03-15 | 2012-03-15
REIPNR-09086 | SREC Solar | TEMPLER | ELEGANT KNITTED HEADWEAR INC. | 312.13 | 0 | Commercial |  | ELIZABETH | 7201 | 10 | ABSOLUTELY ENERGIZED SOLAR, LLC | PSE&G BPU | No | Complete | 2010-10-06 | 2011-08-25 | 2011-09-01 | 2011-09-01
REIPNR-09087 | SREC Solar | O'CONNOR | MONMOUTH CO BLDG & GROUNDS | 177.84 | 0 | Government Facility | 1 | FREEHOLD | 7728 | 17 | DOBCO SOLAR & ELECTRIC LLC | JCP&L | No | Complete | 2010-10-06 | 2012-02-16 | 2012-03-15 | 2012-03-15
REIPNR-09088 | SREC Solar | CLEVERLEY | BENJAMIN MOORE & CO | 1775.62 | 0 | Commercial | 1 | FLANDERS | 7836 | 3 | CONSTELLATION ENERGY PROJECTS & SERVICES | JCP&L | No | Complete | 2010-10-06 | 2011-04-01 | 2011-08-05 | 2011-08-05
REIPNR-09089 | SREC Solar | MCMENAMIN |  | 6.15 | 0 | Residential | 1 | DELRAN | 8075 | 13 | TRINITY HEATING AND AIR | PSE&G BPU | No | Complete | 2010-10-06 | 2011-01-28 | 2011-03-02 | 2011-03-02
REIPNR-09090 | SREC Solar | PARADISO |  | 9.84 | 0 | Residential | 1 | FREEHOLD | 7728 | 17 | TRINITY HEATING AND AIR | JCP&L | No | Complete | 2010-10-06 | 2011-07-27 | 2011-08-23 | 2011-08-23
REIPNR-09104 | SREC Solar | FIETKIEWICZ | CEDAR BRIDGE NURSERIES AND GREEN | 351.325 | 0 | Non Profit | 1 | EGG HARBOR CITY | 8215 | 19 | MERCURY SOLAR SYSTEMS | AC Electric | No | Complete | 2010-10-12 | 2011-06-06 | 2011-06-27 | 2011-06-27
REIPNR-09105 | SREC Solar | LEE |  | 11.04 | 0 | Residential |  | HOWELL | 7731 | 17 | SOLAR WORKS NJ | JCP&L | No | Complete | 2010-10-12 | 2011-02-04 | 2011-03-24 | 2011-03-24
REIPNR-09106 | SREC Solar | WEBB |  | 9.62 | 0 | Residential |  | HIGHTSTOWN | 8520 | 12 | TRINITY HEATING AND AIR | JCP&L | No | Complete | 2010-10-12 | 2010-12-06 | 2011-01-20 | 2011-01-20
REIPNR-09107 | SREC Solar | SIEBERT | BUTCH'S CAR WASH | 41.4 | 0 | Commercial |  | RED BANK | 7701 | 17 | GARDEN STATE SOLAR LLC | JCP&L | No | Complete | 2010-10-12 | 2010-12-01 | 2011-03-09 | 2011-03-09
REIPNR-09108 | SREC Solar | CASACCIO | CLAYTON SELF STORAGE AT EGG HAR | 28.665 | 0 | Commercial |  | EGG HARBOR TWP | 8234 | 19 | DYNAMIC ENERGY, LLC | AC Electric | No | Complete | 2010-10-12 | 2010-12-20 | 2011-02-11 | 2011-02-11
REIPNR-09109 | SREC Solar | CASACCIO | CLAYTON SELF STORAGE AT EGG HAR | 12.74 | 0 | Commercial |  | EGG HARBOR TWP | 8234 | 19 | DYNAMIC ENERGY, LLC | AC Electric | No | Complete | 2010-10-12 | 2010-12-20 | 2011-02-11 | 2011-02-11
REIPNR-09110 | SREC Solar | CASACCIO | CLAYTON SELF STORAGE AT GALLOW | 38.22 | 0 | Commercial |  | GALLOWAY | 8205 | 19 | DYNAMIC ENERGY, LLC | AC Electric | No | Complete | 2010-10-12 | 2010-12-20 | 2011-02-11 | 2011-02-11
REIPNR-09111 | SREC Solar | CASACCIO | CLAYTON SELF STORAGE AT MAYS LA | 6.37 | 0 | Commercial |  | MAYS LANDING | 8330 | 19 | DYNAMIC ENERGY, LLC | AC Electric | No | Complete | 2010-10-12 | 2010-12-20 | 2011-02-10 | 2011-02-10
REIPNR-09113 | SREC Solar | BAS | KALUSTYAN'S | 281.06 | 0 | Commercial |  | UNION | 7083 | 10 | TRINITY HEATING AND AIR | PSE&G BPU | No | Complete | 2010-10-12 | 2011-02-04 | 2011-03-02 | 2011-03-02
REIPNR-09115 | SREC Solar | BAS | KALUSTYAN'S | 388.56 | 0 | Commercial |  | UNION | 7083 | 10 | TRINITY HEATING AND AIR | AC Electric | No | Complete | 2010-10-12 | 2011-02-04 | 2011-03-10 | 2011-03-10
REIPNR-09116 | SREC Solar | NORDMEYER | BIHLER OF AMERICA, INC | 1167.01 | 0 | Commercial |  | PHILLIPSBURG | 8865 | 2 | PRO-TECH ENERGY SOLUTIONS | JCP&L | No | Complete | 2010-10-12 | 2011-03-28 | 2011-04-11 | 2011-04-11
REIPNR-09118 | SREC Solar | NORDMEYER | BIHLER OF AMERICA, INC | 922.61 | 0 | Commercial |  | PHILLIPSBURG | 8865 | 2 | PRO-TECH ENERGY SOLUTIONS | JCP&L | No | Complete | 2010-10-12 | 2011-06-15 | 2011-07-06 | 2011-07-06
REIPNR-09120 | SREC Solar | BELANUS | EASTERN CHRISTIAN SCOOL- ELEM | 97.6 | 0 | School Other | 1 | MIDLAND PARK | 7432 | 7 | SUN FARM NETWORK | PSE&G BPU | No | Complete | 2010-10-12 | 2011-06-22 | 2011-07-06 | 2011-07-06
REIPNR-09122 | SREC Solar | BELANUS | EASTERN CHRISTIAN SCOOL- MIDDLE S | 173.24 | 0 | School Other | 1 | WYCKOFF | 7481 | 7 | SUN FARM NETWORK | Not Known | No | Complete | 2010-10-12 | 2011-06-30 | 2011-07-13 | 2011-07-13
REIPNR-09125 | SREC Solar | BELANUS | EASTERN CHRISTIAN SCHOOL - HIGH SC | 258.64 | 0 | School Other | 1 | NORTH HALEDON | 7508 | 6 | SUN FARM NETWORK | PSE&G BPU | No | Complete | 2010-10-12 | 2011-08-16 | 2011-08-25 | 2011-08-25
REIPNR-09126 | SREC Solar | GRILLO | CRYOFAB, INC - PHASE 2 | 101.66 | 0 | Commercial |  | KENILWORTH | 7033 | 10 | MERCURY SOLAR SYSTEMS | PSE&G BPU | No | Complete | 2010-10-12 | 2011-06-14 | 2011-06-30 | 2011-06-30
REIPNR-09129 | SREC Solar | RUBIN | LDR EQUITIES, LLC | 49.68 | 0 | Commercial | 1 | RIDGEFIELD | 7657 | 7 | SOLAR RENEWABLE ENERGY CONCEPTS | PSE&G BPU | No | Complete | 2010-10-12 | 2011-06-14 | 2011-07-13 | 2011-07-13
REIPNR-09135 | SREC Solar | BAWIEC |  | 3.28 | 0 | Residential | 1 | LAKE HIAWATHA | 7034 | 3 | TRINITY HEATING AND AIR | JCP&L | No | Complete | 2010-10-12 | 2010-12-30 | 2011-01-29 | 2011-01-29
REIPNR-09136 | SREC Solar | PATRON |  | 4.23 | 0 | Residential | 1 | JAMESBURG | 8831 | 11 | TRINITY HEATING AND AIR | JCP&L | No | Complete | 2010-10-12 | 2011-02-04 | 2011-03-23 | 2011-03-23
REIPNR-09138 | SREC Solar | GOLDSMITH |  | 9.62 | 0 | Residential | 1 | LAKEWOOD | 8701 | 18 | TRINITY HEATING AND AIR | JCP&L | No | Complete | 2010-10-12 | 2011-04-14 | 2011-04-22 | 2011-04-22
REIPNR-09142 | SREC Solar | SALEEM |  | 7.955 | 0 | Residential | 1 | HIGHLAND PARK | 8904 | 11 | TRIM-O-TECH, LLC | PSE&G BPU | No | Complete | 2010-10-12 | 2011-02-25 | 2011-03-25 | 2011-03-25
REIPNR-09143 | SREC Solar | NAGENGAST |  | 6.15 | 0 | Residential | 1 | JACKSON | 8527 | 18 | TRINITY HEATING AND AIR | JCP&L | No | Complete | 2010-10-12 | 2011-03-14 | 2011-05-26 | 2011-05-26
REIPNR-09144 | SREC Solar | ROBINSON |  | 9.72 | 0 | Residential |  | LUMBERTON | 8048 | 13 | TRINITY HEATING AND AIR | PSE&G BPU | No | Complete | 2010-10-12 | 2010-12-10 | 2011-01-20 | 2011-01-20
REIPNR-09145 | SREC Solar | EMMONS | HARLEY DAWN DINER | 95.2 | 0 | Commercial |  | FOLSOM | 8037 | 19 | GO SOLAR ELECTRIC, LLC | AC Electric | No | Complete | 2010-10-12 | 2011-03-02 | 2011-06-30 | 2011-06-30
REIPNR-09147 | SREC Solar | ROBBINS | THE ROBBINS PHARMACY | 52.92 | 0 | Commercial |  | EWING | 8638 | 12 | FOUR POINT REFRIGERATION CO., INC. | PSE&G BPU | No | Complete | 2010-10-12 | 2011-03-01 | 2011-04-05 | 2011-04-05
REIPNR-09148 | SREC Solar | THOENS |  | 9 | 0 | Residential |  | MANCHETER | 8759 | 18 | SEA BRIGHT SOLAR, LLC | JCP&L | No | Complete | 2010-10-12 | 2011-02-14 | 2011-03-25 | 2011-03-25
REIPNR-09149 | SREC Solar | BURKHARDT |  | 7.59 | 0 | Residential | 1 | EGG HARBOR TWP | 8234 | 19 | MERCURY SOLAR SYSTEMS | AC Electric | No | Complete | 2010-10-12 | 2010-10-26 | 2010-11-30 | 2010-11-30
REIPNR-09159 | SREC Solar | WOLFE | CHAMBERS BRIDGE URBAN RENEWAL | 137.54 | 0 | Commercial |  | BRICK TOWNSHIP | 8723 | 18 | DOBCO SOLAR & ELECTRIC LLC | JCP&L | No | Complete | 2010-10-12 | 2011-10-31 | 2012-01-13 | 2012-01-13
REIPNR-09160 | SREC Solar | VIRZI | THE PINGRY SCHOOL | 394.24 | 0 | Commercial | 1 | BERNARDS | 7920 | 5 | ALTERIS RENEWABLES | JCP&L | No | Complete | 2010-10-12 | 2011-12-21 | 2012-01-17 | 2012-01-17
REIPNR-09161 | SREC Solar | JESSEN |  | 6.93 | 0 | Residential |  | COLONIA | 7067 | 10 | 1ST LIGHT ENERGY, INC. | PSE&G BPU | No | Complete | 2010-10-12 | 2011-11-08 | 2012-03-02 | 2012-03-02
REIPNR-09162 | SREC Solar | VADI |  | 3.885 | 0 | Residential |  | MOUNTAIN SIDE | 7092 | 10 | 1ST LIGHT ENERGY, INC. | PSE&G BPU | No | Complete | 2010-10-12 | 2011-06-27 | 2011-10-21 | 2011-10-21
REIPNR-09163 | SREC Solar | YOU | OLD BRIDGE FARM MARKET | 152.88 | 0 | Commercial | 1 | OLD BRIDGE | 8857 | 11 | GREEN ENERGY SYSTEMS LLC | JCP&L | No | Complete | 2010-10-12 | 2011-01-03 | 2011-03-08 | 2011-03-08
REIPNR-09164 | SREC Solar | BRAEN | BRAEN SUPPLY | 43.74 | 0 | Commercial |  | HASKELL | 7420 | 6 | MERCURY SOLAR SYSTEMS | JCP&L | No | Complete | 2010-10-12 | 2011-07-28 | 2011-08-08 | 2011-08-08
REIPNR-09165 | SREC Solar | CATENA | RICHARD CATENA AUTO WHOLESALER | 340.86 | 0 | Commercial | 1 | TETERBORO | 7608 | 7 | G & S INVESTORS | PSE&G BPU | No | Complete | 2010-10-12 | 2010-11-24 | 2011-03-24 | 2011-03-24
REIPNR-09166 | SREC Solar | REESE |  | 4.18 | 0 | Residential | 1 | FORKED RIVER | 8731 | 18 | SUNRAY SOLAR, INC. | JCP&L | No | Complete | 2010-10-12 | 2011-07-26 | 2011-10-10 | 2011-10-10
REIPNR-09167 | SREC Solar | ADLER | ADLER DEVELOPMENT | 494.208 | 0 | Commercial | 1 | EDISON | 8837 | 11 | ADVANCED GREEN TECHNOLOGIES | PSE&G BPU | No | Complete | 2010-10-12 | 2010-12-22 | 2011-02-10 | 2011-02-10
REIPNR-09169 | SREC Solar | ADLER | ADLER DEVELOPMENT | 972.576 | 0 | Commercial | 1 | SOUTH BRUNSWICK | 8810 | 11 | ADVANCED GREEN TECHNOLOGIES | PSE&G BPU | No | Complete | 2010-10-12 | 2011-08-16 | 2011-09-06 | 2011-09-06
REIPNR-09170 | SREC Solar | CURRAN |  | 15.2 | 0 | Residential | 1 | WRIGHTSTOWN | 8562 | 13 | SUNRAY SOLAR, INC. | JCP&L | No | Complete | 2010-10-12 | 2011-07-26 | 2011-10-10 | 2011-10-10
REIPNR-09172 | SREC Solar | LECATO |  | 7.05 | 0 | Residential | 1 | TREATON | 8690 | 12 | TRINITY HEATING AND AIR | PSE&G BPU | No | Complete | 2010-10-12 | 2011-06-03 | 2011-06-27 | 2011-06-27
REIPNR-09174 | SREC Solar | HAYDEN-JOHNSON |  | 3.7 | 0 | Residential | 1 | NEPTUNE | 7753 | 17 | TRINITY HEATING AND AIR | JCP&L | No | Complete | 2010-10-12 | 2011-02-10 | 2011-03-10 | 2011-03-10
REIPNR-09176 | SREC Solar | SWACK |  | 16.2 | 0 | Residential |  | HACKETTSTOWN | 7840 | 2 | GEOSCAPE SOLAR, LLC | JCP&L | No | Complete | 2010-10-12 | 2010-12-10 | 2011-02-16 | 2011-02-16
REIPNR-09178 | SREC Solar | GATES | GATES REALTY CORP. | 26.46 | 0 | Commercial |  | LITTLE FERRY | 7643 | 7 | VIRON CONSULTING GROUP | PSE&G BPU | No | Complete | 2010-10-12 | 2012-03-02 | 2012-04-11 | 2012-04-11
REIPNR-09181 | SREC Solar | GATES | GATES REALTY CORP. / SELF STORAGE | 52.92 | 0 | Commercial |  | LITTLE FERRY | 7643 | 7 | VIRON CONSULTING GROUP | PSE&G BPU | No | Complete | 2010-10-12 | 2012-03-02 | 2012-04-11 | 2012-04-11
REIPNR-09183 | SREC Solar | BELBY | BELVIDERE DENTAL ASSOCIATES | 23.8 | 0 | Commercial |  | BELVIDERE | 7823 | 2 | 1ST LIGHT ENERGY, INC. | JCP&L | No | Complete | 2010-10-12 | 2011-08-12 | 2011-11-16 | 2011-11-16
REIPNR-09185 | SREC Solar | COHEN | 350 CLARK DRIVE, LLC | 349.44 | 0 | Commercial | 1 | MOUNT OLIVE | 7828 | 3 | SUN SOLAR ELECTRIC, LLC | JCP&L | No | Complete | 2010-10-12 | 2012-01-27 | 2012-02-10 | 2012-02-10
REIPNR-09192 | SREC Solar | COHEN | 350 CLARK DRIVE LLC | 507.36 | 0 | Commercial | 1 | MOUNT OLIVE | 7828 | 3 | SUN SOLAR ELECTRIC, LLC | JCP&L | No | Complete | 2010-10-12 | 2012-01-23 | 2012-02-10 | 2012-02-10
REIPNR-09193 | SREC Solar | COHEN | 350 CLARK DRIVE LLC | 110.88 | 0 | Commercial | 1 | MOUNT OLIVE | 7828 | 3 | SUN SOLAR ELECTRIC, LLC | JCP&L | No | Complete | 2010-10-12 | 2012-01-27 | 2012-02-10 | 2012-02-10
REIPNR-09194 | SREC Solar | COHEN | 350 CLARK DRIVE, LLC | 507.36 | 0 | Commercial | 1 | MOUNT OLIVE | 7828 | 3 | SUN SOLAR ELECTRIC, LLC | JCP&L | No | Complete | 2010-10-12 | 2012-01-23 | 2012-02-10 | 2012-02-10
REIPNR-09195 | SREC Solar | COHEN | 350 CLARK DRIVE LLC | 275.52 | 0 | Commercial | 1 | MOUNT OLIVE | 7828 | 3 | SUN SOLAR ELECTRIC, LLC | JCP&L | No | Complete | 2010-10-12 | 2012-01-27 | 2012-02-10 | 2012-02-10
REIPNR-09196 | SREC Solar | COHEN | FAIRFIELD INDUSTRIAL CENTER LLC | 255.36 | 0 | Commercial | 1 | MOUNTAIN LAKES | 7046 | 3 | SUN SOLAR ELECTRIC, LLC | JCP&L | No | Complete | 2010-10-12 | 2012-01-30 | 2012-02-17 | 2012-02-17
REIPNR-09199 | SREC Solar | BELLOISE | ARCHDIOCESE OF NEWARK - GOH | 236.88 | 0 | Non Profit | 1 | EAST HANOVER | 7936 | 3 | BORREGO SOLAR SYSTEMS | JCP&L | No | Complete | 2010-10-19 | 2013-02-15 | 2013-02-28 | 2013-02-28
REIPNR-09200 | SREC Solar | BELLOISE | ARCHDIOCESE OF NEWARK | 79.43 | 0 | Non Profit | 1 | OAKLAND | 7436 | 7 | BORREGO SOLAR SYSTEMS | Orange & Rockland Elec | No | Complete | 2010-10-19 | 2013-02-06 | 2013-02-20 | 2013-02-20
REIPNR-09201 | SREC Solar | BELLOISE | ARCHDIOCESE OF NEWARK | 85.54 | 0 | Non Profit | 1 | OAKLAND | 7436 | 7 | BORREGO SOLAR SYSTEMS | Orange & Rockland Elec | No | Complete | 2010-10-19 | 2013-02-15 | 2013-03-04 | 2013-03-04
REIPNR-09202 | SREC Solar | BELLOISE | ARCHDIOCESE OF NEWARK | 197.4 | 0 | Non Profit | 1 | MONTVALE | 7645 | 7 | BORREGO SOLAR SYSTEMS | Orange & Rockland Elec | No | Complete | 2010-10-19 | 2013-02-19 | 2013-03-28 | 2013-03-28
REIPNR-09207 | SREC Solar | GOODE | UNION BEACH BORO BOARD OF ED | 244.08 | 0 | School Other | 1 | UNION BEACH | 7735 | 17 | DOBCO SOLAR & ELECTRIC LLC | JCP&L | No | Complete | 2010-10-19 | 2012-01-30 | 2012-03-02 | 2012-03-02
REIPNR-09208 | SREC Solar | GOODE | UNION BEACH BORO BOARD OF ED | 252.72 | 0 | School Other | 1 | UNION BEACH | 7735 | 17 | DOBCO SOLAR & ELECTRIC LLC | JCP&L | No | Complete | 2010-10-19 | 2012-01-30 | 2012-02-29 | 2012-02-29
REIPNR-09209 | SREC Solar | COLANGELO |  | 6.355 | 0 | Residential |  | BAYVILLE | 8721 | 18 | TRINITY HEATING AND AIR | JCP&L | No | Complete | 2010-10-19 | 2010-12-17 | 2011-02-10 | 2011-02-10
REIPNR-09210 | SREC Solar | BARRY | S&J DEVELOPMENT LLC | 38.22 | 0 | Commercial |  | VINCETOWN | 8088 | 13 | EASTERN ENERGY SERVICES | PSE&G BPU | No | Complete | 2010-10-19 | 2011-07-25 | 2011-08-03 | 2011-08-03
REIPNR-09212 | SREC Solar | REALI |  | 9 | 0 | Residential |  | COLUMBUS | 8022 | 13 | GEOGENIX | PSE&G BPU | No | Complete | 2010-10-19 | 2010-12-07 | 2011-02-11 | 2011-02-11
REIPNR-09215 | SREC Solar | SHERMAN |  | 4.86 | 0 | Residential |  | SOMERSET | 8873 | 5 | GEOGENIX | PSE&G BPU | No | Complete | 2010-10-19 | 2011-01-03 | 2011-02-14 | 2011-02-14
REIPNR-09218 | SREC Solar | D'AMBROSIO |  | 9.2 | 0 | Residential |  | JACKSON | 8527 | 18 | SOLULAR LLC/RWD CONSULTANTS | JCP&L | No | Complete | 2010-10-19 | 2011-01-24 | 2011-02-22 | 2011-02-22
REIPNR-09220 | SREC Solar | DEVITO |  | 16.2 | 0 | Residential |  | BEDMINSTER | 7921 | 5 | ELECTRICAL EDGE, INC. | JCP&L | No | Complete | 2010-10-19 | 2010-12-17 | 2011-04-05 | 2011-04-05
REIPNR-09222 | SREC Solar | DELUCA |  | 7.98 | 0 | Residential | 1 | WALL | 7719 | 17 | TRINITY HEATING AND AIR | JCP&L | No | Complete | 2010-10-19 | 2011-08-30 | 2011-10-21 | 2011-10-21
REIPNR-09224 | SREC Solar | MAGNOTTI |  | 7.4 | 0 | Residential | 1 | BRICK | 8723 | 18 | TRINITY HEATING AND AIR | JCP&L | No | Complete | 2010-10-19 | 2010-12-30 | 2011-01-29 | 2011-01-29
REIPNR-09226 | SREC Solar | SAVAGE |  | 10.175 | 0 | Residential | 1 | BRICK | 8724 | 18 | TRINITY HEATING AND AIR | JCP&L | No | Complete | 2010-10-19 | 2011-01-18 | 2011-02-21 | 2011-02-21
REIPNR-09229 | SREC Solar | O'MARK |  | 7.285 | 0 | Residential | 1 | JACKSON | 8527 | 18 | TRINITY HEATING AND AIR | JCP&L | No | Complete | 2010-10-19 | 2011-02-08 | 2011-03-02 | 2011-03-02
REIPNR-09239 | SREC Solar | PRINCE | DBA MALLARD PARK OFFICES LLC | 12.22 | 0 | Commercial |  | MANASQUAN | 8736 | 17 | TRINITY HEATING AND AIR | JCP&L | No | Complete | 2010-10-19 | 2011-07-12 | 2011-08-22 | 2011-08-22
REIPNR-09250 | SREC Solar | BAKER |  | 15.51 | 0 | Residential |  | LAMBERTVILLE | 8530 | 4 | 4BESTSOLAR, LLC | JCP&L | No | Complete | 2010-10-19 | 2010-12-20 | 2011-06-03 | 2011-06-03
REIPNR-09251 | SREC Solar | AUSTIN |  | 7.525 | 0 | Residential |  | FRANKLINVILLE | 8322 | 15 | RCL ENTERPRISES INC. | AC Electric | No | Complete | 2010-10-19 | 2010-11-19 | 2010-12-22 | 2010-12-22
REIPNR-09253 | SREC Solar | STEIN | SPEX CERTIPREP GROUP | 84 | 0 | Commercial |  | METUCHEN | 8840 | 11 | SUNSHINE SOLAR SYSTEMS, INC. | PSE&G BPU | No | Complete | 2010-10-19 | 2011-01-26 | 2011-03-09 | 2011-03-09
REIPNR-09255 | SREC Solar | STEIN | SPEX SAMPLE PREP, LLC | 35 | 0 | Commercial | 0 | METUCHEN | 8840 | 11 | SUNSHINE SOLAR SYSTEMS, INC. | PSE&G BPU | No | Complete | 2010-10-19 | 2011-03-07 | 2011-04-05 | 2011-04-05
REIPNR-09257 | SREC Solar | PARMELEE | WOODBINE BOARD OF EDUCATION | 278.005 | 0 | School Public K-12 |  | WOODBINE | 8270 | 21 | GEORGE SPARKS, INC | AC Electric | No | Complete | 2010-10-19 | 2011-05-25 | 2011-07-15 | 2011-07-15
REIPNR-09258 | SREC Solar | UPADHYE |  | 10.35 | 0 | Residential |  | EAST BRUNSWICK | 8816 | 11 | GEOPEAK ENERGY LLC | PSE&G BPU | No | Complete | 2010-10-19 | 2010-11-17 | 2010-12-08 | 2010-12-08
REIPNR-09259 | SREC Solar | CRANE |  | 6.9 | 0 | Residential |  | TOMS RIVER | 8753 | 18 | GREEN APPLE ENERGY SYSTEMS, LLC | JCP&L | No | Complete | 2010-10-19 | 2011-01-03 | 2011-03-25 | 2011-03-25
REIPNR-09260 | SREC Solar | LEONARD | WEISS AUG CO INC | 888.03 | 0 | Commercial |  | EAST HANOVER | 7936 | 3 | MERCURY SOLAR SYSTEMS | JCP&L | No | Complete | 2010-10-19 | 2011-08-18 | 2011-08-29 | 2011-08-29
REIPNR-09266 | SREC Solar | PARKER |  | 3.87 | 0 | Residential | 1 | WESTMONT | 8109 | 14 | A-TOP ALTERNATIVE ENERGY | PSE&G BPU | No | Complete | 2010-10-19 | 2011-01-13 | 2011-02-21 | 2011-02-21
REIPNR-09267 | SREC Solar | POLLACK | BRUNSWICK LOGISTICS, LLC | 605 | 0 | Commercial |  | NORTH BRUNSWICK | 8902 | 11 | SOLAR ENERGY SYSTEMS, INC. | PSE&G BPU | No | Complete | 2010-10-19 | 2011-04-06 | 2011-05-11 | 2011-05-11
REIPNR-09268 | SREC Solar | POLLACK | BRUNSWICK LOGISTICS, LLC | 281.325 | 0 | Commercial |  | NORTH BRUNSWICK | 8902 | 11 | SOLAR ENERGY SYSTEMS, LLC | PSE&G BPU | No | Complete | 2010-10-19 | 2011-05-06 | 2011-06-15 | 2011-06-15
REIPNR-09269 | SREC Solar | COVER |  | 8.25 | 0 | Residential |  | HILLSBOROUGH | 8844 | 5 | SKY HIGH ENERGY, LLC | PSE&G BPU | No | Complete | 2010-10-19 | 2011-01-13 | 2011-02-14 | 2011-02-14
REIPNR-09270 | SREC Solar | BUCHEL |  | 7.525 | 0 | Residential |  | BRIGANTINE | 8203 | 19 | RCL ENTERPRISES INC. | AC Electric | No | Complete | 2010-10-19 | 2010-11-22 | 2010-12-14 | 2010-12-14
REIPNR-09271 | SREC Solar | ZAITR |  | 7.03 | 0 | Residential |  | CLIFTON | 7013 | 6 | MERCURY SOLAR SYSTEMS | PSE&G BPU | No | Complete | 2010-10-19 | 2011-01-18 | 2011-02-21 | 2011-02-21
REIPNR-09272 | SREC Solar | OLSON |  | 3.15 | 0 | Residential |  | CLIFOTN | 7013 | 6 | 1ST LIGHT ENERGY, INC. | PSE&G BPU | No | Complete | 2010-10-19 | 2011-02-21 | 2011-04-11 | 2011-04-11
REIPNR-09273 | SREC Solar | TRAN |  | 7.2 | 0 | Residential |  | WEST DEPTFORD | 8086 | 15 | BRILLIANT SOLAR PANELING | JCP&L | No | Complete | 2010-10-19 | 2011-04-28 | 2011-06-03 | 2011-06-03
REIPNR-09294 | SREC Solar | SCHOFEL | LIVINGSTON CIRCLE ASSOCIATES, LP | 499.51 | 0 | Commercial | 1 | LIVINGSTON | 7039 | 9 | ALTERIS RENEWABLES | JCP&L | No | Complete | 2010-10-19 | 2012-08-16 | 2012-08-22 | 2012-08-22
REIPNR-09296 | SREC Solar | GRISOLIA | PUBLIC SERVICE ELECTRIC & GAS | 2017.596 | 0 | Commercial |  | EDISON | 8817 | 11 | J. FLETCHER CREAMER & SON | PSE&G BPU | Yes | Complete | 2010-10-19 | 2010-12-15 | 2011-04-28 | 2011-04-28
REIPNR-09297 | SREC Solar | DONATO | DONATO CONSTRUCTION CO INC | 225.5 | 0 | Commercial | 1 | WALL | 7719 | 17 | TRINITY HEATING AND AIR | JCP&L | No | Complete | 2010-10-19 | 2012-01-16 | 2012-02-09 | 2012-02-09
REIPNR-09298 | SREC Solar | DONATO | EMPACT EBS | 64.9 | 0 | Commercial | 1 | WALL | 7719 | 17 | TRINITY HEATING AND AIR | JCP&L | No | Complete | 2010-10-19 | 2012-04-27 | 2012-05-17 | 2012-05-17
REIPNR-09299 | SREC Solar | DONATO | DONATO CONSTRUCTION CO INC | 23.1 | 0 | Commercial | 1 | WALL | 7719 | 17 | TRINITY HEATING AND AIR | JCP&L | No | Complete | 2010-10-19 | 2012-03-01 | 2012-04-05 | 2012-04-05
REIPNR-09300 | SREC Solar | DONATO | MID ATLANTIC RESOURCE GROUP LLC | 22.55 | 0 | Commercial | 1 | WALL | 7719 | 17 | TRINITY HEATING AND AIR | JCP&L | No | Complete | 2010-10-19 | 2012-03-01 | 2012-03-30 | 2012-03-30
REIPNR-09301 | SREC Solar | DONATO | THE BEVERAGE WORKS | 67.925 | 0 | Commercial | 1 | WALL | 7719 | 17 | TRINITY HEATING AND AIR | JCP&L | No | Complete | 2010-10-19 | 2012-03-01 | 2012-03-30 | 2012-03-30
REIPNR-09302 | SREC Solar | DONATO | PAUL P WILD | 10.175 | 0 | Commercial | 1 | WALL | 7719 | 17 | TRINITY HEATING AND AIR | JCP&L | No | Complete | 2010-10-19 | 2012-02-27 | 2012-03-28 | 2012-03-28
REIPNR-09303 | SREC Solar | DONATO | FRENCH & PARRELLO ASSOC | 211.75 | 0 | Commercial | 1 | WALL | 7719 | 17 | TRINITY HEATING AND AIR | JCP&L | No | Complete | 2010-10-19 | 2012-01-16 | 2012-02-09 | 2012-02-09
REIPNR-09304 | SREC Solar | DONATO | KMB DESIGN GROUP LLC | 148.5 | 0 | Commercial | 1 | WALL | 7719 | 17 | TRINITY HEATING AND AIR | JCP&L | No | Complete | 2010-10-19 | 2012-03-01 | 2012-04-05 | 2012-04-05
REIPNR-09308 | SREC Solar | CASELLI | DELSEA INVESTMENTS LLC | 9.66 | 0 | Commercial |  | VINELAND | 8360 | 20 | GO SOLAR ELECTRIC, LLC | Vineland Muni Elec | No | Complete | 2010-10-26 | 2011-11-03 | 2011-12-14 | 2011-12-14
REIPNR-09309 | SREC Solar | CASELLI | DELSEA INVESTMENTS LLC | 9.2 | 0 | Commercial |  | VINELAND | 8360 | 20 | GO SOLAR ELECTRIC, LLC | Vineland Muni Elec | No | Complete | 2010-10-26 | 2011-11-03 | 2011-12-14 | 2011-12-14
REIPNR-09310 | SREC Solar | CASELLI | DELSEA INVESTMENTS LLC | 14.26 | 0 | Commercial |  | VINELAND | 8360 | 20 | GO SOLAR ELECTRIC, LLC | Vineland Muni Elec | No | Complete | 2010-10-26 | 2011-11-03 | 2011-12-14 | 2011-12-14
REIPNR-09311 | SREC Solar | CASELLI | DELSEA INVESTMENTS LLC | 33.58 | 0 | Commercial |  | VINELAND | 8360 | 20 | GO SOLAR ELECTRIC, LLC | Vineland Muni Elec | No | Complete | 2010-10-26 | 2011-11-03 | 2011-12-14 | 2011-12-14
REIPNR-09312 | SREC Solar | CASELLI | CASELLI & CASELLI DEVELOPMENT CO | 14.03 | 0 | Commercial |  | VINELAND | 8310 | 19 | GO SOLAR ELECTRIC, LLC | AC Electric | No | Complete | 2010-10-26 | 2011-07-19 | 2011-07-27 | 2011-07-27
REIPNR-09313 | SREC Solar | CASELLI | CASELLI & CASELLI DEVELOPMENT | 20.93 | 0 | Commercial |  | BUENA | 8310 | 19 | GO SOLAR ELECTRIC, LLC | AC Electric | No | Complete | 2010-10-26 | 2011-07-19 | 2011-07-27 | 2011-07-27
REIPNR-09315 | SREC Solar | CASELLI | CASELLI & CASELLI DEVELOPMENT | 6.9 | 0 | Commercial |  | BUENA | 8310 | 19 | GO SOLAR ELECTRIC, LLC | AC Electric | No | Complete | 2010-10-26 | 2011-07-26 | 2011-08-03 | 2011-08-03
REIPNR-09316 | SREC Solar | BERENATO |  | 13.8 | 0 | Residential |  | HAMMONTON | 8037 | 19 | GO SOLAR ELECTRIC, LLC | AC Electric | No | Complete | 2010-10-26 | 2011-09-28 | 2011-10-10 | 2011-10-10
REIPNR-09317 | SREC Solar | CASELLI | CASELLI & CASELLI DEVELOPMENT CO | 11.04 | 0 | Commercial |  | BUENA | 8310 | 19 | GO SOLAR ELECTRIC, LLC | AC Electric | No | Complete | 2010-10-26 | 2011-07-19 | 2011-07-27 | 2011-07-27
REIPNR-09319 | SREC Solar | BERENATO |  | 9.43 | 0 | Commercial |  | HAMMONTON | 8037 | 19 | GO SOLAR ELECTRIC, LLC | AC Electric | No | Complete | 2010-10-26 | 2011-09-28 | 2011-10-10 | 2011-10-10
REIPNR-09320 | SREC Solar | PASQUIN | KANE COLLISION ASSOC | 58.75 | 0 | Commercial | 1 | SHREWSBURY | 7702 | 17 | TRINITY HEATING AND AIR | JCP&L | No | Complete | 2010-10-26 | 2011-04-22 | 2011-05-11 | 2011-05-11
REIPNR-09321 | SREC Solar | GARRISON | TPG CONSULTING DBA ADVANZA SYST | 14.1 | 0 | Commercial | 1 | MANASQUAN | 8736 | 17 | TRINITY HEATING AND AIR | JCP&L | No | Complete | 2010-10-26 | 2011-07-12 | 2011-07-21 | 2011-07-21
REIPNR-09322 | SREC Solar | FEEHAN | CHANNEL METHODS PARTNERS | 2.115 | 0 | Commercial |  | MANASQUAN | 8736 | 17 | TRINITY HEATING AND AIR | JCP&L | No | Complete | 2010-10-26 | 2011-07-12 | 2011-07-21 | 2011-07-21
REIPNR-09323 | SREC Solar | FEEHAN | CHANNEL METHODS PARTNERS | 3.76 | 0 | Commercial |  | MANASQUAN | 8736 | 17 | TRINITY HEATING AND AIR | JCP&L | No | Complete | 2010-10-26 | 2011-07-12 | 2011-07-21 | 2011-07-21
REIPNR-09325 | SREC Solar | FEEHAN | CHANNEL METHODS PARTNERS | 3.76 | 0 | Commercial | 1 | MANASQUAN | 8736 | 17 | TRINITY HEATING AND AIR | JCP&L | No | Complete | 2010-10-26 | 2011-07-12 | 2011-07-21 | 2011-07-21
REIPNR-09326 | SREC Solar | KROUSE |  | 7.92 | 0 | Residential |  | WEST BERLIN | 8091 | 14 | TRINITY HEATING AND AIR | AC Electric | No | Complete | 2010-10-26 | 2010-12-22 | 2011-01-29 | 2011-01-29
REIPNR-09327 | SREC Solar | OSTERING | MTK HOLDINGS | 48.384 | 11128.32 | Commercial | 0 | CEDAR GROVE | 7009 | 9 | CADMUS CONSTRUCTION, LLC | PSE&G BPU | No | Complete | 2010-10-26 | 2011-05-25 | 2011-09-20 | 2011-11-09
REIPNR-09329 | SREC Solar | SCALABRINI | COASTAL LEARNING CENTER | 35.42 | 0 | School Other | 1 | HOWELL | 7731 | 17 | PFISTER MAINTENANCE, INC. | JCP&L | No | Complete | 2010-10-26 | 2011-05-05 | 2011-06-20 | 2011-06-20
REIPNR-09330 | SREC Solar | SHIMP |  | 9.9 | 0 | Residential | 1 | WOODSTOWN | 8098 | 16 | MERCURY SOLAR SYSTEMS | AC Electric | No | Complete | 2010-10-26 | 2011-01-11 | 2011-02-21 | 2011-02-21
REIPNR-09333 | SREC Solar | EDELMAN | NATIONAL PERFORMANCE PACKAGING | 546.845 | 0 | Commercial |  | HAMILTON | 8609 | 12 | MERCURY SOLAR SYSTEMS | PSE&G BPU | No | Complete | 2010-10-26 | 2011-06-27 | 2011-07-12 | 2011-07-12
REIPNR-09335 | SREC Solar | SNEAROWSKI |  | 5.76 | 0 | Residential |  | BRANCHBURG | 8876 | 5 | VANGUARD ENERGY PARTNERS, LLC | JCP&L | No | Complete | 2010-10-26 | 2011-12-08 | 2012-01-05 | 2012-01-05
REIPNR-09336 | SREC Solar | AHERN |  | 12 | 0 | Residential |  | HAMILTON SQ | 8690 | 12 | TRINITY HEATING AND AIR | PSE&G BPU | No | Complete | 2010-10-26 | 2011-02-04 | 2011-03-23 | 2011-03-23
REIPNR-09338 | SREC Solar | STONE |  | 6.84 | 0 | Residential |  | BRIDGEWATER | 8807 | 5 | GEOGENIX | PSE&G BPU | No | Complete | 2010-10-26 | 2010-12-14 | 2011-02-10 | 2011-02-10
REIPNR-09342 | SREC Solar | PATEL |  | 5.16 | 0 | Residential |  | MANALAPAN | 7726 | 17 | CORBIN SOLAR SOLUTIONS, LLC | JCP&L | No | Complete | 2010-10-26 | 2010-11-08 | 2010-12-30 | 2010-12-30
REIPNR-09343 | SREC Solar | BERGACS |  | 9.435 | 0 | Residential |  | PITTSTOWN | 8867 | 4 | THE SOLAR CENTER, INC. | JCP&L | No | Complete | 2010-10-26 | 2010-11-22 | 2011-01-10 | 2011-01-10
REIPNR-09344 | SREC Solar | RODENBAUGH |  | 6.88 | 0 | Residential |  | LODI | 7644 | 7 | THE SOLAR CENTER, INC. | PSE&G BPU | No | Complete | 2010-10-26 | 2010-11-29 | 2011-03-10 | 2011-03-10
REIPNR-09346 | SREC Solar | WARHOL |  | 3.485 | 0 | Residential |  | HACKENSACK | 7601 | 7 | THE SOLAR CENTER, INC. | PSE&G BPU | No | Complete | 2010-10-26 | 2011-01-18 | 2011-02-14 | 2011-02-14
REIPNR-09349 | SREC Solar | KAMINE | WOODPOND MANOR | 41.16 | 0 | Commercial |  | LEBANON | 8833 | 4 | MERCURY SOLAR SYSTEMS | JCP&L | No | Complete | 2010-10-26 | 2011-04-26 | 2011-05-11 | 2011-05-11
REIPNR-09350 | SREC Solar | LAMAR JR |  | 4.51 | 0 | Residential |  | PENNSVILLE | 8070 | 16 | TRINITY HEATING AND AIR | AC Electric | No | Complete | 2010-10-26 | 2010-12-17 | 2011-01-29 | 2011-01-29
REIPNR-09351 | SREC Solar | GIANUZZI |  | 10.34 | 0 | Residential | 1 | NEWTON | 7860 | 1 | TRINITY HEATING AND AIR | JCP&L | No | Complete | 2010-10-26 | 2011-02-04 | 2011-03-23 | 2011-03-23
REIPNR-09353 | SREC Solar | HAVRILLA |  | 6.97 | 0 | Residential |  | MANVILLE | 8835 | 5 | TRINITY HEATING AND AIR | PSE&G BPU | No | Complete | 2010-10-26 | 2010-12-20 | 2011-01-24 | 2011-01-24
REIPNR-09354 | SREC Solar | SCONYO |  | 4.23 | 0 | Residential |  | AUDUBON | 8106 | 14 | TRINITY HEATING AND AIR | PSE&G BPU | No | Complete | 2010-10-26 | 2011-07-08 | 2011-07-19 | 2011-07-19
REIPNR-09355 | SREC Solar | WHYTE |  | 6.96 | 0 | Residential | 1 | HOWELL | 7731 | 17 | TRINITY HEATING AND AIR | JCP&L | No | Complete | 2010-10-26 | 2011-02-14 | 2011-03-08 | 2011-03-08
REIPNR-09356 | SREC Solar | RICHMAN |  | 5.4 | 0 | Residential | 1 | FRANKLIN PARK | 8823 | 5 | TRINITY HEATING AND AIR | PSE&G BPU | No | Complete | 2010-10-26 | 2011-02-01 | 2011-03-08 | 2011-03-08
REIPNR-09358 | SREC Solar | CHADHA |  | 5.17 | 0 | Residential | 1 | KENDALL PARK | 8824 | 11 | TRINITY HEATING AND AIR | PSE&G BPU | No | Complete | 2010-10-26 | 2011-06-15 | 2011-07-15 | 2011-07-15
REIPNR-09360 | SREC Solar | HOSKINS |  | 13.875 | 0 | Residential |  | FREEHOLD | 7728 | 17 | TRINITY HEATING AND AIR | JCP&L | No | Complete | 2010-10-26 | 2011-02-14 | 2011-03-25 | 2011-03-25
REIPNR-09367 | SREC Solar | DEBART | BERGEN COUNTY GENERAL SERVICE DE | 115.92 | 0 | Government Facility | 1 | PARAMUS | 7652 | 7 | PFISTER MAINTENANCE, INC. | PSE&G BPU | No | Complete | 2010-10-26 | 2010-11-22 | 2011-03-09 | 2011-03-09
REIPNR-09369 | SREC Solar | DEROSA |  | 7.92 | 0 | Residential | 1 | JACKSON | 8527 | 18 | TRINITY HEATING AND AIR | JCP&L | No | Complete | 2010-10-26 | 2011-03-15 | 2011-04-21 | 2011-04-21
REIPNR-09375 | SREC Solar | ZUCK | GMZ ENTERPRISES, LLC | 15.18 | 0 | Commercial |  | SOMERS POINT | 8244 | 19 | SHERWOOD ELECTRIC CO. INC. | AC Electric | No | Complete | 2010-10-26 | 2011-08-31 | 2011-12-16 | 2011-12-16
REIPNR-09376 | SREC Solar | LERRO | BURLEIGH LAND CO | 22.77 | 0 | Commercial |  | CAPE MAY COURT HOUSE | 8210 | 21 | CORBIN SOLAR SOLUTIONS, LLC | AC Electric | No | Complete | 2010-10-26 | 2011-06-14 | 2011-06-30 | 2011-06-30
REIPNR-09377 | SREC Solar | ADLER | ADLER DEVELOPMENT | 907.632 | 0 | Commercial |  | WOODBRIDGE | 8512 | 11 | ADVANCED GREEN TECHNOLOGIES | PSE&G BPU | Yes | Complete | 2010-10-26 | 2011-03-15 | 2011-03-24 | 2011-03-24
REIPNR-09378 | SREC Solar | ADLER | ADLER DEVELOPMENT | 608.256 | 0 | Residential | 1 | WOODBRIDGE | 8512 | 11 | ADVANCED GREEN TECHNOLOGIES | PSE&G BPU | No | Complete | 2010-10-26 | 2010-12-29 | 2011-03-24 | 2011-03-24
REIPNR-09405 | SREC Solar | SOLTESZ |  | 6.21 | 0 | Residential |  | FLANDERS | 7836 | 3 | AP SOLAR POWER | JCP&L | No | Complete | 2010-10-12 | 2010-12-09 | 2011-10-04 | 2011-10-04
REIPNR-09408 | SREC Solar | BOLING | ATLANTIC PACKAGING SYSTEMS | 10.12 | 0 | Commercial |  | FAIRFIELD | 7004 | 9 | GARDEN STATE SOLAR LLC | PSE&G BPU | No | Complete | 2010-11-01 | 2011-01-07 | 2011-04-22 | 2011-04-22
REIPNR-09411 | SREC Solar | FORSHAY |  | 6.3 | 0 | Residential |  | MANASQUAN | 8736 | 17 | MERCURY SOLAR SYSTEMS | JCP&L | No | Complete | 2010-11-01 | 2010-11-19 | 2010-12-14 | 2010-12-14
REIPNR-09413 | SREC Solar | READING | BUXTON BOXES SELF STORAGE BLD A | 46.08 | 0 | Commercial |  | EWING | 8628 | 12 | ALIEN FUEL INC | PSE&G BPU | No | Complete | 2010-11-01 | 2010-12-06 | 2011-03-08 | 2011-03-08
REIPNR-09414 | SREC Solar | EDELMAN | NATIONAL PERFORMANCE PACKAGING | 266.11 | 0 | Commercial |  | NEWARK | 7105 | 9 | MERCURY SOLAR SYSTEMS | PSE&G BPU | No | Complete | 2010-11-01 | 2011-04-26 | 2011-05-12 | 2011-05-12
REIPNR-09417 | SREC Solar | FRENETTE |  | 7.38 | 0 | Residential | 1 | COLUMBUS | 8002 | 14 | TRINITY HEATING AND AIR | PSE&G BPU | No | Complete | 2010-11-01 | 2011-01-07 | 2011-02-21 | 2011-02-21
REIPNR-09419 | SREC Solar | PATEL |  | 17.39 | 0 | Residential | 1 | TRENTON | 8690 | 12 | TRINITY HEATING AND AIR | PSE&G BPU | No | Complete | 2010-11-01 | 2011-05-20 | 2011-06-07 | 2011-06-07
REIPNR-09420 | SREC Solar | DOMM |  | 5.17 | 0 | Residential |  | MT. LAUREL | 8054 | 13 | SOLAR WORKS NJ | PSE&G BPU | No | Complete | 2010-11-01 | 2011-02-04 | 2011-03-24 | 2011-03-24
REIPNR-09421 | SREC Solar | WANG |  | 2.99 | 0 | Residential |  | BELLE MEAD | 8502 | 5 | AMERICAN RENEWABLE ENERGY, INC | PSE&G BPU | No | Complete | 2010-11-01 | 2010-11-19 | 2011-02-16 | 2011-02-16
REIPNR-09422 | SREC Solar | KLING |  | 11.6 | 0 | Residential |  | WASHINGOTN | 7882 | 2 | TRINITY HEATING AND AIR | JCP&L | No | Complete | 2010-11-01 | 2011-01-06 | 2011-02-22 | 2011-02-22
REIPNR-09425 | SREC Solar | ORSINI |  | 9.66 | 0 | Residential |  | SOMERSET | 8873 | 5 | THE SOLAR CENTER, INC. | PSE&G BPU | No | Complete | 2010-11-01 | 2011-03-17 | 2011-04-18 | 2011-04-18
REIPNR-09427 | SREC Solar | MAKAREVICH | MAKAREVICH FARMS | 123.48 | 0 | Commercial | 1 | COLUMBIA | 7832 | 2 | THE SOLAR CENTER, INC. | JCP&L | No | Complete | 2010-11-01 | 2011-07-26 | 2011-08-02 | 2011-08-02
REIPNR-09428 | SREC Solar | CHURCH |  | 9.62 | 0 | Residential |  | BLOOMSBURY | 8804 | 4 | THE SOLAR CENTER, INC. | JCP&L | No | Complete | 2010-11-01 | 2010-12-17 | 2011-01-24 | 2011-01-24
REIPNR-09430 | SREC Solar | AMIN |  | 7.35 | 0 | Residential |  | PISCATAWAY | 8854 | 11 | 1ST LIGHT ENERGY, INC. | PSE&G BPU | No | Complete | 2010-11-01 | 2011-02-21 | 2011-05-27 | 2011-05-27
REIPNR-09431 | SREC Solar | LOUIE |  | 6.11 | 0 | Residential |  | BELLE MEAD | 8502 | 5 | AMERICAN RENEWABLE ENERGY, INC | PSE&G BPU | No | Complete | 2010-11-01 | 2010-11-19 | 2011-03-08 | 2011-03-08
REIPNR-09433 | SREC Solar | LINK |  | 5.75 | 0 | Residential | 1 | PINEHURST | 8201 | 19 | MERCURY SOLAR SYSTEMS | AC Electric | No | Complete | 2010-11-01 | 2010-11-19 | 2010-12-08 | 2010-12-08
REIPNR-09435 | SREC Solar | CHAMBERS |  | 4.945 | 0 | Residential |  | FORDS | 8863 | 11 | CORBIN SOLAR SOLUTIONS, LLC | PSE&G BPU | No | Complete | 2010-11-01 | 2010-12-17 | 2011-02-04 | 2011-02-04
REIPNR-09440 | SREC Solar | PFAFMAN | JUST AUTO GLASS | 22.56 | 0 | Commercial |  | WILLIAMSTOWN | 8094 | 15 | CODE GREEN SOLAR, LLC | AC Electric | No | Complete | 2010-11-01 | 2010-11-22 | 2011-01-10 | 2011-01-10
REIPNR-09442 | SREC Solar | DE LA MERCED |  | 4.62 | 0 | Residential |  | TEANECK | 7666 | 7 | 1ST LIGHT ENERGY, INC. | PSE&G BPU | No | Complete | 2010-11-01 | 2011-04-13 | 2011-06-15 | 2011-06-15
REIPNR-09444 | SREC Solar | KERIS | STANLEY KERIS & SON | 3.33 | 0 | Commercial |  | ALLENTOWN | 8501 | 17 | FUTURE SOLUTIONS CONTRACTING, LLC | JCP&L | No | Complete | 2010-11-01 | 2011-08-11 | 2011-08-22 | 2011-08-22
REIPNR-09446 | SREC Solar | MASTEN | JC PENNY CORPORATION INC | 372.6 | 0 | Commercial | 1 | MAYS LANDING | 8330 | 19 | SOCORE ENERGY | AC Electric | No | Complete | 2010-11-01 | 2010-12-20 | 2011-02-10 | 2011-02-10
REIPNR-09447 | SREC Solar | REIGER |  | 9.225 | 0 | Residential | 1 | COLUMBIA | 7832 | 2 | TRINITY HEATING AND AIR | JCP&L | No | Complete | 2010-11-01 | 2011-01-20 | 2011-02-22 | 2011-02-22
REIPNR-09450 | SREC Solar | RUSSO |  | 8.93 | 0 | Residential | 1 | BRICK | 8724 | 18 | TRINITY HEATING AND AIR | JCP&L | No | Complete | 2010-11-01 | 2011-09-19 | 2011-09-28 | 2011-09-28
REIPNR-09452 | SREC Solar | STRUM |  | 6.44 | 0 | Residential | 1 | MANCHESTER | 8759 | 18 | TRINITY HEATING AND AIR | JCP&L | No | Complete | 2010-11-01 | 2011-07-15 | 2011-07-27 | 2011-07-27
REIPNR-09453 | SREC Solar | NEWMAN |  | 5.55 | 0 | Residential | 1 | JACKSON | 8527 | 18 | TRINITY HEATING AND AIR | JCP&L | No | Complete | 2010-11-01 | 2011-02-01 | 2011-03-10 | 2011-03-10
REIPNR-09455 | SREC Solar | KAZAKIAN |  | 5.55 | 0 | Residential | 1 | MARLTON | 8053 | 13 | TRINITY HEATING AND AIR | PSE&G BPU | No | Complete | 2010-11-01 | 2010-12-30 | 2011-01-29 | 2011-01-29
REIPNR-09456 | SREC Solar | MEYERS |  | 3.76 | 0 | Residential | 1 | JACKSON | 8527 | 18 | TRINITY HEATING AND AIR | JCP&L | No | Complete | 2010-11-01 | 2011-06-23 | 2011-07-15 | 2011-07-15
REIPNR-09457 | SREC Solar | CONOVER |  | 3.29 | 0 | Residential | 1 | COLUMBUS | 8022 | 13 | TRINITY HEATING AND AIR | PSE&G BPU | No | Complete | 2010-11-01 | 2011-03-31 | 2011-04-18 | 2011-04-18
REIPNR-09458 | SREC Solar | MIRANDA |  | 5.2 | 0 | Residential | 1 | COLUMBUS NJ | 8022 | 13 | TRINITY HEATING AND AIR | PSE&G BPU | No | Complete | 2010-11-01 | 2011-01-07 | 2011-01-29 | 2011-01-29
REIPNR-09459 | SREC Solar | HOLDAMPF |  | 6.345 | 0 | Residential | 1 | OLD BRIDGE | 8857 | 11 | TRINITY HEATING AND AIR | JCP&L | No | Complete | 2010-11-01 | 2011-07-13 | 2011-07-26 | 2011-07-26
REIPNR-09460 | SREC Solar | HUGHES |  | 6.48 | 0 | Residential | 1 | COLUMBUS | 8022 | 13 | TRINITY HEATING AND AIR | PSE&G BPU | No | Complete | 2010-11-01 | 2010-12-30 | 2011-01-24 | 2011-01-24
REIPNR-09461 | SREC Solar | JOHNSTON |  | 7.92 | 0 | Residential | 1 | COLUMBUS | 8022 | 13 | TRINITY HEATING AND AIR | PSE&G BPU | No | Complete | 2010-11-01 | 2011-01-10 | 2011-02-21 | 2011-02-21
REIPNR-09464 | SREC Solar | BICHSEL |  | 11.2 | 0 | Residential |  | ABESCON | 8201 | 19 | VANGUARD ENERGY PARTNERS, LLC | AC Electric | No | Complete | 2010-11-01 | 2011-02-01 | 2011-03-23 | 2011-03-23
REIPNR-09465 | SREC Solar | GARCED |  | 44.55 | 0 | Commercial |  | NEPTUNE | 7753 | 17 | STAR INSTALLATIONS | JCP&L | No | Complete | 2010-11-01 | 2011-05-05 | 2013-01-25 | 2013-01-25
REIPNR-09466 | SREC Solar | YANDACH |  | 9.2 | 0 | Residential |  | MULLICA HILL | 8063 | 15 | SOLULAR LLC/RWD CONSULTANTS | AC Electric | No | Complete | 2010-11-01 | 2011-05-02 | 2011-05-13 | 2011-05-13
REIPNR-09473 | SREC Solar | TOKAZEWSKI |  | 13.68 | 0 | Residential | 1 | SOUTHAMPTON | 8088 | 13 | SUNRAY SOLAR, INC. | PSE&G BPU | No | Complete | 2010-11-01 | 2011-07-26 | 2011-08-22 | 2011-08-22
REIPNR-09474 | SREC Solar | MILLER |  | 7.955 | 0 | Residential | 1 | BAYVILLE | 8721 | 18 | MERCURY SOLAR SYSTEMS | JCP&L | No | Complete | 2010-11-02 | 2011-02-17 | 2011-03-10 | 2011-03-10
REIPNR-09475 | SREC Solar | GREENE | FOREVER GREEN FARM | 7.56 | 0 | Commercial |  | WRIGHTSTOWN | 8562 | 13 | SUN FARM NETWORK | JCP&L | No | Complete | 2010-11-01 | 2011-03-18 | 2011-04-28 | 2011-04-28
REIPNR-09476 | SREC Solar | BIVAS |  | 10.5 | 0 | Residential |  | HILLSBOROUGH | 8844 | 5 | GEOGENIX | PSE&G BPU | No | Complete | 2010-11-01 | 2011-02-09 | 2011-03-23 | 2011-03-23
REIPNR-09477 | SREC Solar | NEVILE | DEUTCHE BANK | 1017.12 | 0 | Commercial |  | PISCATAWAY | 8854 | 11 | VANGUARD ENERGY PARTNERS, LLC | PSE&G BPU | No | Complete | 2010-11-01 | 2011-04-13 | 2011-04-22 | 2011-04-22
REIPNR-09478 | SREC Solar | RUCSIANI |  | 17.15 | 0 | Residential |  | ATCO | 8004 | 14 | EASTERN ENERGY SERVICES | AC Electric | No | Complete | 2010-11-01 | 2010-12-29 | 2011-02-14 | 2011-02-14
REIPNR-09479 | SREC Solar | NARWID |  | 4.14 | 0 | Residential | 1 | MANSFIELD TWP | 8022 | 13 | TRINITY HEATING AND AIR | PSE&G BPU | No | Complete | 2010-11-01 | 2011-01-07 | 2011-01-29 | 2011-01-29
REIPNR-09480 | SREC Solar | WHEDON |  | 10.34 | 0 | Residential | 1 | WALL | 7719 | 17 | TRINITY HEATING AND AIR | JCP&L | No | Complete | 2010-11-01 | 2011-05-06 | 2011-05-26 | 2011-05-26
REIPNR-09495 | SREC Solar | YANG |  | 4.23 | 0 | Residential |  | EDISON | 8820 | 11 | AMERICAN RENEWABLE ENERGY, INC | PSE&G BPU | No | Complete | 2010-11-01 | 2011-04-06 | 2011-04-28 | 2011-04-28
REIPNR-09496 | SREC Solar | SMITH | HIGH POINT ENERGY SERVICES | 502.32 | 0 | Commercial |  | LAKEWOOD | 8701 | 18 | W.E.S. INDUSTIRES | JCP&L | No | Complete | 2010-11-01 | 2011-06-06 | 2011-10-13 | 2011-10-13
REIPNR-09575 | SREC Solar | ROHAN |  | 7.36 | 0 | Residential |  | WESTWOOD | 7675 | 7 | PILKIN ELECTRIC | PSE&G BPU | No | Complete | 2010-11-08 | 2011-07-21 | 2014-01-09 | 2014-01-09
REIPNR-09576 | SREC Solar | CREAMER |  | 8.74 | 0 | Residential | 1 | SOUTH SEAVILLE | 8246 | 21 | GO SOLAR ELECTRIC, LLC | AC Electric | No | Complete | 2010-11-08 | 2011-05-05 | 2011-06-20 | 2011-06-20
REIPNR-09577 | SREC Solar | SHARP |  | 8.74 | 0 | Residential | 1 | MILLVILLE | 8332 | 20 | GO SOLAR ELECTRIC, LLC | AC Electric | No | Complete | 2010-11-08 | 2011-05-05 | 2011-06-20 | 2011-06-20
REIPNR-09578 | SREC Solar | BAINFIELD |  | 8.28 | 0 | Residential | 1 | LAUREL LAKE | 8332 | 20 | GO SOLAR ELECTRIC, LLC | AC Electric | No | Complete | 2010-11-08 | 2011-05-05 | 2011-05-13 | 2011-05-13
REIPNR-09579 | SREC Solar | FIELDS |  | 7.36 | 0 | Residential | 1 | MILLVILLE | 8332 | 20 | GO SOLAR ELECTRIC, LLC | AC Electric | No | Complete | 2010-11-08 | 2011-05-05 | 2011-05-26 | 2011-05-26
REIPNR-09580 | SREC Solar | SENTAK |  | 4.23 | 0 | Residential | 1 | COLUMBUS | 8022 | 13 | TRINITY HEATING AND AIR | PSE&G BPU | No | Complete | 2010-11-08 | 2011-01-11 | 2011-02-21 | 2011-02-21
REIPNR-09581 | SREC Solar | RUGGIERO |  | 7.38 | 0 | Residential | 1 | COLUMBUS | 8022 | 13 | TRINITY HEATING AND AIR | PSE&G BPU | No | Complete | 2010-11-08 | 2011-01-11 | 2011-02-21 | 2011-02-21
REIPNR-09582 | SREC Solar | LEGGETT |  | 9.66 | 0 | Residential | 1 | SOUTHAMPTON | 8088 | 13 | TRINITY HEATING AND AIR | PSE&G BPU | No | Complete | 2010-11-08 | 2011-01-21 | 2011-03-23 | 2011-03-23
REIPNR-09583 | SREC Solar | QUICK |  | 9.87 | 0 | Residential | 1 | JACKSON | 8527 | 18 | TRINITY HEATING AND AIR | JCP&L | No | Complete | 2010-11-08 | 2011-04-13 | 2011-04-22 | 2011-04-22
REIPNR-09584 | SREC Solar | LOVE |  | 9.87 | 0 | Residential | 1 | COLUMBIA | 7832 | 2 | TRINITY HEATING AND AIR | JCP&L | No | Complete | 2010-11-08 | 2011-06-03 | 2011-06-27 | 2011-06-27
REIPNR-09585 | SREC Solar | ALLEN |  | 6.48 | 0 | Residential | 1 | BRIDGE WATER | 8807 | 5 | TRINITY HEATING AND AIR | JCP&L | No | Complete | 2010-11-08 | 2011-02-02 | 2011-03-23 | 2011-03-23
REIPNR-09587 | SREC Solar | KRAMER |  | 18.8 | 0 | Residential | 1 | JOBSTOWN | 8041 | 13 | TRINITY HEATING AND AIR | JCP&L | No | Complete | 2010-11-08 | 2011-02-09 | 2011-03-23 | 2011-03-23
REIPNR-09590 | SREC Solar | THIRIART |  | 10.965 | 0 | Residential |  | LONG VALLEY | 7853 | 3 | GEOPEAK ENERGY LLC | JCP&L | No | Complete | 2010-11-08 | 2010-11-29 | 2011-01-20 | 2011-01-20
REIPNR-09592 | SREC Solar | CANNON |  | 5.52 | 0 | Residential | 1 | AVENEL | 7001 | 11 | TRINITY HEATING AND AIR | PSE&G BPU | No | Complete | 2010-11-08 | 2011-11-14 | 2011-12-06 | 2011-12-06
REIPNR-09593 | SREC Solar | APGAR |  | 3.7 | 0 | Residential | 1 | WHIPPANY | 7981 | 3 | TRINITY HEATING AND AIR | JCP&L | No | Complete | 2010-11-08 | 2011-02-01 | 2011-03-10 | 2011-03-10
REIPNR-09594 | SREC Solar | GARCIA |  | 8.4 | 0 | Residential | 1 | TOMS RIVER | 8753 | 18 | TRINITY HEATING AND AIR | JCP&L | No | Complete | 2010-11-08 | 2011-02-25 | 2011-05-26 | 2011-05-26
REIPNR-09595 | SREC Solar | MEHESKI |  | 5.17 | 0 | Residential | 1 | COLUMBUS | 8088 | 13 | TRINITY HEATING AND AIR | PSE&G BPU | No | Complete | 2010-11-08 | 2011-01-11 | 2011-02-21 | 2011-02-21
REIPNR-09596 | SREC Solar | GIBSON |  | 12.38 | 0 | Residential |  | BURLINGTON | 8016 | 13 | TRINITY HEATING AND AIR | PSE&G BPU | No | Complete | 2010-11-08 | 2011-01-06 | 2011-01-29 | 2011-01-29
REIPNR-09597 | SREC Solar | GOLDBERG | BARRINGTON PROFESSIONAL BUILDING | 18.816 | 0 | Commercial | 1 | BARRINGTON | 8007 | 14 | SOLAR WORKS NJ | PSE&G BPU | No | Complete | 2010-11-08 | 2011-08-10 | 2011-08-22 | 2011-08-22
REIPNR-09598 | SREC Solar | STEWART |  | 7.82 | 0 | Residential |  | BARGAINTOWN | 8234 | 19 | MERCURY SOLAR SYSTEMS | AC Electric | No | Complete | 2010-11-08 | 2011-02-09 | 2011-03-23 | 2011-03-23
REIPNR-09599 | SREC Solar | EARNHART |  | 8.88 | 0 | Residential |  | MONROEVILLE | 8343 | 16 | MERCURY SOLAR SYSTEMS | AC Electric | No | Complete | 2010-11-08 | 2010-11-22 | 2010-12-14 | 2010-12-14
REIPNR-09600 | SREC Solar | LEASE |  | 10 | 0 | Residential |  | MAYS LANDING | 8330 | 19 | MERCURY SOLAR SYSTEMS | AC Electric | No | Complete | 2010-11-08 | 2010-11-29 | 2011-01-29 | 2011-01-29
REIPNR-09601 | SREC Solar | MERIGHI | MERIGHI'S SAVOY INN | 99.36 | 0 | Commercial |  | BUENA VISTA TOWNSHIP | 8310 | 19 | ASC SOLAR SOLUTIONS, LLC | AC Electric | No | Complete | 2010-11-08 | 2011-08-16 | 2011-08-23 | 2011-08-23
REIPNR-09602 | SREC Solar | TAMBASCIA |  | 9.68 | 0 | Residential | 1 | TOMS RIVER | 8753 | 18 | TRINITY HEATING AND AIR | JCP&L | No | Complete | 2010-11-08 | 2011-01-28 | 2011-03-02 | 2011-03-02
REIPNR-09603 | SREC Solar | PIRZAD |  | 9.68 | 0 | Residential | 1 | TOMS RIVER | 8753 | 18 | TRINITY HEATING AND AIR | JCP&L | No | Complete | 2010-11-08 | 2011-01-28 | 2011-03-02 | 2011-03-02
REIPNR-09604 | SREC Solar | BOYER |  | 7.99 | 0 | Residential | 0 | BUDD LAKE | 7828 | 3 | TRINITY HEATING AND AIR | JCP&L | No | Complete | 2010-11-08 | 2011-04-07 | 2011-05-26 | 2011-05-26
REIPNR-09605 | SREC Solar | FALCONE |  | 7.92 | 0 | Residential | 1 | COLUMBUS | 8022 | 13 | TRINITY HEATING AND AIR | PSE&G BPU | No | Complete | 2010-11-08 | 2011-01-28 | 2011-03-02 | 2011-03-02
REIPNR-09606 | SREC Solar | AIYER |  | 8.325 | 0 | Residential | 1 | STIRLING | 7980 | 3 | TRINITY HEATING AND AIR | JCP&L | No | Complete | 2010-11-08 | 2011-02-01 | 2011-03-08 | 2011-03-08
REIPNR-09607 | SREC Solar | DAMASCO |  | 9.87 | 0 | Residential | 1 | TOMS RIVER | 8757 | 18 | TRINITY HEATING AND AIR | JCP&L | No | Complete | 2010-11-08 | 2011-07-08 | 2011-08-05 | 2011-08-05
REIPNR-09608 | SREC Solar | DICOLA |  | 9.2 | 0 | Residential |  | MAYS LANDING | 8330 | 19 | MERCURY SOLAR SYSTEMS | AC Electric | No | Complete | 2010-11-08 | 2011-01-11 | 2011-02-22 | 2011-02-22
REIPNR-09609 | SREC Solar | HOLLER | DJH PROPERTIES LLC | 97.76 | 0 | Commercial |  | METUCHEN | 8840 | 11 | KRN CONTRACTORS, LLC | PSE&G BPU | No | Complete | 2010-11-08 | 2011-12-08 | 2011-12-28 | 2011-12-28
REIPNR-09610 | SREC Solar | HOLLER | DJH PROPERTIES | 39.715 | 0 | Commercial |  | METUCHEN | 8840 | 11 | KRN CONTRACTORS, LLC | PSE&G BPU | No | Complete | 2010-11-08 | 2011-12-08 | 2011-12-28 | 2011-12-28
REIPNR-09611 | SREC Solar | KRAWIEC |  | 7.36 | 0 | Residential |  | GLEN RIDGE | 7028 | 9 | 1ST LIGHT ENERGY, INC. | PSE&G BPU | No | Complete | 2010-11-08 | 2011-08-11 | 2011-11-09 | 2011-11-09
REIPNR-09663 | SREC Solar | NAIK |  | 4.945 | 0 | Residential |  | HILLSBOROUGH | 8844 | 5 | ALTERNATIVE LIGHT & ENERGY SOLUTIONS | PSE&G BPU | No | Complete | 2010-11-15 | 2011-01-07 | 2011-03-08 | 2011-03-08
REIPNR-09664 | SREC Solar | KRINCEK |  | 7.02 | 0 | Residential |  | CHATHAM | 7928 | 3 | ALTERNATIVE LIGHT & ENERGY SOLUTIONS | JCP&L | No | Complete | 2010-11-15 | 2011-01-07 | 2011-02-22 | 2011-02-22
REIPNR-09671 | SREC Solar | BEHRENS | ENGLISH SEWAGE DISPOSAL INC | 35.42 | 0 | Commercial |  | SEABROOK | 8302 | 20 | GO SOLAR ELECTRIC, LLC | AC Electric | No | Complete | 2010-11-15 | 2011-11-17 | 2011-12-09 | 2011-12-09
REIPNR-09672 | SREC Solar | JONES | WEST VIEW CONDO ASSOCIATION INC | 9.43 | 0 | Commercial |  | WOODBURY HEIGHTS | 8097 | 15 | GO SOLAR ELECTRIC, LLC | PSE&G BPU | No | Complete | 2010-11-18 | 2011-06-10 | 2011-06-30 | 2011-06-30
REIPNR-09674 | SREC Solar | BEHRENS | ENGLISH SEWAGE DISPOSAL INC | 32.2 | 0 | Commercial |  | SEABROOK | 8302 | 20 | GO SOLAR ELECTRIC, LLC | AC Electric | No | Complete | 2010-11-15 | 2011-11-17 | 2011-12-09 | 2011-12-09
REIPNR-09676 | SREC Solar | HAMMOND |  | 9.99 | 0 | Residential |  | GIBBSTOWN | 8027 | 15 | MERCURY SOLAR SYSTEMS | AC Electric | No | Complete | 2010-11-15 | 2010-11-29 | 2011-01-20 | 2011-01-20
REIPNR-09678 | SREC Solar | CHAUHAN |  | 7.65 | 0 | Residential |  | HILLSBOROUGH | 8844 | 5 | GEOGENIX | PSE&G BPU | No | Complete | 2010-11-15 | 2011-01-03 | 2011-02-14 | 2011-02-14
REIPNR-09684 | SREC Solar | PAUCH | BILLY PAUCH RACING | 15.456 | 0 | Residential |  | FRENCHTOWN | 8825 | 4 | VANGUARD ENERGY PARTNERS, LLC | JCP&L | No | Complete | 2010-11-15 | 2011-05-05 | 2011-06-03 | 2011-06-03
REIPNR-09686 | SREC Solar | CONORD |  | 5.04 | 0 | Residential |  | FORKED RIVER | 8731 | 18 | MERCURY SOLAR SYSTEMS | JCP&L | No | Complete | 2010-11-15 | 2011-01-28 | 2011-03-02 | 2011-03-02
REIPNR-09687 | SREC Solar | SAWYER | ENXCO DEVELOPMENT CORPORATION | 82.875 | 0 | School Other |  | HOBOKEN | 7030 | 8 | HIGHER POWER ELECTRICAL | PSE&G BPU | No | Complete | 2010-11-15 | 2011-02-09 | 2011-12-14 | 2011-12-14
REIPNR-09690 | SREC Solar | ANZISI |  | 5.59 | 0 | Residential | 1 | EGG HARBOR TWP | 8234 | 19 | RENERGY, INC. | AC Electric | No | Complete | 2010-11-15 | 2011-02-14 | 2011-03-25 | 2011-03-25
REIPNR-09693 | SREC Solar | HOMAN |  | 24.44 | 0 | Residential | 1 | STOW CREEK | 8302 | 20 | RCL ENTERPRISES INC. | AC Electric | No | Complete | 2010-11-15 | 2011-01-11 | 2011-02-22 | 2011-02-22
REIPNR-09697 | SREC Solar | JOSHI |  | 9.2 | 0 | Residential |  | OLD BRIDGE | 8857 | 11 | SOLULAR LLC/RWD CONSULTANTS | JCP&L | No | Complete | 2010-11-15 | 2011-10-27 | 2011-11-10 | 2011-11-10
REIPNR-09698 | SREC Solar | FREUNDLICH |  | 51.75 | 0 | Commercial |  | HOPEWELL | 8525 | 12 | SOLULAR LLC/RWD CONSULTANTS | JCP&L | No | Complete | 2010-11-15 | 2011-02-14 | 2011-03-25 | 2011-03-25
REIPNR-09699 | SREC Solar | MORENG | MORENG METAL PRODUCTS INC. | 407.48 | 0 | Commercial |  | TOTOWA | 7512 | 6 | MERCURY SOLAR SYSTEMS | PSE&G BPU | No | Complete | 2010-11-15 | 2011-07-12 | 2011-07-21 | 2011-07-21
REIPNR-09700 | SREC Solar | THAXTON |  | 3.87 | 0 | Residential |  | PISCATAWAY | 8854 | 11 | ALTERNATIVE LIGHT & ENERGY SOLUTIONS | PSE&G BPU | No | Complete | 2010-11-15 | 2011-04-01 | 2011-06-07 | 2011-06-07
REIPNR-09701 | SREC Solar | ROJAS |  | 6.88 | 0 | Residential |  | FAIR LAWN | 7410 | 7 | ALTERNATIVE LIGHT & ENERGY SOLUTIONS | PSE&G BPU | No | Complete | 2010-11-15 | 2011-02-16 | 2011-03-24 | 2011-03-24
REIPNR-09702 | SREC Solar | WILGUS |  | 8.46 | 0 | Residential | 1 | LINCROFT | 7738 | 17 | TRINITY HEATING AND AIR | JCP&L | No | Complete | 2010-11-15 | 2010-12-23 | 2011-02-10 | 2011-02-10
REIPNR-09703 | SREC Solar | JABANOSKI |  | 9.225 | 0 | Residential | 1 | COLUMBUS | 8022 | 13 | TRINITY HEATING AND AIR | PSE&G BPU | No | Complete | 2010-11-15 | 2011-01-11 | 2011-02-22 | 2011-02-22
REIPNR-09704 | SREC Solar | COURBANOU | KAM HING REALTY NJ, LLC | 875.875 | 0 | Commercial |  | NEW PROVIDENCE | 7974 | 10 | SOLAR NATION | JCP&L | No | Complete | 2010-11-15 | 2010-12-29 | 2011-03-09 | 2011-03-09
REIPNR-09705 | SREC Solar | ZDANOWICZ |  | 7.05 | 0 | Residential | 1 | BRICK | 8723 | 18 | TRINITY HEATING AND AIR | JCP&L | No | Complete | 2010-11-15 | 2011-04-05 | 2011-04-28 | 2011-04-28
REIPNR-09706 | SREC Solar | GILLILIAND |  | 9.4 | 0 | Residential | 1 | PRINCETON JUNCITON | 8550 | 12 | TRINITY HEATING AND AIR | PSE&G BPU | No | Complete | 2010-11-15 | 2011-09-30 | 2011-10-12 | 2011-10-12
REIPNR-09708 | SREC Solar | BERNACKI |  | 7.38 | 0 | Residential | 1 | CAPEMAY | 8204 | 21 | TRINITY HEATING AND AIR | AC Electric | No | Complete | 2010-11-15 | 2011-02-08 | 2011-03-02 | 2011-03-02
REIPNR-09709 | SREC Solar | MONTALBANO |  | 6 | 0 | Residential | 1 | COLUMBUS | 8022 | 13 | TRINITY HEATING AND AIR | PSE&G BPU | No | Complete | 2010-11-15 | 2010-12-20 | 2011-01-24 | 2011-01-24
REIPNR-09710 | SREC Solar | MCGOWAN |  | 9.4 | 0 | Residential | 1 | ROBBINSVILLE | 8691 | 12 | AMPED ON SOLAR | JCP&L | No | Complete | 2010-11-15 | 2011-05-31 | 2011-06-10 | 2011-06-10
REIPNR-09711 | SREC Solar | PICONE |  | 9.805 | 0 | Residential | 1 | BRIDGEWATER | 8807 | 5 | TRINITY HEATING AND AIR | PSE&G BPU | No | Complete | 2010-11-15 | 2011-01-14 | 2011-02-22 | 2011-02-22
REIPNR-09712 | SREC Solar | HENDER |  | 3.76 | 0 | Residential | 1 | BARNEGAT | 8005 | 18 | TRINITY HEATING AND AIR | JCP&L | No | Complete | 2010-11-15 | 2011-02-25 | 2011-04-22 | 2011-04-22
REIPNR-09715 | SREC Solar | MURRAY |  | 6.838 | 0 | Residential |  | MERCHANTVILLE | 8109 | 14 | SUNPOWER SOLUTIONS | PSE&G BPU | No | Complete | 2010-11-15 | 2011-01-11 | 2011-03-25 | 2011-03-25
REIPNR-09716 | SREC Solar | TOWNSEND |  | 6.3 | 0 | Residential |  | HAMILTON | 8610 | 12 | 1ST LIGHT ENERGY, INC. | PSE&G BPU | No | Complete | 2010-11-15 | 2011-01-14 | 2011-04-21 | 2011-04-21
REIPNR-09745 | SREC Solar | SPANIER |  | 4.92 | 0 | Residential | 1 | MANALAPAN | 7726 | 17 | TRINITY HEATING AND AIR | JCP&L | No | Complete | 2010-11-20 | 2011-02-25 | 2011-04-05 | 2011-04-05
REIPNR-09746 | SREC Solar | BERNARDO |  | 8.4 | 0 | Residential |  | LAKEWOOD | 8701 | 18 | TRINITY HEATING AND AIR | JCP&L | No | Complete | 2010-11-20 | 2010-12-30 | 2011-01-24 | 2011-01-24
REIPNR-09747 | SREC Solar | BRANDO |  | 11.75 | 0 | Residential |  | WEST LONG BRANCH | 7764 | 17 | TRINITY HEATING AND AIR | JCP&L | No | Complete | 2010-11-20 | 2011-07-27 | 2011-08-04 | 2011-08-04
REIPNR-09748 | SREC Solar | REILLY |  | 9.84 | 0 | Residential |  | JACKSON | 8527 | 18 | TRINITY HEATING AND AIR | JCP&L | No | Complete | 2010-11-20 | 2011-01-28 | 2011-03-02 | 2011-03-02
REIPNR-09749 | SREC Solar | NASPINSKI |  | 4.14 | 0 | Residential | 1 | TOMS RIVER | 8758 | 18 | TRINITY HEATING AND AIR | JCP&L | No | Complete | 2010-11-20 | 2011-07-18 | 2011-07-27 | 2011-07-27
REIPNR-09750 | SREC Solar | TRASKO |  | 7.52 | 0 | Residential |  | TOMS RIVER | 8757 | 18 | TRINITY HEATING AND AIR | JCP&L | No | Complete | 2010-11-01 | 2011-02-25 | 2011-12-06 | 2011-12-06
REIPNR-09751 | SREC Solar | MOTTOLA |  | 6.475 | 0 | Residential | 1 | ALLENTOWN | 8501 | 17 | TRINITY HEATING AND AIR | JCP&L | No | Complete | 2010-11-20 | 2011-01-07 | 2011-02-22 | 2011-02-22
REIPNR-09754 | SREC Solar | CATANESE |  | 4.7 | 0 | Residential | 1 | TRENTON | 8610 | 12 | TRINITY HEATING AND AIR | PSE&G BPU | No | Complete | 2010-11-20 | 2011-02-14 | 2011-03-25 | 2011-03-25
REIPNR-09755 | SREC Solar | CLEMENTE |  | 16.56 | 0 | Residential | 1 | MONROE | 8831 | 11 | TRINITY HEATING AND AIR | JCP&L | No | Complete | 2010-11-20 | 2011-08-09 | 2011-08-22 | 2011-08-22
REIPNR-09771 | SREC Solar | JANKOWSKI |  | 16.28 | 0 | Residential |  | EGG HARBOR CITY | 8215 | 19 | BRITE IDEA ENERGY | AC Electric | No | Complete | 2010-11-20 | 2011-05-12 | 2011-06-30 | 2011-06-30
REIPNR-09772 | SREC Solar | SHELTON |  | 4.83 | 0 | Residential | 1 | DENNISVILLE | 8214 | 21 | GO SOLAR ELECTRIC, LLC | AC Electric | No | Complete | 2010-11-20 | 2011-05-05 | 2011-05-13 | 2011-05-13
REIPNR-09773 | SREC Solar | MANKOFF |  | 7.59 | 0 | Residential |  | HIGHLAND LAKES | 7422 | 1 | 2K SOLAR INC. | Unknown | No | Complete | 2010-11-20 | 2011-07-13 | 2011-08-31 | 2011-08-31
REIPNR-09779 | SREC Solar | HORTON | WEA TEXAS BAYONNE, LP | 1746.36 | 0 | Commercial |  | BAYONNE | 7002 | 8 | ADVANCED SOLAR PRODUCTS FLEMINGTON | PSE&G BPU | Yes | Complete | 2010-11-20 | 2011-01-03 | 2011-03-08 | 2011-03-08
REIPNR-09781 | SREC Solar | DISTEFANO |  | 8.46 | 0 | Residential | 1 | WALL | 7719 | 17 | TRINITY HEATING AND AIR | JCP&L | No | Complete | 2010-11-20 | 2011-05-06 | 2011-05-13 | 2011-05-13
REIPNR-09782 | SREC Solar | ELLIOTT |  | 8.74 | 0 | Residential | 1 | DENNISVILLE | 8214 | 21 | GO SOLAR ELECTRIC, LLC | AC Electric | No | Complete | 2010-11-20 | 2011-05-12 | 2011-06-03 | 2011-06-03
REIPNR-09783 | SREC Solar | BARR |  | 9.2 | 0 | Residential | 1 | LAUREL LAKE | 8332 | 20 | GO SOLAR ELECTRIC, LLC | AC Electric | No | Complete | 2010-11-20 | 2011-05-05 | 2011-05-27 | 2011-05-27
REIPNR-09784 | SREC Solar | BUONO |  | 7.36 | 0 | Residential |  | SOUTH DENNIS | 8245 | 21 | GO SOLAR ELECTRIC, LLC | AC Electric | No | Complete | 2010-11-20 | 2011-05-05 | 2011-06-20 | 2011-06-20
REIPNR-09785 | SREC Solar | COHEN |  | 9.43 | 0 | Residential |  | MADISON | 7940 | 3 | GEOPEAK ENERGY LLC | Not Known | No | Complete | 2010-11-20 | 2011-01-25 | 2011-02-14 | 2011-02-14
REIPNR-09787 | SREC Solar | TERRY |  | 10.25 | 0 | Residential | 1 | WRIGHTSTOWN | 8562 | 13 | TRINITY HEATING AND AIR | JCP&L | No | Complete | 2010-11-20 | 2011-02-17 | 2011-03-25 | 2011-03-25
REIPNR-09788 | SREC Solar | BRAEN | BRAEN SUPPLY-SAW SHED | 14.58 | 0 | Commercial |  | HASKELL | 7420 | 6 | MERCURY SOLAR SYSTEMS | JCP&L | No | Complete | 2010-11-20 | 2011-07-28 | 2011-08-08 | 2011-08-08
REIPNR-09813 | SREC Solar | MURE |  | 13.32 | 0 | Residential |  | WAYNE | 7470 | 6 | THE SOLAR CENTER, INC. | PSE&G BPU | No | Complete | 2010-11-20 | 2011-01-20 | 2011-04-11 | 2011-04-11
REIPNR-09814 | SREC Solar | SEGAL |  | 11.66 | 0 | Residential |  | CHESTER | 7930 | 3 | THE SOLAR CENTER, INC. | JCP&L | No | Complete | 2010-11-20 | 2011-12-02 | 2011-12-27 | 2011-12-27
REIPNR-09815 | SREC Solar | LEHMBERG |  | 7.31 | 0 | Residential |  | WESTFIELD | 7090 | 10 | THE SOLAR CENTER, INC. | PSE&G BPU | No | Complete | 2010-11-20 | 2010-12-03 | 2011-02-21 | 2011-02-21
REIPNR-09816 | SREC Solar | HOGBERG | W.W. GRAINGER, INC | 1801.152 | 0 | Commercial |  | ROBBINSVILLE | 8691 | 12 | SUNPOWER CORPORATION, SYSTEMS | JCP&L | No | Complete | 2010-11-20 | 2011-06-22 | 2011-08-05 | 2011-08-05
REIPNR-09817 | SREC Solar | CARCAGNO |  | 15.64 | 0 | Residential |  | PENNINGTON | 8534 | 12 | SOLULAR LLC/RWD CONSULTANTS | PSE&G BPU | No | Complete | 2010-11-20 | 2011-02-04 | 2011-03-25 | 2011-03-25
REIPNR-09883 | SREC Solar | HANNOLD |  | 12.15 | 0 | Residential |  | PITTSGROVE | 8318 | 16 | SUN FARM NETWORK | AC Electric | No | Complete | 2010-11-20 | 2011-02-02 | 2011-03-08 | 2011-03-08
REIPNR-09884 | SREC Solar | PATEL |  | 10.125 | 0 | Residential |  | HILLSBOROUGH | 8844 | 5 | GEOGENIX | PSE&G BPU | No | Complete | 2010-11-20 | 2011-01-21 | 2011-02-22 | 2011-02-22
REIPNR-09885 | SREC Solar | SUBRAMANYA |  | 13.5 | 0 | Residential |  | HILLSBOROUGH | 8844 | 5 | GEOGENIX | PSE&G BPU | No | Complete | 2010-11-20 | 2011-04-06 | 2011-04-28 | 2011-04-28
REIPNR-09886 | SREC Solar | STOCKWELL |  | 5.52 | 0 | Residential |  | CHERRY HILL | 8034 | 14 | CORBIN SOLAR SOLUTIONS, LLC | PSE&G BPU | No | Complete | 2010-11-20 | 2010-12-17 | 2011-02-04 | 2011-02-04
REIPNR-09887 | SREC Solar | ENGLISH |  | 21.855 | 0 | Residential |  | ELMER | 8318 | 16 | RCL ENTERPRISES INC. | AC Electric | No | Complete | 2010-11-20 | 2011-01-05 | 2011-02-22 | 2011-02-22
REIPNR-09888 | SREC Solar | DICELLIS |  | 3.485 | 0 | Residential | 1 | CLARK | 7066 | 10 | TRINITY HEATING AND AIR | PSE&G BPU | No | Complete | 2010-11-20 | 2011-01-20 | 2011-02-22 | 2011-02-22
REIPNR-09889 | SREC Solar | CERALDE |  | 5.04 | 0 | Residential |  | PEMBERTON | 8068 | 13 | TRINITY HEATING AND AIR | JCP&L | No | Complete | 2010-11-20 | 2011-01-06 | 2011-01-29 | 2011-01-29
REIPNR-09890 | SREC Solar | GORMAN |  | 10.34 | 0 | Residential | 1 | NESHANIC STATION | 8853 | 5 | TRINITY HEATING AND AIR | JCP&L | No | Complete | 2010-11-20 | 2011-01-21 | 2011-02-22 | 2011-02-22
REIPNR-09891 | SREC Solar | WACHTER | THOMAS E HARRINGTON MIDDLE SCH. | 164.22 | 0 | School Public K-12 |  | MOUNT LAUREL | 8054 | 13 | LIGHTON INDUSTRIES | PSE&G BPU | No | Complete | 2010-11-20 | 2011-02-15 | 2011-04-21 | 2011-04-21
REIPNR-09892 | SREC Solar | KOH |  | 2.82 | 0 | Residential | 1 | HILLSDALE | 7642 | 7 | TRINITY HEATING AND AIR | PSE&G BPU | No | Complete | 2010-11-20 | 2011-02-01 | 2011-03-02 | 2011-03-02
REIPNR-09893 | SREC Solar | BONAWITZ |  | 2.59 | 0 | Residential | 1 | COLUMBUS | 8022 | 13 | TRINITY HEATING AND AIR | PSE&G BPU | No | Complete | 2010-11-20 | 2011-01-11 | 2011-02-22 | 2011-02-22
REIPNR-09894 | SREC Solar | GILMER |  | 6.58 | 0 | Residential | 1 | COLUMBUS | 8022 | 13 | TRINITY HEATING AND AIR | PSE&G BPU | No | Complete | 2010-11-20 | 2011-01-11 | 2011-02-22 | 2011-02-22
REIPNR-09895 | SREC Solar | HARTMAN |  | 9.065 | 0 | Residential |  | MANTUA | 8051 | 15 | TRINITY HEATING AND AIR | AC Electric | No | Complete | 2010-11-20 | 2011-01-25 | 2011-03-02 | 2011-03-02
REIPNR-09897 | SREC Solar | BROCCO |  | 8.28 | 0 | Residential | 1 | MANCHESTER | 8759 | 18 | TRINITY HEATING AND AIR | JCP&L | No | Complete | 2010-11-20 | 2011-07-19 | 2011-07-27 | 2011-07-27
REIPNR-09898 | SREC Solar | VENTRIE |  | 11.75 | 0 | Residential | 1 | COLUMBUS | 8022 | 13 | TRINITY HEATING AND AIR | PSE&G BPU | No | Complete | 2010-11-20 | 2011-02-25 | 2011-05-11 | 2011-05-11
REIPNR-09899 | SREC Solar | VIOLANTE |  | 6.97 | 0 | Residential | 1 | LAKEWOOD | 8701 | 18 | TRINITY HEATING AND AIR | JCP&L | No | Complete | 2010-11-20 | 2011-01-20 | 2011-02-22 | 2011-02-22
REIPNR-09900 | SREC Solar | GARCIA |  | 3.29 | 0 | Residential | 1 | LODI | 7644 | 7 | TRINITY HEATING AND AIR | PSE&G BPU | No | Complete | 2010-11-20 | 2011-04-26 | 2011-05-13 | 2011-05-13
REIPNR-09901 | SREC Solar | BALCERZAK |  | 8.46 | 0 | Residential | 1 | LAKEWOOD | 8701 | 18 | TRINITY HEATING AND AIR | JCP&L | No | Complete | 2010-11-20 | 2011-02-01 | 2011-03-08 | 2011-03-08
REIPNR-09902 | SREC Solar | KRASNER |  | 9.99 | 0 | Residential | 1 | TOMS RIVER | 8753 | 18 | TRINITY HEATING AND AIR | JCP&L | No | Complete | 2010-11-20 | 2011-01-28 | 2011-03-02 | 2011-03-02
REIPNR-09903 | SREC Solar | EHMANN |  | 3.68 | 0 | Residential | 1 | KENNILWORTH | 7033 | 10 | TRINITY HEATING AND AIR | PSE&G BPU | No | Complete | 2010-11-20 | 2011-05-31 | 2011-06-27 | 2011-06-27
REIPNR-09904 | SREC Solar | PETRIELLO |  | 7.755 | 0 | Residential | 1 | FRANKLINVILLE | 8322 | 15 | TRINITY HEATING AND AIR | AC Electric | No | Complete | 2010-11-20 | 2011-05-09 | 2011-05-26 | 2011-05-26
REIPNR-09905 | SREC Solar | MURPHY |  | 20.16 | 0 | Residential | 1 | WILDWOOD | 8260 | 21 | TRINITY HEATING AND AIR | AC Electric | No | Complete | 2010-11-20 | 2011-01-14 | 2011-02-22 | 2011-02-22
REIPNR-09906 | SREC Solar | LOWE |  | 7.99 | 0 | Residential | 1 | HOWELL | 7731 | 17 | TRINITY HEATING AND AIR | JCP&L | No | Complete | 2010-11-20 | 2011-01-11 | 2011-02-22 | 2011-02-22
REIPNR-09907 | SREC Solar | SHA |  | 8.46 | 0 | Residential | 1 | PRINCETON JUNCTION | 8550 | 12 | TRINITY HEATING AND AIR | PSE&G BPU | No | Complete | 2010-11-20 | 2011-03-15 | 2011-03-25 | 2011-03-25
REIPNR-09908 | SREC Solar | WALTER |  | 9.99 | 0 | Residential |  | WEST CALDWELL | 7006 | 9 | PRO-TECH ENERGY SOLUTIONS | PSE&G BPU | No | Complete | 2010-11-20 | 2011-06-06 | 2011-06-20 | 2011-06-20
REIPNR-09909 | SREC Solar | EDWARDSON |  | 4.07 | 0 | Residential |  | DELRAN | 8075 | 13 | TRINITY HEATING AND AIR | PSE&G BPU | No | Complete | 2010-11-20 | 2011-02-08 | 2011-03-02 | 2011-03-02
REIPNR-09910 | SREC Solar | MATTHEWS |  | 10.34 | 0 | Residential |  | SEWELL | 8080 | 15 | TRINITY HEATING AND AIR | AC Electric | No | Complete | 2010-11-20 | 2011-05-02 | 2011-05-13 | 2011-05-13
REIPNR-09911 | SREC Solar | ZAMICHIELI |  | 16.92 | 0 | Residential | 1 | JACKSON | 8527 | 18 | TRINITY HEATING AND AIR | JCP&L | No | Complete | 2010-11-20 | 2011-05-06 | 2011-05-13 | 2011-05-13
REIPNR-09912 | SREC Solar | PARZYCH |  | 4.44 | 0 | Residential | 1 | COLUMBUS | 8022 | 13 | TRINITY HEATING AND AIR | PSE&G BPU | No | Complete | 2010-11-20 | 2011-02-02 | 2011-03-23 | 2011-03-23
REIPNR-09913 | SREC Solar | JONES | WEST VIEW CONDO ASSOCIATION INC. | 17.25 | 0 | Commercial |  | WOODBURY HEIGHTS | 8097 | 15 | GO SOLAR ELECTRIC, LLC | PSE&G BPU | No | Complete | 2010-11-20 | 2011-06-10 | 2011-06-30 | 2011-06-30
REIPNR-09915 | SREC Solar | DOTA | BAYER HEALTHCARE PHARMACEUTIC | 170.8 | 0 | Commercial | 0 | WAYNE | 7470 | 6 | GEOGENIX | PSE&G BPU | No | Complete | 2010-11-20 | 2011-06-10 | 2011-07-29 | 2011-07-29
REIPNR-09916 | SREC Solar | FOLISE | RESOURCE WAREHOUSING | 269.1 | 0 | Commercial | 1 | NORTH BERGEN | 7047 | 8 | G & S INVESTORS | PSE&G BPU | No | Complete | 2010-11-20 | 2011-04-29 | 2011-06-15 | 2011-06-15
REIPNR-09918 | SREC Solar | HAINES |  | 33.12 | 0 | Residential |  | MILLSTONE TWP. | 8510 | 17 | CORBIN SOLAR SOLUTIONS, LLC | JCP&L | No | Complete | 2010-11-20 | 2011-11-21 | 2011-12-20 | 2011-12-20
REIPNR-09919 | SREC Solar | SHAH |  | 9 | 0 | Residential |  | HILLSBOROUGH | 8844 | 5 | GEOGENIX | PSE&G BPU | No | Complete | 2010-11-20 | 2010-12-03 | 2011-02-11 | 2011-02-11
REIPNR-09920 | SREC Solar | BROOKS | A BROOKS ROOFING | 46.26 | 0 | Commercial | 1 | PALMYRA | 8065 | 13 | H2 CONTRACTING LLC | PSE&G BPU | No | Complete | 2010-11-20 | 2011-01-20 | 2011-03-08 | 2011-03-08
REIPNR-09989 | SREC Solar | ARNOLD JR. |  | 7.74 | 0 | Residential | 1 | MARLTON | 8053 | 13 | A-TOP ALTERNATIVE ENERGY | AC Electric | No | Complete | 2010-11-20 | 2011-01-21 | 2011-02-22 | 2011-02-22
REIPNR-09990 | SREC Solar | ZOTTER |  | 7.74 | 0 | Residential | 1 | MARLTON | 8053 | 13 | A-TOP ALTERNATIVE ENERGY | PSE&G BPU | No | Complete | 2010-11-20 | 2011-01-21 | 2011-02-22 | 2011-02-22
REIPNR-09991 | SREC Solar | RICCIARDI |  | 6.4 | 0 | Residential | 1 | SMITHVILLE | 8201 | 19 | MERCURY SOLAR SYSTEMS | AC Electric | No | Complete | 2010-11-20 | 2010-12-23 | 2011-02-14 | 2011-02-14
REIPNR-09993 | SREC Solar | CARPENTER |  | 10.81 | 0 | Residential | 0 | MANNINGTON | 8079 | 16 | RCL ENTERPRISES INC. | AC Electric | No | Complete | 2010-11-20 | 2011-08-01 | 2011-08-05 | 2011-08-05
REIPNR-09994 | SREC Solar | LESZCZAK |  | 7.2 | 0 | Residential | 1 | BARNEGAT | 8005 | 18 | MERCURY SOLAR SYSTEMS | AC Electric | No | Complete | 2010-11-20 | 2011-02-09 | 2011-03-10 | 2011-03-10
REIPNR-09995 | SREC Solar | ROSSI | REPP ASSOCIATES, LLC | 27.132 | 0 | Commercial |  | REO GRANDE | 8242 | 21 | MERCURY SOLAR SYSTEMS | AC Electric | No | Complete | 2010-11-20 | 2011-06-07 | 2011-06-29 | 2011-06-29
REIPNR-09996 | SREC Solar | CORNWELL | BUCK CONSTRUCTION, LLC | 22.77 | 0 | Commercial | 1 | WEST BERLIN | 8091 | 14 | SOLAR ELECTRIC, NJ | AC Electric | No | Complete | 2010-11-20 | 2011-01-24 | 2011-02-22 | 2011-02-22
REIPNR-09997 | SREC Solar | LOO |  | 9.9 | 0 | Residential | 0 | PLAINSBORO | 8536 | 11 | GEOGENIX | PSE&G BPU | No | Complete | 2010-11-20 | 2011-02-09 | 2011-03-10 | 2011-03-10
REIPNR-09998 | SREC Solar | WEIS | MIKAB CORPORATION | 37.18 | 0 | Commercial | 0 | DUMONT | 7628 | 7 | GEOSCAPE SOLAR | PSE&G BPU | No | Complete | 2010-11-20 | 2011-07-12 | 2011-10-21 | 2011-10-21
REIPNR-10002 | SREC Solar | SHAH |  | 9.9 | 0 | Residential |  | EDISON | 8837 | 11 | GEOGENIX | PSE&G BPU | No | Complete | 2010-11-20 | 2011-01-03 | 2011-02-04 | 2011-02-04
REIPNR-10003 | SREC Solar | LEE | LEXINS, LLC | 40.02 | 0 | Commercial |  | PARSIPPANY | 7054 | 3 | TRINITY HEATING AND AIR | JCP&L | No | Complete | 2010-11-20 | 2011-11-08 | 2011-11-22 | 2011-11-22
REIPNR-10004 | SREC Solar | HAGBERG |  | 7.095 | 0 | Residential | 1 | MONTCLAIR | 7043 | 9 | CORBIN SOLAR SOLUTIONS, LLC | PSE&G BPU | No | Complete | 2010-11-20 | 2011-01-14 | 2011-02-21 | 2011-02-21
REIPNR-10005 | SREC Solar | LEE | LEXINS, LLC | 9.89 | 0 | Commercial |  | PARSIPPANY | 7054 | 3 | TRINITY HEATING AND AIR | JCP&L | No | Complete | 2010-11-20 | 2011-11-09 | 2011-11-22 | 2011-11-22
REIPNR-10006 | SREC Solar | KAMINE |  | 56.84 | 0 | Residential |  | LEBANON | 8833 | 4 | MERCURY SOLAR SYSTEMS - PORT CHESTER | JCP&L | No | Complete | 2010-11-20 | 2011-04-26 | 2011-05-11 | 2011-05-11
REIPNR-10007 | SREC Solar | KRAUSE | USA WOOD DOOR, INC | 127.96 | 0 | Commercial |  | WEST DEPTFORD | 8066 | 15 | P3 POWER SYSTEMS, LLC | PSE&G BPU | No | Complete | 2010-11-20 | 2011-08-12 | 2011-09-08 | 2011-09-08
REIPNR-10008 | SREC Solar | SHEEHAN |  | 4.44 | 0 | Residential | 1 | HAMMONTON | 8037 | 19 | MERCURY SOLAR SYSTEMS | AC Electric | No | Complete | 2010-11-20 | 2010-12-23 | 2011-02-10 | 2011-02-10
REIPNR-10009 | SREC Solar | HUTCHINSON | SELCO MANUFACTURING | 173.24 | 0 | Commercial |  | WEST CALDWELL | 7006 | 9 | ROSS SOLAR GROUP, LLC | PSE&G BPU | No | Complete | 2010-11-20 | 2010-12-14 | 2011-03-24 | 2011-03-24
REIPNR-10010 | SREC Solar | VANWAGENEN |  | 5.59 | 0 | Residential |  | SOUTH PLAINFIELD | 7080 | 11 | ALTERNATIVE LIGHT & ENERGY SOLUTIONS | PSE&G BPU | No | Complete | 2010-11-20 | 2011-02-17 | 2011-03-10 | 2011-03-10
REIPNR-10012 | SREC Solar | BAIRD |  | 3.29 | 0 | Residential | 1 | BARGAINTOWN | 8234 | 19 | TRINITY HEATING AND AIR | AC Electric | No | Complete | 2010-11-20 | 2011-06-03 | 2011-06-27 | 2011-06-27
REIPNR-10014 | SREC Solar | DICKERSON | ELMER DICKERSON & SONS INC. | 99.36 | 0 | Commercial |  | DENVILLE | 7878 | 3 | BYSOLAR, INC. | JCP&L | No | Complete | 2010-11-20 | 2011-08-24 | 2011-08-31 | 2011-08-31
REIPNR-10018 | SREC Solar | JIMDAR |  | 3.44 | 0 | Residential |  | SPRINGFIELD | 7081 | 10 | ALTERNATIVE LIGHT & ENERGY SOLUTIONS | JCP&L | No | Complete | 2010-11-20 | 2011-02-17 | 2011-03-24 | 2011-03-24
REIPNR-10019 | SREC Solar | CAMPER, JR | NASSAU RACQUET & TENNIS CLUB | 240 | 0 | Commercial |  | SKILLMAN | 8558 | 5 | GEOPEAK ENERGY LLC | PSE&G BPU | No | Complete | 2010-11-20 | 2011-10-19 | 2011-10-28 | 2011-10-28
REIPNR-10020 | SREC Solar | PATEL |  | 10.08 | 0 | Residential | 1 | WRIGHTS TOWN | 8562 | 13 | MERCURY SOLAR SYSTEMS | JCP&L | No | Complete | 2010-11-20 | 2010-12-08 | 2011-01-29 | 2011-01-29
REIPNR-10022 | SREC Solar | ZUCCA |  | 20.68 | 0 | Residential |  | VINELAND | 8361 | 20 | JBS SOLAR AND WIND, LLC | Vineland Muni Elec | No | Complete | 2010-11-20 | 2012-05-14 | 2012-05-30 | 2012-05-30
REIPNR-10023 | SREC Solar | SIMNOR |  | 5.18 | 0 | Residential |  | BURLINGTON | 8016 | 13 | MERCURY SOLAR SYSTEMS | PSE&G BPU | No | Complete | 2010-11-20 | 2010-12-07 | 2011-01-20 | 2011-01-20
REIPNR-10024 | SREC Solar | MAIMONE |  | 6.44 | 0 | Residential | 1 | HAMMONTON | 8037 | 19 | MERCURY SOLAR SYSTEMS | AC Electric | No | Complete | 2010-11-20 | 2011-02-17 | 2011-04-05 | 2011-04-05
REIPNR-10025 | SREC Solar | CAMPER, JR | NASSAU TENNIS CLUB | 119.392 | 0 | Commercial |  | SKILLMAN | 8558 | 5 | GEOPEAK ENERGY LLC | PSE&G BPU | No | Complete | 2010-11-20 | 2011-10-14 | 2011-10-28 | 2011-10-28
REIPNR-10027 | SREC Solar | PATTERSON |  | 15.58 | 0 | Residential |  | CROSSWICKS | 8515 | 13 | SUN FARM NETWORK | PSE&G BPU | No | Complete | 2010-11-20 | 2010-11-22 | 2011-01-10 | 2011-01-10
REIPNR-10185 | SREC Solar | HOJEGIAN |  | 7.392 | 0 | Residential |  | MONTCLAIR | 7043 | 9 | EVCO MECHANICAL | PSE&G BPU | No | Complete | 2010-11-20 | 2010-12-10 | 2011-03-09 | 2011-03-09
REIPNR-10186 | SREC Solar | RASTOGI |  | 9 | 0 | Residential |  | HILLSBOROUGH | 8844 | 5 | GEOGENIX | PSE&G BPU | No | Complete | 2010-11-20 | 2011-04-08 | 2011-04-21 | 2011-04-21
REIPNR-10187 | SREC Solar | BURKE, JR | THUMANN'S INC. | 353.535 | 0 | Commercial |  | CARISTADT | 7072 | 7 | ECS, INC. | PSE&G BPU | No | Complete | 2010-11-20 | 2011-04-28 | 2011-06-07 | 2011-06-07
REIPNR-10190 | SREC Solar | BOND |  | 12.71 | 0 | Residential | 1 | MANCHESTER | 8759 | 18 | TRINITY HEATING AND AIR | JCP&L | No | Complete | 2010-11-20 | 2011-03-15 | 2011-05-26 | 2011-05-26
REIPNR-10194 | SREC Solar | COOKE |  | 8.74 | 0 | Residential | 0 | MARLTON | 8053 | 13 | GEOPEAK ENERGY LLC | PSE&G BPU | No | Complete | 2010-11-20 | 2010-12-29 | 2011-02-10 | 2011-02-10
REIPNR-10195 | SREC Solar | SIPLER |  | 7.92 | 0 | Residential | 1 | MEDFORD | 8055 | 13 | TRINITY HEATING AND AIR | PSE&G BPU | No | Complete | 2010-11-20 | 2011-01-20 | 2011-02-22 | 2011-02-22
REIPNR-10196 | SREC Solar | MASON |  | 9.87 | 0 | Residential | 1 | BURLINGTON TWP. | 8016 | 13 | TRINITY HEATING AND AIR | PSE&G BPU | No | Complete | 2010-11-20 | 2011-02-01 | 2011-03-10 | 2011-03-10
REIPNR-10199 | SREC Solar | ECKERT |  | 7.03 | 0 | Residential | 1 | SOMERDALE | 8083 | 14 | TRINITY HEATING AND AIR | PSE&G BPU | No | Complete | 2010-11-20 | 2011-01-20 | 2011-02-22 | 2011-02-22
REIPNR-10200 | SREC Solar | KOZEJ |  | 8.93 | 0 | Residential | 1 | SEWELL | 8080 | 15 | TRINITY HEATING AND AIR | AC Electric | No | Complete | 2010-11-20 | 2011-02-25 | 2011-04-11 | 2011-04-11
REIPNR-10201 | SREC Solar | BRAHA | RONPAK CO./BRACO MANUFACTURING | 502.32 | 0 | Commercial | 0 | SOUTH PLAINFIELD | 7080 | 11 | SOLAR RAINBOW SERVICES LLC | PSE&G BPU | No | Complete | 2010-11-20 | 2011-10-25 | 2011-11-10 | 2011-11-10
REIPNR-10202 | SREC Solar | BRAHA | BRACO MANUFACTURING CO. | 155.48 | 0 | Commercial | 0 | SOUTH PLAINFIELD | 7080 | 11 | SOLAR RAINBOW SERVICES LLC | PSE&G BPU | No | Complete | 2010-11-20 | 2011-06-22 | 2011-07-27 | 2011-07-27
REIPNR-10203 | SREC Solar | BRAHA | BRACO MANUFACTURING CO | 71.76 | 0 | Commercial | 0 | SOUTH PLAINFIELD | 7080 | 11 | SOLAR RAINBOW SERVICES LLC | PSE&G BPU | No | Complete | 2010-11-20 | 2011-08-09 | 2011-11-21 | 2011-11-21
REIPNR-10204 | SREC Solar | BRAHA | SILICON STERLING PRODUCT | 143.52 | 0 | Commercial | 0 | SOUTH PLAINFIELD | 7080 | 11 | SOLAR RAINBOW SERVICES LLC | PSE&G BPU | No | Complete | 2010-11-20 | 2011-07-14 | 2011-09-06 | 2011-09-06
REIPNR-10205 | SREC Solar | BRAHA | FLUID INK TECH INC | 155.48 | 0 | Commercial | 0 | SOUTH PLAINFIELD | 7080 | 11 | SOLAR RAINBOW SERVICES LLC | PSE&G BPU | No | Complete | 2010-11-20 | 2011-06-22 | 2011-07-27 | 2011-07-27
REIPNR-10206 | SREC Solar | SHAH |  | 10.125 | 0 | Residential |  | HOLMDEL | 7733 | 17 | GEOGENIX | JCP&L | No | Complete | 2010-11-20 | 2011-01-21 | 2011-02-16 | 2011-02-16
REIPNR-10208 | SREC Solar | KEMMERER |  | 18.63 | 0 | Residential |  | FOLSOM | 8037 | 19 | GO SOLAR ELECTRIC, LLC | AC Electric | No | Complete | 2010-11-20 | 2011-07-28 | 2011-08-08 | 2011-08-08
REIPNR-10209 | SREC Solar | COLAMECO |  | 50 | 0 | Commercial |  | SWEEDSBORO | 8085 | 15 | TRINITY HEATING AND AIR | AC Electric | No | Complete | 2010-11-20 | 2012-11-05 | 2012-11-13 | 2012-11-13
REIPNR-10210 | SREC Solar | APPELBAUM |  | 9.68 | 0 | Residential | 1 | JACKSON | 8527 | 18 | TRINITY HEATING AND AIR | JCP&L | No | Complete | 2010-11-20 | 2011-02-04 | 2011-03-23 | 2011-03-23
REIPNR-10212 | SREC Solar | LEE |  | 5.52 | 0 | Residential | 1 | TOMS RIVER | 8757 | 18 | TRINITY HEATING AND AIR | JCP&L | No | Complete | 2010-11-20 | 2011-07-27 | 2011-08-04 | 2011-08-04
REIPNR-10213 | SREC Solar | PALICHERLA |  | 7.99 | 0 | Residential | 1 | KENDALL PARK | 8824 | 11 | TRINITY HEATING AND AIR | PSE&G BPU | No | Complete | 2010-11-20 | 2011-03-29 | 2011-04-11 | 2011-04-11
REIPNR-10214 | SREC Solar | DELUCA |  | 7.03 | 0 | Residential | 1 | COLUMBUS | 8022 | 13 | TRINITY HEATING AND AIR | PSE&G BPU | No | Complete | 2010-11-20 | 2011-01-20 | 2011-02-22 | 2011-02-22
REIPNR-10215 | SREC Solar | GIARDINA |  | 9.225 | 0 | Residential | 1 | COLUMBUS | 8022 | 13 | TRINITY HEATING AND AIR | PSE&G BPU | No | Complete | 2010-11-20 | 2011-01-20 | 2011-03-08 | 2011-03-08
REIPNR-10216 | SREC Solar | THOMAS |  | 6.58 | 0 | Residential | 1 | DELANCO TWP | 8075 | 13 | TRINITY HEATING AND AIR | PSE&G BPU | No | Complete | 2010-11-20 | 2011-05-06 | 2011-05-13 | 2011-05-13
REIPNR-10217 | SREC Solar | MAZZUCCO |  | 4.6 | 0 | Residential | 1 | COLUMBUS | 8022 | 13 | TRINITY HEATING AND AIR | PSE&G BPU | No | Complete | 2010-11-20 | 2011-02-08 | 2011-03-02 | 2011-03-02
REIPNR-10218 | SREC Solar | NAPPI |  | 9.87 | 0 | Residential | 1 | TUCKERTON | 8087 | 18 | TRINITY HEATING AND AIR | AC Electric | No | Complete | 2010-11-20 | 2011-06-08 | 2011-06-29 | 2011-06-29
REIPNR-10219 | SREC Solar | ANASTASIO |  | 10.34 | 0 | Residential | 1 | JACKSON | 8527 | 18 | TRINITY HEATING AND AIR | JCP&L | No | Complete | 2010-11-20 | 2011-04-05 | 2011-05-26 | 2011-05-26
REIPNR-10220 | SREC Solar | BILUCK | MEDFORD BOE | 96.768 | 0 | Commercial | 1 | MEDFORD | 8055 | 13 | RAY ANGELINI, INC. | PSE&G BPU | No | Complete | 2010-11-20 | 2011-08-30 | 2011-09-06 | 2011-09-06
REIPNR-10221 | SREC Solar | BURGESS |  | 12.54 | 0 | Residential | 1 | SOUTHAMPTON | 8088 | 13 | SUNRAY SOLAR, INC. | PSE&G BPU | No | Complete | 2010-11-20 | 2011-09-02 | 2012-01-13 | 2012-01-13
REIPNR-10223 | SREC Solar | TUTTLE |  | 4.23 | 0 | Residential | 1 | RANDOLPH | 7869 | 3 | TRINITY HEATING AND AIR | JCP&L | No | Complete | 2010-11-20 | 2011-07-05 | 2011-07-13 | 2011-07-13
REIPNR-10224 | SREC Solar | PATEL | BALA CORPORATION | 38.41 | 0 | Commercial |  | WRIGHTSTOWN | 8562 | 13 | MERCURY SOLAR SYSTEMS | JCP&L | No | Complete | 2010-11-20 | 2011-06-29 | 2011-07-12 | 2011-07-12
REIPNR-10225 | SREC Solar | BIGLER | SEACAUCUS MUNICIPAL UTILITIES AUTHI | 19.215 | 0 | Government Facility |  | SEACAUCUS | 7094 | 8 | FAI-GON ELECTRIC | PSE&G BPU | No | Complete | 2010-11-20 | 2011-05-11 | 2011-07-22 | 2011-07-22
REIPNR-10226 | SREC Solar | KIRK | THE GREAT ATLANTIC & PACIFIC TEA C | 173.88 | 0 | Commercial | 1 | WAYNE | 7470 | 6 | MARTIFER SOLAR USA | PSE&G BPU | No | Complete | 2010-11-20 | 2010-12-21 | 2011-04-05 | 2011-04-05
REIPNR-10227 | SREC Solar | BUONO |  | 11.73 | 0 | Residential |  | CAPE MAY CRT HOUSE | 8210 | 21 | GO SOLAR ELECTRIC, LLC | AC Electric | No | Complete | 2010-11-20 | 2011-05-06 | 2011-06-15 | 2011-06-15
REIPNR-10228 | SREC Solar | RAPAGLIA | URSTADT BIDDLE PROPERTIES INC | 86.24 | 0 | Commercial | 1 | WAYNE | 7470 | 6 | MARTIFER SOLAR USA | PSE&G BPU | No | Complete | 2010-11-20 | 2010-12-21 | 2011-04-05 | 2011-04-05
REIPNR-10229 | SREC Solar | DEMALO | EMSL ANALYTICAL INC. | 526.08 | 0 | Commercial |  | CINNAMINSON | 8077 | 13 | RCL ENTERPRISES INC. | PSE&G BPU | No | Complete | 2010-11-20 | 2011-08-02 | 2011-08-08 | 2011-08-08
REIPNR-10231 | SREC Solar | WATSON |  | 13.11 | 0 | Residential | 1 | MEDFORD | 8055 | 13 | MERCURY SOLAR SYSTEMS | PSE&G BPU | No | Complete | 2010-11-20 | 2011-09-02 | 2011-09-09 | 2011-09-09
REIPNR-10232 | SREC Solar | KHARE |  | 12.6 | 0 | Residential |  | HILLSBOROUGH | 8844 | 5 | GEOGENIX | PSE&G BPU | No | Complete | 2010-11-20 | 2011-04-12 | 2011-04-21 | 2011-04-21
REIPNR-10234 | SREC Solar | HUANG |  | 9.66 | 0 | Residential |  | WATCHUNG | 7069 | 5 | TRINITY HEATING AND AIR | PSE&G BPU | No | Complete | 2010-11-20 | 2011-07-19 | 2011-07-27 | 2011-07-27
REIPNR-10236 | SREC Solar | CUMMINGS |  | 5.64 | 0 | Residential | 1 | PARKERTOWN | 8087 | 18 | TRINITY HEATING AND AIR | AC Electric | No | Complete | 2010-11-20 | 2011-04-22 | 2011-05-03 | 2011-05-03
REIPNR-10237 | SREC Solar | MELLO | PHILCORR VINELAND, LLC | 1139.712 | 0 | Commercial |  | VINELAND | 8360 | 20 | SUNPOWER CORPORATION, SYSTEMS | Vineland Muni Elec | No | Complete | 2010-11-20 | 2010-12-22 | 2011-02-16 | 2011-02-16
REIPNR-10238 | SREC Solar | BILUCK | MEDFORD BOE | 531.812 | 0 | School Public K-12 | 1 | MEDFORD | 8055 | 13 | RAY ANGELINI, INC. | PSE&G BPU | No | Complete | 2010-11-20 | 2011-08-30 | 2011-10-26 | 2011-10-26
REIPNR-10239 | SREC Solar | ZARODNANSKY |  | 8.815 | 0 | Residential |  | YARDVILLE | 8620 | 12 | RCL SOLAR | PSE&G BPU | No | Complete | 2010-11-20 | 2010-12-23 | 2011-02-10 | 2011-02-10
REIPNR-10240 | SREC Solar | FARABELLA |  | 9.24 | 0 | Residential | 1 | NEWFIELD | 8344 | 15 | MERCURY SOLAR SYSTEMS | AC Electric | No | Complete | 2010-11-20 | 2010-12-07 | 2011-01-29 | 2011-01-29
REIPNR-10241 | SREC Solar | REIFFE |  | 2.45 | 0 | Residential |  | FAIR LAWN | 7410 | 7 | MERCURY SOLAR SYSTEMS | PSE&G BPU | No | Complete | 2010-11-20 | 2010-12-07 | 2011-02-04 | 2011-02-04
REIPNR-10246 | SREC Solar | SPOTTS |  | 11.96 | 0 | Residential | 0 | SHAMONG | 8088 | 13 | ASC SOLAR SOLUTIONS, LLC | AC Electric | No | Complete | 2010-11-20 | 2011-08-16 | 2011-08-29 | 2011-08-29
REIPNR-10247 | SREC Solar | BRUNO |  | 9.46 | 0 | Residential | 1 | ELMWOOD | 7407 | 7 | ALTERNATIVE LIGHT & ENERGY SOLUTIONS | PSE&G BPU | No | Complete | 2010-11-20 | 2011-03-30 | 2011-04-21 | 2011-04-21
REIPNR-10248 | SREC Solar | SCHNEIDER |  | 7.52 | 0 | Residential | 1 | MANCHESTER | 8759 | 18 | TRINITY HEATING AND AIR | JCP&L | No | Complete | 2010-11-20 | 2011-06-10 | 2011-06-30 | 2011-06-30
REIPNR-10250 | SREC Solar | PANZA |  | 13.865 | 0 | Residential | 0 | RUMSON | 7760 | 17 | TRINITY HEATING AND AIR | JCP&L | No | Complete | 2010-11-20 | 2011-01-25 | 2011-03-02 | 2011-03-02
REIPNR-10251 | SREC Solar | DIAZ |  | 5.17 | 0 | Residential | 1 | RINGWOOD | 7456 | 6 | TRINITY HEATING AND AIR | JCP&L | No | Complete | 2010-11-20 | 2011-05-09 | 2011-05-26 | 2011-05-26
REIPNR-10252 | SREC Solar | VAKIL |  | 11.475 | 0 | Residential | 0 | HILLSBOROUGH | 8844 | 5 | GEOGENIX | PSE&G BPU | No | Complete | 2010-11-20 | 2011-01-20 | 2011-02-22 | 2011-02-22
REIPNR-10253 | SREC Solar | STANWOOD |  | 2.3 | 0 | Residential | 0 | GALLOWAY | 8205 | 19 | MERCURY SOLAR SYSTEMS | AC Electric | No | Complete | 2010-11-20 | 2011-02-25 | 2011-03-25 | 2011-03-25
REIPNR-10254 | SREC Solar | SAPLE |  | 7.74 | 0 | Residential |  | N. BRUNSWICK | 8902 | 11 | ALTERNATIVE LIGHT & ENERGY SOLUTIONS | PSE&G BPU | No | Complete | 2010-11-20 | 2011-05-24 | 2011-06-29 | 2011-06-29
REIPNR-10256 | SREC Solar | BICKEL |  | 5.775 | 0 | Residential |  | MOORESTOWN | 8057 | 13 | PROVEN RENEWABLE ENERGY, LLC | PSE&G BPU | No | Complete | 2010-11-20 | 2011-01-25 | 2011-03-09 | 2011-03-09
REIPNR-10257 | SREC Solar | ELLIS |  | 8.64 | 0 | Residential | 1 | SIX POINTS | 8318 | 16 | MERCURY SOLAR SYSTEMS | AC Electric | No | Complete | 2010-11-20 | 2011-01-11 | 2011-02-22 | 2011-02-22
REIPNR-10258 | SREC Solar | EID |  | 3.78 | 0 | Residential |  | KEARNY | 7032 | 8 | MERCURY SOLAR SYSTEMS | PSE&G BPU | No | Complete | 2010-11-20 | 2010-12-07 | 2011-01-20 | 2011-01-20
REIPNR-10259 | SREC Solar | MCNEILL |  | 6.58 | 0 | Residential |  | JACKSON | 8527 | 18 | TRINITY HEATING AND AIR | JCP&L | No | Complete | 2010-11-20 | 2011-05-20 | 2011-06-07 | 2011-06-07
REIPNR-10260 | SREC Solar | SCIMECA |  | 8.97 | 0 | Residential | 1 | FRANKLINVILLE | 8322 | 15 | MERCURY SOLAR SYSTEMS | AC Electric | No | Complete | 2010-11-20 | 2011-06-22 | 2011-06-30 | 2011-06-30
REIPNR-10261 | SREC Solar | PATEL |  | 8.1 | 0 | Residential |  | HILLSBOROUGH | 8844 | 5 | GEOGENIX | PSE&G BPU | No | Complete | 2010-11-20 | 2011-02-17 | 2011-03-10 | 2011-03-10
REIPNR-10262 | SREC Solar | BORODIN |  | 9.9 | 0 | Residential |  | MONMOUTH JUNCTION | 8852 | 11 | SKY HIGH ENERGY, LLC | PSE&G BPU | No | Complete | 2010-11-20 | 2011-05-06 | 2011-06-27 | 2011-06-27
REIPNR-10263 | SREC Solar | DWYER |  | 8.325 | 0 | Residential | 1 | AVALON | 8202 | 21 | MERCURY SOLAR SYSTEMS | AC Electric | No | Complete | 2010-11-20 | 2011-01-11 | 2011-02-22 | 2011-02-22
REIPNR-10265 | SREC Solar | GRECCO |  | 16.1 | 0 | Residential | 1 | PALERMO | 8230 | 21 | ALLSEASON CONSTRUCTION | AC Electric | No | Complete | 2010-11-20 | 2011-03-23 | 2012-08-10 | 2012-08-10
REIPNR-10266 | SREC Solar | LERRO | BOLERO CORPORATION | 54.88 | 0 | Commercial | 0 | WILDWOOD | 8260 | 21 | JUST SOLAR, LLC | AC Electric | No | Complete | 2010-11-20 | 2012-05-31 | 2013-02-27 | 2013-02-27
REIPNR-10267 | SREC Solar | BILUCK | MEDFORD BOARD OF EDUCATION | 536.264 | 0 | School Public K-12 | 1 | MEDFORD | 8055 | 13 | RAY ANGELINI, INC. | PSE&G BPU | No | Complete | 2010-11-20 | 2011-08-30 | 2011-09-06 | 2011-09-06
REIPNR-10268 | SREC Solar | SANDBERG |  | 9.2 | 0 | Residential | 0 | MOUNT LAUREL | 8054 | 13 | FUTURE SOLUTIONS CONTRACTING, LLC | PSE&G BPU | No | Complete | 2010-11-20 | 2011-03-16 | 2011-04-21 | 2011-04-21
REIPNR-10269 | SREC Solar | BELLEW |  | 5.805 | 0 | Residential |  | PISCATAWAY | 8854 | 11 | A-TOP ALTERNATIVE ENERGY | PSE&G BPU | No | Complete | 2010-11-20 | 2011-01-06 | 2011-02-22 | 2011-02-22
REIPNR-10270 | SREC Solar | CONTINO |  | 12.96 | 0 | Residential |  | BRIDGETON | 8302 | 20 | SUNNYMAC, LLC | AC Electric | No | Complete | 2010-11-20 | 2011-02-04 | 2011-03-09 | 2011-03-09
REIPNR-10271 | SREC Solar | BILUCK | MEDFORD BOARD OF EDUCATION | 318.36 | 0 | School Public K-12 | 1 | MEDFORD | 8055 | 13 | RAY ANGELINI, INC. | AC Electric | No | Complete | 2010-11-20 | 2011-08-31 | 2011-09-08 | 2011-09-08
REIPNR-10272 | SREC Solar | NAKLICKI |  | 11.18 | 0 | Residential |  | BELLE MEAD | 8502 | 5 | ALTERNATIVE LIGHT & ENERGY SOLUTIONS | PSE&G BPU | No | Complete | 2010-11-20 | 2011-01-07 | 2011-03-24 | 2011-03-24
REIPNR-10274 | SREC Solar | DEBARI | BERGEN COUNTY GENERAL SERVICE DE | 627.9 | 0 | Government Facility | 1 | HACKENSACK | 7601 | 7 | PFISTER MAINTENANCE, INC. | PSE&G BPU | No | Complete | 2010-11-20 | 2011-06-17 | 2011-07-13 | 2011-07-13
REIPNR-10275 | SREC Solar | SANFORD |  | 6.88 | 0 | Residential |  | PORT MONMOUTH | 7758 | 17 | A-TOP ALTERNATIVE ENERGY | JCP&L | No | Complete | 2010-11-20 | 2011-01-18 | 2011-02-22 | 2011-02-22
REIPNR-10276 | SREC Solar | JULICH |  | 4.23 | 0 | Residential | 1 | FLORHAM PARK | 7932 | 3 | TRINITY HEATING AND AIR | JCP&L | No | Complete | 2010-11-20 | 2011-07-06 | 2011-07-29 | 2011-07-29
REIPNR-10277 | SREC Solar | BELLUARDO |  | 6.02 | 0 | Residential |  | LIVINGSTON | 7039 | 9 | A-TOP ALTERNATIVE ENERGY | PSE&G BPU | No | Complete | 2010-11-20 | 2010-12-22 | 2011-02-04 | 2011-02-04
REIPNR-10278 | SREC Solar | BAILEY |  | 8.46 | 0 | Residential | 1 | GLOUCESTER TWP | 8012 | 14 | TRINITY HEATING AND AIR | PSE&G BPU | No | Complete | 2010-11-20 | 2011-06-14 | 2011-06-30 | 2011-06-30
REIPNR-10279 | SREC Solar | RICHARDSON |  | 5.18 | 0 | Commercial | 0 | RAMSEY | 7446 | 7 | THE SOLAR CENTER, INC. | Orange & Rockland Elec | No | Complete | 2010-11-20 | 2011-02-08 | 2011-05-03 | 2011-05-03
REIPNR-10280 | SREC Solar | SASSO |  | 5.16 | 0 | Residential | 1 | MIDDLESEX | 8846 | 11 | ALTERNATIVE LIGHT & ENERGY SOLUTIONS | PSE&G BPU | No | Complete | 2010-11-20 | 2011-02-17 | 2011-03-09 | 2011-03-09
REIPNR-10281 | SREC Solar | WILSON |  | 7.99 | 0 | Residential | 1 | MONROE TWP | 8831 | 11 | TRINITY HEATING AND AIR | JCP&L | No | Complete | 2010-11-20 | 2011-04-05 | 2011-04-21 | 2011-04-21
REIPNR-10282 | SREC Solar | JENTIS |  | 8.55 | 0 | Residential |  | BRIDGEWATER | 8807 | 5 | GEOGENIX | PSE&G BPU | No | Complete | 2010-11-20 | 2011-02-02 | 2011-03-08 | 2011-03-08
REIPNR-10283 | SREC Solar | PATEL |  | 14.85 | 0 | Residential |  | NESHANIC STATION | 8853 | 5 | GEOPEAK ENERGY LLC | JCP&L | No | Complete | 2010-11-20 | 2011-01-06 | 2011-03-25 | 2011-03-25
REIPNR-10284 | SREC Solar | GORADIA |  | 9.45 | 0 | Residential |  | HILLSBOROUGH | 8844 | 5 | GEOGENIX | PSE&G BPU | No | Complete | 2010-11-20 | 2011-01-20 | 2011-02-22 | 2011-02-22
REIPNR-10285 | SREC Solar | DONOHOE |  | 8.28 | 0 | Residential | 1 | ABSECON HIGHLANDS | 8201 | 19 | MERCURY SOLAR SYSTEMS | AC Electric | No | Complete | 2010-11-20 | 2011-01-11 | 2011-02-22 | 2011-02-22
REIPNR-10286 | SREC Solar | WOOD |  | 3.9 | 0 | Residential | 1 | TRENTON | 8691 | 12 | ALTERNATIVE LIGHT & ENERGY SOLUTIONS | PSE&G BPU | No | Complete | 2010-11-20 | 2011-03-29 | 2011-04-11 | 2011-04-11
REIPNR-10287 | SREC Solar | REYNOLDS-GROSS |  | 8.46 | 0 | Residential | 1 | HAMMONTON | 8037 | 19 | TRINITY HEATING AND AIR | AC Electric | No | Complete | 2010-11-20 | 2011-02-17 | 2011-03-09 | 2011-03-09
REIPNR-10288 | SREC Solar | LOVELACE |  | 10.12 | 0 | Residential |  | TRENTON | 8619 | 12 | DPR ELECTRIC, INC | PSE&G BPU | No | Complete | 2010-11-20 | 2011-05-18 | 2011-06-27 | 2011-06-27
REIPNR-10289 | SREC Solar | TRISKER |  | 9.02 | 0 | Residential | 1 | MONROE TWP | 8831 | 11 | TRINITY HEATING AND AIR | JCP&L | No | Complete | 2010-11-20 | 2011-02-04 | 2011-03-23 | 2011-03-23
REIPNR-10290 | SREC Solar | GOLDBERG | BARRINGTON PROFESSIONAL BUILDING | 8.064 | 0 | Commercial | 1 | BARRINGTON | 8007 | 14 | SOLAR WORKS NJ | PSE&G BPU | No | Complete | 2010-11-20 | 2011-08-10 | 2011-08-22 | 2011-08-22
REIPNR-10291 | SREC Solar | KELTON |  | 6.29 | 0 | Residential | 1 | BARNEGAT | 8005 | 18 | NJ SOLAR POWER, LLC | JCP&L | No | Complete | 2010-11-20 | 2011-03-07 | 2011-04-22 | 2011-04-22
REIPNR-10292 | SREC Solar | JERNIGAN |  | 11.25 | 0 | Residential |  | RINGOES | 8551 | 4 | GEOGENIX | JCP&L | No | Complete | 2010-11-20 | 2011-02-17 | 2011-05-26 | 2011-05-26
REIPNR-10293 | SREC Solar | ECKHARDT | CHRISTMAS TREE SHOPS | 2583 | 0 | Commercial | 0 | FLORENCE | 8019 | 13 | SUNPOWER CORPORATION, SYSTEMS | PSE&G BPU | No | Complete | 2010-11-20 | 2011-01-03 | 2011-02-10 | 2011-02-10
REIPNR-10295 | SREC Solar | COELIN | SUNNY HILL ASSOCIATES INC | 188.1 | 0 | Commercial | 0 | BRIDGEWATER | 8807 | 5 | ALTERIS RENEWABLES | PSE&G BPU | No | Complete | 2010-11-20 | 2011-06-07 | 2011-07-29 | 2011-07-29
REIPNR-10297 | SREC Solar | SEATON |  | 9.504 | 0 | Residential | 0 | BAYVILLE | 8721 | 18 | 4BESTSOLAR, LLC | JCP&L | No | Complete | 2010-11-20 | 2010-12-29 | 2011-02-04 | 2011-02-04
REIPNR-10300 | SREC Solar | KANDIAH |  | 3.8 | 0 | Residential | 1 | BELLEVILLE | 7109 | 9 | TRINITY HEATING AND AIR | PSE&G BPU | No | Complete | 2010-11-20 | 2011-02-04 | 2011-04-11 | 2011-04-11
REIPNR-10301 | SREC Solar | HUFF |  | 6.58 | 0 | Residential | 1 | BAYVILLE | 8721 | 18 | TRINITY HEATING AND AIR | JCP&L | No | Complete | 2010-11-20 | 2011-04-20 | 2011-05-03 | 2011-05-03
REIPNR-10302 | SREC Solar | CIPRIANO |  | 6.9 | 0 | Residential | 1 | MANCHESTER | 8759 | 18 | TRINITY HEATING AND AIR | JCP&L | No | Complete | 2010-11-20 | 2011-07-14 | 2011-07-26 | 2011-07-26
REIPNR-10303 | SREC Solar | MARTYN |  | 5.16 | 0 | Residential | 1 | EGG HARBOR TWP | 8234 | 19 | RENERGY, INC. | AC Electric | No | Complete | 2010-11-20 | 2011-01-28 | 2011-03-02 | 2011-03-02
REIPNR-10304 | SREC Solar | OCHS, JR. |  | 5.52 | 0 | Residential |  | ROEBLING | 8554 | 13 | TRINITY HEATING AND AIR | PSE&G BPU | No | Complete | 2010-11-20 | 2011-01-25 | 2011-03-08 | 2011-03-08
REIPNR-10305 | SREC Solar | DELCASLE |  | 7.05 | 0 | Residential | 1 | FLEMINGTON | 8822 | 4 | TRINITY HEATING AND AIR | JCP&L | No | Complete | 2010-11-20 | 2011-02-04 | 2011-03-23 | 2011-03-23
REIPNR-10306 | SREC Solar | SALISBURY |  | 8.16 | 0 | Residential | 1 | BRICK | 8724 | 18 | TRINITY HEATING AND AIR | JCP&L | No | Complete | 2010-11-20 | 2011-02-14 | 2011-03-25 | 2011-03-25
REIPNR-10307 | SREC Solar | MARTY |  | 5.64 | 0 | Residential | 1 | MANCHESTER | 8759 | 18 | TRINITY HEATING AND AIR | JCP&L | No | Complete | 2010-11-20 | 2011-06-14 | 2011-06-29 | 2011-06-29
REIPNR-10308 | SREC Solar | SCHMIDT |  | 9.4 | 0 | Residential | 1 | HADDONFIELD | 8033 | 14 | TRINITY HEATING AND AIR | PSE&G BPU | No | Complete | 2010-11-20 | 2011-05-18 | 2011-06-03 | 2011-06-03
REIPNR-10310 | SREC Solar | LEVINE |  | 6 | 0 | Residential | 1 | LAKEWOOD | 8701 | 18 | TRINITY HEATING AND AIR | JCP&L | No | Complete | 2010-11-20 | 2011-01-25 | 2011-03-02 | 2011-03-02
REIPNR-10311 | SREC Solar | RESNICK |  | 6.11 | 0 | Residential | 1 | FREEHOLD | 7728 | 17 | TRINITY HEATING AND AIR | JCP&L | No | Complete | 2010-11-20 | 2011-11-14 | 2011-12-06 | 2011-12-06
REIPNR-10313 | SREC Solar | LUKASZEWSKI |  | 7.38 | 0 | Residential | 1 | COLONIA | 7067 | 10 | TRINITY HEATING AND AIR | PSE&G BPU | No | Complete | 2010-11-20 | 2011-02-04 | 2011-03-23 | 2011-03-23
REIPNR-10315 | SREC Solar | HARRIS |  | 9.66 | 0 | Residential | 1 | GIBBSTOWN | 8027 | 15 | RENERGY, INC. | AC Electric | No | Complete | 2010-11-20 | 2011-06-29 | 2011-07-12 | 2011-07-12
REIPNR-10316 | SREC Solar | DRUZEK-MOSETTI |  | 8.695 | 0 | Residential | 1 | SOUTH DENNIS | 8245 | 21 | TRINITY HEATING AND AIR | AC Electric | No | Complete | 2010-11-20 | 2011-02-08 | 2011-03-02 | 2011-03-02
REIPNR-10317 | SREC Solar | SAROSHINSKY |  | 7.4 | 0 | Residential |  | LINCROFT | 7738 | 17 | TRINITY HEATING AND AIR | JCP&L | No | Complete | 2010-11-20 | 2011-01-25 | 2011-03-02 | 2011-03-02
REIPNR-10319 | SREC Solar | ARICO III |  | 8.325 | 0 | Residential | 1 | JACKSON | 8527 | 18 | TRINITY HEATING AND AIR | JCP&L | No | Complete | 2010-11-20 | 2011-04-14 | 2011-04-28 | 2011-04-28
REIPNR-10320 | SREC Solar | LOPEZ |  | 4.23 | 0 | Residential | 1 | PALMYRA | 8065 | 13 | TRINITY HEATING AND AIR | PSE&G BPU | No | Complete | 2010-11-20 | 2011-02-09 | 2011-03-10 | 2011-03-10
REIPNR-10321 | SREC Solar | STAFFORD |  | 10.81 | 0 | Residential | 1 | SWEDESBORO | 8085 | 15 | TRINITY HEATING AND AIR | AC Electric | No | Complete | 2010-11-20 | 2011-02-08 | 2011-03-08 | 2011-03-08
REIPNR-10323 | SREC Solar | FALCONE |  | 5.17 | 0 | Residential | 1 | CLAYTON | 8312 | 15 | TRINITY HEATING AND AIR | AC Electric | No | Complete | 2010-11-20 | 2011-05-02 | 2011-05-13 | 2011-05-13
REIPNR-10324 | SREC Solar | BUONO, JR |  | 8.28 | 0 | Residential |  | LAUREL LAKE | 8332 | 20 | GO SOLAR ELECTRIC, LLC | AC Electric | No | Complete | 2010-11-20 | 2011-05-06 | 2011-05-13 | 2011-05-13
REIPNR-10325 | SREC Solar | KLEIN |  | 5.4 | 0 | Residential | 0 | HILLSBOROUGH | 8844 | 5 | GEOGENIX | PSE&G BPU | No | Complete | 2010-11-20 | 2011-01-28 | 2011-02-22 | 2011-02-22
REIPNR-10326 | SREC Solar | CUSATO |  | 11.045 | 0 | Residential | 1 | COLUMBUS | 8028 | 15 | TRINITY HEATING AND AIR | PSE&G BPU | No | Complete | 2010-11-20 | 2011-02-08 | 2011-03-08 | 2011-03-08
REIPNR-10328 | SREC Solar | MALLEY | BRIDGE SOLUTIONS, LLC | 130.38 | 0 | Commercial | 1 | TOMS RIVER | 8753 | 18 | TRINITY HEATING AND AIR | JCP&L | No | Complete | 2010-11-20 | 2011-02-04 | 2011-03-02 | 2011-03-02
REIPNR-10329 | SREC Solar | STIGER |  | 9.2 | 0 | Residential | 1 | SOMERSET | 8873 | 5 | TRINITY HEATING AND AIR | PSE&G BPU | No | Complete | 2010-11-20 | 2011-11-21 | 2011-12-20 | 2011-12-20
REIPNR-10330 | SREC Solar | MURPHY |  | 2.76 | 0 | Residential | 1 | COLUMBUS | 8022 | 13 | TRINITY HEATING AND AIR | PSE&G BPU | No | Complete | 2010-11-20 | 2011-09-22 | 2011-10-04 | 2011-10-04
REIPNR-10332 | SREC Solar | RUSSO | RFC CONTAINER CO INC. | 940.8 | 0 | Commercial |  | VINELAND | 8360 | 20 | WISE POWER SYSTEM | Vineland Muni Elec | No | Complete | 2010-11-20 | 2011-03-28 | 2011-04-22 | 2011-04-22
REIPNR-10333 | SREC Solar | STETKA |  | 8.225 | 0 | Residential | 1 | CHESTERFIELD | 8515 | 13 | TRINITY HEATING AND AIR | PSE&G BPU | No | Complete | 2010-11-20 | 2011-05-26 | 2011-07-21 | 2011-07-21
REIPNR-10334 | SREC Solar | PEARSON |  | 1.92 | 0 | Residential |  | VILLAS | 8251 | 21 | TRINITY HEATING AND AIR | AC Electric | No | Complete | 2010-11-20 | 2011-01-20 | 2011-02-22 | 2011-02-22
REIPNR-10335 | SREC Solar | MCCLEAF | ASHBROOK ELEMENTARY SCHOOL | 334.425 | 0 | School Public K-12 |  | LUMBERTON | 8048 | 13 | DOBCO SOLAR & ELECTRIC LLC | PSE&G BPU | No | Complete | 2010-11-20 | 2011-09-21 | 2012-01-05 | 2012-01-05
REIPNR-10336 | SREC Solar | LYNAM |  | 5.64 | 0 | Residential | 1 | TINTON FALLS | 7753 | 17 | TRINITY HEATING AND AIR | JCP&L | No | Complete | 2010-11-20 | 2011-04-13 | 2011-04-28 | 2011-04-28
REIPNR-10337 | SREC Solar | SHAH |  | 10.8 | 0 | Residential |  | HILLSBOROUGH | 8844 | 5 | GEOGENIX | PSE&G BPU | No | Complete | 2010-11-20 | 2011-04-07 | 2011-05-11 | 2011-05-11
REIPNR-10338 | SREC Solar | RAMOS |  | 9.25 | 0 | Residential | 1 | PEMBERTON | 8068 | 13 | TRINITY HEATING AND AIR | JCP&L | No | Complete | 2010-11-20 | 2011-02-01 | 2011-03-10 | 2011-03-10
REIPNR-10339 | SREC Solar | NICHOLSON, III | EASTERN PROPANE CORPORATION | 14.805 | 0 | Commercial |  | OAK RIDGE | 7438 | 6 | EAST COAST ALTERNATIVE ENERGY | JCP&L | No | Complete | 2010-11-20 | 2010-12-08 | 2011-02-04 | 2011-02-04
REIPNR-10340 | SREC Solar | BARGERHUFF |  | 9.02 | 0 | Residential | 1 | EDGEWATER | 8010 | 13 | TRINITY HEATING AND AIR | PSE&G BPU | No | Complete | 2010-11-20 | 2011-01-26 | 2011-03-02 | 2011-03-02
REIPNR-10342 | SREC Solar | FERRIS |  | 4.7 | 0 | Residential | 1 | EGG HARBOR CITY | 8215 | 19 | TRINITY HEATING AND AIR | AC Electric | No | Complete | 2010-11-20 | 2011-02-17 | 2011-03-09 | 2011-03-09
REIPNR-10343 | SREC Solar | AUGUSTINE |  | 10.34 | 0 | Residential | 1 | FRENCHTOWN | 8825 | 4 | TRINITY HEATING AND AIR | JCP&L | No | Complete | 2010-11-20 | 2011-02-17 | 2011-05-03 | 2011-05-03
REIPNR-10344 | SREC Solar | DI MAIO |  | 5.52 | 0 | Residential | 1 | EGG HARBOR TWP | 8234 | 19 | TRINITY HEATING AND AIR | AC Electric | No | Complete | 2010-11-20 | 2011-01-14 | 2011-02-22 | 2011-02-22
REIPNR-10345 | SREC Solar | WARREN |  | 10.2 | 0 | Residential | 0 | BOONTON | 7005 | 3 | MERCURY SOLAR SYSTEMS | JCP&L | No | Complete | 2010-11-20 | 2011-01-11 | 2011-02-22 | 2011-02-22
REIPNR-10346 | SREC Solar | GALVIN |  | 6.97 | 0 | Residential | 1 | COLUMBUS | 8022 | 13 | TRINITY HEATING AND AIR | PSE&G BPU | No | Complete | 2010-11-20 | 2011-02-02 | 2011-03-23 | 2011-03-23
REIPNR-10347 | SREC Solar | FALKENSTEIN | BURLINGTON COUNTY COLLEGE | 32.16 | 0 | Commercial | 0 | MOUNT HOLLY | 8060 | 13 | VANGUARD ENERGY PARTNERS, LLC | PSE&G BPU | No | Complete | 2010-11-20 | 2011-12-28 | 2012-02-17 | 2012-02-17
REIPNR-10349 | SREC Solar | CARON |  | 11.75 | 0 | Residential |  | MONROEVILEE | 8343 | 16 | SOLAR WORKS NJ | AC Electric | No | Complete | 2010-11-20 | 2011-05-18 | 2011-09-23 | 2011-09-23
REIPNR-10351 | SREC Solar | LIZZI | CONTRACT FILLING INC | 845.52 | 0 | Commercial | 0 | CEDAR GROVE | 7009 | 9 | VANGUARD ENERGY PARTNERS, LLC | PSE&G BPU | No | Complete | 2010-11-20 | 2011-06-09 | 2011-06-30 | 2011-06-30
REIPNR-10352 | SREC Solar | VOGEL |  | 9.84 | 0 | Residential | 0 | EDISON | 8820 | 11 | THE SOLAR CENTER, INC. | PSE&G BPU | No | Complete | 2010-11-20 | 2011-01-24 | 2011-03-08 | 2011-03-08
REIPNR-10354 | SREC Solar | CAIRNS JR | CAPITAL ASSEMBLY OF GOD CHURCH | 49.5 | 0 | Non Profit | 1 | HAMILTON TWP | 8690 | 12 | MERCURY SOLAR SYSTEMS | PSE&G BPU | No | Complete | 2010-11-20 | 2011-07-08 | 2011-07-19 | 2011-07-19
REIPNR-10355 | SREC Solar | POTENT |  | 5.17 | 0 | Residential | 1 | COLUMBUS | 8022 | 13 | TRINITY HEATING AND AIR | PSE&G BPU | No | Complete | 2010-11-20 | 2011-04-13 | 2011-04-28 | 2011-04-28
REIPNR-10356 | SREC Solar | DESCENZA |  | 3.225 | 0 | Residential | 1 | BRICK | 8723 | 18 | A-TOP ALTERNATIVE ENERGY | JCP&L | No | Complete | 2010-11-20 | 2011-05-18 | 2011-06-03 | 2011-06-03
REIPNR-10357 | SREC Solar | ROD |  | 9.4 | 0 | Residential | 1 | JACKSON | 8527 | 18 | TRINITY HEATING AND AIR | JCP&L | No | Complete | 2010-11-20 | 2011-04-13 | 2011-04-22 | 2011-04-22
REIPNR-10358 | SREC Solar | WOOD |  | 4.7 | 0 | Residential | 1 | SICKLERVILLE | 8081 | 14 | TRINITY HEATING AND AIR | AC Electric | No | Complete | 2010-11-20 | 2011-06-13 | 2011-06-30 | 2011-06-30
REIPNR-10359 | SREC Solar | BOGERT |  | 10.12 | 0 | Residential |  | TABERNACLE | 8088 | 13 | SOLULAR LLC/RWD CONSULTANTS | AC Electric | No | Complete | 2010-11-20 | 2011-04-06 | 2011-05-11 | 2011-05-11
REIPNR-10360 | SREC Solar | CEKOT |  | 4.51 | 0 | Residential | 1 | PISCATAWAY | 8854 | 11 | TRINITY HEATING AND AIR | PSE&G BPU | No | Complete | 2010-11-20 | 2011-01-11 | 2011-02-22 | 2011-02-22
REIPNR-10361 | SREC Solar | MOLLER |  | 8.8 | 0 | Residential | 1 | SOMERVILLE | 8876 | 5 | TRINITY HEATING AND AIR | JCP&L | No | Complete | 2010-11-20 | 2011-02-01 | 2011-03-09 | 2011-03-09
REIPNR-10363 | SREC Solar | GREENBERG | PEM AMERICA, INC | 652.08 | 0 | Commercial |  | CRANBURY | 8512 | 11 | VANGUARD ENERGY PARTNERS, LLC | JCP&L | No | Complete | 2010-11-20 | 2011-07-05 | 2011-07-13 | 2011-07-13
REIPNR-10364 | SREC Solar | LERRO | SANDCASTLE MOTEL | 11.28 | 0 | Commercial |  | WILDWOOD CREST | 8250 | 21 | SHERWOOD ELECTRIC CO. INC. | AC Electric | No | Complete | 2010-11-20 | 2011-10-04 | 2011-10-13 | 2011-10-13
REIPNR-10365 | SREC Solar | LERRO | SANDCASTLE DEVELOPERS | 23.265 | 0 | Commercial |  | WILDWOOD CREST | 8260 | 21 | SHERWOOD ELECTRIC CO. INC. | AC Electric | No | Complete | 2010-11-20 | 2011-10-04 | 2011-10-13 | 2011-10-13
REIPNR-10366 | SREC Solar | VOLPE |  | 7.05 | 0 | Residential | 1 | WAYNE | 7470 | 6 | TRINITY HEATING AND AIR | PSE&G BPU | No | Complete | 2010-11-20 | 2011-04-04 | 2011-04-18 | 2011-04-18
REIPNR-10367 | SREC Solar | LERRO | SANDCASTLE DEVELOPERS | 25.85 | 0 | Commercial |  | WILDWOOD CREST | 8260 | 21 | SHERWOOD ELECTRIC CO. INC. | AC Electric | No | Complete | 2010-11-20 | 2011-10-04 | 2011-10-13 | 2011-10-13
REIPNR-10368 | SREC Solar | TWARDOSZ |  | 3.29 | 0 | Residential | 1 | OLD BRIDGE | 8857 | 11 | TRINITY HEATING AND AIR | JCP&L | No | Complete | 2010-11-22 | 2011-02-10 | 2011-03-24 | 2011-03-24
REIPNR-10369 | SREC Solar | ENGLE |  | 10.105 | 0 | Residential | 1 | PINE BROOK | 7058 | 3 | TRINITY HEATING AND AIR | JCP&L | No | Complete | 2010-11-23 | 2011-04-22 | 2011-05-03 | 2011-05-03
REIPNR-10370 | SREC Solar | SHEN |  | 6.9 | 0 | Residential | 1 | FREEHOLD | 7728 | 17 | TRINITY HEATING AND AIR | JCP&L | No | Complete | 2010-11-22 | 2011-08-01 | 2011-08-05 | 2011-08-05
REIPNR-10371 | SREC Solar | BOK |  | 7.755 | 0 | Residential | 1 | PITTSTOWN | 8867 | 4 | TRINITY HEATING AND AIR | JCP&L | No | Complete | 2010-11-22 | 2012-01-17 | 2012-02-17 | 2012-02-17
REIPNR-10372 | SREC Solar | SCOLARICE |  | 5.17 | 0 | Residential | 1 | BRIDEWATER | 8807 | 5 | TRINITY HEATING AND AIR | PSE&G BPU | No | Complete | 2010-11-22 | 2011-02-08 | 2011-03-02 | 2011-03-02
REIPNR-10373 | SREC Solar | ADAMS |  | 6.11 | 0 | Residential | 1 | SUCCASUNNA | 7876 | 3 | TRINITY HEATING AND AIR | JCP&L | No | Complete | 2010-11-22 | 2011-04-22 | 2011-06-07 | 2011-06-07
REIPNR-10374 | SREC Solar | KHUSIDMAN |  | 16.65 | 0 | Residential |  | WARREN | 7059 | 5 | TRINITY HEATING AND AIR | PSE&G BPU | No | Complete | 2010-11-22 | 2011-06-03 | 2011-06-27 | 2011-06-27
REIPNR-10376 | SREC Solar | TJARKS |  | 10.17 | 0 | Residential | 1 | FREEHOLD | 7728 | 17 | TRINITY HEATING AND AIR | JCP&L | No | Complete | 2010-11-22 | 2011-07-19 | 2011-07-27 | 2011-07-27
REIPNR-10377 | SREC Solar | SPECK |  | 9.87 | 0 | Residential | 1 | NEW GRETNA | 8224 | 13 | TRINITY HEATING AND AIR | AC Electric | No | Complete | 2010-11-22 | 2011-07-15 | 2011-08-17 | 2011-08-17
REIPNR-10379 | SREC Solar | JONNA |  | 9.9 | 0 | Residential |  | HILLSBOROUGH | 8844 | 5 | GEOGENIX | PSE&G BPU | No | Complete | 2010-11-22 | 2011-02-02 | 2011-03-23 | 2011-03-23
REIPNR-10381 | SREC Solar | PILATO |  | 3.44 | 0 | Residential |  | MAPLEWOOD | 7040 | 9 | ALTERNATIVE LIGHT & ENERGY SOLUTIONS | PSE&G BPU | No | Complete | 2010-11-22 | 2011-03-15 | 2011-06-15 | 2011-06-15
REIPNR-10382 | SREC Solar | LERRO | BURLEIGH LAND CO. | 19.78 | 0 | Commercial |  | CAPE MAY CRT HOUSE | 8210 | 21 | CORBIN SOLAR SOLUTIONS, LLC | AC Electric | No | Complete | 2010-11-22 | 2011-06-14 | 2011-06-30 | 2011-06-30
REIPNR-10383 | SREC Solar | SANTILLAN |  | 7.2 | 0 | Residential |  | FLORHAM PARK | 7932 | 3 | MERCURY SOLAR SYSTEMS | JCP&L | No | Complete | 2010-11-22 | 2011-02-01 | 2011-03-10 | 2011-03-10
REIPNR-10384 | SREC Solar | KOWALCZYK |  | 3.29 | 0 | Residential | 1 | MANCHESTER | 8759 | 18 | TRINITY HEATING AND AIR | JCP&L | No | Complete | 2010-11-22 | 2011-07-08 | 2011-07-19 | 2011-07-19
REIPNR-10386 | SREC Solar | RUBIN | GARYLIN TOGS INC. | 95.68 | 0 | Commercial |  | ELIZABETH | 7206 | 10 | SEA BRIGHT SOLAR, LLC | PSE&G BPU | No | Complete | 2010-11-22 | 2011-09-14 | 2011-09-28 | 2011-09-28
REIPNR-10387 | SREC Solar | RUBIN |  | 4.134 | 0 | Residential |  | COLTS NECK | 7722 | 17 | SEA BRIGHT SOLAR, LLC | JCP&L | No | Complete | 2010-11-23 | 2012-02-10 | 2012-03-20 | 2012-03-20
REIPNR-10388 | SREC Solar | TROTTA |  | 7.77 | 0 | Residential |  | GLEN GARDNER | 8826 | 4 | THE SOLAR CENTER, INC. | JCP&L | No | Complete | 2010-11-22 | 2011-02-01 | 2011-03-10 | 2011-03-10
REIPNR-10389 | SREC Solar | BOZOWSKI |  | 8.17 | 0 | Residential | 1 | KENDALL PARK | 8824 | 11 | CORBIN SOLAR SOLUTIONS, LLC | PSE&G BPU | No | Complete | 2010-11-22 | 2011-05-05 | 2011-05-26 | 2011-05-26
REIPNR-10390 | SREC Solar | SCULLY |  | 2.7 | 0 | Residential | 1 | WEST LONG BRANCH | 7764 | 17 | GEOGENIX | JCP&L | No | Complete | 2010-11-22 | 2010-12-22 | 2011-02-14 | 2011-02-14
REIPNR-10391 | SREC Solar | KAYNE |  | 1.95 | 0 | Residential |  | LAWRENCEVILLE | 8648 | 12 | A-TOP ALTERNATIVE ENERGY | PSE&G BPU | No | Complete | 2010-11-22 | 2011-01-06 | 2011-03-23 | 2011-03-23
REIPNR-10392 | SREC Solar | GOLLNICK | MONMOUTH COUNTY PARK SYSTEM | 35.19 | 0 | Government Facility |  | LINCROFT | 7738 | 17 | BARRIER ELECTRIC | JCP&L | No | Complete | 2010-11-22 | 2011-05-24 | 2011-06-10 | 2011-06-10
REIPNR-10393 | SREC Solar | RUSCO | DAN'S AUTOBODY | 25.3 | 0 | Commercial |  | CAPE MAY COURT HOUSE | 8210 | 21 | H2 CONTRACTING LLC | AC Electric | No | Complete | 2010-11-22 | 2013-10-02 | 2013-10-10 | 2013-10-10
REIPNR-10394 | SREC Solar | DELLAVECCHIA |  | 12.95 | 0 | Residential |  | MAYS LANDING | 8330 | 19 | BRITE IDEA ENERGY | AC Electric | No | Complete | 2010-11-22 | 2011-09-20 | 2011-10-17 | 2011-10-17
REIPNR-10395 | SREC Solar | SHAH |  | 8.1 | 0 | Residential |  | HILLSBOROUGH | 8844 | 5 | GEOGENIX | PSE&G BPU | No | Complete | 2010-11-22 | 2011-03-23 | 2011-04-11 | 2011-04-11
REIPNR-10396 | SREC Solar | SCHROMSKY |  | 8.93 | 0 | Residential |  | EGG HARBOR TWP | 8234 | 19 | RCL ENTERPRISES INC. | AC Electric | No | Complete | 2010-11-22 | 2010-12-29 | 2011-01-29 | 2011-01-29
REIPNR-10397 | SREC Solar | THOMPSON | TOWNSHIP OF ANDOVER | 37.95 | 0 | Government Facility |  | NEWTON | 7860 | 1 | SMAC | JCP&L | No | Complete | 2010-11-22 | 2012-01-25 | 2012-02-24 | 2012-02-24
REIPNR-10398 | SREC Solar | SCHNECK | PARADISE SOLAR URBAN RENEWAL | 6158.88 | 0 | Commercial |  | WEST DEPTFORD | 8066 | 15 | AMERICAN CAPITAL ENERGY | PSE&G BPU | Yes | Complete | 2010-11-22 | 2011-04-06 | 2011-05-11 | 2011-05-11
REIPNR-10399 | SREC Solar | TESSUM | PILESGROVE SOLAR, LLC CIRCUIT #1 | 9947.94 | 0 | Commercial |  | PILESGROVE | 8098 | 16 | RMT, INC | AC Electric | Yes | Complete | 2010-11-22 | 2011-10-31 | 2011-12-09 | 2011-12-09
REIPNR-10400 | SREC Solar | WILLIAMS | CAMDEN STREET SCHOOL | 913.92 | 0 | School Public K-12 |  | NEWARK | 7103 | 9 | ALPHA TECHNOLOGIES | PSE&G BPU | Yes | Complete | 2010-11-22 | 2011-06-14 | 2011-07-22 | 2011-07-22
REIPNR-10469 | SREC Solar | HILLMAN | DJLR LLC | 31.02 | 0 | Commercial |  | WEST BERLIN | 8091 | 14 | RAY ANGELINI, INC. | AC Electric | No | Complete | 2010-12-03 | 2011-01-28 | 2011-04-05 | 2011-04-05
REIPNR-10470 | SREC Solar | BISHOP | BISHOP BROTHERS FARMS | 30.24 | 0 | Commercial |  | ELMER | 8318 | 16 | WANEX ELECTRICAL SERVICES | AC Electric | No | Complete | 2010-12-03 | 2011-01-05 | 2011-02-10 | 2011-02-10
REIPNR-10471 | SREC Solar | SMITH | HILLSBOROUGH STORAGE OF NJ LLC | 12.65 | 0 | Commercial |  | HILLSBOROUGH | 8844 | 5 | CROSS RIVER SOLAR & ENVIRO CONST., LLC | PSE&G BPU | No | Complete | 2010-12-03 | 2011-06-14 | 2011-11-03 | 2011-11-03
REIPNR-10472 | SREC Solar | SMITH | HILLSBOROUGH STORAGE OF NJ LLC | 18.4 | 0 | Commercial |  | HILLSBOROUGH | 8844 | 5 | CROSS RIVER SOLAR & ENVIRO CONST., LLC | PSE&G BPU | No | Complete | 2010-12-03 | 2011-06-29 | 2011-11-03 | 2011-11-03
REIPNR-10473 | SREC Solar | SMITH | HILLSBOROUGH STORAGE OF NJ LLC | 7.59 | 0 | Commercial |  | HILLSBOROUGH | 8844 | 5 | CROSS RIVER SOLAR & ENVIRO CONST., LLC | PSE&G BPU | No | Complete | 2010-12-03 | 2011-06-29 | 2011-11-03 | 2011-11-03
REIPNR-10474 | SREC Solar | HIRSCH | RAMBUSCH DECORATING INC | 173.88 | 0 | Commercial |  | JERSEY CITY | 7304 | 8 | PFISTER MAINTENANCE, INC. | PSE&G BPU | No | Complete | 2010-12-03 | 2011-05-03 | 2011-05-13 | 2011-05-13
REIPNR-10475 | SREC Solar | RUSSO | RUSSO FARMS INC | 201.6 | 0 | Commercial |  | VINELAND | 8360 | 20 | WISE POWER SYSTEM | Vineland Muni Elec | No | Complete | 2010-12-03 | 2011-03-28 | 2011-04-22 | 2011-04-22
REIPNR-10476 | SREC Solar | KENNEDY | KENCO WIRE AND IRON PRODUCTS INC | 49.68 | 0 | Commercial |  | KEANSBURG | 7734 | 17 | GARDEN STATE SOLAR LLC | JCP&L | No | Complete | 2010-12-03 | 2010-12-17 | 2011-04-22 | 2011-04-22
REIPNR-10477 | SREC Solar | EL KHOURI |  | 15.3 | 0 | Residential |  | MONTVILLE | 7046 | 3 | THE ENTECH GROUP | JCP&L | No | Complete | 2010-12-03 | 2011-02-01 | 2011-03-24 | 2011-03-24
REIPNR-10478 | SREC Solar | MCCLEAF | FLORENCE L. WALTHER SCHOOL | 227.136 | 0 | School Public K-12 | 1 | LUMBERTON | 8048 | 13 | APS CONTRACTORS | PSE&G BPU | No | Complete | 2010-12-03 | 2011-10-21 | 2011-11-09 | 2011-11-09
REIPNR-10479 | SREC Solar | MCCLEAF | LUMBERTON MIDDLE SCHOOL | 281.06 | 0 | School Public K-12 | 1 | LUMBERTON | 8048 | 13 | APS CONTRACTORS | PSE&G BPU | No | Complete | 2010-12-03 | 2012-04-27 | 2012-07-10 | 2012-07-10
REIPNR-10481 | SREC Solar | CORTESE |  | 5.17 | 0 | Residential | 1 | JACKSON | 8527 | 18 | TRINITY HEATING AND AIR | JCP&L | No | Complete | 2010-12-03 | 2011-06-29 | 2011-07-12 | 2011-07-12
REIPNR-10482 | SREC Solar | SILBERMAN | VAN DE VRIES | 97.24 | 0 | Commercial | 1 | EASTBRUNSWICK | 8816 | 11 | THE SOLAR CENTER, INC. | PSE&G BPU | No | Complete | 2010-12-03 | 2011-03-23 | 2011-04-11 | 2011-04-11
REIPNR-10483 | SREC Solar | GEMMILL |  | 6.58 | 0 | Residential |  | KEYPORT | 7735 | 17 | TRINITY HEATING AND AIR | JCP&L | No | Complete | 2010-12-03 | 2011-01-20 | 2011-02-22 | 2011-02-22
REIPNR-10484 | SREC Solar | BENE | COMMUNITY CONGREGATIONAL CHURC | 29.25 | 0 | Non Profit | 1 | SHORT HILLS | 7078 | 9 | METRO -TEK ELECTRICAL | JCP&L | No | Complete | 2010-12-03 | 2011-07-27 | 2011-11-15 | 2011-11-15
REIPNR-10485 | SREC Solar | RACHAPUDI |  | 10.575 | 0 | Residential |  | HILLSBOROUGH | 8844 | 5 | GEOGENIX | PSE&G BPU | No | Complete | 2010-12-03 | 2011-01-05 | 2011-02-14 | 2011-02-14
REIPNR-10486 | SREC Solar | SILBERMAN | VAN DE VRIES | 205.92 | 0 | Commercial | 1 | EAST BRUNSWICK | 8816 | 11 | THE SOLAR CENTER, INC. | PSE&G BPU | No | Complete | 2010-12-03 | 2011-03-23 | 2011-04-11 | 2011-04-11
REIPNR-10487 | SREC Solar | SHAW |  | 12.915 | 0 | Residential |  | CHETERFIELD | 8515 | 13 | TRINITY HEATING AND AIR | PSE&G BPU | No | Complete | 2010-12-03 | 2011-03-15 | 2011-04-18 | 2011-04-18
REIPNR-10488 | SREC Solar | OLSZEWSKI |  | 9.03 | 0 | Residential | 1 | CAPE MAY COURTHOUSE | 8210 | 21 | RCL ENTERPRISES INC. | AC Electric | No | Complete | 2010-12-03 | 2011-01-24 | 2011-02-22 | 2011-02-22
REIPNR-10489 | SREC Solar | MCCARTHY |  | 4.23 | 0 | Residential | 1 | ALLENTOWN | 8501 | 17 | TRINITY HEATING AND AIR | PSE&G BPU | No | Complete | 2010-12-03 | 2011-02-21 | 2011-03-09 | 2011-03-09
REIPNR-10490 | SREC Solar | STUMP |  | 4.6 | 0 | Residential | 1 | BARGAINTOWN | 8234 | 19 | MERCURY SOLAR SYSTEMS | AC Electric | No | Complete | 2010-12-03 | 2010-12-22 | 2011-01-29 | 2011-01-29
REIPNR-10491 | SREC Solar | ULIANO |  | 10.81 | 0 | Residential | 1 | NORTH CALDWELL | 7006 | 9 | TRINITY HEATING AND AIR | PSE&G BPU | No | Complete | 2010-12-03 | 2011-04-13 | 2011-05-26 | 2011-05-26
REIPNR-10492 | SREC Solar | MATZAT |  | 6.075 | 0 | Residential |  | BRICK | 8723 | 18 | MERCURY SOLAR SYSTEMS | JCP&L | No | Complete | 2010-12-03 | 2011-06-22 | 2011-06-30 | 2011-06-30
REIPNR-10493 | SREC Solar | VINDIGNI |  | 5.64 | 0 | Residential | 1 | COLUMBUA | 8022 | 13 | TRINITY HEATING AND AIR | PSE&G BPU | No | Complete | 2010-12-03 | 2011-02-08 | 2011-03-02 | 2011-03-02
REIPNR-10494 | SREC Solar | CHAMRA |  | 5.17 | 0 | Residential | 1 | CARTERET BORO | 7008 | 11 | TRINITY HEATING AND AIR | PSE&G BPU | No | Complete | 2010-12-03 | 2011-02-02 | 2011-03-10 | 2011-03-10
REIPNR-10495 | SREC Solar | SYKES |  | 15.51 | 0 | Residential |  | PILES GROVE | 8098 | 16 | SHERWOOD ELECTRIC CO. INC. | AC Electric | No | Complete | 2010-12-03 | 2011-05-10 | 2011-06-20 | 2011-06-20
REIPNR-10496 | SREC Solar | TREFFLICH |  | 9.9 | 0 | Residential |  | MIDDLESEX | 8846 | 11 | GEOGENIX | PSE&G BPU | No | Complete | 2010-12-03 | 2011-02-02 | 2011-03-02 | 2011-03-02
REIPNR-10497 | SREC Solar | FATIGATI | JERSEY LANES INC | 112 | 0 | Commercial |  | LINDEN | 7036 | 10 | ECOLOGICAL SYSTEMS BY WATER WIZARD | PSE&G BPU | No | Complete | 2010-12-03 | 2011-06-17 | 2011-08-05 | 2011-08-05
REIPNR-10498 | SREC Solar | HOWARD |  | 8.17 | 0 | Residential |  | LANOKA HARBOR | 8734 | 18 | CORBIN SOLAR SOLUTIONS, LLC | JCP&L | No | Complete | 2010-12-03 | 2011-02-16 | 2011-03-25 | 2011-03-25
REIPNR-10499 | SREC Solar | ANTONUCCI |  | 7.99 | 0 | Residential |  | LONG VALLEY | 7853 | 3 | MERCURY SOLAR SYSTEMS | JCP&L | No | Complete | 2010-12-03 | 2010-12-22 | 2011-01-29 | 2011-01-29
REIPNR-10501 | SREC Solar | BHASKAR |  | 7.52 | 0 | Residential | 1 | FREEHOLD | 7728 | 17 | TRINITY HEATING AND AIR | JCP&L | No | Complete | 2010-12-03 | 2011-07-08 | 2011-07-19 | 2011-07-19
REIPNR-10567 | SREC Solar | CONCHADO |  | 7.52 | 0 | Residential | 1 | MARLTON | 8053 | 13 | TRINITY HEATING AND AIR | PSE&G BPU | No | Complete | 2010-12-09 | 2011-04-13 | 2011-04-22 | 2011-04-22
REIPNR-10568 | SREC Solar | DESERTO |  | 5.17 | 0 | Residential | 1 | OLD BRIDGE | 8857 | 11 | TRINITY HEATING AND AIR | JCP&L | No | Complete | 2010-12-09 | 2011-07-25 | 2011-08-03 | 2011-08-03
REIPNR-10569 | SREC Solar | KELLER |  | 2.585 | 0 | Residential | 1 | COLUMBUS | 8088 | 13 | TRINITY HEATING AND AIR | PSE&G BPU | No | Complete | 2010-12-09 | 2011-02-02 | 2011-03-23 | 2011-03-23
REIPNR-10570 | SREC Solar | MACINTYRE |  | 7.77 | 0 | Residential | 1 | BRICK | 8723 | 18 | TRINITY HEATING AND AIR | JCP&L | No | Complete | 2010-12-09 | 2011-07-06 | 2011-07-29 | 2011-07-29
REIPNR-10571 | SREC Solar | SCHMID |  | 7.52 | 0 | Residential | 1 | COLUMBUS | 8022 | 13 | TRINITY HEATING AND AIR | PSE&G BPU | No | Complete | 2010-12-09 | 2011-06-07 | 2011-06-27 | 2011-06-27
REIPNR-10572 | SREC Solar | KIM |  | 4.44 | 0 | Residential | 1 | COLUMBUS | 8022 | 13 | TRINITY HEATING AND AIR | PSE&G BPU | No | Complete | 2010-12-09 | 2011-02-02 | 2011-03-23 | 2011-03-23
REIPNR-10575 | SREC Solar | FRANKLIN |  | 7.215 | 0 | Residential | 1 | COLLINGSWOOD | 8108 | 14 | TRINITY HEATING AND AIR | PSE&G BPU | No | Complete | 2010-12-09 | 2011-03-30 | 2011-04-28 | 2011-04-28
REIPNR-10577 | SREC Solar | DUNN | URBAN AUTO SPA II LLC | 21.6 | 0 | Commercial |  | RAMSEY | 7446 | 7 | SYNERGY ENERGY SOLUTIONS | Orange & Rockland Elec | No | Complete | 2010-12-09 | 2010-12-29 | 2011-02-16 | 2011-02-16
REIPNR-10579 | SREC Solar | HECK |  | 5.64 | 0 | Residential | 1 | CAPE MAY CRT HOUSE | 8210 | 21 | TRINITY HEATING AND AIR | AC Electric | No | Complete | 2010-12-09 | 2011-04-14 | 2011-04-28 | 2011-04-28
REIPNR-10580 | SREC Solar | COLANGELO |  | 7.4 | 0 | Residential | 1 | MARMORA | 8223 | 21 | TRINITY HEATING AND AIR | AC Electric | No | Complete | 2010-12-09 | 2011-08-02 | 2011-08-08 | 2011-08-08
REIPNR-10581 | SREC Solar | GENTILETTI |  | 19.74 | 0 | Residential |  | BRIDGETON | 8302 | 20 | KAITANNA SOLAR, LLC | AC Electric | No | Complete | 2010-12-09 | 2011-05-23 | 2011-06-27 | 2011-06-27
REIPNR-10582 | SREC Solar | CELENTANO |  | 4.81 | 0 | Residential | 1 | COLUMBUS | 8022 | 13 | TRINITY HEATING AND AIR | PSE&G BPU | No | Complete | 2010-12-09 | 2011-02-25 | 2011-03-25 | 2011-03-25
REIPNR-10583 | SREC Solar | HASSMAN | BERLIN MEDICAL ASSOCIATES | 55.35 | 0 | Commercial |  | BERLIN | 8009 | 14 | GEOSCAPE SOLAR | AC Electric | No | Complete | 2010-12-09 | 2011-09-07 | 2012-01-24 | 2012-01-24
REIPNR-10584 | SREC Solar | FRAM |  | 2.82 | 0 | Residential |  | LAWRENCEVILLE | 8648 | 12 | TRINITY HEATING AND AIR | PSE&G BPU | No | Complete | 2010-12-09 | 2011-05-18 | 2011-06-03 | 2011-06-03
REIPNR-10585 | SREC Solar | VARALLO |  | 16.66 | 0 | Residential |  | MINOTOLA | 8341 | 19 | JOSEPH R. DELGADO, INC. | AC Electric | No | Complete | 2010-12-09 | 2011-03-09 | 2011-04-22 | 2011-04-22
REIPNR-10586 | SREC Solar | SISTO JR |  | 3.01 | 0 | Residential |  | MAPLEWOOD | 7040 | 9 | ALTERNATIVE LIGHT & ENERGY SOLUTIONS | PSE&G BPU | No | Complete | 2010-12-09 | 2011-03-30 | 2011-04-28 | 2011-04-28
REIPNR-10587 | SREC Solar | DOCHERTY |  | 4.23 | 0 | Residential | 1 | COLUMBUS | 8022 | 13 | TRINITY HEATING AND AIR | PSE&G BPU | No | Complete | 2010-12-09 | 2011-02-25 | 2011-04-22 | 2011-04-22
REIPNR-10588 | SREC Solar | BORRI |  | 1.05 | 0 | Residential |  | TOTOWA | 7512 | 6 | EVCO MECHANICAL | PSE&G BPU | No | Complete | 2010-12-09 | 2011-02-01 | 2013-01-28 | 2013-01-28
REIPNR-10589 | SREC Solar | MIZERAK |  | 8.88 | 0 | Residential | 1 | AVENEL | 7001 | 11 | TRINITY HEATING AND AIR | PSE&G BPU | No | Complete | 2010-12-09 | 2011-02-04 | 2011-03-23 | 2011-03-23
REIPNR-10590 | SREC Solar | KIEREPKA |  | 15.98 | 0 | Residential |  | CHESTERFIELD | 8515 | 13 | JEM ELECTRICAL CONTRACTORS | JCP&L | No | Complete | 2010-12-09 | 2011-07-08 | 2011-08-10 | 2011-08-10
REIPNR-10591 | SREC Solar | FRASCO | F R 02 LLC | 63.96 | 0 | Commercial |  | OAKLAND | 7436 | 7 | TRINITY HEATING AND AIR | Orange & Rockland Elec | No | Complete | 2010-12-09 | 2011-02-04 | 2011-03-02 | 2011-03-02
REIPNR-10592 | SREC Solar | BERARDI |  | 11.25 | 0 | Residential |  | MANASQUAN | 8736 | 17 | GEOGENIX | JCP&L | No | Complete | 2010-12-09 | 2011-02-17 | 2011-03-10 | 2011-03-10
REIPNR-10593 | SREC Solar | DIMASO |  | 5.64 | 0 | Residential |  | HOLMDEL | 7733 | 17 | SOLAR ENGINEERING OF NJ | JCP&L | No | Complete | 2010-12-09 | 2011-04-08 | 2011-05-11 | 2011-05-11
REIPNR-10594 | SREC Solar | GIANNASCOLI |  | 27.93 | 0 | Residential |  | HAMMONTON | 8037 | 19 | EASTERN ENERGY SERVICES | AC Electric | No | Complete | 2010-12-09 | 2011-04-28 | 2011-06-03 | 2011-06-03
REIPNR-10595 | SREC Solar | RINDERKNECHT | GLEN ROCK BOARD OF ED | 40.56 | 0 | School Other | 0 | GLEN ROCK | 7452 | 7 | NJ SOLAR POWER, LLC | PSE&G BPU | No | Complete | 2010-12-09 | 2011-03-30 | 2011-05-26 | 2011-05-26
REIPNR-10596 | SREC Solar | FINKEL | BNOS BALS YAAKOV INC | 175.05 | 0 | School Other | 1 | LAKEWOOD | 8701 | 18 | AROSA SOLAR ENERGY, INC | JCP&L | No | Complete | 2010-12-09 | 2010-12-29 | 2011-02-14 | 2011-02-14
REIPNR-10597 | SREC Solar | HELLER |  | 15.05 | 0 | Residential | 1 | SHAMONG | 8088 | 13 | RCL ENTERPRISES INC. | AC Electric | No | Complete | 2010-12-09 | 2011-02-21 | 2011-03-10 | 2011-03-10
REIPNR-10598 | SREC Solar | ROTHMAN |  | 9.87 | 0 | Residential |  | COLSTNECK | 7722 | 17 | SELF INSTALL | JCP&L | No | Complete | 2010-12-09 | 2012-01-11 | 2012-02-17 | 2012-02-17
REIPNR-10599 | SREC Solar | COUMBE |  | 7.74 | 0 | Residential | 1 | MANTUA | 8051 | 15 | RCL ENTERPRISES INC. | AC Electric | No | Complete | 2010-12-09 | 2011-02-08 | 2011-03-02 | 2011-03-02
REIPNR-10600 | SREC Solar | CAESAR |  | 8.28 | 0 | Residential | 1 | GALLOWAY | 8205 | 19 | ACOS ENERGY, LLC | AC Electric | No | Complete | 2010-12-09 | 2011-11-28 | 2012-01-04 | 2012-01-04
REIPNR-10601 | SREC Solar | PIMENTEL |  | 20.25 | 0 | Residential |  | WARREN | 7105 | 9 | GEOGENIX | JCP&L | No | Complete | 2010-12-09 | 2011-05-26 | 2011-06-10 | 2011-06-10
REIPNR-10661 | SREC Solar | CAPEL |  | 9.43 | 0 | Residential |  | MICKLETON | 8056 | 15 | ONPEAK SOLAR, INC | AC Electric | No | Complete | 2010-12-14 | 2011-01-05 | 2011-02-22 | 2011-02-22
REIPNR-10662 | SREC Solar | LIEBOWITZ |  | 6.3 | 0 | Residential |  | ENGLEWOOD CLIFFS | 7632 | 7 | MERCURY SOLAR SYSTEMS | JCP&L | No | Complete | 2010-12-14 | 2011-01-13 | 2011-02-22 | 2011-02-22
REIPNR-10663 | SREC Solar | FEARON |  | 14.85 | 0 | Residential |  | TABERNACLE | 8088 | 13 | SEA BRIGHT SOLAR, LLC | AC Electric | No | Complete | 2010-12-14 | 2011-02-01 | 2011-03-23 | 2011-03-23
REIPNR-10666 | SREC Solar | BRAMBLE |  | 3.76 | 0 | Residential | 1 | COLUMBUS | 8022 | 13 | TRINITY HEATING AND AIR | PSE&G BPU | No | Complete | 2010-12-14 | 2011-07-14 | 2011-07-26 | 2011-07-26
REIPNR-10667 | SREC Solar | FERINA |  | 11.1 | 0 | Residential | 1 | FREEHOLD | 7728 | 17 | TRINITY HEATING AND AIR | JCP&L | No | Complete | 2010-12-14 | 2011-04-26 | 2011-05-13 | 2011-05-13
REIPNR-10668 | SREC Solar | DECICCO |  | 10.34 | 0 | Residential | 1 | LAKEWOOD | 8701 | 18 | TRINITY HEATING AND AIR | JCP&L | No | Complete | 2010-12-14 | 2011-06-30 | 2011-07-13 | 2011-07-13
REIPNR-10669 | SREC Solar | DONNELLY |  | 10.58 | 0 | Residential | 1 | TUCKERTON | 8087 | 18 | TRINITY HEATING AND AIR | AC Electric | No | Complete | 2010-12-14 | 2011-12-19 | 2012-01-31 | 2012-01-31
REIPNR-10670 | SREC Solar | IBACH |  | 5.17 | 0 | Residential | 1 | COLUMBUS | 8022 | 13 | TRINITY HEATING AND AIR | PSE&G BPU | No | Complete | 2010-12-14 | 2011-02-04 | 2011-03-23 | 2011-03-23
REIPNR-10671 | SREC Solar | PRICE |  | 4.23 | 0 | Residential | 1 | BLACKWOOD | 8012 | 14 | TRINITY HEATING AND AIR | PSE&G BPU | No | Complete | 2010-12-14 | 2011-03-31 | 2011-04-18 | 2011-04-18
REIPNR-10673 | SREC Solar | TARDIBUONO |  | 9.87 | 0 | Residential | 1 | TOMS RIVER | 8753 | 18 | TRINITY HEATING AND AIR | JCP&L | No | Complete | 2010-12-14 | 2011-07-19 | 2011-07-27 | 2011-07-27
REIPNR-10675 | SREC Solar | HANOLD | BONA PACKAGING | 12.88 | 0 | Commercial |  | EDGEWATER PARK | 8010 | 13 | ASC SOLAR SOLUTIONS, LLC | PSE&G BPU | No | Complete | 2010-12-14 | 2011-08-16 | 2011-08-25 | 2011-08-25
REIPNR-10676 | SREC Solar | CAMPBELL | SCOTIA ACRES | 33.12 | 0 | Commercial |  | LUMBERTON | 8048 | 13 | SOLULAR LLC/RWD CONSULTANTS | PSE&G BPU | No | Complete | 2010-12-14 | 2011-09-29 | 2011-10-10 | 2011-10-10
REIPNR-10677 | SREC Solar | THAKKAR |  | 4.515 | 0 | Residential | 1 | CLIFTON | 7012 | 6 | SOLULAR LLC/RWD CONSULTANTS | PSE&G BPU | No | Complete | 2010-12-14 | 2011-03-18 | 2011-04-11 | 2011-04-11
REIPNR-10678 | SREC Solar | KLEM |  | 8.46 | 0 | Residential | 1 | MANALAPAN | 7726 | 17 | TRINITY HEATING AND AIR | JCP&L | No | Complete | 2010-12-14 | 2011-02-21 | 2011-03-09 | 2011-03-09
REIPNR-10679 | SREC Solar | BROCK |  | 4.44 | 0 | Residential | 1 | COLUMBUS | 8022 | 13 | TRINITY HEATING AND AIR | PSE&G BPU | No | Complete | 2010-12-14 | 2011-04-05 | 2011-04-21 | 2011-04-21
REIPNR-10680 | SREC Solar | BLUM |  | 6.815 | 0 | Residential |  | FREEHOLD | 7728 | 17 | TRINITY HEATING AND AIR | JCP&L | No | Complete | 2010-12-14 | 2011-03-30 | 2011-04-28 | 2011-04-28
REIPNR-10681 | SREC Solar | SULLIVAN |  | 3.29 | 0 | Residential |  | NORTH BEACH | 8008 | 18 | TRINITY HEATING AND AIR | AC Electric | No | Complete | 2010-12-14 | 2011-06-06 | 2011-06-20 | 2011-06-20
REIPNR-10682 | SREC Solar | MC ALONAN |  | 23.97 | 0 | Residential |  | WOODSTOWN | 8098 | 16 | JBS SOLAR AND WIND, LLC | AC Electric | No | Complete | 2010-12-14 | 2012-01-19 | 2012-03-28 | 2012-03-28
REIPNR-10683 | SREC Solar | CANFIELD |  | 7.095 | 0 | Residential | 1 | VOORHEES | 8043 | 14 | RCL ENTERPRISES INC. | PSE&G BPU | No | Complete | 2010-12-14 | 2011-02-21 | 2011-03-09 | 2011-03-09
REIPNR-10685 | SREC Solar | BASSIE |  | 13.68 | 0 | Residential | 1 | BAYVILLE | 8721 | 18 | SUNRAY SOLAR, INC. | JCP&L | No | Complete | 2010-12-14 | 2011-09-20 | 2011-10-17 | 2011-10-17
REIPNR-10686 | SREC Solar | GOLDSTEIN | GATEWAY DAY TREATMENT PROGRAM | 77.74 | 0 | Non Profit |  | OCEAN | 7712 | 17 | ADVANCED SOLAR & ENERGY SOLUTIONS | JCP&L | No | Complete | 2010-12-14 | 2011-05-12 | 2011-08-03 | 2011-08-03
REIPNR-10687 | SREC Solar | HEIJNE |  | 12.42 | 0 | Residential |  | BASKING RIDGE | 7920 | 5 | GEOPEAK ENERGY LLC | JCP&L | No | Complete | 2010-12-14 | 2011-01-11 | 2011-02-22 | 2011-02-22
REIPNR-10688 | SREC Solar | CIMILLUCA |  | 3.76 | 0 | Residential |  | COLUMBUS | 8022 | 13 | TRINITY HEATING AND AIR | PSE&G BPU | No | Complete | 2010-12-14 | 2011-03-14 | 2011-03-25 | 2011-03-25
REIPNR-10689 | SREC Solar | WILLIAMS |  | 8.14 | 0 | Residential | 1 | COLUMBUS | 8022 | 13 | TRINITY HEATING AND AIR | PSE&G BPU | No | Complete | 2010-12-14 | 2011-03-31 | 2011-04-22 | 2011-04-22
REIPNR-10690 | SREC Solar | ZUCKER |  | 9.66 | 0 | Residential | 1 | FREEHOLD | 7728 | 17 | TRINITY HEATING AND AIR | JCP&L | No | Complete | 2010-12-14 | 2011-05-02 | 2011-05-13 | 2011-05-13
REIPNR-10692 | SREC Solar | GAGLIO |  | 16.2 | 0 | Residential |  | PENNINGTON | 8534 | 12 | SUN FARM NETWORK | PSE&G BPU | No | Complete | 2010-12-14 | 2011-09-21 | 2012-01-05 | 2012-01-05
REIPNR-10693 | SREC Solar | CLARK |  | 9.89 | 0 | Residential |  | NEWFIELD | 8344 | 15 | GEOPEAK ENERGY LLC | AC Electric | No | Complete | 2010-12-14 | 2010-12-22 | 2011-02-10 | 2011-02-10
REIPNR-10694 | SREC Solar | MOSCA | JET AVIATION TETERBORO | 180.32 | 0 | Commercial | 1 | TETERBORO | 7608 | 7 | PFISTER MAINTENANCE, INC. | PSE&G BPU | No | Complete | 2010-12-14 | 2011-06-23 | 2011-07-21 | 2011-07-21
REIPNR-10696 | SREC Solar | MOSCA | JET AVIATION TETERBORO | 177.1 | 0 | Commercial | 1 | TETERBORO | 7608 | 7 | PFISTER MAINTENANCE, INC. | PSE&G BPU | No | Complete | 2010-12-14 | 2011-06-27 | 2011-08-03 | 2011-08-03
REIPNR-10697 | SREC Solar | MOSCA | JET AVIATION TETERBORO | 341.32 | 0 | Commercial | 1 | TETERBORO | 7608 | 7 | PFISTER MAINTENANCE, INC. | PSE&G BPU | No | Complete | 2010-12-14 | 2011-06-21 | 2011-07-06 | 2011-07-06
REIPNR-10750 | SREC Solar | OLIVER |  | 7.79 | 0 | Residential | 1 | JACKSON | 8527 | 18 | TRINITY HEATING AND AIR | JCP&L | No | Complete | 2010-12-20 | 2011-05-02 | 2011-05-13 | 2011-05-13
REIPNR-10751 | SREC Solar | SIMCSUK |  | 10.81 | 0 | Residential | 1 | FORKED RIVER | 8731 | 18 | TRINITY HEATING AND AIR | JCP&L | No | Complete | 2010-12-20 | 2011-02-09 | 2011-03-23 | 2011-03-23
REIPNR-10752 | SREC Solar | BIGGS |  | 7.03 | 0 | Residential | 1 | KENDALL PARK | 8824 | 11 | TRINITY HEATING AND AIR | PSE&G BPU | No | Complete | 2010-12-20 | 2011-06-09 | 2011-06-30 | 2011-06-30
REIPNR-10753 | SREC Solar | AKHTER |  | 7.59 | 0 | Residential | 1 | FREEHOLD | 7728 | 17 | TRINITY HEATING AND AIR | JCP&L | No | Complete | 2010-12-20 | 2011-07-25 | 2011-08-03 | 2011-08-03
REIPNR-10754 | SREC Solar | AVILES |  | 6.665 | 0 | Residential | 1 | SICKLERVILLE | 8081 | 14 | RENERGY, INC. | AC Electric | No | Complete | 2010-12-20 | 2011-05-23 | 2011-06-27 | 2011-06-27
REIPNR-10755 | SREC Solar | COSTA | COSTA MARINE CANVAS | 44 | 0 | Commercial |  | EGG HARBOR CITY | 8215 | 19 | CAMBRIA SOLAR LLC | AC Electric | No | Complete | 2010-12-20 | 2011-07-06 | 2011-09-29 | 2011-09-29
REIPNR-10756 | SREC Solar | ERNEST |  | 12.22 | 0 | Residential |  | HOPEWELL | 8302 | 20 | RCL ENTERPRISES INC. | AC Electric | No | Complete | 2010-12-20 | 2011-03-16 | 2011-05-11 | 2011-05-11
REIPNR-10757 | SREC Solar | HENDRICKSON |  | 5.4 | 0 | Residential | 1 | OCEANPORT | 7757 | 17 | MERCURY SOLAR SYSTEMS | JCP&L | No | Complete | 2010-12-20 | 2011-01-20 | 2011-02-22 | 2011-02-22
REIPNR-10759 | SREC Solar | DONOHUE |  | 8.64 | 0 | Residential |  | TOMS RIVER | 8757 | 18 | CORBIN SOLAR SOLUTIONS, LLC | JCP&L | No | Complete | 2010-12-20 | 2011-04-26 | 2011-05-11 | 2011-05-11
REIPNR-10761 | SREC Solar | BROSEN |  | 6.97 | 0 | Residential | 1 | JACKSON | 8022 | 13 | TRINITY HEATING AND AIR | JCP&L | No | Complete | 2010-12-20 | 2011-04-04 | 2011-04-18 | 2011-04-18
REIPNR-10763 | SREC Solar | STEERE |  | 2.87 | 0 | Residential |  | SOUTH ORANGE | 7079 | 9 | THE SOLAR CENTER, INC. | PSE&G BPU | No | Complete | 2010-12-20 | 2012-08-28 | 2012-10-08 | 2012-10-08
REIPNR-10764 | SREC Solar | GROUSER | DCG REALTY | 31.02 | 0 | Commercial |  | VINELAND | 8360 | 20 | SCALFO ELECTRIC, INC. | Vineland Muni Elec | No | Complete | 2010-12-20 | 2011-03-01 | 2011-04-21 | 2011-04-21
REIPNR-10765 | SREC Solar | SOMERS |  | 9.66 | 0 | Residential |  | BARNEGAT | 8005 | 18 | SOLAR MITE SOLUTIONS II | AC Electric | No | Complete | 2010-12-20 | 2011-02-01 | 2011-03-24 | 2011-03-24
REIPNR-10766 | SREC Solar | GRISOLIA | PSE&G YARDVILLE | 4302.36 | 0 | Commercial |  | HAMILTON | 8610 | 12 | AMERICAN CAPITAL ENERGY | PSE&G BPU | Yes | Complete | 2010-12-20 | 2011-02-08 | 2011-04-05 | 2011-04-05
REIPNR-10767 | SREC Solar | GRISOLIA | PSE&G-EDISON TRAINING CENTER | 711.9 | 0 | Commercial |  | EDISON | 8837 | 11 | HENKELS AND MC COY INC. | PSE&G BPU | Yes | Complete | 2010-12-20 | 2010-12-29 | 2011-03-23 | 2011-03-23
REIPNR-10768 | SREC Solar | JAVAN |  | 1.8 | 0 | Residential |  | PISCATAWAY | 8854 | 11 | GEOPEAK ENERGY LLC | PSE&G BPU | No | Complete | 2010-12-20 | 2011-05-26 | 2011-07-06 | 2011-07-06
REIPNR-10769 | SREC Solar | AUPPERLE |  | 12.455 | 0 | Residential | 1 | BARRINGTON | 8007 | 14 | TRINITY HEATING AND AIR | PSE&G BPU | No | Complete | 2010-12-20 | 2011-05-26 | 2011-07-06 | 2011-07-06
REIPNR-10770 | SREC Solar | MORSE |  | 8.2 | 0 | Residential |  | MT. LAUREL | 8054 | 13 | TRINITY HEATING AND AIR | PSE&G BPU | No | Complete | 2010-12-20 | 2011-01-25 | 2011-03-02 | 2011-03-02
REIPNR-10771 | SREC Solar | WINKLE |  | 12.925 | 0 | Residential |  | FORKED RIVER | 8731 | 18 | TRINITY HEATING AND AIR | JCP&L | No | Complete | 2010-12-20 | 2011-02-17 | 2011-04-11 | 2011-04-11
REIPNR-10772 | SREC Solar | SCONYO |  | 1.41 | 0 | Residential |  | AUDUBON | 8106 | 14 | TRINITY HEATING AND AIR | PSE&G BPU | No | Complete | 2010-12-20 | 2011-07-08 | 2011-08-15 | 2011-08-15
REIPNR-10773 | SREC Solar | SAWYER |  | 4.995 | 0 | Residential |  | CAPE MAY CRT HOUSE | 8210 | 21 | TRINITY HEATING AND AIR | AC Electric | No | Complete | 2010-12-20 | 2011-05-16 | 2011-05-27 | 2011-05-27
REIPNR-10774 | SREC Solar | LORENZO |  | 10.34 | 0 | Commercial |  | SEAVILLE | 8203 | 19 | TRINITY HEATING AND AIR | AC Electric | No | Complete | 2010-12-20 | 2011-02-10 | 2011-03-10 | 2011-03-10
REIPNR-10775 | SREC Solar | JARACZ |  | 4.1 | 0 | Residential |  | SOMERSET | 8873 | 5 | TRINITY HEATING AND AIR | PSE&G BPU | No | Complete | 2010-12-20 | 2011-04-26 | 2011-05-11 | 2011-05-11
REIPNR-10776 | SREC Solar | TITHER |  | 4.44 | 0 | Residential | 1 | COLUMBUS | 8022 | 13 | TRINITY HEATING AND AIR | PSE&G BPU | No | Complete | 2010-12-20 | 2011-07-08 | 2011-07-19 | 2011-07-19
REIPNR-10777 | SREC Solar | GOLLNICK | MONMOUTH COUNTY PARK SYSTEM | 23.92 | 0 | Commercial |  | HOWELL | 7731 | 17 | BARRIER ELECTRIC | JCP&L | No | Complete | 2010-12-20 | 2011-05-24 | 2011-06-10 | 2011-06-10
REIPNR-10778 | SREC Solar | CANCELOSI |  | 5.5 | 0 | Residential |  | WAYNE | 7470 | 6 | THE SOLAR CENTER II | PSE&G BPU | No | Complete | 2010-12-20 | 2011-01-11 | 2011-02-22 | 2011-02-22
REIPNR-10779 | SREC Solar | THOMAS | FIFTY LOCUST LLC | 8.97 | 0 | Commercial |  | RED BANK | 7701 | 17 | SOLULAR LLC/RWD CONSULTANTS | JCP&L | No | Complete | 2010-12-20 | 2011-03-30 | 2011-04-18 | 2011-04-18
REIPNR-10780 | SREC Solar | FISHER |  | 4.7 | 0 | Residential | 1 | SOUTHAMPTON | 8088 | 13 | TRINITY HEATING AND AIR | PSE&G BPU | No | Complete | 2010-12-20 | 2012-03-07 | 2012-04-17 | 2012-04-17
REIPNR-10782 | SREC Solar | BURNS |  | 6.44 | 0 | Residential | 1 | COLUMBUS | 8022 | 13 | TRINITY HEATING AND AIR | PSE&G BPU | No | Complete | 2010-12-20 | 2011-06-14 | 2011-06-29 | 2011-06-29
REIPNR-10783 | SREC Solar | PATEL |  | 5.88 | 0 | Residential | 1 | NORTH BRUNSWICK | 8902 | 11 | TRINITY HEATING AND AIR | PSE&G BPU | No | Complete | 2010-12-20 | 2011-02-10 | 2011-03-10 | 2011-03-10
REIPNR-10784 | SREC Solar | MC GOWAN |  | 6.58 | 0 | Residential | 1 | HOWELL | 7731 | 17 | TRINITY HEATING AND AIR | JCP&L | No | Complete | 2010-12-20 | 2011-03-31 | 2011-04-22 | 2011-04-22
REIPNR-10785 | SREC Solar | ALEXANDER | VOORHEES HARDWARE & RENTAL | 30.34 | 0 | Commercial | 1 | WEST BERLIN | 8091 | 14 | TRINITY HEATING AND AIR | AC Electric | No | Complete | 2010-12-20 | 2011-05-18 | 2011-06-03 | 2011-06-03
REIPNR-10786 | SREC Solar | ALEXANDER | VOORHEES HARDWARE&RENTAL | 62.935 | 0 | Commercial | 1 | VOORHEES | 8043 | 14 | TRINITY HEATING AND AIR | PSE&G BPU | No | Complete | 2010-12-20 | 2011-08-09 | 2011-09-09 | 2011-09-09
REIPNR-10787 | SREC Solar | NALESNIR | JOE KIRWAN CO. INC. | 34.78 | 0 | Commercial |  | OLD BRIDGE | 8857 | 11 | TRINITY HEATING AND AIR | JCP&L | No | Complete | 2010-12-20 | 2011-07-27 | 2011-08-04 | 2011-08-04
REIPNR-10788 | SREC Solar | SULLIVAN | MONTCLAIR BOE | 184.8 | 0 | Commercial |  | MONTCLAIR | 7042 | 9 | SAL'S ELECTRIC CO. | PSE&G BPU | No | Complete | 2010-12-20 | 2011-05-02 | 2011-06-15 | 2011-06-15
REIPNR-10789 | SREC Solar | KIESEWETTER | M.KIESEWETTER ELEC. CONTR. INC. | 114.66 | 0 | Commercial |  | SPRINGFIELD | 7081 | 10 | SELF INSTALL | JCP&L | No | Complete | 2010-12-22 | 2011-06-06 | 2011-07-06 | 2011-07-06
REIPNR-10791 | SREC Solar | KUCHIPUDI |  | 5.4 | 0 | Residential |  | HILLSBOROUGH | 8844 | 5 | GEOGENIX | PSE&G BPU | No | Complete | 2010-12-20 | 2011-04-12 | 2011-05-11 | 2011-05-11
REIPNR-10792 | SREC Solar | MOHAMED |  | 5.59 | 0 | Residential |  | NORTH BRUNSWICK | 8902 | 11 | CORBIN SOLAR SOLUTIONS, LLC | PSE&G BPU | No | Complete | 2010-12-20 | 2011-02-16 | 2011-03-25 | 2011-03-25
REIPNR-10793 | SREC Solar | MCGRATH |  | 4.23 | 0 | Residential |  | NEWTON | 7860 | 1 | EAST COAST ALTERNATIVE ENERGY | JCP&L | No | Complete | 2010-12-20 | 2011-06-29 | 2011-07-13 | 2011-07-13
REIPNR-10794 | SREC Solar | ALLEN |  | 11.28 | 0 | Residential |  | QUINTON | 8022 | 13 | RCL ENTERPRISES INC. | AC Electric | No | Complete | 2010-12-20 | 2011-03-10 | 2011-05-12 | 2011-05-12
REIPNR-10795 | SREC Solar | BILUCK | MEDFORD BOE HAINES 6TH GR CTR SCH | 331.82 | 0 | Non Profit | 1 | MEDFORD | 8055 | 13 | RAY ANGELINI, INC. | PSE&G BPU | No | Complete | 2010-12-20 | 2011-10-19 | 2011-12-20 | 2011-12-20
REIPNR-10796 | SREC Solar | JEFFERSON | JEFFERSON DENTAL | 33.12 | 0 | Commercial |  | WESTAMPTON | 8060 | 13 | FUTURE SOLUTIONS CONTRACTING, LLC | PSE&G BPU | No | Complete | 2010-12-20 | 2011-01-24 | 2011-03-08 | 2011-03-08
REIPNR-10797 | SREC Solar | KAPER-DALE | REFORMED CHURCH OF HIGHLAND PRK | 9.24 | 0 | Non Profit | 1 | HIGHLAND PARK | 8904 | 11 | SUN FARM NETWORK | PSE&G BPU | No | Complete | 2010-12-20 | 2011-08-09 | 2012-04-11 | 2012-04-11
REIPNR-10798 | SREC Solar | FRONTINO | ELLENBY TECHNOLOGIES | 141.4 | 0 | Commercial |  | WOODBURY HEIGHTS | 8097 | 15 | THE SOLAR CENTER, INC. | PSE&G BPU | No | Complete | 2010-12-20 | 2011-05-31 | 2011-06-10 | 2011-06-10
REIPNR-10850 | SREC Solar | HOLMES |  | 6.93 | 0 | Residential | 1 | WALL TWP | 7753 | 17 | TRINITY HEATING AND AIR | JCP&L | No | Complete | 2010-12-28 | 2011-07-12 | 2011-07-21 | 2011-07-21
REIPNR-10851 | SREC Solar | TORRE |  | 9.225 | 0 | Residential | 1 | FREEHOLD | 7728 | 17 | TRINITY HEATING AND AIR | JCP&L | No | Complete | 2010-12-28 | 2011-07-08 | 2011-07-19 | 2011-07-19
REIPNR-10852 | SREC Solar | PONTORIERO |  | 10.12 | 0 | Residential |  | BORDENTOWN | 8505 | 13 | ECOLUTION ENERGY | PSE&G BPU | No | Complete | 2010-12-28 | 2011-05-31 | 2011-07-06 | 2011-07-06
REIPNR-10853 | SREC Solar | SMITH | WALL STORAGE ASSOCIATES, LLC | 12.65 | 0 | Commercial |  | MANASQUAN | 8736 | 17 | CROSS RIVER SOLAR & ENVIRO CONST., LLC | JCP&L | No | Complete | 2010-12-28 | 2011-07-27 | 2011-11-03 | 2011-11-03
REIPNR-10854 | SREC Solar | KRANS |  | 5.17 | 0 | Residential |  | MAPLE SHADE | 8052 | 13 | GDS ELECTRIC INC. | PSE&G BPU | No | Complete | 2010-12-28 | 2011-02-04 | 2011-04-05 | 2011-04-05
REIPNR-10855 | SREC Solar | SMITH | WALL STORAGE ASSOCITATES, LLC | 18.4 | 0 | Commercial |  | MANASQUAN | 8736 | 17 | CROSS RIVER SOLAR & ENVIRO CONST., LLC | JCP&L | No | Complete | 2010-12-28 | 2011-07-27 | 2011-11-03 | 2011-11-03
REIPNR-10856 | SREC Solar | JIANG |  | 4.05 | 0 | Residential |  | HILLSBOROUGH | 8844 | 5 | GEOGENIX | PSE&G BPU | No | Complete | 2010-12-28 | 2011-01-28 | 2011-02-22 | 2011-02-22
REIPNR-10857 | SREC Solar | MAMMEN |  | 6.3 | 0 | Residential | 1 | BRICK | 8723 | 18 | RELIABLE POWER SERVICES, INC. | JCP&L | No | Complete | 2010-12-28 | 2011-01-07 | 2011-02-21 | 2011-02-21
REIPNR-10858 | SREC Solar | PATEL |  | 10.125 | 0 | Residential |  | HILLSBOROUGH | 8844 | 5 | GEOGENIX | PSE&G BPU | No | Complete | 2010-12-28 | 2011-04-08 | 2011-04-28 | 2011-04-28
REIPNR-10859 | SREC Solar | DELITTA |  | 7.74 | 0 | Residential | 1 | MANAHAWKIN | 8050 | 18 | CORBIN SOLAR SOLUTIONS, LLC | AC Electric | No | Complete | 2010-12-28 | 2011-01-11 | 2011-02-22 | 2011-02-22
REIPNR-10860 | SREC Solar | MERICLE |  | 10.01 | 0 | Residential |  | SPRING LAKE HEIGHTS | 7765 | 17 | ECOLOGICAL SYSTEMS-MANALAPAN | JCP&L | No | Complete | 2010-12-28 | 2011-04-22 | 2011-05-03 | 2011-05-03
REIPNR-10861 | SREC Solar | KOLOVOS | KB PROPERTIES | 49.95 | 0 | Commercial | 1 | BERLIN | 8009 | 14 | SOLARE AMERICA | AC Electric | No | Complete | 2010-12-28 | 2011-06-07 | 2011-07-21 | 2011-07-21
REIPNR-10862 | SREC Solar | RAMASWAMY |  | 11.75 | 0 | Residential | 1 | FLEMINGTON | 8822 | 4 | TRINITY HEATING AND AIR | JCP&L | No | Complete | 2010-12-28 | 2011-04-22 | 2011-05-03 | 2011-05-03
REIPNR-10863 | SREC Solar | DUNK |  | 7.36 | 0 | Residential |  | MYSTIC ISLANDS | 8087 | 18 | TRINITY HEATING AND AIR | AC Electric | No | Complete | 2010-12-28 | 2011-06-21 | 2011-07-06 | 2011-07-06
REIPNR-10864 | SREC Solar | SERRITELLA |  | 9.2 | 0 | Residential |  | HOWELL | 7731 | 17 | TRINITY HEATING AND AIR | JCP&L | No | Complete | 2010-12-28 | 2011-06-24 | 2011-07-15 | 2011-07-15
REIPNR-10865 | SREC Solar | KNAPP | SCENIC LANDSCAPING | 41.1 | 0 | Commercial |  | HASKELL | 7420 | 6 | AMBERJACK SOLAR ENERGY | JCP&L | No | Complete | 2010-12-28 | 2012-04-10 | 2012-04-12 | 2012-04-12
REIPNR-10866 | SREC Solar | DIAZ |  | 3.68 | 0 | Residential |  | HOLMDEL | 7733 | 17 | TRINITY HEATING AND AIR | JCP&L | No | Complete | 2010-12-28 | 2011-08-12 | 2011-08-22 | 2011-08-22
REIPNR-10867 | SREC Solar | ECKERT |  | 10 | 0 | Residential |  | MULLICA HILL | 8062 | 15 | MERCURY SOLAR SYSTEMS | AC Electric | No | Complete | 2010-12-28 | 2011-01-24 | 2011-03-08 | 2011-03-08
REIPNR-10868 | SREC Solar | GUNSON |  | 7.05 | 0 | Residential |  | CREAM RIDGE | 8514 | 17 | TRINITY HEATING AND AIR | JCP&L | No | Complete | 2010-12-28 | 2011-04-13 | 2011-04-22 | 2011-04-22
REIPNR-10869 | SREC Solar | BROPHY |  | 6.8 | 0 | Residential |  | MANASQUAN | 8736 | 17 | TRINITY HEATING AND AIR | JCP&L | No | Complete | 2010-12-28 | 2011-02-25 | 2011-03-24 | 2011-03-24
REIPNR-10870 | SREC Solar | MUSCATELLA |  | 15.87 | 0 | Residential | 1 | PISCATAWAY | 8854 | 11 | ALTERNATIVE LIGHT & ENERGY SOLUTIONS | PSE&G BPU | No | Complete | 2010-12-28 | 2011-04-12 | 2011-06-03 | 2011-06-03
REIPNR-10871 | SREC Solar | BEATLY | FIRST HOPE BANK | 425.04 | 0 | Commercial |  | COLUMBIA | 7832 | 2 | KG BUILDERS - RE DIVISION | JCP&L | No | Complete | 2010-12-28 | 2011-07-21 | 2011-08-23 | 2011-08-23
REIPNR-10872 | SREC Solar | COMAN |  | 8.61 | 0 | Residential | 1 | HEWITT | 7421 | 6 | MERCURY SOLAR SYSTEMS | Orange & Rockland Elec | No | Complete | 2010-12-28 | 2011-01-13 | 2011-02-22 | 2011-02-22
REIPNR-10875 | SREC Solar | TREMATORE | BRIAN TREMATORE PLUMBING & HEAT | 113.4 | 0 | Commercial | 1 | FAIRFIELD | 7004 | 9 | PRAVCO, INC | PSE&G BPU | No | Complete | 2010-12-28 | 2011-04-18 | 2011-06-07 | 2011-06-07
REIPNR-10877 | SREC Solar | INTURRISI |  | 11.045 | 0 | Residential |  | NORTH HALEDON | 7508 | 6 | TRINITY HEATING AND AIR | PSE&G BPU | No | Complete | 2010-12-28 | 2011-02-09 | 2011-03-23 | 2011-03-23
REIPNR-10878 | SREC Solar | CARRAGINO | CARCO DEVELOPMENT CORP | 19.95 | 0 | Commercial |  | RANDOLPH | 7869 | 3 | NJ SOLAR POWER, LLC | JCP&L | No | Complete | 2010-12-28 | 2011-01-07 | 2011-01-29 | 2011-01-29
REIPNR-10879 | SREC Solar | WALSH |  | 15.12 | 0 | Residential |  | GLEN GARDNER | 8826 | 4 | E-PIPHANY ENERGY INC. | JCP&L | No | Complete | 2010-12-28 | 2011-02-22 | 2011-05-03 | 2011-05-03
REIPNR-10880 | SREC Solar | O'MALLEY | OAK HILL ASSOCIATES | 82.485 | 0 | Commercial |  | PARSIPPANY | 7054 | 3 | TRINITY HEATING AND AIR | PSE&G BPU | No | Complete | 2010-12-28 | 2011-08-31 | 2011-10-31 | 2011-10-31
REIPNR-10881 | SREC Solar | SALEH |  | 6.02 | 0 | Residential |  | BLACKWOOD | 8012 | 14 | RCL ENTERPRISES INC. | AC Electric | No | Complete | 2010-12-28 | 2011-02-08 | 2011-03-02 | 2011-03-02
REIPNR-10882 | SREC Solar | O'MALLEY | OAK HILL ASSOCIATES | 101.52 | 0 | Commercial |  | WAYNE | 7470 | 6 | TRINITY HEATING AND AIR | PSE&G BPU | No | Complete | 2010-12-28 | 2011-08-31 | 2011-10-31 | 2011-10-31
REIPNR-10883 | SREC Solar | MOYAL | ENCHANTE ACCESSORIES INC | 599.94 | 0 | Commercial |  | SAYERVILLE | 8872 | 11 | SOLAR ENERGY SYSTEMS, LLC | JCP&L | No | Complete | 2010-12-28 | 2011-07-13 | 2011-08-05 | 2011-08-05
REIPNR-10885 | SREC Solar | TOBIE |  | 6.815 | 0 | Residential | 1 | TOMS RIVER | 8753 | 18 | TRINITY HEATING AND AIR | JCP&L | No | Complete | 2010-12-28 | 2011-03-15 | 2011-03-25 | 2011-03-25
REIPNR-10887 | SREC Solar | KOWAL | JEMM HOLDINGS | 68.675 | 0 | Commercial | 1 | MICKELTON | 8056 | 15 | TRINITY HEATING AND AIR | AC Electric | No | Complete | 2010-12-28 | 2011-05-24 | 2011-06-10 | 2011-06-10
REIPNR-10888 | SREC Solar | SCHULMEISTER | SCHULMEISTER GREEN HOMES | 17.48 | 0 | Commercial |  | OLD BRIDGE | 8857 | 11 | TRINITY HEATING AND AIR | JCP&L | No | Complete | 2010-12-28 | 2011-07-27 | 2011-08-04 | 2011-08-04
REIPNR-10889 | SREC Solar | KOWAL | JEMM HOLDINGS | 27.47 | 0 | Commercial | 1 | MICKLETON | 8056 | 15 | TRINITY HEATING AND AIR | AC Electric | No | Complete | 2010-12-28 | 2011-05-24 | 2011-06-10 | 2011-06-10
REIPNR-10890 | SREC Solar | MONACO |  | 5.52 | 0 | Residential |  | JAMESBURG | 8831 | 11 | TRINITY HEATING AND AIR | JCP&L | No | Complete | 2010-12-28 | 2011-06-29 | 2011-07-12 | 2011-07-12
REIPNR-10891 | SREC Solar | MISTRETTA |  | 4.1 | 0 | Residential |  | MANCHESTER | 8759 | 18 | TRINITY HEATING AND AIR | JCP&L | No | Complete | 2010-12-28 | 2011-07-18 | 2011-07-27 | 2011-07-27
REIPNR-10892 | SREC Solar | VARGAS |  | 6.665 | 0 | Residential | 1 | BELLEVILLE | 7109 | 9 | ALTERNATIVE LIGHT & ENERGY SOLUTIONS | PSE&G BPU | No | Complete | 2010-12-28 | 2011-04-25 | 2011-06-20 | 2011-06-20
REIPNR-10893 | SREC Solar | TERZEK |  | 6.67 | 0 | Residential |  | MANCHESTER | 8759 | 18 | TRINITY HEATING AND AIR | JCP&L | No | Complete | 2010-12-28 | 2011-07-15 | 2011-07-27 | 2011-07-27
REIPNR-10894 | SREC Solar | BUGAL |  | 6.075 | 0 | Residential |  | BOUND BROOK | 8805 | 5 | ALTERNATIVE LIGHT & ENERGY SOLUTIONS | PSE&G BPU | No | Complete | 2010-12-28 | 2011-04-18 | 2011-06-15 | 2011-06-15
REIPNR-10895 | SREC Solar | THOMPSON | ST STEPHEN'S EPISCOPAL CHURCH | 40.7 | 0 | Non Profit |  | WHITING | 8759 | 18 | VIKING ALTERNATIVE ENERGY COMPANY | JCP&L | No | Complete | 2010-12-28 | 2011-08-18 | 2011-09-29 | 2011-09-29
REIPNR-10896 | SREC Solar | PANELLA |  | 9.89 | 0 | Commercial |  | VINELAND | 8361 | 20 | MERCURY SOLAR SYSTEMS | Vineland Muni Elec | No | Complete | 2010-12-28 | 2011-04-13 | 2011-05-11 | 2011-05-11
REIPNR-10897 | SREC Solar | THOMPSON | ST STEPHEN'S EPISCOPAL CHURCH | 16.5 | 0 | Non Profit |  | WHITING | 8739 | 18 | VIKING ALTERNATIVE ENERGY COMPANY | JCP&L | No | Complete | 2010-12-28 | 2011-08-18 | 2011-09-29 | 2011-09-29
REIPNR-10899 | SREC Solar | AKER |  | 4.2 | 0 | Residential |  | BELMAR | 7719 | 17 | TRINITY HEATING AND AIR | JCP&L | No | Complete | 2010-12-28 | 2011-04-22 | 2011-05-03 | 2011-05-03
REIPNR-10900 | SREC Solar | DETORRES |  | 7.095 | 0 | Residential | 1 | WARREN | 7059 | 5 | ALTERNATIVE LIGHT & ENERGY SOLUTIONS | JCP&L | No | Complete | 2010-12-28 | 2011-06-22 | 2011-08-17 | 2011-08-17
REIPNR-10955 | SREC Solar | MC LARNON |  | 7.74 | 0 | Residential |  | TURNERSVILLE | 8012 | 14 | MERCURY SOLAR SYSTEMS | AC Electric | No | Complete | 2011-01-03 | 2011-04-13 | 2011-04-28 | 2011-04-28
REIPNR-10956 | SREC Solar | MILLINGHAUSEN |  | 4.44 | 0 | Residential | 1 | COLUMBUS | 8022 | 13 | TRINITY HEATING AND AIR | PSE&G BPU | No | Complete | 2011-01-03 | 2011-02-25 | 2011-04-18 | 2011-04-18
REIPNR-10957 | SREC Solar | GINTER |  | 6.15 | 0 | Residential |  | PINE HILL | 8021 | 14 | TRINITY HEATING AND AIR | AC Electric | No | Complete | 2011-01-03 | 2011-07-21 | 2011-08-25 | 2011-08-25
REIPNR-10958 | SREC Solar | BUCCELLATO |  | 12.21 | 0 | Residential |  | SKILLMAN | 8558 | 5 | TRINITY HEATING AND AIR | PSE&G BPU | No | Complete | 2011-01-03 | 2011-06-10 | 2011-06-29 | 2011-06-29
REIPNR-10959 | SREC Solar | RUSHTON | AMPLE STORAGE | 36.8 | 0 | Commercial |  | SWEDESBORO | 8085 | 15 | SUN TO SUN | AC Electric | No | Complete | 2011-01-03 | 2011-03-30 | 2011-08-29 | 2011-08-29
REIPNR-10960 | SREC Solar | CRAVER |  | 7.03 | 0 | Residential |  | MONROE | 8831 | 11 | CORBIN SOLAR SOLUTIONS, LLC | JCP&L | No | Complete | 2011-01-03 | 2011-07-25 | 2011-08-03 | 2011-08-03
REIPNR-10961 | SREC Solar | PATEL |  | 8.05 | 0 | Residential |  | MONMOUTH JCT | 8852 | 11 | CORBIN SOLAR SOLUTIONS, LLC | PSE&G BPU | No | Complete | 2011-01-03 | 2011-05-26 | 2011-06-29 | 2011-06-29
REIPNR-10963 | SREC Solar | MERLINO | CARMEN MERLINO | 5.52 | 0 | Commercial |  | NESCO | 8037 | 19 | GO SOLAR ELECTRIC, LLC | AC Electric | No | Complete | 2011-01-03 | 2012-01-18 | 2012-03-30 | 2012-03-30
REIPNR-10964 | SREC Solar | SANFILIPPO |  | 15.87 | 0 | Residential |  | HAMMONTON | 8037 | 19 | GO SOLAR ELECTRIC, LLC | AC Electric | No | Complete | 2011-01-03 | 2011-07-19 | 2011-08-02 | 2011-08-02
REIPNR-10965 | SREC Solar | GENOVESE |  | 12.88 | 0 | Residential |  | EAST WINDSOR | 8512 | 11 | AMPED ON SOLAR | JCP&L | No | Complete | 2011-01-03 | 2011-08-02 | 2011-08-31 | 2011-08-31
REIPNR-10966 | SREC Solar | CHLEWICKI |  | 5.375 | 0 | Residential | 1 | WALLINGTON | 7057 | 7 | CORBIN SOLAR SOLUTIONS, LLC | PSE&G BPU | No | Complete | 2011-01-03 | 2011-04-22 | 2011-06-07 | 2011-06-07
REIPNR-10967 | SREC Solar | GURLER |  | 10.08 | 0 | Residential |  | MORGANVILLE | 7751 | 17 | CORBIN SOLAR SOLUTIONS, LLC | JCP&L | No | Complete | 2011-01-03 | 2011-04-28 | 2011-06-03 | 2011-06-03
REIPNR-10968 | SREC Solar | HOFFMAN |  | 7.525 | 0 | Residential | 1 | SOUTH AMBOY | 8879 | 11 | CORBIN SOLAR SOLUTIONS, LLC | JCP&L | No | Complete | 2011-01-03 | 2011-03-23 | 2011-04-11 | 2011-04-11
REIPNR-10969 | SREC Solar | KERLINGER |  | 8.736 | 0 | Residential |  | CAPE MAY | 8204 | 21 | BOWMAN WALKER CONSTR. | AC Electric | No | Complete | 2011-01-03 | 2011-04-13 | 2011-08-10 | 2011-08-10
REIPNR-10970 | SREC Solar | LITTLE | SPRINGFIELD PARK PLACE | 119.145 | 0 | Commercial |  | SPRINGFIELD | 7081 | 10 | TRINITY HEATING AND AIR | JCP&L | No | Complete | 2011-01-03 | 2011-08-31 | 2012-01-24 | 2012-01-24
REIPNR-10971 | SREC Solar | HEIM |  | 8.46 | 0 | Residential | 1 | BAYVILLE | 8721 | 18 | TRINITY HEATING AND AIR | JCP&L | No | Complete | 2011-01-03 | 2011-03-18 | 2011-04-22 | 2011-04-22
REIPNR-10972 | SREC Solar | POLITO |  | 8.2 | 0 | Residential | 1 | WASHINGTON | 7882 | 2 | TRINITY HEATING AND AIR | JCP&L | No | Complete | 2011-01-03 | 2011-07-08 | 2011-07-19 | 2011-07-19
REIPNR-10973 | SREC Solar | MAMAWALA |  | 7.05 | 0 | Residential |  | HILLSBOROUGH | 8844 | 5 | TRINITY HEATING AND AIR | PSE&G BPU | No | Complete | 2011-01-03 | 2011-05-16 | 2011-06-20 | 2011-06-20
REIPNR-10974 | SREC Solar | MAZZEO |  | 4.7 | 0 | Residential | 1 | HOWELL | 7731 | 17 | TRINITY HEATING AND AIR | JCP&L | No | Complete | 2011-01-03 | 2011-03-15 | 2011-05-26 | 2011-05-26
REIPNR-10975 | SREC Solar | ACEVEDO |  | 11.28 | 0 | Residential |  | WILLIAMSTOWN | 8094 | 15 | TRINITY HEATING AND AIR | AC Electric | No | Complete | 2011-01-03 | 2011-06-22 | 2011-07-06 | 2011-07-06
REIPNR-10976 | SREC Solar | CARBONELLO |  | 7.77 | 0 | Residential | 1 | TOMS RIVER | 8753 | 18 | TRINITY HEATING AND AIR | JCP&L | No | Complete | 2011-01-03 | 2011-07-08 | 2011-07-19 | 2011-07-19
REIPNR-10977 | SREC Solar | HALPIN |  | 5.64 | 0 | Residential | 1 | LINCROFT | 7738 | 17 | TRINITY HEATING AND AIR | JCP&L | No | Complete | 2011-01-03 | 2011-04-05 | 2011-05-11 | 2011-05-11
REIPNR-10978 | SREC Solar | NAPIER | GARFIELD PARK ACADEMY | 30.55 | 0 | Commercial | 1 | WILLINGBORO | 8046 | 13 | TRINITY HEATING AND AIR | PSE&G BPU | No | Complete | 2011-01-03 | 2011-06-07 | 2011-07-12 | 2011-07-12
REIPNR-10979 | SREC Solar | DE LAURO |  | 7.74 | 0 | Residential | 1 | CLIFTON | 7014 | 6 | A-TOP ALTERNATIVE ENERGY | PSE&G BPU | No | Complete | 2011-01-03 | 2011-04-20 | 2011-05-26 | 2011-05-26
REIPNR-10980 | SREC Solar | TARTZA |  | 6.88 | 0 | Residential | 1 | SAYREVILLE | 8872 | 11 | A-TOP ALTERNATIVE ENERGY | JCP&L | No | Complete | 2011-01-03 | 2011-05-06 | 2011-05-13 | 2011-05-13
REIPNR-10981 | SREC Solar | HOLMES |  | 4.29 | 0 | Residential | 1 | PISCATAWAY | 8854 | 11 | A-TOP ALTERNATIVE ENERGY | PSE&G BPU | No | Complete | 2011-01-03 | 2011-08-23 | 2011-09-19 | 2011-09-19
REIPNR-10983 | SREC Solar | LITTLE | SKYLINE RIDGE DEVELOPERS | 103.87 | 0 | Commercial |  | SPRINGFIELD | 7081 | 10 | TRINITY HEATING AND AIR | JCP&L | No | Complete | 2011-01-03 | 2011-08-31 | 2011-10-21 | 2011-10-21
REIPNR-10986 | SREC Solar | MICHAL |  | 1.15 | 0 | Commercial |  | ROBBINSVILLE | 8691 | 12 | FUTURE SOLUTIONS CONTRACTING, LLC | JCP&L | No | Complete | 2011-01-03 | 2012-02-23 | 2012-03-30 | 2012-03-30
REIPNR-10987 | SREC Solar | SNYDER |  | 6.9 | 0 | Residential |  | LIVINGSTON | 7039 | 9 | TRINITY HEATING AND AIR | JCP&L | No | Complete | 2011-01-03 | 2011-07-21 | 2011-08-25 | 2011-08-25
REIPNR-10988 | SREC Solar | STAHL |  | 7.03 | 0 | Residential |  | EASTAMPTON | 8060 | 13 | TRINITY HEATING AND AIR | PSE&G BPU | No | Complete | 2011-01-03 | 2011-05-18 | 2011-06-03 | 2011-06-03
REIPNR-10989 | SREC Solar | SAMBER |  | 7.05 | 0 | Residential | 1 | MANALAPAN | 7726 | 17 | TRINITY HEATING AND AIR | JCP&L | No | Complete | 2011-01-03 | 2011-07-27 | 2011-08-04 | 2011-08-04
REIPNR-10990 | SREC Solar | ZUCKERBROD |  | 12.3 | 0 | Residential | 1 | FREEHOLD | 7728 | 17 | TRINITY HEATING AND AIR | Not Known | No | Complete | 2011-01-03 | 2011-07-27 | 2011-08-04 | 2011-08-04
REIPNR-10992 | SREC Solar | LOMBARDO |  | 9.99 | 0 | Residential | 1 | JACKSON | 8527 | 18 | TRINITY HEATING AND AIR | JCP&L | No | Complete | 2011-01-03 | 2011-06-29 | 2011-07-12 | 2011-07-12
REIPNR-10993 | SREC Solar | CASTELLANOS |  | 7.03 | 0 | Residential | 1 | BARNEGAT | 8005 | 18 | TRINITY HEATING AND AIR | JCP&L | No | Complete | 2011-01-03 | 2011-04-13 | 2011-04-22 | 2011-04-22
REIPNR-10994 | SREC Solar | CONNELLY | MATRIX INDUSTRIAL | 1170.675 | 0 | Commercial |  | PERTH AMBOY | 8861 | 11 | ENXCO DEVELOPMENT CORPORATION | PSE&G BPU | Yes | Complete | 2011-01-03 | 2011-01-18 | 2011-03-09 | 2011-03-09
REIPNR-10995 | SREC Solar | WALSH |  | 9.25 | 0 | Residential | 1 | COLUMBUS | 8022 | 13 | TRINITY HEATING AND AIR | PSE&G BPU | No | Complete | 2011-01-03 | 2011-02-25 | 2011-04-05 | 2011-04-05
REIPNR-10996 | SREC Solar | ELGRIM |  | 4.44 | 0 | Residential | 1 | COLUMBUS | 8022 | 13 | TRINITY HEATING AND AIR | PSE&G BPU | No | Complete | 2011-01-03 | 2011-02-04 | 2011-03-23 | 2011-03-23
REIPNR-10997 | SREC Solar | DI FRANCESCO |  | 2.46 | 0 | Residential | 1 | COLUMBUS | 8022 | 13 | TRINITY HEATING AND AIR | PSE&G BPU | No | Complete | 2011-01-03 | 2011-02-25 | 2011-04-18 | 2011-04-18
REIPNR-10998 | SREC Solar | CALABRESE |  | 9.4 | 0 | Residential |  | BAYVILLE | 8721 | 18 | TRINITY HEATING AND AIR | JCP&L | No | Complete | 2011-01-03 | 2011-06-29 | 2011-08-04 | 2011-08-04
REIPNR-10999 | SREC Solar | PAVIA | COUNTRY CLEAN INC. | 95.94 | 0 | Commercial | 1 | OCEAN | 7712 | 17 | TRINITY HEATING AND AIR | JCP&L | No | Complete | 2011-01-03 | 2011-07-12 | 2011-07-21 | 2011-07-21
REIPNR-11000 | SREC Solar | PARRISH | PARRISH RENTAL CO. LLC | 42.14 | 0 | Commercial |  | VINELAND | 8360 | 20 | CHALOW ELECTRIC | Vineland Muni Elec | No | Complete | 2011-01-03 | 2012-08-21 | 2012-09-25 | 2012-09-25
REIPNR-11001 | SREC Solar | GIFFEN | T&M LANDSCAPING | 1.23 | 0 | Commercial | 1 | SEWELL | 8080 | 15 | TRINITY HEATING AND AIR | AC Electric | No | Complete | 2011-01-03 | 2011-09-15 | 2011-10-17 | 2011-10-17
REIPNR-11002 | SREC Solar | GIFFEN | T&M LANDSCAPING | 9.43 | 0 | Commercial | 1 | SEWELL | 8080 | 15 | TRINITY HEATING AND AIR | AC Electric | No | Complete | 2011-01-03 | 2011-09-15 | 2011-09-28 | 2011-09-28
REIPNR-11003 | SREC Solar | LITTLE | SKYLINE RIDGE | 88.595 | 0 | Commercial |  | SPRINGFIELD | 7081 | 10 | TRINITY HEATING AND AIR | JCP&L | No | Complete | 2011-01-03 | 2011-08-31 | 2011-10-21 | 2011-10-21
REIPNR-11004 | SREC Solar | THORN | NWL TRANSFORMERS | 1465.56 | 0 | Commercial |  | BORDENTOWN | 8505 | 13 | TRINITY HEATING AND AIR | PSE&G BPU | No | Complete | 2011-01-03 | 2012-01-05 | 2012-01-26 | 2012-01-26
REIPNR-11065 | SREC Solar | SHAFFER |  | 6 | 0 | Residential |  | TUCKERTON | 8087 | 18 | MERCURY SOLAR SYSTEMS | AC Electric | No | Complete | 2011-01-11 | 2011-01-24 | 2011-02-22 | 2011-02-22
REIPNR-11066 | SREC Solar | CATTO |  | 7.79 | 0 | Residential | 1 | VINELAND | 8360 | 20 | MERCURY SOLAR SYSTEMS | Vineland Muni Elec | No | Complete | 2011-01-11 | 2011-03-16 | 2011-04-05 | 2011-04-05
REIPNR-11068 | SREC Solar | DUNCAN |  | 6.02 | 0 | Residential | 1 | PALERMO | 8223 | 21 | RENERGY, INC. | AC Electric | No | Complete | 2011-01-11 | 2011-05-05 | 2011-05-13 | 2011-05-13
REIPNR-11070 | SREC Solar | KARGER | VAIL MANOR DEVELOPMENT | 56.87 | 0 | Commercial |  | PARSIPPANY | 7054 | 3 | TRINITY HEATING AND AIR | JCP&L | No | Complete | 2011-01-11 | 2011-07-13 | 2011-07-29 | 2011-07-29
REIPNR-11072 | SREC Solar | MORTON |  | 16.644 | 0 | Residential |  | NORTH BRUNSWICK | 8902 | 11 | AMERICAN RENEWABLE ENERGY, INC | PSE&G BPU | No | Complete | 2011-01-11 | 2011-04-21 | 2011-05-03 | 2011-05-03
REIPNR-11073 | SREC Solar | FAVIA |  | 6.665 | 0 | Residential | 1 | LODI | 7644 | 7 | A-TOP ALTERNATIVE ENERGY | PSE&G BPU | No | Complete | 2011-01-11 | 2011-04-20 | 2011-06-07 | 2011-06-07
REIPNR-11074 | SREC Solar | HENEIN | FIRST BAPTIST CHURCH | 37.6 | 0 | Commercial | 1 | RED BANK | 7701 | 17 | SOLAR MITE SOLUTIONS II | JCP&L | No | Complete | 2011-01-11 | 2011-11-14 | 2011-12-06 | 2011-12-06
REIPNR-11075 | SREC Solar | EASTWOOD |  | 5.16 | 0 | Residential | 1 | CHERRY HILL | 8002 | 14 | RCL ENTERPRISES INC. | PSE&G BPU | No | Complete | 2011-01-11 | 2011-05-25 | 2011-06-10 | 2011-06-10
REIPNR-11076 | SREC Solar | VILLABON |  | 8.325 | 0 | Residential | 1 | COLUMBUS | 8022 | 13 | MERCURY SOLAR SYSTEMS | PSE&G BPU | No | Complete | 2011-01-11 | 2011-03-30 | 2011-04-18 | 2011-04-18
REIPNR-11077 | SREC Solar | HANRAHAN | CAPITAL BANK OF NEW JERSEY | 19.74 | 0 | Commercial |  | WOODBURY HEIGHTS | 8097 | 15 | PALMIERI SOLAR SOLUTIONS | PSE&G BPU | No | Complete | 2011-01-11 | 2011-06-22 | 2011-06-30 | 2011-06-30
REIPNR-11078 | SREC Solar | SHEHATA |  | 4.05 | 0 | Residential |  | FOLSON | 8037 | 19 | EAST COAST SOLAR | AC Electric | No | Complete | 2011-01-11 | 2011-04-13 | 2011-06-15 | 2011-06-15
REIPNR-11080 | SREC Solar | MEYER |  | 15.99 | 0 | Residential |  | GLADSTONE | 7934 | 5 | TRINITY HEATING AND AIR | JCP&L | No | Complete | 2011-01-11 | 2011-07-27 | 2011-08-04 | 2011-08-04
REIPNR-11081 | SREC Solar | MOSKOWITZ | THE EASTON LLC | 9.84 | 0 | Commercial |  | NEW BRUNSWICK | 8901 | 11 | TRINITY HEATING AND AIR | PSE&G BPU | No | Complete | 2011-01-11 | 2011-06-21 | 2011-07-06 | 2011-07-06
REIPNR-11082 | SREC Solar | ACOSTA |  | 22.14 | 0 | Residential |  | TOMS RIVER | 8755 | 18 | TRINITY HEATING AND AIR | JCP&L | No | Complete | 2011-01-11 | 2011-04-21 | 2011-05-03 | 2011-05-03
REIPNR-11083 | SREC Solar | WOLPAW |  | 7.03 | 0 | Residential | 1 | ABSECON | 8201 | 19 | MERCURY SOLAR SYSTEMS | AC Electric | No | Complete | 2011-01-11 | 2011-01-24 | 2011-02-22 | 2011-02-22
REIPNR-11084 | SREC Solar | NUGENT |  | 5.74 | 0 | Residential | 1 | SOUTH SEASIDE PARK | 8752 | 18 | TRINITY HEATING AND AIR | JCP&L | No | Complete | 2011-01-11 | 2011-07-18 | 2011-07-27 | 2011-07-27
REIPNR-11086 | SREC Solar | CHAUDHRY |  | 6.665 | 0 | Residential | 1 | EDISON | 8837 | 11 | CORBIN SOLAR SOLUTIONS, LLC | PSE&G BPU | No | Complete | 2011-01-11 | 2011-05-10 | 2011-05-27 | 2011-05-27
REIPNR-11087 | SREC Solar | SMITH | WALL STORAGE II OF NJ | 11.96 | 0 | Commercial |  | FARMINGDALE | 7727 | 17 | CROSS RIVER SOLAR & ENVIRO CONST., LLC | JCP&L | No | Complete | 2011-01-11 | 2011-02-02 | 2011-03-09 | 2011-03-09
REIPNR-11088 | SREC Solar | SMITH | WALL STORAGE II OF NJ | 29.9 | 0 | Commercial |  | FARMINGDALE | 7727 | 17 | CROSS RIVER SOLAR & ENVIRO CONST., LLC | JCP&L | No | Complete | 2011-01-11 | 2011-02-02 | 2011-03-09 | 2011-03-09
REIPNR-11089 | SREC Solar | MERLINO |  | 11.5 | 0 | Commercial |  | NESCO | 8037 | 19 | GO SOLAR ELECTRIC, LLC | AC Electric | No | Complete | 2011-01-11 | 2012-01-16 | 2012-04-13 | 2012-04-13
REIPNR-11092 | SREC Solar | GREENBERG |  | 9.87 | 0 | Residential | 1 | MANALAPAN | 7726 | 17 | TRINITY HEATING AND AIR | JCP&L | No | Complete | 2011-01-11 | 2011-07-08 | 2011-07-19 | 2011-07-19
REIPNR-11093 | SREC Solar | DELCASINO |  | 4.44 | 0 | Residential | 1 | COLUMBUS | 8022 | 13 | TRINITY HEATING AND AIR | PSE&G BPU | No | Complete | 2011-01-11 | 2011-03-14 | 2011-04-18 | 2011-04-18
REIPNR-11094 | SREC Solar | CUCINOTTA |  | 6.97 | 0 | Residential | 1 | COLUMBUS | 8022 | 13 | TRINITY HEATING AND AIR | PSE&G BPU | No | Complete | 2011-01-11 | 2011-02-25 | 2011-04-22 | 2011-04-22
REIPNR-11095 | SREC Solar | KARGER | VAIL MANOR DEVELOPMENT | 36.19 | 0 | Commercial |  | PARSIPPANY | 7054 | 3 | TRINITY HEATING AND AIR | JCP&L | No | Complete | 2011-01-11 | 2011-07-13 | 2011-07-29 | 2011-07-29
REIPNR-11096 | SREC Solar | PALMIERI |  | 16.92 | 0 | Residential | 1 | ENGLISHTOWN | 7726 | 17 | TRINITY HEATING AND AIR | JCP&L | No | Complete | 2011-01-11 | 2011-06-21 | 2011-08-02 | 2011-08-02
REIPNR-11097 | SREC Solar | WITTEN |  | 12.6 | 0 | Residential |  | SHAMONG | 8088 | 13 | SEA BRIGHT SOLAR, LLC | AC Electric | No | Complete | 2011-01-11 | 2011-03-10 | 2011-06-15 | 2011-06-15
REIPNR-11098 | SREC Solar | DERMKSIAN |  | 8.46 | 0 | Residential |  | DERMAREST | 7627 | 7 | TRINITY HEATING AND AIR | Orange & Rockland Elec | No | Complete | 2011-01-11 | 2011-03-30 | 2011-04-28 | 2011-04-28
REIPNR-11099 | SREC Solar | SELIGA |  | 10.66 | 0 | Residential |  | WRIGHTSTOWN | 8562 | 13 | TRINITY HEATING AND AIR | JCP&L | No | Complete | 2011-01-11 | 2011-02-02 | 2011-03-09 | 2011-03-09
REIPNR-11100 | SREC Solar | CAVALIERE |  | 4.23 | 0 | Residential | 1 | SHIP BOTTON | 8008 | 18 | TRINITY HEATING AND AIR | AC Electric | No | Complete | 2011-01-11 | 2011-05-25 | 2011-06-27 | 2011-06-27
REIPNR-11101 | SREC Solar | COMBE |  | 2.46 | 0 | Residential |  | LAKEWOOD | 8701 | 18 | TRINITY HEATING AND AIR | JCP&L | No | Complete | 2011-01-11 | 2011-02-25 | 2011-03-24 | 2011-03-24
REIPNR-11102 | SREC Solar | BEAR |  | 5.33 | 0 | Residential | 1 | COLUMBUS | 8022 | 13 | TRINITY HEATING AND AIR | PSE&G BPU | No | Complete | 2011-01-11 | 2011-03-31 | 2011-04-18 | 2011-04-18
REIPNR-11105 | SREC Solar | FOSTER |  | 6.66 | 0 | Residential |  | ENGLISHTOWN | 7726 | 17 | TRINITY HEATING AND AIR | JCP&L | No | Complete | 2011-01-11 | 2011-05-02 | 2011-05-13 | 2011-05-13
REIPNR-11106 | SREC Solar | PONTILLO |  | 6.355 | 0 | Residential | 1 | BELLE MEAD | 8502 | 5 | TRINITY HEATING AND AIR | PSE&G BPU | No | Complete | 2011-01-11 | 2012-01-16 | 2012-02-09 | 2012-02-09
REIPNR-11107 | SREC Solar | DUDEK |  | 4.92 | 0 | Residential |  | JACKSON | 8527 | 18 | TRINITY HEATING AND AIR | JCP&L | No | Complete | 2011-01-11 | 2011-04-04 | 2011-04-18 | 2011-04-18
REIPNR-11108 | SREC Solar | HELLER |  | 8.225 | 0 | Residential |  | MORGANVILLE | 7751 | 17 | TRINITY HEATING AND AIR | JCP&L | No | Complete | 2011-01-11 | 2011-05-18 | 2011-06-03 | 2011-06-03
REIPNR-11109 | SREC Solar | VETRANO |  | 6.58 | 0 | Residential |  | TRENTON | 8619 | 12 | TRINITY HEATING AND AIR | PSE&G BPU | No | Complete | 2011-01-11 | 2011-04-13 | 2011-04-22 | 2011-04-22
REIPNR-11110 | SREC Solar | STOMOUSKY |  | 8.46 | 0 | Residential |  | JACKSON | 8527 | 18 | TRINITY HEATING AND AIR | JCP&L | No | Complete | 2011-01-11 | 2011-05-02 | 2011-05-13 | 2011-05-13
REIPNR-11111 | SREC Solar | JICHA |  | 6.15 | 0 | Residential |  | HOWELL | 7731 | 17 | TRINITY HEATING AND AIR | JCP&L | No | Complete | 2011-01-11 | 2011-06-23 | 2011-07-15 | 2011-07-15
REIPNR-11112 | SREC Solar | TRAUB | NJ MARKETS INC | 50.76 | 0 | Residential |  | FRENCHTOWN | 8825 | 4 | TRINITY HEATING AND AIR | JCP&L | No | Complete | 2011-01-11 | 2011-04-29 | 2011-05-12 | 2011-05-12
REIPNR-11113 | SREC Solar | KENNEDY | ASSOICATES IN HEARING HEALTHCARE | 16.45 | 0 | Commercial | 1 | BARRINGTON | 8007 | 14 | TRINITY HEATING AND AIR | PSE&G BPU | No | Complete | 2011-01-11 | 2011-02-04 | 2011-03-23 | 2011-03-23
REIPNR-11114 | SREC Solar | KARGER | VAIL MANOR DEVELOPMENT | 30.08 | 0 | Commercial |  | PARSIPPANY | 7054 | 3 | TRINITY HEATING AND AIR | JCP&L | No | Complete | 2011-01-11 | 2011-07-13 | 2011-07-29 | 2011-07-29
REIPNR-11115 | SREC Solar | SHUMER |  | 5.33 | 0 | Residential |  | HOWELL | 7731 | 17 | TRINITY HEATING AND AIR | JCP&L | No | Complete | 2011-01-11 | 2011-03-14 | 2011-03-25 | 2011-03-25
REIPNR-11165 | SREC Solar | KELLY |  | 3.04 | 0 | Residential |  | CARTERET | 7008 | 11 | 1ST LIGHT ENERGY, INC. | PSE&G BPU | No | Complete | 2011-01-17 | 2011-07-12 | 2011-07-21 | 2011-07-21
REIPNR-11166 | SREC Solar | MARTIN |  | 7.14 | 0 | Residential |  | FORKED RIVER | 8731 | 18 | 1ST LIGHT ENERGY, INC. | JCP&L | No | Complete | 2011-01-17 | 2011-08-17 | 2011-10-12 | 2011-10-12
REIPNR-11167 | SREC Solar | WYSOCKI |  | 9.43 | 0 | Residential |  | TRENTON | 8620 | 12 | TRINITY HEATING AND AIR | PSE&G BPU | No | Complete | 2011-01-17 | 2011-05-26 | 2011-07-06 | 2011-07-06
REIPNR-11170 | SREC Solar | SCHRADER |  | 6.3 | 0 | Residential |  | HAMILTON | 8619 | 12 | VENOSE ELECTRIC | Unknown | No | Complete | 2011-01-17 | 2011-11-09 | 2011-12-06 | 2011-12-06
REIPNR-11172 | SREC Solar | HIRSCH |  | 7.92 | 0 | Residential | 1 | CAPE MAY COURT HOUSE | 8210 | 21 | CAMBRIA SOLAR LLC | AC Electric | No | Complete | 2011-01-17 | 2011-09-06 | 2011-12-16 | 2011-12-16
REIPNR-11173 | SREC Solar | HIRSCH | PARKWAY VETERINARY HOPITAL | 7.92 | 0 | Commercial | 1 | CAPEMAY CRT HOUSE | 8210 | 21 | CAMBRIA SOLAR LLC | AC Electric | No | Complete | 2011-01-17 | 2011-09-06 | 2011-12-16 | 2011-12-16
REIPNR-11176 | SREC Solar | ROSSI | BPG 6 EXEC LLC | 51.84 | 0 | Commercial | 1 | CHERRY HILL | 8034 | 14 | POWER UP SOLAR | PSE&G BPU | No | Complete | 2011-01-17 | 2011-02-01 | 2011-03-08 | 2011-03-08
REIPNR-11177 | SREC Solar | TIPPNER | WORLD ATHLETIC CO. | 578.1 | 0 | Commercial |  | WAYNE TWP | 7470 | 6 | TRINITY HEATING AND AIR | PSE&G BPU | No | Complete | 2011-01-17 | 2011-06-17 | 2011-07-06 | 2011-07-06
REIPNR-11178 | SREC Solar | KELTY |  | 8.61 | 0 | Residential | 1 | COLUMBUS | 8022 | 13 | TRINITY HEATING AND AIR | PSE&G BPU | No | Complete | 2011-01-17 | 2011-03-31 | 2011-04-18 | 2011-04-18
REIPNR-11179 | SREC Solar | CLARK | PIONEER PACKAGING | 95.88 | 0 | Commercial |  | SPARTA | 7871 | 1 | TRINITY HEATING AND AIR | JCP&L | No | Complete | 2011-01-17 | 2011-04-26 | 2011-05-11 | 2011-05-11
REIPNR-11180 | SREC Solar | SAPHIRE | S&A PENNINGTON LLC | 19.27 | 0 | Commercial |  | PENNINGTON | 8534 | 12 | TRINITY HEATING AND AIR | PSE&G BPU | No | Complete | 2011-01-17 | 2011-12-28 | 2012-01-31 | 2012-01-31
REIPNR-11181 | SREC Solar | ARENBERG |  | 12.925 | 0 | Residential | 1 | COLD SPRING | 8204 | 21 | TRINITY HEATING AND AIR | AC Electric | No | Complete | 2011-01-17 | 2011-04-14 | 2011-04-28 | 2011-04-28
REIPNR-11182 | SREC Solar | SALADINO |  | 10.455 | 0 | Residential | 1 | LAKEWOOD | 8701 | 18 | TRINITY HEATING AND AIR | JCP&L | No | Complete | 2011-01-17 | 2011-04-14 | 2011-04-28 | 2011-04-28
REIPNR-11184 | SREC Solar | MICHELFELDER |  | 6.11 | 0 | Residential | 1 | BRIGANTINE | 8203 | 19 | TRINITY HEATING AND AIR | AC Electric | No | Complete | 2011-01-17 | 2011-06-08 | 2011-06-29 | 2011-06-29
REIPNR-11185 | SREC Solar | REINHART-WOOD |  | 3.29 | 0 | Residential | 1 | BURLINGTON | 8016 | 13 | TRINITY HEATING AND AIR | PSE&G BPU | No | Complete | 2011-01-17 | 2011-06-29 | 2011-07-12 | 2011-07-12
REIPNR-11187 | SREC Solar | HENRY |  | 8.28 | 0 | Residential | 1 | PHILLIPSBURG | 8865 | 2 | CORBIN SOLAR SOLUTIONS, LLC | JCP&L | No | Complete | 2011-01-17 | 2011-06-07 | 2011-06-27 | 2011-06-27
REIPNR-11188 | SREC Solar | NIEMASZ |  | 9.66 | 0 | Residential |  | NEWTON | 7860 | 1 | MERCURY SOLAR SYSTEMS | JCP&L | No | Complete | 2011-01-17 | 2011-01-28 | 2011-03-02 | 2011-03-02
REIPNR-11189 | SREC Solar | FIELD |  | 9.99 | 0 | Residential |  | MOORESTOWN | 8057 | 13 | MERCURY SOLAR SYSTEMS | PSE&G BPU | No | Complete | 2011-01-17 | 2011-02-17 | 2011-03-10 | 2011-03-10
REIPNR-11190 | SREC Solar | MEJIA |  | 9.8 | 0 | Residential | 1 | VINELAND | 8361 | 20 | MERCURY SOLAR SYSTEMS | Vineland Muni Elec | No | Complete | 2011-01-17 | 2011-04-15 | 2011-04-22 | 2011-04-22
REIPNR-11191 | SREC Solar | MOTA |  | 10.535 | 0 | Residential |  | WEST ORANGE | 7052 | 9 | 1ST LIGHT ENERGY, INC. | PSE&G BPU | No | Complete | 2011-01-17 | 2011-10-19 | 2011-12-14 | 2011-12-14
REIPNR-11192 | SREC Solar | TOMASELLO |  | 11.28 | 0 | Residential | 1 | EGG HARBOR CITY | 8215 | 19 | TRINITY HEATING AND AIR | AC Electric | No | Complete | 2011-01-17 | 2011-04-14 | 2011-05-11 | 2011-05-11
REIPNR-11193 | SREC Solar | DANTINNE |  | 16.92 | 0 | Residential |  | RICHWOOD | 8074 | 15 | KAITANNA SOLAR, LLC | AC Electric | No | Complete | 2011-01-17 | 2011-05-24 | 2011-06-30 | 2011-06-30
REIPNR-11194 | SREC Solar | SORBELLO |  | 20.21 | 0 | Residential |  | SWEDESBORO | 8085 | 15 | RCL ENTERPRISES INC. | AC Electric | No | Complete | 2011-01-17 | 2011-05-03 | 2011-05-13 | 2011-05-13
REIPNR-11195 | SREC Solar | SCHUMAN |  | 7.995 | 0 | Residential | 1 | JAMESBURG | 8831 | 11 | TRINITY HEATING AND AIR | JCP&L | No | Complete | 2011-01-17 | 2011-07-12 | 2011-08-22 | 2011-08-22
REIPNR-11199 | SREC Solar | DRUKER | MERCADIEN REALTY | 239.2 | 11960 | Commercial |  | HAMILTON | 8619 | 12 | ADVANCED SOLAR PRODUCTS FLEMINGTON | PSE&G BPU | No | Complete | 2011-01-17 | 2011-06-07 | 2011-10-21 | 2011-11-29
REIPNR-11200 | SREC Solar | BACON |  | 8.6 | 0 | Residential |  | EASTAMPTON | 8060 | 13 | RCL ENTERPRISES INC. | PSE&G BPU | No | Complete | 2011-01-17 | 2011-05-11 | 2011-05-27 | 2011-05-27
REIPNR-11202 | SREC Solar | DINOWITZ |  | 5.74 | 0 | Residential | 1 | JAMESBURG | 8831 | 11 | TRINITY HEATING AND AIR | JCP&L | No | Complete | 2011-01-17 | 2011-07-13 | 2011-07-29 | 2011-07-29
REIPNR-11203 | SREC Solar | STEINHAUSER |  | 3.28 | 0 | Residential | 1 | JAMESBURG | 8831 | 11 | TRINITY HEATING AND AIR | JCP&L | No | Complete | 2011-01-17 | 2011-05-06 | 2011-06-15 | 2011-06-15
REIPNR-11205 | SREC Solar | BERENATO | MO HAWK FARMS | 7.36 | 0 | Commercial |  | HAMMONTON | 8037 | 19 | GO SOLAR ELECTRIC, LLC | AC Electric | No | Complete | 2011-01-17 | 2011-07-08 | 2011-07-19 | 2011-07-19
REIPNR-11206 | SREC Solar | RODGERS |  | 10.12 | 0 | Residential |  | EGG HARBOR | 8215 | 19 | ACOS ENERGY, LLC | AC Electric | No | Complete | 2011-01-17 | 2011-03-15 | 2011-05-03 | 2011-05-03
REIPNR-11207 | SREC Solar | DOYLE |  | 10.865 | 0 | Residential | 1 | EAST HANOVER | 7936 | 3 | TRINITY HEATING AND AIR | JCP&L | No | Complete | 2011-01-17 | 2011-05-13 | 2011-05-27 | 2011-05-27
REIPNR-11208 | SREC Solar | BERENATO | MO HAWK FARMS | 5.52 | 0 | Residential |  | HAMMONTON | 8037 | 19 | GO SOLAR ELECTRIC, LLC | AC Electric | No | Complete | 2011-01-17 | 2011-07-08 | 2011-08-10 | 2011-08-10
REIPNR-11209 | SREC Solar | KAPLAN |  | 7.52 | 0 | Residential | 1 | ENGLISHTOWN | 7726 | 17 | TRINITY HEATING AND AIR | JCP&L | No | Complete | 2011-01-17 | 2011-06-22 | 2011-07-06 | 2011-07-06
REIPNR-11210 | SREC Solar | BERENATO | MO HAWK FARMS | 39.1 | 0 | Residential |  | HAMMONTON | 8037 | 19 | GO SOLAR ELECTRIC, LLC | AC Electric | No | Complete | 2011-01-17 | 2011-07-08 | 2011-07-21 | 2011-07-21
REIPNR-11211 | SREC Solar | SCHOONOVER |  | 4.6 | 0 | Residential | 1 | FLEMINGTON | 8822 | 4 | TRINITY HEATING AND AIR | JCP&L | No | Complete | 2011-01-17 | 2011-07-05 | 2011-07-13 | 2011-07-13
REIPNR-11213 | SREC Solar | DELANY |  | 7.38 | 0 | Residential | 1 | LUMBERTON | 8048 | 13 | TRINITY HEATING AND AIR | PSE&G BPU | No | Complete | 2011-01-17 | 2011-03-30 | 2011-04-18 | 2011-04-18
REIPNR-11214 | SREC Solar | BERENATO | MO HAWK FARMS | 16.1 | 0 | Commercial |  | HAMMONTON | 8037 | 19 | GO SOLAR ELECTRIC, LLC | AC Electric | No | Complete | 2011-01-17 | 2011-07-08 | 2011-07-19 | 2011-07-19
REIPNR-11217 | SREC Solar | POWER |  | 15.96 | 0 | Residential |  | FLEMINGTON | 8822 | 4 | SUN SAVER SOLAR SYSTEMS 2 | JCP&L | No | Complete | 2011-01-24 | 2011-08-12 | 2011-08-25 | 2011-08-25
REIPNR-11218 | SREC Solar | VITERI |  | 2.94 | 0 | Residential | 0 | FAIR LAWN | 7410 | 7 | 1ST LIGHT ENERGY, INC. | PSE&G BPU | No | Complete | 2011-01-24 | 2011-11-04 | 2012-01-13 | 2012-01-13
REIPNR-11219 | SREC Solar | ACKERMAN |  | 8.05 | 0 | Residential | 0 | MANAHAWKIN | 8050 | 18 | SOLAR MITE SOLUTIONS II | AC Electric | No | Complete | 2011-01-24 | 2011-02-25 | 2011-04-28 | 2011-04-28
REIPNR-11277 | SREC Solar | JONES |  | 9.66 | 0 | Residential |  | SHAMONG | 8088 | 13 | C&F GREEN CONSTRUCTION, LLC | AC Electric | No | Complete | 2011-01-24 | 2011-02-08 | 2011-03-02 | 2011-03-02
REIPNR-11278 | SREC Solar | QUINN |  | 5.376 | 0 | Residential | 0 | WEST DEPTFORD | 8086 | 15 | C&F GREEN CONSTRUCTION, LLC | PSE&G BPU | No | Complete | 2011-01-24 | 2011-08-10 | 2011-09-09 | 2011-09-09
REIPNR-11279 | SREC Solar | ALLEN |  | 5.98 | 0 | Residential |  | CLEMENTON | 8021 | 14 | C&F GREEN CONSTRUCTION, LLC | AC Electric | No | Complete | 2011-01-24 | 2011-12-14 | 2012-02-22 | 2012-02-22
REIPNR-11280 | SREC Solar | TROUT |  | 3.584 | 0 | Residential |  | AUDUBON | 8106 | 14 | DAN MAGUIRE ELECTRIC, LLC | PSE&G BPU | No | Complete | 2011-01-24 | 2011-07-19 | 2011-08-31 | 2011-08-31
REIPNR-11281 | SREC Solar | LANDOLFI |  | 7.56 | 0 | Residential |  | PILESGROVE | 8098 | 16 | PARADISE ENERGY SOLUTIONS, LLC | AC Electric | No | Complete | 2011-01-24 | 2011-02-09 | 2011-03-10 | 2011-03-10
REIPNR-11282 | SREC Solar | MEE |  | 5.184 | 0 | Residential |  | GIBBSTOWN | 8027 | 15 | DAN MAGUIRE ELECTRIC, LLC | AC Electric | No | Complete | 2011-01-24 | 2011-07-28 | 2011-08-31 | 2011-08-31
REIPNR-11283 | SREC Solar | EVANS |  | 2.15 | 0 | Residential |  | WESTVILLE | 8093 | 15 | C&F GREEN CONSTRUCTION, LLC | PSE&G BPU | No | Complete | 2011-01-24 | 2011-08-10 | 2011-09-08 | 2011-09-08
REIPNR-11284 | SREC Solar | FORD |  | 5.04 | 0 | Residential |  | WEST DEPTFORD | 8086 | 15 | C&F GREEN CONSTRUCTION, LLC | PSE&G BPU | No | Complete | 2011-01-24 | 2011-02-04 | 2011-03-23 | 2011-03-23
REIPNR-11285 | SREC Solar | ENGBLOM |  | 10.08 | 0 | Residential |  | CLARKSBORO | 8020 | 15 | C&F GREEN CONSTRUCTION, LLC | AC Electric | No | Complete | 2011-01-24 | 2011-09-15 | 2011-10-26 | 2011-10-26
REIPNR-11287 | SREC Solar | ECKER |  | 9.87 | 0 | Residential |  | WILLIAMSTOWN | 8094 | 15 | DAN MAGUIRE ELECTRIC, LLC | AC Electric | No | Complete | 2011-01-24 | 2011-07-28 | 2011-08-31 | 2011-08-31
REIPNR-11289 | SREC Solar | GIBBONS | ATLANTIC RETINNING & METAL REFURB | 16.28 | 0 | Commercial |  | OAKHURST | 7755 | 17 | SOLULAR LLC/RWD CONSULTANTS | JCP&L | No | Complete | 2011-01-24 | 2011-04-13 | 2011-05-11 | 2011-05-11
REIPNR-11290 | SREC Solar | ALBRECHT |  | 5.04 | 0 | Residential |  | DEPTFORD | 8096 | 15 | C&F GREEN CONSTRUCTION, LLC | PSE&G BPU | No | Complete | 2011-01-24 | 2011-02-09 | 2011-03-23 | 2011-03-23
REIPNR-11291 | SREC Solar | SPULER |  | 3.22 | 0 | Residential |  | MULLICA HILL | 8062 | 15 | C&F GREEN CONSTRUCTION, LLC | AC Electric | No | Complete | 2011-01-24 | 2011-02-09 | 2011-03-23 | 2011-03-23
REIPNR-11292 | SREC Solar | PODRACKY | KEYPORT BOE | 98.7 | 0 | Non Profit | 0 | KEYPORT | 7735 | 17 | RAY ANGELINI, INC. | JCP&L | No | Complete | 2011-01-18 | 2011-03-28 | 2011-05-09 | 2011-05-09
REIPNR-11293 | SREC Solar | PODRACKY | KEYPORT BORO BOARD OF EDUCATION | 8.46 | 0 | Non Profit | 0 | KEYPORT | 7735 | 17 | RAY ANGELINI, INC. | JCP&L | No | Complete | 2011-01-18 | 2011-03-28 | 2011-05-09 | 2011-05-09
REIPNR-11294 | SREC Solar | SCHWARTZBERG | DOW JONES AND COMPANY | 1617.84 | 0 | Commercial |  | SOUTH BRUNSWICK | 8852 | 11 | SUN POWER | PSE&G BPU | No | Complete | 2011-01-18 | 2011-04-04 | 2011-05-03 | 2011-05-03
REIPNR-11295 | SREC Solar | JONES |  | 9.66 | 0 | Residential |  | SHAMONG | 8088 | 13 | C&F GREEN CONSTRUCTION, LLC | AC Electric | No | Complete | 2011-01-24 | 2011-02-08 | 2011-03-02 | 2011-03-02
REIPNR-11296 | SREC Solar | BLACK |  | 5.304 | 0 | Residential |  | LAMBERTVILLE | 8530 | 4 | GLOBAL HOME IMPROVEMENTS | JCP&L | No | Complete | 2011-01-24 | 2011-05-25 | 2011-07-15 | 2011-07-15
REIPNR-11298 | SREC Solar | BACH |  | 8.28 | 0 | Residential | 1 | JAMESBURG | 8831 | 11 | TRINITY HEATING AND AIR | JCP&L | No | Complete | 2011-01-24 | 2011-07-08 | 2011-07-13 | 2011-07-13
REIPNR-11299 | SREC Solar | FAIRTHORNE |  | 8.2 | 0 | Residential | 1 | JACKSON | 8527 | 18 | TRINITY HEATING AND AIR | JCP&L | No | Complete | 2011-01-24 | 2011-07-05 | 2011-08-04 | 2011-08-04
REIPNR-11300 | SREC Solar | DENOBLE |  | 6.56 | 0 | Residential | 1 | JACKSON | 8527 | 18 | TRINITY HEATING AND AIR | JCP&L | No | Complete | 2011-01-24 | 2011-07-22 | 2011-08-03 | 2011-08-03
REIPNR-11301 | SREC Solar | GNIBUS |  | 5.74 | 0 | Residential | 1 | SEWELL | 8080 | 15 | TRINITY HEATING AND AIR | AC Electric | No | Complete | 2011-01-24 | 2011-04-21 | 2011-05-03 | 2011-05-03
REIPNR-11302 | SREC Solar | COHEN |  | 9.66 | 0 | Residential | 1 | LAWRENCE TWP | 8610 | 12 | TRINITY HEATING AND AIR | PSE&G BPU | No | Complete | 2011-01-24 | 2011-06-09 | 2011-06-30 | 2011-06-30
REIPNR-11303 | SREC Solar | CARBONE |  | 4.23 | 0 | Residential | 1 | AUDUBON | 8106 | 14 | TRINITY HEATING AND AIR | PSE&G BPU | No | Complete | 2011-01-24 | 2011-04-21 | 2011-06-03 | 2011-06-03
REIPNR-11304 | SREC Solar | BAUMANN |  | 12.88 | 0 | Residential | 1 | LEBANON | 8833 | 4 | TRINITY HEATING AND AIR | JCP&L | No | Complete | 2011-01-24 | 2011-12-08 | 2011-12-29 | 2011-12-29
REIPNR-11305 | SREC Solar | BROWNE |  | 11.48 | 0 | Residential | 1 | SEWELL | 8080 | 15 | TRINITY HEATING AND AIR | AC Electric | No | Complete | 2011-01-24 | 2011-04-14 | 2011-05-11 | 2011-05-11
REIPNR-11306 | SREC Solar | ROSSI | BPG 5 EXEC LLC | 140.14 | 0 | Commercial | 1 | CHERRY HILL | 8034 | 14 | POWER UP SOLAR | PSE&G BPU | No | Complete | 2011-01-24 | 2011-02-02 | 2011-03-25 | 2011-03-25
REIPNR-11307 | SREC Solar | ADDIS |  | 4.51 | 0 | Residential | 1 | COLUMBUS | 8022 | 13 | TRINITY HEATING AND AIR | PSE&G BPU | No | Complete | 2011-01-24 | 2011-03-31 | 2011-04-18 | 2011-04-18
REIPNR-11308 | SREC Solar | KAUFFMAN | JOHN KAUFFMAN | 32.43 | 0 | Commercial |  | RICHWOOD | 8074 | 15 | SOLAR ELECTRIC, NJ | AC Electric | No | Complete | 2011-01-24 | 2011-06-14 | 2011-07-15 | 2011-07-15
REIPNR-11309 | SREC Solar | MCGOLDRICK |  | 9.87 | 0 | Residential | 1 | MAYS LANDING | 8330 | 19 | TRINITY HEATING AND AIR | AC Electric | No | Complete | 2011-01-24 | 2011-04-14 | 2011-05-11 | 2011-05-11
REIPNR-11310 | SREC Solar | PENDLETON |  | 4.085 | 0 | Residential |  | BORDENTOWN | 8505 | 13 | CORBIN SOLAR SOLUTIONS, LLC | PSE&G BPU | No | Complete | 2011-01-24 | 2011-05-31 | 2011-08-08 | 2011-08-08
REIPNR-11311 | SREC Solar | GEBAUER |  | 5.25 | 0 | Residential | 1 | MIDDLESEX | 8846 | 11 | MERCURY SOLAR SYSTEMS | PSE&G BPU | No | Complete | 2011-01-24 | 2011-05-13 | 2011-05-27 | 2011-05-27
REIPNR-11312 | SREC Solar | HODGSON |  | 6.235 | 0 | Residential | 1 | MANCHESTER | 8757 | 18 | CORBIN SOLAR SOLUTIONS, LLC | JCP&L | No | Complete | 2011-01-24 | 2011-04-29 | 2011-05-12 | 2011-05-12
REIPNR-11314 | SREC Solar | PRZYCHODA |  | 6.45 | 0 | Residential | 1 | WEST CREEK | 8092 | 18 | CORBIN SOLAR SOLUTIONS, LLC | AC Electric | No | Complete | 2011-01-24 | 2011-06-10 | 2011-06-29 | 2011-06-29
REIPNR-11315 | SREC Solar | LAKRITZ |  | 16.56 | 0 | Residential |  | HILLSBOROUGH | 8844 | 5 | SKY HIGH ENERGY, LLC | PSE&G BPU | No | Complete | 2011-01-24 | 2011-05-10 | 2011-07-26 | 2011-07-26
REIPNR-11317 | SREC Solar | CAHILL |  | 5.52 | 0 | Residential | 1 | MIDDLETOWN | 7748 | 17 | RELIABLE POWER SERVICES, INC. | JCP&L | No | Complete | 2011-01-24 | 2011-02-09 | 2011-03-09 | 2011-03-09
REIPNR-11318 | SREC Solar | CAROSELLI |  | 12.3 | 0 | Residential | 1 | FREEHOLD | 7728 | 17 | TRINITY HEATING AND AIR | JCP&L | No | Complete | 2011-01-24 | 2011-07-08 | 2011-08-15 | 2011-08-15
REIPNR-11319 | SREC Solar | CONTO | JOES'S POULTRY C/O S. CONTO | 26.22 | 0 | Commercial | 1 | BUENA | 8310 | 19 | GO SOLAR ELECTRIC, LLC | AC Electric | No | Complete | 2011-01-24 | 2011-07-19 | 2011-08-22 | 2011-08-22
REIPNR-11320 | SREC Solar | MCBRIDE |  | 11.75 | 0 | Residential | 1 | SUCCASSUNA | 7876 | 3 | TRINITY HEATING AND AIR | JCP&L | No | Complete | 2011-01-24 | 2011-05-09 | 2011-06-07 | 2011-06-07
REIPNR-11321 | SREC Solar | BARAI | RAKHEE ENTERPRISES LLC | 8.085 | 0 | Commercial |  | ORANGE | 7050 | 9 | A-TOP ALTERNATIVE ENERGY | PSE&G BPU | No | Complete | 2011-01-24 | 2011-12-30 | 2012-01-24 | 2012-01-24
REIPNR-11322 | SREC Solar | HARTLEY |  | 6.125 | 0 | Residential |  | MT LAUREL | 8054 | 13 | CORBIN SOLAR SOLUTIONS, LLC | PSE&G BPU | No | Complete | 2011-01-24 | 2011-04-14 | 2011-04-22 | 2011-04-22
REIPNR-11323 | SREC Solar | MIRAGLIOTTA | MIRA PLASTICS CO INC | 215.6 | 0 | Commercial |  | NEWTON | 7860 | 1 | LB ELECTRIC CO. LLC | JCP&L | No | Complete | 2011-01-24 | 2011-06-22 | 2011-07-06 | 2011-07-06
REIPNR-11324 | SREC Solar | BATTEL | BETH BATTEL BARN | 27.12 | 0 | Commercial |  | ROOSEVELT | 8555 | 17 | TRINITY HEATING AND AIR | JCP&L | No | Complete | 2011-01-24 | 2012-01-12 | 2012-02-02 | 2012-02-02
REIPNR-11325 | SREC Solar | KRAUSE |  | 3.69 | 0 | Residential |  | NORTH CALDWELL | 7006 | 9 | TRINITY HEATING AND AIR | PSE&G BPU | No | Complete | 2011-01-24 | 2011-04-06 | 2011-04-21 | 2011-04-21
REIPNR-11326 | SREC Solar | WEISENSTEIN |  | 9.4 | 0 | Residential |  | SWEDESBORO | 8085 | 15 | TRINITY HEATING AND AIR | AC Electric | No | Complete | 2011-01-24 | 2011-02-25 | 2011-05-03 | 2011-05-03
REIPNR-11327 | SREC Solar | GUMANI | SRG1, LLC | 23.76 | 0 | Commercial |  | EDISON | 8837 | 11 | KRN CONTRACTORS, LLC | PSE&G BPU | No | Complete | 2011-01-24 | 2011-07-18 | 2011-07-27 | 2011-07-27
REIPNR-11328 | SREC Solar | DEVERS |  | 20.9 | 0 | Residential |  | WILLIAMSTOWN | 8094 | 15 | ACCREDITED SOLAR AND WIND | AC Electric | No | Complete | 2011-01-24 | 2012-03-09 | 2012-07-20 | 2012-07-20
REIPNR-11329 | SREC Solar | SMITH | ADVANCED BENEFIT SERVICES, INC | 17.625 | 0 | Commercial |  | PITMAN | 8071 | 15 | SOLAR WORKS NJ | AC Electric | No | Complete | 2011-01-24 | 2011-06-14 | 2011-08-02 | 2011-08-02
REIPNR-11342 | SREC Solar | CONNELLY | MATRIX INDUSTRIAL A LLC | 1687.95 | 0 | Commercial |  | PERTH AMBOY | 8861 | 11 | ENXCO DEVELOPMENT CORPORATION | PSE&G BPU | Yes | Complete | 2011-01-24 | 2011-01-25 | 2011-03-25 | 2011-03-25
REIPNR-11343 | SREC Solar | BONANNO | BONANNO REAL ESTATE GRP | 177.19 | 0 | Commercial |  | RIDGEFIELD | 7657 | 7 | VANGUARD ENERGY PARTNERS, LLC | PSE&G BPU | No | Complete | 2011-01-31 | 2011-12-16 | 2012-01-19 | 2012-01-19
REIPNR-11345 | SREC Solar | DEVITO | DESGARDEAN | 71.76 | 0 | Commercial |  | UNION | 7083 | 10 | MARIO TORES LLC | PSE&G BPU | No | Complete | 2011-01-31 | 2012-08-17 | 2012-08-29 | 2012-08-29
REIPNR-11346 | SREC Solar | MICHAL |  | 20.47 | 0 | Farm |  | ROBBINSVILLE | 8691 | 12 | FUTURE SOLUTIONS CONTRACTING, LLC | JCP&L | No | Complete | 2011-01-31 | 2012-02-08 | 2012-03-02 | 2012-03-02
REIPNR-11348 | SREC Solar | FARINO | TRI-COUNTY FIRE COMPANY | 9.9 | 0 | Non Profit |  | HACKETTSTOWN | 7840 | 2 | SUN FARM NETWORK | JCP&L | No | Complete | 2011-01-31 | 2011-09-14 | 2011-09-23 | 2011-09-23
REIPNR-11350 | SREC Solar | SCHWINDER | GOLDEN FLUFF | 72 | 0 | Commercial |  | LAKEWOOD | 8701 | 18 | AROSA SOLAR ENERGY SYSTEMS INC. | JCP&L | No | Complete | 2011-01-31 | 2011-07-12 | 2011-08-05 | 2011-08-05
REIPNR-11351 | SREC Solar | HEINIE | VANTAGE TOOL & MANUFACTURING | 104.198 | 0 | Commercial |  | WARREN | 7059 | 5 | NEW GENERATION ENERGY & ENVIRONMENT II | JCP&L | No | Complete | 2011-01-31 | 2011-05-31 | 2011-07-06 | 2011-07-06
REIPNR-11352 | SREC Solar | NAZARIAN | PARSONS VILLAGE OWNERS INC. | 5.17 | 0 | Commercial |  | MORRISTOWN | 7960 | 3 | CLEAN ENERGY USA | JCP&L | No | Complete | 2011-01-31 | 2011-07-13 | 2011-07-26 | 2011-07-26
REIPNR-11353 | SREC Solar | LACAMERA | AUTO RESRCE CENTER OF HUNTERDON | 121.68 | 0 | Commercial | 1 | LEBANON | 8833 | 4 | VANGUARD ENERGY PARTNERS, LLC | JCP&L | No | Complete | 2011-01-31 | 2012-05-16 | 2012-05-30 | 2012-05-30
REIPNR-11355 | SREC Solar | HARMENING | HOLLOW TREE LLC | 34.56 | 0 | Commercial |  | EASTAMPTON | 8060 | 13 | 4BESTSOLAR, LLC | PSE&G BPU | No | Complete | 2011-01-31 | 2012-01-17 | 2012-02-24 | 2012-02-24
REIPNR-11357 | SREC Solar | POVSE |  | 12.255 | 0 | Residential | 1 | ABSECON | 8201 | 19 | RENERGY, INC. | AC Electric | No | Complete | 2011-01-31 | 2011-04-25 | 2011-05-11 | 2011-05-11
REIPNR-11359 | SREC Solar | PETTINELLI | MARINA ENERGY, LLC | 2365.09 | 0 | Commercial |  | EGG HARBOR TWP | 8234 | 19 | CAMBRIA SOLAR LLC | AC Electric | No | Complete | 2011-01-31 | 2012-03-19 | 2012-04-22 | 2012-04-22
REIPNR-11360 | SREC Solar | BILUCK | MEDFORD BOE | 203.84 | 0 | Commercial | 1 | MEDFORD | 8055 | 13 | RAY ANGELINI II | PSE&G BPU | No | Complete | 2011-01-31 | 2011-08-30 | 2011-10-31 | 2011-10-31
REIPNR-11361 | SREC Solar | WESTRA | WAYNE TILE COMPANY | 149.695 | 0 | Commercial |  | WAYNE | 7470 | 6 | RENEWABLE POWER | PSE&G BPU | No | Complete | 2011-01-31 | 2011-07-27 | 2011-08-29 | 2011-08-29
REIPNR-11362 | SREC Solar | NO | POWER SOLAR LLC | 5.98 | 0 | Commercial |  | WEST MILFORD | 7480 | 6 | SELF INSTALL | Orange & Rockland Elec | No | Complete | 2011-01-31 | 2011-12-21 | 2012-01-20 | 2012-01-20
REIPNR-11363 | SREC Solar | GALLAGHER | TOWNSHIP OF WINSLOW | 46.08 | 0 | Government Facility |  | ATCO | 8004 | 14 | MERIDIAN PROPERTY SRVICES, INC | AC Electric | No | Complete | 2011-01-31 | 2011-08-09 | 2011-08-22 | 2011-08-22
REIPNR-11364 | SREC Solar | BILUCK | MEDFORD BOE | 457.31 | 0 | Commercial | 1 | MEDFORD | 8055 | 13 | RAY ANGELINI II | PSE&G BPU | No | Complete | 2011-01-31 | 2011-08-31 | 2011-10-12 | 2011-10-12
REIPNR-11365 | SREC Solar | GASTGABER |  | 6.44 | 0 | Residential | 1 | POINT PLEASANT | 8742 | 18 | RELIABLE POWER SERVICES, INC. | JCP&L | No | Complete | 2011-01-31 | 2011-03-09 | 2011-04-21 | 2011-04-21
REIPNR-11366 | SREC Solar | REMALY | LABERN REALTY | 104.832 | 0 | Commercial |  | BRANCHBURG | 8876 | 5 | VANGUARD ENERGY PARTNERS, LLC | JCP&L | No | Complete | 2011-01-31 | 2011-03-30 | 2011-04-18 | 2011-04-18
REIPNR-11368 | SREC Solar | VERILLO |  | 7.13 | 0 | Residential | 1 | BRICK | 7724 | 17 | RELIABLE POWER SERVICES, INC. | JCP&L | No | Complete | 2011-01-31 | 2011-02-10 | 2011-03-08 | 2011-03-08
REIPNR-11369 | SREC Solar | PETTINELLI | MARINA ENERGY LLC | 1689.35 | 0 | Commercial |  | EGG HARBOR TWP | 8234 | 19 | CAMBRIA SOLAR LLC | AC Electric | No | Complete | 2011-01-31 | 2011-06-07 | 2012-02-10 | 2012-02-10
REIPNR-11370 | SREC Solar | GOETSCHALCKX |  | 6.3 | 0 | Residential |  | NEWARK | 7108 | 9 | 1ST LIGHT ENERGY, INC. | PSE&G BPU | No | Complete | 2011-01-31 | 2011-08-25 | 2011-10-21 | 2011-10-21
REIPNR-11373 | SREC Solar | MOTTLEY |  | 5.735 | 0 | Residential | 1 | RIVERDALE | 7675 | 7 | MERCURY SOLAR SYSTEMS | PSE&G BPU | No | Complete | 2011-01-31 | 2011-05-11 | 2011-05-27 | 2011-05-27
REIPNR-11374 | SREC Solar | NOVEMBER | CARD ACCESS | 19.74 | 0 | Commercial | 1 | EATONTOWN | 7724 | 17 | TRINITY HEATING AND AIR | JCP&L | No | Complete | 2011-01-31 | 2011-12-08 | 2012-01-04 | 2012-01-04
REIPNR-11375 | SREC Solar | NOVEMBER | PAW BIOSCIENCE | 6.11 | 0 | Commercial | 1 | EATONTOWN | 7724 | 17 | TRINITY HEATING AND AIR | JCP&L | No | Complete | 2011-01-31 | 2011-12-08 | 2012-01-04 | 2012-01-04
REIPNR-11376 | SREC Solar | MEHMET | PHILADELPHIA SIGN COMPANY | 910.1 | 0 | Commercial |  | PENNSAUKEN | 8110 | 14 | 1ST AMERICAN SOLAR | PSE&G BPU | No | Complete | 2011-01-31 | 2011-06-22 | 2011-08-04 | 2011-08-04
REIPNR-11377 | SREC Solar | NOVEMBER | EATON HOLDINGS LLC | 6.11 | 0 | Commercial | 1 | EATONTOWN | 7724 | 17 | TRINITY HEATING AND AIR | JCP&L | No | Complete | 2011-01-24 | 2011-12-08 | 2012-01-04 | 2012-01-04
REIPNR-11379 | SREC Solar | NOVEMBER | EATON HOLDINGS, LLC | 21.15 | 0 | Commercial | 1 | EATONTOWN | 7724 | 17 | TRINITY HEATING AND AIR | JCP&L | No | Complete | 2011-01-31 | 2011-12-08 | 2012-01-04 | 2012-01-04
REIPNR-11380 | SREC Solar | NOVEMBER | EATON HOLDINGS, LLC | 15.275 | 0 | Commercial | 1 | EATONTOWN | 7724 | 17 | TRINITY HEATING AND AIR | JCP&L | No | Complete | 2011-01-31 | 2011-12-08 | 2012-01-04 | 2012-01-04
REIPNR-11382 | SREC Solar | DOUGLAS | JBS ASSOCIATES, LLC | 674.96 | 0 | Commercial | 1 | BRANCHBURG | 8853 | 5 | SOVERIGN CONSULTING, INC | JCP&L | No | Complete | 2011-01-31 | 2012-02-02 | 2012-03-08 | 2012-03-08
REIPNR-11384 | SREC Solar | NAZARIAN | PARSONS VILLAGE OWNERS, INC | 17.39 | 0 | Commercial |  | MORRISTOWN | 7960 | 3 | CLEAN ENERGY USA | JCP&L | No | Complete | 2011-01-31 | 2011-07-13 | 2011-07-26 | 2011-07-26
REIPNR-11386 | SREC Solar | NAZARIAN | PARSONS VILLAGE OWNERS INC. | 4.7 | 0 | Commercial |  | MORRISTOWN | 7960 | 3 | CLEAN ENERGY USA | JCP&L | No | Complete | 2011-01-31 | 2011-07-13 | 2011-07-26 | 2011-07-26
REIPNR-11387 | SREC Solar | STOVER | WILLIAMS-SONOMA INC. | 3548.415 | 0 | Commercial | 1 | JAMESBURG | 8831 | 11 | RAY ANGELINI, INC. | JCP&L | No | Complete | 2011-01-31 | 2012-02-13 | 2012-03-08 | 2012-03-08
REIPNR-11388 | SREC Solar | NAZARIAN | PARSONS VILLAGE OWNERS, INC | 7.05 | 0 | Commercial |  | MORRISTOWN | 7960 | 3 | CLEAN ENERGY USA | JCP&L | No | Complete | 2011-01-31 | 2011-07-13 | 2011-07-26 | 2011-07-26
REIPNR-11389 | SREC Solar | NAZARIAN | PARSONS VILLAGE OWNERS INC. | 17.39 | 0 | Commercial |  | MORRISTOWN | 7960 | 3 | CLEAN ENERGY USA | JCP&L | No | Complete | 2011-01-31 | 2011-07-13 | 2011-07-26 | 2011-07-26
REIPNR-11390 | SREC Solar | RUDD |  | 7.79 | 0 | Residential | 1 | PINE BEACH | 8741 | 18 | TRINITY HEATING AND AIR | JCP&L | No | Complete | 2011-01-31 | 2011-10-12 | 2011-11-10 | 2011-11-10
REIPNR-11393 | SREC Solar | EVERS | TOWNSHIP OF PISCATAWAY | 83.16 | 0 | Government Facility |  | PISCATAWAY | 8554 | 13 | MANOR II ELECTRIC, INC | PSE&G BPU | No | Complete | 2011-01-31 | 2011-04-28 | 2011-06-03 | 2011-06-03
REIPNR-11395 | SREC Solar | TOWER | ADVANTAGE RENTAL CENTER INC. | 286.72 | 0 | Commercial | 1 | SEAVILLE | 8230 | 21 | GO SOLAR ELECTRIC, LLC | AC Electric | No | Complete | 2011-01-31 | 2012-11-06 | 2012-11-16 | 2012-11-16
REIPNR-11397 | SREC Solar | TOWER | ADVANTAGE RENTAL CENTER INC. | 10.88 | 0 | Commercial | 1 | SEAVILLE | 8230 | 21 | GO SOLAR ELECTRIC, LLC | AC Electric | No | Complete | 2011-01-31 | 2012-11-06 | 2012-11-16 | 2012-11-16
REIPNR-11404 | SREC Solar | ZBORAY |  | 10.26 | 0 | Residential | 1 | BARNEGAT | 8005 | 18 | SUNRAY SOLAR, INC. | JCP&L | No | Complete | 2011-01-31 | 2011-09-02 | 2011-10-26 | 2011-10-26
REIPNR-11406 | SREC Solar | MAXIMUCK |  | 18.48 | 0 | Residential |  | STOCKTON | 8859 | 11 | MOORE ENERGY LLC. | JCP&L | No | Complete | 2011-01-31 | 2011-04-20 | 2011-09-23 | 2011-09-23
REIPNR-11409 | SREC Solar | WADLER | INDOOR SPORT PAVILLIAN ENERGY, LL | 358.176 | 0 | Commercial |  | RANDOLPH | 7869 | 3 | VANGUARD ENERGY PARTNERS, LLC | JCP&L | No | Complete | 2011-01-31 | 2011-02-24 | 2011-03-24 | 2011-03-24
REIPNR-11410 | SREC Solar | HEMA |  | 11.285 | 0 | Residential |  | FLEMINGTON | 8822 | 4 | AROSA SOLAR ENERGY, INC | JCP&L | No | Complete | 2011-01-31 | 2011-03-02 | 2011-04-28 | 2011-04-28
REIPNR-11411 | SREC Solar | MOHAN |  | 6.05 | 0 | Residential |  | PRINCETON | 8540 | 12 | SKY HIGH ENERGY, LLC | PSE&G BPU | No | Complete | 2011-01-31 | 2011-10-26 | 2011-10-31 | 2011-10-31
REIPNR-11412 | SREC Solar | BEALE | PREFERRED UNLIMITED | 5226.48 | 0 | Commercial | 1 | WEST DEPTFORD TWSP | 8066 | 15 | SUNPOWER CORPORATION, SYSTEMS | PSE&G BPU | No | Complete | 2011-01-31 | 2011-06-10 | 2011-07-21 | 2011-07-21
REIPNR-11414 | SREC Solar | MCCARTHY |  | 18.33 | 0 | Residential |  | LUMBERTON | 8048 | 13 | EASTERN ENERGY SERVICES | PSE&G BPU | No | Complete | 2011-01-31 | 2011-08-23 | 2011-09-19 | 2011-09-19
REIPNR-11415 | SREC Solar | NAPIER | GARFIELD PARK ACADEMY | 253.565 | 0 | Commercial | 1 | WILLINGBORO | 8046 | 13 | TRINITY HEATING AND AIR | PSE&G BPU | No | Complete | 2011-01-31 | 2011-06-07 | 2011-07-12 | 2011-07-12
REIPNR-11416 | SREC Solar | LEMATTY |  | 12.65 | 0 | Residential | 1 | FAIRTON | 8320 | 20 | GO SOLAR ELECTRIC, LLC | AC Electric | No | Complete | 2011-01-31 | 2012-08-16 | 2012-08-29 | 2012-08-29
REIPNR-11417 | SREC Solar | MAYHEW |  | 12.65 | 0 | Residential |  | STOW CREEK | 8302 | 20 | GO SOLAR ELECTRIC, LLC | AC Electric | No | Complete | 2011-01-31 | 2011-08-16 | 2011-08-23 | 2011-08-23
REIPNR-11418 | SREC Solar | MAYHEW | ROBERT MAYHEW LLC | 56.12 | 0 | Commercial |  | STOW CREEK | 8302 | 20 | GO SOLAR ELECTRIC, LLC | AC Electric | No | Complete | 2011-01-31 | 2011-08-12 | 2011-08-25 | 2011-08-25
REIPNR-11419 | SREC Solar | PLINIO |  | 20.24 | 0 | Residential | 0 | MANALAPAN | 7726 | 17 | GONE GREEN TECHNOLOGIES | JCP&L | No | Complete | 2011-01-31 | 2011-06-01 | 2011-08-10 | 2011-08-10
REIPNR-11421 | SREC Solar | DUTTA |  | 6.9 | 0 | Residential |  | HOPEWELL | 8560 | 12 | SKY HIGH ENERGY, LLC | PSE&G BPU | No | Complete | 2011-01-31 | 2011-09-13 | 2011-09-23 | 2011-09-23
REIPNR-11422 | SREC Solar | CHARISH |  | 9.66 | 0 | Residential |  | LAKEWOOD | 8701 | 18 | POWERLUTIONS, LLC | JCP&L | No | Complete | 2011-01-31 | 2011-07-26 | 2011-09-06 | 2011-09-06
REIPNR-11423 | SREC Solar | NIERENBERG | RARITAN VALLEY AIR INC. | 23.37 | 0 | Commercial | 1 | MONTGOMERY TWP. | 8540 | 12 | TRINITY HEATING AND AIR | PSE&G BPU | No | Complete | 2011-01-31 | 2011-11-14 | 2011-12-14 | 2011-12-14
REIPNR-11424 | SREC Solar | NIERENBERG | WEST HANGER | 5.74 | 0 | Commercial | 1 | MONTGOMERY TWP. | 8540 | 12 | TRINITY HEATING AND AIR | PSE&G BPU | No | Complete | 2011-01-31 | 2011-11-14 | 2011-12-14 | 2011-12-14
REIPNR-11427 | SREC Solar | OKESON | EAST COAST ALTERNATIVE ENERGY | 3.5 | 0 | Commercial |  | SPARTA | 7871 | 1 | SELF INSTALL | JCP&L | No | Complete | 2011-01-31 | 2011-04-14 | 2011-06-07 | 2011-06-07
REIPNR-11429 | SREC Solar | WRIGHT | THE PRESBYTERIAN HOME AT MONTGO | 222.75 | 0 | Commercial | 1 | MONTGOMERY TWP | 8558 | 5 | ABSOLUTELY ENERGIZED SOLAR, LLC | PSE&G BPU | No | Complete | 2011-01-31 | 2011-10-07 | 2011-10-21 | 2011-10-21
REIPNR-11430 | SREC Solar | WRIGHT | THE PRESBYTERIAN HOME AT MONTGO | 256.5 | 0 | Commercial | 1 | SKILLMAN | 8558 | 5 | ABSOLUTELY ENERGIZED SOLAR, LLC | PSE&G BPU | No | Complete | 2011-01-31 | 2011-09-22 | 2011-10-04 | 2011-10-04
REIPNR-11431 | SREC Solar | WRIGHT | THE PRESBYTERIAN HOME | 209.25 | 0 | Commercial | 1 | SKILLMAN | 8558 | 5 | ABSOLUTELY ENERGIZED SOLAR, LLC | PSE&G BPU | No | Complete | 2011-01-31 | 2011-09-22 | 2011-09-29 | 2011-09-29
REIPNR-11432 | SREC Solar | VARAVA |  | 4.51 | 0 | Residential | 1 | COLUMBUS | 8022 | 13 | TRINITY HEATING AND AIR | PSE&G BPU | No | Complete | 2011-01-31 | 2011-08-29 | 2011-10-17 | 2011-10-17
REIPNR-11433 | SREC Solar | LISI |  | 7.79 | 0 | Residential | 1 | MT. ARLINGTON | 7856 | 3 | TRINITY HEATING AND AIR | JCP&L | No | Complete | 2011-01-31 | 2011-07-19 | 2011-07-27 | 2011-07-27
REIPNR-11434 | SREC Solar | SAROKA |  | 3.76 | 0 | Residential | 1 | EAST BRUSNWICK | 8816 | 11 | TRINITY HEATING AND AIR | PSE&G BPU | No | Complete | 2011-01-31 | 2011-05-02 | 2011-05-12 | 2011-05-12
REIPNR-11435 | SREC Solar | O'BRIEN |  | 6.97 | 0 | Residential | 1 | HOWELL | 7731 | 17 | TRINITY HEATING AND AIR | JCP&L | No | Complete | 2011-01-31 | 2011-05-06 | 2011-06-15 | 2011-06-15
REIPNR-11436 | SREC Solar | WHITEHEAD |  | 5.06 | 0 | Residential | 1 | SEWELL | 8080 | 15 | TRINITY HEATING AND AIR | AC Electric | No | Complete | 2011-01-31 | 2012-01-23 | 2012-02-24 | 2012-02-24
REIPNR-11437 | SREC Solar | GOLDSTEIN | GAT4EWAY TREATMENT PROGRAM | 48.295 | 0 | Commercial |  | OCEAN | 7712 | 17 | ADVANCED SOLAR & ENERGY SOLUTIONS | JCP&L | No | Complete | 2011-01-31 | 2011-05-12 | 2011-08-03 | 2011-08-03
REIPNR-11438 | SREC Solar | DI MAIO |  | 6.11 | 0 | Residential | 1 | EGG HARBOR TWP | 8234 | 19 | TRINITY HEATING AND AIR | AC Electric | No | Complete | 2011-01-31 | 2011-06-09 | 2011-06-30 | 2011-06-30
REIPNR-11439 | SREC Solar | JESACHER | JESE LLC | 75.6 | 0 | Commercial |  | MIDDLESEX | 8846 | 11 | KRN CONTRACTORS, LLC | PSE&G BPU | No | Complete | 2011-01-31 | 2011-04-15 | 2011-04-22 | 2011-04-22
REIPNR-11440 | SREC Solar | MOLINELLI |  | 8.28 | 0 | Residential | 1 | VINELAND | 8360 | 20 | MERCURY SOLAR SYSTEMS | AC Electric | No | Complete | 2011-01-31 | 2011-03-03 | 2011-04-21 | 2011-04-21
REIPNR-11441 | SREC Solar | SMITH |  | 5.98 | 0 | Residential |  | COOKSTOWN | 8511 | 13 | FUTURE SOLUTIONS CONTRACTING, LLC | JCP&L | No | Complete | 2011-01-31 | 2011-07-13 | 2011-11-09 | 2011-11-09
REIPNR-11442 | SREC Solar | SMITH |  | 12.88 | 0 | Residential |  | COOKSTOWN | 8511 | 13 | FUTURE SOLUTIONS CONTRACTING, LLC | JCP&L | No | Complete | 2011-01-31 | 2011-07-13 | 2011-11-09 | 2011-11-09
REIPNR-11444 | SREC Solar | GINDI |  | 12.6 | 0 | Residential | 1 | LONG BRANCH | 7740 | 17 | PURHARVEST ENERGY, LLC LAKEWOOD | JCP&L | No | Complete | 2011-01-31 | 2011-02-25 | 2011-06-29 | 2011-06-29
REIPNR-11445 | SREC Solar | ROCHWARGER |  | 9.9 | 0 | Residential |  | LAKEWOOD | 8701 | 18 | PURHARVEST ENERGY, LLC LAKEWOOD | JCP&L | No | Complete | 2011-01-31 | 2011-02-10 | 2011-03-08 | 2011-03-08
REIPNR-11446 | SREC Solar | MEYERS | SEEMAN BROTHERS | 213.85 | 0 | Commercial |  | MATAWAN | 7747 | 17 | GREEN ENERGY SYSTEMS LLC | JCP&L | No | Complete | 2011-01-31 | 2011-06-30 | 2011-08-15 | 2011-08-15
REIPNR-11447 | SREC Solar | SPADONE | REDFIELD FARM LLC | 8.225 | 0 | Farm |  | CALIFON | 7830 | 4 | EAST COAST ALTERNATIVE ENERGY | JCP&L | No | Complete | 2011-01-31 | 2012-12-10 | 2012-12-18 | 2012-12-18
REIPNR-11448 | SREC Solar | SPADONE | REDFIELD FARM LLC | 15.51 | 0 | Farm |  | CALIFON | 7830 | 4 | EAST COAST ALTERNATIVE ENERGY | JCP&L | No | Complete | 2011-01-31 | 2012-11-29 | 2012-12-10 | 2012-12-10
REIPNR-11449 | SREC Solar | SPADONE | REDFIELD FARM LLC | 26.79 | 0 | Farm |  | CALIFON | 7830 | 4 | EAST COAST ALTERNATIVE ENERGY | JCP&L | No | Complete | 2011-01-31 | 2012-11-29 | 2012-12-10 | 2012-12-10
REIPNR-11450 | SREC Solar | CARSON |  | 3.78 | 0 | Residential |  | RAHWAY | 7065 | 10 | 1ST LIGHT ENERGY, INC. | PSE&G BPU | No | Complete | 2011-01-31 | 2011-04-13 | 2011-07-13 | 2011-07-13
REIPNR-11454 | SREC Solar | LIGGETT | ENGINEERED COMPONENTS INC. | 43.68 | 0 | Commercial |  | THREE BRIDGES | 8887 | 4 | SUN FARM NETWORK | JCP&L | No | Complete | 2011-01-31 | 2011-08-22 | 2011-09-29 | 2011-09-29
REIPNR-11455 | SREC Solar | KELLER | AT&T CORP. | 106.925 | 0 | Commercial | 1 | FREEHOLD | 7728 | 17 | NVT LICENSES, LLC | JCP&L | No | Complete | 2011-01-31 | 2012-05-07 | 2012-05-21 | 2012-05-21
REIPNR-11456 | SREC Solar | VENNER |  | 8.6 | 0 | Residential | 1 | GREENBROOK | 8812 | 11 | A-TOP ALTERNATIVE ENERGY | PSE&G BPU | No | Complete | 2011-01-31 | 2011-04-20 | 2011-05-27 | 2011-05-27
REIPNR-11458 | SREC Solar | GIROEHRER | MEDFORD LAKES BOE | 245.34 | 0 | Commercial | 1 | MEDFORD LAKES | 8055 | 13 | RAY ANGELINI, INC. | PSE&G BPU | No | Complete | 2011-01-31 | 2011-09-22 | 2011-09-29 | 2011-09-29
REIPNR-11459 | SREC Solar | KELLER | AT&T CORP. | 239.85 | 0 | Commercial | 1 | TRENTON | 8690 | 12 | NVT LICENSES, LLC | JCP&L | No | Complete | 2011-01-31 | 2011-08-25 | 2011-10-21 | 2011-10-21
REIPNR-11462 | SREC Solar | KHAN |  | 2.795 | 0 | Residential | 1 | TEANECK | 7666 | 7 | ALTERNATIVE LIGHT & ENERGY SOLUTIONS | PSE&G BPU | No | Complete | 2011-01-31 | 2011-03-17 | 2011-06-07 | 2011-06-07
REIPNR-11463 | SREC Solar | VALDATA |  | 12.65 | 0 | Residential |  | EAST BRUNSWICK | 8810 | 11 | SKY HIGH ENERGY, LLC | PSE&G BPU | No | Complete | 2011-01-31 | 2011-08-22 | 2011-09-01 | 2011-09-01
REIPNR-11464 | SREC Solar | GORN |  | 9.45 | 0 | Residential |  | RIVER EDGE | 7661 | 7 | MERCURY SOLAR SYSTEMS | PSE&G BPU | No | Complete | 2011-01-31 | 2011-02-24 | 2011-03-24 | 2011-03-24
REIPNR-11465 | SREC Solar | TEKELENBURG |  | 6.9 | 0 | Residential |  | MAYS LANDING | 8330 | 19 | MERCURY SOLAR SYSTEMS | AC Electric | No | Complete | 2011-01-31 | 2011-02-24 | 2011-03-25 | 2011-03-25
REIPNR-11466 | SREC Solar | NEAL |  | 14.1 | 0 | Residential |  | PITTSTOWN | 8867 | 4 | TAFROW ELECTRIC | JCP&L | No | Complete | 2011-01-31 | 2011-06-29 | 2011-09-19 | 2011-09-19
REIPNR-11468 | SREC Solar | GOLD | WILLIAM J. GOLD ESQ | 9.99 | 0 | Commercial |  | HARWICK | 7825 | 2 | SOLAR ENERGY IS POWER INC. | JCP&L | No | Complete | 2011-01-31 | 2011-04-20 | 2011-06-15 | 2011-06-15
REIPNR-11469 | SREC Solar | MELSON |  | 11.28 | 0 | Residential |  | WOODSTOWN | 8098 | 16 | RCL ENTERPRISES INC. | AC Electric | No | Complete | 2011-01-31 | 2011-05-03 | 2011-05-13 | 2011-05-13
REIPNR-11470 | SREC Solar | SNOW |  | 12.42 | 0 | Residential | 1 | EDGEWATER PARK | 8010 | 13 | RCL ENTERPRISES INC. | PSE&G BPU | No | Complete | 2011-01-31 | 2011-05-25 | 2011-06-10 | 2011-06-10
REIPNR-11471 | SREC Solar | CORDWELL |  | 4.44 | 0 | Residential |  | WRIGHTSTOWN | 8562 | 13 | FUTURE SOLUTIONS CONTRACTING, LLC | JCP&L | No | Complete | 2011-01-31 | 2011-10-14 | 2011-10-26 | 2011-10-26
REIPNR-11472 | SREC Solar | CORDWELL |  | 11.47 | 0 | Residential |  | WRIGHTSTOWN | 8562 | 13 | FUTURE SOLUTIONS CONTRACTING, LLC | JCP&L | No | Complete | 2011-01-31 | 2012-01-30 | 2012-03-02 | 2012-03-02
REIPNR-11473 | SREC Solar | CONLON |  | 19.992 | 0 | Residential |  | HILLSBOROUGH | 8844 | 5 | GEOPEAK ENERGY LLC | PSE&G BPU | No | Complete | 2011-01-31 | 2011-05-12 | 2011-05-27 | 2011-05-27
REIPNR-11474 | SREC Solar | BROWN | NJ CARDIOLOGY ASSOC. | 137.475 | 0 | Commercial |  | WEST ORANGE | 7052 | 9 | GEOSCAPE SOLAR | PSE&G BPU | No | Complete | 2011-01-31 | 2011-11-14 | 2011-12-06 | 2011-12-06
REIPNR-11477 | SREC Solar | SCOTT |  | 9.6 | 0 | Residential |  | BEACH HAVEN WEST | 8050 | 18 | CORBIN SOLAR SOLUTIONS, LLC | AC Electric | No | Complete | 2011-01-31 | 2011-06-10 | 2011-07-12 | 2011-07-12
REIPNR-11478 | SREC Solar | PROUFLIAS |  | 8.815 | 0 | Residential |  | EDISON | 8817 | 11 | CORBIN SOLAR SOLUTIONS, LLC | PSE&G BPU | No | Complete | 2011-01-31 | 2011-05-05 | 2011-05-26 | 2011-05-26
REIPNR-11479 | SREC Solar | KERNAN |  | 13.395 | 0 | Residential |  | POLE TAVERN | 8318 | 16 | RCL ENTERPRISES INC. | AC Electric | No | Complete | 2011-01-31 | 2011-05-03 | 2011-05-13 | 2011-05-13
REIPNR-11480 | SREC Solar | MORRISSOY | JDM MATERIALS/WARD SAND | 140.53 | 0 | Commercial | 1 | VINCETOWN | 8088 | 13 | PALMIERI SOLAR SOLUTIONS | AC Electric | No | Complete | 2011-01-31 | 2011-10-12 | 2011-11-29 | 2011-11-29
REIPNR-11483 | SREC Solar | DOUGHERTY | DYNATEC | 16.1 | 0 | Commercial |  | BURLINGTON TWP | 8016 | 13 | QUANTUM SOLAR SOLUTIONS | PSE&G BPU | No | Complete | 2011-01-31 | 2011-12-16 | 2012-01-20 | 2012-01-20
REIPNR-11484 | SREC Solar | BAHR |  | 18.9 | 0 | Residential |  | HILLSBOROUGH | 8848 | 4 | 1ST LIGHT ENERGY, INC. | PSE&G BPU | No | Complete | 2011-01-31 | 2011-06-22 | 2011-08-17 | 2011-08-17
REIPNR-11485 | SREC Solar | GIARRATANO |  | 8.82 | 0 | Residential |  | MONMOUTH JUNCTION | 8852 | 11 | 1ST LIGHT ENERGY, INC. | PSE&G BPU | No | Complete | 2011-01-31 | 2011-05-24 | 2011-08-22 | 2011-08-22
REIPNR-11486 | SREC Solar | STAMPFEL |  | 8.2 | 0 | Residential | 1 | HOWELL | 7731 | 17 | TRINITY HEATING AND AIR | JCP&L | No | Complete | 2011-02-08 | 2011-04-04 | 2011-04-18 | 2011-04-18
REIPNR-11487 | SREC Solar | BEGG | AETNA ROOFING CORP | 45.54 | 0 | Commercial |  | TRENTON | 8609 | 12 | MERCURY SOLAR SYSTEMS | PSE&G BPU | No | Complete | 2011-02-08 | 2011-09-06 | 2011-09-09 | 2011-09-09
REIPNR-11488 | SREC Solar | LEVY |  | 7.38 | 0 | Residential | 1 | SEWELL | 8080 | 15 | TRINITY HEATING AND AIR | AC Electric | No | Complete | 2011-02-08 | 2011-07-18 | 2011-07-27 | 2011-07-27
REIPNR-11489 | SREC Solar | SUABEDISSEN |  | 3.69 | 0 | Residential | 1 | BORDENTOWN | 8505 | 13 | TRINITY HEATING AND AIR | PSE&G BPU | No | Complete | 2011-02-08 | 2011-05-31 | 2011-06-29 | 2011-06-29
REIPNR-11490 | SREC Solar | MCDONALD |  | 5.74 | 0 | Residential | 1 | COLUMBUS | 8022 | 13 | TRINITY HEATING AND AIR | PSE&G BPU | No | Complete | 2011-02-08 | 2011-03-31 | 2011-04-18 | 2011-04-18
REIPNR-11491 | SREC Solar | LEONARDIS |  | 7.79 | 0 | Residential | 1 | SEWELL | 8080 | 15 | TRINITY HEATING AND AIR | AC Electric | No | Complete | 2011-02-08 | 2011-06-08 | 2011-06-29 | 2011-06-29
REIPNR-11492 | SREC Solar | SULLA |  | 11.89 | 0 | Residential | 1 | PHILLIPSBURG | 8865 | 2 | TRINITY HEATING AND AIR | JCP&L | No | Complete | 2011-02-08 | 2011-07-08 | 2011-07-19 | 2011-07-19
REIPNR-11493 | SREC Solar | KUHNS |  | 8.2 | 0 | Residential | 1 | PENNSVILLE | 8070 | 16 | TRINITY HEATING AND AIR | AC Electric | No | Complete | 2011-02-08 | 2011-05-20 | 2011-06-07 | 2011-06-07
REIPNR-11494 | SREC Solar | KEEVEY |  | 6.15 | 0 | Residential | 1 | EWING | 8618 | 12 | TRINITY HEATING AND AIR | PSE&G BPU | No | Complete | 2011-02-08 | 2011-04-14 | 2011-04-28 | 2011-04-28
REIPNR-11495 | SREC Solar | BENGIO | BELLA FIORI | 27.5 | 0 | Commercial | 1 | LAKEWOOD | 8701 | 18 | POWERLUTIONS, LLC | JCP&L | No | Complete | 2011-02-08 | 2012-09-25 | 2012-10-11 | 2012-10-11
REIPNR-11496 | SREC Solar | BRACHFELD | SHOETIQUE | 10 | 0 | Commercial | 1 | LAKEWOOD | 8701 | 18 | POWERLUTIONS, LLC | JCP&L | No | Complete | 2011-02-08 | 2012-09-25 | 2012-10-11 | 2012-10-11
REIPNR-11497 | SREC Solar | GOLDENBERG | J&D ENTERPRISES/GOLDMONT REALTY | 6.5 | 0 | Commercial | 1 | LAKEWOOD | 8701 | 18 | POWERLUTIONS, LLC | JCP&L | No | Complete | 2011-02-08 | 2012-09-25 | 2012-10-08 | 2012-10-08
REIPNR-11498 | SREC Solar | FEIFER | THE HAT BOX | 6.75 | 0 | Commercial | 1 | LAKEWOOD | 8701 | 18 | POWERLUTIONS, LLC | JCP&L | No | Complete | 2011-02-08 | 2012-09-25 | 2012-10-08 | 2012-10-08
REIPNR-11499 | SREC Solar | FEIFER | THE HAT BOX | 13.75 | 0 | Commercial | 1 | LAKEWOOD | 8701 | 18 | POWERLUTIONS, LLC | JCP&L | No | Complete | 2011-02-08 | 2012-09-25 | 2012-10-08 | 2012-10-08
REIPNR-11502 | SREC Solar | EMMANS | EMMANS SOLAR | 44.415 | 0 | Commercial |  | BRANCHVILLE | 7826 | 1 | EAST COAST ALTERNATIVE ENERGY | JCP&L | No | Complete | 2011-02-08 | 2011-05-18 | 2011-06-03 | 2011-06-03
REIPNR-11503 | SREC Solar | PIRO | HOPATCONG BOE | 107.25 | 0 | Commercial | 1 | HOPATCONG | 7843 | 1 | NVT LICENSES, LLC | JCP&L | No | Complete | 2011-02-08 | 2012-05-07 | 2012-05-21 | 2012-05-21
REIPNR-11504 | SREC Solar | PIRO | HOPATCONG BOE | 734.99 | 0 | Commercial | 1 | HOPATCONG | 7843 | 1 | NVT LICENSES, LLC | JCP&L | No | Complete | 2011-02-08 | 2012-05-07 | 2012-05-21 | 2012-05-21
REIPNR-11505 | SREC Solar | PIRO | HOPATCONG BOE | 156.75 | 0 | Commercial | 1 | HOPATCONG | 7843 | 1 | NVT LICENSES, LLC | JCP&L | No | Complete | 2011-02-08 | 2012-05-07 | 2012-05-21 | 2012-05-21
REIPNR-11506 | SREC Solar | PIRO | HOPATCONG BOE | 16.5 | 8250 | Government Facility | 1 | HOPATCONG | 7843 | 1 | NVT LICENSES, LLC | JCP&L | No | Complete | 2011-02-08 | 2012-08-20 | 2012-08-28 | 2013-05-02
REIPNR-11507 | SREC Solar | PIRO | HOPATCONG BOE | 272.09 | 0 | Commercial | 1 | HOPATCONG | 7843 | 1 | NVT LICENSES, LLC | JCP&L | No | Complete | 2011-02-08 | 2012-05-07 | 2012-05-22 | 2012-05-22
REIPNR-11508 | SREC Solar | PIRO | HOPATCONG BOE | 143.52 | 0 | Commercial | 1 | HOPATCONG | 7843 | 1 | NVT LICENSES, LLC | JCP&L | No | Complete | 2011-02-08 | 2012-05-07 | 2012-05-21 | 2012-05-21
REIPNR-11510 | SREC Solar | NOVEMBER | SHORE PRINTED CIRCUITS | 18.33 | 0 | Commercial | 1 | EATONTOWN | 7724 | 17 | TRINITY HEATING AND AIR | JCP&L | No | Complete | 2011-02-08 | 2011-12-09 | 2012-01-11 | 2012-01-11
REIPNR-11512 | SREC Solar | NOVEMBER | SHORE PRINTED CIRCUITS | 23.265 | 0 | Commercial | 1 | EATONTOWN | 7724 | 17 | TRINITY HEATING AND AIR | JCP&L | No | Complete | 2011-02-08 | 2011-12-09 | 2012-01-11 | 2012-01-11
REIPNR-11514 | SREC Solar | NOVEMBER | SHORE PRINTED CIRCUITS | 23.265 | 0 | Commercial | 1 | EATONTOWN | 7724 | 17 | TRINITY HEATING AND AIR | JCP&L | No | Complete | 2011-02-08 | 2011-12-09 | 2012-01-11 | 2012-01-11
REIPNR-11515 | SREC Solar | NOVEMBER | SHORE PRINTED CIRCUITS | 16.92 | 0 | Commercial | 1 | EATONTOWN | 7724 | 17 | TRINITY HEATING AND AIR | JCP&L | No | Complete | 2011-02-08 | 2011-12-09 | 2012-01-11 | 2012-01-11
REIPNR-11516 | SREC Solar | GERMANA | ATLANTIC CHRISTIAN SCHOOL | 242.165 | 0 | Non Profit | 1 | EGG HARBOR TWP. | 8234 | 19 | BRITE IDEA ENERGY | AC Electric | No | Complete | 2011-02-08 | 2011-08-23 | 2011-09-23 | 2011-09-23
REIPNR-11517 | SREC Solar | SPIGELMEYER | BEACON EVANGELICAL FREE CHURCH | 49.95 | 0 | Non Profit | 1 | GALLOWAY | 8205 | 19 | BRITE IDEA ENERGY | AC Electric | No | Complete | 2011-02-08 | 2011-07-27 | 2011-10-13 | 2011-10-13
REIPNR-11518 | SREC Solar | ATTWOOD | WHITON SCHOOL - BRANCHBURG BOE | 73.255 | 0 | School Public K-12 | 1 | BRANCHBURG | 8876 | 5 | VANGUARD ENERGY PARTNERS, LLC | JCP&L | No | Complete | 2011-02-08 | 2011-10-27 | 2011-11-10 | 2011-11-10
REIPNR-11519 | SREC Solar | ATTWOOD | BRANCHBURG CNTRL MIDDLE SCHOOL | 404.495 | 0 | School Public K-12 | 1 | BRANCHBURG | 8876 | 5 | VANGUARD ENERGY PARTNERS, LLC | JCP&L | No | Complete | 2011-02-08 | 2011-10-26 | 2011-11-10 | 2011-11-10
REIPNR-11520 | SREC Solar | CRABILL | RARITAN VALLEY COMM. COLLEGE | 458.64 | 0 | School Other | 1 | BRANCHBURG | 8876 | 5 | VANGUARD ENERGY PARTNERS, LLC | JCP&L | No | Complete | 2011-02-08 | 2011-11-14 | 2011-12-08 | 2011-12-08
REIPNR-11521 | SREC Solar | FERREIRA | NEW TANNERY LLC | 134.16 | 0 | Commercial | 1 | BRANCHBURG | 8876 | 5 | VANGUARD ENERGY PARTNERS, LLC | JCP&L | No | Complete | 2011-02-08 | 2011-12-29 | 2012-01-24 | 2012-01-24
REIPNR-11524 | SREC Solar | STARRS | HAMILTON SCHOOL - BRIDGEWATER | 168.805 | 0 | School Public K-12 | 1 | BRIDGEWATER | 8807 | 5 | VANGUARD ENERGY PARTNERS, LLC | JCP&L | No | Complete | 2011-02-08 | 2011-11-14 | 2011-12-06 | 2011-12-06
REIPNR-11525 | SREC Solar | MONTANTI |  | 6.58 | 0 | Residential | 1 | JAMESBURG | 8831 | 11 | TRINITY HEATING AND AIR | JCP&L | No | Complete | 2011-02-08 | 2011-06-17 | 2011-07-15 | 2011-07-15
REIPNR-11526 | SREC Solar | KAPLAN |  | 6.15 | 0 | Residential |  | TOMS RIVER | 8755 | 18 | TRINITY HEATING AND AIR | JCP&L | No | Complete | 2011-02-08 | 2011-05-06 | 2011-06-07 | 2011-06-07
REIPNR-11527 | SREC Solar | PETITO |  | 5.64 | 0 | Residential | 1 | LAKEWOOD | 8701 | 18 | TRINITY HEATING AND AIR | JCP&L | No | Complete | 2011-02-08 | 2011-05-09 | 2011-05-26 | 2011-05-26
REIPNR-11528 | SREC Solar | MONDELLO |  | 10.105 | 0 | Residential | 1 | BLAIRSTOWN | 7825 | 2 | TRINITY HEATING AND AIR | JCP&L | No | Complete | 2011-02-08 | 2011-06-30 | 2011-08-31 | 2011-08-31
REIPNR-11529 | SREC Solar | SPIRO |  | 4.92 | 0 | Residential | 1 | TOMS RIVER | 8757 | 18 | TRINITY HEATING AND AIR | JCP&L | No | Complete | 2011-02-08 | 2011-05-09 | 2011-05-26 | 2011-05-26
REIPNR-11530 | SREC Solar | RETZKO |  | 5.17 | 0 | Residential | 1 | RIVERSIDE | 8075 | 13 | TRINITY HEATING AND AIR | PSE&G BPU | No | Complete | 2011-02-08 | 2011-04-26 | 2011-05-11 | 2011-05-11
REIPNR-11531 | SREC Solar | SCHWEBIUS |  | 5.74 | 0 | Residential | 1 | COLUMBUS | 8022 | 13 | TRINITY HEATING AND AIR | PSE&G BPU | No | Complete | 2011-02-15 | 2011-05-13 | 2011-06-20 | 2011-06-20
REIPNR-11532 | SREC Solar | CROOK |  | 6.15 | 0 | Residential | 1 | SEWELL | 8080 | 15 | TRINITY HEATING AND AIR | AC Electric | No | Complete | 2011-02-15 | 2011-05-02 | 2011-05-12 | 2011-05-12
REIPNR-11533 | SREC Solar | LONGO | LONGO ELECTRICAL MECHANICAL INC | 289.8 | 0 | Commercial |  | WHARTON | 7885 | 3 | LEWIS ELECTRIC SERVICE | JCP&L | No | Complete | 2011-02-15 | 2011-06-09 | 2011-07-29 | 2011-07-29
REIPNR-11534 | SREC Solar | NOVEMBER | SHORE PRINTED CIRCUITS | 23.265 | 0 | Commercial | 1 | EATONTOWN | 7724 | 17 | TRINITY HEATING AND AIR | JCP&L | No | Complete | 2011-02-08 | 2011-12-09 | 2012-01-11 | 2012-01-11
REIPNR-11536 | SREC Solar | ABBATE | LA VIGNA, INC | 299.625 | 0 | Commercial |  | SICKLERVILLE | 8081 | 14 | CODE GREEN SOLAR, LLC | AC Electric | No | Complete | 2011-02-15 | 2012-01-30 | 2012-03-02 | 2012-03-02
REIPNR-11538 | SREC Solar | ANNARELLA | SHORE POINT DISTRIBUTING COMPANY | 1203.72 | 0 | Commercial | 1 | FREEHOLD | 7728 | 17 | SOLIS PARTNERS, LLC | JCP&L | No | Complete | 2011-02-08 | 2011-08-03 | 2011-09-23 | 2011-09-23
REIPNR-11540 | SREC Solar | KOPAKOWSKI | MIDDLE TWP. BOE | 165.62 | 0 | School Public K-12 | 1 | CAPE MAY COURT HOUSE | 8210 | 21 | CONSTELLATION ENERGY | AC Electric | No | Complete | 2011-02-08 | 2012-02-16 | 2012-03-15 | 2012-03-15
REIPNR-11542 | SREC Solar | SMITH |  | 9.68 | 0 | Residential |  | SEWELL | 8080 | 15 | SOLAR ENERGY REVOLUTION | AC Electric | No | Complete | 2011-02-15 | 2011-02-28 | 2011-09-19 | 2011-09-19
REIPNR-11543 | SREC Solar | KOPAKOWSKI | MIDDLE TWP. BOE | 40.56 | 0 | School Public K-12 | 1 | CAPE MAY COURT HOUSE | 8210 | 21 | CONSTELLATION ENERGY | AC Electric | No | Complete | 2011-02-08 | 2012-02-16 | 2012-03-20 | 2012-03-20
REIPNR-11544 | SREC Solar | STAIR |  | 5.16 | 0 | Residential | 1 | MT LAUREL | 8054 | 13 | RCL ENTERPRISES INC. | PSE&G BPU | No | Complete | 2011-02-15 | 2011-05-11 | 2011-05-27 | 2011-05-27
REIPNR-11545 | SREC Solar | KOPAKOWSKI | MIDDLE TWP. BOE | 446.16 | 0 | School Public K-12 | 1 | CAPE MAY COURT HOUSE | 8210 | 21 | CONSTELLATION ENERGY | AC Electric | No | Complete | 2011-02-08 | 2012-02-16 | 2012-03-28 | 2012-03-28
REIPNR-11546 | SREC Solar | CHESTLER | CATHY DANIELS | 307.97 | 0 | Residential |  | JERSEY CITY | 7306 | 8 | ADVANCED SOLAR & ENERGY SOLUTIONS | PSE&G BPU | No | Complete | 2011-02-15 | 2011-03-10 | 2011-07-06 | 2011-07-06
REIPNR-11547 | SREC Solar | KOPAKOWSKI | MIDDLE TWP. BOE | 490.1 | 0 | School Public K-12 | 1 | CAPE MAY COURT HOUSE | 8210 | 21 | CONSTELLATION ENERGY | AC Electric | No | Complete | 2011-02-08 | 2012-02-16 | 2012-03-20 | 2012-03-20
REIPNR-11548 | SREC Solar | KOPAKOWSKI | MIDDLE TWP. BOE | 361.66 | 0 | School Public K-12 | 1 | CAPE MAY COURT HOUSE | 8210 | 21 | CONSTELLATION ENERGY | AC Electric | No | Complete | 2011-02-08 | 2012-02-16 | 2012-03-22 | 2012-03-22
REIPNR-11549 | SREC Solar | WENDOLOWSKI | PARSIPPANY HIGH SCHOOL | 23.92 | 0 | School Public K-12 | 1 | PARSIPPANY | 7054 | 3 | SUNDURANCE ENERGY II | JCP&L | No | Complete | 2011-02-15 | 2011-03-14 | 2011-08-17 | 2011-08-17
REIPNR-11550 | SREC Solar | WINDERMAN | B CIRCLE PETS | 95.04 | 0 | Commercial |  | LAWRENCEVILLE | 8648 | 12 | SYNERGY ENERGY SOLUTIONS | PSE&G BPU | No | Complete | 2011-02-15 | 2011-06-27 | 2011-08-29 | 2011-08-29
REIPNR-11551 | SREC Solar | KOKINCHACK |  | 8.28 | 0 | Residential |  | TOMS RIVER | 8757 | 18 | NOVA ALTERNATIVE ENERGY SYSTEMS LLC | JCP&L | No | Complete | 2011-02-15 | 2011-03-15 | 2011-03-25 | 2011-03-25
REIPNR-11552 | SREC Solar | JACKSON |  | 2.4 | 0 | Residential | 1 | UNION | 7083 | 10 | MERCURY SOLAR SYSTEMS | PSE&G BPU | No | Complete | 2011-02-15 | 2011-05-13 | 2011-05-27 | 2011-05-27
REIPNR-11553 | SREC Solar | OVERMAN | NEW JERSEY LEGAL COPY, INC. | 82.11 | 0 | Commercial |  | CHERRY HILL | 8002 | 14 | FUTURE SOLUTIONS CONTRACTING, LLC | PSE&G BPU | No | Complete | 2011-02-15 | 2012-04-11 | 2012-04-30 | 2012-04-30
REIPNR-11554 | SREC Solar | WINTHROP |  | 10.56 | 0 | Residential | 1 | LANOKA HARBOR | 8734 | 18 | CORBIN SOLAR SOLUTIONS, LLC | JCP&L | No | Complete | 2011-02-15 | 2011-05-18 | 2011-06-03 | 2011-06-03
REIPNR-11555 | SREC Solar | SCALABRINI | PENTA ASSOCIATES | 4.6 | 0 | School Other |  | POINT PLEASANT | 8742 | 18 | PFISTER MAINTENANCE, INC. | JCP&L | No | Complete | 2011-02-15 | 2011-06-29 | 2011-07-12 | 2011-07-12
REIPNR-11556 | SREC Solar | MORRISON |  | 6.815 | 0 | Residential | 1 | MARLTON | 8053 | 13 | RENERGY, INC. | PSE&G BPU | No | Complete | 2011-02-15 | 2011-06-01 | 2011-06-10 | 2011-06-10
REIPNR-11557 | SREC Solar | WASHNAK |  | 14.62 | 0 | Residential | 1 | MINOTOLA | 8341 | 19 | RENERGY, INC. | AC Electric | No | Complete | 2011-02-15 | 2011-06-10 | 2011-06-30 | 2011-06-30
REIPNR-11559 | SREC Solar | NIERENBERG | ANALAR CORPORATION | 13.735 | 0 | Commercial | 1 | MONTGOMERTY TWP | 8550 | 12 | TRINITY HEATING AND AIR | PSE&G BPU | No | Complete | 2011-02-15 | 2011-11-14 | 2011-12-14 | 2011-12-14
REIPNR-11560 | SREC Solar | NIERENBERG | RARITAN VALLEY AIR INC | 2.87 | 0 | Commercial | 1 | MONTGOMERY TWP | 8558 | 5 | TRINITY HEATING AND AIR | PSE&G BPU | No | Complete | 2011-02-15 | 2011-11-14 | 2011-12-14 | 2011-12-14
REIPNR-11562 | SREC Solar | NIERENBERG | PRINCETON AERO CORP. | 83.025 | 0 | Commercial | 1 | MONTGOMERY TWP | 8540 | 12 | TRINITY HEATING AND AIR | PSE&G BPU | No | Complete | 2011-02-15 | 2011-11-21 | 2011-12-20 | 2011-12-20
REIPNR-11563 | SREC Solar | NIERENBERG | RARITAN VALLEY AIR | 13.735 | 0 | Commercial | 1 | MONTGOMERY TWP | 8550 | 12 | TRINITY HEATING AND AIR | PSE&G BPU | No | Complete | 2011-02-15 | 2011-11-14 | 2011-12-14 | 2011-12-14
REIPNR-11564 | SREC Solar | NIERENBERG | PRINCETON AIRPORT-RARITAN VALLEY | 15.99 | 0 | Commercial | 1 | MONTGOMERY TWP | 8550 | 12 | TRINITY HEATING AND AIR | PSE&G BPU | No | Complete | 2011-02-08 | 2011-11-14 | 2011-12-14 | 2011-12-14
REIPNR-11565 | SREC Solar | NIERENBERG | ANALAR CORPORATION | 9.225 | 0 | Commercial | 1 | MONTGOMERY TWP | 8550 | 12 | TRINITY HEATING AND AIR | PSE&G BPU | No | Complete | 2011-02-15 | 2011-11-14 | 2011-12-14 | 2011-12-14
REIPNR-11566 | SREC Solar | NIERENBERG | PRINCETON AIRPORT RARITAN VALLEY | 1.845 | 0 | Commercial | 1 | MONTGOMERY TWP | 8550 | 12 | TRINITY HEATING AND AIR | PSE&G BPU | No | Complete | 2011-02-15 | 2011-11-14 | 2011-12-14 | 2011-12-14
REIPNR-11568 | SREC Solar | NIERENBERG | RARITAN VALLEY AIR | 10.66 | 0 | Commercial | 1 | MONTGOMERY TWP | 8550 | 12 | TRINITY HEATING AND AIR | PSE&G BPU | No | Complete | 2011-02-15 | 2011-11-14 | 2011-12-06 | 2011-12-06
REIPNR-11570 | SREC Solar | NIERENBERG | RARITAN VALLEY AIR INC | 5.33 | 0 | Commercial | 1 | MONTGOMERY TWP | 8558 | 5 | TRINITY HEATING AND AIR | PSE&G BPU | No | Complete | 2011-02-15 | 2011-11-14 | 2011-12-14 | 2011-12-14
REIPNR-11571 | SREC Solar | LUTZ | J. LUTZ WELDING & FABRICATING INC. | 418.88 | 0 | Commercial | 1 | FRENCHTOWN | 8825 | 4 | SAL'S ELECTRIC CO. | JCP&L | No | Complete | 2011-02-08 | 2012-04-24 | 2012-05-11 | 2012-05-11
REIPNR-11572 | SREC Solar | BORNE | BORNE HOLDING CO INC | 499.38 | 0 | Commercial | 1 | JAMESBURG | 8831 | 11 | TRINITY HEATING AND AIR | JCP&L | No | Complete | 2011-02-15 | 2011-08-09 | 2011-08-22 | 2011-08-22
REIPNR-11573 | SREC Solar | MCNICHOLAS | J KNIPPER & COMPANY INC. | 992.68 | 0 | Commercial | 1 | LAKEWOOD | 8701 | 18 | G & S INVESTORS | JCP&L | No | Complete | 2011-02-08 | 2011-04-15 | 2011-05-27 | 2011-05-27
REIPNR-11574 | SREC Solar | STELLA JR. | HIGHTS ELECTRIC MOTOR SERVICES | 54.285 | 0 | Commercial | 1 | HIGHTSTOWN | 8520 | 12 | TRINITY HEATING AND AIR | JCP&L | No | Complete | 2011-02-15 | 2011-05-13 | 2011-06-03 | 2011-06-03
REIPNR-11575 | SREC Solar | CAVANAUGH | FIRST BAPTIST CHURCH | 21.15 | 0 | Non Profit |  | HIGHTSTOWN | 8520 | 12 | TRINITY HEATING AND AIR | JCP&L | No | Complete | 2011-02-15 | 2011-05-13 | 2011-06-03 | 2011-06-03
REIPNR-11576 | SREC Solar | TONELLI | MADISON APTS KMT LLC | 29.14 | 0 | Commercial |  | PARK RIDGE | 7656 | 7 | TRINITY HEATING AND AIR | Unknown | No | Complete | 2011-02-15 | 2011-06-28 | 2011-10-04 | 2011-10-04
REIPNR-11577 | SREC Solar | SCALABRINI | COASTAL LEARNING CENTER | 4.6 | 0 | School Other | 1 | TUCKERTON | 8087 | 18 | PFISTER MAINTENANCE, INC. | AC Electric | No | Complete | 2011-02-15 | 2011-05-05 | 2011-06-07 | 2011-06-07
REIPNR-11579 | SREC Solar | GRAHAM | SOUTH RIDGE COMMUNITY CHURCH | 39.48 | 0 | Non Profit |  | CLINTON | 8809 | 4 | PRO-TECH ENERGY SOLUTIONS | JCP&L | No | Complete | 2011-02-08 | 2011-10-19 | 2011-10-28 | 2011-10-28
REIPNR-11580 | SREC Solar | SPEAKER | MERCER INSURANCE | 30.1 | 0 | Commercial |  | PENNINGTON | 8534 | 12 | GREENING THE HOUSE | PSE&G BPU | No | Complete | 2011-02-15 | 2011-05-09 | 2012-02-09 | 2012-02-09
REIPNR-11581 | SREC Solar | SOMOGYI |  | 18.9 | 0 | Residential |  | LAMBERTVILLE | 8530 | 4 | GREENING THE HOUSE | JCP&L | No | Complete | 2011-02-15 | 2011-03-02 | 2011-04-21 | 2011-04-21
REIPNR-11584 | SREC Solar | TAYLOR |  | 7.35 | 0 | Residential |  | HILLSIDE | 7205 | 10 | 1ST LIGHT ENERGY, INC. | PSE&G BPU | No | Complete | 2011-02-15 | 2011-06-08 | 2011-07-27 | 2011-07-27
REIPNR-11585 | SREC Solar | DEMARCO |  | 15.87 | 0 | Residential |  | AUDUBON | 8106 | 14 | FUTURE SOLAR POWER LLC | PSE&G BPU | No | Complete | 2011-02-15 | 2011-06-06 | 2011-08-22 | 2011-08-22
REIPNR-11586 | SREC Solar | BIRCSAK |  | 17.015 | 0 | Residential | 1 | MONROEVILLE | 8343 | 16 | FUTURE SOLUTIONS CONTRACTING, LLC | AC Electric | No | Complete | 2011-02-15 | 2011-05-25 | 2011-06-10 | 2011-06-10
REIPNR-11587 | SREC Solar | GRAY |  | 28.2 | 0 | Residential | 1 | LAKEWOOD | 8701 | 18 | AROSA SOLAR ENERGY, INC | JCP&L | No | Complete | 2011-02-15 | 2011-11-09 | 2011-11-22 | 2011-11-22
REIPNR-11588 | SREC Solar | BERLINER | IMPORTERS SERVICE CORPORATION | 887.04 | 0 | Commercial |  | EDISON | 8817 | 11 | P3 POWER SYSTEMS, LLC | PSE&G BPU | No | Complete | 2011-02-15 | 2011-08-16 | 2012-03-20 | 2012-03-20
REIPNR-11589 | SREC Solar | FULPER | FULPER FARMS LLC | 138.18 | 0 | Farm |  | LAMBERTVILLE | 8530 | 4 | RCL ENTERPRISES INC. | JCP&L | No | Complete | 2011-02-15 | 2011-08-02 | 2011-08-23 | 2011-08-23
REIPNR-11590 | SREC Solar | MACFARLAND |  | 14.1 | 0 | Residential |  | FAIR HAVEN | 7704 | 17 | GREEN APPLE ENERGY SYSTEMS, LLC | JCP&L | No | Complete | 2011-02-15 | 2011-03-18 | 2011-04-11 | 2011-04-11
REIPNR-11591 | SREC Solar | HESS |  | 11.856 | 0 | Residential |  | FLANDERS | 7836 | 3 | AMERICAN RENEWABLE ENERGY, INC | JCP&L | No | Complete | 2011-02-15 | 2011-04-15 | 2011-04-22 | 2011-04-22
REIPNR-11592 | SREC Solar | BIRNHACK | GREEN PEA ENERGY INC | 379.995 | 0 | Commercial |  | LAKEWOOD | 8701 | 18 | GREEN APPLE ENERGY SYSTEMS, LLC | JCP&L | No | Complete | 2011-02-15 | 2011-07-08 | 2012-05-18 | 2012-05-18
REIPNR-11593 | SREC Solar | MAZZA |  | 10.32 | 0 | Residential | 1 | EGG HARBOR CITY | 8215 | 19 | RCL ENTERPRISES INC. | AC Electric | No | Complete | 2011-02-15 | 2011-05-11 | 2011-06-29 | 2011-06-29
REIPNR-11594 | SREC Solar | CARINGI | PUNTA EST LLC | 52.92 | 0 | Commercial |  | FARMINGDALE | 7727 | 17 | SOLIS PARTNERS, LLC | JCP&L | No | Complete | 2011-02-15 | 2011-04-29 | 2011-06-03 | 2011-06-03
REIPNR-11595 | SREC Solar | WILLIAMS |  | 11.18 | 0 | Residential |  | FLEMINGTON | 8822 | 4 | THE ENTECH GROUP | JCP&L | No | Complete | 2011-02-15 | 2011-12-23 | 2012-01-19 | 2012-01-19
REIPNR-11596 | SREC Solar | STROPOLI | ULTIMATE FOODS INC | 312 | 0 | Commercial | 1 | LINDEN | 7036 | 10 | ABSOLUTELY ENERGIZED SOLAR, LLC | PSE&G BPU | No | Complete | 2011-02-15 | 2011-09-29 | 2011-10-12 | 2011-10-12
REIPNR-11597 | SREC Solar | AHMED |  | 6.665 | 0 | Residential | 1 | LODI | 7644 | 7 | ALTERNATIVE LIGHT & ENERGY SOLUTIONS | PSE&G BPU | No | Complete | 2011-02-15 | 2011-06-03 | 2011-06-20 | 2011-06-20
REIPNR-11598 | SREC Solar | HERZIG | EVERFLOW SUPPLIES | 109.2 | 0 | Commercial | 1 | LINDEN | 7036 | 10 | ABSOLUTELY ENERGIZED SOLAR, LLC | PSE&G BPU | No | Complete | 2011-02-15 | 2011-09-29 | 2011-10-12 | 2011-10-12
REIPNR-11601 | SREC Solar | SHVARZBLAT | CEDAR HOLDINGS LLC | 14.85 | 0 | Commercial |  | LAKEWOOD | 8701 | 18 | AROSA SOLAR ENERGY, INC | JCP&L | No | Complete | 2011-02-15 | 2011-04-18 | 2011-06-30 | 2011-06-30
REIPNR-11602 | SREC Solar | KULIG |  | 3.44 | 0 | Residential |  | DUNELLEN | 8812 | 11 | SOLULAR LLC/RWD CONSULTANTS | PSE&G BPU | No | Complete | 2011-02-15 | 2011-05-25 | 2011-06-15 | 2011-06-15
REIPNR-11603 | SREC Solar | ERMILIO |  | 2.25 | 0 | Residential |  | OCEAN CITY | 8226 | 21 | RHOADS ELECTRIC | AC Electric | No | Complete | 2011-02-15 | 2011-04-26 | 2011-06-15 | 2011-06-15
REIPNR-11606 | SREC Solar | ERMILIO |  | 2.25 | 0 | Residential |  | OCEAN CITY | 8226 | 21 | RHOADS ELECTRIC | AC Electric | No | Complete | 2011-02-15 | 2011-04-26 | 2011-06-15 | 2011-06-15
REIPNR-11607 | SREC Solar | GUARRIELLO |  | 5.28 | 0 | Residential | 1 | CLARK | 7066 | 10 | MERCURY SOLAR SYSTEMS | PSE&G BPU | No | Complete | 2011-02-15 | 2011-03-30 | 2011-04-11 | 2011-04-11
REIPNR-11608 | SREC Solar | SHVARZBLAT | CEDAR HOLDINGS LLC | 22.275 | 0 | Commercial |  | LAKEWOOD | 8701 | 18 | AROSA SOLAR ENERGY, INC | JCP&L | No | Complete | 2011-02-15 | 2011-04-18 | 2011-06-29 | 2011-06-29
REIPNR-11609 | SREC Solar | O'LEARY |  | 7.38 | 0 | Residential | 1 | FAIRLAWN | 7410 | 7 | TRINITY HEATING AND AIR | PSE&G BPU | No | Complete | 2011-02-15 | 2011-07-19 | 2011-07-27 | 2011-07-27
REIPNR-11610 | SREC Solar | FARINA |  | 6.355 | 0 | Residential | 1 | HOWELL | 7731 | 17 | TRINITY HEATING AND AIR | JCP&L | No | Complete | 2011-02-15 | 2011-04-21 | 2011-05-03 | 2011-05-03
REIPNR-11611 | SREC Solar | FOX |  | 4.3 | 0 | Residential | 1 | DEPTFORD | 8096 | 15 | RCL ENTERPRISES INC. | PSE&G BPU | No | Complete | 2011-02-15 | 2011-05-11 | 2011-05-27 | 2011-05-27
REIPNR-11612 | SREC Solar | GRINITHAL |  | 11.89 | 0 | Residential | 1 | LAFAYETTE | 7848 | 1 | TRINITY HEATING AND AIR | JCP&L | No | Complete | 2011-02-15 | 2011-05-18 | 2011-06-03 | 2011-06-03
REIPNR-11615 | SREC Solar | KRASNER |  | 7.05 | 0 | Residential | 1 | TOMS RIVER | 8753 | 18 | TRINITY HEATING AND AIR | JCP&L | No | Complete | 2011-02-15 | 2011-06-10 | 2011-07-13 | 2011-07-13
REIPNR-11618 | SREC Solar | PETERSON |  | 3.7 | 0 | Residential | 1 | MT HOLLY | 8060 | 13 | TRINITY HEATING AND AIR | PSE&G BPU | No | Complete | 2011-02-15 | 2011-04-05 | 2011-04-21 | 2011-04-21
REIPNR-11620 | SREC Solar | ROSEBERRY |  | 5.875 | 0 | Residential | 1 | FORT LEE | 7605 | 7 | TRINITY HEATING AND AIR | PSE&G BPU | No | Complete | 2011-02-15 | 2011-07-22 | 2011-08-03 | 2011-08-03
REIPNR-11623 | SREC Solar | LOCKE |  | 4.1 | 0 | Residential | 1 | AVALON | 8202 | 21 | TRINITY HEATING AND AIR | AC Electric | No | Complete | 2011-02-15 | 2011-07-18 | 2011-07-27 | 2011-07-27
REIPNR-11624 | SREC Solar | PARADISE | CHELTEN HOUSE PRODUCTS INC. | 876.72 | 0 | Commercial |  | BRIDGEPORT | 8014 | 15 | ENTERPRISE SOLAR | AC Electric | No | Complete | 2011-02-08 | 2011-12-08 | 2012-01-04 | 2012-01-04
REIPNR-11625 | SREC Solar | REISS |  | 12.3 | 0 | Residential | 1 | HILLSBOROUGH | 8844 | 5 | TRINITY HEATING AND AIR | PSE&G BPU | No | Complete | 2011-02-15 | 2011-06-03 | 2011-06-20 | 2011-06-20
REIPNR-11626 | SREC Solar | TROYANO |  | 4.1 | 0 | Residential | 1 | SADDLEBROOK | 7663 | 7 | TRINITY HEATING AND AIR | PSE&G BPU | No | Complete | 2011-02-15 | 2011-09-22 | 2011-10-04 | 2011-10-04
REIPNR-11627 | SREC Solar | BAUMANN |  | 1.38 | 0 | Residential |  | LEBANON | 8833 | 4 | TRINITY HEATING AND AIR | JCP&L | No | Complete | 2011-02-15 | 2011-12-08 | 2011-12-29 | 2011-12-29
REIPNR-11628 | SREC Solar | OLADEJI |  | 10.105 | 0 | Residential |  | BOONTON | 7005 | 3 | A-TOP ALTERNATIVE ENERGY | JCP&L | No | Complete | 2011-02-15 | 2011-07-27 | 2011-08-04 | 2011-08-04
REIPNR-11629 | SREC Solar | DIMINO |  | 5.06 | 0 | Residential | 1 | BRICK | 8724 | 18 | RELIABLE POWER SERVICES, INC. | JCP&L | No | Complete | 2011-02-15 | 2011-03-09 | 2011-04-18 | 2011-04-18
REIPNR-11630 | SREC Solar | MILLER |  | 5.29 | 0 | Residential | 1 | BRICK | 8724 | 18 | RELIABLE POWER SERVICES, INC. | JCP&L | No | Complete | 2011-02-15 | 2011-04-07 | 2011-04-18 | 2011-04-18
REIPNR-11631 | SREC Solar | SAUNDERS |  | 7.59 | 0 | Residential | 1 | BAYVILLE | 8721 | 18 | RELIABLE POWER SERVICES, INC. | JCP&L | No | Complete | 2011-02-15 | 2011-05-13 | 2011-05-27 | 2011-05-27
REIPNR-11632 | SREC Solar | WIG |  | 3 | 0 | Residential |  | NEW EGYPT | 8533 | 18 | J. A. WIG CONSTRUCTION AND ELECTRIC, LLC | JCP&L | No | Complete | 2011-02-15 | 2013-04-23 | 2013-05-06 | 2013-05-06
REIPNR-11633 | SREC Solar | CLARK |  | 4.6 | 0 | Residential | 1 | PORT MONMOUTH | 7758 | 17 | RELIABLE POWER SERVICES, INC. | JCP&L | No | Complete | 2011-02-15 | 2011-03-22 | 2011-04-11 | 2011-04-11
REIPNR-11634 | SREC Solar | VON SUMMER III | 50 CHESTNUT RIDGE ASSOCIATES LLC | 299.52 | 0 | Commercial | 1 | MONTVALE | 7645 | 7 | RAY ANGELINI II | Orange & Rockland Elec | No | Complete | 2011-02-08 | 2011-09-07 | 2011-10-21 | 2011-10-21
REIPNR-11635 | SREC Solar | DOOLEY | TARGET CORPORATION | 483.2 | 0 | Commercial |  | SICKLERVILLE | 8081 | 14 | GREENSKIES RENEWABLE ENERGY LLC | AC Electric | No | Complete | 2011-02-08 | 2012-03-02 | 2012-03-27 | 2012-03-27
REIPNR-11636 | SREC Solar | FINNOCCHIARO |  | 4.73 | 0 | Residential | 1 | SEA ISLE CITY | 8243 | 21 | RCL ENTERPRISES INC. | AC Electric | No | Complete | 2011-02-15 | 2011-08-08 | 2011-08-25 | 2011-08-25
REIPNR-11637 | SREC Solar | FINNOCCHIARO |  | 3.87 | 0 | Residential | 1 | SEA ISLE CITY | 8243 | 21 | RCL ENTERPRISES INC. | AC Electric | No | Complete | 2011-02-15 | 2011-06-14 | 2011-07-21 | 2011-07-21
REIPNR-11638 | SREC Solar | DOOLEY | TARGET CORPORATION | 455.84 | 0 | Commercial |  | BRICK | 8723 | 18 | GREENSKIES RENEWABLE ENERGY LLC | JCP&L | No | Complete | 2011-02-08 | 2013-01-04 | 2013-01-18 | 2013-01-18
REIPNR-11639 | SREC Solar | AUSTIN | WARDLAW-HARTRIDGE SCHOOL | 205.7 | 0 | School Other | 1 | EDISON | 8820 | 11 | ALTERIS RENEWABLES | PSE&G BPU | No | Complete | 2011-02-15 | 2011-06-17 | 2011-08-03 | 2011-08-03
REIPNR-11640 | SREC Solar | BUTTROS |  | 5.39 | 0 | Residential |  | PISCATAWAY | 8854 | 11 | 1ST LIGHT ENERGY, INC. | PSE&G BPU | No | Complete | 2011-02-15 | 2011-09-22 | 2012-07-13 | 2012-07-13
REIPNR-11641 | SREC Solar | DOOLEY | TARGET CORPORATION | 486.4 | 0 | Commercial |  | TURNERSVILLE | 8012 | 14 | GREENSKIES RENEWABLE ENERGY LLC | AC Electric | No | Complete | 2011-02-08 | 2012-03-02 | 2012-03-27 | 2012-03-27
REIPNR-11642 | SREC Solar | WALRADT | FIRST UNITED METHODIST CHURCH | 47.15 | 0 | Commercial | 1 | RED BANK | 7701 | 17 | GARDEN STATE SOLAR LLC | JCP&L | No | Complete | 2011-02-15 | 2011-06-09 | 2011-06-29 | 2011-06-29
REIPNR-11643 | SREC Solar | DOOLEY | TARGET CORPORATION | 247.52 | 0 | Commercial |  | SEWELL | 8080 | 15 | GREENSKIES RENEWABLE ENERGY LLC | AC Electric | No | Complete | 2011-02-08 | 2012-03-02 | 2012-03-27 | 2012-03-27
REIPNR-11644 | SREC Solar | DOOLEY | TARGET CORPORATION | 455.84 | 0 | Commercial |  | HOWELL | 7731 | 17 | GREENSKIES RENEWABLE ENERGY LLC | JCP&L | No | Complete | 2011-02-08 | 2013-04-17 | 2013-05-03 | 2013-05-03
REIPNR-11646 | SREC Solar | BRIGHTON |  | 4.95 | 0 | Residential |  | NEWTON | 7860 | 1 | CORBIN SOLAR SOLUTIONS, LLC | JCP&L | No | Complete | 2011-02-15 | 2011-06-21 | 2011-07-06 | 2011-07-06
REIPNR-11649 | SREC Solar | SUTTON |  | 7.2 | 0 | Residential | 1 | LAKEWOOD | 8701 | 18 | PURHARVEST ENERGY, LLC LAKEWOOD | JCP&L | No | Complete | 2011-02-08 | 2011-04-20 | 2011-07-12 | 2011-07-12
REIPNR-11650 | SREC Solar | MULLER | COMMERCIAL INTERIORS DIRECT INC. | 120.96 | 0 | Commercial |  | RIVERDALE | 7457 | 3 | USA SOLAR SYSTEMS | JCP&L | No | Complete | 2011-02-08 | 2011-12-21 | 2012-01-19 | 2012-01-19
REIPNR-11652 | SREC Solar | MULLER | COMMERCIAL INTERIORS DIRECT INC. | 241.92 | 0 | Commercial |  | RIVERDALE | 7457 | 3 | USA SOLAR SYSTEMS | JCP&L | No | Complete | 2011-02-08 | 2012-01-17 | 2012-02-07 | 2012-02-07
REIPNR-11653 | SREC Solar | JULO |  | 3.22 | 0 | Residential |  | LAMBERTVILLE | 8530 | 4 | SUN FARM NETWORK | JCP&L | No | Complete | 2011-02-08 | 2011-09-14 | 2011-09-23 | 2011-09-23
REIPNR-11654 | SREC Solar | LARSEN |  | 12.6 | 0 | Residential |  | LEBANON | 8833 | 4 | SUN FARM NETWORK | JCP&L | No | Complete | 2011-02-08 | 2011-11-21 | 2011-12-20 | 2011-12-20
REIPNR-11655 | SREC Solar | WALKIN |  | 11.7 | 0 | Residential |  | LAKEWOOD | 8701 | 18 | PURHARVEST ENERGY, LLC LAKEWOOD | JCP&L | No | Complete | 2011-02-08 | 2011-04-08 | 2011-07-13 | 2011-07-13
REIPNR-11659 | SREC Solar | LEO | RLS COLD STORAGE, INC | 257.125 | 0 | Residential | 1 | NEWFIELD | 8344 | 15 | DYNAMIC SOLAR, LLC- WAYNE | AC Electric | No | Complete | 2011-02-08 | 2012-03-12 | 2012-04-12 | 2012-04-12
REIPNR-11665 | SREC Solar | O'CONNOR | MONMOUTH COUNTY BLDG & GROUNDS | 540.96 | 0 | Commercial | 1 | FREEHOLD | 7728 | 17 | DOBCO SOLAR & ELECTRIC LLC | JCP&L | No | Complete | 2011-02-08 | 2012-02-16 | 2012-03-15 | 2012-03-15
REIPNR-11666 | SREC Solar | ANDERSON | PR1 WASHINGTON TWP NJ LLC | 1367.52 | 0 | Commercial | 1 | ROBBINSVILLE | 8691 | 12 | G & S INVESTORS | JCP&L | No | Complete | 2011-02-08 | 2012-08-16 | 2012-08-24 | 2012-08-24
REIPNR-11667 | SREC Solar | FEOLA | CHRISTIAN FAITH FELLOWSHIP CHURCH | 93.38 | 0 | Non Profit | 1 | FRANKLIN | 7416 | 1 | KG BUILDERS - RE DIVISION | JCP&L | No | Complete | 2011-02-08 | 2011-10-03 | 2011-10-12 | 2011-10-12
REIPNR-11668 | SREC Solar | WYCKOFF | WAL-MART STORES INC | 387.24 | 0 | Commercial | 1 | NEPTUNE | 7753 | 17 | GREENSKIES RENEWABLE ENERGY LLC | JCP&L | No | Complete | 2011-02-08 | 2012-03-02 | 2012-03-27 | 2012-03-27
REIPNR-11669 | SREC Solar | WYCKOFF | WAL-MART STORES INC | 337.68 | 0 | Commercial | 1 | LANOKA HARBOR | 8734 | 18 | GREENSKIES RENEWABLE ENERGY LLC | JCP&L | No | Complete | 2011-02-08 | 2012-03-02 | 2012-03-27 | 2012-03-27
REIPNR-11670 | SREC Solar | WYCKOFF | WAL-MART STORES INC | 403.2 | 0 | Commercial | 1 | FREEHOLD | 7728 | 17 | GREENSKIES RENEWABLE ENERGY LLC | JCP&L | No | Complete | 2011-02-08 | 2012-03-02 | 2012-03-27 | 2012-03-27
REIPNR-11671 | SREC Solar | WYCKOFF | WAL-MART STORES INC | 333.48 | 0 | Commercial | 1 | FLEMINGTON | 8822 | 4 | GREENSKIES RENEWABLE ENERGY LLC | JCP&L | No | Complete | 2011-02-08 | 2012-03-02 | 2012-03-27 | 2012-03-27
REIPNR-11672 | SREC Solar | MCNICHOLAS | WILDWOODS CONVENTION CENTER | 474.32 | 0 | Non Profit | 1 | WILDWOOD | 8260 | 21 | PRO-TECH ENERGY SOLUTIONS | AC Electric | No | Complete | 2011-02-08 | 2012-07-25 | 2012-08-06 | 2012-08-06
REIPNR-11678 | SREC Solar | TESTA | NEW PROVIDENCE SCHOOL DISTRICT | 75.67 | 0 | School Public K-12 | 1 | NEW PROVIDENCE | 7974 | 10 | PRO-TECH ENERGY SOLUTIONS | JCP&L | No | Complete | 2011-02-08 | 2012-02-27 | 2012-03-30 | 2012-03-30
REIPNR-11679 | SREC Solar | TESTA | NEW PROVIDENCE SCHOOL DISTRICT | 434.265 | 0 | School Public K-12 | 1 | NEW PROVIDENCE | 7974 | 10 | PRO-TECH ENERGY SOLUTIONS | JCP&L | No | Complete | 2011-02-08 | 2012-06-20 | 2012-07-05 | 2012-07-05
REIPNR-11682 | SREC Solar | YANIRO | MORRIS-UNION JOINTURE COMMISSION | 72.38 | 0 | Non Profit | 1 | BERKELEY HEIGHTS | 7922 | 10 | PRO-TECH ENERGY SOLUTIONS | JCP&L | No | Complete | 2011-02-08 | 2012-02-13 | 2012-03-08 | 2012-03-08
REIPNR-11691 | SREC Solar | GAMBARONY | TONYGAMB CORP. | 18 | 0 | Commercial |  | POINT PLEASANT BEACH | 8742 | 18 | SUNERGY AMERICA | JCP&L | No | Complete | 2011-02-08 | 2012-08-20 | 2012-08-24 | 2012-08-24
REIPNR-11693 | SREC Solar | JAMIESON | CHURCH OF THE HOLY EUCHARIST | 290.68 | 0 | Non Profit | 1 | TABERNACLE | 8088 | 13 | 1ST LIGHT ENERGY, INC. | AC Electric | No | Complete | 2011-02-08 | 2012-12-14 | 2012-12-21 | 2012-12-21
REIPNR-11695 | SREC Solar | GAMBARONY | POINT PLEASANT MANOR INC. | 117.845 | 0 | Commercial |  | POINT PLEASANT BEACH | 8742 | 18 | SUNERGY AMERICA | JCP&L | No | Complete | 2011-02-08 | 2012-04-30 | 2012-05-15 | 2012-05-15
REIPNR-11704 | SREC Solar | DAWKINS | CHURCH OF THE ASSUMPTION | 78.75 | 0 | Non Profit | 1 | NEW EGYPT | 8562 | 13 | SOLIS PARTNERS, LLC | JCP&L | No | Complete | 2011-02-08 | 2012-01-12 | 2012-03-08 | 2012-03-08
REIPNR-11710 | SREC Solar | RAIDER |  | 9.065 | 0 | Residential | 1 | LITTLE EGG HARBOR | 8087 | 18 | CORBIN SOLAR SOLUTIONS, LLC | AC Electric | No | Complete | 2011-02-08 | 2011-06-22 | 2011-07-06 | 2011-07-06
REIPNR-11712 | SREC Solar | COGAN |  | 6.21 | 0 | Residential | 1 | STRATFORD | 8084 | 14 | CORBIN SOLAR SOLUTIONS, LLC | AC Electric | No | Complete | 2011-02-08 | 2011-06-22 | 2011-08-10 | 2011-08-10
REIPNR-11714 | SREC Solar | PELOSI III | PLEASANT MEADOWS FARM LLC | 26.91 | 0 | Commercial | 1 | FLEMINGTON | 8822 | 4 | ASTON SOLAR | JCP&L | No | Complete | 2011-02-08 | 2012-02-03 | 2012-03-02 | 2012-03-02
REIPNR-11725 | SREC Solar | WELKEL | NIPRO GLASS AMERICAS | 818.805 | 0 | Commercial |  | MILLVILLE | 8332 | 20 | NEW GENERATION ENERGY & ENVIRONMENT II | AC Electric | No | Complete | 2011-02-08 | 2012-04-26 | 2012-05-02 | 2012-05-02
REIPNR-11726 | SREC Solar | GALLO | KPMG LLP | 86.94 | 6085.8 | Commercial |  | MONTVALE | 7645 | 7 | SMART ENERGY GROUP | Orange & Rockland Elec | No | Complete | 2011-02-08 | 2012-03-30 | 2012-04-25 | 2012-07-24
REIPNR-11727 | SREC Solar | GALLO | KPMG LLP | 183.54 | 9177 | Commercial |  | MONTVALE | 7645 | 7 | EII | Reliant Electric | No | Complete | 2011-02-08 | 2012-03-30 | 2012-04-25 | 2012-07-24
REIPNR-11729 | SREC Solar | GALLO | KPMG LLP | 115.92 | 5796 | Commercial |  | MONTVALE | 7645 | 7 | EII | Reliant Electric | No | Complete | 2011-02-08 | 2012-03-30 | 2012-04-25 | 2012-07-24
REIPNR-11731 | SREC Solar | GALLO | KPMG LLP | 115.92 | 5796 | Commercial |  | MONTVALE | 7645 | 7 | EII | Reliant Electric | No | Complete | 2011-02-08 | 2012-03-30 | 2012-04-25 | 2012-07-24
REIPNR-11733 | SREC Solar | SCHIANO | SALERNO'S PIZZA | 9 | 0 | Commercial | 1 | LAKEWOOD | 8701 | 18 | POWERLUTIONS, LLC | JCP&L | No | Complete | 2011-02-08 | 2012-09-25 | 2012-10-11 | 2012-10-11
REIPNR-11734 | SREC Solar | STOM |  | 13.44 | 0 | Residential |  | WEST DEPTFORD | 8096 | 15 | SOLAR WORKS NJ | PSE&G BPU | No | Complete | 2011-02-15 | 2012-03-28 | 2012-04-22 | 2012-04-22
REIPNR-11736 | SREC Solar | BULIN |  | 7.995 | 0 | Residential | 1 | JACKSON | 8527 | 18 | TRINITY HEATING AND AIR | JCP&L | No | Complete | 2011-02-15 | 2011-06-22 | 2011-07-06 | 2011-07-06
REIPNR-11738 | SREC Solar | GOGATE |  | 6.56 | 0 | Residential | 1 | NORTH BRUNSWICK | 8902 | 11 | TRINITY HEATING AND AIR | PSE&G BPU | No | Complete | 2011-02-15 | 2011-04-13 | 2011-04-22 | 2011-04-22
REIPNR-11739 | SREC Solar | DI PIERRO |  | 11.75 | 0 | Residential | 1 | HAMILTON | 8610 | 12 | TRINITY HEATING AND AIR | PSE&G BPU | No | Complete | 2011-02-15 | 2011-06-09 | 2011-06-30 | 2011-06-30
REIPNR-11740 | SREC Solar | BALDWIN |  | 9.87 | 0 | Residential | 1 | FORKED RIVER | 8731 | 18 | TRINITY HEATING AND AIR | JCP&L | No | Complete | 2011-02-15 | 2011-07-08 | 2011-07-19 | 2011-07-19
REIPNR-11741 | SREC Solar | OLIVER |  | 10.34 | 0 | Residential | 1 | HAMILTON SQUARE | 8690 | 12 | TRINITY HEATING AND AIR | PSE&G BPU | No | Complete | 2011-02-15 | 2011-06-03 | 2011-06-27 | 2011-06-27
REIPNR-11742 | SREC Solar | SHAPIRO |  | 6.97 | 0 | Residential | 1 | MONMOUTH JUNCTION | 8852 | 11 | TRINITY HEATING AND AIR | PSE&G BPU | No | Complete | 2011-02-15 | 2011-05-31 | 2011-07-15 | 2011-07-15
REIPNR-11743 | SREC Solar | CRIVELLO | ERA STATE WIDE REALTY INC. | 18.104 | 0 | Commercial | 1 | CRANFORD | 7016 | 10 | MERCURY SOLAR SYSTEMS | PSE&G BPU | No | Complete | 2011-02-15 | 2011-08-22 | 2011-08-30 | 2011-08-30
REIPNR-11744 | SREC Solar | FRIERI | FRIERI, CONROY & LOMBARDO | 17.68 | 0 | Commercial | 1 | CRANFORD | 7016 | 10 | MERCURY SOLAR SYSTEMS | PSE&G BPU | No | Complete | 2011-02-15 | 2011-08-22 | 2011-08-30 | 2011-08-30
REIPNR-11745 | SREC Solar | CIMILUCA | MERCEDES BENZ MANHATTAN INC. | 397.98 | 0 | Commercial | 1 | NORTH BERGEN | 7047 | 8 | G & S INVESTORS | PSE&G BPU | No | Complete | 2011-02-15 | 2011-05-05 | 2011-06-27 | 2011-06-27
REIPNR-11746 | SREC Solar | MARTINO | MARTINO ENTERPRISES | 26.91 | 0 | Commercial | 1 | NEWTON | 7860 | 1 | EM ELECTRICAL CONTRACTORS | JCP&L | No | Complete | 2011-02-15 | 2012-03-01 | 2012-04-19 | 2012-04-19
REIPNR-11749 | SREC Solar | HARDY | EXTRA SPACE STORAGE #739 | 173.25 | 0 | Commercial | 1 | LINDEN | 7036 | 10 | 1ST LIGHT ENERGY, INC. | PSE&G BPU | No | Complete | 2011-02-15 | 2011-03-14 | 2011-06-29 | 2011-06-29
REIPNR-11750 | SREC Solar | HARTER | HARTER EQUIPMENT INC. | 73.14 | 0 | Commercial |  | MILLSTONE TWP | 8535 | 17 | E2ECTA, INC. | JCP&L | No | Complete | 2011-02-15 | 2011-10-19 | 2011-10-28 | 2011-10-28
REIPNR-11751 | SREC Solar | HARDY | EXTRA SPACE STORAGE # 1196 | 63.45 | 0 | Commercial | 1 | TRENTON | 8848 | 4 | 1ST LIGHT ENERGY, INC. | PSE&G BPU | No | Complete | 2011-02-15 | 2011-03-14 | 2011-06-07 | 2011-06-07
REIPNR-11752 | SREC Solar | HARDY | EXTRA SPACE STORAGE #330 | 105.84 | 0 | Commercial | 1 | HACKENSACK | 7601 | 7 | 1ST LIGHT ENERGY, INC. | PSE&G BPU | No | Complete | 2011-02-15 | 2011-03-14 | 2011-07-22 | 2011-07-22
REIPNR-11753 | SREC Solar | CHUBB | THERMOSEAL INDUSTRIES | 238.29 | 0 | Commercial |  | GLOUCESTER CITY | 8030 | 14 | DYNAMIC ENERGY, LLC | PSE&G BPU | No | Complete | 2011-02-15 | 2011-06-14 | 2011-07-15 | 2011-07-15
REIPNR-11754 | SREC Solar | HARDY | EXTRA SPACE STORAGE #809 | 216.905 | 0 | Commercial | 1 | NORTH BERGEN | 7047 | 8 | 1ST LIGHT ENERGY, INC. | PSE&G BPU | No | Complete | 2011-02-15 | 2011-03-14 | 2012-01-13 | 2012-01-13
REIPNR-11755 | SREC Solar | ADLER | ADLER DEVELOPMENT | 304.128 | 0 | Commercial | 1 | CRANBURY | 8512 | 11 | ADVANCED GREEN TECHNOLOGIES | PSE&G BPU | No | Complete | 2011-02-15 | 2011-08-22 | 2011-08-30 | 2011-08-30
REIPNR-11756 | SREC Solar | STEELE |  | 6.9 | 0 | Residential | 1 | BRICK | 8724 | 18 | RELIABLE POWER SERVICES, INC. | JCP&L | No | Complete | 2011-02-15 | 2012-03-16 | 2013-06-03 | 2013-06-03
REIPNR-11757 | SREC Solar | LAKE |  | 7.38 | 0 | Residential | 1 | MANAHAWKIN | 8050 | 18 | TRINITY HEATING AND AIR | AC Electric | No | Complete | 2011-02-15 | 2011-06-10 | 2011-06-30 | 2011-06-30
REIPNR-11758 | SREC Solar | DELORENZO |  | 9.87 | 0 | Residential | 1 | COLUMBUS | 8022 | 13 | TRINITY HEATING AND AIR | PSE&G BPU | No | Complete | 2011-02-15 | 2011-04-05 | 2011-04-21 | 2011-04-21
REIPNR-11760 | SREC Solar | TIGHE |  | 11.1 | 0 | Residential |  | AVALON | 8202 | 21 | SPECTRUM SOLAR, LLC | AC Electric | No | Complete | 2011-02-15 | 2012-03-07 | 2012-04-12 | 2012-04-12
REIPNR-11761 | SREC Solar | KAIN | CONGREGATION BAIS ELIMELECH | 15.54 | 0 | Commercial | 1 | LAKEWOOD | 8701 | 18 | AROSA SOLAR ENERGY, INC | JCP&L | No | Complete | 2011-02-15 | 2011-05-11 | 2011-07-21 | 2011-07-21
REIPNR-11762 | SREC Solar | GENNA |  | 10.34 | 0 | Residential |  | NEWFIELD | 8344 | 15 | SELF INSTALL | AC Electric | No | Complete | 2011-02-15 | 2011-05-26 | 2011-07-06 | 2011-07-06
REIPNR-11763 | SREC Solar | RONZO |  | 6.235 | 0 | Residential | 1 | SOUTH PLAINFIELD | 7080 | 11 | A-TOP ALTERNATIVE ENERGY | PSE&G BPU | No | Complete | 2011-02-15 | 2011-04-20 | 2011-05-27 | 2011-05-27
REIPNR-11764 | SREC Solar | BOWMAN |  | 1.32 | 0 | Residential |  | SAYREVILLE | 8872 | 11 | CORBIN SOLAR SOLUTIONS, LLC | JCP&L | No | Complete | 2011-02-15 | 2011-05-13 | 2011-05-27 | 2011-05-27
REIPNR-11765 | SREC Solar | BERMAN |  | 10.105 | 0 | Residential |  | EAST WINDSOR | 8520 | 12 | CORBIN SOLAR SOLUTIONS, LLC | JCP&L | No | Complete | 2011-02-15 | 2011-04-28 | 2011-06-03 | 2011-06-03
REIPNR-11766 | SREC Solar | MASLOW | SCOTT J. MASLOW P.A. | 13.34 | 0 | Commercial |  | WILDWOOD CREST | 8260 | 21 | RCL ENTERPRISES INC. | AC Electric | No | Complete | 2011-02-15 | 2011-08-10 | 2011-11-03 | 2011-11-03
REIPNR-11768 | SREC Solar | SHETH |  | 6.97 | 0 | Residential | 1 | NORTH BRUNSWICK | 8902 | 11 | TRINITY HEATING AND AIR | PSE&G BPU | No | Complete | 2011-02-15 | 2011-03-14 | 2011-04-18 | 2011-04-18
REIPNR-11769 | SREC Solar | O'GURKIS |  | 5.06 | 0 | Residential | 1 | S BROUND BROOK | 8880 | 5 | PINNACLE SOLAR GROUP | PSE&G BPU | No | Complete | 2011-02-15 | 2011-04-07 | 2011-05-11 | 2011-05-11
REIPNR-11771 | SREC Solar | VALLINAYAGAM |  | 5.945 | 0 | Residential | 1 | SCOTCH PLAINS | 7076 | 10 | TRINITY HEATING AND AIR | PSE&G BPU | No | Complete | 2011-02-15 | 2011-06-23 | 2011-07-12 | 2011-07-12
REIPNR-11773 | SREC Solar | FRIEDEL |  | 9.43 | 0 | Residential | 1 | ALLENTOWN | 8501 | 17 | TRINITY HEATING AND AIR | PSE&G BPU | No | Complete | 2011-02-15 | 2011-06-01 | 2011-06-10 | 2011-06-10
REIPNR-11774 | SREC Solar | TAYLOR |  | 4.51 | 0 | Residential | 1 | GALLOWAY | 8205 | 19 | TRINITY HEATING AND AIR | AC Electric | No | Complete | 2011-02-15 | 2011-06-10 | 2011-06-29 | 2011-06-29
REIPNR-11775 | SREC Solar | MARROCCO | MARROCCO MEMORIAL CHAPEL | 31.02 | 0 | Commercial | 1 | CLIFTON | 7013 | 6 | TRINITY HEATING AND AIR | PSE&G BPU | No | Complete | 2011-02-15 | 2011-05-26 | 2011-06-10 | 2011-06-10
REIPNR-11776 | SREC Solar | VANTASSEL | RIEWERTS MEMORIAL HOME | 13.12 | 0 | Commercial |  | BERGENFIELD | 7621 | 7 | TRINITY HEATING AND AIR | PSE&G BPU | No | Complete | 2011-02-15 | 2011-08-22 | 2011-08-30 | 2011-08-30
REIPNR-11777 | SREC Solar | LYNCH |  | 9.165 | 0 | Residential | 1 | TOMS RIVER | 8753 | 18 | TRINITY HEATING AND AIR | JCP&L | No | Complete | 2011-02-15 | 2011-06-07 | 2011-07-12 | 2011-07-12
REIPNR-11778 | SREC Solar | BROWNLEE |  | 4.92 | 0 | Residential | 1 | TOMS RIVER | 8753 | 18 | TRINITY HEATING AND AIR | JCP&L | No | Complete | 2011-02-15 | 2011-07-19 | 2011-07-27 | 2011-07-27
REIPNR-11779 | SREC Solar | FERRARO |  | 7.99 | 0 | Residential | 1 | HOWELL | 7731 | 17 | TRINITY HEATING AND AIR | JCP&L | No | Complete | 2011-02-15 | 2011-06-29 | 2011-07-13 | 2011-07-13
REIPNR-11780 | SREC Solar | EWING |  | 6.15 | 0 | Residential | 1 | NEWTON | 7860 | 1 | TRINITY HEATING AND AIR | JCP&L | No | Complete | 2011-02-15 | 2011-06-30 | 2011-07-13 | 2011-07-13
REIPNR-11781 | SREC Solar | KOWALSKI |  | 6.15 | 0 | Residential | 1 | MANVILLE | 8835 | 5 | TRINITY HEATING AND AIR | PSE&G BPU | No | Complete | 2011-02-15 | 2011-04-21 | 2011-05-03 | 2011-05-03
REIPNR-11782 | SREC Solar | BELAVICH |  | 6.97 | 0 | Residential | 1 | BEACHWOOD | 8722 | 18 | TRINITY HEATING AND AIR | JCP&L | No | Complete | 2011-02-15 | 2011-04-05 | 2011-05-11 | 2011-05-11
REIPNR-11783 | SREC Solar | SULLIVAN |  | 4.6 | 0 | Residential | 1 | BRICK | 8724 | 18 | RELIABLE POWER SERVICES, INC. | JCP&L | No | Complete | 2011-02-21 | 2011-03-09 | 2011-03-25 | 2011-03-25
REIPNR-11784 | SREC Solar | CATERINA | CATERINA SUPPLY INC. | 12.3 | 0 | Commercial |  | WILLIAMSTOWN | 8094 | 15 | TRINITY HEATING AND AIR | AC Electric | No | Complete | 2011-02-15 | 2011-07-22 | 2011-08-03 | 2011-08-03
REIPNR-11785 | SREC Solar | CATERINA | CATERINA SUPPLY INC. | 28.7 | 0 | Commercial |  | WILLIAMSTOWN | 8094 | 15 | TRINITY HEATING AND AIR | AC Electric | No | Complete | 2011-02-15 | 2011-07-22 | 2011-08-03 | 2011-08-03
REIPNR-11786 | SREC Solar | FORSHAY | BROWNING-FORSHAY FUNERAL HOME | 20.49 | 0 | Commercial |  | HAWTHORNE | 7506 | 6 | MERCURY SOLAR SYSTEMS | PSE&G BPU | No | Complete | 2011-02-21 | 2011-07-15 | 2011-07-29 | 2011-07-29
REIPNR-11787 | SREC Solar | FORSHAY | BROWNING-FORSHAY FUNERAL MAIN | 6.29 | 0 | Commercial |  | HAWTHORNE | 7506 | 6 | MERCURY SOLAR SYSTEMS | PSE&G BPU | No | Complete | 2011-02-21 | 2011-07-15 | 2011-07-29 | 2011-07-29
REIPNR-11788 | SREC Solar | SCHILDGE | CRP INDUSTRIES INC. | 498.96 | 0 | Commercial |  | CRANBURY | 8512 | 11 | THE SOLAR CENTER, INC. | PSE&G BPU | No | Complete | 2011-02-15 | 2012-01-04 | 2012-02-17 | 2012-02-17
REIPNR-11789 | SREC Solar | CANNELLA |  | 4.83 | 0 | Residential | 1 | TOMS RIVER | 8755 | 18 | RELIABLE POWER SERVICES, INC. | JCP&L | No | Complete | 2011-02-21 | 2011-03-09 | 2011-03-25 | 2011-03-25
REIPNR-11790 | SREC Solar | KIRSCHNER |  | 3.5 | 0 | Residential | 1 | MARLBORO | 7746 | 17 | RELIABLE POWER SERVICES, INC. | JCP&L | No | Complete | 2011-02-21 | 2011-03-22 | 2011-04-11 | 2011-04-11
REIPNR-11791 | SREC Solar | LENTINI |  | 2.59 | 0 | Residential | 1 | NORTHFIELD | 8225 | 19 | MERCURY SOLAR SYSTEMS | AC Electric | No | Complete | 2011-02-15 | 2011-03-09 | 2011-04-05 | 2011-04-05
REIPNR-11792 | SREC Solar | DEFALCO | DEFALCO'S SERVICE CENTER | 10.66 | 0 | Commercial |  | EDISON | 8817 | 11 | TRINITY HEATING AND AIR | PSE&G BPU | No | Complete | 2011-02-21 | 2011-08-02 | 2011-08-08 | 2011-08-08
REIPNR-11793 | SREC Solar | ABRAMSON |  | 7.05 | 0 | Residential | 1 | EDISON | 8817 | 11 | TRINITY HEATING AND AIR | PSE&G BPU | No | Complete | 2011-02-21 | 2011-05-09 | 2011-06-15 | 2011-06-15
REIPNR-11794 | SREC Solar | TOSH |  | 8.28 | 0 | Residential | 1 | HOWELL | 7731 | 17 | RELIABLE POWER SERVICES, INC. | JCP&L | No | Complete | 2011-02-21 | 2012-03-16 | 2012-04-22 | 2012-04-22
REIPNR-11795 | SREC Solar | BEDEWI |  | 11.04 | 0 | Residential |  | DENVILLE | 7834 | 3 | PRO CUSTOM SOLAR | JCP&L | No | Complete | 2011-02-15 | 2011-03-30 | 2011-09-01 | 2011-09-01
REIPNR-11799 | SREC Solar | PRICE |  | 8.28 | 0 | Residential | 1 | EASTAMPTON | 8060 | 13 | MERCURY SOLAR SYSTEMS | PSE&G BPU | No | Complete | 2011-02-15 | 2011-05-18 | 2011-06-27 | 2011-06-27
REIPNR-11800 | SREC Solar | SFORZA | NORTH HUNTERDON PHYSICIANS | 24.42 | 0 | Commercial |  | HAMPTON | 8827 | 4 | FUTURE SOLUTIONS CONTRACTING, LLC | JCP&L | No | Complete | 2011-02-15 | 2011-05-09 | 2011-05-26 | 2011-05-26
REIPNR-11801 | SREC Solar | MERCURIO |  | 9.99 | 0 | Residential | 1 | FERRELL | 8343 | 16 | TRINITY HEATING AND AIR | AC Electric | No | Complete | 2011-02-21 | 2011-06-07 | 2011-07-12 | 2011-07-12
REIPNR-11803 | SREC Solar | VREELAND |  | 9.25 | 0 | Residential | 1 | GLEN GARDENER | 8826 | 4 | TRINITY HEATING AND AIR | JCP&L | No | Complete | 2011-02-21 | 2011-05-09 | 2011-05-26 | 2011-05-26
REIPNR-11804 | SREC Solar | PICCINETTI |  | 5.33 | 0 | Residential | 1 | HAMILTON | 8619 | 12 | TRINITY HEATING AND AIR | PSE&G BPU | No | Complete | 2011-02-21 | 2011-05-26 | 2011-06-27 | 2011-06-27
REIPNR-11805 | SREC Solar | CARLE |  | 3.995 | 0 | Residential | 1 | SPRAY BEACH | 8008 | 18 | TRINITY HEATING AND AIR | AC Electric | No | Complete | 2011-02-21 | 2011-06-09 | 2011-06-30 | 2011-08-16
REIPNR-11806 | SREC Solar | LAVER |  | 7.99 | 0 | Residential | 1 | HOWELL | 7731 | 17 | TRINITY HEATING AND AIR | JCP&L | No | Complete | 2011-02-21 | 2011-03-15 | 2011-03-25 | 2011-03-25
REIPNR-11807 | SREC Solar | PETTITE | PETTITE ASSOC | 12 | 0 | Commercial |  | SEWELL | 8080 | 15 | SOLARE AMERICA | AC Electric | No | Complete | 2011-02-21 | 2012-01-06 | 2012-01-20 | 2012-01-20
REIPNR-11808 | SREC Solar | JELVANI |  | 10.5 | 0 | Residential |  | FRENCHTOWN | 8825 | 4 | SUN FARM NETWORK | JCP&L | No | Complete | 2011-02-21 | 2011-06-22 | 2011-08-15 | 2011-08-15
REIPNR-11809 | SREC Solar | BALLINGALL |  | 6.97 | 0 | Residential | 1 | MANCHESTER | 8759 | 18 | TRINITY HEATING AND AIR | JCP&L | No | Complete | 2011-02-21 | 2011-10-14 | 2011-11-29 | 2011-11-29
REIPNR-11810 | SREC Solar | FALCOMATO |  | 7.79 | 0 | Residential | 1 | MANCHESTER | 8759 | 18 | TRINITY HEATING AND AIR | JCP&L | No | Complete | 2011-02-21 | 2011-07-12 | 2011-07-29 | 2011-07-29
REIPNR-11811 | SREC Solar | BENKE |  | 8.28 | 0 | Residential | 1 | BELLE MEAD | 8502 | 5 | TRINITY HEATING AND AIR | PSE&G BPU | No | Complete | 2011-02-21 | 2011-11-21 | 2011-12-20 | 2011-12-20
REIPNR-11813 | SREC Solar | BROWN |  | 3.225 | 0 | Residential | 1 | ENGLEWOOD | 7631 | 7 | SOLULAR LLC/RWD CONSULTANTS | PSE&G BPU | No | Complete | 2011-02-21 | 2011-05-13 | 2011-05-27 | 2011-05-27
REIPNR-11814 | SREC Solar | RUOFF | RUOFF & SONS INC | 150.096 | 0 | Commercial |  | RUNNEMEDE | 8078 | 14 | AZTEC SOLAR POWER | PSE&G BPU | No | Complete | 2011-02-21 | 2011-07-13 | 2011-08-10 | 2011-08-10
REIPNR-11817 | SREC Solar | TORO |  | 7.875 | 0 | Residential | 1 | EAST BRUNSWICK | 8816 | 11 | CORBIN SOLAR SOLUTIONS, LLC | PSE&G BPU | No | Complete | 2011-02-21 | 2011-08-18 | 2011-08-29 | 2011-08-29
REIPNR-11818 | SREC Solar | WACHTER | MOUNT LAUREL BOE | 305.9 | 0 | School Public K-12 |  | MT LAUREL | 8054 | 13 | LIGHTON INDUSTRIES | PSE&G BPU | No | Complete | 2011-02-21 | 2011-04-15 | 2011-07-06 | 2011-07-06
REIPNR-11819 | SREC Solar | LI |  | 4.05 | 0 | Residential |  | PRINCETON JUNCTION | 8550 | 12 | AMERICAN RENEWABLE ENERGY, INC | PSE&G BPU | No | Complete | 2011-02-21 | 2011-09-20 | 2011-11-03 | 2011-11-03
REIPNR-11827 | SREC Solar | REIMNITZ | 105 GROVE LLC | 26.064 | 0 | Commercial |  | MONTCLAIR | 7042 | 9 | CORBIN SOLAR SOLUTIONS, LLC | PSE&G BPU | No | Complete | 2011-02-21 | 2011-08-02 | 2011-08-08 | 2011-08-08
REIPNR-11829 | SREC Solar | RUSSO |  | 5.52 | 0 | Residential | 1 | TOMS RIVER | 8753 | 18 | RELIABLE POWER SERVICES, INC. | JCP&L | No | Complete | 2011-02-21 | 2011-03-09 | 2011-04-21 | 2011-04-21
REIPNR-11830 | SREC Solar | MEDEFINT |  | 6.67 | 0 | Residential | 1 | BRICK | 8723 | 18 | RELIABLE POWER SERVICES, INC. | JCP&L | No | Complete | 2011-02-21 | 2011-03-30 | 2011-04-18 | 2011-04-18
REIPNR-11831 | SREC Solar | LATZA |  | 2.94 | 0 | Residential | 1 | BELMAR | 7719 | 17 | RELIABLE POWER SERVICES, INC. | JCP&L | No | Complete | 2011-02-21 | 2011-03-09 | 2011-04-21 | 2011-04-21
REIPNR-11832 | SREC Solar | GRECO |  | 4.6 | 0 | Residential | 1 | LONG BRANCH | 7740 | 17 | RELIABLE POWER SERVICES, INC. | JCP&L | No | Complete | 2011-02-21 | 2011-05-13 | 2011-08-17 | 2011-08-17
REIPNR-11833 | SREC Solar | SUN |  | 6.11 | 0 | Residential | 1 | JACKSON | 8527 | 18 | TRINITY HEATING AND AIR | JCP&L | No | Complete | 2011-02-21 | 2011-05-18 | 2011-06-29 | 2011-06-29
REIPNR-11834 | SREC Solar | STAUDT |  | 6.56 | 0 | Residential |  | BARNEGAT | 8005 | 18 | TRINITY HEATING AND AIR | AC Electric | No | Complete | 2011-02-21 | 2011-06-08 | 2011-06-29 | 2011-06-29
REIPNR-11835 | SREC Solar | BHARARA |  | 7.79 | 0 | Residential |  | NEPTUNE | 7753 | 17 | TRINITY HEATING AND AIR | JCP&L | No | Complete | 2011-02-21 | 2011-07-13 | 2011-07-29 | 2011-07-29
REIPNR-11836 | SREC Solar | TAHIR |  | 7.175 | 0 | Residential |  | MARLBORO | 7746 | 17 | TRINITY HEATING AND AIR | JCP&L | No | Complete | 2011-02-21 | 2011-05-18 | 2011-06-03 | 2011-06-03
REIPNR-11837 | SREC Solar | MALATESTA |  | 5.74 | 0 | Residential |  | BEACH HAVEN INLET | 8008 | 18 | TRINITY HEATING AND AIR | AC Electric | No | Complete | 2011-02-21 | 2011-06-10 | 2011-06-29 | 2011-06-29
REIPNR-11838 | SREC Solar | DESIEN |  | 7.05 | 0 | Residential | 1 | CLEMENTON | 8021 | 14 | TRINITY HEATING AND AIR | AC Electric | No | Complete | 2011-02-21 | 2011-05-02 | 2011-05-13 | 2011-05-13
REIPNR-11840 | SREC Solar | WHITMAN | 2511 LAKEWOOD RD. | 10.85 | 0 | Commercial |  | POINT PLEASANT | 8742 | 18 | WHITMAN CONSTRUCTION | JCP&L | No | Complete | 2011-02-21 | 2011-05-31 | 2011-06-29 | 2011-06-29
REIPNR-11842 | SREC Solar | TREISTER | STC WOODBRIDGE SOLAR | 184.14 | 0 | Commercial |  | WOODBRIDGE | 7095 | 11 | SPG SOLAR INC. | PSE&G BPU | No | Complete | 2011-02-21 | 2011-06-09 | 2011-07-15 | 2011-07-15
REIPNR-11843 | SREC Solar | TREISTER | STC WOODBRIDGE SOLAR LLC | 175.23 | 0 | Commercial |  | WOODBRIDGE | 7095 | 11 | SPG SOLAR INC. | PSE&G BPU | No | Complete | 2011-02-21 | 2011-06-09 | 2011-07-15 | 2011-07-15
REIPNR-11844 | SREC Solar | ACOSTA | CAMDEN DISCOUNT PHARMACY | 8.64 | 0 | Commercial |  | CAMDEN | 8104 | 14 | SOLAR WORKS NJ | PSE&G BPU | No | Complete | 2011-02-21 | 2012-07-05 | 2012-07-31 | 2012-07-31
REIPNR-11847 | SREC Solar | RILEY |  | 22.56 | 0 | Residential |  | MILLVILLE | 8332 | 20 | SHERWOOD ELECTRIC CO. INC. | AC Electric | No | Complete | 2011-02-21 | 2011-07-21 | 2011-08-03 | 2011-08-03
REIPNR-11848 | SREC Solar | ALLENDER |  | 8.4 | 0 | Residential |  | SKILLMAN | 8558 | 5 | 1ST LIGHT ENERGY, INC. | PSE&G BPU | No | Complete | 2011-02-21 | 2011-04-28 | 2011-06-20 | 2011-06-20
REIPNR-11849 | SREC Solar | BERBEN |  | 8.28 | 0 | Residential |  | WRIGHTSTOWN | 8562 | 13 | J. A. WIG CONSTRUCTION AND ELECTRIC, LLC | JCP&L | No | Complete | 2011-02-21 | 2011-06-23 | 2011-07-15 | 2011-07-15
REIPNR-11850 | SREC Solar | COSTANZO |  | 5.06 | 0 | Residential | 1 | CEDAR GROVE | 7009 | 9 | MERCURY SOLAR SYSTEMS | PSE&G BPU | No | Complete | 2011-02-21 | 2011-08-12 | 2011-09-19 | 2011-09-19
REIPNR-11851 | SREC Solar | BUTTON |  | 6.525 | 0 | Residential |  | WESTAPMTON | 8060 | 13 | SOLULAR LLC/RWD CONSULTANTS | PSE&G BPU | No | Complete | 2011-02-21 | 2011-09-14 | 2011-09-23 | 2011-09-23
REIPNR-11852 | SREC Solar | LAMORTE | RONSTAN PAPER COMPANY, INC | 73.32 | 0 | Commercial |  | EATONTOWN | 7724 | 17 | GARDEN STATE SOLAR LLC | JCP&L | No | Complete | 2011-02-21 | 2011-06-09 | 2011-09-29 | 2011-09-29
REIPNR-11853 | SREC Solar | HAWKSBY |  | 9.87 | 0 | Residential | 1 | FREEHOLD | 7728 | 17 | TRINITY HEATING AND AIR | JCP&L | No | Complete | 2011-02-21 | 2011-07-14 | 2011-07-26 | 2011-07-26
REIPNR-11854 | SREC Solar | DORN |  | 8.61 | 0 | Residential |  | SCOTCH PLAINS | 7076 | 10 | TRINITY HEATING AND AIR | PSE&G BPU | No | Complete | 2011-02-21 | 2011-07-25 | 2011-08-03 | 2011-08-03
REIPNR-11855 | SREC Solar | MCKITISH | THE PEDDIE SCHOOL | 968.435 | 0 | School Other | 1 | HIGHTSTOWN | 8520 | 12 | PRO-TECH ENERGY SOLUTIONS | JCP&L | No | Complete | 2011-02-21 | 2011-07-19 | 2011-08-15 | 2011-08-15
REIPNR-11857 | SREC Solar | SULISH |  | 9.9 | 0 | Residential |  | BORDENTOWN | 8505 | 13 | KOPP ELECTRIC COMPANY | PSE&G BPU | No | Complete | 2011-02-21 | 2011-04-14 | 2011-04-28 | 2011-04-28
REIPNR-11858 | SREC Solar | SUGRUE |  | 8.74 | 0 | Residential | 1 | EGG HARBOR TWP | 8234 | 19 | MERCURY SOLAR SYSTEMS | AC Electric | No | Complete | 2011-02-21 | 2011-05-06 | 2011-05-27 | 2011-05-27
REIPNR-11859 | SREC Solar | CONTINO |  | 15.12 | 0 | Residential |  | FAIRTON | 8302 | 20 | SUNNYMAC, LLC | AC Electric | No | Complete | 2011-02-21 | 2011-02-28 | 2011-03-25 | 2011-03-25
REIPNR-11860 | SREC Solar | CARUSO | ATLANTIC EYE CENTER | 12.025 | 0 | Commercial |  | CAPE MAY COURT HOUSE | 8210 | 21 | MERCURY SOLAR SYSTEMS | AC Electric | No | Complete | 2011-02-21 | 2011-08-02 | 2011-08-08 | 2011-08-08
REIPNR-11862 | SREC Solar | BARNETT | INSTITUTE FOR NURSING, INC | 23.256 | 0 | Commercial | 1 | TRENTON | 8618 | 12 | JERSEY SOLAR, LLC | PSE&G BPU | No | Complete | 2011-02-21 | 2011-06-17 | 2011-07-06 | 2011-07-06
REIPNR-11864 | SREC Solar | MAGRAM |  | 9.36 | 0 | Residential |  | MOUNT LAUREL | 8054 | 13 | FUTURE SOLUTIONS CONTRACTING, LLC | PSE&G BPU | No | Complete | 2011-02-21 | 2011-06-06 | 2011-06-20 | 2011-06-20
REIPNR-11865 | SREC Solar | GASTON |  | 5.06 | 0 | Residential |  | POINT PLEASANT | 8742 | 18 | RELIABLE POWER SERVICES, INC. | JCP&L | No | Complete | 2011-02-21 | 2012-03-16 | 2012-04-22 | 2012-04-22
REIPNR-11866 | SREC Solar | PANACCIONE |  | 7.59 | 0 | Residential | 1 | MARLBORO | 7746 | 17 | RELIABLE POWER SERVICES, INC. | JCP&L | No | Complete | 2011-02-21 | 2011-03-22 | 2011-04-11 | 2011-04-11
REIPNR-11867 | SREC Solar | WEBER |  | 12.15 | 0 | Residential | 1 | BRIDGETON | 8302 | 20 | MERCURY SOLAR SYSTEMS | AC Electric | No | Complete | 2011-02-21 | 2011-04-13 | 2011-05-11 | 2011-05-11
REIPNR-11868 | SREC Solar | PADAVANO | A-K BEDMINSTER ASSOCIATES, LP | 157.32 | 0 | Commercial | 1 | BEDMINSTER | 7921 | 5 | MERCURY SOLAR SYSTEMS | JCP&L | No | Complete | 2011-02-21 | 2011-11-30 | 2012-01-13 | 2012-01-13
REIPNR-11869 | SREC Solar | GRODZIELANEK | DISCOVER CHIROPRACTIC CENTER | 11.96 | 0 | Commercial |  | BLACKWOOD | 8012 | 14 | POWELL ENERGY AND SOLAR | PSE&G BPU | No | Complete | 2011-02-21 | 2011-10-03 | 2012-02-02 | 2012-02-02
REIPNR-11870 | SREC Solar | JEFFERSON |  | 9.36 | 0 | Residential |  | MT. LAUREL | 8054 | 13 | FUTURE SOLUTIONS CONTRACTING, LLC | PSE&G BPU | No | Complete | 2011-02-21 | 2011-08-08 | 2011-08-15 | 2011-08-15
REIPNR-11871 | SREC Solar | INDICH | 603 W COUNTY LINE RD LLC | 26.64 | 0 | Commercial |  | LAKEWOOD | 8701 | 18 | AROSA SOLAR ENERGY, INC | JCP&L | No | Complete | 2011-02-21 | 2011-08-02 | 2012-06-06 | 2012-06-06
REIPNR-11872 | SREC Solar | ALT | SHI INTL CORP. | 327.18 | 0 | Commercial | 1 | SOMERSET | 8873 | 5 | TRINITY HEATING AND AIR | PSE&G BPU | No | Complete | 2011-02-21 | 2011-08-09 | 2011-08-22 | 2011-08-22
REIPNR-11873 | SREC Solar | DIKEN |  | 2.795 | 0 | Residential | 1 | METUCHEN | 8840 | 11 | ALTERNATIVE LIGHT & ENERGY SOLUTIONS | PSE&G BPU | No | Complete | 2011-02-21 | 2011-04-19 | 2011-06-03 | 2011-06-03
REIPNR-11874 | SREC Solar | POLING |  | 9.84 | 0 | Residential | 1 | LAKEHURST | 8733 | 18 | TRINITY HEATING AND AIR | JCP&L | No | Complete | 2011-02-21 | 2011-07-06 | 2011-07-29 | 2011-07-29
REIPNR-11875 | SREC Solar | GERHARDT |  | 3.01 | 0 | Residential | 1 | MARGATE | 8402 | 19 | RCL ENTERPRISES INC. | AC Electric | No | Complete | 2011-02-21 | 2011-05-31 | 2011-06-29 | 2011-06-29
REIPNR-11876 | SREC Solar | FARAH |  | 6.15 | 0 | Residential | 1 | BORDERTOWN | 8505 | 13 | TRINITY HEATING AND AIR | PSE&G BPU | No | Complete | 2011-02-21 | 2011-04-14 | 2011-05-27 | 2011-05-27
REIPNR-11877 | SREC Solar | GERHARDT |  | 3.01 | 0 | Residential | 1 | MARGATE | 8402 | 19 | RCL ENTERPRISES INC. | AC Electric | No | Complete | 2011-02-21 | 2011-05-31 | 2011-06-29 | 2011-06-29
REIPNR-11878 | SREC Solar | MEEH |  | 6.97 | 0 | Residential | 1 | COLUMBUS | 8022 | 13 | TRINITY HEATING AND AIR | PSE&G BPU | No | Complete | 2011-02-21 | 2011-05-31 | 2011-06-10 | 2011-06-10
REIPNR-11879 | SREC Solar | COLEMAN |  | 8.51 | 0 | Residential | 1 | BORDENTOWN | 8505 | 13 | TRINITY HEATING AND AIR | PSE&G BPU | No | Complete | 2011-02-21 | 2011-06-07 | 2011-07-12 | 2011-07-12
REIPNR-11880 | SREC Solar | SIGLIN |  | 127.452 | 0 | Commercial | 1 | SUSSEX | 7461 | 1 | GEOGENIX | JCP&L | No | Complete | 2011-02-21 | 2012-01-24 | 2012-03-08 | 2012-03-08
REIPNR-11881 | SREC Solar | MOSQUERA |  | 7.38 | 0 | Residential | 1 | BRIDGEWATER | 8807 | 5 | TRINITY HEATING AND AIR | PSE&G BPU | No | Complete | 2011-02-21 | 2011-05-25 | 2011-06-27 | 2011-06-27
REIPNR-11882 | SREC Solar | AVERSA |  | 8.2 | 0 | Residential | 1 | MANCHESTER | 8759 | 18 | TRINITY HEATING AND AIR | JCP&L | No | Complete | 2011-02-21 | 2011-07-06 | 2011-07-29 | 2011-07-29
REIPNR-11883 | SREC Solar | CHAPMAN |  | 2.87 | 0 | Residential | 1 | EDGEWATER | 7020 | 7 | TRINITY HEATING AND AIR | PSE&G BPU | No | Complete | 2011-02-21 | 2011-08-29 | 2011-10-21 | 2011-10-21
REIPNR-11884 | SREC Solar | PHILLIPS |  | 6.97 | 0 | Residential | 1 | ALLENTOWN | 8501 | 17 | TRINITY HEATING AND AIR | PSE&G BPU | No | Complete | 2011-02-23 | 2011-06-03 | 2011-06-27 | 2011-06-27
REIPNR-11885 | SREC Solar | KINSMAN |  | 7.175 | 0 | Residential | 1 | STEWARTSVILLE | 8886 | 2 | TRINITY HEATING AND AIR | JCP&L | No | Complete | 2011-02-21 | 2011-07-06 | 2011-07-29 | 2011-07-29
REIPNR-11886 | SREC Solar | WILLIAMS |  | 5.125 | 0 | Residential | 1 | EDGEWATER PARK | 8010 | 13 | TRINITY HEATING AND AIR | PSE&G BPU | No | Complete | 2011-02-21 | 2012-03-07 | 2012-04-12 | 2012-04-12
REIPNR-11887 | SREC Solar | KEELAN |  | 9.02 | 0 | Residential | 1 | KEANSBURG | 7734 | 17 | TRINITY HEATING AND AIR | JCP&L | No | Complete | 2011-02-21 | 2011-06-03 | 2011-06-27 | 2011-06-27
REIPNR-11889 | SREC Solar | CELIA |  | 8.88 | 0 | Residential | 1 | BURLINGTON | 8016 | 13 | TRINITY HEATING AND AIR | PSE&G BPU | No | Complete | 2011-02-21 | 2011-05-26 | 2011-06-27 | 2011-06-27
REIPNR-11890 | SREC Solar | REIDER |  | 9.02 | 0 | Residential |  | SPRINGFIELD | 7081 | 10 | TRINITY HEATING AND AIR | JCP&L | No | Complete | 2011-02-21 | 2011-04-14 | 2011-04-28 | 2011-04-28
REIPNR-11891 | SREC Solar | HOLT |  | 8.61 | 0 | Residential | 1 | TOMS RIVER | 8755 | 18 | TRINITY HEATING AND AIR | JCP&L | No | Complete | 2011-02-21 | 2011-05-02 | 2011-06-15 | 2011-06-15
REIPNR-11892 | SREC Solar | LOVEGREN |  | 9.84 | 0 | Residential | 1 | POINT PLEASANT | 8742 | 18 | TRINITY HEATING AND AIR | JCP&L | No | Complete | 2011-02-21 | 2011-05-18 | 2011-06-03 | 2011-06-03
REIPNR-11893 | SREC Solar | RITTER |  | 7.38 | 0 | Residential |  | CLARK | 7066 | 10 | TRINITY HEATING AND AIR | PSE&G BPU | No | Complete | 2011-02-21 | 2011-06-03 | 2011-06-27 | 2011-06-27
REIPNR-11894 | SREC Solar | ZECK | WATCH ME LEARN PRESCHOOL | 48.88 | 0 | School Other |  | SWEDESBORO | 8085 | 15 | ENERGY INFRASTRUCTURE GLOBAL INC | AC Electric | No | Complete | 2011-02-21 | 2012-06-13 | 2012-06-20 | 2012-06-20
REIPNR-11895 | SREC Solar | ROBBIE |  | 4.07 | 0 | Residential | 1 | DELANCO | 8075 | 13 | MERCURY SOLAR SYSTEMS | PSE&G BPU | No | Complete | 2011-02-21 | 2011-04-04 | 2011-04-21 | 2011-04-21
REIPNR-11896 | SREC Solar | GINSBERG | ROYAL WINE CORPORATION | 1149.54 | 0 | Commercial |  | BAYONNE | 7002 | 8 | HES ENERGY SERVICES LLC | PSE&G BPU | No | Complete | 2011-02-21 | 2011-12-28 | 2012-01-31 | 2012-01-31
REIPNR-11897 | SREC Solar | MEIRS | DAVID A. MEIRS | 8.28 | 0 | Commercial | 1 | CREAM RIDGE | 8514 | 17 | TRINITY HEATING AND AIR | JCP&L | No | Complete | 2011-02-21 | 2012-01-05 | 2012-01-26 | 2012-01-26
REIPNR-11898 | SREC Solar | MURRAY |  | 9.89 | 0 | Residential |  | MARMORA | 8223 | 21 | MERCURY SOLAR SYSTEMS | AC Electric | No | Complete | 2011-02-21 | 2011-04-13 | 2011-04-28 | 2011-04-28
REIPNR-11900 | SREC Solar | HANLEY |  | 12.58 | 0 | Residential |  | OCEANVIEW | 8230 | 21 | MERCURY SOLAR SYSTEMS | AC Electric | No | Complete | 2011-02-21 | 2011-05-09 | 2011-05-26 | 2011-05-26
REIPNR-11901 | SREC Solar | D'AVELLA | PRUDENT PUBLISHING CO. | 468.12 | 0 | Commercial |  | LANDING | 7850 | 3 | TRINITY HEATING AND AIR | JCP&L | No | Complete | 2011-02-21 | 2011-09-22 | 2011-10-04 | 2011-10-04
REIPNR-11902 | SREC Solar | QUINN |  | 2.3 | 0 | Residential |  | EGG HARBOR TWP | 8234 | 19 | MERCURY SOLAR SYSTEMS | AC Electric | No | Complete | 2011-02-21 | 2011-03-30 | 2011-04-18 | 2011-04-18
REIPNR-11903 | SREC Solar | MEIRS |  | 6.44 | 0 | Residential | 1 | CREAM RIDGE | 8514 | 17 | TRINITY HEATING AND AIR | JCP&L | No | Complete | 2011-02-21 | 2012-01-05 | 2012-01-26 | 2012-01-26
REIPNR-11904 | SREC Solar | MEIRS | WALNRIDGE FARMS, INC | 5.52 | 0 | Commercial | 1 | CREAM RIDGE | 8514 | 17 | TRINITY HEATING AND AIR | JCP&L | No | Complete | 2011-02-21 | 2012-01-05 | 2012-02-09 | 2012-02-09
REIPNR-11905 | SREC Solar | GORDON | STAR ENTERPRISES INC | 37.44 | 0 | Commercial |  | LONG BRANCH | 7740 | 17 | ECOLOGICAL SYSTEMS BY WATER WIZARD | JCP&L | No | Complete | 2011-02-21 | 2011-11-03 | 2011-12-16 | 2011-12-16
REIPNR-11906 | SREC Solar | HAND |  | 6.72 | 0 | Residential |  | HIGHLAND PRK | 8904 | 11 | 1ST LIGHT ENERGY, INC. | PSE&G BPU | No | Complete | 2011-02-21 | 2011-04-19 | 2011-07-06 | 2011-07-06
REIPNR-11907 | SREC Solar | BUCKLEY |  | 3.145 | 0 | Residential | 1 | LAWRENCE | 8648 | 12 | TRINITY HEATING AND AIR | PSE&G BPU | No | Complete | 2011-02-28 | 2011-06-09 | 2011-06-30 | 2011-06-30
REIPNR-11908 | SREC Solar | MCCOUCH |  | 9.87 | 0 | Residential | 1 | PINE HILL | 8021 | 14 | TRINITY HEATING AND AIR | AC Electric | No | Complete | 2011-02-28 | 2011-06-07 | 2011-07-12 | 2011-07-12
REIPNR-11909 | SREC Solar | MEIRS |  | 1.38 | 0 | Residential | 1 | CREAM RIDGE | 8514 | 17 | TRINITY HEATING AND AIR | JCP&L | No | Complete | 2011-02-21 | 2012-01-05 | 2012-01-26 | 2012-01-26
REIPNR-11910 | SREC Solar | MIERS | DAVID A. MIERS | 17.02 | 0 | Commercial | 1 | CREAM RIDGE | 8514 | 17 | TRINITY HEATING AND AIR | JCP&L | No | Complete | 2011-02-21 | 2012-01-05 | 2012-01-24 | 2012-01-24
REIPNR-11911 | SREC Solar | TENGWALL |  | 4.92 | 0 | Residential | 1 | POMPTON LAKES | 7442 | 6 | TRINITY HEATING AND AIR | JCP&L | No | Complete | 2011-02-28 | 2011-08-05 | 2011-09-06 | 2011-09-06
REIPNR-11912 | SREC Solar | MIERS | DAVID A MIERS | 2.53 | 0 | Commercial | 1 | CREAM RIDGE | 8514 | 17 | TRINITY HEATING AND AIR | JCP&L | No | Complete | 2011-02-21 | 2012-01-05 | 2012-01-26 | 2012-01-26
REIPNR-11913 | SREC Solar | SCHULMAN |  | 11.89 | 0 | Residential | 1 | ADELPHIA | 7710 | 17 | TRINITY HEATING AND AIR | JCP&L | No | Complete | 2011-02-21 | 2011-11-21 | 2011-12-09 | 2011-12-09
REIPNR-11914 | SREC Solar | PINTOZZI |  | 4.44 | 0 | Residential | 1 | LAKEWOOD | 8701 | 18 | TRINITY HEATING AND AIR | JCP&L | No | Complete | 2011-02-28 | 2011-06-07 | 2011-07-12 | 2011-07-12
REIPNR-11915 | SREC Solar | MEIRS | WALNRIDGE FARM INC | 8.28 | 0 | Commercial | 1 | CREAM RIDGE | 8514 | 17 | TRINITY HEATING AND AIR | JCP&L | No | Complete | 2011-02-21 | 2012-01-17 | 2012-02-20 | 2012-02-20
REIPNR-11917 | SREC Solar | MEIRS | WALNRIDGE FARM, INC | 8.28 | 0 | Residential | 1 | CREAM RIDGE | 8514 | 17 | TRINITY HEATING AND AIR | JCP&L | No | Complete | 2011-02-21 | 2012-01-05 | 2012-01-26 | 2012-01-26
REIPNR-11918 | SREC Solar | PATEL |  | 6.56 | 0 | Residential | 1 | HAMILTON | 8619 | 12 | TRINITY HEATING AND AIR | PSE&G BPU | No | Complete | 2011-02-28 | 2011-08-05 | 2011-08-31 | 2011-08-31
REIPNR-11919 | SREC Solar | MEIRS | WALNRIDGE FARM, INC | 7.82 | 0 | Commercial | 1 | CREAM RIDGE | 8514 | 17 | TRINITY HEATING AND AIR | JCP&L | No | Complete | 2011-02-21 | 2012-01-05 | 2012-01-26 | 2012-01-26
REIPNR-11921 | SREC Solar | WEIMANN |  | 7.755 | 0 | Residential | 1 | ISELIN | 8830 | 11 | TRINITY HEATING AND AIR | Unknown | No | Complete | 2011-02-21 | 2011-05-02 | 2011-05-13 | 2011-05-13
REIPNR-11922 | SREC Solar | FREER |  | 4.1 | 0 | Residential | 1 | POMPTON LAKES | 7442 | 6 | TRINITY HEATING AND AIR | JCP&L | No | Complete | 2011-02-21 | 2011-07-12 | 2011-07-21 | 2011-07-21
REIPNR-11923 | SREC Solar | SCHREINER |  | 6.58 | 0 | Residential | 1 | MANVILLE | 8835 | 5 | TRINITY HEATING AND AIR | PSE&G BPU | No | Complete | 2011-02-21 | 2011-04-14 | 2011-04-28 | 2011-04-28
REIPNR-11924 | SREC Solar | GOLDBERG |  | 8.51 | 0 | Residential | 1 | JACKSON | 8527 | 18 | TRINITY HEATING AND AIR | JCP&L | No | Complete | 2011-02-21 | 2011-07-05 | 2011-07-13 | 2011-07-13
REIPNR-11925 | SREC Solar | JORGENSON |  | 3.69 | 0 | Non Profit |  | COLONIA | 7067 | 10 | TRINITY HEATING AND AIR | PSE&G BPU | No | Complete | 2011-02-21 | 2011-06-10 | 2011-06-29 | 2011-06-29
REIPNR-11927 | SREC Solar | BOSSERT |  | 8.2 | 0 | Residential | 1 | HAMPTON | 8827 | 4 | TRINITY HEATING AND AIR | JCP&L | No | Complete | 2011-02-28 | 2011-12-16 | 2011-12-28 | 2011-12-28
REIPNR-11929 | SREC Solar | RESTUCCIO |  | 26.91 | 0 | Residential |  | DA COSTA | 8037 | 19 | GO SOLAR ELECTRIC, LLC | AC Electric | No | Complete | 2011-02-21 | 2012-11-07 | 2012-11-16 | 2012-11-16
REIPNR-11931 | SREC Solar | BERGER | HAWK ISLAND MARINA | 5.17 | 0 | Commercial |  | DELANCO | 8075 | 13 | GDS ELECTRIC INC. | PSE&G BPU | No | Complete | 2011-02-21 | 2012-04-11 | 2012-04-30 | 2012-04-30
REIPNR-11933 | SREC Solar | HAINES | LARCHMONT FARMS INC | 27 | 0 | Farm |  | DARETOWN | 8318 | 16 | RCL ENTERPRISES INC. | AC Electric | No | Complete | 2011-02-21 | 2011-08-12 | 2011-08-30 | 2011-08-30
REIPNR-11934 | SREC Solar | RIVERS |  | 6.45 | 0 | Residential | 1 | PISCATAWAY | 8854 | 11 | ALTERNATIVE LIGHT & ENERGY SOLUTIONS | PSE&G BPU | No | Complete | 2011-02-21 | 2011-05-11 | 2011-06-20 | 2011-06-20
REIPNR-11936 | SREC Solar | ANDERSON |  | 7.38 | 0 | Residential | 1 | SEWELL | 8080 | 15 | TRINITY HEATING AND AIR | AC Electric | No | Complete | 2011-02-21 | 2011-06-10 | 2011-06-29 | 2011-06-29
REIPNR-11937 | SREC Solar | MOSQUERA |  | 7.995 | 0 | Residential | 1 | BRIDGEWATER | 8807 | 5 | TRINITY HEATING AND AIR | PSE&G BPU | No | Complete | 2011-02-23 | 2011-05-26 | 2011-06-27 | 2011-06-27
REIPNR-11938 | SREC Solar | HABIB |  | 19.09 | 0 | Residential |  | COLTS NECK | 7722 | 17 | TRINITY HEATING AND AIR | JCP&L | No | Complete | 2011-02-21 | 2011-10-05 | 2011-10-21 | 2011-10-21
REIPNR-11939 | SREC Solar | CAPASSO |  | 6.97 | 0 | Residential | 1 | COLUMBUS | 8002 | 14 | TRINITY HEATING AND AIR | PSE&G BPU | No | Complete | 2011-02-21 | 2012-06-15 | 2012-06-28 | 2012-06-28
REIPNR-11940 | SREC Solar | ANASTASI |  | 4.07 | 0 | Residential |  | LONGPORT | 8403 | 19 | RICHMOND SOLAR | AC Electric | No | Complete | 2011-02-21 | 2011-03-18 | 2011-07-13 | 2011-07-13
REIPNR-11943 | SREC Solar | HORWELL |  | 3.76 | 0 | Residential | 1 | WESTVILLE | 8093 | 15 | TRINITY HEATING AND AIR | PSE&G BPU | No | Complete | 2011-02-28 | 2011-06-03 | 2011-06-27 | 2011-06-27
REIPNR-11944 | SREC Solar | CHAMBERLAIN | INSERRA SUPERMARKETS, INC | 285.6 | 0 | Commercial | 1 | EMERSON | 7630 | 7 | MARTIFER SOLAR USA | PSE&G BPU | No | Complete | 2011-02-21 | 2011-06-23 | 2011-07-26 | 2011-07-26
REIPNR-11945 | SREC Solar | BIERIG | BIERIG BROTHERS | 402.5 | 0 | Commercial | 1 | VINELAND | 8360 | 20 | SKYLINE ELECTRICAL CONTRACTING INC | Vineland Muni Elec | No | Complete | 2011-02-21 | 2012-02-10 | 2012-03-08 | 2012-03-08
REIPNR-11946 | SREC Solar | MULLER | METROPOLITAN 47TH LLC | 289.25 | 0 | Commercial | 1 | PASSAIC | 7055 | 6 | ABSOLUTELY ENERGIZED SOLAR, LLC | PSE&G BPU | No | Complete | 2011-02-21 | 2011-09-08 | 2011-10-21 | 2011-10-21
REIPNR-11947 | SREC Solar | JOYCE | P&R FASTENERS INC. | 254.8 | 0 | Commercial | 0 | SOMERSET | 8873 | 5 | SOLIS PARTNERS, LLC | PSE&G BPU | No | Complete | 2011-02-21 | 2011-04-25 | 2011-05-11 | 2011-05-11
REIPNR-11950 | SREC Solar | KOCHIS |  | 7.99 | 0 | Residential |  | HOPEWELL | 8525 | 12 | TRINITY HEATING AND AIR | PSE&G BPU | No | Complete | 2011-02-28 | 2011-04-21 | 2011-05-03 | 2011-05-03
REIPNR-11951 | SREC Solar | CERQUONI |  | 4.7 | 0 | Residential | 1 | GLASSBORO | 8028 | 15 | RENERGY, INC. | AC Electric | No | Complete | 2011-02-28 | 2011-07-08 | 2011-08-10 | 2011-08-10
REIPNR-11952 | SREC Solar | BERENATO |  | 11.04 | 0 | Commercial |  | ELWOOD | 8217 | 19 | GO SOLAR ELECTRIC, LLC | AC Electric | No | Complete | 2011-02-28 | 2012-01-09 | 2012-02-09 | 2012-02-09
REIPNR-11953 | SREC Solar | HANRAHAN | CAPITAL BANK OF NEW JERSEY | 47.84 | 0 | Commercial |  | VINELAND | 8360 | 20 | GO SOLAR ELECTRIC, LLC | Vineland Muni Elec | No | Complete | 2011-02-28 | 2011-07-14 | 2011-07-26 | 2011-07-26
REIPNR-11954 | SREC Solar | NORRIS |  | 10.5 | 0 | Residential |  | CRANBURY | 8512 | 11 | 1ST LIGHT ENERGY, INC. | PSE&G BPU | No | Complete | 2011-02-28 | 2011-05-11 | 2011-08-08 | 2011-08-08
REIPNR-11955 | SREC Solar | GUSZ |  | 8.1 | 0 | Residential |  | COLUMBUS | 8022 | 13 | AMERICAN RENEWABLE ENERGY, INC | PSE&G BPU | No | Complete | 2011-02-28 | 2011-04-13 | 2011-06-03 | 2011-06-03
REIPNR-11956 | SREC Solar | KRANTZ |  | 4.05 | 0 | Residential |  | SOMERSET | 8873 | 5 | GEOGENIX | PSE&G BPU | No | Complete | 2011-02-28 | 2011-11-14 | 2011-12-06 | 2011-12-06
REIPNR-11957 | SREC Solar | SCHILLER |  | 8.28 | 0 | Residential | 0 | TOMS RIVER | 8755 | 18 | NOVA ALTERNATIVE ENERGY SYSTEMS LLC | JCP&L | No | Complete | 2011-02-28 | 2011-05-05 | 2011-05-26 | 2011-05-26
REIPNR-11958 | SREC Solar | HUGHES | 185 KINGSLAND STREET LLC | 17.82 | 0 | Commercial |  | NUTLEY | 7110 | 9 | THE SOLAR CENTER II | PSE&G BPU | No | Complete | 2011-02-28 | 2011-06-03 | 2011-08-02 | 2011-08-02
REIPNR-11959 | SREC Solar | CARUSO | CAPE MAY CATARACT CENTER PC | 14.43 | 0 | Commercial |  | CAPE MAY COURT HOUSE | 8210 | 21 | MERCURY SOLAR SYSTEMS | AC Electric | No | Complete | 2011-02-28 | 2011-05-03 | 2011-05-13 | 2011-05-13
REIPNR-11960 | SREC Solar | CARUSO | CAPE MAY CATARACT CENTER P.C. | 7.77 | 0 | Commercial |  | CAPE MAY COURT HOUSE | 8210 | 21 | MERCURY SOLAR SYSTEMS | AC Electric | No | Complete | 2011-02-28 | 2011-05-03 | 2011-06-15 | 2011-06-15
REIPNR-11961 | SREC Solar | DEROSA |  | 11.96 | 0 | Residential | 1 | DOROTHY | 8317 | 19 | MERCURY SOLAR SYSTEMS | AC Electric | No | Complete | 2011-02-28 | 2011-04-14 | 2011-04-28 | 2011-04-28
REIPNR-11962 | SREC Solar | LEVINE |  | 7.38 | 0 | Residential | 1 | BRIDGE WATER | 8807 | 5 | MERCURY SOLAR SYSTEMS | PSE&G BPU | No | Complete | 2011-02-28 | 2011-03-15 | 2011-04-18 | 2011-04-18
REIPNR-11963 | SREC Solar | LUTHY | SUBURBAN FURNITURE | 151.585 | 0 | Commercial |  | SUCCASUNNA | 7876 | 3 | THE SOLAR CENTER, INC. | JCP&L | No | Complete | 2011-02-28 | 2011-11-08 | 2011-12-09 | 2011-12-09
REIPNR-11964 | SREC Solar | LUTHY |  | 49.105 | 0 | Commercial |  | SUCCASUNNA | 7876 | 3 | THE SOLAR CENTER, INC. | JCP&L | No | Complete | 2011-02-28 | 2011-11-03 | 2011-12-14 | 2011-12-14
REIPNR-11966 | SREC Solar | SENKUS |  | 6.16 | 0 | Residential |  | MONROE TWP. | 8831 | 11 | KOPP ELECTRIC COMPANY | JCP&L | No | Complete | 2011-02-28 | 2011-05-03 | 2011-05-13 | 2011-05-13
REIPNR-11968 | SREC Solar | PAGANO |  | 5.28 | 0 | Residential |  | EASTAMPTON | 8060 | 13 | AMPED ON SOLAR | PSE&G BPU | No | Complete | 2011-02-28 | 2011-07-12 | 2011-07-21 | 2011-07-21
REIPNR-11969 | SREC Solar | PIKE |  | 20.24 | 0 | Residential |  | MOORSETOWN | 8057 | 13 | AMPED ON SOLAR | PSE&G BPU | No | Complete | 2011-02-28 | 2012-02-15 | 2012-03-15 | 2012-03-15
REIPNR-11970 | SREC Solar | TOLERICO |  | 7.56 | 0 | Residential |  | WAYNE | 7470 | 6 | 1ST LIGHT ENERGY, INC. | PSE&G BPU | No | Complete | 2011-02-28 | 2011-06-28 | 2011-09-23 | 2011-09-23
REIPNR-11971 | SREC Solar | SABBERS |  | 5.04 | 0 | Residential |  | BAYONNE | 7002 | 8 | 1ST LIGHT ENERGY, INC. | PSE&G BPU | No | Complete | 2011-02-28 | 2011-04-26 | 2011-08-10 | 2011-08-10
REIPNR-11972 | SREC Solar | STUART |  | 5.88 | 0 | Residential |  | MONTGOMERY TWP | 8558 | 5 | AP SOLAR POWER | PSE&G BPU | No | Complete | 2011-02-28 | 2013-11-07 | 2013-11-13 | 2013-11-13
REIPNR-11974 | SREC Solar | JACKSON |  | 6.45 | 0 | Residential | 1 | SCOTCH PLAINS | 7076 | 10 | ALTERNATIVE LIGHT & ENERGY SOLUTIONS | PSE&G BPU | No | Complete | 2011-02-28 | 2011-06-09 | 2011-08-05 | 2011-08-05
REIPNR-11975 | SREC Solar | ROSARION |  | 2.2 | 0 | Residential | 1 | ORANGE | 7050 | 9 | MERCURY SOLAR SYSTEMS | PSE&G BPU | No | Complete | 2011-02-28 | 2011-04-06 | 2011-04-28 | 2011-04-28
REIPNR-11976 | SREC Solar | SHAH |  | 11.04 | 0 | Residential | 1 | SOMERSET | 8873 | 5 | A-TOP ALTERNATIVE ENERGY | PSE&G BPU | No | Complete | 2011-02-28 | 2011-06-29 | 2011-07-12 | 2011-07-12
REIPNR-11977 | SREC Solar | RODBURG | RTC PROPERTIES INC | 218.4 | 0 | Commercial |  | KEARNY | 7032 | 8 | ABSOLUTELY ENERGIZED SOLAR, LLC | PSE&G BPU | No | Complete | 2011-02-28 | 2011-06-29 | 2011-07-27 | 2011-07-27
REIPNR-11978 | SREC Solar | POLTON | MONTCLARION ASSOCIATES | 11.83 | 0 | Commercial |  | MONTCLAIR TWP | 7087 | 8 | FUTURE SOLUTIONS CONTRACTING, LLC | PSE&G BPU | No | Complete | 2011-02-28 | 2012-02-27 | 2012-04-11 | 2012-04-11
REIPNR-11979 | SREC Solar | MCGLYNN | VALENTI ITALIAN BAKERY | 94.705 | 0 | Commercial | 1 | PLEASANTVILLE | 8232 | 19 | CAMBRIA SOLAR LLC | AC Electric | No | Complete | 2011-02-28 | 2011-09-30 | 2011-10-12 | 2011-10-12
REIPNR-11980 | SREC Solar | RUTTLE | SOBEL WESTEX | 106.925 | 0 | Commercial | 1 | PLEASANTVILLE | 8232 | 19 | CAMBRIA SOLAR LLC | AC Electric | No | Complete | 2011-02-28 | 2011-04-18 | 2011-08-17 | 2011-08-17
REIPNR-11982 | SREC Solar | MASCHKE |  | 6.44 | 0 | Residential | 1 | MT. LAUREL | 8054 | 13 | RENERGY, INC. | PSE&G BPU | No | Complete | 2011-02-28 | 2011-05-03 | 2011-05-13 | 2011-05-13
REIPNR-11983 | SREC Solar | CLARK |  | 3.525 | 0 | Residential | 1 | EASTAMPTON | 8060 | 13 | RENERGY, INC. | PSE&G BPU | No | Complete | 2011-02-28 | 2011-07-08 | 2011-07-26 | 2011-07-26
REIPNR-11985 | SREC Solar | USATINE |  | 4.92 | 0 | Residential | 1 | JACKSON | 8527 | 18 | TRINITY HEATING AND AIR | JCP&L | No | Complete | 2011-02-28 | 2011-07-05 | 2011-08-04 | 2011-08-04
REIPNR-11986 | SREC Solar | RUSSELL |  | 5.33 | 0 | Residential | 1 | MATAWAN | 7747 | 17 | TRINITY HEATING AND AIR | JCP&L | No | Complete | 2011-02-28 | 2011-07-18 | 2011-07-27 | 2011-07-27
REIPNR-11987 | SREC Solar | DURNA |  | 6.56 | 0 | Residential | 1 | GREAT MEADOWS | 7838 | 2 | TRINITY HEATING AND AIR | JCP&L | No | Complete | 2011-02-28 | 2011-05-09 | 2011-05-26 | 2011-05-26
REIPNR-11988 | SREC Solar | JENKINS |  | 6.15 | 0 | Residential | 1 | LAKE HURST | 8733 | 18 | TRINITY HEATING AND AIR | JCP&L | No | Complete | 2011-02-28 | 2011-07-27 | 2011-08-04 | 2011-08-04
REIPNR-11990 | SREC Solar | SANTIAGO |  | 4.81 | 0 | Residential | 1 | HOWELL | 7731 | 17 | TRINITY HEATING AND AIR | JCP&L | No | Complete | 2011-02-28 | 2011-05-18 | 2011-06-03 | 2011-06-03
REIPNR-11991 | SREC Solar | PATEL |  | 5.7 | 0 | Residential |  | PLAINSBORO | 8536 | 11 | AMERICAN RENEWABLE ENERGY, INC | PSE&G BPU | No | Complete | 2011-02-28 | 2011-04-13 | 2011-06-15 | 2011-06-15
REIPNR-11992 | SREC Solar | SCHUBEL |  | 5.52 | 0 | Residential | 1 | MARGATE | 8402 | 19 | MERCURY SOLAR SYSTEMS | AC Electric | No | Complete | 2011-02-28 | 2011-04-14 | 2011-04-22 | 2011-04-22
REIPNR-11993 | SREC Solar | ENG |  | 5.6 | 0 | Residential |  | PISCATAWAY | 8854 | 11 | PRO CUSTOM SOLAR | PSE&G BPU | No | Complete | 2011-02-28 | 2011-04-04 | 2011-08-17 | 2011-08-17
REIPNR-11994 | SREC Solar | ARYA |  | 7.56 | 0 | Residential |  | ALLENTOWN | 8501 | 17 | 1ST LIGHT ENERGY, INC. | PSE&G BPU | No | Complete | 2011-02-28 | 2011-05-06 | 2011-06-20 | 2011-06-20
REIPNR-11996 | SREC Solar | VAN DER LINDEN | JVG PROPERTIES | 306.59 | 0 | Commercial |  | CARLSTADT | 7072 | 7 | HES ENERGY SERVICES LLC | PSE&G BPU | No | Complete | 2011-02-28 | 2012-01-30 | 2012-03-02 | 2012-03-02
REIPNR-11997 | SREC Solar | BORTON |  | 5.775 | 0 | Residential |  | MAPLE SHADE | 8052 | 13 | SELF INSTALL | PSE&G BPU | No | Complete | 2011-02-28 | 2011-04-26 | 2011-06-03 | 2011-06-03
REIPNR-11998 | SREC Solar | BUTTON | HARRIS TEA CO. | 508.76 | 0 | Commercial |  | MOORESTOWN | 8057 | 13 | REC SOLAR, INC. | PSE&G BPU | No | Complete | 2011-02-28 | 2011-06-14 | 2011-07-15 | 2011-07-15
REIPNR-11999 | SREC Solar | FRANKEN | 708 STOKES LLC | 60.72 | 0 | Commercial |  | MEDFORD TWP. | 8055 | 13 | ASC SOLAR SOLUTIONS, LLC | PSE&G BPU | No | Complete | 2011-02-28 | 2011-09-20 | 2011-09-23 | 2011-09-23
REIPNR-12000 | SREC Solar | BOYCE | SOMERVILLE MIDDLE SCHOOL | 70.07 | 0 | Commercial | 1 | SOMERVILLE | 8876 | 5 | VANGUARD ENERGY PARTNERS, LLC | PSE&G BPU | No | Complete | 2011-02-28 | 2011-11-03 | 2011-11-22 | 2011-11-22
REIPNR-12001 | SREC Solar | SILVER | HAYDON CORPORATION | 106.6 | 0 | Commercial | 1 | WAYNE TWP | 7470 | 6 | TRINITY HEATING AND AIR | PSE&G BPU | No | Complete | 2011-02-28 | 2011-05-31 | 2011-06-10 | 2011-06-10
REIPNR-12002 | SREC Solar | STARRS | ADAMSVILLE SCHOOL | 296.205 | 0 | Commercial | 1 | BRIDGEWATER | 8807 | 5 | VANGUARD ENERGY PARTNERS, LLC | PSE&G BPU | No | Complete | 2011-02-28 | 2011-10-19 | 2012-03-08 | 2012-03-08
REIPNR-12003 | SREC Solar | SILVER | HAYDON CORPORATION | 213.2 | 0 | Commercial | 1 | WAYNE TWP. | 7470 | 6 | TRINITY HEATING AND AIR | PSE&G BPU | No | Complete | 2011-02-28 | 2011-05-31 | 2011-06-10 | 2011-06-10
REIPNR-12004 | SREC Solar | SILVER | POCHET OF AMERICA | 311.805 | 0 | Commercial | 1 | WAYNE TWP. | 7470 | 6 | TRINITY HEATING AND AIR | PSE&G BPU | No | Complete | 2011-02-28 | 2011-05-31 | 2011-06-10 | 2011-06-10
REIPNR-12005 | SREC Solar | STARRS | BRIDGEWATER-RARITAN M.S. | 465.01 | 0 | Commercial | 1 | BRIDGEWATER | 8807 | 5 | VANGUARD ENERGY PARTNERS, LLC | PSE&G BPU | No | Complete | 2011-02-28 | 2011-10-19 | 2012-02-02 | 2012-02-02
REIPNR-12006 | SREC Solar | BALDOROSSI | BURLINGTON COUNTY AUTO | 19.74 | 0 | Commercial | 1 | BURLINGTON | 8016 | 13 | TRINITY HEATING AND AIR | PSE&G BPU | No | Complete | 2011-02-28 | 2011-09-19 | 2011-11-29 | 2011-11-29
REIPNR-12007 | SREC Solar | NAPLES | BRIDGEWATER COUNTY LIBARARY | 194.285 | 0 | Government Facility | 1 | BRIDGEWATER | 8807 | 5 | VANGUARD ENERGY PARTNERS, LLC | PSE&G BPU | No | Complete | 2011-02-28 | 2011-11-14 | 2011-12-06 | 2011-12-06
REIPNR-12008 | SREC Solar | BALDAROSSI | BURLINGTON COUNTY AUTO | 27.495 | 0 | Commercial | 1 | BURLINGTON CITY | 8016 | 13 | TRINITY HEATING AND AIR | PSE&G BPU | No | Complete | 2011-02-28 | 2011-09-19 | 2011-09-23 | 2011-09-23
REIPNR-12009 | SREC Solar | CALAVANO | FRANKLIN PARK SCHOOL | 293.02 | 0 | School Public K-12 | 1 | FRANKLIN | 7416 | 1 | VANGUARD ENERGY PARTNERS, LLC | PSE&G BPU | No | Complete | 2011-02-28 | 2011-08-03 | 2011-08-08 | 2011-08-08
REIPNR-12010 | SREC Solar | GETMAN | IRENE E. FELDKIRCHNER SCHOOL | 162.435 | 0 | Commercial | 1 | GREEN BROOK | 8812 | 11 | VANGUARD ENERGY PARTNERS, LLC | PSE&G BPU | No | Complete | 2011-02-28 | 2011-11-14 | 2011-12-08 | 2011-12-08
REIPNR-12011 | SREC Solar | CALAVANO | ELIZABETH AVENUE SCHOOL | 133.77 | 0 | School Public K-12 | 1 | FRANKLIN | 8873 | 5 | VANGUARD ENERGY PARTNERS, LLC | PSE&G BPU | No | Complete | 2011-02-28 | 2011-08-03 | 2011-08-08 | 2011-08-08
REIPNR-12012 | SREC Solar | VENANZI | MONTGOMERY TWP HIGH SCHOOL | 1060.605 | 0 | Commercial | 1 | MONTGOMERY | 8558 | 5 | VANGUARD ENERGY PARTNERS, LLC | PSE&G BPU | No | Complete | 2011-02-28 | 2011-11-14 | 2011-12-06 | 2011-12-06
REIPNR-12013 | SREC Solar | CALAVANO | PINE GROVE MANOR SCHOOL | 92.365 | 0 | School Public K-12 | 1 | FRANKLIN | 7416 | 1 | VANGUARD ENERGY PARTNERS, LLC | PSE&G BPU | No | Complete | 2011-02-28 | 2011-08-10 | 2011-08-25 | 2011-08-25
REIPNR-12014 | SREC Solar | NAPLES | BRIDGEWATER SENIOR CENTER | 63.7 | 0 | Government Facility | 1 | BRIDGEWATER | 8807 | 5 | VANGUARD ENERGY PARTNERS, LLC | PSE&G BPU | No | Complete | 2011-02-28 | 2011-11-14 | 2011-12-09 | 2011-12-09
REIPNR-12015 | SREC Solar | GETMAN | GREEN BROOK MIDDLE SCHOOL | 433.16 | 0 | School Public K-12 | 1 | GREEN BROOK | 8812 | 11 | VANGUARD ENERGY PARTNERS, LLC | PSE&G BPU | No | Complete | 2011-02-28 | 2011-11-01 | 2011-11-16 | 2011-11-16
REIPNR-12016 | SREC Solar | CHAPMAN | PHILOS DEVELOPMENT, LLC | 48.88 | 0 | Commercial |  | VINELAND | 8360 | 20 | RAY ANGELINI II | Vineland Muni Elec | No | Complete | 2011-02-28 | 2011-04-29 | 2011-05-12 | 2011-05-12
REIPNR-12017 | SREC Solar | CHAPMAN | PHILOS DEVELOPMENT, LLC OFFICE | 7.99 | 0 | Commercial |  | VINELAND | 8360 | 20 | RAY ANGELINI II | Vineland Muni Elec | No | Complete | 2011-02-28 | 2011-05-03 | 2011-05-13 | 2011-05-13
REIPNR-12018 | SREC Solar | CALAVANO | FRANKLIN HIGH SCHOOL | 789.88 | 0 | School Public K-12 | 1 | FRANKLIN | 7416 | 1 | VANGUARD ENERGY PARTNERS, LLC | PSE&G BPU | No | Complete | 2011-02-28 | 2011-11-17 | 2011-12-29 | 2011-12-29
REIPNR-12019 | SREC Solar | CHAPMAN | PHILOS DEVELOPMENT LLC | 30.55 | 0 | Commercial |  | VINELAND | 8360 | 20 | RAY ANGELINI II | Vineland Muni Elec | No | Complete | 2011-02-28 | 2011-04-29 | 2011-05-12 | 2011-05-12
REIPNR-12020 | SREC Solar | VENANZI | MONTGOMERY UPPER MIDDLE SCHOOL | 488.475 | 0 | School Public K-12 | 1 | MONTGOMERY | 8558 | 5 | VANGUARD ENERGY PARTNERS, LLC | PSE&G BPU | No | Complete | 2011-02-28 | 2011-11-17 | 2011-12-14 | 2011-12-14
REIPNR-12021 | SREC Solar | CHAPMAN | PHILOS DEVELOPMENT, CLIMATE CTL | 5.17 | 0 | Commercial |  | VINELAND | 8360 | 20 | RAY ANGELINI II | Vineland Muni Elec | No | Complete | 2011-02-28 | 2011-04-29 | 2011-05-12 | 2011-05-12
REIPNR-12022 | SREC Solar | ADAMS |  | 8.14 | 0 | Residential |  | OCEAN VIEW | 8230 | 21 | BRITE IDEA ENERGY | AC Electric | No | Complete | 2011-02-28 | 2011-07-27 | 2011-08-23 | 2011-08-23
REIPNR-12023 | SREC Solar | DUJETS | NORTHEASTERN ASSOCIATES | 22.88 | 0 | Commercial |  | WOODLAND PARK | 7424 | 6 | THE SOLAR CENTER, INC. | PSE&G BPU | No | Complete | 2011-02-28 | 2011-05-02 | 2011-05-13 | 2011-05-13
REIPNR-12024 | SREC Solar | SHAH |  | 9.9 | 0 | Residential |  | FRANKLIN PARK | 8823 | 5 | SKY HIGH ENERGY, LLC | PSE&G BPU | No | Complete | 2011-02-28 | 2011-05-02 | 2011-05-27 | 2011-05-27
REIPNR-12026 | SREC Solar | PHILLIPS |  | 7.52 | 0 | Residential |  | MULLICA HILL | 8062 | 15 | SOLAR ELECTRIC, NJ | AC Electric | No | Complete | 2011-02-28 | 2011-05-31 | 2011-07-13 | 2011-07-13
REIPNR-12027 | SREC Solar | CRESCENZO | JERSEY STATE CONTROLS | 44.1 | 0 | Commercial | 0 | BRICK | 8724 | 18 | RELIABLE POWER SERVICES, INC. | JCP&L | No | Complete | 2011-02-28 | 2011-10-26 | 2011-12-08 | 2011-12-08
REIPNR-12028 | SREC Solar | KWONG |  | 6.975 | 0 | Residential |  | DAYTON | 8810 | 11 | 1ST LIGHT ENERGY, INC. | PSE&G BPU | No | Complete | 2011-02-28 | 2011-08-30 | 2011-11-15 | 2011-11-15
REIPNR-12029 | SREC Solar | DELL |  | 20.21 | 0 | Residential | 1 | ESTELL MANOR | 8319 | 19 | RCL ENTERPRISES INC. | AC Electric | No | Complete | 2011-02-28 | 2011-10-11 | 2011-12-28 | 2011-12-28
REIPNR-12030 | SREC Solar | MARTINS |  | 11.55 | 0 | Residential |  | KEARNY | 7032 | 8 | 1ST LIGHT ENERGY, INC. | PSE&G BPU | No | Complete | 2011-02-28 | 2011-08-09 | 2011-11-16 | 2011-11-16
REIPNR-12031 | SREC Solar | WIESSEL |  | 10.12 | 0 | Residential | 1 | MIDDLETOWN | 7748 | 17 | RELIABLE POWER SERVICES, INC. | JCP&L | No | Complete | 2011-02-28 | 2011-03-09 | 2011-03-25 | 2011-03-25
REIPNR-12032 | SREC Solar | REEVEY |  | 8.97 | 0 | Residential | 1 | TOMS RIVER | 8757 | 18 | RELIABLE POWER SERVICES, INC. | JCP&L | No | Complete | 2011-02-28 | 2011-05-13 | 2011-08-17 | 2011-08-17
REIPNR-12033 | SREC Solar | LAURICELLA |  | 5.59 | 0 | Residential | 1 | FLORENCE | 8518 | 13 | RENERGY, INC. | PSE&G BPU | No | Complete | 2011-02-28 | 2011-05-25 | 2011-06-27 | 2011-06-27
REIPNR-12034 | SREC Solar | WHITLEY |  | 6.665 | 0 | Residential | 1 | WESTAMPTON | 8060 | 13 | RENERGY, INC. | PSE&G BPU | No | Complete | 2011-02-28 | 2011-05-18 | 2011-06-03 | 2011-06-03
REIPNR-12035 | SREC Solar | EDMONDS | IGS ASSOCIATES LLC | 81.536 | 0 | Commercial |  | RAMSEY | 7446 | 7 | AMERICAN SOLAR AND ALTERNATIVE POWER | Orange & Rockland Elec | No | Complete | 2011-02-28 | 2011-07-14 | 2011-10-04 | 2011-10-04
REIPNR-12037 | SREC Solar | LYNCH | VITAQUEST INTERNATIONAL LLC | 418.6 | 0 | Commercial | 1 | WEST CALDWELL | 7006 | 9 | MERCURY SOLAR SYSTEMS | PSE&G BPU | No | Complete | 2011-02-28 | 2011-07-12 | 2011-07-21 | 2011-07-21
REIPNR-12039 | SREC Solar | BRUNO |  | 6.58 | 0 | Residential | 1 | SOMSERSET | 8873 | 5 | TRINITY HEATING AND AIR | PSE&G BPU | No | Complete | 2011-02-28 | 2011-06-01 | 2011-06-10 | 2011-06-10
REIPNR-12040 | SREC Solar | BALDACCINI |  | 5.98 | 0 | Residential | 1 | TOMS RIVER | 8753 | 18 | TRINITY HEATING AND AIR | JCP&L | No | Complete | 2011-02-28 | 2011-07-08 | 2011-07-19 | 2011-07-19
REIPNR-12041 | SREC Solar | ZITO |  | 8.46 | 0 | Residential | 1 | BEACHWOOD | 8722 | 18 | TRINITY HEATING AND AIR | JCP&L | No | Complete | 2011-02-28 | 2011-07-06 | 2011-07-29 | 2011-07-29
REIPNR-12042 | SREC Solar | MCNAMARA |  | 12.3 | 0 | Residential | 1 | MILLSTONE | 8510 | 17 | TRINITY HEATING AND AIR | JCP&L | No | Complete | 2011-02-28 | 2011-06-22 | 2011-07-06 | 2011-07-06
REIPNR-12043 | SREC Solar | SCHILLING |  | 3.76 | 0 | Residential |  | MAGNOLIA | 8049 | 14 | SOLAR WORKS NJ | PSE&G BPU | No | Complete | 2011-02-28 | 2011-04-29 | 2011-05-13 | 2011-05-13
REIPNR-12044 | SREC Solar | HELD | CORRADOS CHILDREN WEAR CENTRE | 236.06 | 0 | Commercial | 1 | CLIFTON | 7011 | 6 | AMBERJACK SOLAR ENERGY | PSE&G BPU | No | Complete | 2011-02-28 | 2012-01-10 | 2012-03-08 | 2012-03-08
REIPNR-12045 | SREC Solar | SOMYK |  | 47.73 | 0 | Residential |  | BELVIDERE | 7823 | 2 | ARRAY SUN SYSTEMS | JCP&L | No | Complete | 2011-02-28 | 2012-05-04 | 2012-06-28 | 2012-06-28
REIPNR-12046 | SREC Solar | CUNNINGHAM |  | 7.03 | 0 | Residential |  | GLEN GARDNER | 8826 | 4 | 1ST AMERICAN SOLAR | JCP&L | No | Complete | 2011-02-28 | 2013-01-14 | 2013-02-01 | 2013-02-01
REIPNR-12047 | SREC Solar | ADLER | ADLER DEVELOPMENT | 578.16 | 0 | Commercial |  | CRANBURY | 8512 | 11 | ADVANCED GREEN TECHNOLOGIES | PSE&G BPU | Yes | Complete | 2011-02-28 | 2011-08-22 | 2011-08-30 | 2011-08-30
REIPNR-12048 | SREC Solar | ZAWISTOWSKI | WAYNE BOE - PACKANACK LAKE ELEM | 140.53 | 0 | School Public K-12 | 1 | WAYNE | 7470 | 6 | RAY ANGELINI II | PSE&G BPU | No | Complete | 2011-02-28 | 2012-02-14 | 2012-03-08 | 2012-03-08
REIPNR-12049 | SREC Solar | ZAWISTOWSKI | WAYNE BOE - THEUNIS DEY ELEM | 85.54 | 0 | School Public K-12 | 1 | WAYNE | 7470 | 6 | RAY ANGELINI II | PSE&G BPU | No | Complete | 2011-02-28 | 2012-02-14 | 2012-03-08 | 2012-03-08
REIPNR-12050 | SREC Solar | ZAWISTOWSKI | WAYNE BOE - AP TERHUNE ELEM | 79.43 | 0 | School Public K-12 | 1 | WAYNE | 7470 | 6 | RAY ANGELINI II | PSE&G BPU | No | Complete | 2011-02-28 | 2012-02-14 | 2012-03-27 | 2012-03-27
REIPNR-12052 | SREC Solar | LATERZA |  | 6.97 | 0 | Residential | 1 | WEST END | 7740 | 17 | TRINITY HEATING AND AIR | JCP&L | No | Complete | 2011-02-28 | 2011-05-06 | 2011-06-03 | 2011-06-03
REIPNR-12053 | SREC Solar | KOCHANSKI |  | 4.1 | 0 | Residential | 1 | BLOOMFIELD | 7003 | 9 | TRINITY HEATING AND AIR | PSE&G BPU | No | Complete | 2011-02-28 | 2011-04-04 | 2011-04-18 | 2011-04-18
REIPNR-12054 | SREC Solar | LANDIS |  | 2.46 | 0 | Residential | 1 | CRESSKILL | 7626 | 7 | TRINITY HEATING AND AIR | Orange & Rockland Elec | No | Complete | 2011-02-28 | 2011-05-06 | 2011-05-13 | 2011-05-13
REIPNR-12055 | SREC Solar | STUSSI-LETTERA |  | 11.07 | 0 | Residential | 1 | NORTH HALEDON | 7508 | 6 | TRINITY HEATING AND AIR | PSE&G BPU | No | Complete | 2011-02-28 | 2011-07-12 | 2011-07-21 | 2011-07-21
REIPNR-12056 | SREC Solar | ABDELAZIZ |  | 9.4 | 0 | Residential | 1 | OCEAN | 7712 | 17 | TRINITY HEATING AND AIR | JCP&L | No | Complete | 2011-02-28 | 2011-06-15 | 2011-07-29 | 2011-07-29
REIPNR-12058 | SREC Solar | EKHOLM |  | 5.33 | 0 | Residential | 1 | MILFORD | 8848 | 4 | TRINITY HEATING AND AIR | JCP&L | No | Complete | 2011-02-28 | 2011-07-21 | 2011-08-15 | 2011-08-15
REIPNR-12059 | SREC Solar | ZAWISTOWSKI | WAYNE BOE-LAFAYETTE ELEMENTARY | 156.275 | 0 | School Public K-12 | 1 | WAYNE | 7470 | 6 | RAY ANGELINI II | PSE&G BPU | No | Complete | 2011-02-28 | 2012-02-23 | 2012-04-05 | 2012-04-05
REIPNR-12060 | SREC Solar | FRAGA | SOLAR SENSE, LLC | 7.6 | 0 | Commercial |  | BRANT BEACH | 8008 | 18 | SOLULAR LLC/RWD CONSULTANTS | AC Electric | No | Complete | 2011-02-28 | 2011-04-19 | 2011-05-03 | 2011-05-03
REIPNR-12063 | SREC Solar | MORRISON |  | 6.08 | 0 | Residential | 1 | FORKED RIVER | 8731 | 18 | SUNRAY SOLAR, INC. | JCP&L | No | Complete | 2011-02-28 | 2011-07-26 | 2011-09-01 | 2011-09-01
REIPNR-12065 | SREC Solar | WESTON |  | 2.58 | 0 | Residential | 1 | MONTCLAIR | 7042 | 9 | CORBIN SOLAR SOLUTIONS, LLC | PSE&G BPU | No | Complete | 2011-02-28 | 2011-06-14 | 2011-06-30 | 2011-06-30
REIPNR-12066 | SREC Solar | GAU |  | 5.04 | 0 | Residential |  | CAPE MAY | 8204 | 21 | FLEXERA INC | AC Electric | No | Complete | 2011-02-28 | 2011-04-28 | 2011-06-15 | 2011-06-15
REIPNR-12067 | SREC Solar | ABUCHOWSKI |  | 16.2 | 0 | Residential |  | CALIFON | 7830 | 4 | MERCURY SOLAR SYSTEMS | JCP&L | No | Complete | 2011-02-28 | 2011-07-12 | 2011-08-31 | 2011-08-31
REIPNR-12068 | SREC Solar | GUNDY |  | 6.105 | 0 | Residential | 1 | MAYS LANDING | 8330 | 19 | MERCURY SOLAR SYSTEMS | AC Electric | No | Complete | 2011-02-28 | 2011-06-29 | 2011-07-12 | 2011-07-12
REIPNR-12069 | SREC Solar | GROSS |  | 5.98 | 0 | Residential | 1 | MARGATE | 8402 | 19 | MERCURY SOLAR SYSTEMS | AC Electric | No | Complete | 2011-02-28 | 2011-06-29 | 2011-07-13 | 2011-07-13
REIPNR-12070 | SREC Solar | SHANNON | THERMO FISHER SCIENTIFIC | 50.688 | 0 | Commercial | 1 | MORRIS PLAINS | 7950 | 3 | MERCURY SOLAR SYSTEMS | JCP&L | No | Complete | 2011-02-28 | 2012-01-12 | 2012-02-02 | 2012-02-02
REIPNR-12072 | SREC Solar | ALTIERI |  | 7.4 | 0 | Residential | 1 | MT. LAUREL | 8054 | 13 | SUNRAY SOLAR, INC. | PSE&G BPU | No | Complete | 2011-02-28 | 2011-10-28 | 2012-01-13 | 2012-01-13
REIPNR-12073 | SREC Solar | DAVIS |  | 5.17 | 0 | Residential |  | MILLVILLE | 8332 | 20 | KAITANNA SOLAR, LLC | AC Electric | No | Complete | 2011-02-28 | 2011-07-21 | 2011-08-15 | 2011-08-15
REIPNR-12078 | SREC Solar | SCHOOLEY | SCHOOLEY ELECTRIC INC. | 30.24 | 0 | Commercial |  | CHERRY HILL | 8034 | 14 | H2 CONTRACTING LLC | PSE&G BPU | No | Complete | 2011-02-28 | 2011-06-17 | 2011-07-21 | 2011-07-21
REIPNR-12079 | SREC Solar | SCELBA | SUDDENLY FARM | 12.21 | 0 | Farm |  | LUMBERTON | 8048 | 13 | BRITE IDEA ENERGY | PSE&G BPU | No | Complete | 2011-02-28 | 2011-07-08 | 2011-08-17 | 2011-08-17
REIPNR-12081 | SREC Solar | PINTADO |  | 4.2 | 0 | Residential |  | COLONIA | 7067 | 10 | 1ST LIGHT ENERGY, INC. | PSE&G BPU | No | Complete | 2011-02-28 | 2011-08-22 | 2011-10-26 | 2011-10-26
REIPNR-12083 | SREC Solar | LESHNER | RELIEF FIRE CO. | 43.7 | 0 | Commercial | 1 | BURLINGTON | 8016 | 13 | TRINITY HEATING AND AIR | PSE&G BPU | No | Complete | 2011-02-28 | 2011-07-29 | 2011-08-05 | 2011-08-05
REIPNR-12084 | SREC Solar | BODEN |  | 11.5 | 0 | Residential |  | CHATSWORTH | 8019 | 13 | SELF INSTALL | AC Electric | No | Complete | 2011-02-28 | 2011-03-28 | 2011-04-22 | 2011-04-22
REIPNR-12085 | SREC Solar | SCHOFIELD |  | 10.36 | 0 | Residential | 1 | VINELAND | 8360 | 20 | MERCURY SOLAR SYSTEMS | Vineland Muni Elec | No | Complete | 2011-02-28 | 2011-03-17 | 2011-04-11 | 2011-04-11
REIPNR-12086 | SREC Solar | VEENSTRA | GLEN ROCK STAIR CORP. | 76.95 | 0 | Commercial |  | FRANKLIN LAKES | 7417 | 7 | AMBERJACK SOLAR ENERGY | Orange & Rockland Elec | No | Complete | 2011-02-28 | 2011-11-14 | 2011-12-08 | 2011-12-08
REIPNR-12087 | SREC Solar | RODIO | RODIO TRACTOR SALES INC. | 50.22 | 0 | Commercial |  | ELM | 8037 | 19 | GO SOLAR ELECTRIC, LLC | AC Electric | No | Complete | 2011-02-28 | 2012-01-19 | 2012-02-17 | 2012-02-17
REIPNR-12088 | SREC Solar | WITTE |  | 37.856 | 0 | Commercial |  | WASHINGTON | 7882 | 2 | VANGUARD ENERGY PARTNERS, LLC | JCP&L | No | Complete | 2011-02-28 | 2011-11-14 | 2011-12-08 | 2011-12-08
REIPNR-12089 | SREC Solar | ROBINSON | LIVINGSTON BOE | 149.5 | 0 | School Public K-12 | 1 | LIVINGSTON | 7039 | 9 | P & K CONTRACTING INC. | JCP&L | No | Complete | 2011-03-10 | 2011-06-24 | 2011-09-19 | 2011-09-19
REIPNR-12090 | SREC Solar | ROBINSON | LIVINGSTON BOE | 143 | 0 | School Public K-12 | 1 | LIVINGSTON | 7039 | 9 | P & K CONTRACTING INC. | PSE&G BPU | No | Complete | 2011-03-10 | 2011-06-22 | 2011-09-19 | 2011-09-19
REIPNR-12091 | SREC Solar | ROBINSON | LIVINGSTON BOE | 81.25 | 0 | School Public K-12 | 1 | LIVINGSTON | 7039 | 9 | P & K CONTRACTING INC. | PSE&G BPU | No | Complete | 2011-03-10 | 2011-06-22 | 2011-09-19 | 2011-09-19
REIPNR-12092 | SREC Solar | ROBINSON | LIVINGSTON BOE | 71.5 | 0 | School Public K-12 | 1 | LIVINGSTON | 7039 | 9 | P & K CONTRACTING INC. | PSE&G BPU | No | Complete | 2011-03-10 | 2011-06-24 | 2011-09-19 | 2011-09-19
REIPNR-12093 | SREC Solar | ROBINSON | LIVINGSTON BOE | 146.25 | 0 | School Public K-12 | 1 | LIVINGSTON | 7039 | 9 | P & K CONTRACTING INC. | PSE&G BPU | No | Complete | 2011-03-10 | 2011-06-24 | 2011-09-19 | 2011-09-19
REIPNR-12094 | SREC Solar | ROBINSON | LIVINGSTON BOE | 243.25 | 0 | School Public K-12 | 1 | LIVINGSTON | 7039 | 9 | P & K CONTRACTING INC. | PSE&G BPU | No | Complete | 2011-03-10 | 2011-06-24 | 2012-08-14 | 2012-08-14
REIPNR-12095 | SREC Solar | ROBINSON | LIVINGSTON BOE | 221 | 0 | Commercial | 1 | LIVINGSTON | 7039 | 9 | P & K CONTRACTING INC. | JCP&L | No | Complete | 2011-03-10 | 2011-06-24 | 2011-09-19 | 2011-09-19
REIPNR-12096 | SREC Solar | YONKAUSKE |  | 9.87 | 0 | Residential |  | MONROEVILLE | 8343 | 16 | SOLAR WORKS NJ | AC Electric | No | Complete | 2011-03-10 | 2011-06-16 | 2011-08-02 | 2011-08-02
REIPNR-12097 | SREC Solar | IRONS | HAINES & HAINES | 20.68 | 0 | Commercial |  | BURLINGTON | 8016 | 13 | SOLULAR LLC/RWD CONSULTANTS | PSE&G BPU | No | Complete | 2011-03-10 | 2011-06-22 | 2011-07-06 | 2011-07-06
REIPNR-12098 | SREC Solar | NIERENBERG | RARITAN VALLEY | 7.995 | 0 | Commercial |  | PRINCETON | 8540 | 12 | TRINITY HEATING AND AIR | PSE&G BPU | No | Complete | 2011-03-10 | 2011-11-14 | 2011-12-06 | 2011-12-06
REIPNR-12100 | SREC Solar | MANDELBAUM | PRINCETON EXECUTIVE CENTER | 78.43 | 0 | Commercial |  | PRINCETON | 8540 | 12 | VANGUARD ENERGY PARTNERS, LLC | PSE&G BPU | No | Complete | 2011-03-10 | 2012-01-11 | 2012-02-09 | 2012-02-09
REIPNR-12101 | SREC Solar | KANE |  | 7.56 | 0 | Residential |  | CAPE MAY | 8204 | 21 | FLEXERA INC | AC Electric | No | Complete | 2011-03-10 | 2011-04-01 | 2011-06-15 | 2011-06-15
REIPNR-12105 | SREC Solar | SCHWARTZ | CONG. OHEL YISSOCHOR INC. | 27.75 | 0 | Commercial | 1 | LAKEWOOD | 8701 | 18 | AROSA SOLAR ENERGY, INC | JCP&L | No | Complete | 2011-03-10 | 2011-03-28 | 2011-06-20 | 2011-06-20
REIPNR-12106 | SREC Solar | CLOAK |  | 5.55 | 0 | Residential | 1 | SEWELL | 8080 | 15 | MERCURY SOLAR SYSTEMS | PSE&G BPU | No | Complete | 2011-03-10 | 2011-04-01 | 2011-04-21 | 2011-04-21
REIPNR-12107 | SREC Solar | MISSERI | EMPIRE COACHWORKS INT'L | 252.45 | 0 | Commercial | 1 | EAST BRUNSWICK | 8816 | 11 | THE SOLAR CENTER, INC. | PSE&G BPU | No | Complete | 2011-03-10 | 2011-06-14 | 2011-09-08 | 2011-09-08
REIPNR-12108 | SREC Solar | BEAN | RAVINE PROPERTIES, LLC | 33.88 | 0 | Commercial | 0 | CLIFTON | 7104 | 9 | THE SOLAR CENTER, INC. | PSE&G BPU | No | Complete | 2011-03-10 | 2011-08-24 | 2011-08-31 | 2011-08-31
REIPNR-12109 | SREC Solar | ZAWISTOWSKI | WAYNE BOE-SCHUYLER-COLIFAX MS | 620.165 | 0 | School Public K-12 | 1 | WAYNE | 7470 | 6 | RAY ANGELINI, INC. | PSE&G BPU | No | Complete | 2011-03-10 | 2012-02-17 | 2012-03-27 | 2012-03-27
REIPNR-12110 | SREC Solar | ESTERLY |  | 4.83 | 0 | Residential | 0 | WILLIAMSTOWN | 8094 | 15 | FIX IT ALL, LLC | AC Electric | No | Complete | 2011-03-10 | 2011-03-07 | 2013-10-07 | 2013-10-07
REIPNR-12114 | SREC Solar | STEPANOVA |  | 4.725 | 0 | Residential | 1 | MANAHAWKIN | 8050 | 18 | CORBIN SOLAR SOLUTIONS, LLC | AC Electric | No | Complete | 2011-03-10 | 2011-06-07 | 2011-07-12 | 2011-07-12
REIPNR-12115 | SREC Solar | MARBURGER |  | 7.215 | 0 | Residential |  | LAKEWOOD | 8701 | 18 | AROSA SOLAR ENERGY, INC | JCP&L | No | Complete | 2011-03-10 | 2011-05-16 | 2011-09-08 | 2011-09-08
REIPNR-12116 | SREC Solar | HUBERT |  | 11.9 | 0 | Residential |  | PRINCETON | 8540 | 12 | ROWE ELECTRIC INC | PSE&G BPU | No | Complete | 2011-03-10 | 2011-05-20 | 2011-06-07 | 2011-06-07
REIPNR-12117 | SREC Solar | BAUMAN | QUEENS GARDEN APARTMENTS LLC | 41.64 | 0 | Commercial |  | LAKEWOOD | 8701 | 18 | AROSA SOLAR ENERGY, INC | JCP&L | No | Complete | 2011-03-10 | 2011-08-09 | 2011-12-06 | 2011-12-06
REIPNR-12119 | SREC Solar | GALLAGHER |  | 8.28 | 0 | Residential | 1 | SHREWSBURY | 7702 | 17 | RELIABLE POWER SERVICES, INC. | Unknown | No | Complete | 2011-03-10 | 2011-11-02 | 2012-05-18 | 2012-05-18
REIPNR-12121 | SREC Solar | LEATHER |  | 5.52 | 0 | Residential | 1 | TINTON FALLS | 7724 | 17 | ALTERIS RENEWABLES | JCP&L | No | Complete | 2011-03-10 | 2011-04-06 | 2011-05-11 | 2011-05-11
REIPNR-12125 | SREC Solar | CORTOPASSI |  | 11.5 | 0 | Residential | 1 | MAYS LANDING | 8330 | 19 | MERCURY SOLAR SYSTEMS | AC Electric | No | Complete | 2011-03-10 | 2011-06-22 | 2011-07-06 | 2011-07-06
REIPNR-12126 | SREC Solar | KUPERUS | KUPERUS FARMSIDE GDNS | 4.1 | 0 | Commercial |  | SUSSEX | 7461 | 1 | TRINITY HEATING AND AIR | JCP&L | No | Complete | 2011-03-10 | 2011-07-12 | 2011-07-21 | 2011-07-21
REIPNR-12128 | SREC Solar | MILICIA |  | 9.225 | 0 | Residential | 1 | SOMERDALE | 8083 | 14 | MERCURY SOLAR SYSTEMS | PSE&G BPU | No | Complete | 2011-03-10 | 2011-05-31 | 2011-06-10 | 2011-06-10
REIPNR-12129 | SREC Solar | KUPERUS | KUPERUS FARM SIDE GARDENS | 3.075 | 0 | Commercial |  | SUSSEX | 7461 | 1 | TRINITY HEATING AND AIR | JCP&L | No | Complete | 2011-03-10 | 2011-07-12 | 2011-07-21 | 2011-07-21
REIPNR-12130 | SREC Solar | SULLIVAN | SULLIVAN & SONS LLC | 20.79 | 0 | Commercial |  | OLD BRIDGE | 8857 | 11 | SOLULAR LLC/RWD CONSULTANTS | JCP&L | No | Complete | 2011-03-10 | 2011-07-08 | 2011-08-15 | 2011-08-15
REIPNR-12131 | SREC Solar | CARUSO |  | 5.06 | 0 | Residential |  | STONE HARBOR | 8247 | 21 | MERCURY SOLAR SYSTEMS | AC Electric | No | Complete | 2011-03-10 | 2011-06-22 | 2011-07-06 | 2011-07-06
REIPNR-12132 | SREC Solar | FOWLKES |  | 8.28 | 0 | Residential | 1 | NEPTUNE | 7753 | 17 | RELIABLE POWER SERVICES, INC. | JCP&L | No | Complete | 2011-03-10 | 2011-08-23 | 2011-08-30 | 2011-08-30
REIPNR-12133 | SREC Solar | COOK |  | 8.2 | 0 | Residential | 1 | SEWELL | 8080 | 15 | TRINITY HEATING AND AIR | AC Electric | No | Complete | 2011-03-10 | 2011-06-22 | 2011-07-06 | 2011-07-06
REIPNR-12135 | SREC Solar | PENA |  | 6.15 | 0 | Residential | 1 | JACKSON | 8527 | 18 | TRINITY HEATING AND AIR | JCP&L | No | Complete | 2011-03-10 | 2011-05-24 | 2011-06-29 | 2011-06-29
REIPNR-12136 | SREC Solar | RICE |  | 6.84 | 0 | Residential | 1 | BAYVILLE | 8721 | 18 | SUNRAY SOLAR, INC. | JCP&L | No | Complete | 2011-03-10 | 2011-09-02 | 2011-10-31 | 2011-10-31
REIPNR-12137 | SREC Solar | RUSSEL |  | 3.22 | 0 | Residential | 1 | LONG BRANCH | 7740 | 17 | RELIABLE POWER SERVICES, INC. | JCP&L | No | Complete | 2011-03-10 | 2011-12-29 | 2012-01-24 | 2012-01-24
REIPNR-12138 | SREC Solar | LEJEUNE |  | 6.765 | 0 | Residential | 1 | FARMINGDALE | 7727 | 17 | TRINITY HEATING AND AIR | JCP&L | No | Complete | 2011-03-10 | 2012-06-04 | 2012-06-13 | 2012-06-13
REIPNR-12139 | SREC Solar | PLOTNICK |  | 7.36 | 0 | Residential | 1 | MANALAPAN | 7726 | 17 | RELIABLE POWER SERVICES, INC. | JCP&L | No | Complete | 2011-03-10 | 2011-05-26 | 2012-03-15 | 2012-03-15
REIPNR-12141 | SREC Solar | HEYMAN |  | 6.75 | 0 | Residential |  | WEST WINDSOR | 8550 | 12 | GEOPEAK ENERGY LLC | JCP&L | No | Complete | 2011-03-10 | 2011-06-06 | 2011-06-20 | 2011-06-20
REIPNR-12143 | SREC Solar | TORZEWSKI |  | 5.4 | 0 | Residential |  | HILLSBOROUGH | 8844 | 5 | GEOGENIX | PSE&G BPU | No | Complete | 2011-03-10 | 2011-05-03 | 2011-06-27 | 2011-06-27
REIPNR-12144 | SREC Solar | APGAR |  | 10.25 | 0 | Residential | 1 | MANCHESTER | 8759 | 18 | TRINITY HEATING AND AIR | JCP&L | No | Complete | 2011-03-10 | 2011-07-28 | 2011-08-08 | 2011-08-08
REIPNR-12145 | SREC Solar | SAKOSITS |  | 9.99 | 0 | Residential | 1 | BRICK | 8724 | 18 | SUNRAY SOLAR, INC. | JCP&L | No | Complete | 2011-03-10 | 2011-09-20 | 2011-10-17 | 2011-10-17
REIPNR-12146 | SREC Solar | AVERY |  | 4.83 | 0 | Residential | 1 | RED BANK | 7701 | 17 | RELIABLE POWER SERVICES, INC. | Unknown | No | Complete | 2011-03-10 | 2013-10-23 | 2013-10-28 | 2013-10-28
REIPNR-12147 | SREC Solar | PIERSON |  | 11.28 | 0 | Residential | 1 | WASHINGTON | 7882 | 2 | TRINITY HEATING AND AIR | JCP&L | No | Complete | 2011-03-10 | 2011-07-19 | 2011-07-27 | 2011-07-27
REIPNR-12148 | SREC Solar | HORAN |  | 5.52 | 0 | Residential | 1 | TINTON FALLS | 7724 | 17 | RELIABLE POWER SERVICES, INC. | JCP&L | No | Complete | 2011-03-10 | 2011-05-13 | 2011-05-27 | 2011-05-27
REIPNR-12149 | SREC Solar | NASHINE |  | 9.675 | 0 | Residential |  | BRIDGEWATER | 8807 | 5 | 1ST LIGHT ENERGY, INC. | PSE&G BPU | No | Complete | 2011-03-10 | 2011-08-09 | 2011-10-26 | 2011-10-26
REIPNR-12150 | SREC Solar | MORRIS |  | 5.06 | 0 | Residential | 1 | SHREWSBURY | 7702 | 17 | RELIABLE POWER SERVICES, INC. | JCP&L | No | Complete | 2011-03-10 | 2011-10-27 | 2012-01-11 | 2012-01-11
REIPNR-12151 | SREC Solar | LEE |  | 7.56 | 0 | Residential |  | PRINCETON | 8540 | 12 | 1ST LIGHT ENERGY, INC. | PSE&G BPU | No | Complete | 2011-03-10 | 2011-05-20 | 2011-09-09 | 2011-09-09
REIPNR-12152 | SREC Solar | ZAPF |  | 6.44 | 0 | Residential | 1 | BRICK | 8723 | 18 | RELIABLE POWER SERVICES, INC. | JCP&L | No | Complete | 2011-03-10 | 2011-10-19 | 2012-02-17 | 2012-02-17
REIPNR-12153 | SREC Solar | BANKER |  | 9.88 | 0 | Residential |  | SCOTCH PLAINS | 7076 | 10 | 1ST LIGHT ENERGY, INC. | PSE&G BPU | No | Complete | 2011-03-10 | 2011-11-14 | 2012-01-17 | 2012-01-17
REIPNR-12154 | SREC Solar | STASKY |  | 8.55 | 0 | Residential | 1 | MARLTON | 8053 | 13 | SUNRAY SOLAR, INC. | PSE&G BPU | No | Complete | 2011-03-10 | 2011-09-02 | 2011-12-06 | 2011-12-06
REIPNR-12155 | SREC Solar | TOMASELLO |  | 11.96 | 0 | Residential | 0 | HAMMONTON | 8037 | 19 | GO SOLAR ELECTRIC, LLC | AC Electric | No | Complete | 2011-03-10 | 2012-01-09 | 2012-02-09 | 2012-02-09
REIPNR-12156 | SREC Solar | MCBRIDE |  | 8.97 | 0 | Residential | 1 | SPRING LAKE HEIGHTS | 7762 | 17 | RELIABLE POWER SERVICES, INC. | Unknown | No | Complete | 2011-03-10 | 2011-04-13 | 2011-05-11 | 2011-05-11
REIPNR-12157 | SREC Solar | D'AGOSTINI |  | 11.18 | 0 | Residential | 1 | MILLSTONE | 8510 | 17 | A-TOP ALTERNATIVE ENERGY | JCP&L | No | Complete | 2011-03-10 | 2011-10-28 | 2011-11-10 | 2011-11-10
REIPNR-12158 | SREC Solar | SILVA |  | 6.9 | 0 | Residential | 1 | TOMS RIVER | 8753 | 18 | RELIABLE POWER SERVICES, INC. | JCP&L | No | Complete | 2011-03-10 | 2011-04-25 | 2011-06-15 | 2011-06-15
REIPNR-12159 | SREC Solar | TOMASELLO |  | 10.81 | 0 | Residential | 0 | HAMMONTON | 8037 | 19 | GO SOLAR ELECTRIC, LLC | AC Electric | No | Complete | 2011-03-10 | 2012-02-03 | 2012-03-02 | 2012-03-02
REIPNR-12160 | SREC Solar | MODHA |  | 6.72 | 0 | Residential |  | KENDALL PARK | 8824 | 11 | BEST ENERGY POWER | PSE&G BPU | No | Complete | 2011-03-10 | 2011-06-29 | 2011-09-09 | 2011-09-09
REIPNR-12161 | SREC Solar | GALETTO | DUN-RITE SAND AND GRAVEL | 1597.765 | 0 | Commercial |  | VINELAND | 8360 | 20 | RAY ANGELINI II | Vineland Muni Elec | No | Complete | 2011-03-10 | 2011-06-21 | 2011-07-06 | 2011-07-06
REIPNR-12162 | SREC Solar | GLASER | DAIRY MAID CONFECTION, INC | 48.1 | 0 | Commercial | 0 | OCEAN CITY | 8226 | 21 | BRITE IDEA ENERGY | AC Electric | No | Complete | 2011-03-10 | 2011-07-08 | 2011-08-17 | 2011-08-17
REIPNR-12163 | SREC Solar | BUERCKE |  | 8.97 | 0 | Residential | 1 | MIDDLETOWN | 7748 | 17 | RELIABLE POWER SERVICES, INC. | Unknown | No | Complete | 2011-03-10 | 2011-05-13 | 2011-05-27 | 2011-05-27
REIPNR-12164 | SREC Solar | SCHULTZ |  | 11.47 | 0 | Residential | 0 | EGG HARBOR TOWNSHIP | 8234 | 19 | BRITE IDEA ENERGY | AC Electric | No | Complete | 2011-03-10 | 2011-07-27 | 2011-10-13 | 2011-10-13
REIPNR-12165 | SREC Solar | DESCHAMPS | STORR TRACTOR | 152.88 | 0 | Commercial |  | BRANCHBURG | 8876 | 5 | VANGUARD ENERGY PARTNERS, LLC | JCP&L | No | Complete | 2011-03-10 | 2012-02-22 | 2012-03-30 | 2012-03-30
REIPNR-12166 | SREC Solar | RUSIGNUOLO |  | 7.59 | 0 | Residential | 1 | UNION BRANCH | 7735 | 17 | RELIABLE POWER SERVICES, INC. | Unknown | No | Complete | 2011-03-10 | 2011-05-13 | 2011-06-03 | 2011-06-03
REIPNR-12169 | SREC Solar | DUGGAN | PHILLIPS VAN HEUSEN | 150.734 | 0 | Commercial |  | BRIDGEWATER | 8807 | 5 | SOLIS PARTNERS, LLC | PSE&G BPU | No | Complete | 2011-03-10 | 2011-07-19 | 2011-11-09 | 2011-11-09
REIPNR-12170 | SREC Solar | CORDARA |  | 6.765 | 0 | Residential | 1 | FLEMINGTON | 8822 | 4 | TRINITY HEATING AND AIR | JCP&L | No | Complete | 2011-03-10 | 2011-07-19 | 2011-07-27 | 2011-07-27
REIPNR-12171 | SREC Solar | CHIARELLO | TRENTON JOE & SON, INC | 21.15 | 0 | Commercial | 0 | EWING | 8628 | 12 | TRENT ENTERPRISES, INC | PSE&G BPU | No | Complete | 2011-03-10 | 2011-06-09 | 2011-08-04 | 2011-08-04
REIPNR-12172 | SREC Solar | DRANDORFF |  | 9.84 | 0 | Residential | 1 | MANCHESTER | 8733 | 18 | TRINITY HEATING AND AIR | JCP&L | No | Complete | 2011-03-10 | 2011-07-15 | 2011-07-29 | 2011-07-29
REIPNR-12174 | SREC Solar | HEIL |  | 18.06 | 0 | Residential |  | SKILLMAN | 8558 | 5 | 1ST LIGHT ENERGY, INC. | PSE&G BPU | No | Complete | 2011-03-10 | 2011-08-16 | 2011-10-31 | 2011-10-31
REIPNR-12176 | SREC Solar | QIAN | ACUPUNCTURE HOLLSTIC CENTER OF NJ | 9.2 | 0 | Commercial |  | FLEMINGTON | 8822 | 4 | GREEN POWER ENERGY LLC | JCP&L | No | Complete | 2011-03-10 | 2011-08-30 | 2012-01-11 | 2012-01-11
REIPNR-12177 | SREC Solar | JAGADEESAN | SGA INVESTMENTS LLC | 22.4 | 0 | Commercial |  | MOONACHIE | 7074 | 7 | BYSOLAR, INC. | PSE&G BPU | No | Complete | 2011-03-10 | 2012-04-26 | 2012-05-22 | 2012-05-22
REIPNR-12178 | SREC Solar | STORZ |  | 8.17 | 0 | Residential | 1 | EGG HARBOR TWP. | 8234 | 19 | RCL ENTERPRISES INC. | AC Electric | No | Complete | 2011-03-10 | 2011-05-18 | 2011-06-20 | 2011-06-20
REIPNR-12179 | SREC Solar | BADARINATH |  | 9.45 | 0 | Residential |  | PLAINSNBORO | 8536 | 11 | GEOGENIX | PSE&G BPU | No | Complete | 2011-03-10 | 2011-08-03 | 2011-09-23 | 2011-09-23
REIPNR-12180 | SREC Solar | RICHARDSON | ORTHO-MCNEIL-JANSSEN PHARMA INC. | 155.232 | 0 | Commercial |  | TITUSVILLE | 8560 | 12 | PFISTER MAINTENANCE, INC. | PSE&G BPU | No | Complete | 2011-03-10 | 2011-09-12 | 2011-10-26 | 2011-10-26
REIPNR-12181 | SREC Solar | JAGADEESAN | SGA INVESTMENTS, LLC | 115.2 | 0 | Residential |  | MOONACHIE | 7072 | 7 | BYSOLAR, INC. | PSE&G BPU | No | Complete | 2011-03-10 | 2012-04-26 | 2012-05-22 | 2012-05-22
REIPNR-12182 | SREC Solar | SALTER |  | 9.54 | 0 | Residential |  | PHILLIPSBURG | 8865 | 2 | HEAT SHED, INC. | JCP&L | No | Complete | 2011-03-10 | 2011-05-13 | 2011-06-30 | 2011-06-30
REIPNR-12183 | SREC Solar | DRAKE |  | 2.856 | 0 | Residential |  | SPARTA | 7871 | 1 | SEA BRIGHT SOLAR, LLC | JCP&L | No | Complete | 2011-03-10 | 2012-02-14 | 2012-03-22 | 2012-03-22
REIPNR-12184 | SREC Solar | MANLEY |  | 9.8 | 0 | Residential |  | SALEM | 8079 | 16 | GRO SOLAR | AC Electric | No | Complete | 2011-03-10 | 2011-10-11 | 2011-11-21 | 2011-11-21
REIPNR-12186 | SREC Solar | EROFEEY |  | 6.075 | 0 | Residential |  | MARLBORO | 7746 | 17 | GEOPEAK ENERGY LLC | JCP&L | No | Complete | 2011-03-10 | 2011-03-23 | 2011-05-26 | 2011-05-26
REIPNR-12190 | SREC Solar | PETRIC-MORRISON |  | 4.92 | 0 | Residential | 1 | BEACHWOOD | 8722 | 18 | TRINITY HEATING AND AIR | JCP&L | No | Complete | 2011-03-10 | 2011-07-08 | 2011-07-19 | 2011-07-19
REIPNR-12192 | SREC Solar | SLUKA | SOMERVILLE ENGINE COMPANY | 9.555 | 0 | Government Facility | 1 | SOMERVILLE | 8876 | 5 | VANGUARD ENERGY PARTNERS, LLC | PSE&G BPU | No | Complete | 2011-03-10 | 2011-11-14 | 2011-12-08 | 2011-12-08
REIPNR-12193 | SREC Solar | GLADSTEIN |  | 6.15 | 0 | Residential | 1 | ENGLISHTOWN | 7726 | 17 | TRINITY HEATING AND AIR | JCP&L | No | Complete | 2011-03-10 | 2011-07-14 | 2011-07-26 | 2011-07-26
REIPNR-12195 | SREC Solar | PELLICANO |  | 7.995 | 0 | Residential | 1 | TOMS RIVER | 8757 | 18 | TRINITY HEATING AND AIR | JCP&L | No | Complete | 2011-03-10 | 2011-07-08 | 2011-07-19 | 2011-07-19
REIPNR-12196 | SREC Solar | BOYCE | SOMERVILLE HIGH SCHOOL | 50.96 | 0 | School Public K-12 | 1 | SOMERVILLE | 8876 | 5 | VANGUARD ENERGY PARTNERS, LLC | PSE&G BPU | No | Complete | 2011-03-10 | 2011-10-27 | 2011-11-10 | 2011-11-10
REIPNR-12197 | SREC Solar | GARWACKE | MANVILLE LIBRARY | 41.405 | 0 | Government Facility | 1 | MANVILLE | 8835 | 5 | VANGUARD ENERGY PARTNERS, LLC | PSE&G BPU | No | Complete | 2011-03-10 | 2011-09-07 | 2011-10-31 | 2011-10-31
REIPNR-12198 | SREC Solar | DURBOROW |  | 15.05 | 0 | Residential |  | STOCKTON | 8559 | 4 | GREEN POWER ENERGY LLC | JCP&L | No | Complete | 2011-03-10 | 2011-07-22 | 2011-08-22 | 2011-08-22
REIPNR-12200 | SREC Solar | VIEIRO | FRANLIN TWP. MUNICIPAL BLDG | 92.365 | 0 | Government Facility | 1 | FRANKLIN | 8873 | 5 | VANGUARD ENERGY PARTNERS, LLC | PSE&G BPU | No | Complete | 2011-03-10 | 2011-09-07 | 2011-09-09 | 2011-09-09
REIPNR-12201 | SREC Solar | JACKUCEWICZ |  | 13.72 | 0 | Residential |  | FARMINGDALE | 7727 | 17 | INFINITY SOLAR POWER, LLC | JCP&L | No | Complete | 2011-03-10 | 2011-07-26 | 2011-12-06 | 2011-12-06
REIPNR-12202 | SREC Solar | HUEY |  | 7.59 | 0 | Residential | 1 | PORT MONMOUTH | 7758 | 17 | RELIABLE POWER SERVICES, INC. | JCP&L | No | Complete | 2011-03-10 | 2011-11-21 | 2011-12-20 | 2011-12-20
REIPNR-12203 | SREC Solar | LISTON |  | 5.06 | 0 | Residential | 1 | BEACHWOOD | 8722 | 18 | RELIABLE POWER SERVICES, INC. | JCP&L | No | Complete | 2011-03-10 | 2011-03-22 | 2011-04-11 | 2011-04-11
REIPNR-12204 | SREC Solar | BOYCE | VANDERVEER ELEMENTARY | 70.07 | 0 | Commercial | 1 | SOMERVILLE | 8876 | 5 | VANGUARD ENERGY PARTNERS, LLC | PSE&G BPU | No | Complete | 2011-03-10 | 2012-03-12 | 2012-04-19 | 2012-04-19
REIPNR-12207 | SREC Solar | GODDARD | OLE HANSEN & SONS | 22.56 | 0 | Commercial |  | EGG HARBOR TWP | 8324 | 20 | RAY ANGELINI II | AC Electric | No | Complete | 2011-03-14 | 2011-03-14 | 2011-03-15 | 2011-03-15
REIPNR-12208 | SREC Solar | GODDARD |  | 33.84 | 0 | Commercial |  | EGG HARBOR TWP | 8234 | 19 | RAY ANGELINI II | AC Electric | No | Complete | 2011-03-14 | 2011-03-14 | 2011-03-15 | 2011-03-15
SPP001 | SREC Solar | GABRIELLE | ALUMINUM SHAPES | 1588.05 | 0 | Commercial |  | DELAIR | 8110 | 14 | PPL ENERGY SERVICES HOLDINGS, LLC | Not Known | No | Complete | 2007-10-19 | 2008-03-13 | 2008-05-07 | 2008-05-07
SPP006 | SREC Solar | LANGLEY |  | 9.72 | 0 | Residential |  | FLEMINGTON | 8822 | 4 | JERSEY SOLAR, LLC | Not Known | No | Complete | 2007-05-18 | 2007-11-28 | N/A | 2007-12-14
SPP012 | SREC Solar | MASTERS | HERMITAGE HORSE FARM | 21.6 | 0 | Farm |  | BEDMINISTER | 7921 | 5 | THE SOLAR CENTER, INC. | Not Known | No | Complete | 2007-07-30 | 2008-11-05 | 2008-12-29 | 2008-12-29
SPP014 | SREC Solar | RICHARDSON | GPSG/ORTHO MC NEEIL | 531.28 | 0 | Commercial |  | RARITAN | 8869 | 5 | FIRST SOLAR ELECTRIC | Not Known | No | Complete | 2007-07-31 | 2008-02-27 | 2008-03-17 | 2008-03-17
SPP017 | SREC Solar | MISKEWITZ | CHAMPION CONTAINER CORP. | 52.8 | 0 | Commercial |  | SWEDESBORO | 8085 | 15 | ADVANCED SOLAR PRODUCTS, INC. | Not Known | No | Complete | 2007-08-23 | 2008-06-30 | 2008-07-10 | 2008-07-10
SPP018 | SREC Solar | MISKEWITZ | CHAMPION CONTAINER CORP. | 105.6 | 0 | Commercial |  | AVENEL | 7001 | 11 | ADVANCED SOLAR PRODUCTS, INC. | Not Known | No | Complete | 2007-08-17 | 2008-07-23 | 2008-08-27 | 2008-08-27
SPP019 | SREC Solar | WALTER | ENERGY KINETICS | 24.96 | 0 | Commercial |  | LEBANON | 8833 | 4 | THE SOLAR CENTER, INC. | Not Known | No | Complete | 2007-08-06 | 2008-01-21 | 2008-02-20 | 2008-02-20
SPP025 | SREC Solar | MCGRATH |  | 3.06 | 0 | Residential |  | WEST MILFORD | 7421 | 6 | HIGHLANDS SOLAR ELECTRIC CO, LLC | Not Known | No | Complete | 2007-08-06 | 2007-10-19 | N/A | 2007-11-06
SPP028 | SREC Solar | BRADLEY | MANHEIM'S NATIONAL AUTO DEALERS EXCHANGE | 126.9 | 0 | Commercial |  | BORDENTOWN | 8505 | 13 | FIRST SOLAR ELECTRIC | Not Known | No | Complete | 2007-08-06 | 2008-04-23 | 2008-05-22 | 2008-05-22
SPP036 | SREC Solar | MULLINS | KOHL'S DEPARTMENT STORES, INC. | 262.08 | 0 | Commercial |  | MANTUA | 8051 | 15 | SUNEDISON, LLC | Not Known | No | Complete | 2007-10-05 | 2008-09-09 | 2008-09-24 | 2008-09-24
SPP049 | SREC Solar | MULLINS | KOHL'S DEPARTMENT STORES, INC. | 267.84 | 0 | Commercial |  | MANAHAWKIN | 8050 | 18 | SUNEDISON, LLC | Not Known | No | Complete | 2007-10-05 | 2008-08-26 | 2008-08-27 | 2008-08-27
SPP053 | SREC Solar | MULLINS | KOHL'S DEPARTMENT STORES, INC. | 371.52 | 0 | Commercial |  | VOORHEES | 8043 | 14 | SUNEDISON, LLC | Not Known | No | Complete | 2007-10-05 | 2008-10-08 | 2008-11-26 | 2008-11-26
SPP054 | SREC Solar | MULLINS | KOHL'S DEPARTMENT STORES, INC. | 285.6 | 0 | Commercial |  | CHERRY HILL | 8002 | 14 | SUNEDISON, LLC | Not Known | No | Complete | 2007-10-05 | 2008-09-09 | 2008-09-24 | 2008-09-24
SPP059 | SREC Solar | MULLINS | KOHL'S DEPARTMENT STORES, INC. | 336.6 | 0 | Commercial |  | HILLSBOROUGH | 8844 | 5 | SUNEDISON, LLC | Not Known | No | Complete | 2007-10-05 | 2008-10-08 | 2008-10-31 | 2008-10-31
SPP067 | SREC Solar | MULLINS | KOHL'S DEPARTMENT STORES, INC. | 276.48 | 0 | Commercial |  | WESTAMPTON | 8060 | 13 | SUNEDISON, LLC | Not Known | No | Complete | 2007-10-11 | 2008-10-08 | 2008-10-31 | 2008-10-31
SPP076 | SREC Solar | REIDLEBACH | 111 INDUSTRIAL WAY, LLC | 84 | 0 | Commercial |  | EATONTOWN | 7724 | 17 | TRINITY HEATING AND AIR | Not Known | No | Complete | 2007-10-11 | 2008-08-27 | 2008-09-11 | 2008-09-11
SPP077 | SREC Solar | REIDLEBACH | 111 INDUSTRIAL WAY, LLC | 84 | 0 | Commercial |  | EATONTOWN | 7724 | 17 | TRINITY HEATING AND AIR | Not Known | No | Complete | 2007-10-11 | 2008-08-27 | 2008-09-11 | 2008-09-11
SPP110 | SREC Solar | HACK | CAPSTONE CAPITAL, LLC | 7.2 | 0 | Residential |  | PRINCETON | 8540 | 12 | SUN FARM NETWORK | Not Known | No | Complete | 2007-09-27 | 2008-03-15 | 2008-03-28 | 2008-03-28
SPP215 | SREC Solar | HENNING | GLASS GARDENS, INC | 358.19 | 0 | Commercial |  | WHARTON | 7885 | 3 | THE SOLAR CENTER, INC. | Not Known | No | Complete | 2007-10-19 | 2009-02-18 | 2009-03-05 | 2009-03-05
SPP226 | SREC Solar | MULLINS | OWENS CORNING | 440.64 | 0 | Commercial |  | KEARNY | 7032 | 8 | SUNEDISON, LLC | PSE&G BPU | No | Complete | 2007-10-11 | 2009-08-19 | 2009-08-31 | 2009-08-31
SPP232 | SREC Solar | TUSONE |  | 4.16 | 0 | Residential |  | EGG HARBOR TWP. | 8234 | 19 | EAST COAST SOLAR | Not Known | No | Complete | 2007-12-13 | 2008-04-18 | 2008-06-19 | 2008-06-19
SPP237 | SREC Solar | PLESCIA-HEFFERNAN | PLESCIA ROOFING INC | 10.88 | 0 | Commercial |  | ORADELL | 7649 | 7 | SOLAR ENERGY SYSTEMS, LLC | PSE&G BPU | No | Complete | 2007-12-13 | 2009-01-21 | 2009-08-13 | 2009-08-13
SPP240 | SREC Solar | MULLINS | KOHL'S DEPARTMENT STORES, INC. | 239.4 | 0 | Commercial |  | OLD BRIDGE | 8857 | 11 | SUNEDISON, LLC | JCP&L | No | Complete | 2007-12-28 | 2009-05-26 | 2009-06-25 | 2009-06-25
SPP248 | SREC Solar | REISBOARD |  | 1.25 | 0 | Residential |  | VENTOR | 8406 | 19 | EAST COAST SOLAR | Not Known | No | Complete | 2008-04-03 | 2008-05-30 | 2008-07-02 | 2008-07-02
SPP251 | SREC Solar | GELTZER |  | 2.87 | 0 | Farm |  | SKILLMAN | 8558 | 5 | JERSEY SOLAR, LLC | Not Known | No | Complete | 2008-03-14 | 2008-05-09 | 2008-07-10 | 2008-07-10
SPP252 | SREC Solar | HILER | NEW JERSEY MEADOWLANDS COMMISSION | 33 | 0 | Government Facility |  | LYNDHURST | 7071 | 7 | MGM PROPERTIES, INC | Not Known | No | Complete | 2008-04-18 | 2009-01-14 | 2009-01-28 | 2009-01-28
SPP253 | SREC Solar | MULLANEY | MULLANEY | 3.06 | 0 | Residential |  | CAPE MAY POINT | 8212 | 21 | HIGHLANDS SOLAR ELECTRIC CO, LLC | Not Known | No | Complete | 2008-04-03 | 2008-07-08 | 2008-08-06 | 2008-08-06
SPP261 | SREC Solar | BAKKER |  | 2.26 | 0 | Residential |  | BRANT BEACH | 8008 | 18 | NJ SOLAR POWER, LLC | Not Known | No | Complete | 2008-04-11 | 2008-07-29 | 2008-07-31 | 2008-07-31
SPP262 | SREC Solar | BAKKER |  | 2.05 | 0 | Residential |  | BRANT BEACH | 8008 | 18 | NJ SOLAR POWER, LLC | Not Known | No | Complete | 2008-04-11 | 2008-07-29 | 2008-07-31 | 2008-07-31
SPP266 | SREC Solar | MCDERMOTT |  | 5.25 | 0 | Residential |  | PHILLIPSBURG | 8865 | 2 |  | Not Known | No | Complete | 2008-04-18 | 2008-04-28 | 2008-06-06 | 2008-06-06
SPP267 | SREC Solar | LEE | LEE TURKEY FARM | 12.6 | 0 | Farm |  | EAST WINDSOR | 8520 | 12 | SUN FARM NETWORK | Not Known | No | Complete | 2008-04-11 | 2008-07-28 | 2008-08-21 | 2008-08-21
SPP268 | SREC Solar | COHEN | RICHARD DECAPRIO | 4.67 | 0 | Residential |  | OCEANPORT | 7757 | 17 | THE SOLAR CENTER, INC. | Not Known | No | Complete | 2008-04-18 | 2008-05-30 | 2008-07-16 | 2008-07-16
SPP269 | SREC Solar | DIPIETRO |  | 3.36 | 0 | Residential |  | CAPE MAY COURT HOUSE | 8210 | 21 | ENERGY ENTERPRISES | Not Known | No | Complete | 2008-04-18 | 2008-05-29 | 2008-06-30 | 2008-06-30
SPP273 | SREC Solar | ELWOOD |  | 4.08 | 0 | Residential |  | ANDOVER | 7821 | 1 | HIGHLANDS SOLAR ELECTRIC CO, LLC | Not Known | No | Complete | 2008-06-19 | 2008-07-28 | 2008-08-21 | 2008-08-21
SPP274 | SREC Solar | ELWOOD | JOHN ELWOOD | 4.08 | 0 | Farm |  | ANDOVER | 7821 | 1 | HIGHLANDS SOLAR ELECTRIC CO, LLC | Not Known | No | Complete | 2008-06-19 | 2008-07-28 | 2008-08-21 | 2008-08-21
SPP275 | SREC Solar | LYON | BELLE MEAD CO-OP | 18.82 | 0 | Farm |  | HILLSBOROUGH | 8844 | 5 | SOLAR CONNECTIONS | Not Known | No | Complete | 2008-05-16 | 2008-08-12 | 2008-08-21 | 2008-08-21
SPP277 | SREC Solar | GOLDEN |  | 0.96 | 0 | Residential |  | CAPE MAY | 8204 | 21 |  | Not Known | No | Complete | 2008-07-02 | 2008-07-03 | 2008-07-03 | 2008-07-03
SPP280 | SREC Solar | BLOUGH | FRANK CARPINO | 3 | 0 | Residential |  | MILLVILLE | 8332 | 20 | GO SOLAR ELECTRIC, LLC | Not Known | No | Complete | 2008-05-30 | 2008-12-16 | 2008-12-23 | 2008-12-23
SPP282 | SREC Solar | LIBERTY | MERCK & CO, INC | 1598.96 | 0 | Commercial |  | WHITEHOUSE STATION | 8889 | 4 | DOME-TECH SOLAR, LLC | Not Known | No | Complete | 2008-07-24 | 2009-03-11 | 2009-04-02 | 2009-04-02
SPP283 | SREC Solar | LEARY | JC PENNEY, INC | 300.12 | 0 | Commercial |  | CHERRY HILL | 8034 | 14 | SUNPOWER CORPORATION | Not Known | No | Complete | 2008-07-24 | 2008-12-03 | 2008-12-29 | 2008-12-29
SPP284 | SREC Solar | LEARY | JC PENNEY, INC | 258.64 | 0 | Commercial |  | DEPTFORD | 8096 | 15 | SUNPOWER CORPORATION | Not Known | No | Complete | 2008-07-24 | 2008-12-03 | 2008-12-29 | 2008-12-29
SPP285 | SREC Solar | LEARY | JC PENNEY, INC | 517.28 | 0 | Commercial |  | EAST BRUNSWICK | 8816 | 11 | SUNPOWER CORPORATION | Not Known | No | Complete | 2008-07-24 | 2008-12-03 | 2008-12-29 | 2008-12-29
SPP287 | SREC Solar | LEARY | JC PENNEY, INC | 602.68 | 0 | Commercial |  | WAYNE | 7470 | 6 | SUNPOWER CORPORATION | Not Known | No | Complete | 2008-07-24 | 2008-12-04 | 2008-12-29 | 2008-12-29
SPP288 | SREC Solar | LEARY | JC PENNEY, INC | 273.28 | 0 | Commercial |  | WOODBRIDGE | 7095 | 11 | SUNPOWER CORPORATION | Not Known | No | Complete | 2008-07-24 | 2008-12-04 | 2008-12-29 | 2008-12-29
SPP289 | SREC Solar | LIN |  | 4.6 | 0 | Residential |  | HOLMDEL | 7733 | 17 | ENERGY ENTERPRISES | Not Known | No | Complete | 2008-07-10 | 2008-09-25 | 2008-10-20 | 2008-10-20
SPP290 | SREC Solar | BURNE | ERM CENTOFANTI | 8.55 | 0 | Residential |  | BRICKTOWN | 8723 | 18 | OUR POWER LLC | Not Known | No | Complete | 2008-07-10 | 2008-08-21 | 2008-09-18 | 2008-09-18
SPP292 | SREC Solar | FAUSEY |  | 3.78 | 0 | Residential |  | CAPE MAY COURT HOUSE | 8210 | 21 | ENERGY ENTERPRISES | Not Known | No | Complete | 2008-07-17 | 2008-09-15 | 2008-09-24 | 2008-09-24
SPP293 | SREC Solar | PUMP |  | 19.35 | 0 | Farm |  | STOCKTON | 8559 | 4 | HEAT SHED, INC. | Not Known | No | Complete | 2008-07-24 | 2008-12-22 | 2009-01-06 | 2009-01-06
SPP301 | SREC Solar | ZIMMERMAN | JOHNSTONE SUPPLY | 174.96 | 0 | Commercial |  | KENILWORTH | 7033 | 10 | TRINITY SOLAR POWER | Not Known | No | Complete | 2008-07-24 | 2009-03-05 | 2009-03-26 | 2009-03-26
SPP302 | SREC Solar | ANGELONE |  | 3.44 | 0 | Residential |  | CAPE MAY COURT HOUSE | 8210 | 21 | ENERGY ENTERPRISES | Not Known | No | Complete | 2008-07-24 | 2008-09-08 | 2008-09-17 | 2008-09-17
SPP305 | SREC Solar | ZIMMERMAN | JOHNSTONE SUPPLY | 25.92 | 0 | Commercial |  | KENILWORTH | 7033 | 10 | TRINITY HEATING AND AIR | Not Known | No | Complete | 2008-09-05 | 2008-11-03 | 2008-11-26 | 2008-11-26
SPP306 | SREC Solar | ISSA | TOMS RIVER CRESCENT | 20.24 | 0 | Commercial |  | TOMS RIVER | 8753 | 18 | ADVANCED SOLAR PRODUCTS, INC. | JCP&L | No | Complete | 2009-01-16 | 2009-02-09 | 2009-08-13 | 2009-08-13
SPP307 | SREC Solar | FLAN | DYNAMIC DECISIONS | 31.2 | 0 | Commercial |  | SOUTH PLAINFIELD | 7080 | 11 | SUN FARM NETWORK | Not Known | No | Complete | 2008-08-21 | 2008-12-17 | 2009-02-19 | 2009-02-19
SPP308 | SREC Solar | GOODBODY | MAZZA RECYCLING | 281.26 | 0 | Commercial |  | TINTON FALLS | 7753 | 17 | SOLAR ENERGY SYSTEMS, LLC | Not Known | No | Complete | 2008-08-21 | 2008-12-18 | 2009-01-06 | 2009-01-06
SPP310 | SREC Solar | JANSEN | MANNINGTON MILLS | 602.7 | 0 | Commercial |  | SALEM | 8079 | 16 | AMERICAN CAPITAL ENERGY | Not Known | No | Complete | 2008-08-27 | 2008-12-22 | 2009-01-06 | 2009-01-06
SPP311 | SREC Solar | HEROLD |  | 1.92 | 0 | Residential |  | ATLANTIC CITY | 8401 | 19 | ADVANCED SOLAR PRODUCTS, INC. | Not Known | No | Complete | 2008-08-27 | 2008-08-27 | 2008-08-27 | 2008-08-27
SPP312 | SREC Solar | FORESTIERI | CLAYTON BLOCK CO, LLC | 325.68 | 0 | Commercial |  | LAKEWOOD | 8701 | 18 | SUN FARM NETWORK | Not Known | No | Complete | 2008-08-27 | 2008-12-09 | 2008-12-15 | 2008-12-15
SPP313 | SREC Solar | REED |  | 2.64 | 0 | Residential |  | PHILLIPSBURG | 8865 | 2 | THE SOLAR CENTER, INC. | JCP&L | No | Complete | 2008-09-05 | 2009-05-12 | 2009-08-28 | 2009-08-28
SPP314 | SREC Solar | HAVIGHORST | HOVBILT, INC. | 8.96 | 0 | Commercial |  | FREEHOLD | 7728 | 17 | SELF INSTALL | JCP&L | No | Complete | 2008-09-05 | 2009-05-29 | 2009-06-30 | 2009-06-30
SPP315 | SREC Solar | CONWAY | MISTER SOFTEE INC. | 97 | 0 | Commercial |  | RUNNEMEDE | 8078 | 14 | TRINITY HEATING AND AIR | Not Known | No | Complete | 2008-09-05 | 2008-12-04 | 2008-12-15 | 2008-12-15
SPP316 | SREC Solar | CONWAY | MISTER SOFTEE INC. | 45.4 | 0 | Commercial |  | RUNNEMEDE | 8078 | 14 | TRINITY HEATING AND AIR | Not Known | No | Complete | 2008-09-05 | 2008-12-04 | 2008-12-15 | 2008-12-15
SPP317 | SREC Solar | ZIMMERMAN | JOHNSTONE SUPPLY | 42.24 | 0 | Commercial |  | KENILWORTH | 7033 | 10 | TRINITY HEATING AND AIR | Not Known | No | Complete | 2008-09-05 | 2008-11-01 | 2008-12-04 | 2008-12-04
SPP318 | SREC Solar | MULLINS | KOHL'S DEPARTMENT STORES, INC. | 182.4 | 0 | Commercial |  | PHILLIPSBURG | 8865 | 2 | SUNEDISON, LLC | JCP&L | No | Complete | 2008-10-01 | 2009-02-24 | 2009-10-12 | 2009-10-12
SPP319 | SREC Solar | SUPOR | J SUPOR & SON TRUCKING & RIGGING INC. | 176.8 | 0 | Commercial |  | KEARNY | 7032 | 8 | TRINITY HEATING AND AIR | Not Known | No | Complete | 2008-09-18 | 2008-12-15 | 2009-02-28 | 2009-02-28
SPP320 | SREC Solar | SUPOR | J SUPOR & SON TRUCKING & RIGGING INC. | 221.2 | 0 | Commercial |  | KEARNY | 7032 | 8 | TRINITY HEATING AND AIR | Not Known | No | Complete | 2008-09-18 | 2008-12-22 | 2009-02-28 | 2009-02-28
SPP322 | SREC Solar | GUTTENPLAN | GUTTENPLAN'S FROZEN DOUGH, INC | 110.66 | 0 | Commercial |  | MIDDLETOWN | 7748 | 17 | ALTPOWER | Not Known | No | Complete | 2008-09-25 | 2009-01-13 | 2009-02-12 | 2009-02-12
SPP323 | SREC Solar | LAVIN | NEWPORT OFFCE CENTER III CO, LLC | 62.7 | 0 | Commercial |  | JERSEY CITY | 7310 | 8 | RESOURCE ENERGY SYSTEMS, INC | Not Known | No | Complete | 2008-10-01 | 2009-01-23 | 2009-02-28 | 2009-02-28
SPP324 | SREC Solar | ROLLO |  | 2.87 | 0 | Residential |  | LAVALLETTE | 8735 | 18 | NJ SOLAR POWER, LLC | Not Known | No | Complete | 2008-10-01 | 2008-11-25 | 2009-05-04 | 2009-05-04
SPP325 | SREC Solar | BROOKS | GLASSTEC ENTERPRISES, INC | 8.06 | 0 | Commercial |  | BERLIN | 8009 | 14 |  | Not Known | No | Complete | 2008-09-25 | 2008-12-23 | 2009-01-15 | 2009-01-15
SPP327 | SREC Solar | DE LORENZO | PLAST-O-MATIC VALVES, INC | 231 | 0 | Commercial |  | CEDAR GROVE | 7009 | 9 | AMERICAN ENERGY TECHNOLOGY | PSE&G BPU | No | Complete | 2008-10-09 | 2009-10-13 | 2009-12-30 | 2009-12-30
SPP328 | SREC Solar | GARB | HARTZ MOUNTAIN DEVELOPMENT CORP | 412.39 | 0 | Commercial |  | SECAUCUS | 7094 | 8 | SUNPOWER CORPORATION | Not Known | No | Complete | 2008-10-09 | 2009-01-23 | 2009-02-19 | 2009-02-19
SPP329 | SREC Solar | BRUNO | HORIZON EYE CARE | 20 | 0 | Commercial |  | MARGATE | 8402 | 19 | TRINITY HEATING AND AIR | Not Known | No | Complete | 2008-10-09 | 2008-12-22 | 2009-01-06 | 2009-01-06
SPP330 | SREC Solar | SUSSMAN | CPI COMPANIES | 38.64 | 0 | Commercial |  | VOORHEES | 8043 | 14 | ENERGY ENTERPRISES | Not Known | No | Complete | 2008-10-16 | 2009-01-08 | 2009-01-23 | 2009-01-23
SPP331 | SREC Solar | HIGGINS | AMERICAN INDUSTRIAL SUPPLY | 100.98 | 0 | Commercial |  | PERTH AMBOY | 8861 | 11 | GEOGENIX | Not Known | No | Complete | 2008-10-31 | 2009-01-19 | 2009-02-05 | 2009-02-05
SPP332 | SREC Solar | PIMENTEL | CONTINENTAL TRADING & HARDWARE SUPPLY IN | 503.01 | 0 | Commercial |  | NEWARK | 7105 | 9 | GEOGENIX | Not Known | No | Complete | 2008-10-16 | 2009-02-03 | 2009-02-28 | 2009-02-28
SPP333 | SREC Solar | NEWMAN | SAINT PHILIP'S ACADEMY | 2.04 | 0 | School Other | 0 | NEWARK | 7103 | 9 | VANGUARD ENERGY PARTNERS, LLC | PSE&G BPU | No | Complete | 2008-10-31 | 2009-03-25 | 2012-04-30 | 2012-04-30
SPP335 | SREC Solar | MULLINS | MACY'S | 291.84 | 0 | Commercial |  | FREEHOLD | 7728 | 17 | SUNEDISON, LLC | JCP&L | No | Complete | 2008-11-07 | 2009-02-16 | 2009-07-22 | 2009-07-22
SPP337 | SREC Solar | MULLINS | MACY'S | 307.328 | 0 | Commercial |  | TOMS RIVER | 8753 | 18 | SUNEDISON, LLC | JCP&L | No | Complete | 2008-11-07 | 2009-05-26 | 2009-07-30 | 2009-07-30
SPP338 | SREC Solar | PICHININ | MCGOWAN BUILDERS, INC. | 123.9 | 0 | Commercial |  | EAST RUTHERFORD | 7073 | 7 | CLEAR SKIES GROUP | Not Known | No | Complete | 2008-12-12 | 2009-01-22 | 2009-02-19 | 2009-02-19
SPP340 | SREC Solar | BRIDDELL |  | 7.26 | 0 | Residential |  | AVALON | 8202 | 21 | AMERICAN SOLAR WORKS, LLC | AC Electric | No | Complete | 2008-11-04 | 2008-11-05 | 2009-08-19 | 2009-08-19
SPP341 | SREC Solar | GOODBODY | APPLIANCE DEALERS COOPERATIVE | 633.6 | 0 | Commercial |  | MONROE | 8831 | 11 | SUNPOWER CORPORATION | Not Known | No | Complete | 2008-11-20 | 2009-02-26 | 2009-03-31 | 2009-03-31
SPP342 | SREC Solar | SOKLASKI | BAYER HEALTHCARE, LLC | 92.48 | 0 | Commercial |  | MORRISTOWN | 7962 | 3 | VANGUARD ENERGY PARTNERS, LLC | JCP&L | No | Complete | 2008-12-12 | 2009-10-05 | 2010-01-08 | 2010-01-08
SPP343 | SREC Solar | VOLLERS | VOLLERS EXCAVATING AND CONSTRUCTION CO. | 100.1 | 0 | Commercial |  | SOMERVILLE | 8876 | 5 | VANGUARD ENERGY PARTNERS, LLC | Not Known | No | Complete | 2008-11-20 | 2009-01-30 | 2009-02-28 | 2009-02-28
SPP344 | SREC Solar | GABRIELLE | SCHERING CORPORATION | 1650.39 | 0 | Commercial |  | SUMMIT | 7801 | 3 | PPL ENERGY SERVICES HOLDINGS, LLC | JCP&L | No | Complete | 2008-11-14 | 2009-06-19 | 2009-08-28 | 2009-08-28
SPP345 | SREC Solar | GABRIELLE | THE RESEARCH COLLECTIONS & PRESERVATION | 371.49 | 0 | Commercial |  | PRINCETON | 8540 | 12 | PPL ENERGY SERVICES HOLDINGS, LLC | Not Known | No | Complete | 2008-11-14 | 2009-04-06 | 2009-05-04 | 2009-05-04
SPP346 | SREC Solar | FLAIG |  | 5 | 0 | Residential |  | SECAUCUS | 7094 | 8 | BEST ENERGY POWER | Not Known | No | Complete | 2008-11-26 | 2009-02-02 | 2009-02-28 | 2009-02-28
SPP347 | SREC Solar | GUNTHER | OLD MONMOUTH PEANUT BRITTLE, INC. | 53 | 0 | Commercial |  | FREEHOLD | 7728 | 17 | TRINITY HEATING AND AIR | Not Known | No | Complete | 2008-11-14 | 2008-12-15 | 2008-12-16 | 2008-12-16
SPP348 | SREC Solar | BERTO | WALDEN FARMS, INC | 20 | 0 | Commercial |  | LINDEN | 7036 | 10 | SOLARDELPHIA | Not Known | No | Complete | 2008-11-20 | 2009-04-10 | 2009-05-21 | 2009-05-21
SPP349 | SREC Solar | ELDRIDGE | LAWRENCE INTERMEDIATE SCHOOL | 264.6 | 0 | School Public K-12 |  | LAWRENCEVILLE | 8648 | 12 | ADVANCED SOLAR PRODUCTS, INC. | PSE&G BPU | No | Complete | 2008-12-05 | 2009-03-05 | 2009-07-22 | 2009-07-22
SPP350 | SREC Solar | ELDRIDGE | BEN FRANKLIN ELEMENTARY SCHOOL | 160.27 | 0 | School Public K-12 |  | LAWRENCEVILLE | 8648 | 12 | LIGHTON INDUSTRIES | Not Known | No | Complete | 2009-01-15 | 2009-06-02 | 2009-06-03 | 2009-06-03
SPP351 | SREC Solar | MCMAHON |  | 8.19 | 0 | Residential |  | HOPATCONG | 7843 | 1 | THE SOLAR CENTER, INC. | Not Known | No | Complete | 2008-12-05 | 2009-04-15 | 2009-04-15 | 2009-04-15
SPP353 | SREC Solar | JENKINS | ALLIED BUILDING PRODUCTS CORP | 19.8 | 0 | Commercial |  | WALL TOWNSHIP | 7719 | 17 | SOLAR RENEWABLE ENERGY CORPORATION | Not Known | No | Complete | 2008-12-05 | 2009-03-31 | 2009-04-17 | 2009-04-17
SPP354 | SREC Solar | ELDRIDGE | SLACKWOOD ELEMENTARY SCHOOL | 50.544 | 0 | School Public K-12 |  | LAWRENCEVILLE | 8648 | 12 | ADVANCED SOLAR PRODUCTS, INC. | PSE&G BPU | No | Complete | 2008-12-12 | 2009-08-31 | 2009-12-30 | 2009-12-30
SPP355 | SREC Solar | ELDRIDGE | LAWRENCEVILLE ELEMENTARY SCHOOL | 102.816 | 0 | School Public K-12 |  | LAWRENCEVILLE | 8648 | 12 | LIGHTON INDUSTRIES | PSE&G BPU | No | Complete | 2008-12-12 | 2009-05-20 | 2009-06-23 | 2009-06-23
SPP356 | SREC Solar | ELDRIDGE | LAWRENCE MIDDLE SCHOOL | 217.728 | 0 | School Public K-12 |  | LAWRENCEVILLE | 8648 | 12 | ADVANCED SOLAR PRODUCTS, INC. | PSE&G BPU | No | Complete | 2008-12-05 | 2009-06-02 | 2009-07-16 | 2009-07-16
SPP357 | SREC Solar | ELDRIDGE | ELDRIGE PARK SCHOOL | 69.552 | 0 | School Public K-12 |  | LAWRENCEVILLE | 8648 | 12 | ADVANCED SOLAR PRODUCTS, INC. | PSE&G BPU | No | Complete | 2008-12-05 | 2009-03-05 | 2009-06-23 | 2009-06-23
SPP358 | SREC Solar | SLAUGHTER | FARMERS MUTUAL FIRE INSURANCE CO. OF SAL | 14.2 | 0 | Commercial |  | SALEM | 8079 | 16 | TRINITY HEATING AND AIR | Not Known | No | Complete | 2008-12-05 | 2009-01-21 | 2009-02-05 | 2009-02-05
SPP360 | SREC Solar | SCHAEFFER | AMERICAN INVESTMENTS, LLC | 150 | 0 | Commercial |  | CARDIFF | 8234 | 19 | TRINITY SOLAR POWER | Not Known | No | Complete | 2008-12-18 | 2009-01-02 | 2009-01-23 | 2009-01-23
SPP361 | SREC Solar | ROBBIE | ALL SEASON MOVERS | 193.4 | 0 | Commercial |  | KEARNY | 7032 | 8 | TRINITY HEATING AND AIR | Not Known | No | Complete | 2008-12-18 | 2009-01-22 | 2009-02-12 | 2009-02-12
SPP363 | SREC Solar | HOVERSEN | COMARCO QULITY PRODUCTS | 20.7 | 0 | Commercial |  | CAMDEN | 8104 | 14 | MUCCIO ELECTRIC, INC. | PSE&G BPU | No | Complete | 2009-01-09 | 2009-09-28 | 2009-11-30 | 2009-11-30
SPP364 | SREC Solar | WOOD | RECYCLING TECHNOLOGY DEVELOPMENT, LLC | 675.56 | 0 | Commercial |  | KEASBY | 8832 | 11 | ENXCO DEVELOPMENT CORPORATION | Not Known | No | Complete | 2009-04-21 | 2009-05-01 | 2009-05-26 | 2009-05-26
SPP365 | SREC Solar | WOOD | HALL'S WAREHOUSE CORP | 1268.82 | 0 | Commercial |  | SOUTH PLAINFIELD | 7080 | 11 | VANGUARD ENERGY PARTNERS, LLC | Not Known | No | Complete | 2009-02-05 | 2009-02-20 | 2009-03-18 | 2009-03-18
SPP366 | SREC Solar | WOOD | HALL'S WAREHOUSE CORP | 496.77 | 0 | Commercial |  | SOUTH PLAINFIELD | 7080 | 11 | VANGUARD ENERGY PARTNERS, LLC | Not Known | No | Complete | 2009-01-28 | 2009-02-24 | 2009-03-18 | 2009-03-18
SPP367 | SREC Solar | SCOPLLITE | SCOPLLITE | 4 | 0 | Residential |  | RUMSON | 7760 | 17 | AKEENA SOLAR, INC. | Not Known | No | Complete | 2009-01-09 | 2009-02-26 | 2009-05-27 | 2009-05-27
SPP368 | SREC Solar | WEISSMAN |  | 9.1 | 0 | Residential |  | EGG HARBOR TWP. | 8234 | 19 | BRITE IDEA ENERGY | Not Known | No | Complete | 2009-01-09 | 2009-03-03 | 2009-03-31 | 2009-03-31
SPP369 | SREC Solar | MORGAN | MANHEIM'S NATIONAL AUTO DEALERS EXCHANGE | 1000.45 | 0 | Commercial |  | BORDENTOWN | 8505 | 13 | ALPHA TECHNOLOGIES | PSE&G BPU | No | Complete | 2009-01-09 | 2009-07-27 | 2009-08-11 | 2009-08-11
SPP378 | SREC Solar | PELLEGRINO |  | 8.4 | 0 | Residential |  | BRICK | 8723 | 18 |  | Not Known | No | Complete | 2009-01-28 | 2009-02-10 | 2009-03-05 | 2009-03-05
SPP382 | SREC Solar | STAHL | HAYTT REGENCY NEW BRUNSWICK | 420.97 | 0 | Commercial |  | NEW BRUNSWICK | 8901 | 11 |  | Not Known | No | Complete | 2009-01-28 | 2009-04-17 | 2009-05-04 | 2009-05-04
SPP385 | SREC Solar | GERMANO | CERTIFIED STEEL COMPANY | 1173.92 | 0 | Commercial |  | HAMILTON | 8619 | 12 | SUN POWER | PSE&G BPU | No | Complete | 2009-02-11 | 2009-07-20 | 2009-07-30 | 2009-07-30
SRP01001 | SREC Solar | CZERWIN | LORD AND TAYLOR LLC | 157.85 | 0 | Commercial | 1 | BRIDGEWATER | 8807 | 5 | NVT LICENSES, LLC | PSE&G BPU | No | Complete | 2011-03-10 | 2011-09-14 | 2011-12-14 | 2011-12-14
SRP01002 | SREC Solar | GLICKMAN | STARR TOURS | 107.64 | 0 | Commercial | 1 | TRENTON | 8619 | 12 | FUTURE SOLUTIONS CONTRACTING, LLC | PSE&G BPU | No | Complete | 2011-03-10 | 2012-09-26 | 2012-10-22 | 2012-10-22
SRP01003 | SREC Solar | CZERWIN | LORD AND TAYLOR LLC - WOODBRIDGE | 163.41 | 0 | Commercial | 1 | WOODBRIDGE | 7095 | 11 | NVT LICENSES, LLC | PSE&G BPU | No | Complete | 2011-03-10 | 2011-07-14 | 2011-07-26 | 2011-07-26
SRP01004 | SREC Solar | CZERWIN | LORD AND TAYLOR LLC - PARAMUS | 287.04 | 0 | Commercial | 1 | PARAMUS | 7652 | 7 | NVT LICENSES, LLC | PSE&G BPU | No | Complete | 2011-03-10 | 2011-07-21 | 2011-08-08 | 2011-08-08
SRP01005 | SREC Solar | GLICKMAN | STARR TOURS | 60.03 | 0 | Residential | 1 | TRENTON | 8619 | 12 | FUTURE SOLUTIONS CONTRACTING, LLC | PSE&G BPU | No | Complete | 2011-03-10 | 2012-09-26 | 2012-10-22 | 2012-10-22
SRP01006 | SREC Solar | CZERWIN | LORD & TAYLOR LLC - WAYNE, NJ | 209.3 | 0 | Commercial | 1 | WAYNE | 7470 | 6 | NVT LICENSES, LLC | PSE&G BPU | No | Complete | 2011-03-10 | 2011-06-17 | 2011-07-26 | 2011-07-26
SRP01007 | SREC Solar | STOMEL | STOMEL VENDING COMPANY | 35.1 | 0 | Commercial |  | CHERRY HILL | 8003 | 14 | P2P ENERGY SOLUTIONS | PSE&G BPU | No | Complete | 2011-03-10 | 2012-01-20 | 2012-02-17 | 2012-02-17
SRP01008 | SREC Solar | STOMEL | STOMEL VENDING COMPANY | 17.68 | 0 | Commercial |  | CHERRY HILL | 8003 | 14 | P2P ENERGY SOLUTIONS | PSE&G BPU | No | Complete | 2011-03-10 | 2012-01-20 | 2012-02-17 | 2012-02-17
SRP01009 | SREC Solar | CORREIA |  | 4.7 | 0 | Residential | 1 | HOWELL | 7731 | 17 | TRINITY HEATING AND AIR | JCP&L | No | Complete | 2011-03-10 | 2011-07-08 | 2011-07-19 | 2011-07-19
SRP01010 | SREC Solar | EDWARDS |  | 11.96 | 0 | Residential | 1 | WHITING | 8759 | 18 | TRINITY HEATING AND AIR | JCP&L | No | Complete | 2011-03-10 | 2011-08-01 | 2011-09-09 | 2011-09-09
SRP01011 | SREC Solar | RINNER |  | 12.3 | 0 | Residential |  | OCEAN ACRES | 8050 | 18 | TRINITY HEATING AND AIR | AC Electric | No | Complete | 2011-03-10 | 2011-06-03 | 2011-07-06 | 2011-07-06
SRP01012 | SREC Solar | HASTINGS | NJ DEPT OF MILITARY AND VETERANS | 288.86 | 0 | Government Facility |  | FORT DIX | 8640 | 13 | TURTLE ASSOCIATES LLC | JCP&L | No | Complete | 2011-03-10 | 2012-03-06 | 2012-04-11 | 2012-04-11
SRP01013 | SREC Solar | LEE | MASTER CUTLERY, INC | 425.32 | 0 | Commercial |  | SEACAUCUS | 7094 | 8 | PRO-TECH ENERGY SOLUTIONS | PSE&G BPU | No | Complete | 2011-03-10 | 2011-08-25 | 2011-09-01 | 2011-09-01
SRP01014 | SREC Solar | LEE | 701 PENHORN AVE ASSOCIATES, INC | 291.55 | 0 | Commercial |  | SECAUCUS | 7094 | 8 | PRO-TECH ENERGY SOLUTIONS | PSE&G BPU | No | Complete | 2011-03-10 | 2011-08-25 | 2011-09-01 | 2011-09-01
SRP01015 | SREC Solar | NELSON | HOLIDAY HAVEN CAMPGROUND, LLC | 16.1 | 0 | Commercial |  | ESTELL MANOR | 8319 | 19 | BRITE IDEA ENERGY | AC Electric | No | Complete | 2011-03-10 | 2011-10-07 | 2011-11-29 | 2011-11-29
SRP01016 | SREC Solar | NELSON | HOLIDAY HAVEN CAMPGROUND, LLC | 9.66 | 0 | Commercial |  | ESTELL MANOR | 8319 | 19 | BRITE IDEA ENERGY | AC Electric | No | Complete | 2011-03-10 | 2011-10-07 | 2011-11-29 | 2011-11-29
SRP01017 | SREC Solar | NELSON | HOLIDAY HAVEN CAMPGROUND, LLC | 12.88 | 0 | Commercial |  | ESTELL MANOR | 8319 | 19 | BRITE IDEA ENERGY | AC Electric | No | Complete | 2011-03-10 | 2011-10-07 | 2011-11-29 | 2011-11-29
SRP01018 | SREC Solar | CZERWIN | LORD & TAYLOR LLC - LAWRENCEVILLE | 288.13 | 0 | Commercial | 1 | LAWRENCEVILLE | 8648 | 12 | NVT LICENSES, LLC | PSE&G BPU | No | Complete | 2011-03-10 | 2011-10-14 | 2011-10-26 | 2011-10-26
SRP01019 | SREC Solar | AVIDAN | AVIDAN ENERGY SOLUTIONS LLC | 1999.92 | 0 | Commercial |  | EDISON | 8817 | 11 | SOLAR NATION NEW JERSEY LLC | PSE&G BPU | No | Complete | 2011-03-10 | 2011-06-15 | 2011-06-29 | 2011-06-29
SRP01020 | SREC Solar | LEADY |  | 10.575 | 0 | Residential |  | ALDINE | 8318 | 16 | RCL ENTERPRISES INC. | AC Electric | No | Complete | 2011-03-10 | 2011-06-22 | 2011-08-04 | 2011-08-04
SRP01021 | SREC Solar | KIEFFER |  | 11.13 | 0 | Residential |  | PHILLIPSBURG | 8865 | 2 | HEAT SHED, INC. | JCP&L | No | Complete | 2011-03-10 | 2011-05-13 | 2011-06-29 | 2011-06-29
SRP01022 | SREC Solar | SHAH |  | 7.2 | 0 | Residential |  | MONROE | 8831 | 11 | GEOGENIX | JCP&L | No | Complete | 2011-03-10 | 2011-05-12 | 2011-06-03 | 2011-06-03
SRP01023 | SREC Solar | HESS | VICTOR SETTINGS | 123.48 | 0 | Commercial |  | MAYWOOD | 7607 | 7 | ADEMA TECHNOLOGIES II | PSE&G BPU | No | Complete | 2011-03-10 | 2012-03-14 | 2012-03-30 | 2012-03-30
SRP01026 | SREC Solar | NELSON | HOLIDAY HAVEN CAMPGROUND LLC | 12.88 | 0 | Commercial |  | ESTELL MANOR | 8319 | 19 | BRITE IDEA ENERGY | AC Electric | No | Complete | 2011-03-10 | 2011-10-13 | 2011-11-29 | 2011-11-29
SRP01027 | SREC Solar | NELSON | HOLIDAY HAVEN CAMPGROUND LLC | 16.1 | 0 | Commercial |  | ESTELL MANOR | 8319 | 19 | BRITE IDEA ENERGY | AC Electric | No | Complete | 2011-03-10 | 2011-10-07 | 2011-11-29 | 2011-11-29
SRP01028 | SREC Solar | SIMNETT |  | 11.76 | 0 | Residential |  | GREENBROOK | 8812 | 11 | 1ST LIGHT ENERGY, INC. | PSE&G BPU | No | Complete | 2011-03-14 | 2011-12-22 | 2012-05-24 | 2012-05-24
SRP01029 | SREC Solar | LIPMAN |  | 5.625 | 0 | Residential |  | PRINCETON | 8540 | 12 | 1ST LIGHT ENERGY, INC. | PSE&G BPU | No | Complete | 2011-03-14 | 2011-09-20 | 2011-11-29 | 2011-11-29
SRP01030 | SREC Solar | VALLABHANENI |  | 5.88 | 0 | Residential |  | PARAMUS | 7652 | 7 | 1ST LIGHT ENERGY, INC. | PSE&G BPU | No | Complete | 2011-03-14 | 2012-01-20 | 2012-01-20 | 2012-01-20
SRP01031 | SREC Solar | NELSON | HOLIDAY HAVEN CAMPGROUND LLC | 19.32 | 0 | Commercial |  | ESTELL MANOR | 8319 | 19 | BRITE IDEA ENERGY | AC Electric | No | Complete | 2011-03-10 | 2011-10-10 | 2011-12-28 | 2011-12-28
SRP01032 | SREC Solar | DEBRLE | EAST KEANSBURG FIRE COMPANY | 9.87 | 0 | Residential | 1 | MIDDLETOWN | 7748 | 17 | GARDEN STATE SOLAR LLC | JCP&L | No | Complete | 2011-03-14 | 2011-05-31 | 2011-07-15 | 2011-07-15
SRP01033 | SREC Solar | NELSON | HOLIDAY HAVEN CAMPGROUND LLC | 5.98 | 0 | Commercial |  | ESTELL MANOR | 8319 | 19 | BRITE IDEA ENERGY | AC Electric | No | Complete | 2011-03-10 | 2011-10-10 | 2011-11-29 | 2011-11-29
SRP01034 | SREC Solar | NELSON | HOLIDAY HAVEN CAMPGROUND LLC | 6.44 | 0 | Commercial |  | ESTELL MANOR | 8319 | 19 | BRITE IDEA ENERGY | AC Electric | No | Complete | 2011-03-10 | 2011-10-10 | 2011-11-29 | 2011-11-29
SRP01035 | SREC Solar | NELSON | HOLIDAY HAVEN CAMPGROUND LLC | 12.88 | 0 | Commercial |  | ESTELL MANOR | 8319 | 19 | BRITE IDEA ENERGY | AC Electric | No | Complete | 2011-03-10 | 2011-10-10 | 2011-11-29 | 2011-11-29
SRP01036 | SREC Solar | SILVERMAN |  | 6.125 | 0 | Residential |  | CAPE MAY | 8204 | 21 | CORBIN SOLAR SOLUTIONS, LLC | AC Electric | No | Complete | 2011-03-14 | 2011-06-22 | 2011-07-06 | 2011-07-06
SRP01037 | SREC Solar | NELSON | HOLIDAY HAVEN CAMPGROUND LLC | 6.44 | 0 | Commercial |  | ESTELL MANOR | 8319 | 19 | BRITE IDEA ENERGY | AC Electric | No | Complete | 2011-03-10 | 2011-10-07 | 2011-11-29 | 2011-11-29
SRP01038 | SREC Solar | NELSON | HOLIDAY HAVEN CAMPGROUND LLC | 16.1 | 0 | Commercial |  | ESTELL MANOR | 8319 | 19 | BRITE IDEA ENERGY | AC Electric | No | Complete | 2011-03-10 | 2011-10-10 | 2011-11-29 | 2011-11-29
SRP01039 | SREC Solar | NELSON | HOLIDAY HAVEN CAMPGROUND LLC | 6.44 | 0 | Commercial |  | ESTELL MANOR | 8319 | 19 | BRITE IDEA ENERGY | AC Electric | No | Complete | 2011-03-10 | 2011-10-07 | 2011-11-29 | 2011-11-29
SRP01040 | SREC Solar | NELSON | HOLIDAY HAVEN CAMPGROUND LLC | 6.44 | 0 | Commercial |  | ESTELL MANOR | 8319 | 19 | BRITE IDEA ENERGY | AC Electric | No | Complete | 2011-03-10 | 2011-10-07 | 2011-11-29 | 2011-11-29
SRP01041 | SREC Solar | ADAMKIEWICZ |  | 8.575 | 0 | Residential |  | ENGLISHTOWN | 7726 | 17 | CORBIN SOLAR SOLUTIONS, LLC | JCP&L | No | Complete | 2011-03-14 | 2011-09-22 | 2011-10-04 | 2011-10-04
SRP01042 | SREC Solar | NELSON | HOLIDAY HAVEN CAMPGROUND LLC | 16.1 | 0 | Commercial |  | ESTELL MANOR | 8319 | 19 | BRITE IDEA ENERGY | AC Electric | No | Complete | 2011-03-10 | 2011-10-07 | 2011-11-29 | 2011-11-29
SRP01043 | SREC Solar | BORA |  | 9.856 | 0 | Residential |  | EDISON | 8820 | 11 | AMPERICON | PSE&G BPU | No | Complete | 2011-03-14 | 2011-08-08 | 2011-09-08 | 2011-09-08
SRP01044 | SREC Solar | HEDBERG | J&R ASSOCIATES, LLC | 157.08 | 0 | Commercial | 1 | ROCKY HILL | 8553 | 5 | GEOPEAK ENERGY LLC | PSE&G BPU | No | Complete | 2011-03-14 | 2011-11-22 | 2011-12-20 | 2011-12-20
SRP01045 | SREC Solar | JABLONSKI |  | 5.64 | 0 | Residential | 1 | PEAPACK | 7977 | 5 | TRINITY HEATING AND AIR | JCP&L | No | Complete | 2011-03-14 | 2011-05-02 | 2011-05-13 | 2011-05-13
SRP01046 | SREC Solar | CHEN |  | 4.3 | 0 | Residential | 1 | PALISADES PARK | 7650 | 7 | A-TOP ALTERNATIVE ENERGY | PSE&G BPU | No | Complete | 2011-03-14 | 2011-11-25 | 2011-12-27 | 2011-12-27
SRP01047 | SREC Solar | WENTZEL |  | 7.605 | 0 | Residential |  | HAINESPORT | 8060 | 13 | A-TOP ALTERNATIVE ENERGY | PSE&G BPU | No | Complete | 2011-03-14 | 2011-05-18 | 2011-06-27 | 2011-06-27
SRP01050 | SREC Solar | GUO |  | 7.752 | 0 | Residential |  | EDISON | 8820 | 11 | AMERICAN RENEWABLE ENERGY, INC | PSE&G BPU | No | Complete | 2011-03-14 | 2011-06-03 | 2011-06-20 | 2011-06-20
SRP01051 | SREC Solar | WILLIAMS |  | 7.36 | 0 | Residential |  | EGG HARBOR CITY | 8215 | 19 | EAST COAST SOLAR II | AC Electric | No | Complete | 2011-03-14 | 2011-06-23 | 2011-08-10 | 2011-08-10
SRP01052 | SREC Solar | GATTO | CHEZ DANCE STUDIO | 56.4 | 0 | Residential |  | TURNERSVILLE | 8012 | 14 | SOLAR SOLUTIONS LLC | AC Electric | No | Complete | 2011-03-14 | 2012-01-04 | 2012-02-02 | 2012-02-02
SRP01053 | SREC Solar | GORMAN |  | 8.51 | 0 | Residential | 1 | FREEHOLD | 7728 | 17 | TRINITY HEATING AND AIR | JCP&L | No | Complete | 2011-03-14 | 2011-07-14 | 2011-07-22 | 2011-07-22
SRP01054 | SREC Solar | PLATT |  | 4.945 | 0 | Residential |  | WALL | 7719 | 17 | CORBIN SOLAR SOLUTIONS, LLC | JCP&L | No | Complete | 2011-03-14 | 2011-09-22 | 2011-10-04 | 2011-10-04
SRP01055 | SREC Solar | BERNSTEIN | UNIMAC GRAPHICS LLC | 829.92 | 0 | Commercial |  | CARLSTADT | 7072 | 7 | MERCURY SOLAR SYSTEMS | PSE&G BPU | No | Complete | 2011-03-14 | 2012-02-16 | 2012-03-20 | 2012-03-20
SRP01057 | SREC Solar | CATTO |  | 4.6 | 0 | Residential | 1 | ESTELL MANOR | 8319 | 19 | MERCURY SOLAR SYSTEMS | AC Electric | No | Complete | 2011-03-14 | 2011-04-20 | 2011-05-12 | 2011-05-12
SRP01059 | SREC Solar | MENAKER |  | 4.23 | 0 | Residential |  | JACKSON | 8527 | 18 | MERCURY SOLAR SYSTEMS | JCP&L | No | Complete | 2011-03-14 | 2011-07-05 | 2011-07-13 | 2011-07-13
SRP01060 | SREC Solar | MARCIANO |  | 9.2 | 0 | Residential | 1 | NORTHFIELD | 8225 | 19 | MERCURY SOLAR SYSTEMS | AC Electric | No | Complete | 2011-03-14 | 2011-07-15 | 2011-07-29 | 2011-07-29
SRP01062 | SREC Solar | ANDERSON |  | 4.576 | 0 | Residential |  | HACKETTSTOWN | 7840 | 2 | SELF INSTALL | JCP&L | No | Complete | 2011-03-14 | 2011-08-05 | 2011-10-04 | 2011-10-04
SRP01063 | SREC Solar | HOCOLA |  | 10.12 | 0 | Residential |  | GALLOWAY | 8205 | 19 | MERCURY SOLAR SYSTEMS | AC Electric | No | Complete | 2011-03-14 | 2011-04-20 | 2011-05-13 | 2011-05-13
SRP01064 | SREC Solar | HOUSTON |  | 9.9 | 0 | Residential |  | BOUND BROOK | 8805 | 5 | SKY HIGH ENERGY, LLC | PSE&G BPU | No | Complete | 2011-03-14 | 2011-09-27 | 2011-10-26 | 2011-10-26
SRP01065 | SREC Solar | SCHNEIDER | SCHNEIDER FARMS | 26.91 | 0 | Residential |  | PETERSBURG | 8270 | 21 | MERCURY SOLAR SYSTEMS | AC Electric | No | Complete | 2011-03-14 | 2011-06-21 | 2011-07-06 | 2011-07-06
SRP01066 | SREC Solar | OWENS |  | 9.2 | 0 | Residential | 1 | NEWFIELD | 8344 | 15 | MERCURY SOLAR SYSTEMS | AC Electric | No | Complete | 2011-03-14 | 2011-06-08 | 2011-06-27 | 2011-06-27
SRP01067 | SREC Solar | DIAZ | GOYA FOODS, INC | 1260.48 | 0 | Commercial |  | PEDRICKTOWN | 8067 | 16 | RAY ANGELINI, INC. | AC Electric | No | Complete | 2011-03-14 | 2011-09-06 | 2011-10-21 | 2011-10-21
SRP01068 | SREC Solar | HOWE |  | 6.15 | 0 | Residential |  | MAPLE SHADE | 8052 | 13 | MERCURY SOLAR SYSTEMS | PSE&G BPU | No | Complete | 2011-03-14 | 2011-09-19 | 2011-09-28 | 2011-09-28
SRP01069 | SREC Solar | GALLO |  | 8.05 | 0 | Residential | 1 | VINELAND | 8360 | 20 | MERCURY SOLAR SYSTEMS | AC Electric | No | Complete | 2011-03-14 | 2011-05-06 | 2011-05-13 | 2011-05-13
SRP01070 | SREC Solar | SQUIRE |  | 14.985 | 0 | Residential | 1 | MAYS LANDING | 8330 | 19 | MERCURY SOLAR SYSTEMS | AC Electric | No | Complete | 2011-03-14 | 2011-06-22 | 2011-07-06 | 2011-07-06
SRP01072 | SREC Solar | ADORNETTO |  | 6.15 | 0 | Residential | 1 | TOMS RIVER | 8755 | 18 | TRINITY HEATING AND AIR | JCP&L | No | Complete | 2011-03-14 | 2011-08-12 | 2011-08-23 | 2011-08-23
SRP01073 | SREC Solar | CAMBRIA |  | 15.99 | 0 | Residential |  | BEDMINSTER | 7921 | 5 | ALTERIS RENEWABLES | JCP&L | No | Complete | 2011-03-14 | 2011-09-22 | 2011-12-20 | 2011-12-20
SRP01074 | SREC Solar | PALMER |  | 4.51 | 0 | Residential | 1 | BLACKWOOD | 8012 | 14 | TRINITY HEATING AND AIR | PSE&G BPU | No | Complete | 2011-03-14 | 2011-05-25 | 2011-06-10 | 2011-06-10
SRP01075 | SREC Solar | STEWART |  | 3.69 | 0 | Residential | 1 | CHERRY HILL | 8003 | 14 | TRINITY HEATING AND AIR | PSE&G BPU | No | Complete | 2011-03-14 | 2011-07-14 | 2011-07-22 | 2011-07-22
SRP01076 | SREC Solar | SAPIRSTEIN |  | 9.02 | 0 | Residential | 1 | MANALAPAN | 7726 | 17 | TRINITY HEATING AND AIR | JCP&L | No | Complete | 2011-03-14 | 2011-07-06 | 2011-07-29 | 2011-07-29
SRP01077 | SREC Solar | RENZI | ADVOCARE HEIGHT PRIMARY CARE | 13.2 | 0 | Commercial |  | HADDON HEIGHTS | 8035 | 14 | QUANTUM SOLAR SOLUTIONS | PSE&G BPU | No | Complete | 2011-03-14 | 2011-10-12 | 2011-12-08 | 2011-12-08
SRP01078 | SREC Solar | BHATT |  | 4.95 | 0 | Residential |  | PRINCETON | 8540 | 12 | SKY HIGH ENERGY, LLC | PSE&G BPU | No | Complete | 2011-03-14 | 2011-04-21 | 2011-05-12 | 2011-05-12
SRP01079 | SREC Solar | MEHTA |  | 5.5 | 0 | Residential |  | PRINCETON | 8540 | 12 | SKY HIGH ENERGY, LLC | PSE&G BPU | No | Complete | 2011-03-14 | 2011-11-14 | 2011-12-08 | 2011-12-08
SRP01080 | SREC Solar | MOSES |  | 9.46 | 0 | Residential |  | MOUNT LAUREL | 8054 | 13 | QUANTUM SOLAR SOLUTIONS | PSE&G BPU | No | Complete | 2011-03-14 | 2011-06-29 | 2011-07-12 | 2011-07-12
SRP01081 | SREC Solar | GIALLELLA |  | 6.05 | 0 | Residential |  | BURLINGTON | 8016 | 13 | SKY HIGH ENERGY, LLC | PSE&G BPU | No | Complete | 2011-03-14 | 2011-09-26 | 2011-10-04 | 2011-10-04
SRP01082 | SREC Solar | ADCOCK | RUTGERS BOULEVARD I LP | 88.83 | 0 | Commercial | 0 | LAKEWOOD | 8701 | 18 | SUN TO SUN | JCP&L | No | Complete | 2011-03-14 | 2012-03-21 | 2012-04-22 | 2012-04-22
SRP01083 | SREC Solar | WESTON |  | 2.58 | 0 | Residential | 1 | MONTCLAIR | 7043 | 9 | CORBIN SOLAR SOLUTIONS, LLC | PSE&G BPU | No | Complete | 2011-03-14 | 2011-06-14 | 2011-06-29 | 2011-06-29
SRP01084 | SREC Solar | LEVY |  | 7.36 | 0 | Residential |  | MONROE TWP. | 8831 | 11 | CORBIN SOLAR SOLUTIONS, LLC | JCP&L | No | Complete | 2011-03-14 | 2011-06-07 | 2011-06-29 | 2011-06-29
SRP01085 | SREC Solar | HOLGADO |  | 9.9 | 0 | Residential |  | FRANKLIN PARK | 8823 | 5 | SKY HIGH ENERGY, LLC | PSE&G BPU | No | Complete | 2011-03-14 | 2012-04-03 | 2012-09-17 | 2012-09-17
SRP01087 | SREC Solar | RAMUNDO |  | 9.2 | 0 | Residential | 1 | WOODBINE | 8270 | 21 | MERCURY SOLAR SYSTEMS | AC Electric | No | Complete | 2011-03-14 | 2011-06-14 | 2011-06-29 | 2011-06-29
SRP01089 | SREC Solar | MASIA | MURRAY HILL RACQUET CLUB | 463.008 | 0 | Commercial |  | NEW PROVIDENCE | 7974 | 10 | GEOPEAK ENERGY LLC | JCP&L | No | Complete | 2011-03-14 | 2011-10-04 | 2011-10-13 | 2011-10-13
SRP01090 | SREC Solar | KENNEDY |  | 5.64 | 0 | Residential |  | KEANSBURG | 7734 | 17 | GARDEN STATE SOLAR LLC | JCP&L | No | Complete | 2011-03-14 | 2011-04-27 | 2011-07-13 | 2011-07-13
SRP01091 | SREC Solar | CHAO |  | 8.1 | 0 | Residential |  | CRANBURY | 8512 | 11 | AMERICAN RENEWABLE ENERGY, INC | PSE&G BPU | No | Complete | 2011-03-14 | 2011-04-07 | 2011-05-12 | 2011-05-12
SRP01093 | SREC Solar | D'ANTON |  | 10.01 | 0 | Residential |  | KINNELON | 7405 | 3 | ECOLOGICAL SYSTEMS-MANALAPAN | Unknown | No | Complete | 2011-03-14 | 2011-06-14 | 2011-08-30 | 2011-08-30
SRP01094 | SREC Solar | MARINO |  | 15.18 | 0 | Residential | 0 | SWEDESBORO | 8085 | 15 | SOLULAR LLC/RWD CONSULTANTS | AC Electric | No | Complete | 2011-03-14 | 2011-05-03 | 2011-05-13 | 2011-05-13
SRP01095 | SREC Solar | ROMITO | THE FLOWER STATION | 16.92 | 0 | Commercial | 1 | SOMERSET | 8873 | 5 | SOLAR CONNECTIONS | PSE&G BPU | No | Complete | 2011-03-14 | 2011-08-22 | 2011-08-30 | 2011-08-30
SRP01096 | SREC Solar | SPEICHER |  | 9 | 0 | Residential |  | BRIELLE | 8730 | 17 | SEA BRIGHT SOLAR, LLC | JCP&L | No | Complete | 2011-03-14 | 2011-08-05 | 2011-08-15 | 2011-08-15
SRP01097 | SREC Solar | CARUSO, DO PC | EYEMAX LASIK CENTER | 7.77 | 0 | Commercial |  | LINWOOD | 8221 | 19 | MERCURY SOLAR SYSTEMS | AC Electric | No | Complete | 2011-03-14 | 2011-10-05 | 2011-10-13 | 2011-10-13
SRP01098 | SREC Solar | KNOCHE |  | 5.06 | 0 | Non Profit |  | HADDON TWP. | 8108 | 14 | DAN MAGUIRE ELECTRIC, LLC | PSE&G BPU | No | Complete | 2011-03-14 | 2011-08-24 | 2011-11-09 | 2011-11-09
SRP01099 | SREC Solar | ZECK |  | 15.435 | 0 | Residential | 0 | MICKLETON | 8056 | 15 | EASTERN ENERGY SERVICES | AC Electric | No | Complete | 2011-03-14 | 2011-10-12 | 2011-10-26 | 2011-10-26
SRP01100 | SREC Solar | HUBER |  | 11.04 | 0 | Residential | 1 | WOODBINE | 8270 | 21 | MERCURY SOLAR SYSTEMS | AC Electric | No | Complete | 2011-03-14 | 2011-06-08 | 2011-07-15 | 2011-07-15
SRP01101 | SREC Solar | FRAONE |  | 4.7 | 0 | Residential | 1 | MAYS LANDING | 8330 | 19 | MERCURY SOLAR SYSTEMS | AC Electric | No | Complete | 2011-03-14 | 2011-06-29 | 2011-07-12 | 2011-07-12
SRP01102 | SREC Solar | RAMANAN |  | 7.59 | 0 | Residential |  | EMERSON | 7630 | 7 | THE ENTECH GROUP | PSE&G BPU | No | Complete | 2011-03-14 | 2011-09-07 | 2011-10-31 | 2011-10-31
SRP01103 | SREC Solar | SHUKLA |  | 7.65 | 0 | Residential |  | BELLE MEADE | 8502 | 5 | GEOGENIX | PSE&G BPU | No | Complete | 2011-03-14 | 2011-08-03 | 2011-08-08 | 2011-08-08
SRP01104 | SREC Solar | GUELICH |  | 6.75 | 0 | Residential |  | MT. LAUREL | 8054 | 13 | PROVEN RENEWABLE ENERGY, LLC | PSE&G BPU | No | Complete | 2011-03-14 | 2011-06-09 | 2011-06-29 | 2011-06-29
SRP01105 | SREC Solar | SCHREUR |  | 5.28 | 0 | Residential |  | WHITING | 8759 | 18 | KOPP ELECTRIC COMPANY | JCP&L | No | Complete | 2011-03-14 | 2011-07-12 | 2011-08-10 | 2011-08-10
SRP01106 | SREC Solar | HASTINGS | NJ DEPT OF MILITARY AND VETERANS | 170.66 | 0 | Government Facility |  | LAWRENCEVILLE | 8648 | 12 | LIGHTON INDUSTRIES | PSE&G BPU | No | Complete | 2011-03-14 | 2011-11-21 | 2011-12-09 | 2011-12-09
SRP01107 | SREC Solar | ALBANESE |  | 13.135 | 0 | Residential | 1 | SEWELL | 8080 | 15 | MERCURY SOLAR SYSTEMS | AC Electric | No | Complete | 2011-03-14 | 2011-05-06 | 2011-05-13 | 2011-05-13
SRP01108 | SREC Solar | HASTINGS | NJ DEPT OF MILITARY AND VETERANS | 264.04 | 13202 | Government Facility |  | FORT DIX | 8562 | 13 | SOLAR ENERGY SYSTEMS, LLC | JCP&L | No | Complete | 2011-03-14 | 2011-07-18 | 2011-09-20 | 2011-11-09
SRP01109 | SREC Solar | TABACK | ECONOMY KITCHENS AND BATH | 37.6 | 0 | Commercial |  | RAHWAY CITY | 7065 | 10 | TRINITY HEATING AND AIR | PSE&G BPU | No | Complete | 2011-03-14 | 2011-08-15 | 2011-08-23 | 2011-08-23
SRP01110 | SREC Solar | BROWNHILL |  | 8.51 | 0 | Residential | 1 | CAPE MAY COURT HOUSE | 8210 | 21 | MERCURY SOLAR SYSTEMS | AC Electric | No | Complete | 2011-03-14 | 2011-05-06 | 2011-05-13 | 2011-05-13
SRP01111 | SREC Solar | NASDEO |  | 6.6 | 0 | SUNLIT |  | SOMERSET | 8873 | 5 | SKY HIGH ENERGY, LLC | PSE&G BPU | No | Complete | 2011-03-14 | 2011-11-08 | 2011-12-14 | 2011-12-14
SRP01112 | SREC Solar | LAPORTA |  | 7.755 | 0 | Residential |  | MANCHESTER | 8759 | 18 | SOLAR AMERICA, LLC | JCP&L | No | Complete | 2011-03-14 | 2011-07-28 | 2011-08-08 | 2011-08-08
SRP01114 | SREC Solar | SAUD |  | 8.97 | 0 | Residential |  | PRINCETON | 8540 | 12 | SKY HIGH ENERGY, LLC | PSE&G BPU | No | Complete | 2011-03-14 | 2012-07-24 | 2012-07-30 | 2012-07-30
SRP01115 | SREC Solar | RIZZO |  | 4.5 | 0 | Residential |  | JACKSON | 8527 | 18 | ABSOLUTELY ENERGIZED SOLAR, LLC | JCP&L | No | Complete | 2011-03-14 | 2011-09-30 | 2011-11-21 | 2011-11-21
SRP01116 | SREC Solar | PALMER |  | 4.41 | 0 | Residential |  | SOUTH PLAINFIELD | 7080 | 11 | ECO-FRIENDLY SOLUTIONS, LLC | PSE&G BPU | No | Complete | 2011-03-14 | 2011-07-08 | 2011-08-02 | 2011-08-02
SRP01117 | SREC Solar | WEINREICH | J. FRANCO & SONS INC. | 297 | 0 | Commercial | 1 | DAYTON | 8810 | 11 | SOLAR ENERGY SYSTEMS, LLC | PSE&G BPU | No | Complete | 2011-03-14 | 2011-08-15 | 2011-09-06 | 2011-09-06
SRP01118 | SREC Solar | NELSON | HMM MANAGEMENT LLC | 23.92 | 0 | Commercial |  | NEWTON | 7860 | 1 | ELECTRICAL POWER SOLUTIONS | JCP&L | No | Complete | 2011-03-14 | 2011-09-09 | 2011-10-31 | 2011-10-31
SRP01119 | SREC Solar | NELSON | HMM MANAGEMENT LLC | 23.92 | 0 | Commercial |  | NEWTON | 7860 | 1 | ELECTRICAL POWER SOLUTIONS | JCP&L | No | Complete | 2011-03-14 | 2011-10-04 | 2011-11-15 | 2011-11-15
SRP01120 | SREC Solar | SCHECHNER | CONGREGATION OHEB SHAOLM | 132.25 | 0 | Commercial | 1 | SOUTH ORANGE | 7079 | 9 | POWELL ENERGY AND SOLAR | PSE&G BPU | No | Complete | 2011-03-14 | 2011-07-12 | 2011-10-31 | 2011-10-31
SRP01123 | SREC Solar | UNKLE | THE ARC OF CAPE MAY COUNTY | 9.87 | 0 | Non Profit | 1 | GREEN CREEK | 8219 | 21 | TRINITY HEATING AND AIR | AC Electric | No | Complete | 2011-03-14 | 2012-03-16 | 2012-04-22 | 2012-04-22
SRP01124 | SREC Solar | UNKLE | THE ARC OF CAPE MAY | 10.34 | 0 | Non Profit | 1 | ELDORA | 8270 | 21 | TRINITY HEATING AND AIR | AC Electric | No | Complete | 2011-03-14 | 2012-01-20 | 2012-02-10 | 2012-02-10
SRP01126 | SREC Solar | TAETSCH | JG ELIZABETH LLC | 1996.8 | 0 | Commercial | 1 | ELIZABETH | 7201 | 10 | SUNPOWER CORPORATION, SYSTEMS | PSE&G BPU | No | Complete | 2011-03-14 | 2012-01-17 | 2012-01-31 | 2012-01-31
SRP01127 | SREC Solar | OPPER | ONE CORY ROAD ASSOCIATES, LLC | 144.06 | 0 | Commercial | 1 | MORRISTOWN | 7960 | 3 | PRO-TECH ENERGY SOLUTIONS | JCP&L | No | Complete | 2011-03-14 | 2011-06-10 | 2011-09-19 | 2011-09-19
SRP01129 | SREC Solar | OPPER | ONE CORY ROAD ASSOCIATES, LLC | 301.84 | 0 | Commercial | 1 | MORRISTOWN | 7960 | 3 | PRO-TECH ENERGY SOLUTIONS | JCP&L | No | Complete | 2011-03-14 | 2011-06-10 | 2011-06-30 | 2011-06-30
SRP01130 | SREC Solar | UNKLE | ASSOC FOR RETARDED CITIZENS CMCO | 9.87 | 0 | Non Profit | 1 | DENNISVILLE | 8214 | 21 | TRINITY HEATING AND AIR | AC Electric | No | Complete | 2011-03-14 | 2012-04-04 | 2012-04-30 | 2012-04-30
SRP01131 | SREC Solar | ELEFANTE | ELEFANTE MUSIC | 27.6 | 0 | Commercial |  | NEW PROVIDENCE | 7974 | 10 | RYAN INC | JCP&L | No | Complete | 2011-03-21 | 2011-08-03 | 2011-11-09 | 2011-11-09
SRP01132 | SREC Solar | MEDVITZ |  | 5.74 | 0 | Residential | 1 | MANCHESTER | 8759 | 18 | TRINITY HEATING AND AIR | JCP&L | No | Complete | 2011-03-14 | 2011-08-15 | 2011-08-23 | 2011-08-23
SRP01133 | SREC Solar | UNKLE | ASSOCIATION FOR RETARDED CITIZENS | 9.87 | 0 | Non Profit | 1 | ERMA | 8204 | 21 | TRINITY HEATING AND AIR | AC Electric | No | Complete | 2011-03-14 | 2012-04-04 | 2012-04-30 | 2012-04-30
SRP01134 | SREC Solar | ROSSI | ROSSI HONDA | 222.78 | 0 | Residential | 1 | VINELAND | 8360 | 20 | RAY ANGELINI II | Vineland Muni Elec | No | Complete | 2011-03-14 | 2011-08-09 | 2011-09-08 | 2011-09-08
SRP01135 | SREC Solar | UNKLE | ASSOCIATION FOR RETARDED CITIZENS | 50.02 | 0 | Non Profit | 1 | RIO GRANDE | 8242 | 21 | TRINITY HEATING AND AIR | AC Electric | No | Complete | 2011-03-14 | 2011-09-30 | 2011-10-12 | 2011-10-12
SRP01136 | SREC Solar | UNKLE | THE ARC OF CAPE MAY COUNTY | 6.58 | 0 | Residential | 1 | RIO GRANDE | 8242 | 21 | TRINITY HEATING AND AIR | AC Electric | No | Complete | 2011-03-14 | 2012-03-27 | 2012-04-24 | 2012-04-24
SRP01137 | SREC Solar | UNKLE | THE ARC OF CAPE MAY COUNTY | 9.4 | 0 | Non Profit | 1 | RIO GRANDE | 8242 | 21 | TRINITY HEATING AND AIR | AC Electric | No | Complete | 2011-03-14 | 2012-03-27 | 2012-04-25 | 2012-04-25
SRP01138 | SREC Solar | UNKLE | THE ARC OF CAPE MAY COUNTY | 6.58 | 0 | Non Profit | 1 | RIO GRANDE | 8242 | 21 | TRINITY HEATING AND AIR | AC Electric | No | Complete | 2011-03-14 | 2012-03-27 | 2012-04-25 | 2012-04-25
SRP01139 | SREC Solar | DEJONG | CAPITAL ONE BANK | 14.1 | 0 | Commercial |  | TOMS RIVER | 8752 | 18 | HES ENERGY SERVICES LLC | JCP&L | No | Complete | 2011-03-14 | 2011-10-26 | 2011-11-10 | 2011-11-10
SRP01140 | SREC Solar | MCCABE |  | 10.575 | 0 | Residential | 0 | BAYONNE | 7002 | 8 | TRINITY HEATING AND AIR | PSE&G BPU | No | Complete | 2011-03-14 | 2011-03-31 | 2011-04-18 | 2011-04-18
SRP01141 | SREC Solar | BARTEL |  | 10.34 | 0 | Residential | 1 | SPOTSWOOD | 8884 | 11 | TRINITY HEATING AND AIR | JCP&L | No | Complete | 2011-03-14 | 2011-06-17 | 2011-07-06 | 2011-07-06
SRP01142 | SREC Solar | DOYLE |  | 9.9 | 0 | Residential |  | HILLSBOROUGH | 8844 | 5 | GEOGENIX | PSE&G BPU | No | Complete | 2011-03-14 | 2011-07-28 | 2011-08-08 | 2011-08-08
SRP01143 | SREC Solar | FINN |  | 5.74 | 0 | Residential | 1 | COLUMBUS | 8022 | 13 | TRINITY HEATING AND AIR | PSE&G BPU | No | Complete | 2011-03-14 | 2011-04-05 | 2011-05-11 | 2011-05-11
SRP01144 | SREC Solar | DUDZINSKI |  | 3.28 | 0 | Residential | 1 | COLUMBUS | 8022 | 13 | TRINITY HEATING AND AIR | PSE&G BPU | No | Complete | 2011-03-14 | 2011-06-14 | 2011-06-30 | 2011-06-30
SRP01145 | SREC Solar | PETERKIN | SPICECO | 237.12 | 0 | Commercial |  | AVENEL | 7001 | 11 | GEOGENIX | PSE&G BPU | No | Complete | 2011-03-14 | 2011-05-18 | 2011-06-27 | 2011-06-27
SRP01146 | SREC Solar | FISCHMAN |  | 5.375 | 0 | Residential | 1 | BLOOMFIELD | 7003 | 9 | ALTERNATIVE LIGHT & ENERGY SOLUTIONS | PSE&G BPU | No | Complete | 2011-03-14 | 2011-05-25 | 2011-07-06 | 2011-07-06
SRP01147 | SREC Solar | WILSON |  | 4.51 | 0 | Residential | 1 | COLUMBUS | 8022 | 13 | TRINITY HEATING AND AIR | PSE&G BPU | No | Complete | 2011-03-14 | 2011-04-14 | 2011-04-28 | 2011-04-28
SRP01149 | SREC Solar | BRODSKY |  | 9.065 | 0 | Residential | 1 | ALLENTOWN | 8501 | 17 | TRINITY HEATING AND AIR | PSE&G BPU | No | Complete | 2011-03-14 | 2011-06-01 | 2011-06-10 | 2011-06-10
SRP01150 | SREC Solar | STERN |  | 8.805 | 0 | Residential |  | EAST BRUNSWICK | 8816 | 11 | SOLAR MITE SOLUTIONS II | PSE&G BPU | No | Complete | 2011-03-14 | 2011-07-26 | 2011-08-02 | 2011-08-02
SRP01151 | SREC Solar | GOLDSTEIN |  | 5.33 | 0 | Residential | 1 | JACKSON | 8527 | 18 | TRINITY HEATING AND AIR | JCP&L | No | Complete | 2011-03-14 | 2011-07-06 | 2011-07-29 | 2011-07-29
SRP01152 | SREC Solar | DEJONG | CAPITAL ONE BANK | 16.45 | 0 | Commercial |  | PARAMUS | 7652 | 7 | HES ENERGY SERVICES LLC | PSE&G BPU | No | Complete | 2011-03-14 | 2011-12-29 | 2012-01-24 | 2012-01-24
SRP01156 | SREC Solar | MEJIA |  | 7.2 | 0 | Residential |  | LAWRENCEVILLE | 8648 | 12 | AMERICAN RENEWABLE ENERGY, INC | PSE&G BPU | No | Complete | 2011-03-14 | 2011-04-20 | 2011-06-15 | 2011-06-15
SRP01157 | SREC Solar | NEWHALL |  | 7.74 | 0 | Residential |  | AVALON | 8202 | 21 | SPECTRUM SOLAR, LLC | AC Electric | No | Complete | 2011-03-14 | 2011-06-28 | 2011-11-09 | 2011-11-09
SRP01158 | SREC Solar | DOTY |  | 9.4 | 0 | Residential | 1 | TOMS RIVER | 8753 | 18 | CORBIN SOLAR SOLUTIONS, LLC | JCP&L | No | Complete | 2011-03-14 | 2011-07-15 | 2011-07-29 | 2011-07-29
SRP01159 | SREC Solar | CLARKE |  | 6.88 | 0 | Residential | 1 | BASS RIVER TOWNSHIP | 8224 | 13 | RCL ENTERPRISES INC. | AC Electric | No | Complete | 2011-03-14 | 2011-06-14 | 2011-07-21 | 2011-07-21
SRP01160 | SREC Solar | MONTAGNE | ATLANTIC TECHNOLOGY SYSTEMS, INC | 9.282 | 0 | Commercial |  | NEWTON | 7860 | 1 | THE SOLAR CENTER, INC. | JCP&L | No | Complete | 2011-03-14 | 2011-07-14 | 2011-07-22 | 2011-07-22
SRP01161 | SREC Solar | BEARD |  | 5.28 | 0 | Residential |  | SPARTA | 7871 | 1 | EAST COAST ALTERNATIVE ENERGY | JCP&L | No | Complete | 2011-03-14 | 2011-05-12 | 2011-05-27 | 2011-05-27
SRP01163 | SREC Solar | KANG | PRINCETON BIOMEDITECH | 77 | 0 | Commercial | 0 | SKILLMAN | 8558 | 5 | THE SOLAR CENTER, INC. | PSE&G BPU | No | Complete | 2011-03-14 | 2012-04-02 | 2012-04-25 | 2012-04-25
SRP01164 | SREC Solar | DENNIS |  | 4.945 | 0 | Residential | 1 | EGG HARBOR CITY | 8215 | 19 | A-TOP ALTERNATIVE ENERGY | AC Electric | No | Complete | 2011-03-14 | 2011-07-26 | 2011-08-02 | 2011-08-02
SRP01165 | SREC Solar | NAZIF |  | 6.3 | 0 | Residential | 1 | SKILLMAN | 8858 | 4 | ALTERIS RENEWABLES | PSE&G BPU | No | Complete | 2011-03-14 | 2011-07-18 | 2011-09-01 | 2011-09-01
SRP01167 | SREC Solar | SALVATORE |  | 10 | 0 | Residential |  | MULLICA HILL | 8062 | 15 | ALTERNATIVE ELECTRIC, INC. | AC Electric | No | Complete | 2011-03-14 | 2011-06-01 | 2011-09-19 | 2011-09-19
SRP01168 | SREC Solar | KELEM |  | 15.08 | 0 | Commercial |  | DENVILLE | 7834 | 3 | THE SOLAR CENTER, INC. | JCP&L | No | Complete | 2011-03-14 | 2011-09-28 | 2011-10-10 | 2011-10-10
SRP01169 | SREC Solar | VELARDI |  | 7.82 | 0 | Residential | 1 | EGG HARBOR TWP | 8234 | 19 | MERCURY SOLAR SYSTEMS | AC Electric | No | Complete | 2011-03-14 | 2011-05-06 | 2011-05-13 | 2011-05-13
SRP01170 | SREC Solar | DAMM |  | 15.18 | 0 | Residential | 0 | SEWELL | 8080 | 15 | GREENING THE HOUSE | AC Electric | No | Complete | 2011-03-14 | 2011-04-13 | 2011-06-03 | 2011-06-03
SRP01171 | SREC Solar | O'CONNER | THE WETLANDS INSTITUTE | 5.64 | 0 | Non Profit | 0 | STONE HARBOR | 8247 | 21 | RAY ANGELINI II | AC Electric | No | Complete | 2011-03-14 | 2011-06-22 | 2011-07-06 | 2011-07-06
SRP01172 | SREC Solar | KRAMER | TABLECLOTH COMPANY | 52.92 | 0 | Residential |  | PATERSON | 7522 | 6 | PFISTER MAINTENANCE, INC. | PSE&G BPU | No | Complete | 2011-03-14 | 2011-06-29 | 2011-07-15 | 2011-07-15
SRP01173 | SREC Solar | DERRICO |  | 7.59 | 0 | Residential | 1 | MANCHESTER | 8759 | 18 | NOVA ALTERNATIVE ENERGY SYSTEMS LLC | JCP&L | No | Complete | 2011-03-14 | 2011-07-27 | 2011-08-08 | 2011-08-08
SRP01174 | SREC Solar | LANDESMAN |  | 9.87 | 0 | Residential |  | LAKEWOOD | 8701 | 18 | GREEN APPLE ENERGY SYSTEMS, LLC | JCP&L | No | Complete | 2011-03-14 | 2011-03-30 | 2011-08-22 | 2011-08-22
SRP01175 | SREC Solar | HIDER |  | 7.36 | 0 | Residential |  | STOW CREEK | 8302 | 20 | GO SOLAR ELECTRIC, LLC | AC Electric | No | Complete | 2011-03-14 | 2011-12-30 | 2012-01-24 | 2012-01-24
SRP01177 | SREC Solar | LAROSA | LAROSA GARDENS | 59.22 | 0 | Commercial | 0 | PILESGROVE | 8098 | 16 | SOLULAR LLC/RWD CONSULTANTS | AC Electric | No | Complete | 2011-03-14 | 2011-07-15 | 2011-08-02 | 2011-08-02
SRP01180 | SREC Solar | VENANZI | ORCHARD HILL ELEMENTARY SCHOOL | 780.325 | 0 | School Public K-12 | 1 | MONTGOMERY | 8558 | 5 | VANGUARD ENERGY PARTNERS, LLC | PSE&G BPU | No | Complete | 2011-03-14 | 2011-11-17 | 2011-12-29 | 2011-12-29
SRP01181 | SREC Solar | SMITH |  | 18.33 | 0 | Residential |  | OCEAN CITY | 8226 | 21 | CODE GREEN SOLAR, LLC | AC Electric | No | Complete | 2011-03-14 | 2011-09-13 | 2012-02-07 | 2012-02-07
SRP01182 | SREC Solar | YIN |  | 4.085 | 0 | Residential | 1 | HACKENSACK | 7601 | 7 | ALTERNATIVE LIGHT & ENERGY SOLUTIONS | PSE&G BPU | No | Complete | 2011-03-14 | 2011-05-25 | 2011-08-22 | 2011-08-22
SRP01183 | SREC Solar | ROSATI |  | 9.2 | 0 | Residential | 1 | OCEANPORT | 7757 | 17 | ALTERNATIVE LIGHT & ENERGY SOLUTIONS | JCP&L | No | Complete | 2011-03-14 | 2011-10-20 | 2011-12-20 | 2011-12-20
SRP01184 | SREC Solar | MATLOSZ |  | 5.46 | 0 | Residential |  | CRANFORD | 7016 | 10 | ALTERNATIVE LIGHT & ENERGY SOLUTIONS | PSE&G BPU | No | Complete | 2011-03-14 | 2011-05-11 | 2011-06-20 | 2011-06-20
SRP01185 | SREC Solar | COLE |  | 7.31 | 0 | Residential | 1 | PISCATAWAY | 8854 | 11 | ALTERNATIVE LIGHT & ENERGY SOLUTIONS | PSE&G BPU | No | Complete | 2011-03-14 | 2011-10-19 | 2011-10-28 | 2011-10-28
SRP01186 | SREC Solar | GELBWACHS | TORAS IMCHA INC. | 32.9 | 0 | Commercial | 1 | LAKEWOOD | 8701 | 18 | GREEN APPLE ENERGY SYSTEMS, LLC | JCP&L | No | Complete | 2011-03-21 | 2011-07-06 | 2011-07-29 | 2011-07-29
SRP01189 | SREC Solar | GALAYDA |  | 10.8 | 0 | Residential |  | LONG VALLEY | 7853 | 3 | AMERICAN RENEWABLE ENERGY, INC | JCP&L | No | Complete | 2011-03-21 | 2011-04-28 | 2011-06-03 | 2011-06-03
SRP01190 | SREC Solar | NIEMAN | TWP. OF MONTGOMERY KAUFMAN CC | 6.37 | 0 | Government Facility | 1 | MONTGOMERY | 8558 | 5 | VANGUARD ENERGY PARTNERS, LLC | PSE&G BPU | No | Complete | 2011-03-21 | 2011-11-01 | 2011-11-15 | 2011-11-15
SRP01191 | SREC Solar | HUANG |  | 7.05 | 0 | Residential |  | BRIDGEWATER | 8807 | 5 | AMERICAN RENEWABLE ENERGY, INC | PSE&G BPU | No | Complete | 2011-03-21 | 2012-03-05 | 2012-04-13 | 2012-04-13
SRP01192 | SREC Solar | BRIGNOLA |  | 5.712 | 0 | Residential |  | SHIP BOTTOM | 8062 | 15 | AMERICAN RENEWABLE ENERGY, INC | AC Electric | No | Complete | 2011-03-21 | 2011-04-27 | 2011-05-12 | 2011-05-12
SRP01193 | SREC Solar | WU |  | 7.524 | 0 | Residential |  | PRINCETON JUNCTION | 8550 | 12 | AMERICAN RENEWABLE ENERGY, INC | PSE&G BPU | No | Complete | 2011-03-21 | 2011-06-03 | 2011-08-10 | 2011-08-10
SRP01194 | SREC Solar | WILLAIMS | SMRST CNTY EMRCY SRVC- AC BLDG | 85.995 | 0 | Commercial | 1 | HILLSBOROUGH | 8844 | 5 | VANGUARD ENERGY PARTNERS, LLC | PSE&G BPU | No | Complete | 2011-03-21 | 2011-09-07 | 2011-09-09 | 2011-09-09
SRP01195 | SREC Solar | SMITH |  | 16.416 | 0 | Residential |  | HILLSBOROUGH | 8844 | 5 | AMERICAN RENEWABLE ENERGY, INC | PSE&G BPU | No | Complete | 2011-03-21 | 2011-11-21 | 2011-11-21 | 2012-04-23
SRP01196 | SREC Solar | SMITH |  | 23.94 | 0 | Residential |  | HILLSBOROUGH | 8844 | 5 | AMERICAN RENEWABLE ENERGY, INC | PSE&G BPU | No | Complete | 2011-03-21 | 2011-08-16 | 2011-09-28 | 2012-04-23
SRP01197 | SREC Solar | ACCIAVATTI |  | 7.04 | 0 | Residential |  | MANCHESTER | 8759 | 18 | KOPP ELECTRIC COMPANY | JCP&L | No | Complete | 2011-03-21 | 2011-07-19 | 2011-08-22 | 2011-08-22
SRP01198 | SREC Solar | BERNARD | BOUND BROOK PUBLIC WORKS | 165.62 | 0 | Commercial | 1 | BOUND BROOK | 8805 | 5 | VANGUARD ENERGY PARTNERS, LLC | PSE&G BPU | No | Complete | 2011-03-21 | 2011-10-19 | 2012-01-05 | 2012-01-05
SRP01199 | SREC Solar | WILLIAMS | SOMERSET COUNTY COURTHOUSE | 50.96 | 0 | Commercial | 1 | SOMERVILLE | 8876 | 5 | VANGUARD ENERGY PARTNERS, LLC | PSE&G BPU | No | Complete | 2011-03-21 | 2011-11-03 | 2011-11-22 | 2011-11-22
SRP01200 | SREC Solar | EPSTEIN | EPSTONE INC. | 478.5 | 0 | Commercial | 1 | SECAUCUS | 7094 | 8 | AMERICAN SOLAR CONSTRUCTION | PSE&G BPU | No | Complete | 2011-03-21 | 2012-07-23 | 2012-07-30 | 2012-07-30
SRP01201 | SREC Solar | KAUR |  | 4.23 | 0 | Residential | 1 | AVENEL | 7001 | 11 | TRINITY HEATING AND AIR | PSE&G BPU | No | Complete | 2011-03-21 | 2011-07-25 | 2011-08-03 | 2011-08-03
SRP01202 | SREC Solar | ZAZZO |  | 6.15 | 0 | Residential | 1 | COLUMBUS | 8022 | 13 | TRINITY HEATING AND AIR | PSE&G BPU | No | Complete | 2011-03-21 | 2011-05-09 | 2011-05-26 | 2011-05-26
SRP01203 | SREC Solar | BARNET |  | 6.21 | 0 | Residential | 1 | JACKSON | 8527 | 18 | TRINITY HEATING AND AIR | JCP&L | No | Complete | 2011-03-21 | 2011-09-19 | 2011-09-28 | 2011-09-28
SRP01204 | SREC Solar | GUARNUCCIO |  | 5.33 | 0 | Residential | 1 | LAKEWOOD | 8701 | 18 | TRINITY HEATING AND AIR | JCP&L | No | Complete | 2011-03-21 | 2011-07-08 | 2011-07-19 | 2011-07-19
SRP01206 | SREC Solar | LIMA |  | 9.84 | 0 | Residential | 1 | LAKEWOOD | 8701 | 18 | TRINITY HEATING AND AIR | JCP&L | No | Complete | 2011-03-21 | 2011-05-09 | 2011-05-26 | 2011-05-26
SRP01207 | SREC Solar | SADOWNICZAK |  | 6.56 | 0 | Residential | 1 | TURNERSVILLE | 8012 | 14 | TRINITY HEATING AND AIR | AC Electric | No | Complete | 2011-03-21 | 2011-06-07 | 2011-06-29 | 2011-06-29
SRP01208 | SREC Solar | CORDES |  | 3.33 | 0 | Residential | 1 | TRNETON | 8690 | 12 | TRINITY SOLAR POWER | PSE&G BPU | No | Complete | 2011-03-21 | 2011-12-08 | 2012-01-05 | 2012-01-05
SRP01209 | SREC Solar | SHEA |  | 5.52 | 0 | Residential | 0 | SOMERSET | 8873 | 5 | CLEAN ENERGY USA | PSE&G BPU | No | Complete | 2011-03-21 | 2011-06-14 | 2011-06-30 | 2011-06-30
SRP01211 | SREC Solar | YEH |  | 7.2 | 0 | Residential | 0 | MORRIS PLAINS | 7950 | 3 | AMERICAN RENEWABLE ENERGY, INC | JCP&L | No | Complete | 2011-03-21 | 2011-11-25 | 2011-12-27 | 2011-12-27
SRP01212 | SREC Solar | YEH |  | 5.088 | 0 | Residential | 0 | EDISON | 8820 | 11 | AMERICAN RENEWABLE ENERGY, INC | PSE&G BPU | No | Complete | 2011-03-21 | 2011-05-25 | 2011-08-10 | 2011-08-10
SRP01213 | SREC Solar | ZHANG | MY IMPORT USA, INC | 158.47 | 0 | Commercial | 1 | EDISON | 8817 | 11 | VANGUARD ENERGY PARTNERS, LLC | PSE&G BPU | No | Complete | 2011-03-21 | 2011-12-29 | 2012-01-31 | 2012-01-31
SRP01214 | SREC Solar | EVERSEN |  | 2.7 | 0 | Residential | 0 | SPRING LAKE | 7762 | 17 | AMERICAN RENEWABLE ENERGY, INC | JCP&L | No | Complete | 2011-03-21 | 2011-04-06 | 2011-06-07 | 2011-06-07
SRP01215 | SREC Solar | UGARO |  | 8.28 | 0 | Residential | 0 | TOMS RIVER | 8753 | 18 | NOVA ALTERNATIVE ENERGY SYSTEMS LLC | JCP&L | No | Complete | 2011-03-21 | 2011-07-08 | 2011-07-19 | 2011-07-19
SRP01216 | SREC Solar | HLIS | BOSCOV'S DEPT STORE, LLC | 962.325 | 0 | Commercial | 1 | VINELAND | 8361 | 20 | MARTIFER SOLAR USA | Vineland Muni Elec | No | Complete | 2011-03-21 | 2011-11-03 | 2011-11-22 | 2011-11-22
SRP01222 | SREC Solar | STROIN | WANAQUA WATER TREAMENT PLANT | 241.5 | 0 | Government Facility | 1 | WANAQUA | 7465 | 6 | PFISTER MAINTENANCE, INC. | JCP&L | No | Complete | 2011-03-21 | 2011-12-14 | 2012-01-11 | 2012-01-11
SRP01224 | SREC Solar | SCHAEFFER | SABERT CORPORATION | 1076.4 | 0 | Commercial | 0 | SAYREVILLE | 8872 | 11 | VANGUARD ENERGY PARTNERS, LLC | JCP&L | No | Complete | 2011-03-21 | 2011-06-22 | 2011-07-06 | 2011-07-06
SRP01225 | SREC Solar | SCHAEFFER | SABERT CORPORATION | 2099.76 | 0 | Commercial | 0 | SAYREVILLE | 8872 | 11 | VANGUARD ENERGY PARTNERS, LLC | JCP&L | No | Complete | 2011-03-21 | 2011-11-30 | 2011-12-27 | 2011-12-27
SRP01226 | SREC Solar | YEH |  | 4.32 | 0 | Residential | 0 | MORRIS PLAINS | 7950 | 3 | AMERICAN RENEWABLE ENERGY, INC | JCP&L | No | Complete | 2011-03-21 | 2011-12-28 | 2012-01-31 | 2012-01-31
SRP01227 | SREC Solar | MCCRAY | HOLLY BERRY, LLC | 10.34 | 0 | Commercial | 1 | SEAVILLE | 8230 | 21 | MERCURY SOLAR SYSTEMS | AC Electric | No | Complete | 2011-03-21 | 2011-09-29 | 2011-10-12 | 2011-10-12
SRP01229 | SREC Solar | TEDESCHI |  | 9.43 | 0 | Residential | 1 | SEAVILLE | 8230 | 21 | MERCURY SOLAR SYSTEMS | AC Electric | No | Complete | 2011-03-21 | 2011-06-08 | 2011-06-29 | 2011-06-29
SRP01231 | SREC Solar | MC CRAY | AMERICAN MARTIAL ARTS ACADEMY | 11.28 | 0 | Commercial | 1 | SEAVILLE | 8230 | 21 | MERCURY SOLAR SYSTEMS | AC Electric | No | Complete | 2011-03-21 | 2011-09-29 | 2011-10-12 | 2011-10-12
SRP01233 | SREC Solar | MC CRAY | AMERICAN MARTIAL ARTS ACCADEMY | 33.605 | 0 | Commercial | 1 | SEAVILLE | 8230 | 21 | MERCURY SOLAR SYSTEMS | AC Electric | No | Complete | 2011-03-21 | 2011-09-29 | 2011-10-12 | 2011-10-12
SRP01234 | SREC Solar | DRAKE | MIRACLE FITNESS | 50.055 | 0 | Commercial | 1 | SEAVILLE | 8230 | 21 | MERCURY SOLAR SYSTEMS | AC Electric | No | Complete | 2011-03-21 | 2011-09-29 | 2011-10-21 | 2011-10-21
SRP01235 | SREC Solar | MC CRAY | AMERICAN MARTIAL ARTS ACADEMY | 9.165 | 0 | Commercial | 1 | SEAVILLE | 8230 | 21 | MERCURY SOLAR SYSTEMS | AC Electric | No | Complete | 2011-03-21 | 2011-09-29 | 2011-11-03 | 2011-11-03
SRP01236 | SREC Solar | O'ROURKE | DR. JAMES O'ROURKE | 10.34 | 0 | Commercial | 1 | SEAVILLE | 8230 | 21 | MERCURY SOLAR SYSTEMS | AC Electric | No | Complete | 2011-03-21 | 2011-09-29 | 2011-10-17 | 2011-10-17
SRP01237 | SREC Solar | DRAKE | MIRACLE FITNESS | 3.055 | 0 | Commercial | 1 | SEAVILLE | 8230 | 21 | MERCURY SOLAR SYSTEMS | AC Electric | No | Complete | 2011-03-23 | 2011-09-29 | 2011-10-21 | 2011-10-21
SRP01238 | SREC Solar | MC CRAY | HOLLY BERRY LLC | 9.165 | 0 | Commercial | 1 | SEAVILLE | 8230 | 21 | MERCURY SOLAR SYSTEMS | AC Electric | No | Complete | 2011-03-21 | 2011-09-29 | 2011-10-12 | 2011-10-12
SRP01239 | SREC Solar | BARRETTA | BARRETTA REALTY | 21.12 | 0 | Commercial |  | VINELAND | 8360 | 20 | BENCHMARK SERVICES INC. | Vineland Muni Elec | No | Complete | 2011-03-21 | 2011-05-03 | 2011-06-03 | 2011-06-03
SRP01240 | SREC Solar | VOSS |  | 11.75 | 0 | Residential |  | BRICK | 8723 | 18 | TRINITY HEATING AND AIR | JCP&L | No | Complete | 2011-03-21 | 2011-10-04 | 2011-10-13 | 2011-10-13
SRP01241 | SREC Solar | COPPERSMITH |  | 9.43 | 0 | Residential | 1 | WASHINGTON | 7882 | 2 | TRINITY HEATING AND AIR | JCP&L | No | Complete | 2011-03-21 | 2011-07-06 | 2011-07-29 | 2011-07-29
SRP01242 | SREC Solar | LANE |  | 4.1 | 0 | Residential | 1 | SPRING LAKE | 7762 | 17 | TRINITY HEATING AND AIR | JCP&L | No | Complete | 2011-03-21 | 2011-07-05 | 2011-07-13 | 2011-07-13
SRP01243 | SREC Solar | BALTRUSAITIS | ROOSEVELT PAPER COMPANY | 2000.7 | 0 | Commercial |  | MOUNTLAUREL | 8054 | 13 | SUNPOWER CORPORATION, SYSTEMS | PSE&G BPU | No | Complete | 2011-03-21 | 2011-09-19 | 2012-01-05 | 2012-01-05
SRP01244 | SREC Solar | PERRELLA |  | 7.095 | 0 | Residential | 1 | MANCHESTER | 8759 | 18 | A-TOP ALTERNATIVE ENERGY | JCP&L | No | Complete | 2011-03-21 | 2011-07-27 | 2011-08-05 | 2011-08-05
SRP01245 | SREC Solar | FERRARA |  | 4.41 | 0 | Residential |  | MILLSTONE TWP | 8096 | 15 | A-TOP ALTERNATIVE ENERGY | JCP&L | No | Complete | 2011-03-21 | 2012-04-03 | 2012-04-25 | 2012-04-25
SRP01246 | SREC Solar | DECKER |  | 9.62 | 0 | Residential | 1 | ESTELL MANOR | 8319 | 19 | MERCURY SOLAR SYSTEMS | AC Electric | No | Complete | 2011-03-21 | 2011-06-14 | 2011-06-29 | 2011-06-29
SRP01247 | SREC Solar | FRULLO |  | 1.56 | 0 | Residential |  | BARRINGTON | 8007 | 14 | A-TOP ALTERNATIVE ENERGY | PSE&G BPU | No | Complete | 2011-03-21 | 2011-10-18 | 2011-10-28 | 2011-10-28
SRP01248 | SREC Solar | ST. AUBYN |  | 7.314 | 0 | Residential | 0 | HEISERVILLE | 8324 | 20 | MERCURY SOLAR SYSTEMS | AC Electric | No | Complete | 2011-03-21 | 2011-06-29 | 2011-07-12 | 2011-07-12
SRP01250 | SREC Solar | NELSON | HMM MANAGEMENT-JOHNNYS | 17.94 | 0 | Commercial |  | NEWTON | 7860 | 1 | ELECTRICAL POWER SOLUTIONS | JCP&L | No | Complete | 2011-03-21 | 2011-09-19 | 2011-11-15 | 2011-11-15
SRP01251 | SREC Solar | ZIRKLE |  | 15.18 | 0 | Residential | 1 | FAIRTON | 8302 | 20 | MERCURY SOLAR SYSTEMS | AC Electric | No | Complete | 2011-03-21 | 2011-07-15 | 2011-07-29 | 2011-07-29
SRP01252 | SREC Solar | NELSON | HMM MANAGEMENT-BM MACHINE | 17.94 | 0 | Commercial |  | NEWTON | 7860 | 1 | ELECTRICAL POWER SOLUTIONS | JCP&L | No | Complete | 2011-03-21 | 2011-09-19 | 2011-10-31 | 2011-10-31
SRP01253 | SREC Solar | VITALE |  | 4.51 | 0 | Residential | 1 | MANCHESTER | 8759 | 18 | TRINITY HEATING AND AIR | JCP&L | No | Complete | 2011-03-21 | 2011-06-29 | 2011-07-12 | 2011-07-12
SRP01254 | SREC Solar | KOUFIDAKIS |  | 6.355 | 0 | Residential | 1 | MANCHESTER | 8759 | 18 | TRINITY HEATING AND AIR | JCP&L | No | Complete | 2011-03-21 | 2011-06-30 | 2011-07-13 | 2011-07-13
SRP01255 | SREC Solar | STAHLEY |  | 6.56 | 0 | Residential | 1 | SPOTSWOOD | 8884 | 11 | TRINITY HEATING AND AIR | JCP&L | No | Complete | 2011-03-21 | 2011-06-30 | 2011-07-13 | 2011-07-13
SRP01256 | SREC Solar | FATALE |  | 4.92 | 0 | Residential | 1 | SOUTHAMPTON | 8088 | 13 | TRINITY HEATING AND AIR | PSE&G BPU | No | Complete | 2011-03-21 | 2011-06-29 | 2011-07-12 | 2011-07-12
SRP01257 | SREC Solar | SHINN |  | 4.51 | 0 | Residential | 1 | COLUMBUS | 8022 | 13 | TRINITY HEATING AND AIR | PSE&G BPU | No | Complete | 2011-03-21 | 2011-06-29 | 2011-07-12 | 2011-07-12
SRP01258 | SREC Solar | BULLEN-ROUNTREE |  | 12.3 | 0 | Residential | 1 | JACKSON | 8527 | 18 | TRINITY HEATING AND AIR | JCP&L | No | Complete | 2011-03-21 | 2011-07-05 | 2011-07-13 | 2011-07-13
SRP01259 | SREC Solar | TITTLE |  | 4.1 | 0 | Residential | 1 | WILDWOOD | 8260 | 21 | TRINITY HEATING AND AIR | AC Electric | No | Complete | 2011-03-21 | 2012-02-21 | 2012-03-22 | 2012-03-22
SRP01261 | SREC Solar | WADHWA |  | 8.815 | 0 | Residential | 1 | TRENTON | 8620 | 12 | TRINITY HEATING AND AIR | PSE&G BPU | No | Complete | 2011-03-21 | 2011-06-10 | 2011-06-29 | 2011-06-29
SRP01262 | SREC Solar | TRIPET |  | 9.02 | 0 | Residential | 1 | TOMS RIVER | 8757 | 18 | TRINITY HEATING AND AIR | JCP&L | No | Complete | 2011-03-21 | 2011-07-06 | 2011-07-29 | 2011-07-29
SRP01263 | SREC Solar | LAFORGE |  | 14.478 | 0 | Residential | 1 | FREEHOLD | 7728 | 17 | CORBIN SOLAR SOLUTIONS, LLC | JCP&L | No | Complete | 2011-03-21 | 2011-07-28 | 2011-08-29 | 2011-08-29
SRP01264 | SREC Solar | TAMPELLINI |  | 18.012 | 0 | Residential | 1 | EGG HARBOR TOWNSHIP | 8234 | 19 | THE ENTECH GROUP | AC Electric | No | Complete | 2011-03-21 | 2012-05-23 | 2012-06-04 | 2012-06-04
SRP01265 | SREC Solar | CONNELLY | MATRIX STULTS RD ASSOCIATES LLC | 2980.74 | 0 | Commercial |  | DAYTON | 8810 | 11 | PRO-TECH ENERGY SOLUTIONS | PSE&G BPU | Yes | Complete | 2011-03-15 | 2011-06-13 | 2011-08-05 | 2011-08-05
SRP01269 | SREC Solar | ROBINSON | LIVINGSTON BOE | 78 | 0 | Non Profit | 1 | LIVINGSTON | 7039 | 9 | P & K CONTRACTING INC. | PSE&G BPU | No | Complete | 2011-03-21 | 2011-06-22 | 2011-09-23 | 2011-09-23
SRP01270 | SREC Solar | MCGUINN |  | 16.65 | 0 | Residential | 1 | LAWRENCEVILLE | 8648 | 12 | SUNRAY SOLAR, INC. | PSE&G BPU | No | Complete | 2011-03-21 | 2011-09-02 | 2012-01-20 | 2012-01-20
SRP01271 | SREC Solar | ROBINSON | LIVINGSTON BOE | 68.25 | 0 | Non Profit | 1 | LIVINGSTON | 7039 | 9 | P & K CONTRACTING INC. | PSE&G BPU | No | Complete | 2011-03-21 | 2011-06-23 | 2011-09-23 | 2011-09-23
SRP01273 | SREC Solar | GOLDBERG | PLAZA CLEANERS | 15.54 | 0 | Commercial | 1 | CLINTON | 8809 | 4 | TRINITY HEATING AND AIR | JCP&L | No | Complete | 2011-03-21 | 2011-08-03 | 2011-08-15 | 2011-08-15
SRP01274 | SREC Solar | SANOSIAN |  | 4.3 | 0 | Residential | 1 | RAHWAY | 7065 | 10 | A-TOP ALTERNATIVE ENERGY | PSE&G BPU | No | Complete | 2011-03-21 | 2011-05-26 | 2011-07-06 | 2011-07-06
SRP01275 | SREC Solar | GOLDBERG | COUNTRY DAY SCHOOL | 5.55 | 0 | Commercial | 1 | GLEN GARDNER | 8826 | 4 | TRINITY HEATING AND AIR | JCP&L | No | Complete | 2011-03-21 | 2011-11-17 | 2011-12-14 | 2011-12-14
SRP01276 | SREC Solar | SCOZZARO SR. |  | 13.65 | 0 | Residential | 1 | FAIRFIELD | 7004 | 9 | A-TOP ALTERNATIVE ENERGY | PSE&G BPU | No | Complete | 2011-03-21 | 2011-05-06 | 2011-05-13 | 2011-05-13
SRP01277 | SREC Solar | SHAH |  | 6.45 | 0 | Residential |  | BURLINGTON | 8016 | 13 | A-TOP ALTERNATIVE ENERGY | PSE&G BPU | No | Complete | 2011-03-21 | 2011-05-18 | 2011-06-03 | 2011-06-03
SRP01278 | SREC Solar | MILLER | MILLER FORD SALES | 489.84 | 0 | Commercial |  | LUMBERTON | 8048 | 13 | EASTERN ENERGY SERVICES | PSE&G BPU | No | Complete | 2011-03-21 | 2012-03-26 | 2012-05-18 | 2012-05-18
SRP01280 | SREC Solar | KOBIS |  | 13.16 | 0 | Residential |  | BRANCHVILLE | 7826 | 1 | EAST COAST ALTERNATIVE ENERGY | SJ Gas | No | Complete | 2011-03-21 | 2011-07-05 | 2011-07-19 | 2011-07-19
SRP01281 | SREC Solar | BRIAN JR. |  | 9.9 | 0 | Residential |  | MORGANVILLE | 7751 | 17 | CORBIN SOLAR SOLUTIONS, LLC | JCP&L | No | Complete | 2011-03-21 | 2011-06-23 | 2011-07-12 | 2011-07-12
SRP01284 | SREC Solar | MACH |  | 13.505 | 0 | Residential | 1 | HADDON HEIGHTS | 8035 | 14 | TRINITY HEATING AND AIR | PSE&G BPU | No | Complete | 2011-03-21 | 2011-05-20 | 2011-06-07 | 2011-06-07
SRP01285 | SREC Solar | MASTONDREA |  | 5.85 | 0 | Residential | 0 | HACKETTSTOWN | 7840 | 2 | CORBIN SOLAR SOLUTIONS, LLC | JCP&L | No | Complete | 2011-03-21 | 2011-06-30 | 2011-07-13 | 2011-07-13
SRP01287 | SREC Solar | ARONSON | MEJOR ANGORA LLC | 50.49 | 0 | Commercial | 1 | SOUTH HACKENSACK | 7606 | 7 | C&S ENERGY CONSULTANTS, LLC | PSE&G BPU | No | Complete | 2011-03-21 | 2011-06-14 | 2011-08-02 | 2011-08-02
SRP01288 | SREC Solar | MILLER | MILLER SUBARU SALES | 133.68 | 0 | Commercial |  | LUMBERTON | 8048 | 13 | EASTERN ENERGY SERVICES | PSE&G BPU | No | Complete | 2011-03-21 | 2012-03-26 | 2012-04-22 | 2012-04-22
SRP01289 | SREC Solar | QUINN |  | 10.81 | 0 | Residential | 0 | WANAQUE | 7465 | 6 | A.P. SOLAR WORLD | JCP&L | No | Complete | 2011-03-21 | 2013-11-18 | 2013-11-26 | 2013-11-26
SRP01290 | SREC Solar | CHIANG |  | 6.345 | 0 | Residential | 0 | PRINCETON JUNCTION | 8530 | 4 | AMERICAN RENEWABLE ENERGY, INC | PSE&G BPU | No | Complete | 2011-03-21 | 2011-10-12 | 2011-11-09 | 2011-11-09
SRP01291 | SREC Solar | MECOUCH |  | 18.33 | 0 | Residential |  | PENNSVILLE | 8070 | 16 | SHERWOOD ELECTRIC CO. INC. | AC Electric | No | Complete | 2011-03-21 | 2011-09-20 | 2011-09-23 | 2011-09-23
SRP01292 | SREC Solar | MECOUCH |  | 11.515 | 0 | Residential |  | PENNSVILLE | 8070 | 16 | SHERWOOD ELECTRIC CO. INC. | AC Electric | No | Complete | 2011-03-21 | 2011-08-03 | 2011-08-08 | 2011-08-08
SRP01293 | SREC Solar | NELSON | HMM MANAGEMENT MINI MALL | 17.94 | 0 | Commercial |  | NEWTON | 7860 | 1 | ELECTRICAL POWER SOLUTIONS | JCP&L | No | Complete | 2011-03-21 | 2011-10-04 | 2011-11-15 | 2011-11-15
SRP01294 | SREC Solar | POCCIA | PERFECTION CONTRACTING | 40.185 | 0 | Commercial |  | NEWTON | 7860 | 1 | E2ECTA, INC. | JCP&L | No | Complete | 2011-03-21 | 2011-10-20 | 2011-10-28 | 2011-10-28
SRP01295 | SREC Solar | YECCO |  | 9.25 | 0 | Residential | 1 | EGG HARBOR TWP | 8234 | 19 | MERCURY SOLAR SYSTEMS | AC Electric | No | Complete | 2011-03-21 | 2011-05-06 | 2011-05-13 | 2011-05-13
SRP01296 | SREC Solar | GRUENSFELDER | MONMOUTH REFORM TEMPLE | 28.98 | 0 | Non Profit |  | TINTON FALLS | 7724 | 17 | SEA BRIGHT SOLAR, LLC | JCP&L | No | Complete | 2011-03-21 | 2011-10-12 | 2011-10-26 | 2011-10-26
SRP01298 | SREC Solar | SCALESE |  | 9.62 | 0 | Residential | 1 | EGG HARBOR TWP | 8234 | 19 | MERCURY SOLAR SYSTEMS | AC Electric | No | Complete | 2011-03-21 | 2011-06-08 | 2011-07-06 | 2011-07-06
SRP01299 | SREC Solar | NELSON | HMM MANAGEMENT - DECKER | 17.94 | 0 | Commercial |  | NEWTON | 7860 | 1 | ELECTRICAL POWER SOLUTIONS | JCP&L | No | Complete | 2011-03-21 | 2011-09-19 | 2011-10-31 | 2011-10-31
SRP01300 | SREC Solar | LEHMAN |  | 9.43 | 0 | Residential | 1 | HAMPTON | 8827 | 4 | TRINITY HEATING AND AIR | JCP&L | No | Complete | 2011-03-21 | 2011-06-22 | 2011-07-06 | 2011-07-06
SRP01301 | SREC Solar | NICOLL |  | 9.6 | 0 | Residential |  | ALLOWAY | 8001 | 16 | RENERGY, INC. | AC Electric | No | Complete | 2011-03-21 | 2011-06-29 | 2011-07-12 | 2011-07-12
SRP01302 | SREC Solar | BASSETT |  | 9.99 | 0 | Residential | 1 | CLARKSBORO | 8020 | 15 | MERCURY SOLAR SYSTEMS | AC Electric | No | Complete | 2011-03-21 | 2011-07-29 | 2011-08-08 | 2011-08-08
SRP01303 | SREC Solar | DEPASQUALE |  | 6.15 | 0 | Residential | 1 | HAZLET | 7730 | 17 | TRINITY HEATING AND AIR | JCP&L | No | Complete | 2011-03-21 | 2011-06-29 | 2011-07-13 | 2011-07-13
SRP01304 | SREC Solar | COLE |  | 6.66 | 0 | Residential | 1 | PILESGROVE | 8098 | 16 | MERCURY SOLAR SYSTEMS | AC Electric | No | Complete | 2011-03-21 | 2011-06-14 | 2011-06-29 | 2011-06-29
SRP01305 | SREC Solar | TRAVAGLINE |  | 5.29 | 0 | Residential | 0 | NORTHFIELD | 8225 | 19 | MERCURY SOLAR SYSTEMS | AC Electric | No | Complete | 2011-03-21 | 2011-04-13 | 2011-05-11 | 2011-05-11
SRP01306 | SREC Solar | SCALZITTI |  | 12.15 | 0 | Residential | 1 | ESTELL MANOR | 8319 | 19 | MERCURY SOLAR SYSTEMS | AC Electric | No | Complete | 2011-03-21 | 2011-06-29 | 2011-07-13 | 2011-07-13
SRP01307 | SREC Solar | STERNTHAL |  | 2.99 | 0 | Residential | 1 | MARGATE | 8402 | 19 | MERCURY SOLAR SYSTEMS | AC Electric | No | Complete | 2011-03-21 | 2011-07-14 | 2011-07-22 | 2011-07-22
SRP01308 | SREC Solar | FALLER |  | 3.69 | 0 | Residential | 1 | BOGOTA | 7603 | 7 | MERCURY SOLAR SYSTEMS | PSE&G BPU | No | Complete | 2011-03-21 | 2011-05-13 | 2011-05-27 | 2011-05-27
SRP01309 | SREC Solar | WHEATLY |  | 6.66 | 0 | Residential | 1 | PORT NORRIS | 8349 | 20 | MERCURY SOLAR SYSTEMS | AC Electric | No | Complete | 2011-03-21 | 2011-06-29 | 2011-07-13 | 2011-07-13
SRP01310 | SREC Solar | GILLESPIE |  | 5.18 | 0 | Residential | 0 | NORTH CAPE MAY | 8204 | 21 | MERCURY SOLAR SYSTEMS | AC Electric | No | Complete | 2011-03-21 | 2011-07-15 | 2011-07-29 | 2011-07-29
SRP01312 | SREC Solar | TERRITO |  | 5.945 | 0 | Residential |  | TOMS RIVER | 8755 | 18 | TRINITY HEATING AND AIR | JCP&L | No | Complete | 2011-03-21 | 2011-08-16 | 2011-09-09 | 2011-09-09
SRP01315 | SREC Solar | ROWE |  | 15 | 0 | Residential | 1 | RINGOES | 8551 | 4 | ROWE ELECTRIC INC | JCP&L | No | Complete | 2011-03-21 | 2011-07-05 | 2011-08-02 | 2011-08-02
SRP01316 | SREC Solar | TAYLOR |  | 4.07 | 0 | Residential |  | DELRAN | 8075 | 13 | FUTURE SOLUTIONS CONTRACTING, LLC | PSE&G BPU | No | Complete | 2011-03-21 | 2011-08-11 | 2011-08-23 | 2011-08-23
SRP01317 | SREC Solar | TAETSCH | JG ELIZABETH LLC | 2803.2 | 0 | Commercial | 1 | ELIZABETH | 7201 | 10 | SUNPOWER CORPORATION | PSE&G BPU | No | Complete | 2011-03-21 | 2012-03-08 | 2012-04-23 | 2012-05-02
SRP01318 | SREC Solar | WANEK |  | 11.04 | 0 | Residential | 1 | EGG HARBOR CITY | 8215 | 19 | MERCURY SOLAR SYSTEMS | AC Electric | No | Complete | 2011-03-28 | 2011-06-29 | 2011-07-15 | 2011-07-15
SRP01319 | SREC Solar | CIANO |  | 20.595 | 0 | Residential |  | ROBBINSVILLE | 8691 | 12 | ASTRUM SOLAR, LLC | JCP&L | No | Complete | 2011-03-28 | 2011-08-04 | 2011-08-29 | 2011-08-29
SRP01320 | SREC Solar | CIENCEWICKI |  | 10.73 | 0 | Residential |  | MARLBORO | 7746 | 17 | ASTRUM SOLAR, LLC | JCP&L | No | Complete | 2011-03-28 | 2011-08-12 | 2012-04-19 | 2012-04-19
SRP01321 | SREC Solar | BERKOWITZ | ELECTRONIC VISIONS SYSTEMS | 177.19 | 0 | Commercial |  | RIVERDALE | 7457 | 3 | TRINITY HEATING AND AIR | JCP&L | No | Complete | 2011-03-28 | 2011-10-24 | 2011-11-10 | 2011-11-10
SRP01322 | SREC Solar | SPENCE |  | 2.52 | 0 | Residential |  | ORANGE | 7050 | 9 | 1ST LIGHT ENERGY, INC. | PSE&G BPU | No | Complete | 2011-03-28 | 2011-06-22 | 2011-10-26 | 2011-10-26
SRP01324 | SREC Solar | MILITCH |  | 7.2 | 0 | Residential |  | COLUMBUS | 8022 | 13 | AMERICAN RENEWABLE ENERGY, INC | PSE&G BPU | No | Complete | 2011-03-28 | 2011-04-15 | 2011-08-10 | 2011-08-10
SRP01326 | SREC Solar | QIU |  | 6.75 | 0 | Residential |  | CRANBURY | 8512 | 11 | AMERICAN RENEWABLE ENERGY, INC | PSE&G BPU | No | Complete | 2011-03-28 | 2011-05-02 | 2011-06-10 | 2011-06-10
SRP01327 | SREC Solar | FU |  | 3.36 | 0 | Residential |  | MONMOUTH JUNCTION | 8852 | 11 | AMERICAN RENEWABLE ENERGY, INC | PSE&G BPU | No | Complete | 2011-03-28 | 2011-09-19 | 2011-11-21 | 2011-11-21
SRP01328 | SREC Solar | FISH | SIGNAL SIGN COMPANY | 42.3 | 0 | Commercial |  | LIVINGSTON | 7039 | 9 | GEOSCAPE SOLAR | JCP&L | No | Complete | 2011-03-28 | 2012-08-14 | 2012-09-25 | 2012-09-25
SRP01329 | SREC Solar | STROSS |  | 13.8 | 0 | Residential |  | BAYVILLE | 8721 | 18 | GEOSCAPE SOLAR | JCP&L | No | Complete | 2011-03-28 | 2011-09-13 | 2011-10-31 | 2011-10-31
SRP01330 | SREC Solar | MORTON | MORTON GROUP LLC | 15.015 | 0 | Commercial | 1 | CAPE MAY COURT HOUSE | 8210 | 21 | RCL ENTERPRISES INC. | AC Electric | No | Complete | 2011-03-28 | 2011-05-11 | 2011-07-22 | 2011-07-22
SRP01331 | SREC Solar | MARTIN SR. | GLOPAK CORPORATION | 1001.66 | 0 | Commercial |  | S. PLAINFIELD | 7080 | 11 | THE SOLAR CENTER, INC. | PSE&G BPU | No | Complete | 2011-03-28 | 2012-07-18 | 2012-08-06 | 2012-08-06
SRP01332 | SREC Solar | EHRHARDT |  | 8.74 | 0 | Residential | 1 | BRICK | 8723 | 18 | RELIABLE POWER SERVICES, INC. | JCP&L | No | Complete | 2011-03-28 | 2011-05-26 | 2011-12-06 | 2011-12-06
SRP01333 | SREC Solar | RIELLO |  | 4.14 | 0 | Residential | 1 | BRIELLE | 8730 | 17 | RELIABLE POWER SERVICES, INC. | JCP&L | No | Complete | 2011-03-21 | 2011-05-13 | 2011-06-03 | 2011-06-03
SRP01334 | SREC Solar | BURKHARDT |  | 10.12 | 0 | Residential | 1 | TOMS RIVER | 8753 | 18 | RELIABLE POWER SERVICES, INC. | JCP&L | No | Complete | 2011-03-21 | 2012-03-07 | 2012-04-12 | 2012-04-12
SRP01336 | SREC Solar | NELSON |  | 8.97 | 0 | Residential | 1 | OAKHURST | 7755 | 17 | RELIABLE POWER SERVICES, INC. | JCP&L | No | Complete | 2011-03-21 | 2011-05-13 | 2011-06-07 | 2011-06-07
SRP01337 | SREC Solar | DITTMAR |  | 6.44 | 0 | Residential | 1 | TOMS RIVER | 8753 | 18 | RELIABLE POWER SERVICES, INC. | JCP&L | No | Complete | 2011-03-28 | 2011-05-13 | 2011-06-03 | 2011-06-03
SRP01339 | SREC Solar | BURNETT |  | 5.92 | 0 | Residential | 1 | MARLTON | 8053 | 13 | MERCURY SOLAR SYSTEMS | PSE&G BPU | No | Complete | 2011-03-21 | 2011-04-15 | 2011-04-22 | 2011-04-22
SRP01340 | SREC Solar | PENNOCK |  | 10.105 | 0 | Residential | 1 | EGG HARBOR TWP | 8234 | 19 | MERCURY SOLAR SYSTEMS | AC Electric | No | Complete | 2011-03-21 | 2011-06-29 | 2011-07-12 | 2011-07-12
SRP01341 | SREC Solar | FERNANDEZ |  | 3.76 | 0 | Residential |  | RED BANK | 7701 | 17 | GARDEN STATE SOLAR LLC | JCP&L | No | Complete | 2011-03-21 | 2011-12-28 | 2012-01-31 | 2012-01-31
SRP01342 | SREC Solar | AFRIDI |  | 14.85 | 0 | Residential |  | PRINCETON | 8540 | 12 | GEOGENIX | PSE&G BPU | No | Complete | 2011-03-21 | 2011-08-16 | 2011-11-03 | 2011-11-03
SRP01344 | SREC Solar | NICOLOSI |  | 10.29 | 0 | Residential |  | MT LAUREL | 8054 | 13 | SHERWOOD ELECTRIC CO. INC. | PSE&G BPU | No | Complete | 2011-03-21 | 2012-01-12 | 2012-02-17 | 2012-02-17
SRP01346 | SREC Solar | WHITESELL |  | 5.4 | 0 | Residential |  | MULLICA HILL | 8062 | 15 | C&F GREEN CONSTRUCTION, LLC | AC Electric | No | Complete | 2011-03-21 | 2011-11-14 | 2012-01-11 | 2012-01-11
SRP01347 | SREC Solar | JARRETT |  | 10.105 | 0 | Residential |  | MAGNOLIA | 8049 | 14 | C&F GREEN CONSTRUCTION, LLC | PSE&G BPU | No | Complete | 2011-03-21 | 2011-08-10 | 2011-09-08 | 2011-09-08
SRP01348 | SREC Solar | BUCHANAN |  | 5.28 | 0 | Residential |  | MULLICA HILL | 8062 | 15 | CORBIN SOLAR SOLUTIONS, LLC | AC Electric | No | Complete | 2011-03-21 | 2012-03-27 | 2012-04-22 | 2012-04-22
SRP01350 | SREC Solar | LOCKETT | ALEXANDER HAMILTON ASSOCIATES | 20.034 | 0 | Commercial |  | PATERSON | 7513 | 6 | HEAT SHED, INC. | PSE&G BPU | No | Complete | 2011-03-21 | 2012-03-12 | 2012-04-22 | 2012-04-22
SRP01352 | SREC Solar | MURCH | MURCH AUTO BODY, INC | 23.52 | 0 | Commercial | 0 | NEWTON | 7860 | 1 | EAST COAST ALTERNATIVE ENERGY | JCP&L | No | Complete | 2011-03-28 | 2011-06-29 | 2011-07-12 | 2011-07-12
SRP01353 | SREC Solar | JUZWIAK |  | 7.74 | 0 | Residential | 1 | MAYS LANDING | 8330 | 19 | RCL ENTERPRISES INC. | AC Electric | No | Complete | 2011-03-28 | 2011-05-18 | 2011-06-20 | 2011-06-20
SRP01354 | SREC Solar | SKIBINSKI |  | 11.04 | 0 | Residential |  | MAYS LANDING | 8330 | 19 | SELF INSTALL | AC Electric | No | Complete | 2011-03-21 | 2012-01-06 | 2012-01-20 | 2012-01-20
SRP01359 | SREC Solar | FROHMANN | ALLIANCE SHIPPERS | 96.72 | 0 | Commercial | 0 | KEASBEY | 8832 | 11 | VANGUARD ENERGY PARTNERS, LLC | PSE&G BPU | No | Complete | 2011-03-28 | 2012-02-21 | 2012-03-27 | 2012-03-27
SRP01360 | SREC Solar | COTTEN | BLOOMBERG LP | 1766.4 | 0 | Commercial | 1 | SKILLMAN | 8558 | 5 | SUNPOWER CORPORATION | PSE&G BPU | No | Complete | 2011-03-28 | 2012-03-21 | 2012-04-19 | 2012-04-19
SRP01361 | SREC Solar | HAGAN | KESSLER INDUSTRIES INC. | 638.275 | 0 | Commercial |  | WOODBRIDGE | 7095 | 11 | SPG SOLAR INC. | PSE&G BPU | Yes | Complete | 2011-03-28 | 2011-10-04 | 2012-01-11 | 2012-01-11
SRP01362 | SREC Solar | FROHMANN |  | 436.8 | 0 | Commercial | 0 | KEASBEY | 8832 | 11 | VANGUARD ENERGY PARTNERS, LLC | PSE&G BPU | No | Complete | 2011-03-28 | 2012-02-21 | 2012-03-27 | 2012-03-27
SRP01363 | SREC Solar | HEFLICH, JR. | MASONIC CHARITY FOUNDATION | 1159.66 | 0 | Commercial | 1 | BURLINGTON | 8016 | 13 | NJ SOLAR POWER, LLC | PSE&G BPU | No | Complete | 2011-03-28 | 2011-07-19 | 2011-08-15 | 2011-08-15
SRP01364 | SREC Solar | FROHMANN | ALLIANCE SHIPPERS | 315.12 | 0 | Commercial | 0 | KEASBEY | 8832 | 11 | VANGUARD ENERGY PARTNERS, LLC | PSE&G BPU | No | Complete | 2011-03-28 | 2012-02-21 | 2012-03-27 | 2012-03-27
SRP01366 | SREC Solar | MCCUE, JR |  | 7.095 | 0 | Residential | 1 | LAWRENCEVILLE | 8648 | 12 | ALTERNATIVE LIGHT & ENERGY SOLUTIONS | PSE&G BPU | No | Complete | 2011-03-28 | 2011-04-29 | 2011-08-10 | 2011-08-10
SRP01367 | SREC Solar | EBINGER |  | 5.85 | 0 | Residential | 0 | MAPLEWOOD | 7040 | 9 | ALTERNATIVE LIGHT & ENERGY SOLUTIONS | PSE&G BPU | No | Complete | 2011-03-28 | 2011-06-21 | 2011-07-22 | 2011-07-22
SRP01369 | SREC Solar | HARKAVY |  | 5.16 | 0 | Residential | 1 | CALDWELL | 7006 | 9 | ALTERNATIVE LIGHT & ENERGY SOLUTIONS | PSE&G BPU | No | Complete | 2011-03-28 | 2011-09-28 | 2011-10-17 | 2011-10-17
SRP01371 | SREC Solar | BAUMER |  | 6.665 | 0 | Residential | 1 | UNION | 7083 | 10 | ALTERNATIVE LIGHT & ENERGY SOLUTIONS | PSE&G BPU | No | Complete | 2011-03-28 | 2011-08-02 | 2011-08-08 | 2011-08-08
SRP01373 | SREC Solar | JOHNSON |  | 6.44 | 0 | Residential | 0 | BURLINGTON | 8016 | 13 | SKY HIGH ENERGY, LLC | PSE&G BPU | No | Complete | 2011-03-28 | 2011-07-21 | 2011-08-29 | 2011-08-29
SRP01374 | SREC Solar | LIONETTI |  | 8.46 | 0 | Residential | 0 | PHILLIPSBURG | 8865 | 2 | SHOOTING STAR SOLAR, LLC | JCP&L | No | Complete | 2011-03-28 | 2011-07-12 | 2011-08-17 | 2011-08-17
SRP01375 | SREC Solar | CLELLAND | WESTON ELEMENTARY SCHOOL | 165.62 | 0 | School Other | 1 | MANVILLE | 8835 | 5 | VANGUARD ENERGY PARTNERS, LLC | PSE&G BPU | No | Complete | 2011-03-28 | 2011-11-01 | 2011-11-22 | 2011-11-22
SRP01376 | SREC Solar | CLELLAND | MANVILLE HIGH SCHOOL | 273.91 | 0 | School Other | 1 | MANVILLE | 8835 | 5 | VANGUARD ENERGY PARTNERS, LLC | PSE&G BPU | No | Complete | 2011-03-28 | 2011-11-17 | 2012-01-04 | 2012-01-04
SRP01377 | SREC Solar | STEIGER |  | 14.43 | 0 | Residential | 1 | MAYS LANDING | 8330 | 19 | MERCURY SOLAR SYSTEMS | AC Electric | No | Complete | 2011-03-28 | 2011-07-05 | 2011-07-13 | 2011-07-13
SRP01378 | SREC Solar | RAPPLEYE JR. |  | 9.62 | 0 | Residential | 1 | FRANKLINVILLE | 8322 | 15 | MERCURY SOLAR SYSTEMS | AC Electric | No | Complete | 2011-03-28 | 2011-06-14 | 2011-06-29 | 2011-06-29
SRP01379 | SREC Solar | GERBER |  | 8.88 | 0 | Residential | 0 | VINCENTOWN | 8088 | 13 | AMPED ON SOLAR | AC Electric | No | Complete | 2011-03-28 | 2011-08-02 | 2011-08-08 | 2011-08-08
SRP01380 | SREC Solar | ROGINA |  | 9.065 | 0 | Residential | 1 | LUMBERTON | 8048 | 13 | MERCURY SOLAR SYSTEMS | PSE&G BPU | No | Complete | 2011-03-28 | 2011-05-31 | 2011-06-10 | 2011-06-10
SRP01381 | SREC Solar | CHANG |  | 4.995 | 0 | Residential | 1 | MAYS LANDING | 8330 | 19 | MERCURY SOLAR SYSTEMS | AC Electric | No | Complete | 2011-03-28 | 2011-07-15 | 2011-07-29 | 2011-07-29
SRP01382 | SREC Solar | WANG |  | 9.9 | 0 | Residential | 0 | PLAINSBORO | 8535 | 17 | SKY HIGH ENERGY, LLC | PSE&G BPU | No | Complete | 2011-03-28 | 2011-12-02 | 2012-02-07 | 2012-02-07
SRP01383 | SREC Solar | CLAUS |  | 9.075 | 0 | Residential | 0 | HILLSBOROUGH | 8844 | 5 | SKY HIGH ENERGY, LLC | PSE&G BPU | No | Complete | 2011-03-28 | 2011-09-19 | 2011-09-28 | 2011-09-28
SRP01384 | SREC Solar | MAURER |  | 3.6 | 0 | Residential | 1 | BUDD LAKE | 7828 | 3 | CORBIN SOLAR SOLUTIONS, LLC | JCP&L | No | Complete | 2011-03-28 | 2011-11-30 | 2012-01-13 | 2012-01-13
SRP01385 | SREC Solar | LOFTISS |  | 6.665 | 0 | Residential | 1 | BRICK | 8724 | 18 | CORBIN SOLAR SOLUTIONS, LLC | JCP&L | No | Complete | 2011-03-28 | 2011-07-19 | 2011-07-27 | 2011-07-27
SRP01386 | SREC Solar | JAROZYNSKI |  | 10.175 | 0 | Residential | 0 | ELMER | 8318 | 16 | ASTRUM SOLAR, LLC | AC Electric | No | Complete | 2011-03-28 | 2011-07-26 | 2011-08-02 | 2011-08-02
SRP01395 | SREC Solar | WESTERLAND |  | 9.02 | 0 | Residential | 1 | RIO GRANDE | 8242 | 21 | TRINITY HEATING AND AIR | AC Electric | No | Complete | 2011-03-28 | 2011-06-22 | 2011-07-06 | 2011-07-06
SRP01396 | SREC Solar | HAUER |  | 7.38 | 0 | Residential | 1 | TRENTON | 8690 | 12 | TRINITY HEATING AND AIR | PSE&G BPU | No | Complete | 2011-03-28 | 2011-06-01 | 2011-06-10 | 2011-06-10
SRP01397 | SREC Solar | MORROW |  | 8.14 | 0 | Residential | 1 | COLUMBUS | 8022 | 13 | TRINITY HEATING AND AIR | PSE&G BPU | No | Complete | 2011-03-28 | 2011-05-24 | 2011-06-10 | 2011-06-10
SRP01398 | SREC Solar | ABRAMOWITZ |  | 6.11 | 0 | Residential | 1 | JACKSON | 8527 | 18 | TRINITY HEATING AND AIR | JCP&L | No | Complete | 2011-03-28 | 2011-07-12 | 2011-07-29 | 2011-07-29
SRP01400 | SREC Solar | WALTERS |  | 6.765 | 0 | Residential | 1 | KENDAL PARK | 8824 | 11 | TRINITY HEATING AND AIR | PSE&G BPU | No | Complete | 2011-03-28 | 2011-06-03 | 2011-06-27 | 2011-06-27
SRP01401 | SREC Solar | DUNDORF |  | 9.075 | 0 | Residential |  | HILLSBOROUGH | 8844 | 5 | SKY HIGH ENERGY, LLC | PSE&G BPU | No | Complete | 2011-03-28 | 2011-10-11 | 2011-11-09 | 2011-11-09
SRP01402 | SREC Solar | TORTORELLO |  | 12.505 | 0 | Residential | 1 | TOMS RIVER | 8757 | 18 | TRINITY HEATING AND AIR | JCP&L | No | Complete | 2011-03-28 | 2011-07-22 | 2011-08-03 | 2011-08-03
SRP01404 | SREC Solar | EMRICH |  | 6.56 | 0 | Residential | 1 | MANCHESTER | 8759 | 18 | TRINITY HEATING AND AIR | JCP&L | No | Complete | 2011-03-28 | 2011-07-13 | 2011-08-10 | 2011-08-10
SRP01405 | SREC Solar | FUHR |  | 4.7 | 0 | Residential | 1 | LAKEWOOD | 8701 | 18 | TRINITY HEATING AND AIR | JCP&L | No | Complete | 2011-03-28 | 2011-05-06 | 2011-05-13 | 2011-05-13
SRP01406 | SREC Solar | LIBASSI |  | 7.77 | 0 | Residential | 1 | JACKSON | 8527 | 18 | TRINITY HEATING AND AIR | JCP&L | No | Complete | 2011-03-28 | 2011-06-17 | 2011-07-29 | 2011-07-29
SRP01407 | SREC Solar | FELTON |  | 10.25 | 0 | Residential | 1 | LAKEWOOD | 8701 | 18 | TRINITY HEATING AND AIR | JCP&L | No | Complete | 2011-03-28 | 2011-05-09 | 2011-05-26 | 2011-05-26
SRP01408 | SREC Solar | BENSON | DELMINELLI OPTICIAN | 16.605 | 0 | Commercial | 0 | NEWTON | 7860 | 1 | TRINITY HEATING AND AIR | JCP&L | No | Complete | 2011-03-28 | 2011-06-22 | 2011-07-06 | 2011-07-06
SRP01409 | SREC Solar | FAZIO |  | 9.635 | 0 | Residential | 1 | TOMS RIVER | 8757 | 18 | TRINITY HEATING AND AIR | JCP&L | No | Complete | 2011-03-28 | 2011-07-12 | 2011-07-21 | 2011-07-21
SRP01410 | SREC Solar | TUCCI | BALLAMOR GOLF HOLDING CORP | 49.14 | 0 | Commercial | 0 | EGG HARBOR TOWNSHIP | 8234 | 19 | DEERFIELD ELECTRIC LLC | AC Electric | No | Complete | 2011-03-28 | 2011-10-11 | 2012-02-02 | 2012-02-02
SRP01411 | SREC Solar | TUCCI | BALLAMOR GOLF HOLDING CORP | 105.84 | 0 | Commercial | 0 | EGG HARBOR TOWNSHIP | 8234 | 19 | DEERFIELD ELECTRIC LLC | AC Electric | No | Complete | 2011-03-28 | 2011-10-11 | 2011-11-10 | 2011-11-10
SRP01412 | SREC Solar | TUCCI | BALLAMOR GOLF HOLDING CORP | 126 | 0 | Commercial | 0 | EGG HARBOR TOWNSHIP | 8234 | 19 | DEERFIELD ELECTRIC LLC | AC Electric | No | Complete | 2011-03-28 | 2011-10-11 | 2011-11-10 | 2011-11-10
SRP01414 | SREC Solar | ROSENTHAL |  | 11.47 | 0 | Residential | 0 | LAKEWOOD | 8701 | 18 | GREEN POWER DEVELOPERS, LLC | JCP&L | No | Complete | 2011-03-28 | 2011-04-04 | 2011-06-07 | 2011-06-07
SRP01415 | SREC Solar | MCCAUGHEY |  | 5.92 | 0 | Residential | 0 | NEW EGYPT | 8533 | 18 | FUTURE SOLUTIONS CONTRACTING, LLC | JCP&L | No | Complete | 2011-03-28 | 2011-07-21 | 2011-08-23 | 2011-08-23
SRP01416 | SREC Solar | LARSON | SOUTH STATE INC | 267.75 | 0 | Commercial | 0 | BRIDGETON | 8302 | 20 | SOUTH STATE INC | AC Electric | No | Complete | 2011-03-28 | 2011-05-26 | 2011-07-06 | 2011-07-06
SRP01417 | SREC Solar | LARSON | SOUTH STATE INC | 113.4 | 0 | Commercial | 0 | BRIDGETON | 8302 | 20 | DEERFIELD ELECTRIC LLC | AC Electric | No | Complete | 2011-03-28 | 2012-01-23 | 2012-02-17 | 2012-02-17
SRP01418 | SREC Solar | FERRARO |  | 3.15 | 0 | Residential | 0 | KINNELON | 7405 | 3 | RENEWERGY SOLUTIONS GROUP, LLC DBA | Unknown | No | Complete | 2011-03-28 | 2011-08-03 | 2011-09-28 | 2011-09-28
SRP01420 | SREC Solar | KUSER | FERNBROOK FARMS | 16.1 | 0 | Commercial | 0 | CHESTERFIELD | 8515 | 13 | 4 BESTSOLAR | PSE&G BPU | No | Complete | 2011-03-28 | 2011-09-09 | 2011-11-03 | 2011-11-03
SRP01421 | SREC Solar | BARBATO | BILANGE, LLC | 81.9 | 0 | Commercial | 0 | RANDOLPH | 7869 | 3 | NJ SOLAR POWER, LLC | JCP&L | No | Complete | 2011-03-28 | 2011-09-07 | 2012-04-19 | 2012-04-19
SRP01422 | SREC Solar | GORDON | WESTCHESTER MACHINERY | 97.02 | 0 | Commercial | 0 | FLANDERS | 7836 | 3 | NJ SOLAR POWER, LLC | JCP&L | No | Complete | 2011-03-28 | 2011-06-10 | 2011-06-30 | 2011-06-30
SRP01424 | SREC Solar | CAMPBELL |  | 6.97 | 0 | Residential | 0 | SEWELL | 8080 | 15 | TRINITY HEATING AND AIR | AC Electric | No | Complete | 2011-03-28 | 2011-07-18 | 2011-07-29 | 2011-07-29
SRP01425 | SREC Solar | ALTON |  | 7.995 | 0 | Residential | 0 | HILLSBOROUGH | 8844 | 5 | TRINITY HEATING AND AIR | PSE&G BPU | No | Complete | 2011-03-28 | 2011-07-08 | 2011-07-19 | 2011-07-19
SRP01426 | SREC Solar | GARCIA |  | 10.81 | 0 | Residential | 1 | NEWARK | 7108 | 9 | TRINITY HEATING AND AIR | PSE&G BPU | No | Complete | 2011-03-28 | 2012-01-13 | 2012-02-22 | 2012-02-22
SRP01427 | SREC Solar | LIN |  | 9.02 | 0 | Residential | 1 | NORTH BRUNSWICK | 8902 | 11 | TRINITY HEATING AND AIR | PSE&G BPU | No | Complete | 2011-03-28 | 2011-06-22 | 2011-07-06 | 2011-07-06
SRP01428 | SREC Solar | JOHNSON |  | 7.38 | 0 | Residential | 1 | COLUMBUS | 8022 | 13 | TRINITY HEATING AND AIR | PSE&G BPU | No | Complete | 2011-03-28 | 2011-05-26 | 2011-06-27 | 2011-06-27
SRP01429 | SREC Solar | HEINKEL |  | 9.02 | 0 | Residential | 1 | SEWELL | 8080 | 15 | TRINITY HEATING AND AIR | AC Electric | No | Complete | 2011-03-28 | 2011-06-10 | 2011-07-12 | 2011-07-12
SRP01430 | SREC Solar | RINTEL |  | 10.12 | 0 | Residential | 1 | JACKSON | 8527 | 18 | TRINITY HEATING AND AIR | JCP&L | No | Complete | 2011-03-28 | 2011-07-27 | 2011-08-08 | 2011-08-08
SRP01431 | SREC Solar | DUHAN |  | 6.44 | 0 | Residential | 1 | JACKSON | 8527 | 18 | TRINITY HEATING AND AIR | JCP&L | No | Complete | 2011-03-28 | 2011-07-13 | 2011-08-23 | 2011-08-23
SRP01432 | SREC Solar | NOVAK |  | 7.995 | 0 | Residential | 1 | ALLENTOWN | 8501 | 17 | TRINITY HEATING AND AIR | PSE&G BPU | No | Complete | 2011-03-28 | 2011-05-26 | 2011-06-27 | 2011-06-27
SRP01433 | SREC Solar | PARTIN |  | 4.92 | 0 | Residential | 1 | TURNERSVILLE | 8012 | 14 | TRINITY HEATING AND AIR | AC Electric | No | Complete | 2011-03-28 | 2011-06-15 | 2011-07-06 | 2011-07-06
SRP01434 | SREC Solar | O'BRIEN |  | 9.02 | 0 | Residential | 1 | TOMS RIVER | 8757 | 18 | TRINITY HEATING AND AIR | JCP&L | No | Complete | 2011-03-28 | 2011-07-08 | 2011-07-29 | 2011-07-29
SRP01435 | SREC Solar | GASPER | IKEA US EAST, LLC | 637.56 | 0 | Commercial | 1 | PARAMUS | 7652 | 7 | REC SOLAR, INC. | PSE&G BPU | No | Complete | 2011-03-28 | 2012-05-01 | 2012-05-15 | 2012-05-15
SRP01436 | SREC Solar | SOUDAN | LOCK UP LIVINGSTON, LLC | 178.36 | 0 | Commercial | 1 | LIVINGSTON | 7039 | 9 | PRO-TECH ENERGY SOLUTIONS | JCP&L | No | Complete | 2011-03-28 | 2011-07-22 | 2011-08-31 | 2011-08-31
SRP01438 | SREC Solar | MERGET |  | 6.24 | 0 | Residential | 1 | MARGATE | 8402 | 19 | RCL ENTERPRISES INC. | AC Electric | No | Complete | 2011-03-28 | 2011-08-05 | 2011-10-04 | 2011-10-04
SRP01439 | SREC Solar | FORLENZA | PINNACLE PLUMBING | 9.66 | 0 | Commercial | 0 | BAYVILLE | 8721 | 18 | NOVA ALTERNATIVE ENERGY SYSTEMS LLC | JCP&L | No | Complete | 2011-03-28 | 2011-07-08 | 2011-07-19 | 2011-07-19
SRP01441 | SREC Solar | RAZZANO |  | 10.045 | 0 | Residential | 1 | NORTH BRUNSWICK | 8902 | 11 | TRINITY HEATING AND AIR | PSE&G BPU | No | Complete | 2011-03-28 | 2011-06-10 | 2011-06-30 | 2011-06-30
SRP01442 | SREC Solar | BLOCK |  | 7.05 | 0 | Residential | 1 | MONROE | 8831 | 11 | TRINITY HEATING AND AIR | JCP&L | No | Complete | 2011-03-28 | 2011-06-23 | 2011-07-12 | 2011-07-12
SRP01443 | SREC Solar | CHAMBERS |  | 3.76 | 0 | Residential | 1 | FORKED RIVER | 8731 | 18 | TRINITY HEATING AND AIR | JCP&L | No | Complete | 2011-03-28 | 2011-07-08 | 2011-07-19 | 2011-07-19
SRP01444 | SREC Solar | ARNSTEIN |  | 5.17 | 0 | Residential | 1 | JACKSON | 8527 | 18 | TRINITY HEATING AND AIR | JCP&L | No | Complete | 2011-03-28 | 2011-06-29 | 2011-07-12 | 2011-07-12
SRP01445 | SREC Solar | DEFEIS |  | 5.17 | 0 | Residential | 1 | TOMS RIVER | 8753 | 18 | TRINITY HEATING AND AIR | JCP&L | No | Complete | 2011-03-28 | 2011-06-29 | 2011-07-12 | 2011-07-12
SRP01446 | SREC Solar | RICIGLIANO |  | 9.225 | 0 | Residential | 1 | TOMS RIVER | 8753 | 18 | TRINITY HEATING AND AIR | JCP&L | No | Complete | 2011-03-28 | 2011-05-09 | 2011-05-27 | 2011-05-27
SRP01449 | SREC Solar | DECLEMENTI |  | 9.2 | 0 | Residential |  | LITTLE EGG HARBOR | 8087 | 18 | G-CREW, LLC | AC Electric | No | Complete | 2011-03-28 | 2011-04-08 | 2011-06-10 | 2011-06-10
SRP01451 | SREC Solar | DOWLING | U.A. PIPEFITTERS LOCAL 274 | 38.87 | 0 | Commercial | 1 | RIDGEFIELD | 7657 | 7 | G & S INVESTORS | PSE&G BPU | No | Complete | 2011-03-28 | 2011-08-12 | 2011-09-19 | 2011-09-19
SRP01456 | SREC Solar | MONZO |  | 23.69 | 0 | Residential | 0 | WATERFORD | 8089 | 14 | GO SOLAR ELECTRIC, LLC | AC Electric | No | Complete | 2011-03-28 | 2012-01-09 | 2012-02-09 | 2012-02-09
SRP01457 | SREC Solar | BUONO, JR. |  | 3.68 | 0 | Residential | 0 | SEA ISLE CITY | 8243 | 21 | GO SOLAR ELECTRIC, LLC | AC Electric | No | Complete | 2011-03-28 | 2011-08-16 | 2011-08-23 | 2011-08-23
SRP01458 | SREC Solar | PULLHAM |  | 6.44 | 0 | Residential | 0 | TOMS RIVER | 8753 | 18 | NOVA ALTERNATIVE ENERGY SYSTEMS LLC | JCP&L | No | Complete | 2011-03-28 | 2011-07-08 | 2011-08-05 | 2011-08-05
SRP01459 | SREC Solar | KOHN |  | 9.66 | 0 | Residential | 1 | EAST BRUNSWICK | 8816 | 11 | JD SOLAR SOLUTIONS | PSE&G BPU | No | Complete | 2011-03-28 | 2011-06-16 | 2011-07-15 | 2011-07-15
SRP01460 | SREC Solar | WHETSTONE JR |  | 4.92 | 0 | Residential | 1 | EWING | 8638 | 12 | TRINITY HEATING AND AIR | PSE&G BPU | No | Complete | 2011-03-28 | 2011-07-12 | 2011-07-29 | 2011-07-29
SRP01461 | SREC Solar | SHENKUS |  | 9.62 | 0 | Residential | 1 | NORTHFIELD | 8225 | 19 | MERCURY SOLAR SYSTEMS | AC Electric | No | Complete | 2011-03-28 | 2011-06-29 | 2011-07-12 | 2011-07-12
SRP01462 | SREC Solar | HURST | S & T LAND DEVELOPMENT | 24.84 | 0 | Commercial | 1 | BRICK | 8723 | 18 | FOUR POINT GREEN ENERGY | JCP&L | No | Complete | 2011-03-28 | 2012-02-20 | 2012-03-28 | 2012-03-28
SRP01464 | SREC Solar | HERSHKOWITZ | CONG BNOS YAKOV | 61.05 | 0 | Commercial | 1 | LAKEWOOD | 8701 | 18 | AROSA SOLAR ENERGY, INC | JCP&L | No | Complete | 2011-03-28 | 2011-07-13 | 2011-11-21 | 2011-11-21
SRP01465 | SREC Solar | HERSHKOWITZ | CONG BNOS YAKOV | 27.75 | 0 | Commercial | 1 | LAKEWOOD | 8701 | 18 | AROSA SOLAR ENERGY, INC | JCP&L | No | Complete | 2011-03-28 | 2011-07-13 | 2011-07-22 | 2011-07-22
SRP01466 | SREC Solar | FORTUNATO JR | BUTLER CAREY ASSOCIATES | 17.64 | 0 | Non Profit | 0 | BUTLER | 7405 | 3 | PFISTER MAINTENANCE, INC. | Unknown | No | Complete | 2011-03-28 | 2011-07-26 | 2011-08-31 | 2011-08-31
SRP01471 | SREC Solar | METCALF | HHM CONTRACTING CORP | 9.36 | 0 | Commercial | 1 | MONROEVILLE | 8343 | 16 | ALTERNATIVE ELECTRIC, INC. | AC Electric | No | Complete | 2011-03-28 | 2012-02-02 | 2012-03-22 | 2012-03-22
SRP01473 | SREC Solar | DOUGHMAN | BAPTIST HOME OF SOUTH JERSEY | 147.36 | 0 | Non Profit | 0 | RIVERTON | 8077 | 13 | 4 BESTSOLAR | PSE&G BPU | No | Complete | 2011-03-28 | 2012-03-27 | 2012-04-23 | 2012-04-23
SRP01474 | SREC Solar | STREICH | GLOUCESTER TERMINALS, LLC | 9001.656 | 0 | Commercial | 1 | GLOUCESTER CITY | 8030 | 14 | SUNPOWER CORPORATION | PSE&G BPU | No | Complete | 2011-03-28 | 2011-11-07 | 2011-12-09 | 2011-12-09
SRP01475 | SREC Solar | COLE | THE GROVE WEST/SHEWSBURY COMMN | 2.3 | 0 | Commercial | 0 | SHREWSBURY | 7702 | 17 | SEA BRIGHT SOLAR, LLC | JCP&L | No | Complete | 2011-03-28 | 2011-09-13 | 2011-10-13 | 2011-10-13
SRP01476 | SREC Solar | SOUDAN | LOCK UP WESTWOOD LLC | 136.22 | 0 | Commercial | 1 | WESTWOOD | 7675 | 7 | PRO-TECH ENERGY SOLUTIONS | PSE&G BPU | No | Complete | 2011-03-28 | 2011-07-21 | 2011-09-29 | 2011-09-29
SRP01477 | SREC Solar | JANES | FOAM FAIR INDUSTRIES | 4.2 | 0 | Commercial | 1 | WESTVILLE | 8093 | 15 | MERCURY SOLAR SYSTEMS | PSE&G BPU | No | Complete | 2011-03-28 | 2011-09-30 | 2011-10-17 | 2011-10-17
SRP01478 | SREC Solar | JANES | FOAM FAIR INDUSTRIES | 18.48 | 0 | Commercial | 1 | WESTVILLE | 8093 | 15 | MERCURY SOLAR SYSTEMS | PSE&G BPU | No | Complete | 2011-03-28 | 2011-09-30 | 2011-10-17 | 2011-10-17
SRP01479 | SREC Solar | BUSH |  | 2.8 | 0 | Residential | 0 | TOMS RIVER | 8757 | 18 | NOVA ALTERNATIVE ENERGY SYSTEMS LLC | JCP&L | No | Complete | 2011-03-28 | 2011-07-27 | 2011-08-05 | 2011-08-05
SRP01480 | SREC Solar | PATEL |  | 3.6 | 0 | Residential | 0 | NORTH BRUNSWICK | 8902 | 11 | 1ST LIGHT ENERGY, INC. | PSE&G BPU | No | Complete | 2011-03-28 | 2011-07-05 | 2011-08-05 | 2011-08-05
SRP01481 | SREC Solar | PRASAD |  | 4.5 | 0 | Residential | 0 | EDISON | 8820 | 11 | 1ST LIGHT ENERGY, INC. | PSE&G BPU | No | Complete | 2011-03-28 | 2011-05-12 | 2011-10-26 | 2011-10-26
SRP01482 | SREC Solar | SIMMONS |  | 7.6 | 0 | Residential | 0 | COLUMBIA | 7832 | 2 | SONIC DEVELOPMENT INC | JCP&L | No | Complete | 2011-03-28 | 2011-07-22 | 2011-12-16 | 2011-12-16
SRP01485 | SREC Solar | GASPER | IKEA US EAST, LLC | 425.04 | 0 | Commercial | 1 | PARAMUS | 7652 | 7 | REC SOLAR, INC. | PSE&G BPU | No | Complete | 2011-03-28 | 2012-05-01 | 2012-05-18 | 2012-05-18
SRP01487 | SREC Solar | ISSA | WINDSOR CRESCENT, LLC | 20.165 | 0 | Commercial | 0 | JACKSON | 8527 | 18 | FUTURE SOLUTIONS CONTRACTING, LLC | JCP&L | No | Complete | 2011-03-28 | 2012-04-26 | 2012-05-10 | 2012-05-10
SRP01488 | SREC Solar | ISSA | WHITNEY CRESCENT, LLC | 20.02 | 0 | Commercial | 0 | GLASSBORO | 8648 | 12 | FUTURE SOLUTIONS CONTRACTING, LLC | AC Electric | No | Complete | 2011-03-28 | 2011-07-29 | 2011-11-29 | 2011-11-29
SRP01489 | SREC Solar | GRANT |  | 12.15 | 0 | Residential | 1 | EGG HARBOR TOWNSHIP | 8234 | 19 | MERCURY SOLAR SYSTEMS | AC Electric | No | Complete | 2011-03-28 | 2011-06-22 | 2011-07-06 | 2011-07-06
SRP01490 | SREC Solar | ROWLINSON |  | 10.36 | 0 | Residential | 1 | MAYS LANDING | 8330 | 19 | MERCURY SOLAR SYSTEMS | AC Electric | No | Complete | 2011-03-28 | 2011-06-29 | 2011-07-15 | 2011-07-15
SRP01493 | SREC Solar | BROGNO |  | 4.6 | 0 | Residential | 1 | PORT MONMOUTH | 7758 | 17 | RELIABLE POWER SERVICES, INC. | JCP&L | No | Complete | 2011-03-28 | 2011-05-13 | 2011-08-17 | 2011-08-17
SRP01494 | SREC Solar | STOHRER |  | 5.98 | 0 | Residential | 1 | BRICK | 8724 | 18 | RELIABLE POWER SERVICES, INC. | JCP&L | No | Complete | 2011-03-28 | 2011-05-26 | 2011-08-17 | 2011-08-17
SRP01495 | SREC Solar | CODY |  | 5.98 | 0 | Residential | 1 | RUMSON | 7760 | 17 | RELIABLE POWER SERVICES, INC. | JCP&L | No | Complete | 2011-03-28 | 2011-08-23 | 2011-08-30 | 2011-08-30
SRP01497 | SREC Solar | DREITLEIN |  | 2.35 | 0 | Residential | 1 | NEW MILFORD | 7646 | 7 | TRINITY HEATING AND AIR | PSE&G BPU | No | Complete | 2011-03-28 | 2011-06-07 | 2011-07-27 | 2011-07-27
SRP01498 | SREC Solar | STAUB |  | 4.6 | 0 | Residential | 1 | MIDDLETOWN | 7748 | 17 | RELIABLE POWER SERVICES, INC. | JCP&L | No | Complete | 2011-03-28 | 2011-11-21 | 2011-12-20 | 2011-12-20
SRP01499 | SREC Solar | SMITH |  | 5.98 | 0 | Residential | 1 | TINTON FALLS | 7724 | 17 | RELIABLE POWER SERVICES, INC. | JCP&L | No | Complete | 2011-03-28 | 2011-09-21 | 2011-12-06 | 2011-12-06
SRP01500 | SREC Solar | CAMP JR |  | 6.11 | 0 | Residential | 1 | CLAYTON | 8312 | 15 | TRINITY HEATING AND AIR | AC Electric | No | Complete | 2011-03-28 | 2011-08-09 | 2011-08-22 | 2011-08-22
SRP01501 | SREC Solar | BOECKLE |  | 11.28 | 2500 | Residential | 0 | MONROEVILLE | 8343 | 16 | ALTERNATIVE ELECTRIC, INC. | AC Electric | No | Complete | 2011-03-28 | 2011-11-17 | 2012-01-24 | 2012-04-04
SRP01502 | SREC Solar | KIRKPATRICK |  | 6.11 | 0 | Residential | 1 | SWEEDSBORO | 8085 | 15 | TRINITY HEATING AND AIR | AC Electric | No | Complete | 2011-03-28 | 2011-07-28 | 2011-08-08 | 2011-08-08
SRP01503 | SREC Solar | BOECKLE | FERRELL FIRE CO | 25.85 | 3619 | Commercial | 1 | MONROEVILLE | 8343 | 16 | ALTERNATIVE ELECTRIC, INC. | AC Electric | No | Complete | 2011-03-28 | 2011-09-20 | 2012-01-24 | 2012-04-04
SRP01504 | SREC Solar | KLAHN |  | 8.74 | 0 | Residential | 1 | PALMYRA | 8065 | 13 | MERCURY SOLAR SYSTEMS | PSE&G BPU | No | Complete | 2011-03-28 | 2011-08-15 | 2011-08-23 | 2011-08-23
SRP01505 | SREC Solar | HOLLAND |  | 3.75 | 0 | Residential | 1 | PALISADES PARK | 7650 | 7 | MERCURY SOLAR SYSTEMS | PSE&G BPU | No | Complete | 2011-03-28 | 2011-08-03 | 2011-08-08 | 2011-08-08
SRP01506 | SREC Solar | VERRETT |  | 6.11 | 0 | Residential | 1 | LUMBERTON | 8048 | 13 | TRINITY HEATING AND AIR | PSE&G BPU | No | Complete | 2011-03-28 | 2011-05-26 | 2011-06-27 | 2011-06-27
SRP01507 | SREC Solar | GAGNON |  | 8.46 | 0 | Residential | 1 | CHERRY HILL | 8002 | 14 | TRINITY SOLAR POWER | PSE&G BPU | No | Complete | 2011-03-28 | 2011-06-01 | 2011-06-10 | 2011-06-10
SRP01508 | SREC Solar | NATOLE |  | 4.7 | 0 | Residential | 1 | COLUMBUS | 8022 | 13 | TRINITY HEATING AND AIR | PSE&G BPU | No | Complete | 2011-03-28 | 2011-04-21 | 2011-06-03 | 2011-06-03
SRP01509 | SREC Solar | FERRETTI |  | 5.74 | 0 | Residential | 1 | LAKEWOOD | 8701 | 18 | TRINITY HEATING AND AIR | JCP&L | No | Complete | 2011-03-28 | 2011-06-29 | 2011-08-04 | 2011-08-04
SRP01510 | SREC Solar | CALDIERE |  | 6.15 | 0 | Residential | 1 | LAKEWOOD | 8701 | 18 | TRINITY HEATING AND AIR | JCP&L | No | Complete | 2011-03-28 | 2011-05-09 | 2011-05-27 | 2011-05-27
SRP01511 | SREC Solar | HARTMAN |  | 4.92 | 0 | Residential | 1 | COLUMBUS | 8022 | 13 | TRINITY HEATING AND AIR | PSE&G BPU | No | Complete | 2011-03-28 | 2011-05-10 | 2011-05-27 | 2011-05-27
SRP01512 | SREC Solar | BUCK |  | 8.2 | 0 | Residential | 1 | SEWELL | 8080 | 15 | TRINITY HEATING AND AIR | AC Electric | No | Complete | 2011-03-28 | 2011-08-02 | 2011-08-08 | 2011-08-08
SRP01513 | SREC Solar | PANZERA |  | 7.755 | 0 | Residential | 1 | FREEHOLD | 7728 | 17 | TRINITY HEATING AND AIR | JCP&L | No | Complete | 2011-03-28 | 2011-10-14 | 2011-11-29 | 2011-11-29
SRP01514 | SREC Solar | SOMMER |  | 5.17 | 0 | Residential | 1 | COLUMBUS | 8022 | 13 | TRINITY HEATING AND AIR | PSE&G BPU | No | Complete | 2011-03-28 | 2011-06-14 | 2011-06-30 | 2011-06-30
SRP01515 | SREC Solar | GALE |  | 5.125 | 0 | Residential | 1 | SCOTCH PLAINS | 7076 | 10 | TRINITY HEATING AND AIR | PSE&G BPU | No | Complete | 2011-03-28 | 2011-07-25 | 2011-08-03 | 2011-08-03
SRP01516 | SREC Solar | GRACO |  | 3.29 | 0 | Residential | 1 | COLUMBUS | 8022 | 13 | TRINITY HEATING AND AIR | PSE&G BPU | No | Complete | 2011-03-28 | 2011-04-21 | 2011-05-03 | 2011-05-03
SRP01517 | SREC Solar | CATONA |  | 2.16 | 0 | Residential | 0 | BLOOMFIELD | 7003 | 9 | 4 BESTSOLAR | PSE&G BPU | No | Complete | 2011-03-28 | 2011-07-19 | 2011-09-28 | 2011-09-28
SRP01518 | SREC Solar | WEISSENRIEDER |  | 13.05 | 0 | Residential | 0 | BOONTON | 7005 | 3 | MERCURY SOLAR SYSTEMS | JCP&L | No | Complete | 2011-03-28 | 2011-07-25 | 2011-08-03 | 2011-08-03
SRP01519 | SREC Solar | BECKER |  | 8.325 | 0 | Residential | 1 | EGG HARBOR CITY | 8215 | 19 | MERCURY SOLAR SYSTEMS | AC Electric | No | Complete | 2011-03-28 | 2011-05-06 | 2011-05-13 | 2011-05-13
SRP01520 | SREC Solar | CLUNE |  | 7.7 | 0 | Residential | 0 | BRANCHVILLE | 7826 | 1 | EAST COAST ALTERNATIVE ENERGY | JCP&L | No | Complete | 2011-03-28 | 2011-06-29 | 2011-07-12 | 2011-07-12
SRP01521 | SREC Solar | KAIAFAS | THE NEW GOLDEN DAWN DINER | 321.84 | 0 | Commercial | 0 | EDGEWATER | 8010 | 13 | GO SOLAR ELECTRIC, LLC | PSE&G BPU | No | Complete | 2011-03-28 | 2012-05-02 | 2012-05-15 | 2012-05-15
SRP01522 | SREC Solar | INGEMI |  | 6.9 | 0 | Commercial | 0 | HAMMONTON | 8037 | 19 | GO SOLAR ELECTRIC, LLC | AC Electric | No | Complete | 2011-03-28 | 2012-05-01 | 2012-05-21 | 2012-05-21
SRP01523 | SREC Solar | INGEMI |  | 31.05 | 0 | Residential | 0 | HAMMONTON | 8037 | 19 | GO SOLAR ELECTRIC, LLC | AC Electric | No | Complete | 2011-03-28 | 2012-05-01 | 2012-05-17 | 2012-05-17
SRP01524 | SREC Solar | BROWN | YESHIVAH GEDOLAH OF CARTARET | 10.125 | 0 | School Other | 1 | CARTARET | 7008 | 11 | PURHARVEST ENERGY, LLC LAKEWOOD | PSE&G BPU | No | Complete | 2011-03-28 | 2011-06-17 | 2011-08-17 | 2011-08-17
SRP01525 | SREC Solar | BROWN | YESHIVAH GEDOLAH OF CARTARET | 17.55 | 0 | School Other | 1 | CARTARET | 7008 | 11 | PURHARVEST ENERGY, LLC LAKEWOOD | PSE&G BPU | No | Complete | 2011-03-28 | 2011-06-17 | 2011-08-17 | 2011-08-17
SRP01526 | SREC Solar | JANES | FOAM FAIR INDUSTRIES | 27.72 | 0 | Commercial | 1 | WESTVILLE | 8093 | 15 | MERCURY SOLAR SYSTEMS | PSE&G BPU | No | Complete | 2011-03-28 | 2011-09-30 | 2011-10-17 | 2011-10-17
SRP01527 | SREC Solar | ZUCKER |  | 8.775 | 0 | Residential | 0 | LAKEWOOD | 8701 | 18 | PURHARVEST ENERGY, LLC LAKEWOOD | JCP&L | No | Complete | 2011-03-30 | 2011-04-08 | 2011-07-06 | 2011-07-06
SRP01528 | SREC Solar | RESSNER | EARTH FRIENDLY ORGANIC FARM, LLC | 10.175 | 0 | Farm | 0 | CLARKSBURG | 8510 | 17 | ASTRUM SOLAR, LLC | JCP&L | No | Complete | 2011-03-28 | 2011-08-05 | 2011-08-29 | 2011-08-29
SRP01529 | SREC Solar | DECESARE |  | 13.875 | 0 | Residential | 0 | RINGOES | 8551 | 4 | ASTRUM SOLAR, LLC | JCP&L | No | Complete | 2011-03-28 | 2011-07-27 | 2011-08-04 | 2011-08-04
SRP01530 | SREC Solar | VALENZANO | VALENZANO WINERY | 47 | 0 | Commercial | 1 | INDIAN MILLS | 8088 | 13 | SOLULAR LLC/RWD CONSULTANTS | AC Electric | No | Complete | 2011-03-28 | 2011-11-16 | 2011-12-14 | 2011-12-14
SRP01531 | SREC Solar | STEIFF | CONGREGATION FOREST PARK | 16.875 | 0 | Non Profit | 1 | LAKEWOOD | 8701 | 18 | PURHARVEST ENERGY, LLC LAKEWOOD | JCP&L | No | Complete | 2011-03-28 | 2011-04-08 | 2011-06-29 | 2011-06-29
SRP01532 | SREC Solar | VALENZANO | VALENZANO WINERY | 42.3 | 0 | Commercial | 1 | INDIAN MILLS | 8088 | 13 | SOLULAR LLC. II | AC Electric | No | Complete | 2011-03-28 | 2011-11-16 | 2011-12-14 | 2011-12-14
SRP01533 | SREC Solar | LAPORTA | THE ELLISON SCHOOL | 36.66 | 0 | School Other | 1 | VINELAND | 8361 | 20 | PALMIERI SOLAR SOLUTIONS | Vineland Muni Elec | No | Complete | 2011-03-28 | 2011-08-12 | 2012-01-05 | 2012-01-05
SRP01534 | SREC Solar | LAPORTA | THE ELLISON SCHOOL | 64.155 | 0 | School Other | 1 | VINELAND | 8361 | 20 | PALMIERI SOLAR SOLUTIONS | Vineland Muni Elec | No | Complete | 2011-03-28 | 2011-09-26 | 2012-01-05 | 2012-01-05
SRP01537 | SREC Solar | OLSON | NEW JERSEY AMERICAN WATER COMPA | 151.47 | 0 | Commercial | 0 | FARMINGDALE | 7727 | 17 | ENERACTIVE SOLUTIONS, LLC | JCP&L | No | Complete | 2011-03-28 | 2011-11-15 | 2011-12-14 | 2011-12-14
SRP01538 | SREC Solar | AHMAD |  | 12.6 | 0 | Residential |  | MONROE TWP | 8831 | 11 | ECLIPSE SOLAR | JCP&L | No | Complete | 2011-04-04 | 2011-10-11 | 2011-10-28 | 2011-10-28
SRP01539 | SREC Solar | ROTTENGEN |  | 6.24 | 0 | Residential | 0 | HOPE | 7844 | 2 | EAST COAST ALTERNATIVE ENERGY | JCP&L | No | Complete | 2011-04-04 | 2011-06-15 | 2011-07-06 | 2011-07-06
SRP01540 | SREC Solar | BAJGIER LEUTHY |  | 6.63 | 0 | Residential | 1 | CHERRY HILL | 8003 | 14 | P3 POWER SYSTEMS, LLC | PSE&G BPU | No | Complete | 2011-04-04 | 2011-07-12 | 2011-08-22 | 2011-08-22
SRP01541 | SREC Solar | RECA | RIDER UNIVERSITY | 739.2 | 0 | Commercial |  | LAWRENCEVILLE | 8648 | 12 | ALTERIS RENEWABLES | PSE&G BPU | Yes | Complete | 2011-04-04 | 2011-11-14 | 2012-01-19 | 2012-01-19
SRP01542 | SREC Solar | GRADY | CENTER SUN LLC | 493.5 | 0 | Commercial | 0 | HOLMDEL | 7733 | 17 | SOCORE ENERGY | JCP&L | No | Complete | 2011-04-04 | 2011-08-24 | 2011-09-29 | 2011-09-29
SRP01543 | SREC Solar | GNIEWYK | MAINLAND REGIONAL H.S. BOE | 276.36 | 0 | Commercial | 0 | LINWOOD | 8221 | 19 | RAY ANGELINI II | AC Electric | No | Complete | 2011-04-04 | 2011-07-18 | 2011-07-27 | 2011-07-27
SRP01544 | SREC Solar | WONG |  | 4.3 | 0 | Residential | 0 | WALDWICK | 7463 | 7 | ALTERIS RENEWABLES | PSE&G BPU | No | Complete | 2011-04-04 | 2011-07-15 | 2011-08-31 | 2011-08-31
SRP01546 | SREC Solar | MENSAH |  | 7.05 | 0 | Residential | 1 | ATCO | 8004 | 14 | TRINITY HEATING AND AIR | AC Electric | No | Complete | 2011-04-04 | 2011-07-18 | 2011-07-29 | 2011-07-29
SRP01547 | SREC Solar | LIN |  | 6.44 | 0 | Residential | 0 | EDISON | 8820 | 11 | 1ST LIGHT ENERGY, INC. | PSE&G BPU | No | Complete | 2011-04-04 | 2011-08-16 | 2011-11-21 | 2011-11-21
SRP01548 | SREC Solar | SZCZECH |  | 5.16 | 0 | Residential | 0 | TOMS RIVER | 8757 | 18 | KOPP ELECTRIC COMPANY | JCP&L | No | Complete | 2011-04-04 | 2011-07-12 | 2011-08-10 | 2011-08-10
SRP01549 | SREC Solar | BROWN | NJ CARDIOLOGY ASSOCIATES | 10.12 | 0 | Commercial | 0 | WEST ORANGE | 7052 | 9 | DONNELLY ENERGY SOLUTIONS | PSE&G BPU | No | Complete | 2011-04-04 | 2011-05-03 | 2011-06-15 | 2011-06-15
SRP01550 | SREC Solar | BIONDO |  | 10.34 | 0 | Residential | 0 | FLEMINGTON | 8822 | 4 | REC SOLAR, INC. | JCP&L | No | Complete | 2011-04-04 | 2011-08-05 | 2011-08-31 | 2011-08-31
SRP01551 | SREC Solar | SWERDLOFF |  | 6.44 | 0 | Residential | 0 | NEW BRUNSWICK | 8901 | 11 | REC SOLAR, INC. | PSE&G BPU | No | Complete | 2011-04-04 | 2011-08-16 | 2011-09-09 | 2011-09-09
SRP01552 | SREC Solar | SCHMIDT |  | 5.98 | 0 | Residential | 1 | CLIFTON | 7014 | 6 | REC SOLAR, INC. | PSE&G BPU | No | Complete | 2011-04-04 | 2011-09-21 | 2011-10-04 | 2011-10-04
SRP01553 | SREC Solar | JOHNSON |  | 8.74 | 0 | Residential | 1 | BELFORD | 7718 | 17 | RELIABLE POWER SERVICES, INC. | JCP&L | No | Complete | 2011-04-04 | 2011-05-13 | 2011-08-17 | 2011-08-17
SRP01555 | SREC Solar | FORTUNATO JR. | 525 WANAQUE AVE ASSOCIATES LLC | 18.62 | 0 | Commercial | 0 | POMPTON LAKES | 7442 | 6 | PFISTER MAINTENANCE, INC. | JCP&L | No | Complete | 2011-04-04 | 2011-08-31 | 2011-10-04 | 2011-10-04
SRP01557 | SREC Solar | LAM |  | 5.17 | 0 | Residential | 0 | EAST BRUNSWICK | 8816 | 11 | REC SOLAR, INC. | PSE&G BPU | No | Complete | 2011-04-04 | 2011-08-29 | 2011-11-15 | 2011-11-15
SRP01558 | SREC Solar | KOCH |  | 10.34 | 0 | Residential |  | FLEMINGTON | 8822 | 4 | REC SOLAR, INC. | JCP&L | No | Complete | 2011-04-04 | 2011-08-30 | 2011-09-06 | 2011-09-06
SRP01559 | SREC Solar | BORREL | PINELAND LEARNING CENTER | 37.73 | 0 | School Other | 1 | VINELAND | 8360 | 20 | PFISTER MAINTENANCE, INC. | Vineland Muni Elec | No | Complete | 2011-04-04 | 2011-08-31 | 2011-12-16 | 2011-12-16
SRP01561 | SREC Solar | DRAGO |  | 14.08 | 0 | Residential | 0 | CLARK | 7066 | 10 | KOPP ELECTRIC COMPANY | PSE&G BPU | No | Complete | 2011-04-04 | 2011-05-25 | 2011-06-10 | 2011-06-10
SRP01562 | SREC Solar | NOVACK |  | 13.57 | 0 | Residential | 0 | FRENCHTOWN | 8825 | 4 | PINNACLE SOLAR GROUP | JCP&L | No | Complete | 2011-04-04 | 2011-08-08 | 2011-09-06 | 2011-09-06
SRP01563 | SREC Solar | JACOUBS | HARRY'S LOBSTER HOUSE | 9.87 | 0 | Commercial | 1 | SEA BRIGHT | 7760 | 17 | GARDEN STATE SOLAR LLC | JCP&L | No | Complete | 2011-04-04 | 2011-05-03 | 2011-07-19 | 2011-07-19
SRP01565 | SREC Solar | SMITH |  | 7.74 | 0 | Residential | 1 | MAYS LANDING | 8330 | 19 | RCL ENTERPRISES INC. | AC Electric | No | Complete | 2011-04-04 | 2011-05-31 | 2011-07-15 | 2011-07-15
SRP01566 | SREC Solar | DROGIN | DROGIN ASSOCIATES | 92.4 | 0 | Commercial | 1 | SECAUCUS | 7094 | 8 | G & S INVESTORS | PSE&G BPU | No | Complete | 2011-04-04 | 2012-07-13 | 2012-09-17 | 2012-09-17
SRP01567 | SREC Solar | DIRAIMONDO |  | 3.6 | 0 | Residential | 1 | TOMS RIVER | 8755 | 18 | CORBIN SOLAR SOLUTIONS, LLC | JCP&L | No | Complete | 2011-04-04 | 2011-07-27 | 2011-08-05 | 2011-08-05
SRP01568 | SREC Solar | DROGIN | DROGIN ASSOCIATES | 187.88 | 0 | Commercial | 1 | SECAUCUS | 7094 | 8 | G & S INVESTORS | PSE&G BPU | No | Complete | 2011-04-04 | 2012-07-13 | 2012-09-17 | 2012-09-17
SRP01569 | SREC Solar | LEITENBERGER |  | 12.58 | 0 | Residential | 1 | MT. HOLLY | 8060 | 13 | MERCURY SOLAR SYSTEMS | PSE&G BPU | No | Complete | 2011-04-04 | 2011-07-08 | 2011-07-19 | 2011-07-19
SRP01571 | SREC Solar | PACELLI | OAK HILL ACADEMY | 111.32 | 0 | School Other | 0 | LINCROFT | 7738 | 17 | MERCURY SOLAR SYSTEMS | JCP&L | No | Complete | 2011-04-04 | 2012-06-27 | 2012-07-18 | 2012-07-18
SRP01573 | SREC Solar | GALLAGHER |  | 5.52 | 0 | Residential | 1 | WARETOWN | 8758 | 18 | TRINITY HEATING AND AIR | JCP&L | No | Complete | 2011-04-04 | 2011-09-29 | 2011-10-12 | 2011-10-12
SRP01574 | SREC Solar | PACELLI | ONE HILL ACADEMY | 21.16 | 0 | School Other | 0 | LINCROFT | 7738 | 17 | MERCURY SOLAR SYSTEMS | JCP&L | No | Complete | 2011-04-04 | 2012-04-16 | 2012-05-17 | 2012-05-17
SRP01575 | SREC Solar | PACELLI | OAK HILL ACADEMY | 26.91 | 0 | School Other | 0 | LINCROFT | 7738 | 17 | MERCURY SOLAR SYSTEMS | JCP&L | No | Complete | 2011-04-04 | 2012-04-16 | 2012-05-02 | 2012-05-02
SRP01576 | SREC Solar | EMERY |  | 7.52 | 0 | Residential | 1 | NEW EGYPT | 8533 | 18 | TRINITY HEATING AND AIR | JCP&L | No | Complete | 2011-04-04 | 2011-07-28 | 2011-08-08 | 2011-08-08
SRP01577 | SREC Solar | SANTIAGO |  | 7.585 | 0 | Residential | 1 | MANCHESTER | 8759 | 18 | TRINITY HEATING AND AIR | JCP&L | No | Complete | 2011-04-04 | 2011-07-27 | 2011-08-08 | 2011-08-08
SRP01578 | SREC Solar | FOXX | STRATO INC. | 600 | 0 | Commercial | 0 | PISCATAWAY | 8854 | 11 | MERCURY SOLAR SYSTEMS | PSE&G BPU | No | Complete | 2011-04-04 | 2011-09-06 | 2011-09-09 | 2011-09-09
SRP01580 | SREC Solar | FOXX | FOXX CREEK FARMS | 21.62 | 0 | Commercial | 0 | HILLSBOROUGH | 8844 | 5 | MERCURY SOLAR SYSTEMS | JCP&L | No | Complete | 2011-04-04 | 2011-11-02 | 2011-11-16 | 2011-11-16
SRP01581 | SREC Solar | FLEISCHER |  | 6.45 | 0 | Residential | 1 | CAPE MAY COURTHOUSE | 8210 | 21 | RCL ENTERPRISES INC. | AC Electric | No | Complete | 2011-04-04 | 2011-05-11 | 2011-06-20 | 2011-06-20
SRP01582 | SREC Solar | FOXX | FOXX CREEK FARMS | 42.78 | 0 | Commercial | 0 | HILLSBOROUGH | 8844 | 5 | MERCURY SOLAR SYSTEMS | JCP&L | No | Complete | 2011-04-04 | 2012-01-25 | 2012-02-17 | 2012-02-17
SRP01584 | SREC Solar | WEBB |  | 9.03 | 0 | Residential | 1 | BARRINGTON | 8007 | 14 | RCL ENTERPRISES INC. | PSE&G BPU | No | Complete | 2011-04-04 | 2011-05-18 | 2011-06-27 | 2011-06-27
SRP01588 | SREC Solar | MILKOWSKI | A.S. MILKOWSKI & SONS | 22.08 | 0 | Commercial | 0 | GLEN GARDNER | 8826 | 4 | GREEN POWER ENERGY LLC | JCP&L | No | Complete | 2011-04-04 | 2011-08-15 | 2011-09-19 | 2011-09-19
SRP01589 | SREC Solar | GAMBLE |  | 6.6 | 0 | Residential | 0 | ATCO | 8004 | 14 | KOPP ELECTRIC COMPANY | AC Electric | No | Complete | 2011-04-04 | 2011-07-19 | 2011-08-10 | 2011-08-10
SRP01592 | SREC Solar | MAY |  | 6.15 | 0 | Residential |  | W. CALDWELL | 7006 | 9 | TRINITY HEATING AND AIR | PSE&G BPU | No | Complete | 2011-04-04 | 2011-05-18 | 2011-06-15 | 2011-06-15
SRP01593 | SREC Solar | SHIU |  | 3.96 | 0 | Residential | 0 | HIGHLAND PARK | 8904 | 11 | REC SOLAR, INC. | PSE&G BPU | No | Complete | 2011-04-04 | 2011-08-23 | 2011-08-30 | 2011-08-30
SRP01594 | SREC Solar | KAUFMAN |  | 3.52 | 0 | Residential | 1 | ENGLISHTOWN | 7726 | 17 | REC SOLAR, INC. | JCP&L | No | Complete | 2011-04-04 | 2011-10-04 | 2011-10-13 | 2011-10-13
SRP01595 | SREC Solar | FEE |  | 8.14 | 0 | Residential | 1 | WILLINGBORO | 8046 | 13 | TRINITY HEATING AND AIR | PSE&G BPU | No | Complete | 2011-04-04 | 2011-05-02 | 2011-05-12 | 2011-05-12
SRP01597 | SREC Solar | O'NEILL |  | 6.11 | 0 | Residential | 1 | EASTAMPTON | 8060 | 13 | TRINITY HEATING AND AIR | PSE&G BPU | No | Complete | 2011-04-04 | 2011-06-29 | 2011-07-12 | 2011-07-12
SRP01599 | SREC Solar | SHELDON |  | 10.8 | 0 | Residential | 1 | HILLSBOROUGH | 8844 | 5 | REC SOLAR, INC. | PSE&G BPU | No | Complete | 2011-04-04 | 2011-09-21 | 2011-09-29 | 2011-09-29
SRP01601 | SREC Solar | RIVLIN |  | 25.85 | 0 | Residential | 1 | LAFAYETTE | 7848 | 1 | REC SOLAR, INC. | JCP&L | No | Complete | 2011-04-04 | 2011-08-24 | 2011-08-31 | 2011-08-31
SRP01602 | SREC Solar | MCCARTHY |  | 12.32 | 0 | Residential | 1 | MORRIS PLAINS | 7950 | 3 | REC SOLAR, INC. | JCP&L | No | Complete | 2011-04-04 | 2011-08-16 | 2011-10-12 | 2011-10-12
SRP01603 | SREC Solar | SCUDERI |  | 8.775 | 0 | Residential | 1 | WARREN | 7059 | 5 | CMA ELECTRIC LLC | JCP&L | No | Complete | 2011-04-04 | 2012-08-16 | 2012-08-23 | 2012-08-23
SRP01604 | SREC Solar | SAFCHINSKY |  | 4.92 | 0 | Residential | 1 | OLD BRIDGE | 8857 | 11 | TRINITY HEATING AND AIR | JCP&L | No | Complete | 2011-04-04 | 2011-06-14 | 2011-06-30 | 2011-06-30
SRP01605 | SREC Solar | HOFFMAN |  | 4.83 | 0 | Residential | 1 | JACKSON | 8527 | 18 | TRINITY HEATING AND AIR | JCP&L | No | Complete | 2011-04-04 | 2011-07-05 | 2011-08-02 | 2011-08-02
SRP01606 | SREC Solar | LAURY |  | 13.8 | 0 | Residential | 0 | ELMER | 8318 | 16 | SOLAR WORKS NJ | AC Electric | No | Complete | 2011-04-04 | 2011-08-10 | 2011-09-28 | 2011-09-28
SRP01607 | SREC Solar | DOLAN |  | 7.56 | 0 | Residential | 1 | PRINCETON | 8540 | 12 | TRINITY HEATING AND AIR | PSE&G BPU | No | Complete | 2011-04-04 | 2011-06-14 | 2011-06-29 | 2011-06-29
SRP01608 | SREC Solar | LOESSEL |  | 5.6 | 0 | Residential | 1 | KENILWORTH | 7033 | 10 | MERCURY SOLAR SYSTEMS | PSE&G BPU | No | Complete | 2011-04-04 | 2011-07-08 | 2011-07-19 | 2011-07-19
SRP01609 | SREC Solar | MULLIN |  | 375.395 | 0 | Residential | 1 | LINWOOD | 8221 | 19 | MERCURY SOLAR SYSTEMS | AC Electric | No | Complete | 2011-04-04 | 2011-06-30 | 2011-07-21 | 2011-07-21
SRP01610 | SREC Solar | BARTEL |  | 8.61 | 0 | Residential | 1 | JACKSON | 8527 | 18 | TRINITY HEATING AND AIR | JCP&L | No | Complete | 2011-04-04 | 2011-11-14 | 2011-12-06 | 2011-12-06
SRP01611 | SREC Solar | TOLERICO |  | 6.9 | 0 | Residential | 1 | MANALAPAN | 7726 | 17 | RELIABLE POWER SERVICES, INC. | JCP&L | No | Complete | 2011-04-04 | 2012-03-27 | 2012-04-23 | 2012-04-23
SRP01612 | SREC Solar | KISTY |  | 5.06 | 0 | Residential | 1 | JACKSON | 8527 | 18 | RELIABLE POWER SERVICES, INC. | JCP&L | No | Complete | 2011-04-04 | 2011-05-13 | 2011-08-17 | 2011-08-17
SRP01614 | SREC Solar | DOHN |  | 16.1 | 0 | Residential | 1 | BAYVILLE | 8721 | 18 | RELIABLE POWER SERVICES, INC. | JCP&L | No | Complete | 2011-04-04 | 2011-12-29 | 2012-01-31 | 2012-01-31
SRP01615 | SREC Solar | CONDON |  | 7.59 | 0 | Residential | 1 | BRIELLE | 8730 | 17 | RELIABLE POWER SERVICES, INC. | JCP&L | No | Complete | 2011-04-04 | 2011-05-13 | 2011-05-27 | 2011-05-27
SRP01616 | SREC Solar | HENDRICKSON |  | 8.28 | 0 | Residential | 1 | RED BANK | 7701 | 17 | RELIABLE POWER SERVICES, INC. | JCP&L | No | Complete | 2011-04-04 | 2011-05-13 | 2011-12-16 | 2011-12-16
SRP01617 | SREC Solar | HALLER |  | 10.25 | 0 | Residential | 1 | MANCHESTER | 8759 | 18 | TRINITY HEATING AND AIR | JCP&L | No | Complete | 2011-04-04 | 2011-10-07 | 2011-10-21 | 2011-10-21
SRP01618 | SREC Solar | KAMPS III |  | 2.35 | 0 | Residential | 1 | BURLINGTON | 8016 | 13 | TRINITY HEATING AND AIR | PSE&G BPU | No | Complete | 2011-04-04 | 2011-06-30 | 2011-07-15 | 2011-07-15
SRP01619 | SREC Solar | MATTEY |  | 6.58 | 0 | Residential | 1 | COLUMBUS | 8022 | 13 | TRINITY HEATING AND AIR | PSE&G BPU | No | Complete | 2011-04-04 | 2011-04-21 | 2011-05-03 | 2011-05-03
SRP01620 | SREC Solar | DOWGIN |  | 5.64 | 0 | Residential | 1 | TRENTON | 8620 | 12 | TRINITY HEATING AND AIR | PSE&G BPU | No | Complete | 2011-04-04 | 2011-06-10 | 2011-06-30 | 2011-06-30
SRP01621 | SREC Solar | RAGUCCI |  | 11.28 | 0 | Residential | 1 | COLUMBUS | 8022 | 13 | TRINITY HEATING AND AIR | PSE&G BPU | No | Complete | 2011-04-04 | 2011-05-09 | 2011-05-26 | 2011-05-26
SRP01623 | SREC Solar | YSON |  | 4.1 | 0 | Residential | 1 | WOODBRIDGE | 7095 | 11 | TRINITY HEATING AND AIR | PSE&G BPU | No | Complete | 2011-04-04 | 2011-05-06 | 2011-05-13 | 2011-05-13
SRP01624 | SREC Solar | COMBS |  | 7.05 | 0 | Residential | 1 | JACKSON | 8527 | 18 | TRINITY HEATING AND AIR | JCP&L | No | Complete | 2011-04-04 | 2011-07-08 | 2011-07-19 | 2011-07-19
SRP01625 | SREC Solar | CLARK |  | 7.05 | 0 | Residential | 1 | COLUMBUS | 8022 | 13 | TRINITY HEATING AND AIR | PSE&G BPU | No | Complete | 2011-04-04 | 2011-08-02 | 2011-08-08 | 2011-08-08
SRP01626 | SREC Solar | SMITH |  | 6.97 | 0 | Residential | 1 | HOWELL | 7731 | 17 | TRINITY HEATING AND AIR | JCP&L | No | Complete | 2011-04-04 | 2011-07-05 | 2011-07-13 | 2011-07-13
SRP01627 | SREC Solar | GLORY |  | 10.73 | 0 | Residential | 1 | MANAHAWKIN | 8050 | 18 | TRINITY HEATING AND AIR | AC Electric | No | Complete | 2011-04-04 | 2011-07-14 | 2011-07-22 | 2011-07-22
SRP01628 | SREC Solar | SALVANI |  | 8.46 | 0 | Residential | 1 | BRICK | 8724 | 18 | TRINITY HEATING AND AIR | JCP&L | No | Complete | 2011-04-04 | 2011-12-28 | 2012-01-31 | 2012-01-31
SRP01629 | SREC Solar | DIGRINDAKIS |  | 10.78 | 0 | Residential |  | WAYNE | 7470 | 6 | SELF INSTALL | PSE&G BPU | No | Complete | 2011-04-04 | 2012-04-11 | 2012-06-18 | 2012-06-18
SRP01630 | SREC Solar | PATEL |  | 2.76 | 0 | Residential |  | EMERSON | 7630 | 7 | ONFORCE SOLAR | PSE&G BPU | No | Complete | 2011-04-04 | 2012-05-07 | 2012-05-21 | 2012-05-21
SRP01631 | SREC Solar | LORENC |  | 9.45 | 0 | Residential | 0 | COLONIA | 7067 | 10 | 1ST LIGHT ENERGY, INC. | PSE&G BPU | No | Complete | 2011-04-04 | 2011-11-22 | 2012-02-24 | 2012-02-24
SRP01632 | SREC Solar | KHAN |  | 4.62 | 0 | Residential | 1 | TEANECK | 7666 | 7 | REC SOLAR, INC. | PSE&G BPU | No | Complete | 2011-04-04 | 2011-09-23 | 2011-10-10 | 2011-10-10
SRP01633 | SREC Solar | WARDELL |  | 6.44 | 0 | Residential | 1 | NEPTUNE CITY | 7753 | 17 | REC SOLAR, INC. | JCP&L | No | Complete | 2011-04-04 | 2011-10-07 | 2011-11-29 | 2011-11-29
SRP01634 | SREC Solar | JONES |  | 7.59 | 0 | Residential | 0 | BORDENTOWN | 8505 | 13 | POWELL ENERGY AND SOLAR | PSE&G BPU | No | Complete | 2011-04-04 | 2012-03-28 | 2012-04-22 | 2012-04-22
SRP01635 | SREC Solar | BISHOP |  | 5.16 | 0 | Residential | 1 | HAMMONTON | 8037 | 19 | RENERGY, INC. | AC Electric | No | Complete | 2011-06-02 | 2011-07-08 | 2011-08-10 | 2011-08-10
SRP01636 | SREC Solar | MOORE |  | 9.87 | 0 | Residential | 1 | WENONAH | 8090 | 15 | TRINITY HEATING AND AIR | AC Electric | No | Complete | 2011-04-04 | 2011-10-24 | 2011-12-09 | 2011-12-09
SRP01637 | SREC Solar | MOIR | UPS | 248.64 | 0 | Commercial | 1 | LAKEWOOD | 8701 | 18 | INOVATEUS SOLAR LLC | JCP&L | No | Complete | 2011-04-04 | 2011-06-10 | 2011-12-28 | 2011-12-28
SRP01638 | SREC Solar | HUNT |  | 11.985 | 0 | Residential | 1 | BURLINGTON | 8016 | 13 | TRINITY HEATING AND AIR | PSE&G BPU | No | Complete | 2011-04-06 | 2011-07-25 | 2011-08-03 | 2011-08-03
SRP01639 | SREC Solar | YOCHIM |  | 6.44 | 0 | Residential | 1 | BRIELLE | 8730 | 17 | RELIABLE POWER SERVICES, INC. | JCP&L | No | Complete | 2011-04-04 | 2012-03-01 | 2012-04-12 | 2012-04-12
SRP01641 | SREC Solar | GRUVER |  | 5.52 | 0 | Residential |  | CHERRY HILL | 8003 | 14 | HUTCHINSON CONTRACTORS | PSE&G BPU | No | Complete | 2011-04-04 | 2011-06-09 | 2011-08-10 | 2011-08-10
SRP01643 | SREC Solar | SCHOCH |  | 5.33 | 0 | Residential | 1 | AUGUSTA | 7822 | 1 | MERCURY SOLAR SYSTEMS | JCP&L | No | Complete | 2011-04-04 | 2011-04-18 | 2011-06-07 | 2011-06-07
SRP01644 | SREC Solar | PATEL |  | 6.44 | 0 | Residential | 1 | ISELIN | 8830 | 11 | MERCURY SOLAR SYSTEMS | PSE&G BPU | No | Complete | 2011-04-04 | 2011-04-19 | 2011-05-03 | 2011-05-03
SRP01645 | SREC Solar | PACELLI | OAK HILL ACADEMY | 11.448 | 0 | School Other |  | LINCROFT | 7738 | 17 | MERCURY SOLAR SYSTEMS | JCP&L | No | Complete | 2011-04-04 | 2012-04-16 | 2012-05-02 | 2012-05-02
SRP01646 | SREC Solar | SAFFRAN |  | 6.765 | 0 | Residential | 1 | LAKEWOOD | 8701 | 18 | ALTERIS RENEWABLES | JCP&L | No | Complete | 2011-04-04 | 2011-06-17 | 2011-08-31 | 2011-08-31
SRP01647 | SREC Solar | CARTY |  | 8.695 | 0 | Residential | 1 | COLUMBUS | 8022 | 13 | TRINITY HEATING AND AIR | PSE&G BPU | No | Complete | 2011-04-04 | 2011-06-30 | 2011-07-13 | 2011-07-13
SRP01648 | SREC Solar | GALICA | INFORMATION TECHNOLOGY SERVICES | 1039.36 | 0 | Commercial | 1 | RARITAN | 8869 | 5 | SUNPOWER CORPORATION | PSE&G BPU | No | Complete | 2011-04-04 | 2012-03-26 | 2012-04-22 | 2012-04-22
SRP01649 | SREC Solar | GROCHWICZ | GROCHWICZ FARM, LLC | 53.58 | 0 | Farm |  | GLEN GARDNER | 8826 | 4 | EAST COAST ALTERNATIVE ENERGY | JCP&L | No | Complete | 2011-04-04 | 2011-11-30 | 2011-12-29 | 2011-12-29
SRP01650 | SREC Solar | GROCHOWICZ | GROCHOWICZ FARM, LLLC | 21.855 | 0 | Farm |  | GLEN GARDNER | 8826 | 4 | EAST COAST ALTERNATIVE ENERGY | JCP&L | No | Complete | 2011-04-04 | 2012-04-13 | 2011-11-10 | 2012-05-16
SRP01651 | SREC Solar | GROCHOWICZ |  | 11.75 | 0 | Residential |  | GLEN GARDNER | 8826 | 4 | EAST COAST ALTERNATIVE ENERGY | JCP&L | No | Complete | 2011-04-04 | 2012-03-30 | 2011-11-10 | 2012-05-16
SRP01652 | SREC Solar | MASLOWSKI |  | 8.28 | 0 | Residential | 1 | HADDONFIELD | 8033 | 14 | RCL ENTERPRISES INC. | PSE&G BPU | No | Complete | 2011-04-04 | 2011-06-29 | 2011-10-17 | 2011-10-17
SRP01653 | SREC Solar | MANDELBAUM | BEE-DIC REALTY LLC | 89.7 | 0 | Commercial |  | PARSIPPANY | 7054 | 3 | VANGUARD ENERGY PARTNERS, LLC | JCP&L | No | Complete | 2011-04-04 | 2011-12-16 | 2012-01-24 | 2012-01-24
SRP01654 | SREC Solar | CASELLI JR. |  | 17.94 | 0 | Residential |  | NEWFIELD | 8344 | 15 | GO SOLAR ELECTRIC, LLC | AC Electric | No | Complete | 2011-04-04 | 2011-10-14 | 2011-10-28 | 2011-10-28
SRP01655 | SREC Solar | DESMOND |  | 5.16 | 0 | Residential | 1 | AVALON | 8202 | 21 | RCL ENTERPRISES INC. | AC Electric | No | Complete | 2011-04-04 | 2011-06-08 | 2011-07-22 | 2011-07-22
SRP01656 | SREC Solar | BLOHM |  | 12.376 | 0 | Residential |  | PALERMO | 8223 | 21 | MERCURY SOLAR SYSTEMS | AC Electric | No | Complete | 2011-04-04 | 2011-06-14 | 2011-06-29 | 2011-06-29
SRP01657 | SREC Solar | ABBATE |  | 9.24 | 0 | Residential |  | CHERRY HILL | 8003 | 14 | CODE GREEN SOLAR, LLC | PSE&G BPU | No | Complete | 2011-04-04 | 2011-05-18 | 2011-06-03 | 2011-06-03
SRP01659 | SREC Solar | DIDONATO |  | 4.995 | 0 | Residential | 1 | CAP MAY | 8204 | 21 | MERCURY SOLAR SYSTEMS | AC Electric | No | Complete | 2011-04-04 | 2011-06-29 | 2011-07-27 | 2011-07-27
SRP01660 | SREC Solar | KURTZ |  | 4.5 | 0 | Residential |  | PORT CHESTER | 8205 | 19 | MERCURY SOLAR SYSTEMS | AC Electric | No | Complete | 2011-04-04 | 2011-05-31 | 2011-06-10 | 2011-06-10
SRP01661 | SREC Solar | AMBROGI | AMBROGI FOODS | 257.868 | 0 | Commercial |  | WEST DEPTFORD | 8086 | 15 | AZTEC SOLAR POWER | PSE&G BPU | No | Complete | 2011-04-04 | 2011-10-04 | 2012-02-07 | 2012-02-07
SRP01662 | SREC Solar | SHELTON |  | 5.365 | 0 | Residential |  | BRIDGETON | 8302 | 20 | MERCURY SOLAR SYSTEMS | AC Electric | No | Complete | 2011-04-04 | 2011-07-29 | 2011-08-05 | 2011-08-05
SRP01663 | SREC Solar | REICHMAN |  | 5.4 | 0 | Residential |  | HOPEWELL | 8525 | 12 | JERSEY SOLAR, LLC | PSE&G BPU | No | Complete | 2011-04-04 | 2011-06-29 | 2011-07-26 | 2011-07-26
SRP01664 | SREC Solar | PALMER | CROWN ENGINEERING CORP | 102.08 | 0 | Commercial |  | FARMINGDALE | 7727 | 17 | THE SOLAR CENTER, INC. | JCP&L | No | Complete | 2011-04-04 | 2011-11-17 | 2011-12-09 | 2011-12-09
SRP01665 | SREC Solar | TURNURE | SYNCARPHA ALETHEA I LLC | 3010.35 | 0 | Commercial |  | EASTAMPTON | 8060 | 13 | SIEMENS ENERGY INC. | PSE&G BPU | Yes | Complete | 2011-04-04 | 2011-11-30 | 2012-01-13 | 2012-01-13
SRP01666 | SREC Solar | UNKLE | CAPE MAY CO RETARDED CITIZENS | 11.28 | 0 | Non Profit |  | RIO GRANDE | 8242 | 21 | TRINITY HEATING AND AIR | AC Electric | No | Complete | 2011-04-04 | 2011-09-29 | 2011-10-12 | 2011-10-12
SRP01667 | SREC Solar | LACKLAND | LACKLAND STORAGE - STORAGE ASSE | 97.76 | 0 | Commercial |  | DELRAN | 8075 | 13 | TRINITY HEATING AND AIR | PSE&G BPU | No | Complete | 2011-04-04 | 2011-06-29 | 2011-07-12 | 2011-07-12
SRP01668 | SREC Solar | MCNALLY | SAFETY VAN CO. | 258.72 | 0 | Commercial | 1 | SECAUCUS | 7094 | 8 | G & S INVESTORS | PSE&G BPU | No | Complete | 2011-04-04 | 2012-07-13 | 2012-09-17 | 2012-09-17
SRP01670 | SREC Solar | NOONAN | RAILHEAD CFS IND. | 160.16 | 0 | Commercial | 1 | BAYONNE | 7002 | 8 | G & S INVESTORS | PSE&G BPU | No | Complete | 2011-04-04 | 2011-11-01 | 2012-01-13 | 2012-01-13
SRP01671 | SREC Solar | JENSEN |  | 6.11 | 0 | Residential | 1 | TOMS RIVER | 8753 | 18 | TRINITY HEATING AND AIR | JCP&L | No | Complete | 2011-04-04 | 2011-06-30 | 2011-07-13 | 2011-07-13
SRP01672 | SREC Solar | CONSTABLE |  | 4.23 | 0 | Residential | 1 | COLUMBUS | 8022 | 13 | TRINITY HEATING AND AIR | PSE&G BPU | No | Complete | 2011-04-04 | 2011-05-31 | 2011-06-10 | 2011-06-10
SRP01673 | SREC Solar | BRADY |  | 5.98 | 0 | Residential | 1 | SOUTHAMPTON | 8088 | 13 | TRINITY HEATING AND AIR | PSE&G BPU | No | Complete | 2011-04-04 | 2011-07-25 | 2011-08-03 | 2011-08-03
SRP01674 | SREC Solar | VAHALIK |  | 6.56 | 0 | Residential | 1 | RANDOLPH | 7869 | 3 | TRINITY HEATING AND AIR | JCP&L | No | Complete | 2011-04-04 | 2011-07-18 | 2011-07-27 | 2011-07-27
SRP01675 | SREC Solar | BURMEISTER |  | 5.64 | 0 | Residential | 1 | COLUMBUS | 8022 | 13 | TRINITY HEATING AND AIR | PSE&G BPU | No | Complete | 2011-04-04 | 2011-05-26 | 2011-06-27 | 2011-06-27
SRP01676 | SREC Solar | TWARDOSZ |  | 0.92 | 0 | Residential |  | OLD BRIDGE | 8857 | 11 | TRINITY HEATING AND AIR | JCP&L | No | Complete | 2011-04-04 | 2011-09-21 | 2011-09-29 | 2011-09-29
SRP01677 | SREC Solar | FERREIRA |  | 11.89 | 0 | Residential | 1 | LAKEWOOD | 8701 | 18 | TRINITY HEATING AND AIR | JCP&L | No | Complete | 2011-04-04 | 2011-06-21 | 2011-07-06 | 2011-07-06
SRP01678 | SREC Solar | TITIPRASERT |  | 6.15 | 0 | Residential | 1 | BORDENTOWN | 8505 | 13 | TRINITY HEATING AND AIR | PSE&G BPU | No | Complete | 2011-04-04 | 2011-06-01 | 2011-06-10 | 2011-06-10
SRP01679 | SREC Solar | NEWMAN |  | 6.11 | 0 | Residential | 1 | JACKSON | 8527 | 18 | TRINITY HEATING AND AIR | JCP&L | No | Complete | 2011-04-04 | 2011-07-27 | 2011-08-04 | 2011-08-04
SRP01682 | SREC Solar | MAZIARZ |  | 8.225 | 0 | Residential |  | SEWELL | 8080 | 15 | SELF INSTALL | AC Electric | No | Complete | 2011-04-04 | 2011-11-16 | 2012-01-13 | 2012-01-13
SRP01683 | SREC Solar | STAVOLA |  | 5.64 | 0 | Residential | 1 | TOMS RIVER | 8753 | 18 | TRINITY HEATING AND AIR | JCP&L | No | Complete | 2011-04-04 | 2011-07-13 | 2011-07-26 | 2011-07-26
SRP01685 | SREC Solar | DEVIA |  | 2.87 | 0 | Residential | 1 | ELIZABETH | 7208 | 10 | TRINITY HEATING AND AIR | PSE&G BPU | No | Complete | 2011-04-04 | 2011-07-14 | 2011-07-22 | 2011-07-22
SRP01686 | SREC Solar | WILSON |  | 4.92 | 0 | Residential | 1 | SEWELL | 8080 | 15 | TRINITY HEATING AND AIR | AC Electric | No | Complete | 2011-04-04 | 2011-06-10 | 2011-06-29 | 2011-06-29
SRP01687 | SREC Solar | FERLISE |  | 5.06 | 0 | Residential | 0 | BAYVILLE | 8721 | 18 | MERCURY SOLAR SYSTEMS | JCP&L | No | Complete | 2011-04-04 | 2011-08-22 | 2011-08-30 | 2011-08-30
SRP01688 | SREC Solar | BIELAWSKI |  | 3.69 | 0 | Residential | 1 | RARITAN | 8869 | 5 | TRINITY HEATING AND AIR | PSE&G BPU | No | Complete | 2011-04-04 | 2011-06-03 | 2011-07-29 | 2011-07-29
SRP01689 | SREC Solar | LINCOLN |  | 1.26 | 0 | Residential |  | NORTH CAPE MAY | 8204 | 21 | MERCURY SOLAR SYSTEMS | AC Electric | No | Complete | 2011-04-04 | 2011-05-31 | 2011-06-29 | 2011-06-29
SRP01690 | SREC Solar | DABAIE |  | 4.1 | 0 | Residential | 1 | BLOOMFIELD | 7003 | 9 | TRINITY HEATING AND AIR | PSE&G BPU | No | Complete | 2011-04-04 | 2011-06-10 | 2011-06-30 | 2011-06-30
SRP01692 | SREC Solar | WEINER |  | 10.575 | 0 | Residential | 1 | JACKSON | 8527 | 18 | TRINITY HEATING AND AIR | JCP&L | No | Complete | 2011-04-04 | 2011-12-08 | 2012-01-05 | 2012-01-05
SRP01693 | SREC Solar | MAURER |  | 5.92 | 0 | Residential | 1 | ABSECON | 8205 | 19 | MERCURY SOLAR SYSTEMS | AC Electric | No | Complete | 2011-04-04 | 2011-06-29 | 2011-07-12 | 2011-07-12
SRP01694 | SREC Solar | PERAINO | AMBERJACK SOLAR ENERGY | 96.14 | 0 | Commercial | 1 | CARLSTADT | 7072 | 7 | AMBERJACK SOLAR ENERGY | PSE&G BPU | No | Complete | 2011-04-04 | 2011-09-26 | 2011-10-10 | 2011-10-10
SRP01695 | SREC Solar | EDWARDS |  | 7.59 | 0 | Residential | 1 | EDISON | 8817 | 11 | MERCURY SOLAR SYSTEMS | PSE&G BPU | No | Complete | 2011-04-04 | 2011-06-30 | 2011-07-15 | 2011-07-15
SRP01696 | SREC Solar | VYFF |  | 2.46 | 0 | Residential | 1 | MOUNTAIN LAKES | 7046 | 3 | TRINITY HEATING AND AIR | JCP&L | No | Complete | 2011-04-04 | 2011-08-15 | 2011-08-23 | 2011-08-23
SRP01698 | SREC Solar | HEDDEN | HEDDEN BROTHERS LLC | 23.23 | 0 | Commercial | 1 | LEBANON | 8833 | 4 | GREEN POWER ENERGY LLC | JCP&L | No | Complete | 2011-04-04 | 2011-11-03 | 2011-11-22 | 2011-11-22
SRP01699 | SREC Solar | LIPARI |  | 6.97 | 0 | Residential | 1 | LAKEWOOD | 8701 | 18 | TRINITY HEATING AND AIR | JCP&L | No | Complete | 2011-04-04 | 2011-06-16 | 2011-06-29 | 2011-06-29
SRP01700 | SREC Solar | ZAGO |  | 9.87 | 0 | Residential | 1 | MANCHESTER | 8759 | 18 | TRINITY HEATING AND AIR | JCP&L | No | Complete | 2011-04-04 | 2011-09-13 | 2012-02-02 | 2012-02-02
SRP01701 | SREC Solar | DREWING |  | 5.64 | 0 | Residential | 1 | FORKED RIVER | 8731 | 18 | TRINITY HEATING AND AIR | JCP&L | No | Complete | 2011-04-04 | 2011-07-13 | 2011-07-22 | 2011-07-22
SRP01702 | SREC Solar | KUCHARSKI |  | 8.17 | 0 | Residential |  | FLEMINGTON | 8822 | 4 | ALTERNATIVE LIGHT & ENERGY SOLUTIONS | JCP&L | No | Complete | 2011-04-04 | 2011-07-29 | 2011-09-01 | 2012-05-01
SRP01703 | SREC Solar | ANGLIM |  | 4.23 | 0 | Residential | 1 | JACKSON | 8527 | 18 | TRINITY HEATING AND AIR | JCP&L | No | Complete | 2011-04-04 | 2011-07-08 | 2011-07-19 | 2011-07-19
SRP01704 | SREC Solar | GOEDEKE |  | 6.56 | 0 | Residential | 1 | COLUMBUS | 8022 | 13 | TRINITY HEATING AND AIR | PSE&G BPU | No | Complete | 2011-04-04 | 2011-06-10 | 2011-06-29 | 2011-06-29
SRP01705 | SREC Solar | BOKACH |  | 11.75 | 0 | Residential | 1 | FLEMINGTON | 8822 | 4 | TRINITY HEATING AND AIR | JCP&L | No | Complete | 2011-04-04 | 2011-10-19 | 2011-12-08 | 2011-12-08
SRP01706 | SREC Solar | CAVALLUZZI |  | 8.05 | 0 | Residential | 1 | MANCHESTER | 8759 | 18 | TRINITY HEATING AND AIR | JCP&L | No | Complete | 2011-04-04 | 2011-07-27 | 2011-08-04 | 2011-08-04
SRP01707 | SREC Solar | ROTHMAN |  | 5.33 | 0 | Residential | 1 | JACKSON | 8527 | 18 | TRINITY HEATING AND AIR | JCP&L | No | Complete | 2011-04-04 | 2011-07-08 | 2011-07-19 | 2011-07-19
SRP01708 | SREC Solar | HAWS |  | 6.15 | 0 | Residential | 1 | TRENTON | 8610 | 12 | TRINITY HEATING AND AIR | PSE&G BPU | No | Complete | 2011-04-04 | 2011-08-05 | 2011-08-31 | 2011-08-31
SRP01709 | SREC Solar | GOSS |  | 7.99 | 0 | Residential | 0 | CHERRY HILL | 8034 | 14 | RCL ENTERPRISES INC. | PSE&G BPU | No | Complete | 2011-04-04 | 2011-06-14 | 2011-07-15 | 2011-07-15
SRP01710 | SREC Solar | SUTTON |  | 9.03 | 0 | Residential | 1 | EGG HARBOR TOWNSHIP | 8234 | 19 | RCL ENTERPRISES INC. | AC Electric | No | Complete | 2011-04-04 | 2011-06-14 | 2011-07-21 | 2011-07-21
SRP01711 | SREC Solar | CROSSON |  | 4.29 | 0 | Residential | 1 | EGG HARBOR CITY | 8215 | 19 | A-TOP ALTERNATIVE ENERGY | AC Electric | No | Complete | 2011-04-04 | 2011-07-15 | 2011-07-29 | 2011-07-29
SRP01712 | SREC Solar | GEARY | BRIDGEPORT DISPOSAL, LLC | 1506.96 | 0 | Commercial | 0 | BRIDGEPORT | 8014 | 15 | GRO SOLAR | AC Electric | No | Complete | 2011-04-04 | 2011-04-18 | 2011-05-03 | 2011-05-03
SRP01714 | SREC Solar | PRYSTUPA |  | 7.755 | 0 | Residential | 1 | WESTFIELD | 7090 | 10 | REC SOLAR, INC. | PSE&G BPU | No | Complete | 2011-04-04 | 2011-08-05 | 2011-10-04 | 2011-10-04
SRP01715 | SREC Solar | MELENNDEZ |  | 3.225 | 0 | Residential | 1 | WOODBRIDGE | 7095 | 11 | A-TOP ALTERNATIVE ENERGY | PSE&G BPU | No | Complete | 2011-04-04 | 2011-07-12 | 2011-08-02 | 2011-08-02
SRP01716 | SREC Solar | SOMERS |  | 4.68 | 0 | Residential | 1 | GALLOWAY | 8205 | 19 | A-TOP ALTERNATIVE ENERGY | AC Electric | No | Complete | 2011-04-04 | 2011-06-29 | 2011-07-12 | 2011-07-12
SRP01717 | SREC Solar | NOBILE |  | 9.945 | 0 | Residential | 1 | WAYNE | 7470 | 6 | A-TOP ALTERNATIVE ENERGY | PSE&G BPU | No | Complete | 2011-04-04 | 2011-06-16 | 2011-07-06 | 2011-07-06
SRP01718 | SREC Solar | SONI |  | 5.16 | 0 | Residential | 1 | SOUTH PLAINFIELD | 7080 | 11 | A-TOP ALTERNATIVE ENERGY | PSE&G BPU | No | Complete | 2011-04-04 | 2011-07-15 | 2011-09-06 | 2011-09-06
SRP01720 | SREC Solar | SCHNEIDER | MARKET STREET ENTERPRISES INC | 11.025 | 0 | Commercial | 0 | BROWNS MILLS | 8015 | 13 | CORBIN SOLAR SOLUTIONS, LLC | JCP&L | No | Complete | 2011-04-04 | 2011-07-25 | 2011-08-03 | 2011-08-03
SRP01722 | SREC Solar | PY |  | 8.61 | 0 | Residential | 1 | SEWELL | 8080 | 15 | TRINITY HEATING AND AIR | AC Electric | No | Complete | 2011-04-04 | 2011-07-14 | 2011-07-22 | 2011-07-22
SRP01723 | SREC Solar | BALINT |  | 5.17 | 0 | Residential | 1 | EAST BRUNSWICK | 8816 | 11 | TRINITY HEATING AND AIR | PSE&G BPU | No | Complete | 2011-04-04 | 2011-11-01 | 2011-11-15 | 2011-11-15
SRP01724 | SREC Solar | BISSONNETTE |  | 9.87 | 0 | Residential | 1 | LUMBERTON | 8048 | 13 | TRINITY HEATING AND AIR | PSE&G BPU | No | Complete | 2011-04-04 | 2011-06-27 | 2011-07-15 | 2011-07-15
SRP01725 | SREC Solar | FRASER |  | 5.67 | 0 | Residential | 1 | SOUTH PLAINFIELD | 7080 | 11 | TRINITY HEATING AND AIR | PSE&G BPU | No | Complete | 2011-04-04 | 2011-07-27 | 2011-08-04 | 2011-08-04
SRP01726 | SREC Solar | ADAMS |  | 5.52 | 0 | Residential | 1 | COLUMBUS | 8022 | 13 | TRINITY HEATING AND AIR | PSE&G BPU | No | Complete | 2011-04-04 | 2011-06-03 | 2011-06-20 | 2011-06-20
SRP01727 | SREC Solar | FOSTER |  | 2.46 | 0 | Residential | 1 | COLUMBUS | 8022 | 13 | TRINITY HEATING AND AIR | PSE&G BPU | No | Complete | 2011-04-04 | 2011-07-08 | 2011-07-19 | 2011-07-19
SRP01728 | SREC Solar | BEDDIA |  | 2.96 | 0 | Residential | 1 | AVALON | 8202 | 21 | TRINITY HEATING AND AIR | AC Electric | No | Complete | 2011-04-04 | 2011-06-10 | 2011-06-30 | 2011-06-30
SRP01729 | SREC Solar | GREENGROVE |  | 4.51 | 0 | Residential | 1 | SEASIDE HEIGHTS | 8751 | 18 | TRINITY HEATING AND AIR | JCP&L | No | Complete | 2011-04-04 | 2011-07-08 | 2011-07-19 | 2011-07-19
SRP01730 | SREC Solar | OFFEN |  | 16.56 | 0 | Residential | 1 | MIDDLETOWN | 7748 | 17 | RELIABLE POWER SERVICES, INC. | JCP&L | No | Complete | 2011-04-04 | 2011-12-28 | 2012-02-17 | 2012-02-17
SRP01731 | SREC Solar | RUSSELL-WILSON |  | 5.52 | 0 | Residential | 1 | BRIELLE | 8730 | 17 | RELIABLE POWER SERVICES, INC. | JCP&L | No | Complete | 2011-04-04 | 2012-02-08 | 2012-03-08 | 2012-03-08
SRP01732 | SREC Solar | DERER | EL DUPONT CO | 50.4 | 0 | Commercial | 0 | PARLIN | 8859 | 11 | TANGENT ENERGY SOLUTIONS | Unknown | No | Complete | 2011-04-04 | 2011-04-27 | 2011-06-20 | 2011-06-20
SRP01733 | SREC Solar | SIEBENS |  | 20.67 | 0 | Residential | 0 | ASBURY | 8802 | 4 | THE ENTECH GROUP | JCP&L | No | Complete | 2011-04-04 | 2011-08-30 | 2011-10-21 | 2011-10-21
SRP01734 | SREC Solar | PARASKEVAS | NATIONAL PUBLIC SEATING | 240.24 | 0 | Commercial | 1 | CLIFTON | 7014 | 6 | G & S INVESTORS | PSE&G BPU | No | Complete | 2011-04-04 | 2012-06-15 | 2012-06-28 | 2012-06-28
SRP01735 | SREC Solar | FISCHER |  | 12.22 | 0 | Residential | 0 | WASHINGTON | 7882 | 2 | EAST COAST ALTERNATIVE ENERGY | JCP&L | No | Complete | 2011-04-04 | 2012-04-25 | 2011-12-16 | 2012-05-16
SRP01736 | SREC Solar | PASS | ALMEG PROPERTIES | 30.36 | 0 | Commercial | 0 | COLUMBIA | 7832 | 2 | SOLAR ENERGY IS POWER INC. | JCP&L | No | Complete | 2011-04-04 | 2011-06-30 | 2011-12-16 | 2011-12-16
SRP01739 | SREC Solar | BONANNO | BONANNO REAL ESTATE GROUP II | 116.09 | 0 | Commercial | 0 | RIDGEFIELD | 7657 | 7 | VANGUARD ENERGY PARTNERS, LLC | PSE&G BPU | No | Complete | 2011-04-11 | 2011-12-16 | 2012-01-24 | 2012-01-24
SRP01740 | SREC Solar | HORSMAN |  | 9.66 | 0 | Residential | 0 | SHREWSBURY | 7702 | 17 | GARDEN STATE SOLAR LLC | JCP&L | No | Complete | 2011-04-11 | 2011-10-10 | 2011-10-21 | 2011-10-21
SRP01746 | SREC Solar | ASCHKENASY |  | 8.51 | 0 | Residential | 1 | LAKEWOOD | 8701 | 18 | AROSA SOLAR ENERGY, INC | JCP&L | No | Complete | 2011-04-11 | 2011-08-16 | 2011-09-09 | 2011-09-09
SRP01747 | SREC Solar | LUDWIG |  | 6.355 | 0 | Residential | 1 | PRINCETON JCT. | 8550 | 12 | TRINITY HEATING AND AIR | PSE&G BPU | No | Complete | 2011-04-11 | 2011-09-13 | 2011-10-26 | 2011-10-26
SRP01748 | SREC Solar | KRISTOFFERSEN |  | 10.575 | 0 | Residential | 1 | WASHINGTON | 7882 | 2 | TRINITY HEATING AND AIR | JCP&L | No | Complete | 2011-04-11 | 2011-07-08 | 2011-07-19 | 2011-07-19
SRP01749 | SREC Solar | CURRY |  | 9.87 | 0 | Residential | 1 | WHARTON | 7885 | 3 | TRINITY HEATING AND AIR | JCP&L | No | Complete | 2011-04-11 | 2012-02-01 | 2012-03-02 | 2012-03-02
SRP01750 | SREC Solar | WORTH |  | 7.13 | 0 | Residential | 1 | JACKSON | 8527 | 18 | TRINITY HEATING AND AIR | JCP&L | No | Complete | 2011-04-11 | 2011-07-05 | 2011-08-02 | 2011-08-02
SRP01751 | SREC Solar | SIMON |  | 5.945 | 0 | Residential | 1 | BRICK | 8724 | 18 | TRINITY HEATING AND AIR | JCP&L | No | Complete | 2011-04-11 | 2011-09-23 | 2011-10-10 | 2011-10-10
SRP01752 | SREC Solar | MARGIOTTA |  | 7.52 | 0 | Residential | 1 | JACKSON | 8527 | 18 | TRINITY HEATING AND AIR | JCP&L | No | Complete | 2011-04-11 | 2012-03-08 | 2012-04-17 | 2012-04-17
SRP01753 | SREC Solar | CHARLTON | UNION AFFORDABLE LIMITED | 61.056 | 0 | Commercial | 0 | MONTCLAIR | 7042 | 9 | JERSEY SOLAR, LLC | PSE&G BPU | No | Complete | 2011-04-11 | 2011-06-30 | 2011-07-15 | 2011-07-15
SRP01754 | SREC Solar | YEUNG |  | 7.59 | 0 | Residential | 1 | PISCATAWAY | 8854 | 11 | SMART KEY ENERGY INC. | PSE&G BPU | No | Complete | 2011-04-11 | 2013-04-03 | 2013-06-05 | 2013-06-05
SRP01756 | SREC Solar | YONES |  | 4.995 | 0 | Residential | 1 | DEL HAVEN | 8251 | 21 | MERCURY SOLAR SYSTEMS | AC Electric | No | Complete | 2011-04-11 | 2011-06-30 | 2011-07-15 | 2011-07-15
SRP01757 | SREC Solar | STUMP |  | 4.255 | 0 | Residential | 1 | STONE HARBOR | 8247 | 21 | MERCURY SOLAR SYSTEMS | AC Electric | No | Complete | 2011-04-11 | 2011-09-22 | 2011-10-04 | 2011-10-04
SRP01758 | SREC Solar | BAKOS |  | 9.54 | 0 | Residential | 1 | MILLVILLE | 8332 | 20 | MERCURY SOLAR SYSTEMS | AC Electric | No | Complete | 2011-04-11 | 2011-06-14 | 2011-06-29 | 2011-06-29
SRP01759 | SREC Solar | HAMPSON |  | 6.67 | 0 | Residential | 1 | SOMERSET | 8873 | 5 | MERCURY SOLAR SYSTEMS | PSE&G BPU | No | Complete | 2011-04-11 | 2011-08-22 | 2011-09-19 | 2011-09-19
SRP01760 | SREC Solar | CARROLL |  | 6.75 | 0 | Residential | 0 | MIDDLETOWN | 7748 | 17 | KRN CONTRACTORS, LLC | JCP&L | No | Complete | 2011-04-11 | 2011-08-24 | 2011-08-31 | 2011-08-31
SRP01761 | SREC Solar | ZIMMERMAN |  | 9.89 | 0 | Residential | 1 | BRIGANTINE | 8203 | 19 | A-TOP ALTERNATIVE ENERGY | AC Electric | No | Complete | 2011-04-11 | 2011-07-26 | 2011-08-02 | 2011-08-02
SRP01762 | SREC Solar | ANTCZAK |  | 7.03 | 0 | Residential | 1 | EGG HARBOR TOWNSHIP | 8234 | 19 | MERCURY SOLAR SYSTEMS | AC Electric | No | Complete | 2011-04-11 | 2011-06-14 | 2011-06-29 | 2011-06-29
SRP01763 | SREC Solar | KATTAK | FOLEY INCORPORATED | 424.32 | 0 | Commercial | 0 | PISCATAWAY | 8854 | 11 | VANGUARD ENERGY PARTNERS, LLC | PSE&G BPU | No | Complete | 2011-04-11 | 2012-01-13 | 2012-02-22 | 2012-02-22
SRP01764 | SREC Solar | KATTAK | FOLEY, INC | 149.76 | 0 | Commercial | 0 | PISCATAWAY | 8854 | 11 | VANGUARD ENERGY PARTNERS, LLC | PSE&G BPU | No | Complete | 2011-04-11 | 2012-01-13 | 2012-02-22 | 2012-02-22
SRP01765 | SREC Solar | KATTAK | FOLEY INC | 154.56 | 0 | Commercial | 0 | PISCATAWAY | 8854 | 11 | VANGUARD ENERGY PARTNERS, LLC | PSE&G BPU | No | Complete | 2011-04-11 | 2012-01-13 | 2012-02-22 | 2012-02-22
SRP01766 | SREC Solar | ROSEN |  | 9.99 | 0 | Residential |  | LAKEWOOD | 8701 | 18 | AROSA SOLAR ENERGY, INC | JCP&L | No | Complete | 2011-04-11 | 2011-07-14 | 2011-08-31 | 2011-08-31
SRP01767 | SREC Solar | MAXSON |  | 3.12 | 0 | Residential | 1 | FARMINGDALE | 7727 | 17 | ECOLOGICAL SYSTEMS-MANALAPAN | JCP&L | No | Complete | 2011-04-11 | 2011-11-02 | 2011-12-09 | 2011-12-09
SRP01768 | SREC Solar | WANG |  | 14.57 | 0 | Residential | 0 | MORGANVILLE | 7751 | 17 | NJ SOLAR SYSTEM LLC | JCP&L | No | Complete | 2011-04-11 | 2011-06-27 | 2011-08-15 | 2011-08-15
SRP01770 | SREC Solar | THOMAS |  | 6.16 | 0 | Residential |  | BRICK | 8724 | 18 | NOVA ALTERNATIVE ENERGY SYSTEMS LLC | JCP&L | No | Complete | 2011-04-11 | 2011-08-01 | 2011-08-05 | 2011-08-05
SRP01771 | SREC Solar | BELLOISE | ARCHDIOCESE OF NEWARK | 259.91 | 0 | School Other | 1 | PARAMUS | 7104 | 9 | BORREGO SOLAR SYSTEMS | PSE&G BPU | No | Complete | 2011-04-11 | 2012-10-04 | 2012-10-17 | 2012-10-17
SRP01772 | SREC Solar | SUN |  | 9.87 | 0 | Residential | 0 | MARLBORO | 7746 | 17 | NJ SOLAR SYSTEM LLC | JCP&L | No | Complete | 2011-04-11 | 2011-06-28 | 2011-08-04 | 2011-08-04
SRP01773 | SREC Solar | CARLOS |  | 2.52 | 0 | Residential | 0 | NORTH PLAINFIELD | 7060 | 10 | 1ST LIGHT ENERGY, INC. | PSE&G BPU | No | Complete | 2011-04-11 | 2011-06-14 | 2011-12-14 | 2011-12-14
SRP01774 | SREC Solar | TAO |  | 8.93 | 0 | Residential | 0 | MARLBORO | 7746 | 17 | NJ SOLAR SYSTEM LLC | JCP&L | No | Complete | 2011-04-11 | 2011-06-28 | 2011-09-29 | 2011-09-29
SRP01776 | SREC Solar | BELLOISE | ARCHDIOCESE NEWARK - ROSELLE HS | 186.76 | 0 | School Other | 1 | ROSELLE | 7203 | 10 | BORREGO SOLAR SYSTEMS | PSE&G BPU | No | Complete | 2011-04-11 | 2012-10-04 | 2012-10-17 | 2012-10-17
SRP01778 | SREC Solar | ZHANG |  | 8.64 | 0 | Residential | 0 | BRIDGEWATER | 8807 | 5 | GEOGENIX | PSE&G BPU | No | Complete | 2011-04-11 | 2011-12-01 | 2011-12-27 | 2011-12-27
SRP01779 | SREC Solar | KAY |  | 3.01 | 0 | Residential | 1 | NORTH WILDWOOD | 8260 | 21 | RCL ENTERPRISES INC. | AC Electric | No | Complete | 2011-04-11 | 2011-05-11 | 2011-06-20 | 2011-06-20
SRP01780 | SREC Solar | ZHANG |  | 9.87 | 0 | Residential | 0 | MARLBORO | 7746 | 17 | NJ SOLAR SYSTEM LLC | JCP&L | No | Complete | 2011-04-11 | 2011-07-13 | 2011-08-22 | 2011-08-22
SRP01781 | SREC Solar | BELLOISE | ARCHDIOCESE OF NEWARK - RHS | 197.4 | 0 | School Other | 1 | CLARK | 7066 | 10 | BORREGO SOLAR SYSTEMS | PSE&G BPU | No | Complete | 2011-04-11 | 2012-10-04 | 2012-10-17 | 2012-10-17
SRP01782 | SREC Solar | GARRISON |  | 16.92 | 0 | Farm | 0 | PITTSGROVE | 8318 | 16 | RCL ENTERPRISES INC. | AC Electric | No | Complete | 2011-04-11 | 2011-08-22 | 2011-09-19 | 2011-09-19
SRP01783 | SREC Solar | PERELLA |  | 9.31 | 0 | Residential | 0 | BRIDGETON | 8302 | 20 | RCL ENTERPRISES INC. | AC Electric | No | Complete | 2011-04-11 | 2011-05-25 | 2011-08-17 | 2011-08-17
SRP01785 | SREC Solar | PATEL |  | 12.3 | 0 | Residential | 1 | MILLSTONE | 8535 | 17 | ALTERIS RENEWABLES | JCP&L | No | Complete | 2011-04-11 | 2011-08-08 | 2011-08-31 | 2011-08-31
SRP01786 | SREC Solar | BELLOISE | ARCHDIOCESE NEWARK HUDSON HS | 122.36 | 0 | School Other | 1 | JERSEY CITY | 7306 | 8 | BORREGO SOLAR SYSTEMS | PSE&G BPU | No | Complete | 2011-04-11 | 2012-10-04 | 2012-10-17 | 2012-10-17
SRP01787 | SREC Solar | STOPFER |  | 6.765 | 0 | Residential | 1 | TUCKERTON | 8087 | 18 | ALTERIS RENEWABLES | AC Electric | No | Complete | 2011-04-11 | 2011-06-15 | 2011-07-21 | 2011-07-21
SRP01788 | SREC Solar | BELLOISE | ARCHDIOCESE OF NEWARK OUR LADY | 51.52 | 0 | Non Profit | 1 | MAYWOOD | 7607 | 7 | BORREGO SOLAR SYSTEMS | PSE&G BPU | No | Complete | 2011-04-11 | 2012-09-24 | 2012-10-02 | 2012-10-02
SRP01790 | SREC Solar | SHAH |  | 6.3 | 0 | Residential | 0 | EDISON | 8837 | 11 | ROSS SOLAR GROUP, LLC | PSE&G BPU | No | Complete | 2011-04-11 | 2011-12-21 | 2012-01-20 | 2012-01-20
SRP01791 | SREC Solar | MITTLEMAN |  | 14.985 | 0 | Residential | 0 | WATCHUNG | 7069 | 5 | THE SOLAR CENTER II | PSE&G BPU | No | Complete | 2011-04-11 | 2011-10-24 | 2011-11-09 | 2011-11-09
SRP01792 | SREC Solar | BERG |  | 7.105 | 0 | Residential | 0 | CHESTERFIELD | 8515 | 13 | 1ST LIGHT ENERGY, INC. | PSE&G BPU | No | Complete | 2011-04-11 | 2011-11-04 | 2012-01-04 | 2012-01-04
SRP01793 | SREC Solar | FERRARA |  | 6.075 | 0 | Residential | 0 | POINT PLEASANT | 8742 | 18 | SEA BRIGHT SOLAR, LLC | JCP&L | No | Complete | 2011-04-11 | 2011-09-06 | 2011-10-17 | 2011-10-17
SRP01794 | SREC Solar | PARSELLS |  | 9.66 | 0 | Residential | 1 | LEONARDO | 7737 | 17 | RELIABLE POWER SERVICES, INC. | JCP&L | No | Complete | 2011-04-11 | 2011-05-13 | 2011-05-27 | 2011-05-27
SRP01797 | SREC Solar | TRAMONTANA |  | 5.64 | 0 | Residential | 0 | MILLVILLE | 8332 | 20 | ASC SOLAR SOLUTIONS, LLC | Vineland Muni Elec | No | Complete | 2011-04-11 | 2011-09-01 | 2011-09-08 | 2011-09-08
SRP01798 | SREC Solar | RANDAZZO |  | 3.22 | 0 | Residential | 1 | SEA GIRT | 8750 | 17 | RELIABLE POWER SERVICES, INC. | JCP&L | No | Complete | 2011-04-11 | 2011-10-27 | 2012-03-08 | 2012-03-08
SRP01799 | SREC Solar | SCHWINGER |  | 5.4 | 0 | Residential |  | JACKSON | 8527 | 18 | SEA BRIGHT SOLAR, LLC | JCP&L | No | Complete | 2011-04-11 | 2011-07-28 | 2011-08-08 | 2011-08-08
SRP01801 | SREC Solar | BLUMENFELD | PERK UP INC. | 1292.97 | 0 | Commercial | 0 | TOTOWA | 7512 | 6 | INOVATEUS SOLAR LLC | PSE&G BPU | No | Complete | 2011-04-11 | 2011-11-28 | 2011-12-29 | 2011-12-29
SRP01803 | SREC Solar | PINHEIRO |  | 5.52 | 0 | Residential | 1 | TOMS RIVER | 8757 | 18 | RELIABLE POWER SERVICES, INC. | JCP&L | No | Complete | 2011-04-11 | 2011-11-02 | 2012-02-20 | 2012-02-20
SRP01805 | SREC Solar | KOHN |  | 9.065 | 0 | Residential | 1 | JACKSON | 8527 | 18 | TRINITY HEATING AND AIR | JCP&L | No | Complete | 2011-04-11 | 2011-07-22 | 2011-08-03 | 2011-08-03
SRP01806 | SREC Solar | MARAZZO |  | 7.99 | 0 | Residential | 1 | COLUMBUS | 8022 | 13 | TRINITY HEATING AND AIR | PSE&G BPU | No | Complete | 2011-04-11 | 2011-06-01 | 2011-06-10 | 2011-06-10
SRP01807 | SREC Solar | KEATING |  | 8.97 | 0 | Residential | 1 | TOMS RIVER | 8757 | 18 | RELIABLE POWER SERVICES, INC. | JCP&L | No | Complete | 2011-04-11 | 2011-11-14 | 2011-12-16 | 2011-12-16
SRP01808 | SREC Solar | MUNKO |  | 6.11 | 0 | Residential | 1 | COLUMBUS | 8022 | 13 | TRINITY HEATING AND AIR | PSE&G BPU | No | Complete | 2011-04-11 | 2011-06-10 | 2011-06-30 | 2011-06-30
SRP01809 | SREC Solar | PERRI |  | 5.06 | 0 | Residential | 1 | BRICK | 8724 | 18 | RELIABLE POWER SERVICES, INC. | JCP&L | No | Complete | 2011-04-11 | 2011-11-14 | 2011-12-06 | 2011-12-06
SRP01810 | SREC Solar | CONSOLLOY |  | 4.7 | 0 | Residential | 1 | COLUMBUS | 8022 | 13 | TRINITY HEATING AND AIR | PSE&G BPU | No | Complete | 2011-04-11 | 2011-06-30 | 2011-07-21 | 2011-07-21
SRP01811 | SREC Solar | DUDEK |  | 4.6 | 0 | Residential | 1 | SHIP BOTTOM | 8008 | 18 | RELIABLE POWER SERVICES, INC. | AC Electric | No | Complete | 2011-04-11 | 2011-12-28 | 2012-02-17 | 2012-02-17
SRP01812 | SREC Solar | SCHANCK |  | 6.9 | 0 | Residential | 0 | WALL | 7719 | 17 | RELIABLE POWER SERVICES, INC. | JCP&L | No | Complete | 2011-04-11 | 2011-10-19 | 2012-01-05 | 2012-01-05
SRP01813 | SREC Solar | DAVISON |  | 7.13 | 0 | Residential | 1 | BLAIRSTOWN | 7825 | 2 | TRINITY HEATING AND AIR | JCP&L | No | Complete | 2011-04-11 | 2011-07-08 | 2011-07-19 | 2011-07-19
SRP01814 | SREC Solar | SALINGER |  | 6.11 | 0 | Residential | 1 | MONROE TOWNSHIP | 8831 | 11 | TRINITY HEATING AND AIR | JCP&L | No | Complete | 2011-04-11 | 2011-07-06 | 2011-07-29 | 2011-07-29
SRP01815 | SREC Solar | TANUDTANUD |  | 8.05 | 0 | Residential | 1 | FREEHOLD | 7728 | 17 | TRINITY HEATING AND AIR | JCP&L | No | Complete | 2011-04-11 | 2011-10-24 | 2012-01-13 | 2012-01-13
SRP01816 | SREC Solar | MAGIERA |  | 15.58 | 0 | Residential | 1 | JACKSON | 8527 | 18 | TRINITY HEATING AND AIR | JCP&L | No | Complete | 2011-04-11 | 2011-06-22 | 2011-08-04 | 2011-08-04
SRP01817 | SREC Solar | SHADDOW |  | 4.7 | 0 | Residential | 1 | COLUMBUS | 8022 | 13 | TRINITY HEATING AND AIR | PSE&G BPU | No | Complete | 2011-04-11 | 2011-06-17 | 2011-07-21 | 2011-07-21
SRP01818 | SREC Solar | SAMMY |  | 7.99 | 0 | Residential | 1 | MANCHESTER | 8759 | 18 | TRINITY HEATING AND AIR | JCP&L | No | Complete | 2011-04-11 | 2011-07-18 | 2011-07-27 | 2011-07-27
SRP01819 | SREC Solar | PFEIFER |  | 10.81 | 0 | Residential | 1 | POINT PLEASANT BEACH | 8742 | 18 | TRINITY HEATING AND AIR | JCP&L | No | Complete | 2011-04-11 | 2011-06-24 | 2011-07-15 | 2011-07-15
SRP01820 | SREC Solar | FORBES JR |  | 7.52 | 0 | Residential | 1 | COLUMBUS | 8022 | 13 | TRINITY HEATING AND AIR | PSE&G BPU | No | Complete | 2011-04-11 | 2011-06-22 | 2011-07-06 | 2011-07-06
SRP01821 | SREC Solar | PETERSEN |  | 3.29 | 0 | Residential | 1 | COLUMBUS | 8022 | 13 | TRINITY HEATING AND AIR | PSE&G BPU | No | Complete | 2011-04-11 | 2011-07-29 | 2011-08-05 | 2011-08-05
SRP01822 | SREC Solar | ABBE |  | 4.92 | 0 | Residential | 1 | LAKEWOOD | 8701 | 18 | TRINITY HEATING AND AIR | JCP&L | No | Complete | 2011-04-11 | 2011-06-03 | 2011-06-27 | 2011-06-27
SRP01824 | SREC Solar | LAMENDOLA |  | 7.52 | 0 | Residential | 1 | COLUMBUS | 8022 | 13 | TRINITY HEATING AND AIR | PSE&G BPU | No | Complete | 2011-04-11 | 2011-06-01 | 2011-06-10 | 2011-06-10
SRP01825 | SREC Solar | BELLOISE | ARCHDIOCESE NEWARK IMMACULATE | 103.87 | 0 | School Other | 1 | WASHINGTON | 7676 | 7 | BORREGO SOLAR SYSTEMS | PSE&G BPU | No | Complete | 2011-04-11 | 2012-10-26 | 2012-11-09 | 2012-11-09
SRP01827 | SREC Solar | MILLER |  | 13.965 | 0 | Residential | 0 | LUMBERTON | 8048 | 13 | EASTERN ENERGY SERVICES | PSE&G BPU | No | Complete | 2011-04-11 | 2011-10-12 | 2011-10-26 | 2011-10-26
SRP01830 | SREC Solar | LOBERTO |  | 8.58 | 0 | Residential | 0 | AUDUBON | 8106 | 14 | SUNPOL LLC | PSE&G BPU | No | Complete | 2011-04-11 | 2012-02-21 | 2012-03-20 | 2012-03-20
SRP01831 | SREC Solar | BAKER | OCEAN COMMERCIAL GROUP | 14.4 | 0 | Commercial | 0 | FORKED RIVER | 8731 | 18 | GREEN POWER ENERGY LLC | JCP&L | No | Complete | 2011-04-11 | 2012-01-16 | 2012-02-09 | 2012-02-09
SRP01832 | SREC Solar | BAKER | OCEAN COMMERCIAL GROUP | 16.56 | 0 | Commercial | 0 | FORKED RIVER | 8731 | 18 | GREEN POWER ENERGY LLC | JCP&L | No | Complete | 2011-04-13 | 2012-01-16 | 2012-02-09 | 2012-02-09
SRP01833 | SREC Solar | MCLLORY |  | 5.06 | 0 | Residential | 0 | DELANCO | 8075 | 13 | GRO SOLAR | PSE&G BPU | No | Complete | 2011-04-11 | 2011-11-28 | 2011-12-29 | 2011-12-29
SRP01834 | SREC Solar | SCHNEIDER | MARKET STREET ENTERPRISES | 4.41 | 0 | Commercial | 0 | BROWNS MILLS | 8015 | 13 | CORBIN SOLAR SOLUTIONS, LLC | JCP&L | No | Complete | 2011-04-11 | 2011-07-25 | 2011-08-03 | 2011-08-03
SRP01835 | SREC Solar | SPAGNOLA-FALCONE |  | 15.68 | 0 | Residential | 1 | MANAHAWKIN | 8050 | 18 | CORBIN SOLAR SOLUTIONS, LLC | AC Electric | No | Complete | 2011-04-11 | 2011-11-08 | 2011-11-22 | 2011-11-22
SRP01836 | SREC Solar | BRENNAN |  | 7.74 | 0 | Residential | 0 | HAINSPORT | 8036 | 13 | RENERGY, INC. | PSE&G BPU | No | Complete | 2011-04-11 | 2011-06-09 | 2011-06-30 | 2011-06-30
SRP01837 | SREC Solar | SHAH |  | 7.79 | 0 | Residential |  | EDISON | 8820 | 11 | ALTERIS RENEWABLES | PSE&G BPU | No | Complete | 2011-04-11 | 2011-08-02 | 2011-09-08 | 2011-09-08
SRP01838 | SREC Solar | FREIRE |  | 7.41 | 0 | Residential | 1 | TOMS RIVER | 8753 | 18 | CORBIN SOLAR SOLUTIONS, LLC | JCP&L | No | Complete | 2011-04-11 | 2011-08-18 | 2011-08-29 | 2011-08-29
SRP01839 | SREC Solar | LOPES |  | 13.12 | 0 | Residential | 1 | FLEMINGTON | 8822 | 4 | TRINITY HEATING AND AIR | JCP&L | No | Complete | 2011-04-11 | 2011-11-07 | 2011-12-09 | 2011-12-09
SRP01841 | SREC Solar | ALTERMAN | CARL STAHL INDUSTRIES INC | 204.685 | 0 | Commercial |  | RIVERDALE | 7457 | 3 | KG BUILDERS - RE DIVISION | JCP&L | No | Complete | 2011-04-11 | 2011-09-29 | 2011-10-12 | 2011-10-12
SRP01842 | SREC Solar | HENDERSON |  | 6.11 | 0 | Residential | 1 | WILLIAMSTOWN | 8094 | 15 | TRINITY HEATING AND AIR | AC Electric | No | Complete | 2011-04-11 | 2011-09-30 | 2011-10-12 | 2011-10-12
SRP01843 | SREC Solar | ROGERS |  | 7.59 | 0 | Residential | 1 | LAKEWOOD | 8701 | 18 | TRINITY HEATING AND AIR | JCP&L | No | Complete | 2011-04-11 | 2011-07-06 | 2011-08-17 | 2011-08-17
SRP01844 | SREC Solar | USHER |  | 6.97 | 0 | Residential | 1 | TURNERSVILLE | 8012 | 14 | TRINITY HEATING AND AIR | AC Electric | No | Complete | 2011-04-11 | 2011-09-28 | 2011-10-10 | 2011-10-10
SRP01845 | SREC Solar | UNKLE | CAPE MAY RETARDED CITIZENS | 9.4 | 0 | Non Profit | 1 | DENNISVILLE | 8214 | 21 | TRINITY HEATING AND AIR | AC Electric | No | Complete | 2011-04-11 | 2012-04-06 | 2012-04-25 | 2012-04-25
SRP01846 | SREC Solar | DAVIDSON | ELIE TAHARI LTD | 1172.784 | 0 | Commercial | 1 | MILLBURN | 7041 | 9 | SUNPOWER CORPORATION | JCP&L | No | Complete | 2011-04-11 | 2011-06-14 | 2011-06-30 | 2011-06-30
SRP01847 | SREC Solar | UNKLE | ASSOC FOR RETARDED CITIZENS | 9.4 | 0 | Non Profit | 1 | DENNISVILLE | 8214 | 21 | TRINITY HEATING AND AIR | AC Electric | No | Complete | 2011-04-11 | 2012-02-16 | 2012-03-22 | 2012-03-22
SRP01848 | SREC Solar | DLUGOS |  | 6.426 | 0 | Residential |  | MONTCLAIR | 7042 | 9 | GEOPEAK ENERGY LLC | PSE&G BPU | No | Complete | 2011-04-11 | 2011-05-12 | 2011-06-03 | 2011-06-03
SRP01849 | SREC Solar | MEHIEL | MANNKRAFT CORP | 692.01 | 0 | Commercial | 1 | NEWARK | 7114 | 9 | G & S INVESTORS | PSE&G BPU | No | Complete | 2011-04-11 | 2012-06-07 | 2012-07-30 | 2012-07-30
SRP01850 | SREC Solar | HAYES | FRATERNITY MEADOWS, LLC | 391.04 | 0 | Commercial | 1 | SECAUCUS | 7094 | 8 | SOLAR NATION NEW JERSEY LLC | PSE&G BPU | No | Complete | 2011-04-11 | 2011-07-12 | 2011-10-04 | 2011-10-04
SRP01851 | SREC Solar | MAHESHWARI |  | 9.9 | 0 | Residential |  | PLAINSBORO | 8536 | 11 | SEA BRIGHT SOLAR, LLC | PSE&G BPU | No | Complete | 2011-04-11 | 2011-10-03 | 2011-10-12 | 2011-10-12
SRP01853 | SREC Solar | HAYES | FRATERNITY MEADOWS, LLC | 556.01 | 0 | Commercial | 1 | SECAUCUS | 7094 | 8 | SOLAR NATION NEW JERSEY LLC | PSE&G BPU | No | Complete | 2011-04-11 | 2011-07-12 | 2011-10-04 | 2011-10-04
SRP01854 | SREC Solar | DRUMGOOLE | THE CHESTER GROUP | 301.84 | 0 | Commercial | 1 | PARAMUS | 7652 | 7 | G & S INVESTORS | PSE&G BPU | No | Complete | 2011-04-11 | 2011-08-09 | 2011-11-21 | 2011-11-21
SRP01855 | SREC Solar | PATEL |  | 9.399 | 0 | Residential | 0 | PISCATAWAY | 8854 | 11 | PATEL BUILDERS | PSE&G BPU | No | Complete | 2011-04-11 | 2011-07-26 | 2011-08-22 | 2011-08-22
SRP01856 | SREC Solar | SANDEEN | NFI SOLAR | 1279.81 | 0 | Commercial |  | VINELAND | 8360 | 20 | PRO-TECH ENERGY SOLUTIONS | Vineland Muni Elec | No | Complete | 2011-04-11 | 2011-08-16 | 2011-09-19 | 2011-09-19
SRP01857 | SREC Solar | EDELMAN |  | 13.475 | 0 | Residential | 0 | FRANKLINVILLE | 8322 | 15 | RCL ENTERPRISES INC. | AC Electric | No | Complete | 2011-04-11 | 2011-06-14 | 2011-07-15 | 2011-07-15
SRP01858 | SREC Solar | CLARK |  | 6.75 | 0 | Residential | 1 | HAMILTON | 8620 | 12 | MERCURY SOLAR SYSTEMS | PSE&G BPU | No | Complete | 2011-04-11 | 2011-06-29 | 2011-07-13 | 2011-07-13
SRP01859 | SREC Solar | ALTERMAN | CARL STAHL SAVA INDUSTRIES INC | 278.005 | 0 | Commercial |  | RIVERDALE | 7457 | 3 | KG BUILDERS - RE DIVISION | JCP&L | No | Complete | 2011-04-11 | 2011-09-26 | 2011-10-10 | 2011-10-10
SRP01860 | SREC Solar | CALABRESE |  | 5.06 | 0 | Residential | 0 | MANASQUAN | 8736 | 17 | MERCURY SOLAR SYSTEMS | JCP&L | No | Complete | 2011-04-11 | 2011-07-13 | 2011-07-22 | 2011-07-22
SRP01861 | SREC Solar | FEINSTEIN |  | 3.15 | 0 | Residential | 0 | GREENWICH | 8323 | 20 | MERCURY SOLAR SYSTEMS | AC Electric | No | Complete | 2011-04-11 | 2011-05-31 | 2011-06-10 | 2011-06-10
SRP01862 | SREC Solar | MCKEEVER |  | 9.89 | 0 | Residential | 0 | WEST DEPTFORD | 8096 | 15 | MERCURY SOLAR SYSTEMS | PSE&G BPU | No | Complete | 2011-04-11 | 2011-06-22 | 2011-07-27 | 2011-07-27
SRP01863 | SREC Solar | CRANE |  | 10.12 | 0 | Residential | 1 | BROWNS MILLS | 8015 | 13 | MERCURY SOLAR SYSTEMS | JCP&L | No | Complete | 2011-04-11 | 2011-07-25 | 2011-08-02 | 2011-08-02
SRP01864 | SREC Solar | KURTZ | CHEM-FLEUR INCORPORATED | 435.6 | 0 | Commercial | 0 | NEWARK | 7114 | 9 | GEOPEAK ENERGY LLC | PSE&G BPU | No | Complete | 2011-04-11 | 2011-11-14 | 2011-12-14 | 2011-12-14
SRP01865 | SREC Solar | GILLIS |  | 5.775 | 0 | Residential | 0 | SICKLERVILLE | 8081 | 14 | CODE GREEN SOLAR, LLC | AC Electric | No | Complete | 2011-04-11 | 2011-05-11 | 2011-07-15 | 2011-07-15
SRP01866 | SREC Solar | SCHEINERT | SIDNEY SCHEINERT AND SONS, INC | 113.035 | 0 | Residential | 1 | SADDLEBROOK | 7663 | 7 | MERCURY SOLAR SYSTEMS - PORT CHESTER | PSE&G BPU | No | Complete | 2011-04-11 | 2011-11-04 | 2011-12-08 | 2011-12-08
SRP01867 | SREC Solar | STEVENSON |  | 13.395 | 0 | Residential | 1 | BRICK | 8724 | 18 | TRINITY HEATING AND AIR | JCP&L | No | Complete | 2011-04-11 | 2011-07-27 | 2011-08-23 | 2011-08-23
SRP01868 | SREC Solar | MARQUEZ |  | 3.76 | 0 | Residential | 1 | TRENTON | 8629 | 12 | TRINITY HEATING AND AIR | PSE&G BPU | No | Complete | 2011-04-11 | 2011-06-23 | 2011-07-12 | 2011-07-12
SRP01870 | SREC Solar | DEFUSCO |  | 15.275 | 0 | Residential | 1 | HOWELL | 7731 | 17 | TRINITY HEATING AND AIR | JCP&L | No | Complete | 2011-04-11 | 2011-07-05 | 2011-08-02 | 2011-08-02
SRP01872 | SREC Solar | VEMPATI |  | 4.7 | 0 | Residential | 1 | OLD BRIDGE | 8857 | 11 | TRINITY HEATING AND AIR | JCP&L | No | Complete | 2011-04-11 | 2011-11-14 | 2011-12-06 | 2011-12-06
SRP01873 | SREC Solar | VODOFSKY |  | 6.21 | 0 | Residential | 1 | MONROE TOWNSHIP | 8831 | 11 | TRINITY HEATING AND AIR | JCP&L | No | Complete | 2011-04-11 | 2011-07-25 | 2011-08-03 | 2011-08-03
SRP01874 | SREC Solar | CROWLEY | TRAP ROCK INDUSTRIES | 630.74 | 0 | Commercial | 0 | SOUTH BRUNSWICK TWP | 8528 | 5 | TRINITY HEATING AND AIR | PSE&G BPU | No | Complete | 2011-04-11 | 2011-10-21 | 2011-12-27 | 2011-12-27
SRP01878 | SREC Solar | GOTTLIEB | LANDMARK AT RAHWAY LLC | 48.3 | 0 | Commercial |  | RAHWAY | 7065 | 10 | HELIOS SOLAR ENERGY | PSE&G BPU | No | Complete | 2011-04-11 | 2013-04-04 | 2013-04-25 | 2013-04-25
SRP01880 | SREC Solar | RESTUCCIO |  | 15.87 | 0 | Residential |  | DEVONSHIRE | 8037 | 19 | GO SOLAR ELECTRIC, LLC | AC Electric | No | Complete | 2011-04-11 | 2012-05-14 | 2012-05-30 | 2012-05-30
SRP01882 | SREC Solar | TOTORA JR. |  | 22.77 | 0 | Residential |  | HAMMONTON | 8037 | 19 | GO SOLAR ELECTRIC, LLC | AC Electric | No | Complete | 2011-04-11 | 2012-05-01 | 2012-05-18 | 2012-05-18
SRP01888 | SREC Solar | SANDEEN | NFI SOLAR | 2000.32 | 0 | Farm |  | VINELAND | 8360 | 20 | PRINCETON SOLAR SOLUTIONS | Vineland Muni Elec | Yes | Complete | 2011-04-11 | 2011-09-14 | 2011-10-26 | 2011-10-26
SRP01889 | SREC Solar | NICOLOSI | ROUTE 130 CAR WASH | 22.4 | 0 | Commercial |  | PENNSAUKEN TWP. | 8110 | 14 | GO SOLAR ELECTRIC, LLC | PSE&G BPU | No | Complete | 2011-04-11 | 2012-06-01 | 2012-06-21 | 2012-06-21
SRP01890 | SREC Solar | TIWARI |  | 6.15 | 0 | Residential |  | EDISON | 8820 | 11 | ALTERIS RENEWABLES | PSE&G BPU | No | Complete | 2011-04-11 | 2011-07-28 | 2011-08-22 | 2011-08-22
SRP01892 | SREC Solar | SUAREZ |  | 9.9 | 0 | Residential | 0 | FRANKLIN PARK | 8823 | 5 | REC SOLAR, INC. | PSE&G BPU | No | Complete | 2011-04-18 | 2011-08-11 | 2011-09-01 | 2011-09-01
SRP01893 | SREC Solar | MELFI |  | 14.72 | 0 | Residential | 1 | NEWTON | 7860 | 1 | REC SOLAR, INC. | JCP&L | No | Complete | 2011-04-18 | 2011-09-08 | 2011-11-15 | 2011-11-15
SRP01894 | SREC Solar | WIDMEIER |  | 10.34 | 0 | Residential | 0 | MARLBORO | 7746 | 17 | REC SOLAR, INC. | JCP&L | No | Complete | 2011-04-18 | 2011-08-11 | 2011-10-31 | 2011-10-31
SRP01895 | SREC Solar | FABRIZIO |  | 5.04 | 0 | Residential | 0 | MONROEVILLE | 8343 | 16 | SELF INSTALL | AC Electric | No | Complete | 2011-04-18 | 2012-03-07 | 2012-04-12 | 2012-04-12
SRP01896 | SREC Solar | KOHEN |  | 7.77 | 0 | Residential | 0 | HOWELL | 7731 | 17 | SEA BRIGHT SOLAR, LLC | JCP&L | No | Complete | 2011-04-18 | 2011-09-16 | 2011-09-28 | 2011-09-28
SRP01897 | SREC Solar | BOWERS | 628 ASSOCIATES, LP | 40.56 | 0 | Commercial | 0 | TINTON FALLS | 7724 | 17 | GREEN ENERGY SYSTEMS LLC | JCP&L | No | Complete | 2011-04-18 | 2011-08-12 | 2011-09-19 | 2011-09-19
SRP01898 | SREC Solar | SCLAFANI |  | 5.75 | 0 | Residential | 1 | JACKSON | 8527 | 18 | ALTERNATIVE LIGHT & ENERGY SOLUTIONS | JCP&L | No | Complete | 2011-04-18 | 2011-10-05 | 2011-12-08 | 2011-12-08
SRP01899 | SREC Solar | CALCAGNO | HIGH GRADE BEVERAGE | 527.28 | 0 | Commercial | 0 | SOUTH BRUNSWICK | 8852 | 11 | RAY ANGELINI, INC. | PSE&G BPU | No | Complete | 2011-04-18 | 2012-02-22 | 2012-04-05 | 2012-04-05
SRP01900 | SREC Solar | CALCAGNO | HIGH GRADE BEVERAGE | 474.24 | 0 | Commercial | 1 | RANDOLPH | 7869 | 3 | RAY ANGELINI, INC. | JCP&L | No | Complete | 2011-04-18 | 2012-03-19 | 2012-04-19 | 2012-04-19
SRP01901 | SREC Solar | PFAFF | INJECTRON CORP. | 1265.88 | 0 | Commercial | 1 | PLAINFIELD | 7063 | 10 | G & S INVESTORS | PSE&G BPU | No | Complete | 2011-04-18 | 2012-03-07 | 2012-04-12 | 2012-04-12
SRP01902 | SREC Solar | KANTER | LODI MARKETS LLC | 322.42 | 0 | Commercial | 1 | LODI | 7644 | 7 | PRO-TECH ENERGY SOLUTIONS | PSE&G BPU | No | Complete | 2011-04-18 | 2011-07-21 | 2011-08-31 | 2011-08-31
SRP01933 | SREC Solar | MILLER |  | 3.87 | 0 | Residential | 1 | BEVERLY | 8010 | 13 | SOLULAR LLC. II | PSE&G BPU | No | Complete | 2011-04-18 | 2011-09-06 | 2011-10-17 | 2011-10-17
SRP01934 | SREC Solar | EDMUND |  | 5.59 | 0 | Residential | 0 | MAYS LANDING | 8330 | 19 | RCL ENTERPRISES INC. | AC Electric | No | Complete | 2011-04-18 | 2011-07-12 | 2011-07-29 | 2011-07-29
SRP01935 | SREC Solar | FIORUCCI |  | 7.05 | 0 | Residential | 0 | CAPE MAY COURT HOUSE | 8210 | 21 | EASTERN ENERGY SERVICES | AC Electric | No | Complete | 2011-04-18 | 2011-09-19 | 2011-09-28 | 2011-09-28
SRP01936 | SREC Solar | CANTARA |  | 8.46 | 0 | Residential | 1 | BROWNS MILLS | 8015 | 13 | TRINITY HEATING AND AIR | JCP&L | No | Complete | 2011-04-18 | 2011-07-14 | 2011-07-22 | 2011-07-22
SRP01939 | SREC Solar | STEWART | MEASUREMENT TECHNOLOGIES | 7.92 | 0 | Commercial | 1 | CAPE MAY | 8204 | 21 | ASTRUM SOLAR, LLC | AC Electric | No | Complete | 2011-04-18 | 2011-08-12 | 2011-09-29 | 2011-09-29
SRP01940 | SREC Solar | CHIARAVALLO |  | 7.05 | 0 | Residential | 1 | TOMS RIVER | 8757 | 18 | TRINITY HEATING AND AIR | JCP&L | No | Complete | 2011-04-18 | 2011-07-14 | 2011-07-22 | 2011-07-22
SRP01942 | SREC Solar | BENNETT |  | 8.2 | 0 | Residential | 1 | MANCHESTER | 8759 | 18 | TRINITY HEATING AND AIR | JCP&L | No | Complete | 2011-04-18 | 2011-08-16 | 2011-08-25 | 2011-08-25
SRP01943 | SREC Solar | VANDERGRIFT |  | 3.22 | 0 | Residential | 1 | MARLTON | 8053 | 13 | TRINITY HEATING AND AIR | PSE&G BPU | No | Complete | 2011-04-18 | 2011-07-13 | 2011-07-22 | 2011-07-22
SRP01944 | SREC Solar | BETHEA |  | 6.9 | 0 | Residential | 1 | BURLINGTON | 8016 | 13 | TRINITY HEATING AND AIR | PSE&G BPU | No | Complete | 2011-04-18 | 2011-07-14 | 2011-07-22 | 2011-07-22
SRP01945 | SREC Solar | HUNT |  | 10.575 | 0 | Residential | 1 | MANCHESTER | 8759 | 18 | TRINITY HEATING AND AIR | PSE&G BPU | No | Complete | 2011-04-18 | 2011-09-20 | 2011-09-23 | 2011-09-23
SRP01946 | SREC Solar | KOSZYK |  | 5.64 | 0 | Residential | 1 | HIGHTSTOWN | 8520 | 12 | TRINITY HEATING AND AIR | JCP&L | No | Complete | 2011-04-18 | 2011-07-12 | 2011-07-21 | 2011-07-21
SRP01947 | SREC Solar | OGUNDOJU |  | 7.52 | 0 | Residential | 1 | ERIAL | 8081 | 14 | TRINITY HEATING AND AIR | AC Electric | No | Complete | 2011-04-18 | 2011-07-28 | 2011-08-08 | 2011-08-08
SRP01948 | SREC Solar | SHAH | BURLINGTON SUPERMARKET | 28 | 0 | Commercial | 1 | BURLINGTON | 8016 | 13 | ONFORCE SOLAR | PSE&G BPU | No | Complete | 2011-04-18 | 2012-05-31 | 2012-07-26 | 2012-07-26
SRP01949 | SREC Solar | PULLMAN | TELE-DYNAMICS | 42.78 | 3829.5 | Commercial | 0 | SECAUCUS | 7094 | 8 | ONFORCE SOLAR | PSE&G BPU | No | Complete | 2011-04-18 | 2012-03-14 | 2012-06-06 | 2012-08-16
SRP01950 | SREC Solar | HENRY |  | 7.68 | 0 | Residential | 1 | MILBURN | 7041 | 9 | ALTERIS RENEWABLES | JCP&L | No | Complete | 2011-04-18 | 2011-08-03 | 2011-09-29 | 2011-09-29
SRP01952 | SREC Solar | SEVOSTYANOV |  | 7.296 | 0 | Residential | 0 | HILLSBOROUGH | 8844 | 5 | AMERICAN RENEWABLE ENERGY, INC | PSE&G BPU | No | Complete | 2011-04-18 | 2011-05-25 | 2011-08-29 | 2011-08-29
SRP01953 | SREC Solar | ORLOV |  | 6.21 | 0 | Residential | 1 | VINELAND | 8360 | 20 | MERCURY SOLAR SYSTEMS | Vineland Muni Elec | No | Complete | 2011-04-18 | 2011-09-07 | 2011-09-19 | 2011-09-19
SRP01954 | SREC Solar | SUNDERLAND |  | 14.08 | 0 | Residential | 0 | BORDENTOWN | 8505 | 13 | KOPP ELECTRIC COMPANY | PSE&G BPU | No | Complete | 2011-04-18 | 2011-06-14 | 2011-08-04 | 2011-08-04
SRP01955 | SREC Solar | PUROHIT |  | 5.4 | 0 | Residential | 0 | HILLSBOROUGH | 8844 | 5 | GEOGENIX | PSE&G BPU | No | Complete | 2011-04-18 | 2011-08-09 | 2011-10-26 | 2011-10-26
SRP01956 | SREC Solar | HARALAMPOUDIS |  | 12.6 | 0 | Residential | 0 | MORRISTOWN | 7960 | 3 | GEOGENIX | JCP&L | No | Complete | 2011-04-18 | 2011-08-05 | 2011-08-15 | 2011-08-15
SRP01957 | SREC Solar | HACKETT |  | 18.33 | 0 | Residential | 0 | SICKLERVILLE | 8081 | 14 | CODE GREEN SOLAR, LLC | AC Electric | No | Complete | 2011-04-18 | 2011-09-02 | 2011-09-09 | 2011-09-09
SRP01958 | SREC Solar | RUCK |  | 9.8 | 0 | Residential | 0 | WAYNE | 7470 | 6 | 1ST LIGHT ENERGY, INC. | PSE&G BPU | No | Complete | 2011-04-18 | 2011-12-13 | 2012-01-31 | 2012-01-31
SRP01959 | SREC Solar | TOUS |  | 6.72 | 0 | Residential | 0 | EASTAMPTON | 8060 | 13 | AMPED ON SOLAR | PSE&G BPU | No | Complete | 2011-04-18 | 2011-09-28 | 2011-10-10 | 2011-10-10
SRP01960 | SREC Solar | SAWANT |  | 6.48 | 0 | Residential | 0 | ROBBINSVILLE | 8691 | 12 | AMPED ON SOLAR | PSE&G BPU | No | Complete | 2011-04-18 | 2011-07-26 | 2011-08-03 | 2011-08-03
SRP01961 | SREC Solar | VAST |  | 7.92 | 0 | Residential | 0 | ROBBINSVILLE | 8691 | 12 | AMPED ON SOLAR | PSE&G BPU | No | Complete | 2011-04-18 | 2011-08-02 | 2011-08-08 | 2011-08-08
SRP01962 | SREC Solar | RAJOPADHYE |  | 7.92 | 0 | Residential | 0 | ROBBINSVILLE | 8691 | 12 | AMPED ON SOLAR | PSE&G BPU | No | Complete | 2011-04-18 | 2011-07-13 | 2011-07-29 | 2011-07-29
SRP01963 | SREC Solar | MANDREKAR |  | 8.64 | 0 | Residential | 0 | ROBBINSVILLE | 8691 | 12 | AMPED ON SOLAR | PSE&G BPU | No | Complete | 2011-04-18 | 2011-07-13 | 2011-07-22 | 2011-07-22
SRP01964 | SREC Solar | COLUMBO |  | 6.9 | 0 | Residential | 1 | MANCHESTER | 8759 | 18 | RELIABLE POWER SERVICES, INC. | JCP&L | No | Complete | 2011-04-25 | 2011-10-27 | 2011-12-08 | 2011-12-08
SRP01966 | SREC Solar | COOPER |  | 4.14 | 0 | Residential | 1 | BRICK | 8723 | 18 | RELIABLE POWER SERVICES, INC. | JCP&L | No | Complete | 2011-04-18 | 2011-05-13 | 2011-08-05 | 2011-08-05
SRP01967 | SREC Solar | HALISCAK |  | 5.98 | 0 | Residential | 1 | BAYVILLE | 8721 | 18 | RELIABLE POWER SERVICES, INC. | JCP&L | No | Complete | 2011-04-18 | 2012-01-31 | 2012-03-02 | 2012-03-02
SRP01970 | SREC Solar | PALERMO | TERRACYCLE INC | 97.76 | 0 | Commercial | 1 | TRENTON | 8638 | 12 | ASTON SOLAR | PSE&G BPU | No | Complete | 2011-04-18 | 2012-10-05 | 2012-11-08 | 2012-11-08
SRP01975 | SREC Solar | AGARWAL |  | 6.75 | 0 | Residential | 0 | HILLSBOROUGH | 8844 | 5 | 1ST LIGHT ENERGY, INC. | PSE&G BPU | No | Complete | 2011-04-18 | 2011-07-27 | 2011-09-23 | 2011-09-23
SRP01976 | SREC Solar | PODOLAK |  | 16.8 | 0 | Residential | 0 | PRINCETON JUNCTION | 8550 | 12 | GEOGENIX | JCP&L | No | Complete | 2011-04-18 | 2011-09-30 | 2011-10-21 | 2011-10-21
SRP01977 | SREC Solar | LOCANTORE |  | 12.47 | 0 | Residential | 1 | GIBBSTOWN | 8027 | 15 | RENERGY, INC. | AC Electric | No | Complete | 2011-04-18 | 2011-07-08 | 2011-08-04 | 2011-08-04
SRP01978 | SREC Solar | MCNICHOLAS | J. KNIPPER AND COMPANY INC | 436.59 | 0 | Commercial | 1 | LAKEWOOD | 8701 | 18 | G & S INVESTORS | JCP&L | No | Complete | 2011-04-18 | 2011-11-08 | 2011-12-14 | 2011-12-14
SRP01979 | SREC Solar | SCHLEY |  | 44.85 | 0 | Farm | 1 | WHITEHOUSE | 8888 | 4 | MERCURY SOLAR SYSTEMS - PORT CHESTER | JCP&L | No | Complete | 2011-04-18 | 2012-04-12 | 2012-04-30 | 2012-04-30
SRP01980 | SREC Solar | SEDLAK |  | 7.05 | 0 | Residential | 0 | SPOTSWOOD | 8884 | 11 | TRINITY HEATING AND AIR | JCP&L | No | Complete | 2011-04-18 | 2011-06-14 | 2011-06-29 | 2011-06-29
SRP01981 | SREC Solar | ARLOTTA |  | 4.83 | 0 | Residential | 1 | HOWELL | 7731 | 17 | TRINITY HEATING AND AIR | JCP&L | No | Complete | 2011-04-18 | 2011-06-30 | 2011-07-13 | 2011-07-13
SRP01982 | SREC Solar | INCORVAIA |  | 5.64 | 0 | Residential | 1 | COLUMBUS | 8022 | 13 | TRINITY HEATING AND AIR | PSE&G BPU | No | Complete | 2011-04-18 | 2011-06-14 | 2011-06-29 | 2011-06-29
SRP01984 | SREC Solar | LONG |  | 6.11 | 0 | Residential | 1 | VORHEES TWP | 8043 | 14 | TRINITY HEATING AND AIR | PSE&G BPU | No | Complete | 2011-04-18 | 2011-06-03 | 2011-07-06 | 2011-07-06
SRP01985 | SREC Solar | BAYLESS |  | 7.755 | 0 | Residential | 1 | SOUTHAMPTON | 8088 | 13 | TRINITY HEATING AND AIR | PSE&G BPU | No | Complete | 2011-04-18 | 2012-04-16 | 2012-05-10 | 2012-05-10
SRP01986 | SREC Solar | DOBOS |  | 5.64 | 0 | Residential | 1 | NEW MILFORD | 7646 | 7 | TRINITY HEATING AND AIR | PSE&G BPU | No | Complete | 2011-04-18 | 2011-08-29 | 2011-10-21 | 2011-10-21
SRP01987 | SREC Solar | MILOSZAR |  | 4.44 | 0 | Residential | 1 | COLUMBUS | 8022 | 13 | TRINITY HEATING AND AIR | PSE&G BPU | No | Complete | 2011-04-18 | 2011-06-03 | 2011-06-27 | 2011-06-27
SRP01988 | SREC Solar | SMITH | URNER BARRY PUBLIC INC | 54.325 | 0 | Commercial | 0 | BAYVILLE | 8721 | 18 | TRINITY HEATING AND AIR | JCP&L | No | Complete | 2011-04-18 | 2011-08-17 | 2011-08-25 | 2011-08-25
SRP01989 | SREC Solar | PATIRO |  | 8.46 | 0 | Residential | 1 | FREEHOLD | 7728 | 17 | TRINITY HEATING AND AIR | JCP&L | No | Complete | 2011-04-18 | 2011-08-16 | 2011-08-23 | 2011-08-23
SRP01990 | SREC Solar | JONES |  | 9.36 | 0 | Residential | 0 | MULLICA HILL | 8062 | 15 | SUNRAY SOLAR, INC. | AC Electric | No | Complete | 2011-04-18 | 2011-11-01 | 2012-02-07 | 2012-02-07
SRP01991 | SREC Solar | COSTLEIGH |  | 5.85 | 0 | Residential | 1 | UNION | 7083 | 10 | ALTERNATIVE LIGHT & ENERGY SOLUTIONS | PSE&G BPU | No | Complete | 2011-04-18 | 2011-05-31 | 2011-07-22 | 2011-07-22
SRP01992 | SREC Solar | VASILOPOULOS |  | 10.32 | 0 | Residential | 1 | EAST HANOVER | 7936 | 3 | ALTERNATIVE LIGHT & ENERGY SOLUTIONS | JCP&L | No | Complete | 2011-04-18 | 2011-07-27 | 2011-08-04 | 2011-08-04
SRP01995 | SREC Solar | POLIDORE |  | 6.27 | 0 | Residential | 1 | BARNEGAT | 8005 | 18 | SUNRAY SOLAR, INC. | JCP&L | No | Complete | 2011-04-18 | 2011-09-02 | 2011-10-17 | 2011-10-17
SRP01996 | SREC Solar | MIDDLETON | LARRY'S II | 9.89 | 0 | Commercial | 0 | VINELAND | 8360 | 20 | MERCURY SOLAR SYSTEMS | Vineland Muni Elec | No | Complete | 2011-04-18 | 2011-10-12 | 2011-10-26 | 2011-10-26
SRP01997 | SREC Solar | MIDDLETON | LARRY'S II | 14.95 | 0 | Commercial | 0 | VINELAND | 8360 | 20 | MERCURY SOLAR SYSTEMS | Vineland Muni Elec | No | Complete | 2011-04-18 | 2011-10-12 | 2011-10-28 | 2011-10-28
SRP01998 | SREC Solar | MIDDLETON | LARRY'S II RESTAURANT | 11.04 | 0 | Commercial | 0 | VINELAND | 8360 | 20 | MERCURY SOLAR SYSTEMS | Vineland Muni Elec | No | Complete | 2011-04-18 | 2011-10-12 | 2011-10-26 | 2011-10-26
SRP01999 | SREC Solar | MAHER SR. | NC CARPET | 18.4 | 0 | Commercial | 0 | NEWARK | 7104 | 9 | MERCURY SOLAR SYSTEMS - PORT CHESTER | PSE&G BPU | No | Complete | 2011-04-18 | 2011-08-23 | 2011-08-30 | 2011-08-30
SRP02000 | SREC Solar | KUZORA |  | 2.35 | 0 | Residential | 1 | ELMWOOD PARK | 7407 | 7 | TRINITY HEATING AND AIR | PSE&G BPU | No | Complete | 2011-04-18 | 2011-12-08 | 2011-12-28 | 2011-12-28
SRP02001 | SREC Solar | FLORIA |  | 5.17 | 0 | Residential | 1 | TOMS RIVER | 8755 | 18 | TRINITY HEATING AND AIR | JCP&L | No | Complete | 2011-04-18 | 2011-07-27 | 2011-08-04 | 2011-08-04
SRP02002 | SREC Solar | LAZOS |  | 5.92 | 0 | Residential | 0 | EGG HARBOR TOWNSHIP | 8234 | 19 | TRINITY HEATING AND AIR | AC Electric | No | Complete | 2011-04-18 | 2011-08-02 | 2011-08-08 | 2011-08-08
SRP02003 | SREC Solar | VANDERBECK |  | 6.97 | 0 | Residential | 1 | BRICK | 8723 | 18 | TRINITY HEATING AND AIR | JCP&L | No | Complete | 2011-04-18 | 2011-10-07 | 2011-10-21 | 2011-10-21
SRP02004 | SREC Solar | ARIAS |  | 10.34 | 0 | Residential | 0 | OCEAN | 7712 | 17 | TRINITY HEATING AND AIR | JCP&L | No | Complete | 2011-04-18 | 2011-07-08 | 2011-07-19 | 2011-07-19
SRP02005 | SREC Solar | SABIO |  | 7.59 | 0 | Residential | 1 | MANCHESTER | 8759 | 18 | TRINITY HEATING AND AIR | JCP&L | No | Complete | 2011-04-18 | 2011-07-22 | 2011-08-03 | 2011-08-03
SRP02006 | SREC Solar | KRAUSE |  | 7.99 | 0 | Residential | 1 | COLUMBUS | 8002 | 14 | TRINITY HEATING AND AIR | PSE&G BPU | No | Complete | 2011-04-18 | 2011-06-01 | 2011-06-10 | 2011-06-10
SRP02007 | SREC Solar | DAUGHERTY |  | 7.755 | 0 | Residential | 1 | WOOLWICH | 8085 | 15 | TRINITY HEATING AND AIR | AC Electric | No | Complete | 2011-04-18 | 2011-08-09 | 2011-08-22 | 2011-08-22
SRP02009 | SREC Solar | SHANAHAN |  | 4.23 | 0 | Residential | 1 | SADDLE BROOK | 7663 | 7 | TRINITY HEATING AND AIR | PSE&G BPU | No | Complete | 2011-04-18 | 2011-06-03 | 2011-06-20 | 2011-06-20
SRP02010 | SREC Solar | HARVEY |  | 5.17 | 0 | Residential | 1 | BROWNS MILLS | 8015 | 13 | TRINITY HEATING AND AIR | JCP&L | No | Complete | 2011-04-18 | 2011-07-25 | 2011-08-04 | 2011-08-04
SRP02011 | SREC Solar | HIRSCHHORN |  | 6.9 | 0 | Residential |  | TINTON FALLS | 7712 | 17 | SELF INSTALL | JCP&L | No | Complete | 2011-04-18 | 2011-05-05 | 2011-06-15 | 2011-06-15
SRP02012 | SREC Solar | LOY |  | 7.05 | 0 | Residential | 1 | STEWARTSVILLE | 8886 | 2 | TRINITY HEATING AND AIR | JCP&L | No | Complete | 2011-04-18 | 2011-07-18 | 2011-07-29 | 2011-07-29
SRP02013 | SREC Solar | TANCS |  | 3.6 | 0 | Residential | 0 | KENILWORTH | 7033 | 10 | SELF INSTALL | PSE&G BPU | No | Complete | 2011-04-18 | 2011-05-20 | 2011-09-08 | 2011-09-08
SRP02014 | SREC Solar | SPANARELLI |  | 9.87 | 0 | Residential | 1 | EAST HANOVER | 7936 | 3 | TRINITY HEATING AND AIR | JCP&L | No | Complete | 2011-04-18 | 2011-07-25 | 2011-08-03 | 2011-08-03
SRP02015 | SREC Solar | ZMUDA |  | 9.66 | 0 | Residential | 0 | FRENCHTOWN | 8825 | 4 | NOVA ALTERNATIVE ENERGY SYSTEMS LLC | JCP&L | No | Complete | 2011-04-18 | 2011-07-27 | 2011-08-23 | 2011-08-23
SRP02016 | SREC Solar | DEKKER |  | 4.3 | 0 | Residential |  | FAIRLAWN | 7410 | 7 | ALTERNATIVE LIGHT & ENERGY SOLUTIONS | PSE&G BPU | No | Complete | 2011-04-18 | 2011-05-24 | 2011-07-06 | 2011-07-06
SRP02017 | SREC Solar | PIETA |  | 7.05 | 0 | Residential | 0 | BAYVILLE | 8721 | 18 | ALTERNATIVE CHARGE ELECTRIC, LLC | JCP&L | No | Complete | 2011-04-18 | 2011-06-17 | 2011-10-10 | 2011-10-10
SRP02018 | SREC Solar | BRANDT | BRANDT BOX & PAPER CO., INC | 49.92 | 0 | Commercial | 0 | COLUMBIA | 7832 | 2 | GEOPEAK ENERGY LLC | JCP&L | No | Complete | 2011-04-18 | 2011-05-26 | 2011-07-19 | 2011-07-19
SRP02019 | SREC Solar | KUO |  | 5.98 | 0 | Residential | 0 | BRIDGEWATER | 8807 | 5 | ROSS SOLAR GROUP, LLC | PSE&G BPU | No | Complete | 2011-04-18 | 2011-12-21 | 2012-01-20 | 2012-01-20
SRP02020 | SREC Solar | FILLER |  | 6.9 | 0 | Residential | 0 | BRIDGETON | 8302 | 20 | MERCURY SOLAR SYSTEMS | AC Electric | No | Complete | 2011-04-18 | 2011-07-14 | 2011-07-22 | 2011-07-22
SRP02021 | SREC Solar | ROBERTSON |  | 6.66 | 0 | Residential | 1 | SEWELL | 8080 | 15 | MERCURY SOLAR SYSTEMS | AC Electric | No | Complete | 2011-04-18 | 2011-07-14 | 2011-07-22 | 2011-07-22
SRP02022 | SREC Solar | MOORE |  | 5.016 | 0 | Residential | 1 | FREEHOLD | 7728 | 17 | ALTERNATIVE LIGHT & ENERGY SOLUTIONS | JCP&L | No | Complete | 2011-04-18 | 2011-10-20 | 2012-02-20 | 2012-02-20
SRP02023 | SREC Solar | RAIDER |  | 8.51 | 0 | Residential | 1 | OCEAN VIEW | 8230 | 21 | CORBIN SOLAR SOLUTIONS, LLC | AC Electric | No | Complete | 2011-04-18 | 2011-09-20 | 2011-09-28 | 2011-09-28
SRP02025 | SREC Solar | SCHNEIDER |  | 3.225 | 0 | Residential | 0 | BROWNS MILLS | 8015 | 13 | CORBIN SOLAR SOLUTIONS, LLC | JCP&L | No | Complete | 2011-04-18 | 2011-07-19 | 2011-07-27 | 2011-07-27
SRP02026 | SREC Solar | GLUSSI |  | 7.04 | 0 | Residential | 0 | MANCHESTER | 8759 | 18 | KOPP ELECTRIC COMPANY | JCP&L | No | Complete | 2011-04-18 | 2011-07-25 | 2011-08-22 | 2011-08-22
SRP02028 | SREC Solar | NASH |  | 7.59 | 0 | Residential | 0 | WESTAMPTON | 8060 | 13 | AMPED ON SOLAR | PSE&G BPU | No | Complete | 2011-04-18 | 2011-09-02 | 2011-09-09 | 2011-09-09
SRP02029 | SREC Solar | CLARKE |  | 10.58 | 0 | Residential | 0 | ALLENTOWN | 8501 | 17 | FUTURE SOLUTIONS CONTRACTING, LLC | JCP&L | No | Complete | 2011-04-18 | 2012-01-04 | 2012-01-26 | 2012-01-26
SRP02030 | SREC Solar | LITTIG |  | 21.275 | 0 | Residential | 0 | EGG HARBOR CITY | 8215 | 19 | BRITE IDEA ENERGY | AC Electric | No | Complete | 2011-04-18 | 2011-09-13 | 2011-11-21 | 2011-11-21
SRP02031 | SREC Solar | CUNHA |  | 10.12 | 0 | Residential | 1 | MANALAPAN | 7726 | 17 | REC SOLAR, INC. | JCP&L | No | Complete | 2011-04-18 | 2011-09-14 | 2011-09-23 | 2011-09-23
SRP02032 | SREC Solar | GERNAT |  | 5.94 | 0 | Residential | 1 | LAFAYETTE | 7848 | 1 | REC SOLAR, INC. | JCP&L | No | Complete | 2011-04-18 | 2011-09-14 | 2011-09-23 | 2011-09-23
SRP02033 | SREC Solar | HERMANN |  | 20.24 | 0 | Residential | 1 | HILLSBOROUGH | 8844 | 5 | REC SOLAR, INC. | PSE&G BPU | No | Complete | 2011-04-18 | 2011-08-24 | 2011-08-31 | 2011-08-31
SRP02034 | SREC Solar | BAYLES |  | 10.175 | 0 | Residential | 1 | COLUMBUS | 8022 | 13 | TRINITY HEATING AND AIR | PSE&G BPU | No | Complete | 2011-04-18 | 2011-07-13 | 2011-08-10 | 2011-08-10
SRP02035 | SREC Solar | LAVERTY |  | 11.04 | 0 | Residential | 1 | OLD BRIDGE | 8857 | 11 | REC SOLAR, INC. | JCP&L | No | Complete | 2011-04-18 | 2011-08-23 | 2011-08-30 | 2011-08-30
SRP02036 | SREC Solar | VERRETT-BETHEA |  | 8.46 | 0 | Residential | 1 | BROWNS MILLS | 8015 | 13 | TRINITY HEATING AND AIR | JCP&L | No | Complete | 2011-04-18 | 2011-07-13 | 2011-07-22 | 2011-07-22
SRP02037 | SREC Solar | DEMPSEY |  | 6.67 | 0 | Residential | 1 | JACKSON | 8527 | 18 | TRINITY HEATING AND AIR | JCP&L | No | Complete | 2011-04-18 | 2011-09-19 | 2011-09-28 | 2011-09-28
SRP02038 | SREC Solar | SANZONE |  | 9.02 | 0 | Residential | 1 | FREEHOLD | 7728 | 17 | TRINITY HEATING AND AIR | JCP&L | No | Complete | 2011-04-18 | 2011-09-30 | 2011-10-12 | 2011-10-12
SRP02039 | SREC Solar | STONE |  | 6.66 | 0 | Residential | 0 | COLUMBIA | 7832 | 2 | TRINITY HEATING AND AIR | JCP&L | No | Complete | 2011-04-18 | 2011-07-12 | 2011-07-21 | 2011-07-21
SRP02040 | SREC Solar | LINTON |  | 5.94 | 0 | Residential | 1 | POINT PLEASANT | 8742 | 18 | REC SOLAR, INC. | JCP&L | No | Complete | 2011-04-18 | 2011-08-16 | 2011-09-28 | 2011-09-28
SRP02041 | SREC Solar | SAVARIN |  | 7.59 | 0 | Residential | 1 | LAWRENCE TWP | 8648 | 12 | REC SOLAR, INC. | PSE&G BPU | No | Complete | 2011-04-18 | 2011-09-02 | 2011-09-09 | 2011-09-09
SRP02042 | SREC Solar | THOMAS |  | 4.7 | 0 | Residential | 0 | MT. EPHRAIM | 8059 | 14 | TRINITY HEATING AND AIR | PSE&G BPU | No | Complete | 2011-04-18 | 2011-06-14 | 2011-06-29 | 2011-06-29
SRP02043 | SREC Solar | SMITH |  | 7.7 | 0 | Residential | 1 | NEWARK | 7103 | 9 | REC SOLAR, INC. | PSE&G BPU | No | Complete | 2011-04-18 | 2011-10-04 | 2011-10-13 | 2011-10-13
SRP02044 | SREC Solar | AZZARELLO |  | 12.69 | 0 | Residential | 1 | BRICK | 8724 | 18 | TRINITY HEATING AND AIR | JCP&L | No | Complete | 2011-04-18 | 2011-07-22 | 2011-08-03 | 2011-08-03
SRP02045 | SREC Solar | FLANNERY |  | 6.58 | 0 | Residential | 1 | NETCONG | 7857 | 3 | TRINITY HEATING AND AIR | JCP&L | No | Complete | 2011-04-18 | 2012-04-16 | 2012-04-30 | 2012-04-30
SRP02046 | SREC Solar | HICKS |  | 5.805 | 0 | Residential | 1 | BERLIN | 8009 | 14 | RENERGY, INC. | AC Electric | No | Complete | 2011-04-18 | 2011-06-09 | 2011-06-30 | 2011-06-30
SRP02047 | SREC Solar | SILVA |  | 5.64 | 0 | Residential | 1 | JAMESBURG | 8831 | 11 | TRINITY HEATING AND AIR | JCP&L | No | Complete | 2011-04-18 | 2011-10-14 | 2011-11-29 | 2011-11-29
SRP02048 | SREC Solar | DECAROLIS |  | 5.17 | 0 | Residential | 1 | JACKSON | 8527 | 18 | TRINITY HEATING AND AIR | JCP&L | No | Complete | 2011-04-18 | 2011-07-08 | 2011-07-19 | 2011-07-19
SRP02049 | SREC Solar | KRAEMER |  | 8.28 | 0 | Residential | 0 | NEW EGYPT | 8533 | 18 | FUTURE SOLUTIONS CONTRACTING, LLC | JCP&L | No | Complete | 2011-04-25 | 2011-07-28 | 2011-08-08 | 2011-08-08
SRP02051 | SREC Solar | TROUGHT |  | 13.275 | 0 | Residential | 0 | MOORESTOWN | 8057 | 13 | PROVEN RENEWABLE ENERGY, LLC | PSE&G BPU | No | Complete | 2011-04-25 | 2011-05-25 | 2011-06-10 | 2011-06-10
SRP02052 | SREC Solar | HILGAERTNER |  | 5.145 | 0 | Residential | 0 | MIDDLESEX | 8846 | 11 | 1ST LIGHT ENERGY, INC. | PSE&G BPU | No | Complete | 2011-04-25 | 2012-01-12 | 2012-04-05 | 2012-04-05
SRP02054 | SREC Solar | KUMAR |  | 17.02 | 0 | Residential | 0 | SCOTCH PLAINS | 7076 | 10 | ASTRUM SOLAR, LLC | PSE&G BPU | No | Complete | 2011-04-25 | 2012-03-16 | 2012-04-30 | 2012-04-30
SRP02055 | SREC Solar | ECKHARDT | BED BATH AND BEYOND, INC. | 2112 | 0 | Commercial | 0 | PORT READING | 7064 | 11 | SUNPOWER CORPORATION | PSE&G BPU | No | Complete | 2011-04-25 | 2011-12-08 | 2011-12-29 | 2011-12-29
SRP02056 | SREC Solar | ECKHARDT | HARMON STORES, INC. | 1651.2 | 0 | Commercial | 0 | TOTOWA | 7512 | 6 | SUNPOWER CORPORATION | PSE&G BPU | No | Complete | 2011-04-25 | 2012-02-22 | 2012-03-27 | 2012-03-27
SRP02057 | SREC Solar | ECKHARDT | CHRISTMAS TREE SHOPS, INC. | 501.76 | 0 | Commercial | 0 | CHERRY HILL | 8002 | 14 | SUNPOWER CORPORATION | PSE&G BPU | No | Complete | 2011-04-25 | 2011-08-26 | 2011-09-01 | 2011-09-01
SRP02058 | SREC Solar | THOMAS |  | 7.99 | 0 | Residential | 1 | CHERRY HILL | 8002 | 14 | TRINITY HEATING AND AIR | PSE&G BPU | No | Complete | 2011-04-25 | 2011-06-07 | 2011-06-29 | 2011-06-29
SRP02060 | SREC Solar | OGDEN |  | 8.88 | 0 | Residential | 1 | BLACKWOOD | 8012 | 14 | TRINITY HEATING AND AIR | PSE&G BPU | No | Complete | 2011-04-25 | 2011-09-15 | 2011-10-17 | 2011-10-17
SRP02061 | SREC Solar | LEWELLEN |  | 3.29 | 0 | Residential | 1 | CLEMENTON | 8021 | 14 | TRINITY HEATING AND AIR | AC Electric | No | Complete | 2011-04-25 | 2011-07-18 | 2011-08-10 | 2011-08-10
SRP02062 | SREC Solar | ACHENBACH |  | 7.05 | 0 | Residential | 1 | WESTVILLE | 8093 | 15 | TRINITY HEATING AND AIR | PSE&G BPU | No | Complete | 2011-04-25 | 2011-07-12 | 2011-07-21 | 2011-07-21
SRP02063 | SREC Solar | ICSO | CIRCONIX TECHNOLOGIES LLC | 38.87 | 0 | Commercial | 0 | RINGWOOD | 7456 | 6 | MERCURY SOLAR SYSTEMS - PORT CHESTER | Orange & Rockland Elec | No | Complete | 2011-04-25 | 2011-06-08 | 2011-06-29 | 2011-06-29
SRP02064 | SREC Solar | ICSO | CIRCONIX TECHNOLOGIES LLC | 17.94 | 0 | Commercial | 0 | RINGWOOD | 7456 | 6 | MERCURY SOLAR SYSTEMS - PORT CHESTER | Orange & Rockland Elec | No | Complete | 2011-04-25 | 2011-06-08 | 2011-06-29 | 2011-06-29
SRP02065 | SREC Solar | PANNUCCI |  | 7.99 | 0 | Residential | 1 | BRICK | 8724 | 18 | TRINITY HEATING AND AIR | JCP&L | No | Complete | 2011-04-25 | 2011-09-21 | 2011-10-17 | 2011-10-17
SRP02066 | SREC Solar | PASTORE |  | 9.2 | 0 | Residential | 1 | FORKED RIVER | 8731 | 18 | TRINITY HEATING AND AIR | JCP&L | No | Complete | 2011-04-25 | 2011-10-07 | 2011-10-21 | 2011-10-21
SRP02067 | SREC Solar | MANNA |  | 7.755 | 0 | Residential | 1 | BRICK | 8724 | 18 | TRINITY HEATING AND AIR | JCP&L | No | Complete | 2011-04-25 | 2011-09-21 | 2011-11-03 | 2011-11-03
SRP02068 | SREC Solar | DECKER |  | 3.76 | 0 | Residential | 1 | TOMS RIVERS | 8753 | 18 | TRINITY HEATING AND AIR | JCP&L | No | Complete | 2011-04-25 | 2011-08-18 | 2011-08-29 | 2011-08-29
SRP02069 | SREC Solar | HOCKIN-BROWN |  | 4.62 | 0 | Residential | 0 | METUCHEN | 8840 | 11 | REC SOLAR, INC. | PSE&G BPU | No | Complete | 2011-04-25 | 2011-08-23 | 2012-03-08 | 2012-03-08
SRP02070 | SREC Solar | LI |  | 11.75 | 0 | Residential | 0 | MARLBORO | 7746 | 17 | NJ SOLAR SYSTEM LLC | JCP&L | No | Complete | 2011-04-25 | 2011-06-28 | 2011-08-04 | 2011-08-04
SRP02071 | SREC Solar | CASTANEDA |  | 2.94 | 0 | Residential | 0 | SOUTH ORANGE | 7079 | 9 | 1ST LIGHT ENERGY, INC. | PSE&G BPU | No | Complete | 2011-04-25 | 2011-12-15 | 2012-02-09 | 2012-02-09
SRP02072 | SREC Solar | RITTENHOUSE |  | 5.145 | 0 | Residential | 0 | MONMOUTH JUNCTION | 8852 | 11 | 1ST LIGHT ENERGY, INC. | PSE&G BPU | No | Complete | 2011-04-25 | 2011-11-14 | 2012-02-17 | 2012-02-17
SRP02075 | SREC Solar | TAPPEN |  | 12.852 | 0 | Residential | 0 | JACOBSTOWN | 8562 | 13 | GEOPEAK ENERGY LLC | JCP&L | No | Complete | 2011-04-25 | 2011-06-17 | 2011-10-21 | 2011-10-21
SRP02076 | SREC Solar | POLINO |  | 20.468 | 0 | Residential | 1 | LUMBERTON | 8048 | 13 | MERCURY SOLAR SYSTEMS - PORT CHESTER | PSE&G BPU | No | Complete | 2011-04-25 | 2011-06-29 | 2011-07-13 | 2011-07-13
SRP02077 | SREC Solar | IULO |  | 7.77 | 0 | Residential | 1 | EGG HARBOR TWP. | 8234 | 19 | MERCURY SOLAR SYSTEMS | AC Electric | No | Complete | 2011-04-25 | 2011-07-14 | 2011-07-22 | 2011-07-22
SRP02078 | SREC Solar | TANG |  | 5.52 | 0 | Residential | 1 | KEARNY | 7032 | 8 | MERCURY SOLAR SYSTEMS | PSE&G BPU | No | Complete | 2011-04-25 | 2011-08-17 | 2011-08-23 | 2011-08-23
SRP02079 | SREC Solar | PRINCIPATO |  | 6.44 | 0 | Residential | 1 | LINDEN | 7036 | 10 | MERCURY SOLAR SYSTEMS | PSE&G BPU | No | Complete | 2011-04-25 | 2011-08-03 | 2011-08-08 | 2011-08-08
SRP02080 | SREC Solar | BADER |  | 6.67 | 0 | Residential | 1 | WEST WILDWOOD | 8260 | 21 | MERCURY SOLAR SYSTEMS | AC Electric | No | Complete | 2011-04-25 | 2011-08-31 | 2011-09-08 | 2011-09-08
SRP02081 | SREC Solar | BRANNEN |  | 6.29 | 0 | Residential | 1 | WILDWOOD | 8260 | 21 | MERCURY SOLAR SYSTEMS | AC Electric | No | Complete | 2011-04-25 | 2011-09-13 | 2011-09-23 | 2011-09-23
SRP02082 | SREC Solar | COLLINS | COLMAX HARDWARE | 39.96 | 0 | Commercial | 0 | MARGATE | 8402 | 19 | RICHMOND SOLAR | AC Electric | No | Complete | 2011-04-25 | 2011-06-28 | 2011-07-27 | 2011-07-27
SRP02083 | SREC Solar | SCHLECHT |  | 6.57 | 0 | Residential | 0 | ANNANDALE | 8801 | 4 | SUN SAVER SOLAR SYSTEMS 2 | JCP&L | No | Complete | 2011-04-25 | 2012-04-26 | 2012-05-17 | 2012-05-17
SRP02084 | SREC Solar | PATEL |  | 6.075 | 0 | Residential | 0 | PISCATAWAY | 8854 | 11 | 1ST LIGHT ENERGY, INC. | PSE&G BPU | No | Complete | 2011-04-25 | 2011-08-09 | 2011-09-23 | 2011-09-23
SRP02085 | SREC Solar | WHITMYER |  | 5.7 | 0 | Residential | 0 | RED BANK | 7701 | 17 | CROSS RIVER SOLAR & ENVIRO CONST., LLC | JCP&L | No | Complete | 2011-04-25 | 2011-09-30 | 2011-10-12 | 2011-10-12
SRP02086 | SREC Solar | GUPTA | SHORE ENDODONTIC GROUP | 9.9 | 0 | Commercial | 0 | TOMS RIVER | 8755 | 18 | KOPP ELECTRIC COMPANY | JCP&L | No | Complete | 2011-04-25 | 2011-07-27 | 2011-08-31 | 2011-08-31
SRP02087 | SREC Solar | FURLONG |  | 6.6 | 0 | Residential | 1 | MANCHESTER | 8759 | 18 | KOPP ELECTRIC COMPANY | JCP&L | No | Complete | 2011-04-25 | 2011-07-27 | 2011-08-22 | 2011-08-22
SRP02088 | SREC Solar | SHEVCHUK |  | 5.98 | 0 | Residential | 1 | LAKEWOOD | 8701 | 18 | KOPP ELECTRIC COMPANY | JCP&L | No | Complete | 2011-04-25 | 2011-07-25 | 2011-08-25 | 2011-08-25
SRP02089 | SREC Solar | NAISBY |  | 3.22 | 0 | Residential | 1 | HARVEY CEDARS | 8008 | 18 | CORBIN SOLAR SOLUTIONS, LLC | AC Electric | No | Complete | 2011-04-25 | 2011-07-14 | 2011-07-22 | 2011-07-22
SRP02091 | SREC Solar | MANGANIELLO |  | 8.74 | 0 | Residential | 0 | JACKSON | 8527 | 18 | SOLAR MITE SOLUTIONS II | JCP&L | No | Complete | 2011-04-25 | 2011-07-19 | 2011-08-02 | 2011-08-02
SRP02092 | SREC Solar | PARKER | J&B REALTY ASSOCIATES LLC | 925.665 | 0 | Commercial | 0 | LAWRENCECILLE | 8648 | 12 | E2ECTA, INC. | PSE&G BPU | No | Complete | 2011-04-25 | 2011-10-12 | 2011-11-15 | 2011-11-15
SRP02093 | SREC Solar | HU |  | 11.5 | 0 | Residential | 1 | PRINCETON JUNCTION | 8550 | 12 | SOLULAR LLC. II | JCP&L | No | Complete | 2011-04-25 | 2011-11-30 | 2011-12-29 | 2011-12-29
SRP02094 | SREC Solar | LOOCK |  | 10.175 | 0 | Residential | 1 | CREAM RIDGE | 8514 | 17 | TRINITY HEATING AND AIR | JCP&L | No | Complete | 2011-04-25 | 2011-06-23 | 2011-07-12 | 2011-07-12
SRP02095 | SREC Solar | COLOMBO |  | 8.385 | 0 | Residential | 0 | SADDLE BROOK | 7663 | 7 | ALTERNATIVE LIGHT & ENERGY SOLUTIONS | PSE&G BPU | No | Complete | 2011-04-25 | 2011-09-22 | 2011-12-29 | 2011-12-29
SRP02096 | SREC Solar | PANNA |  | 18.24 | 0 | Residential | 0 | MEDFORD | 8055 | 13 | TRINITY HEATING AND AIR | PSE&G BPU | No | Complete | 2011-04-25 | 2012-02-07 | 2012-03-20 | 2012-03-20
SRP02097 | SREC Solar | DORIO |  | 2.59 | 0 | Residential | 1 | COLUMBUS | 8022 | 13 | TRINITY HEATING AND AIR | PSE&G BPU | No | Complete | 2011-04-25 | 2011-07-14 | 2011-07-22 | 2011-07-22
SRP02098 | SREC Solar | ROTOLO |  | 7.05 | 0 | Residential | 1 | JACKSON | 8527 | 18 | TRINITY HEATING AND AIR | JCP&L | No | Complete | 2011-04-25 | 2011-07-13 | 2011-07-22 | 2011-07-22
SRP02099 | SREC Solar | SCHULTZ |  | 5.17 | 0 | Residential | 1 | MONROE | 8831 | 11 | TRINITY HEATING AND AIR | JCP&L | No | Complete | 2011-04-25 | 2011-08-03 | 2011-08-15 | 2011-08-15
SRP02101 | SREC Solar | LESLESCH |  | 7.4 | 0 | Residential | 1 | CEDAR GROVE | 7009 | 9 | MERCURY SOLAR SYSTEMS | PSE&G BPU | No | Complete | 2011-04-25 | 2011-07-29 | 2011-08-08 | 2011-08-08
SRP02102 | SREC Solar | NOCON |  | 22.56 | 0 | Residential | 0 | DIVING CREEK | 8315 | 20 | RCL ENTERPRISES INC. | AC Electric | No | Complete | 2011-04-25 | 2011-08-15 | 2011-09-29 | 2011-09-29
SRP02103 | SREC Solar | ZIMMERMAN |  | 3.584 | 0 | Residential | 1 | OCEAN CITY | 8226 | 21 | PERONE ELECTRIC INC. | AC Electric | No | Complete | 2011-04-25 | 2011-11-30 | 2012-01-13 | 2012-01-13
SRP02104 | SREC Solar | ROBERTS |  | 6.75 | 0 | Residential | 0 | HAMILTON | 8690 | 12 | AMERICAN RENEWABLE ENERGY, INC | PSE&G BPU | No | Complete | 2011-04-25 | 2011-05-05 | 2011-06-03 | 2011-06-03
SRP02105 | SREC Solar | ZHANG |  | 12.15 | 0 | Residential | 0 | PLAINSBORO | 8536 | 11 | AMERICAN RENEWABLE ENERGY, INC | PSE&G BPU | No | Complete | 2011-04-25 | 2011-07-28 | 2011-11-29 | 2011-11-29
SRP02107 | SREC Solar | PARIKH |  | 2.45 | 0 | Residential | 0 | UNION | 7083 | 10 | 1ST LIGHT ENERGY, INC. | PSE&G BPU | No | Complete | 2011-04-25 | 2011-09-13 | 2011-11-22 | 2011-11-22
SRP02108 | SREC Solar | LANZI |  | 2.99 | 0 | Residential | 0 | EAST BRUNSWICK | 8816 | 11 | JD SOLAR SOLUTIONS | PSE&G BPU | No | Complete | 2011-04-25 | 2011-06-16 | 2011-07-15 | 2011-07-15
SRP02109 | SREC Solar | DONNELLY |  | 6.56 | 0 | Residential | 1 | BARNEGAT | 8005 | 18 | TRINITY HEATING AND AIR | AC Electric | No | Complete | 2011-04-25 | 2011-07-14 | 2011-08-10 | 2011-08-10
SRP02110 | SREC Solar | MURPHY |  | 11.045 | 0 | Residential | 1 | SOUTHAMPTON | 8088 | 13 | TRINITY HEATING AND AIR | PSE&G BPU | No | Complete | 2011-04-25 | 2011-06-29 | 2011-07-12 | 2011-07-12
SRP02111 | SREC Solar | LUBANSKY |  | 11.275 | 0 | Residential | 1 | FLEMINGTON | 8822 | 4 | TRINITY HEATING AND AIR | JCP&L | No | Complete | 2011-04-25 | 2011-10-14 | 2011-12-16 | 2011-12-16
SRP02112 | SREC Solar | GIAMBRI | GIAMBRI'S QUALITY SWEETS | 25.38 | 0 | Commercial | 1 | CLEMENTON | 8021 | 14 | TRINITY HEATING AND AIR | AC Electric | No | Complete | 2011-04-25 | 2011-09-20 | 2011-09-28 | 2011-09-28
SRP02113 | SREC Solar | SALMERI | CLASSIC CLEANERS | 9.89 | 0 | Commercial | 0 | KEARNY | 7032 | 8 | TRINITY HEATING AND AIR | PSE&G BPU | No | Complete | 2011-04-25 | 2011-10-07 | 2011-10-21 | 2011-10-21
SRP02114 | SREC Solar | DIMEGLIO | DIMEGLIO CONSTRUCTION CORP | 18.8 | 0 | Commercial | 1 | ATCO | 8004 | 14 | TRINITY HEATING AND AIR | AC Electric | No | Complete | 2011-04-25 | 2011-07-19 | 2011-07-27 | 2011-07-27
SRP02115 | SREC Solar | BALSUBRAMANIAN |  | 12.925 | 0 | Residential | 1 | MARLBORO | 7746 | 17 | TRINITY HEATING AND AIR | JCP&L | No | Complete | 2011-04-25 | 2011-07-29 | 2011-08-31 | 2011-08-31
SRP02116 | SREC Solar | SCRIVANICH |  | 4.23 | 0 | Residential | 1 | TOMS RIVER | 8757 | 18 | TRINITY HEATING AND AIR | JCP&L | No | Complete | 2011-04-25 | 2011-07-13 | 2011-08-17 | 2011-08-17
SRP02117 | SREC Solar | LOIZEAUX |  | 12.22 | 0 | Residential | 0 | FLEMINGTON | 8822 | 4 | TRINITY HEATING AND AIR | JCP&L | No | Complete | 2011-04-25 | 2011-09-09 | 2011-10-26 | 2011-10-26
SRP02118 | SREC Solar | REITER |  | 6.56 | 0 | Residential | 1 | SEWELL | 8080 | 15 | TRINITY HEATING AND AIR | AC Electric | No | Complete | 2011-04-25 | 2011-06-21 | 2011-07-06 | 2011-07-06
SRP02119 | SREC Solar | PANTE | HOLIDAY CITY ASSN | 6.56 | 0 | Commercial | 1 | TOMS RIVER | 8753 | 18 | TRINITY HEATING AND AIR | JCP&L | No | Complete | 2011-04-25 | 2011-10-20 | 2012-04-13 | 2012-04-13
SRP02120 | SREC Solar | MATTIS |  | 9.43 | 0 | Residential | 1 | JACKSON | 8527 | 18 | TRINITY HEATING AND AIR | JCP&L | No | Complete | 2011-04-25 | 2011-06-23 | 2011-07-15 | 2011-07-15
SRP02122 | SREC Solar | CIECIERSKI |  | 7.095 | 0 | Residential | 1 | WILDWOOD CREST | 8260 | 21 | RCL ENTERPRISES INC. | AC Electric | No | Complete | 2011-04-25 | 2011-05-18 | 2011-06-20 | 2011-06-20
SRP02123 | SREC Solar | LEE |  | 4.5 | 0 | Residential | 0 | EAST BRUNSWICK | 8816 | 11 | ARE SUN SOLAR | JCP&L | No | Complete | 2011-04-25 | 2011-06-22 | 2011-08-04 | 2011-08-04
SRP02124 | SREC Solar | MASTORIS |  | 13.95 | 0 | Residential | 0 | WESTAMPTON | 8060 | 13 | SEA BRIGHT SOLAR, LLC | PSE&G BPU | No | Complete | 2011-04-25 | 2011-11-14 | 2011-12-08 | 2011-12-08
SRP02125 | SREC Solar | VILLANI |  | 16.465 | 0 | Residential | 0 | WHITEHOUSE STATION | 8889 | 4 | ASTRUM SOLAR, LLC | JCP&L | No | Complete | 2011-04-25 | 2011-09-15 | 2011-09-23 | 2011-09-23
SRP02126 | SREC Solar | ALLEGRA | DR. MARSHALL P ALLEGRA | 9.89 | 0 | Commercial | 0 | HAZLET | 7730 | 17 | TRINITY HEATING AND AIR | JCP&L | No | Complete | 2011-04-25 | 2011-10-28 | 2011-11-15 | 2011-11-15
SRP02127 | SREC Solar | WATERHOUSE |  | 8.424 | 0 | Residential | 0 | PITTSGROVE | 8318 | 16 | SOLAR WORKS NJ | AC Electric | No | Complete | 2011-04-25 | 2011-12-09 | 2012-01-11 | 2012-01-11
SRP02128 | SREC Solar | SCHASTNY |  | 6.345 | 0 | Residential | 0 | JACKSON | 8527 | 18 | WHITMAN CONSTRUCTION | JCP&L | No | Complete | 2011-04-25 | 2012-01-10 | 2012-02-17 | 2012-02-17
SRP02129 | SREC Solar | DUGAN |  | 2.3 | 0 | Residential | 1 | FLEMINGTON | 8822 | 4 | MERCURY SOLAR SYSTEMS | JCP&L | No | Complete | 2011-04-25 | 2011-07-13 | 2011-07-22 | 2011-07-22
SRP02132 | SREC Solar | HOUGH |  | 6.66 | 0 | Residential | 1 | ATLANTIC HIGHLANDS | 7716 | 17 | NJ SOLAR POWER, LLC | JCP&L | No | Complete | 2011-04-25 | 2011-07-25 | 2011-08-02 | 2011-08-02
SRP02133 | SREC Solar | GERBAVOC |  | 6.93 | 0 | Residential | 1 | CREAM RIDGE | 8514 | 17 | NJ SOLAR POWER, LLC | JCP&L | No | Complete | 2011-04-25 | 2011-07-27 | 2011-08-04 | 2011-08-04
SRP02134 | SREC Solar | HARDY | EXTRA SPACE MANAGEMENT INC | 63.92 | 0 | Commercial | 0 | ISELIN | 8830 | 11 | 1ST LIGHT ENERGY, INC. | PSE&G BPU | No | Complete | 2011-04-25 | 2011-11-07 | 2012-02-07 | 2012-02-07
SRP02135 | SREC Solar | CONFORA |  | 5.55 | 0 | Residential | 1 | TOMS RIVER | 8753 | 18 | NJ SOLAR POWER, LLC | JCP&L | No | Complete | 2011-04-25 | 2011-07-25 | 2011-08-02 | 2011-08-02
SRP02136 | SREC Solar | HARDY | EXTRA SPACE MANAGEMENT INC | 57.475 | 0 | Commercial | 0 | EDISON | 8820 | 11 | 1ST LIGHT ENERGY, INC. | PSE&G BPU | No | Complete | 2011-04-25 | 2012-06-11 | 2012-06-20 | 2012-06-20
SRP02137 | SREC Solar | CREMA | NAUTICAL NUGGETS CLAM FARM | 22.08 | 0 | Commercial | 0 | GALLOWAY | 8205 | 19 | GREEN HORIZON ENERGY LLC | AC Electric | No | Complete | 2011-04-25 | 2012-05-21 | 2012-06-01 | 2012-06-01
SRP02138 | SREC Solar | HOLLIDAY |  | 7.095 | 0 | Residential | 1 | BRICK | 8724 | 18 | NJ SOLAR POWER, LLC | JCP&L | No | Complete | 2011-04-25 | 2011-07-25 | 2011-08-02 | 2011-08-02
SRP02139 | SREC Solar | MARINO |  | 11.04 | 0 | Residential | 0 | SWEDESBORO | 8085 | 15 | SOLULAR LLC. II | AC Electric | No | Complete | 2011-04-25 | 2011-07-25 | 2011-09-06 | 2011-09-06
SRP02140 | SREC Solar | LEIT |  | 5.16 | 0 | Residential | 0 | MAPLEWOOD | 7040 | 9 | 1ST LIGHT ENERGY, INC. | PSE&G BPU | No | Complete | 2011-04-25 | 2011-06-07 | 2011-08-02 | 2011-08-02
SRP02141 | SREC Solar | LAWINSKI |  | 11.27 | 0 | Residential | 1 | BEESLEY'S POINT | 8223 | 21 | MERCURY SOLAR SYSTEMS | AC Electric | No | Complete | 2011-04-25 | 2011-06-29 | 2011-07-13 | 2011-07-13
SRP02143 | SREC Solar | FAUST |  | 16.125 | 0 | Residential | 0 | PATERSON | 7501 | 6 | CORBIN SOLAR SOLUTIONS, LLC | PSE&G BPU | No | Complete | 2011-04-25 | 2011-09-30 | 2011-10-12 | 2011-10-12
SRP02144 | SREC Solar | SKIRIM |  | 11.28 | 0 | Residential | 0 | PITTSGROVE | 8318 | 16 | SELF INSTALL | AC Electric | No | Complete | 2011-04-25 | 2012-01-06 | 2012-01-20 | 2012-01-20
SRP02146 | SREC Solar | WALTER |  | 32.12 | 0 | Residential | 0 | WOODSTOWN | 8098 | 16 | SUN TO SUN | AC Electric | No | Complete | 2011-04-25 | 2011-11-21 | 2012-01-31 | 2012-01-31
SRP02147 | SREC Solar | MEGARIOTIS |  | 10.34 | 0 | Residential | 0 | BORDENTOWN | 8505 | 13 | TRINITY HEATING AND AIR | PSE&G BPU | No | Complete | 2011-04-25 | 2012-01-23 | 2012-02-10 | 2012-02-10
SRP02148 | SREC Solar | ELBANNA |  | 7.59 | 0 | Residential | 1 | HOWELL | 7731 | 17 | RELIABLE POWER SERVICES, INC. | JCP&L | No | Complete | 2011-04-25 | 2011-08-23 | 2011-11-03 | 2011-11-03
SRP02149 | SREC Solar | COSTA |  | 5.375 | 0 | Residential | 1 | BRICK | 8724 | 18 | CORBIN SOLAR SOLUTIONS, LLC | JCP&L | No | Complete | 2011-04-25 | 2011-06-30 | 2011-07-13 | 2011-07-13
SRP02150 | SREC Solar | GURICK |  | 9.165 | 0 | Residential | 0 | ERIAL | 8081 | 14 | CODE GREEN SOLAR, LLC | AC Electric | No | Complete | 2011-04-25 | 2011-07-27 | 2011-08-04 | 2011-08-04
SRP02151 | SREC Solar | SCOCCA, II | VISTAR PROPERTIES, INC. | 25.38 | 0 | Commercial | 0 | COLONIA | 7067 | 10 | EAST COAST ALTERNATIVE ENERGY | PSE&G BPU | No | Complete | 2011-04-25 | 2011-07-12 | 2011-07-29 | 2011-07-29
SRP02153 | SREC Solar | BESANTE |  | 3.96 | 0 | Residential | 0 | BEACHWOOD | 8722 | 18 | KOPP ELECTRIC COMPANY | JCP&L | No | Complete | 2011-04-25 | 2011-08-09 | 2011-08-22 | 2011-08-22
SRP02154 | SREC Solar | TAYLOR |  | 7.92 | 0 | Residential | 0 | SEASIDE HEIGHTS | 8751 | 18 | KOPP ELECTRIC COMPANY | JCP&L | No | Complete | 2011-04-25 | 2011-07-25 | 2011-08-22 | 2011-08-22
SRP02155 | SREC Solar | BRAGG |  | 6.66 | 0 | Residential | 1 | TOMS RIVER | 8755 | 18 | MERCURY SOLAR SYSTEMS | JCP&L | No | Complete | 2011-04-25 | 2011-11-01 | 2011-11-21 | 2011-11-21
SRP02156 | SREC Solar | PENVEN |  | 9.66 | 0 | Residential | 1 | PITTSGROVE | 8318 | 16 | MERCURY SOLAR SYSTEMS | AC Electric | No | Complete | 2011-04-25 | 2012-01-17 | 2012-02-17 | 2012-02-17
SRP02158 | SREC Solar | WOOD |  | 6.66 | 0 | Residential | 1 | EGG HARBOR CITY | 8215 | 19 | MERCURY SOLAR SYSTEMS | AC Electric | No | Complete | 2011-04-25 | 2011-06-29 | 2011-07-13 | 2011-07-13
SRP02159 | SREC Solar | BROWN |  | 7.03 | 0 | Residential | 1 | CORBIN CITY | 8270 | 21 | MERCURY SOLAR SYSTEMS | AC Electric | No | Complete | 2011-04-25 | 2011-07-14 | 2011-07-22 | 2011-07-22
SRP02160 | SREC Solar | CIMINO |  | 7.03 | 0 | Residential | 1 | COLUMBUS | 8022 | 13 | ECOLOGICAL SYSTEMS-MANALAPAN | PSE&G BPU | No | Complete | 2011-04-25 | 2011-11-23 | 2011-12-27 | 2011-12-27
SRP02161 | SREC Solar | HAMEL |  | 8.16 | 0 | Residential | 0 | WEST DEPTFORD | 8086 | 15 | M&M ELECTRICAL LLC | PSE&G BPU | No | Complete | 2011-04-25 | 2011-09-22 | 2011-11-21 | 2011-11-21
SRP02162 | SREC Solar | ROBINSON |  | 5.06 | 0 | Residential | 1 | PORT NORRIS | 8332 | 20 | MERCURY SOLAR SYSTEMS | AC Electric | No | Complete | 2011-04-25 | 2011-06-29 | 2011-07-13 | 2011-07-13
SRP02163 | SREC Solar | DESAI |  | 4.14 | 0 | Residential | 1 | BARGAINTOWN | 8232 | 19 | MERCURY SOLAR SYSTEMS | AC Electric | No | Complete | 2011-04-25 | 2011-07-14 | 2011-07-22 | 2011-07-22
SRP02164 | SREC Solar | ERICKSON |  | 9.66 | 0 | Residential | 1 | NEW GRETNA | 8224 | 13 | MERCURY SOLAR SYSTEMS | AC Electric | No | Complete | 2011-04-25 | 2011-07-14 | 2011-07-22 | 2011-07-22
SRP02165 | SREC Solar | STEIF |  | 10.73 | 0 | Residential | 1 | LAKEWOOD | 8701 | 18 | AROSA SOLAR ENERGY, INC | JCP&L | No | Complete | 2011-04-25 | 2011-12-21 | 2012-01-17 | 2012-01-17
SRP02166 | SREC Solar | BORRELLI |  | 8.51 | 0 | Residential | 1 | LAVALLETTE | 8735 | 18 | MERCURY SOLAR SYSTEMS | JCP&L | No | Complete | 2011-04-25 | 2011-08-02 | 2011-08-23 | 2011-08-23
SRP02167 | SREC Solar | MANATA |  | 6.075 | 0 | Residential | 0 | UNION | 7083 | 10 | 1ST LIGHT ENERGY, INC. | PSE&G BPU | No | Complete | 2011-04-25 | 2011-08-30 | 2011-11-09 | 2011-11-09
SRP02168 | SREC Solar | JIMENEZ |  | 9.555 | 0 | Residential | 0 | JERSEY CITY | 7307 | 8 | 1ST LIGHT ENERGY, INC. | PSE&G BPU | No | Complete | 2011-04-25 | 2012-01-09 | 2012-06-08 | 2012-06-08
SRP02169 | SREC Solar | DUFFY |  | 3.78 | 0 | Residential | 0 | MIDLAND PARK | 7432 | 7 | 1ST LIGHT ENERGY, INC. | PSE&G BPU | No | Complete | 2011-04-25 | 2012-01-16 | 2012-04-13 | 2012-04-13
SRP02170 | SREC Solar | SMITH | LION SELF STORAGE, INC. | 42.09 | 0 | Commercial | 0 | SOUTHAMPTON | 8088 | 13 | ENERGYC2 | PSE&G BPU | No | Complete | 2011-04-25 | 2011-11-16 | 2012-01-04 | 2012-01-04
SRP02171 | SREC Solar | STONE |  | 4.515 | 0 | Residential | 0 | MAPLEWOOD | 7070 | 7 | ALTERNATIVE LIGHT & ENERGY SOLUTIONS | PSE&G BPU | No | Complete | 2011-04-25 | 2011-08-25 | 2012-02-02 | 2012-02-02
SRP02172 | SREC Solar | DEMEO |  | 8.14 | 0 | Residential | 1 | LANOKA HARBOR | 8734 | 18 | SUNRAY SOLAR, INC. | JCP&L | No | Complete | 2011-04-25 | 2011-10-11 | 2011-12-14 | 2011-12-14
SRP02177 | SREC Solar | FORTUNATO | PINE STREET COMMONS | 110.4 | 0 | Commercial | 0 | ROCKAWAY | 7866 | 3 | PFISTER MAINTENANCE, INC. | JCP&L | No | Complete | 2011-04-25 | 2011-08-31 | 2011-12-09 | 2011-12-09
SRP02178 | SREC Solar | GANIS |  | 8.14 | 0 | Residential | 1 | STOCKTON | 8559 | 4 | TRINITY HEATING AND AIR | JCP&L | No | Complete | 2011-04-25 | 2011-07-12 | 2011-08-15 | 2011-08-15
SRP02179 | SREC Solar | FOX |  | 15.99 | 0 | Residential | 1 | JACKSON | 8527 | 18 | TRINITY HEATING AND AIR | JCP&L | No | Complete | 2011-04-25 | 2011-10-19 | 2011-12-08 | 2011-12-08
SRP02180 | SREC Solar | BONAFIDE |  | 5.74 | 0 | Residential | 1 | ELIZABETH | 7202 | 10 | TRINITY HEATING AND AIR | PSE&G BPU | No | Complete | 2011-04-25 | 2011-06-22 | 2011-09-01 | 2011-09-01
SRP02181 | SREC Solar | TESTA |  | 7.995 | 0 | Residential | 1 | RED BANK | 7701 | 17 | TRINITY HEATING AND AIR | JCP&L | No | Complete | 2011-04-25 | 2011-08-03 | 2011-08-15 | 2011-08-15
SRP02182 | SREC Solar | MCCONNELL |  | 7.77 | 0 | Residential | 1 | LAKEWOOD | 8701 | 18 | TRINITY HEATING AND AIR | JCP&L | No | Complete | 2011-04-25 | 2011-07-14 | 2011-07-22 | 2011-07-22
SRP02183 | SREC Solar | KARANDIKAR |  | 23.265 | 0 | Residential | 1 | BELLE MEAD | 8502 | 5 | TRINITY HEATING AND AIR | PSE&G BPU | No | Complete | 2011-04-25 | 2011-10-27 | 2011-11-10 | 2011-11-10
SRP02185 | SREC Solar | D'AMBROSIO |  | 6.66 | 0 | Residential | 0 | HILLSBOROUGH | 8844 | 5 | TRINITY HEATING AND AIR | PSE&G BPU | No | Complete | 2011-04-25 | 2011-06-29 | 2011-07-12 | 2011-07-12
SRP02186 | SREC Solar | PANZA |  | 5.92 | 0 | Residential | 1 | MONTCLAIR | 7042 | 9 | TRINITY HEATING AND AIR | PSE&G BPU | No | Complete | 2011-04-25 | 2011-07-27 | 2011-08-04 | 2011-08-04
SRP02187 | SREC Solar | KOLBE |  | 6.15 | 0 | Residential | 1 | DENVILLE | 7834 | 3 | TRINITY HEATING AND AIR | JCP&L | No | Complete | 2011-04-25 | 2011-07-08 | 2011-07-19 | 2011-07-19
SRP02188 | SREC Solar | DICKE | PHEASANT RUN 2001 (SPE), LLC | 50.388 | 0 | Commercial | 1 | WARREN | 7059 | 5 | SUNPOWER CORPORATION | PSE&G BPU | No | Complete | 2011-04-25 | 2011-08-05 | 2011-08-10 | 2011-08-10
SRP02189 | SREC Solar | TIEMEYER |  | 12 | 0 | Residential | 0 | GLEN GARDNER | 8826 | 4 | EAST COAST ALTERNATIVE ENERGY | JCP&L | No | Complete | 2011-04-25 | 2012-02-14 | 2011-10-10 | 2012-05-16
SRP02190 | SREC Solar | CUCCINIELLO | WINDIING BROOK CORP. | 2.99 | 0 | Commercial | 0 | HAMILTON TOWNSHIP | 8619 | 12 | MERCURY SOLAR SYSTEMS | PSE&G BPU | No | Complete | 2011-04-25 | 2012-02-13 | 2012-03-27 | 2012-03-27
SRP02191 | SREC Solar | CUCCINIELLO | WINDING BROOK CORP. | 2.99 | 0 | Commercial | 0 | HAMILTON TOWNSHIP | 8619 | 12 | MERCURY SOLAR SYSTEMS | PSE&G BPU | No | Complete | 2011-04-25 | 2012-02-22 | 2012-03-27 | 2012-03-27
SRP02192 | SREC Solar | CUCCINIELLO | WINDING BROOK CORP. | 2.53 | 0 | Commercial | 0 | HAMILTON TOWNSHIP | 8619 | 12 | MERCURY SOLAR SYSTEMS | PSE&G BPU | No | Complete | 2011-04-25 | 2012-02-13 | 2012-03-27 | 2012-03-27
SRP02193 | SREC Solar | CUCCINIELLO | WINDING BROOK CORP. | 1.84 | 0 | Commercial | 0 | HAMILTON TOWNSHIP | 8619 | 12 | MERCURY SOLAR SYSTEMS | PSE&G BPU | No | Complete | 2011-04-25 | 2012-02-13 | 2012-03-27 | 2012-03-27
SRP02195 | SREC Solar | CUCCINIELLO | WINDING BROOK CORP. | 8.28 | 0 | Commercial | 0 | HAMILTON TOWNSHIP | 8619 | 12 | MERCURY SOLAR SYSTEMS | PSE&G BPU | No | Complete | 2011-04-25 | 2012-02-16 | 2012-03-27 | 2012-03-27
SRP02196 | SREC Solar | CUCCINIELLO | WINDING BROOK CORP. | 2.76 | 0 | Commercial | 0 | HAMILTON TOWNSHIP | 8619 | 12 | MERCURY SOLAR SYSTEMS | PSE&G BPU | No | Complete | 2011-04-25 | 2012-02-13 | 2012-03-27 | 2012-03-27
SRP02197 | SREC Solar | CUCCINIELLO | WINDING BROOK CORP. | 9.2 | 0 | Commercial | 0 | HAMILTON TOWNSHIP | 8619 | 12 | MERCURY SOLAR SYSTEMS | PSE&G BPU | No | Complete | 2011-04-25 | 2012-02-14 | 2012-03-15 | 2012-03-15
SRP02199 | SREC Solar | CUCCINIELLO | WINDING BROOK CORP. | 2.99 | 0 | Commercial | 0 | HAMILTON TOWNSHIP | 8619 | 12 | MERCURY SOLAR SYSTEMS | PSE&G BPU | No | Complete | 2011-04-25 | 2012-02-22 | 2012-03-27 | 2012-03-27
SRP02200 | SREC Solar | CUCCINIELLO | WINDING BROOK CORP. | 14.95 | 0 | Commercial | 0 | HAMILTON TOWNSHIP | 8619 | 12 | MERCURY SOLAR SYSTEMS | PSE&G BPU | No | Complete | 2011-04-25 | 2012-02-14 | 2012-03-15 | 2012-03-15
SRP02201 | SREC Solar | BLANCHARD |  | 4.625 | 0 | Residential | 0 | FAIR LAWN | 7410 | 7 | THE ENTECH GROUP | PSE&G BPU | No | Complete | 2011-05-02 | 2011-08-16 | 2011-08-23 | 2011-08-23
SRP02202 | SREC Solar | AGAR |  | 5.16 | 0 | Residential | 1 | WILLIAMSTOWN | 8094 | 15 | RCL ENTERPRISES INC. | AC Electric | No | Complete | 2011-05-02 | 2011-08-01 | 2011-08-08 | 2011-08-08
SRP02204 | SREC Solar | BENEDICT |  | 9.165 | 0 | Residential | 0 | HOWELL | 7731 | 17 | GEOPEAK ENERGY LLC | JCP&L | No | Complete | 2011-05-02 | 2011-06-03 | 2011-08-05 | 2011-08-05
SRP02205 | SREC Solar | ROSSI |  | 6.66 | 0 | Residential | 0 | EGG HARBOR TWP. | 8234 | 19 | PARAMOUNT SOLAR, LLC | AC Electric | No | Complete | 2011-05-02 | 2012-01-05 | 2012-01-26 | 2012-01-26
SRP02206 | SREC Solar | SNUFFIN |  | 9.9 | 0 | Residential | 0 | ATCO | 8004 | 14 | KOPP ELECTRIC COMPANY | AC Electric | No | Complete | 2011-05-02 | 2011-07-19 | 2011-08-10 | 2011-08-10
SRP02211 | SREC Solar | LINARES | BUSINESS RELOCATION SERVICES | 15.12 | 0 | Commercial | 1 | SECAUCUS | 7094 | 8 | MERCURY SOLAR SYSTEMS - PORT CHESTER | PSE&G BPU | No | Complete | 2011-05-02 | 2012-01-18 | 2012-02-20 | 2012-02-20
SRP02212 | SREC Solar | STAGG | CHURCH OF THE PRESENTATION | 68.4 | 0 | Non Profit | 1 | UPPER SADDLE RIVER | 7458 | 7 | MERCURY SOLAR SYSTEMS - PORT CHESTER | Orange & Rockland Elec | No | Complete | 2011-05-02 | 2011-07-15 | 2011-07-29 | 2011-07-29
SRP02214 | SREC Solar | MAHER |  | 10.81 | 0 | Residential | 1 | MANCHESTER | 8759 | 18 | TRINITY HEATING AND AIR | JCP&L | No | Complete | 2011-05-02 | 2011-10-24 | 2011-11-10 | 2011-11-10
SRP02215 | SREC Solar | TOTTEN |  | 8.61 | 0 | Residential | 1 | OLD BRIDGE | 8857 | 11 | TRINITY HEATING AND AIR | JCP&L | No | Complete | 2011-05-02 | 2011-10-12 | 2011-11-10 | 2011-11-10
SRP02216 | SREC Solar | GILMER |  | 9.43 | 0 | Residential | 1 | LUMBERTON | 8048 | 13 | TRINITY HEATING AND AIR | PSE&G BPU | No | Complete | 2011-05-02 | 2011-07-22 | 2011-08-10 | 2011-08-10
SRP02217 | SREC Solar | NINO |  | 6.815 | 0 | Residential | 1 | LINDEN | 7036 | 10 | TRINITY HEATING AND AIR | PSE&G BPU | No | Complete | 2011-05-02 | 2011-10-11 | 2011-10-26 | 2011-10-26
SRP02218 | SREC Solar | JAFFE |  | 9.4 | 0 | Residential | 1 | MONROE | 8831 | 11 | TRINITY HEATING AND AIR | JCP&L | No | Complete | 2011-05-02 | 2011-07-22 | 2011-08-03 | 2011-08-03
SRP02219 | SREC Solar | VALENZUELA |  | 7.755 | 0 | Residential | 1 | WEST DEPTFORD | 8086 | 15 | TRINITY HEATING AND AIR | PSE&G BPU | No | Complete | 2011-05-02 | 2011-08-12 | 2011-08-23 | 2011-08-23
SRP02220 | SREC Solar | PATRUNO |  | 12.765 | 0 | Residential | 1 | ENGLISHTOWN | 7726 | 17 | TRINITY HEATING AND AIR | JCP&L | No | Complete | 2011-05-02 | 2011-08-16 | 2011-08-25 | 2011-08-25
SRP02221 | SREC Solar | MENDELSOHN |  | 8.51 | 0 | Residential | 1 | ALLENTOWN | 8501 | 17 | TRINITY HEATING AND AIR | PSE&G BPU | No | Complete | 2011-05-02 | 2011-06-29 | 2011-07-12 | 2011-07-12
SRP02222 | SREC Solar | KAMENS |  | 3.145 | 0 | Residential | 1 | HIGHLAND PARK | 8904 | 11 | TRINITY HEATING AND AIR | PSE&G BPU | No | Complete | 2011-05-02 | 2011-07-27 | 2011-08-04 | 2011-08-04
SRP02223 | SREC Solar | LEVINE |  | 7.755 | 0 | Residential | 1 | JACKSON | 8527 | 18 | TRINITY HEATING AND AIR | JCP&L | No | Complete | 2011-05-02 | 2011-07-08 | 2011-07-19 | 2011-07-19
SRP02224 | SREC Solar | OLIVETTO |  | 8.46 | 0 | Residential | 0 | MULLICA HILL | 8062 | 15 | SOLAR WORKS NJ | AC Electric | No | Complete | 2011-05-02 | 2011-11-25 | 2011-12-27 | 2011-12-27
SRP02226 | SREC Solar | CAPUTO |  | 6.9 | 0 | Residential | 0 | SEWELL | 8080 | 15 | RAGER CONSULTING, LLC | AC Electric | No | Complete | 2011-05-02 | 2011-08-17 | 2011-10-26 | 2011-10-26
SRP02227 | SREC Solar | GORDON JR. |  | 11.7 | 0 | Residential | 0 | WEST DEPTFORD | 8086 | 15 | GEOGENIX | PSE&G BPU | No | Complete | 2011-05-02 | 2011-07-08 | 2011-07-26 | 2011-07-26
SRP02228 | SREC Solar | UMBERGER |  | 9.52 | 0 | Residential | 0 | BARNEGAT | 8005 | 18 | GEOPEAK ENERGY LLC | JCP&L | No | Complete | 2011-05-02 | 2011-06-09 | 2011-08-10 | 2011-08-10
SRP02229 | SREC Solar | DEFREHN |  | 4.23 | 0 | Residential | 0 | CANTON | 8079 | 16 | RCL ENTERPRISES INC. | AC Electric | No | Complete | 2011-05-02 | 2011-09-19 | 2011-10-31 | 2011-10-31
SRP02230 | SREC Solar | DUGUID |  | 5.64 | 0 | Residential | 0 | ORANGE | 7050 | 9 | REC SOLAR, INC. | PSE&G BPU | No | Complete | 2011-05-02 | 2011-10-18 | 2011-12-14 | 2011-12-14
SRP02231 | SREC Solar | MESSINA |  | 21.385 | 0 | Residential | 0 | LONG VALLEY | 7853 | 3 | REC SOLAR, INC. | JCP&L | No | Complete | 2011-05-02 | 2011-11-07 | 2011-12-09 | 2011-12-09
SRP02233 | SREC Solar | PENNEY | CENTRAL JERSEY PROPERTY MAINTNCE | 22.09 | 0 | Residential | 0 | CRANBURY | 8512 | 11 | AMERICAN RENEWABLE ENERGY, INC | PSE&G BPU | No | Complete | 2011-05-02 | 2011-08-17 | 2011-08-23 | 2011-08-23
SRP02234 | SREC Solar | ZITCER | 201 ROUTE 17 LLC | 49.5 | 0 | Commercial | 0 | PARAMUS | 7652 | 7 | GREEN HYBRID ENERGY SOLUTIONS, INC. | PSE&G BPU | No | Complete | 2011-05-02 | 2011-09-12 | 2012-02-28 | 2012-02-28
SRP02235 | SREC Solar | PETROZZIELLO |  | 7.59 | 0 | Residential | 0 | BRANCHBURG | 8876 | 5 | GEOGENIX | JCP&L | No | Complete | 2011-05-02 | 2011-08-22 | 2011-08-30 | 2011-08-30
SRP02236 | SREC Solar | GOMES | STARFIRE LIGHTING, LLC | 133.38 | 0 | Commercial | 0 | WOOD-RIDGE | 7075 | 7 | GEOGENIX | PSE&G BPU | No | Complete | 2011-05-02 | 2012-01-16 | 2012-02-17 | 2012-02-17
SRP02239 | SREC Solar | BERENATO | MO HAWK FARMS | 3.68 | 0 | Farm | 0 | HAMMONTON | 8037 | 19 | GO SOLAR ELECTRIC, LLC | AC Electric | No | Complete | 2011-05-02 | 2011-10-07 | 2011-10-21 | 2011-10-21
SRP02242 | SREC Solar | RUCK |  | 5.55 | 0 | Residential | 1 | COLUMBUS | 8022 | 13 | TRINITY HEATING AND AIR | PSE&G BPU | No | Complete | 2011-05-02 | 2011-06-14 | 2011-06-29 | 2011-06-29
SRP02243 | SREC Solar | LIMA |  | 7.38 | 0 | Residential | 1 | YARDVILLE | 8620 | 12 | TRINITY HEATING AND AIR | PSE&G BPU | No | Complete | 2011-05-02 | 2011-07-27 | 2011-08-25 | 2011-08-25
SRP02244 | SREC Solar | LACAPRA |  | 6.56 | 0 | Residential | 1 | FLORHAM PARK | 7932 | 3 | TRINITY HEATING AND AIR | JCP&L | No | Complete | 2011-05-02 | 2011-08-03 | 2011-08-25 | 2011-08-25
SRP02245 | SREC Solar | HARDY | EXTRA SPACE MANAGEMENT INC. | 67.275 | 0 | Commercial | 1 | GLEN ROCK | 7452 | 7 | 1ST LIGHT ENERGY, INC. | PSE&G BPU | No | Complete | 2011-05-02 | 2011-09-19 | 2012-02-07 | 2012-02-07
SRP02246 | SREC Solar | HARDY | EXTRA SPACE MANAGEMENT INC. | 213.395 | 0 | Commercial | 1 | LYNDHURST | 7071 | 7 | 1ST LIGHT ENERGY, INC. | PSE&G BPU | No | Complete | 2011-05-02 | 2011-09-19 | 2012-06-26 | 2012-06-26
SRP02249 | SREC Solar | HARDY | EXTRA SPACE MANAGEMENT INC. | 156.8 | 0 | Commercial | 1 | BELLMAWR | 8031 | 14 | 1ST LIGHT ENERGY, INC. | PSE&G BPU | No | Complete | 2011-05-02 | 2012-04-02 | 2012-04-25 | 2012-04-25
SRP02250 | SREC Solar | HARDY | EXTRA SPACE MANAGEMENT INC. | 22.56 | 0 | Commercial | 1 | OLD BRIDGE | 8857 | 11 | 1ST LIGHT ENERGY, INC. | JCP&L | No | Complete | 2011-05-02 | 2012-11-28 | 2012-12-05 | 2012-12-05
SRP02251 | SREC Solar | HARDY | EXTRA SPACE MANAGEMENT INC. | 32.4 | 0 | Commercial | 1 | HOWELL | 7731 | 17 | 1ST LIGHT ENERGY, INC. | JCP&L | No | Complete | 2011-05-02 | 2011-10-26 | 2012-04-30 | 2012-04-30
SRP02252 | SREC Solar | HARDY | EXTRA SPACE MANAGEMENT INC. | 63.9 | 0 | Commercial | 1 | TOMS RIVER | 8753 | 18 | 1ST LIGHT ENERGY, INC. | JCP&L | No | Complete | 2011-05-02 | 2012-06-12 | 2012-06-20 | 2012-06-20
SRP02253 | SREC Solar | HARDY | EXTRA SPACE MANAGEMENT INC. | 84.825 | 0 | Commercial | 1 | PARLIN | 8859 | 11 | 1ST LIGHT ENERGY, INC. | JCP&L | No | Complete | 2011-05-02 | 2011-09-19 | 2012-06-26 | 2012-06-26
SRP02254 | SREC Solar | HARDY | EXTRA SPACE MANAGEMENT INC. | 100.815 | 0 | Commercial | 1 | HOBOKEN | 7030 | 8 | 1ST LIGHT ENERGY, INC. | PSE&G BPU | No | Complete | 2011-05-02 | 2013-02-12 | 2013-02-22 | 2013-02-22
SRP02255 | SREC Solar | HARDY | EXTRA SPACE MANAGEMENT INC. | 85.54 | 0 | Commercial | 1 | HAZLET | 7730 | 17 | 1ST LIGHT ENERGY, INC. | JCP&L | No | Complete | 2011-05-02 | 2012-09-14 | 2012-09-25 | 2012-09-25
SRP02257 | SREC Solar | CASALE | DVLPMNTL DISABILITIES ASSOC OF NJ | 285.6 | 14280 | Non Profit | 1 | SPRINGFIELD | 7081 | 10 | GREEN PLANET BUILDERS | JCP&L | No | Complete | 2011-05-02 | 2012-04-04 | 2012-06-06 | 2012-08-16
SRP02259 | SREC Solar | LEE | SEOUL SHIK POOM, INC. | 734.175 | 0 | Commercial | 0 | ENGLEWOOD CITY | 7631 | 7 | MERCURY SOLAR SYSTEMS | PSE&G BPU | No | Complete | 2011-05-02 | 2012-03-26 | 2012-04-22 | 2012-04-22
SRP02260 | SREC Solar | GIORDANO | COUSIN MARIO'S PIZZA | 11.1 | 0 | Commercial | 0 | MAYS LANDING | 8330 | 19 | MERCURY SOLAR SYSTEMS | AC Electric | No | Complete | 2011-05-02 | 2011-09-20 | 2011-09-28 | 2011-09-28
SRP02261 | SREC Solar | RITSON | I.G. T. | 189.41 | 0 | Commercial | 1 | FARMINGTON | 8234 | 19 | MERCURY SOLAR SYSTEMS | AC Electric | No | Complete | 2011-05-02 | 2012-03-09 | 2012-04-22 | 2012-04-22
SRP02262 | SREC Solar | SIEBER |  | 8.4 | 0 | Residential | 1 | MANAHAWKIN | 8050 | 18 | NJ SOLAR POWER, LLC | AC Electric | No | Complete | 2011-05-02 | 2011-07-29 | 2011-08-05 | 2011-08-05
SRP02263 | SREC Solar | AIELLO |  | 4.41 | 0 | Residential | 1 | POINT PLEASANT | 8742 | 18 | NJ SOLAR POWER, LLC | JCP&L | No | Complete | 2011-05-02 | 2011-08-31 | 2011-09-08 | 2011-09-08
SRP02264 | SREC Solar | SLIMMER |  | 3.29 | 0 | Residential | 1 | PINE HILL | 8021 | 14 | TRINITY HEATING AND AIR | AC Electric | No | Complete | 2011-05-02 | 2011-07-18 | 2011-07-29 | 2011-07-29
SRP02265 | SREC Solar | CROWLEY |  | 12.42 | 0 | Residential | 0 | EATONTOWN | 7724 | 17 | TRINITY HEATING AND AIR | JCP&L | No | Complete | 2011-05-02 | 2011-06-30 | 2011-07-13 | 2011-07-13
SRP02266 | SREC Solar | BURKE |  | 5.33 | 0 | Residential | 1 | GLASSBORO | 8028 | 15 | TRINITY HEATING AND AIR | AC Electric | No | Complete | 2011-05-02 | 2011-07-28 | 2011-08-08 | 2011-08-08
SRP02267 | SREC Solar | RIZZO |  | 5.64 | 0 | Residential | 1 | PITMAN | 8071 | 15 | TRINITY HEATING AND AIR | AC Electric | No | Complete | 2011-05-02 | 2011-10-27 | 2011-11-10 | 2011-11-10
SRP02268 | SREC Solar | BOXER |  | 8.93 | 0 | Residential | 1 | TOMS RIVER | 8755 | 18 | TRINITY HEATING AND AIR | JCP&L | No | Complete | 2011-05-02 | 2011-09-29 | 2011-11-21 | 2011-11-21
SRP02269 | SREC Solar | CARUSO |  | 8.46 | 0 | Residential | 1 | MANCHESTER | 8759 | 18 | TRINITY HEATING AND AIR | JCP&L | No | Complete | 2011-05-02 | 2011-08-15 | 2011-08-23 | 2011-08-23
SRP02270 | SREC Solar | CHIN |  | 9.87 | 0 | Residential | 1 | SOMERSET | 8873 | 5 | TRINITY HEATING AND AIR | PSE&G BPU | No | Complete | 2011-05-02 | 2011-10-04 | 2011-10-13 | 2011-10-13
SRP02271 | SREC Solar | SANCHEZ |  | 7.05 | 0 | Residential | 1 | SICKLERVILLE | 8081 | 14 | TRINITY HEATING AND AIR | AC Electric | No | Complete | 2011-05-02 | 2011-07-28 | 2011-08-08 | 2011-08-08
SRP02272 | SREC Solar | DUJETS | DUJETS TREE SERVICE | 27.78 | 0 | Commercial | 0 | WEST PATERSON | 7424 | 6 | THE SOLAR CENTER, INC. | PSE&G BPU | No | Complete | 2011-05-02 | 2011-10-20 | 2011-10-28 | 2011-10-28
SRP02273 | SREC Solar | BRYANT | GILES & RANSOME, INC. | 170.43 | 0 | Commercial | 1 | HAMMONTON | 8037 | 19 | MERCURY SOLAR SYSTEMS | AC Electric | No | Complete | 2011-05-02 | 2012-03-16 | 2012-04-22 | 2012-04-22
SRP02274 | SREC Solar | MITCHELL |  | 10.34 | 0 | Residential | 0 | MICKLETON | 8056 | 15 | AZTEC SOLAR POWER | AC Electric | No | Complete | 2011-05-02 | 2011-10-11 | 2011-10-26 | 2011-10-26
SRP02276 | SREC Solar | COBUNN | STONY BROOK-BRANCHBURG BOE | 168.805 | 0 | School Public K-12 | 1 | BRANCHBURG | 8876 | 5 | VANGUARD ENERGY PARTNERS, LLC | JCP&L | No | Complete | 2011-05-02 | 2011-11-04 | 2011-11-22 | 2011-11-22
SRP02277 | SREC Solar | O'SULLIVAN |  | 7.56 | 0 | Residential | 0 | FAIR HAVEN | 7704 | 17 | SEA BRIGHT SOLAR, LLC | JCP&L | No | Complete | 2011-05-02 | 2011-08-12 | 2011-08-22 | 2011-08-22
SRP02280 | SREC Solar | MASTERSON |  | 8.1 | 0 | Residential | 0 | POINT PLEASANT | 8742 | 18 | SEA BRIGHT SOLAR, LLC | JCP&L | No | Complete | 2011-05-02 | 2011-10-07 | 2011-10-21 | 2011-10-21
SRP02282 | SREC Solar | THIEL |  | 7.755 | 0 | Residential | 0 | MANCHESTER | 8759 | 18 | SOLAR AMERICA, LLC | JCP&L | No | Complete | 2011-05-02 | 2011-07-27 | 2011-08-23 | 2011-08-23
SRP02283 | SREC Solar | KINARD | NEWARK HOUSING AUTHORITY | 2.42 | 0 | Residential | 1 | NEWARK | 7108 | 9 | ADVANCED SOLAR PRODUCTS FLEMINGTON | PSE&G BPU | No | Complete | 2011-05-02 | 2011-10-26 | 2011-12-27 | 2011-12-27
SRP02284 | SREC Solar | KINARD | NEWARK HOUSING AUTHORITY | 2.42 | 0 | Residential | 1 | NEWARK | 7108 | 9 | ADVANCED SOLAR PRODUCTS FLEMINGTON | PSE&G BPU | No | Complete | 2011-05-02 | 2011-10-26 | 2011-11-15 | 2011-11-15
SRP02285 | SREC Solar | KINARD | NEWARK HOUSING AUTHORITY | 2.42 | 0 | Residential | 1 | NEWARK | 7108 | 9 | ADVANCED SOLAR PRODUCTS FLEMINGTON | PSE&G BPU | No | Complete | 2011-05-02 | 2011-10-26 | 2011-11-15 | 2011-11-15
SRP02286 | SREC Solar | KINARD | NEWARK HOUSING AUTHORITY | 2.64 | 0 | Residential | 1 | NEWARK | 7108 | 9 | ADVANCED SOLAR PRODUCTS FLEMINGTON | PSE&G BPU | No | Complete | 2011-05-02 | 2011-10-26 | 2011-11-15 | 2011-11-15
SRP02287 | SREC Solar | WARMUTH | INGRID P. WARMUTH,M.D., P.A. | 24.255 | 0 | Commercial | 0 | ELMER | 8318 | 16 | EASTERN ENERGY SERVICES | AC Electric | No | Complete | 2011-04-26 | 2012-04-03 | 2012-04-24 | 2012-04-24
SRP02288 | SREC Solar | KINARD | NEWARK HOUSING AUTHORITY | 2.64 | 0 | Residential | 1 | NEWARK N | 7108 | 9 | ADVANCED SOLAR PRODUCTS FLEMINGTON | PSE&G BPU | No | Complete | 2011-05-02 | 2011-10-26 | 2011-11-10 | 2011-11-10
SRP02289 | SREC Solar | KINARD | NEWARK HOUSING AUTHORITY | 2.64 | 0 | Residential | 1 | NEWARK | 7108 | 9 | ADVANCED SOLAR PRODUCTS FLEMINGTON | PSE&G BPU | No | Complete | 2011-05-02 | 2011-10-26 | 2011-11-15 | 2011-11-15
SRP02290 | SREC Solar | KINARD | NEWARK HOUSING AUTHORITY | 3.08 | 0 | Residential | 1 | NEWARK | 7108 | 9 | ADVANCED SOLAR PRODUCTS FLEMINGTON | PSE&G BPU | No | Complete | 2011-05-02 | 2011-10-26 | 2011-11-16 | 2011-11-16
SRP02291 | SREC Solar | KINARD | NEWARK HOUSING AUTHORITY | 3.08 | 0 | Residential | 1 | NEWARK | 7108 | 9 | ADVANCED SOLAR PRODUCTS FLEMINGTON | PSE&G BPU | No | Complete | 2011-05-02 | 2011-10-26 | 2011-11-16 | 2011-11-16
SRP02292 | SREC Solar | KINARD | NEWARK HOUSING AUTHORITY | 3.08 | 0 | Residential | 1 | NEWARK | 7108 | 9 | ADVANCED SOLAR PRODUCTS FLEMINGTON | PSE&G BPU | No | Complete | 2011-05-02 | 2011-10-26 | 2011-11-16 | 2011-11-16
SRP02293 | SREC Solar | KINARD | NEWARK HOUSING AUTHORITY | 3.08 | 0 | Residential | 1 | NEWARK | 7108 | 9 | ADVANCED SOLAR PRODUCTS FLEMINGTON | PSE&G BPU | No | Complete | 2011-05-02 | 2011-10-26 | 2011-11-16 | 2011-11-16
SRP02294 | SREC Solar | KINARD | NEWARK HOUSING AUTHORITY | 3.08 | 0 | Residential | 1 | NEWARK | 7108 | 9 | ADVANCED SOLAR PRODUCTS FLEMINGTON | PSE&G BPU | No | Complete | 2011-05-02 | 2011-10-26 | 2011-11-16 | 2011-11-16
SRP02295 | SREC Solar | KINARD | NEWARK HOUSING AUTHORITY | 3.08 | 0 | Residential | 1 | NEWARK | 7108 | 9 | ADVANCED SOLAR PRODUCTS FLEMINGTON | PSE&G BPU | No | Complete | 2011-05-02 | 2011-10-26 | 2011-11-10 | 2011-11-10
SRP02296 | SREC Solar | KINARD | NEWARK HOUSING AUTHORITY | 3.08 | 0 | Residential | 1 | NEWARK | 7108 | 9 | ADVANCED SOLAR PRODUCTS FLEMINGTON | PSE&G BPU | No | Complete | 2011-05-02 | 2011-10-26 | 2011-12-20 | 2011-12-20
SRP02297 | SREC Solar | KINARD | NEWARK HOUSING AUTHORITY | 3.08 | 0 | Residential | 1 | NEWARK | 7108 | 9 | ADVANCED SOLAR PRODUCTS FLEMINGTON | PSE&G BPU | No | Complete | 2011-05-02 | 2011-10-26 | 2011-11-15 | 2011-11-15
SRP02298 | SREC Solar | KINARD | NEWARK HOUISING AUTHORITY | 3.08 | 0 | Residential | 1 | NEWARK | 7108 | 9 | ADVANCED SOLAR PRODUCTS FLEMINGTON | PSE&G BPU | No | Complete | 2011-05-02 | 2011-10-26 | 2011-11-15 | 2011-11-15
SRP02299 | SREC Solar | KINARD | NEWARK HOUSING AUTHORITY | 2.86 | 0 | Residential | 1 | NEWARK | 7108 | 9 | ADVANCED SOLAR PRODUCTS FLEMINGTON | PSE&G BPU | No | Complete | 2011-05-02 | 2011-10-26 | 2011-11-15 | 2011-11-15
SRP02300 | SREC Solar | KINARD | NEWARK HOUSING AUTHORITY | 2.86 | 0 | Residential | 1 | NEWARK | 7108 | 9 | ADVANCED SOLAR PRODUCTS FLEMINGTON | PSE&G BPU | No | Complete | 2011-05-02 | 2011-10-26 | 2011-11-15 | 2011-11-15
SRP02301 | SREC Solar | KINARD | NEWARK HOUSING AUTHORITY | 3.08 | 0 | Residential | 1 | NEWARK | 7108 | 9 | ADVANCED SOLAR PRODUCTS FLEMINGTON | PSE&G BPU | No | Complete | 2011-05-02 | 2011-10-26 | 2011-11-10 | 2011-11-10
SRP02302 | SREC Solar | KINARD | NEWARK HOUSING AUTHORITY | 2.42 | 0 | Residential | 1 | NEWARK | 7108 | 9 | ADVANCED SOLAR PRODUCTS FLEMINGTON | PSE&G BPU | No | Complete | 2011-05-02 | 2011-10-27 | 2011-11-10 | 2011-11-10
SRP02303 | SREC Solar | KINARD | NEWARK HOUSING AUTHORITY | 3.08 | 0 | Residential | 1 | NEWARK | 7108 | 9 | ADVANCED SOLAR PRODUCTS FLEMINGTON | PSE&G BPU | No | Complete | 2011-05-02 | 2011-10-26 | 2011-11-10 | 2011-11-10
SRP02304 | SREC Solar | KINARD | NEWARK HOUSING AUTHORITY | 2.42 | 0 | Residential | 1 | NEWARK | 7108 | 9 | ADVANCED SOLAR PRODUCTS FLEMINGTON | PSE&G BPU | No | Complete | 2011-05-02 | 2011-10-27 | 2011-11-16 | 2011-11-16
SRP02305 | SREC Solar | KINARD | NEWARK HOUSING AUTHORITY | 3.08 | 0 | Residential | 1 | NEWARK | 7108 | 9 | ADVANCED SOLAR PRODUCTS FLEMINGTON | PSE&G BPU | No | Complete | 2011-05-02 | 2012-09-26 | 2012-10-18 | 2012-10-18
SRP02306 | SREC Solar | KINARD | NEWARK HOUSING AUTHORITY | 3.08 | 0 | Residential | 1 | NEWARK | 7108 | 9 | ADVANCED SOLAR PRODUCTS FLEMINGTON | PSE&G BPU | No | Complete | 2011-05-02 | 2011-10-26 | 2011-11-10 | 2011-11-10
SRP02307 | SREC Solar | KINARD | NEWARK HOUSING AUTHORITY | 3.08 | 0 | Residential | 1 | NEWARK | 7108 | 9 | ADVANCED SOLAR PRODUCTS FLEMINGTON | PSE&G BPU | No | Complete | 2011-05-02 | 2011-10-27 | 2011-11-15 | 2011-11-15
SRP02308 | SREC Solar | KINARD | NEWARK HOUSING AUTHORITY | 3.08 | 0 | Residential | 1 | NEWARK | 7108 | 9 | ADVANCED SOLAR PRODUCTS FLEMINGTON | PSE&G BPU | No | Complete | 2011-05-02 | 2011-10-26 | 2011-11-15 | 2011-11-15
SRP02309 | SREC Solar | KINARD | NEWARK HOUSING AUTHORITY | 3.08 | 0 | Residential | 1 | NEWARK | 7108 | 9 | ADVANCED SOLAR PRODUCTS FLEMINGTON | PSE&G BPU | No | Complete | 2011-05-02 | 2011-10-26 | 2011-11-10 | 2011-11-10
SRP02310 | SREC Solar | KINARD | NEWARK HOUSING AUTHORITY | 3.08 | 0 | Residential | 1 | NEWARK | 7108 | 9 | ADVANCED SOLAR PRODUCTS FLEMINGTON | PSE&G BPU | No | Complete | 2011-05-02 | 2011-10-26 | 2011-11-15 | 2011-11-15
SRP02311 | SREC Solar | KINARD | NEWARK HOUSING AUTHORITY | 3.08 | 0 | Residential | 1 | NEWARK | 7108 | 9 | ADVANCED SOLAR PRODUCTS FLEMINGTON | PSE&G BPU | No | Complete | 2011-05-02 | 2011-10-26 | 2011-11-15 | 2011-11-15
SRP02312 | SREC Solar | KINARD | NEWARK HOUSING AUTHORITY | 3.08 | 0 | Residential | 1 | NEWARK | 7108 | 9 | ADVANCED SOLAR PRODUCTS FLEMINGTON | PSE&G BPU | No | Complete | 2011-05-02 | 2011-10-26 | 2011-11-15 | 2011-11-15
SRP02313 | SREC Solar | KINARD | NEWARK HOUSING AUTHORITY | 3.08 | 0 | Residential | 1 | NEWARK | 7108 | 9 | ADVANCED SOLAR PRODUCTS FLEMINGTON | PSE&G BPU | No | Complete | 2011-05-02 | 2011-10-26 | 2012-07-24 | 2012-07-24
SRP02314 | SREC Solar | KINARD | NEWARK HOUSING AUTHORITY | 3.08 | 0 | Residential | 1 | NEWARK | 7108 | 9 | ADVANCED SOLAR PRODUCTS FLEMINGTON | PSE&G BPU | No | Complete | 2011-05-02 | 2011-10-26 | 2011-11-16 | 2011-11-16
SRP02315 | SREC Solar | KINARD | NEWARK HOUSING AUTHORITY | 1.98 | 0 | Residential | 1 | NEWARK | 7108 | 9 | ADVANCED SOLAR PRODUCTS FLEMINGTON | PSE&G BPU | No | Complete | 2011-05-02 | 2011-10-26 | 2011-11-16 | 2011-11-16
SRP02316 | SREC Solar | KINARD | NEWARK HOUSING AUTHORITY | 1.98 | 0 | Residential | 1 | NEWARK | 7108 | 9 | ADVANCED SOLAR PRODUCTS FLEMINGTON | PSE&G BPU | No | Complete | 2011-05-02 | 2011-10-26 | 2011-11-16 | 2011-11-16
SRP02317 | SREC Solar | KINARD | NEWARK HOUSING AUTHORITY | 1.98 | 0 | Residential | 1 | NEWARK | 7108 | 9 | ADVANCED SOLAR PRODUCTS FLEMINGTON | PSE&G BPU | No | Complete | 2011-05-02 | 2011-10-26 | 2011-11-16 | 2011-11-16
SRP02318 | SREC Solar | BATTAGLINO |  | 19.74 | 0 | Residential | 0 | COLUMBIA | 7832 | 2 | E2ECTA, INC. | JCP&L | No | Complete | 2011-05-02 | 2011-12-12 | 2012-01-11 | 2012-01-11
SRP02319 | SREC Solar | KINARD | NEWARK HOUSING AUTHORITY | 2.2 | 0 | Residential | 1 | NEWARK | 7108 | 9 | ADVANCED SOLAR PRODUCTS FLEMINGTON | PSE&G BPU | No | Complete | 2011-05-02 | 2011-10-26 | 2011-11-16 | 2011-11-16
SRP02320 | SREC Solar | NAVIN |  | 5.4 | 0 | Residential | 0 | PRINCETON | 8540 | 12 | 1ST LIGHT ENERGY, INC. | PSE&G BPU | No | Complete | 2011-05-02 | 2011-07-25 | 2011-08-30 | 2011-08-30
SRP02321 | SREC Solar | HARDY | EXTRA SPACE MANAGEMENT INC. | 28.8 | 0 | Commercial | 0 | LUMBERTON | 8048 | 13 | 1ST LIGHT ENERGY, INC. | PSE&G BPU | No | Complete | 2011-05-02 | 2012-09-11 | 2012-10-01 | 2012-10-01
SRP02322 | SREC Solar | KINARD | NEWARK HOUSING AUTHORITY | 2.42 | 0 | Residential | 1 | NEWARK | 7108 | 9 | ADVANCED SOLAR PRODUCTS FLEMINGTON | PSE&G BPU | No | Complete | 2011-05-02 | 2011-10-26 | 2011-11-16 | 2011-11-16
SRP02323 | SREC Solar | KINARD | NEWARK HOUSING AUTHORITY | 2.42 | 0 | Residential | 1 | NEWARK | 7108 | 9 | ADVANCED SOLAR PRODUCTS FLEMINGTON | PSE&G BPU | No | Complete | 2011-05-02 | 2011-10-26 | 2011-12-27 | 2011-12-27
SRP02324 | SREC Solar | HARDY | EXTRA SPACE MANAGEMENT INC. | 169.4 | 0 | Commercial | 0 | NEPTUNE | 7753 | 17 | 1ST LIGHT ENERGY, INC. | JCP&L | No | Complete | 2011-05-02 | 2012-12-21 | 2013-01-07 | 2013-01-07
SRP02325 | SREC Solar | KINARD | NEWARK HOUSING AUTHORITY | 2.2 | 0 | Residential | 1 | NEWARK | 7108 | 9 | ADVANCED SOLAR PRODUCTS FLEMINGTON | PSE&G BPU | No | Complete | 2011-05-02 | 2011-10-26 | 2011-11-10 | 2011-11-10
SRP02326 | SREC Solar | KINARD | NEWARK HOUSING AUTHORITY | 2.42 | 0 | Residential | 1 | NEWARK | 7108 | 9 | ADVANCED SOLAR PRODUCTS FLEMINGTON | PSE&G BPU | No | Complete | 2011-05-02 | 2011-10-26 | 2011-11-16 | 2011-11-16
SRP02327 | SREC Solar | KINARD | NEWARK HOUSING AUTHORITY | 2.42 | 0 | Residential | 1 | NEWARK | 7108 | 9 | ADVANCED SOLAR PRODUCTS FLEMINGTON | PSE&G BPU | No | Complete | 2011-05-02 | 2011-10-26 | 2011-12-27 | 2011-12-27
SRP02328 | SREC Solar | KINARD | NEWARK HOUSING AUTHORITY | 2.42 | 0 | Residential | 1 | NEWARK | 7108 | 9 | ADVANCED SOLAR PRODUCTS FLEMINGTON | PSE&G BPU | No | Complete | 2011-05-02 | 2011-10-26 | 2011-12-27 | 2011-12-27
SRP02329 | SREC Solar | KINARD | NEWARK HOUSING AUTHORITY | 2.2 | 0 | Residential | 1 | NEWARK | 7108 | 9 | ADVANCED SOLAR PRODUCTS FLEMINGTON | PSE&G BPU | No | Complete | 2011-05-02 | 2011-10-26 | 2011-11-16 | 2011-11-16
SRP02330 | SREC Solar | HARDY | EXTRA SPACE MANAGEMENT INC. | 73.32 | 0 | Commercial | 0 | MONMOUTH JUNCTION | 8852 | 11 | 1ST LIGHT ENERGY, INC. | PSE&G BPU | No | Complete | 2011-05-02 | 2012-06-12 | 2012-07-05 | 2012-07-05
SRP02331 | SREC Solar | HARDY | EXTRA SPACE MANAGEMENT INC. | 33.75 | 0 | Commercial | 1 | PARLIN | 8859 | 11 | 1ST LIGHT ENERGY, INC. | JCP&L | No | Complete | 2011-05-02 | 2011-10-21 | 2012-06-13 | 2012-06-13
SRP02332 | SREC Solar | KINARD | NEWARK HOUSING AUTHORITY | 2.64 | 0 | Residential | 1 | NEWARK | 7108 | 9 | ADVANCED SOLAR PRODUCTS FLEMINGTON | PSE&G BPU | No | Complete | 2011-05-02 | 2011-10-26 | 2011-11-15 | 2011-11-15
SRP02333 | SREC Solar | GASKIN |  | 6.125 | 0 | Residential | 1 | BRICK | 8723 | 18 | CORBIN SOLAR SOLUTIONS, LLC | JCP&L | No | Complete | 2011-05-02 | 2011-07-19 | 2011-07-27 | 2011-07-27
SRP02334 | SREC Solar | KINARD | NEWARK HOUSING AUTHORITY | 2.64 | 0 | Residential | 1 | NEWARK | 7108 | 9 | ADVANCED SOLAR PRODUCTS FLEMINGTON | PSE&G BPU | No | Complete | 2011-05-02 | 2011-10-26 | 2011-11-15 | 2011-11-15
SRP02335 | SREC Solar | FIGUEROA |  | 3.87 | 0 | Residential | 0 | LAKE HIAWATHA | 7034 | 3 | CORBIN SOLAR SOLUTIONS, LLC | JCP&L | No | Complete | 2011-05-02 | 2011-07-14 | 2011-07-22 | 2011-07-22
SRP02337 | SREC Solar | KINARD | NEWARK HOUSING AUTHORITY | 2.2 | 0 | Residential | 1 | NEWARK | 7108 | 9 | ADVANCED SOLAR PRODUCTS FLEMINGTON | PSE&G BPU | No | Complete | 2011-05-02 | 2011-10-26 | 2011-11-15 | 2011-11-15
SRP02338 | SREC Solar | SCAVUZZO | EILEEN FISHER, INC. | 588.28 | 0 | Commercial | 1 | SECAUCUS | 7094 | 8 | SOLAR ENERGY SYSTEMS, LLC | PSE&G BPU | No | Complete | 2011-05-02 | 2011-07-13 | 2011-07-19 | 2011-07-19
SRP02339 | SREC Solar | KINARD | NEWARK HOUSING AUTHORITY | 2.2 | 0 | Residential | 1 | NEWARK | 7108 | 9 | ADVANCED SOLAR PRODUCTS FLEMINGTON | PSE&G BPU | No | Complete | 2011-05-02 | 2011-10-27 | 2011-11-10 | 2011-11-10
SRP02340 | SREC Solar | LOUGHLIN |  | 5.04 | 0 | Residential | 0 | STANTON | 8885 | 4 | GLOBAL HOME IMPROVEMENTS | JCP&L | No | Complete | 2011-05-02 | 2011-10-27 | 2011-11-10 | 2011-11-10
SRP02341 | SREC Solar | KINARD | NEWARK HOUSING AUTHORITY | 3.08 | 0 | Residential | 1 | NEWARK | 7108 | 9 | ADVANCED SOLAR PRODUCTS FLEMINGTON | PSE&G BPU | No | Complete | 2011-05-02 | 2011-10-26 | 2011-11-10 | 2011-11-10
SRP02342 | SREC Solar | KINARD | NEWARK HOUSING AUTHORITY | 2.64 | 0 | Residential | 1 | NEWARK | 7108 | 9 | ADVANCED SOLAR PRODUCTS FLEMINGTON | PSE&G BPU | No | Complete | 2011-05-02 | 2011-10-26 | 2011-11-10 | 2011-11-10
SRP02343 | SREC Solar | GILLESPIE | BOB'S DISCOUNT FURNITURE | 312.13 | 0 | Commercial | 1 | SECAUCUS | 7094 | 8 | SOLAR NATION NEW JERSEY LLC | PSE&G BPU | No | Complete | 2011-05-02 | 2011-08-16 | 2011-08-17 | 2011-08-17
SRP02344 | SREC Solar | KINARD | NEWARK HOUSING AUTHORITY | 3.08 | 0 | Residential | 1 | NEWARK | 7108 | 9 | ADVANCED SOLAR PRODUCTS FLEMINGTON | PSE&G BPU | No | Complete | 2011-05-02 | 2011-10-26 | 2011-11-10 | 2011-11-10
SRP02345 | SREC Solar | NOVOA |  | 4.945 | 0 | Residential | 0 | LYNDHURST | 7071 | 7 | ALTERNATIVE LIGHT & ENERGY SOLUTIONS | PSE&G BPU | No | Complete | 2011-05-02 | 2011-06-24 | 2011-08-17 | 2011-08-17
SRP02346 | SREC Solar | KINARD | NEWARK HOUSING AUTHORITY | 3.08 | 0 | Residential | 1 | NEWARK | 7108 | 9 | ADVANCED SOLAR PRODUCTS FLEMINGTON | PSE&G BPU | No | Complete | 2011-05-02 | 2011-10-26 | 2011-12-27 | 2011-12-27
SRP02347 | SREC Solar | KINARD | NEWARK HOUSING AUTHORITY | 2.64 | 0 | Residential | 1 | NEWARK | 7108 | 9 | ADVANCED SOLAR PRODUCTS FLEMINGTON | PSE&G BPU | No | Complete | 2011-05-02 | 2011-10-26 | 2011-11-15 | 2011-11-15
SRP02348 | SREC Solar | KINARD | NEWARK HOUSING AUTHORITY | 3.08 | 0 | Residential | 1 | NEWARK | 7108 | 9 | ADVANCED SOLAR PRODUCTS FLEMINGTON | PSE&G BPU | No | Complete | 2011-05-02 | 2011-10-27 | 2011-11-15 | 2011-11-15
SRP02349 | SREC Solar | KINARD | NEWARK HOUSING AUTHORITY | 3.08 | 0 | Residential | 1 | NEWARK | 7108 | 9 | ADVANCED SOLAR PRODUCTS FLEMINGTON | PSE&G BPU | No | Complete | 2011-05-02 | 2011-10-26 | 2011-11-15 | 2011-11-15
SRP02350 | SREC Solar | KINARD | NEWARK HOUSING AUTHORITY | 3.08 | 0 | Residential | 1 | NEWARK | 7108 | 9 | ADVANCED SOLAR PRODUCTS FLEMINGTON | PSE&G BPU | No | Complete | 2011-05-02 | 2011-10-26 | 2011-11-10 | 2011-11-10
SRP02351 | SREC Solar | BETTY |  | 6.44 | 0 | Residential | 0 | CAPE MAY | 8204 | 21 | BOWMAN WALKER CONSTR. | AC Electric | No | Complete | 2011-05-02 | 2011-10-27 | 2011-11-10 | 2011-11-10
SRP02352 | SREC Solar | HARDY | EXTRA SPACE MANAGEMENT INC. | 47.84 | 0 | Commercial | 1 | EGG HARBOR TOWNSHIP | 8820 | 11 | 1ST LIGHT ENERGY, INC. | JCP&L | No | Complete | 2011-05-02 | 2012-01-24 | 2012-06-15 | 2012-06-15
SRP02353 | SREC Solar | HUNT | I.E.E.E. | 101.55 | 0 | Non Profit | 1 | PISCATAWAY | 8854 | 11 | SOLUS ENERGY LLC | PSE&G BPU | No | Complete | 2011-05-02 | 2012-06-25 | 2012-07-05 | 2012-07-05
SRP02356 | SREC Solar | ALEXANDER |  | 9.87 | 0 | Residential | 0 | TOMS RIVER | 8753 | 18 | ALTERNATIVE CHARGE ELECTRIC, LLC | JCP&L | No | Complete | 2011-05-02 | 2011-08-22 | 2012-01-20 | 2012-01-20
SRP02357 | SREC Solar | DAVER |  | 9.43 | 0 | Residential | 0 | GREEN BROOK | 8812 | 11 | GEOPEAK ENERGY LLC | PSE&G BPU | No | Complete | 2011-05-02 | 2011-07-25 | 2011-08-22 | 2011-08-22
SRP02359 | SREC Solar | SZANTAI |  | 2.15 | 0 | Residential | 1 | EGG HARBOR TWP | 8234 | 19 | RCL ENTERPRISES INC. | AC Electric | No | Complete | 2011-05-02 | 2011-06-14 | 2011-08-30 | 2011-08-30
SRP02360 | SREC Solar | FUCHS |  | 6.48 | 0 | Residential | 0 | TOMS RIVER | 8753 | 18 | SEA BRIGHT SOLAR, LLC | JCP&L | No | Complete | 2011-05-02 | 2011-08-22 | 2011-08-30 | 2011-08-30
SRP02361 | SREC Solar | GARRETT |  | 9.9 | 0 | Residential | 0 | FLEMINGTON | 8822 | 4 | SUN SAVER SOLAR SYSTEMS 2 | JCP&L | No | Complete | 2011-05-02 | 2011-07-19 | 2011-07-27 | 2011-07-27
SRP02363 | SREC Solar | SANTO |  | 3.825 | 0 | Residential | 0 | SOMERVILLE | 8876 | 5 | 1ST LIGHT ENERGY, INC. | PSE&G BPU | No | Complete | 2011-05-02 | 2011-10-11 | 2011-12-08 | 2011-12-08
SRP02364 | SREC Solar | HULSMAN |  | 4.6 | 0 | Residential | 1 | MILFORD | 8848 | 4 | MERCURY SOLAR SYSTEMS | JCP&L | No | Complete | 2011-05-02 | 2011-10-18 | 2011-10-28 | 2011-10-28
SRP02365 | SREC Solar | MCGINN | PANAGON SHORES | 5.55 | 0 | Residential | 1 | ERMA | 8204 | 21 | MERCURY SOLAR SYSTEMS | AC Electric | No | Complete | 2011-05-02 | 2011-09-20 | 2011-09-23 | 2011-09-23
SRP02366 | SREC Solar | WRAIGHT |  | 19.475 | 0 | Residential | 1 | SOUTH BRUNSWICK | 8831 | 11 | ALTERIS RENEWABLES | PSE&G BPU | No | Complete | 2011-05-02 | 2011-11-03 | 2011-12-08 | 2011-12-08
SRP02367 | SREC Solar | CAPIRASO |  | 4.51 | 0 | Residential | 1 | LYNDHURST | 7071 | 7 | ALTERIS RENEWABLES | PSE&G BPU | No | Complete | 2011-05-02 | 2011-09-21 | 2011-11-15 | 2011-11-15
SRP02368 | SREC Solar | WIEDEMAN |  | 7.36 | 0 | Residential | 1 | COLTS NECK | 7722 | 17 | ALTERIS RENEWABLES | JCP&L | No | Complete | 2011-05-02 | 2011-08-23 | 2011-10-17 | 2011-10-17
SRP02369 | SREC Solar | OWEN |  | 8.14 | 0 | Residential | 1 | ALLENTOWN | 8501 | 17 | MERCURY SOLAR SYSTEMS | PSE&G BPU | No | Complete | 2011-05-02 | 2011-08-09 | 2011-08-22 | 2011-08-22
SRP02370 | SREC Solar | SYED |  | 9.62 | 0 | Residential | 1 | NORTHFIELD | 8225 | 19 | MERCURY SOLAR SYSTEMS | AC Electric | No | Complete | 2011-05-02 | 2011-07-01 | 2011-08-04 | 2011-08-04
SRP02371 | SREC Solar | WITKOSKIE |  | 5.55 | 0 | Residential | 1 | OCEAN CITY | 8226 | 21 | MERCURY SOLAR SYSTEMS | AC Electric | No | Complete | 2011-05-02 | 2011-10-11 | 2011-10-26 | 2011-10-26
SRP02372 | SREC Solar | TRAVERS |  | 8.325 | 0 | Residential | 1 | OCEAN VIEW | 8230 | 21 | MERCURY SOLAR SYSTEMS | AC Electric | No | Complete | 2011-05-02 | 2011-06-29 | 2011-07-13 | 2011-07-13
SRP02375 | SREC Solar | TAMHANKAR |  | 8.1 | 0 | Residential | 0 | HAZLET | 7730 | 17 | GEOGENIX | JCP&L | No | Complete | 2011-05-02 | 2011-09-15 | 2011-10-21 | 2011-10-21
SRP02376 | SREC Solar | DING |  | 10.675 | 0 | Residential | 0 | MENDHAM | 7945 | 3 | GEOGENIX | JCP&L | No | Complete | 2011-05-02 | 2011-11-03 | 2011-11-22 | 2011-11-22
SRP02377 | SREC Solar | SANDERS |  | 9.25 | 0 | Residential | 1 | NEPTUNE | 7753 | 17 | ECOLOGICAL SYSTEMS-MANALAPAN | JCP&L | No | Complete | 2011-05-02 | 2011-12-23 | 2012-03-08 | 2012-03-08
SRP02378 | SREC Solar | KOLOVOS | EVINOS CORPORATION (LUCIEN'S MANO | 406.35 | 0 | Commercial | 0 | BERLIN | 8009 | 14 | SOLARE AMERICA | AC Electric | No | Complete | 2011-05-02 | 2011-07-26 | 2011-09-06 | 2011-09-06
SRP02379 | SREC Solar | RUST | SRI SARNOFF | 201.6 | 10080 | Non Profit | 1 | PRINCETON | 8543 | 12 | LAMANNA ELECTRIC INC. | PSE&G BPU | No | Complete | 2011-05-02 | 2011-10-18 | 2012-03-29 | 2012-06-05
SRP02380 | SREC Solar | JOHNSON | RED BANK ANTIQUES | 64.4 | 0 | Commercial | 0 | RED BANK | 7701 | 17 | RELIABLE POWER SERVICES, INC. | JCP&L | No | Complete | 2011-05-02 | 2011-10-04 | 2011-12-06 | 2011-12-06
SRP02381 | SREC Solar | MCADAM | KATHLEEN O'CONNOR LLC | 11.73 | 0 | Commercial | 0 | BRIDGEWATER | 8807 | 5 | AMPERICON | PSE&G BPU | No | Complete | 2011-05-02 | 2011-07-27 | 2011-08-30 | 2011-08-30
SRP02382 | SREC Solar | LU |  | 4.5 | 0 | Residential | 0 | PLAINSBORO | 8536 | 11 | AMERICAN RENEWABLE ENERGY, INC | PSE&G BPU | No | Complete | 2011-05-02 | 2011-08-04 | 2011-11-03 | 2011-11-03
SRP02383 | SREC Solar | ONIFER |  | 7.14 | 0 | Residential | 0 | BRICK | 8723 | 18 | AMERICAN RENEWABLE ENERGY, INC | JCP&L | No | Complete | 2011-05-02 | 2011-08-23 | 2011-09-29 | 2011-09-29
SRP02384 | SREC Solar | LI |  | 5.64 | 0 | Residential | 0 | BELLE MEAD | 8502 | 5 | AMERICAN RENEWABLE ENERGY, INC | PSE&G BPU | No | Complete | 2011-05-02 | 2011-11-30 | 2012-02-07 | 2012-02-07
SRP02386 | SREC Solar | RYNEX |  | 13.34 | 0 | Residential | 0 | ATCO | 8004 | 14 | GO SOLAR ELECTRIC, LLC | AC Electric | No | Complete | 2011-05-02 | 2012-06-25 | 2012-07-05 | 2012-07-05
SRP02387 | SREC Solar | RYNEX | MOSELEY LIQUOR STORE | 25.44 | 0 | Commercial | 0 | ATCO | 8004 | 14 | GO SOLAR ELECTRIC, LLC | AC Electric | No | Complete | 2011-05-02 | 2012-08-16 | 2012-08-24 | 2012-08-24
SRP02388 | SREC Solar | RYNEX |  | 4.6 | 0 | Residential | 0 | ATCO | 8004 | 14 | GO SOLAR ELECTRIC, LLC | AC Electric | No | Complete | 2011-05-02 | 2012-06-25 | 2012-07-05 | 2012-07-05
SRP02389 | SREC Solar | MUCKLEY |  | 9.89 | 0 | Residential | 0 | ATCO | 8004 | 14 | GO SOLAR ELECTRIC, LLC | AC Electric | No | Complete | 2011-05-02 | 2012-06-26 | 2012-07-17 | 2012-07-17
SRP02390 | SREC Solar | VENUGOPAL |  | 5.52 | 0 | Residential | 1 | DAYTON | 8810 | 11 | REC SOLAR, INC. | PSE&G BPU | No | Complete | 2011-05-02 | 2011-09-23 | 2011-10-10 | 2011-10-10
SRP02391 | SREC Solar | GOLD |  | 10.24 | 0 | Residential | 0 | MILFORD | 8848 | 4 | HEAT SHED, INC. | JCP&L | No | Complete | 2011-05-02 | 2013-10-07 | 2013-10-29 | 2013-10-29
SRP02393 | SREC Solar | SCIFO |  | 11.7 | 0 | Residential | 0 | MANALAPAN | 7726 | 17 | GEOGENIX | JCP&L | No | Complete | 2011-05-02 | 2011-09-14 | 2011-10-17 | 2011-10-17
SRP02394 | SREC Solar | BYRD |  | 9.435 | 0 | Residential | 1 | SOUTHAMPTON | 8088 | 13 | TRINITY HEATING AND AIR | JCP&L | No | Complete | 2011-05-02 | 2011-07-27 | 2011-08-25 | 2011-08-25
SRP02395 | SREC Solar | STONE |  | 12.21 | 0 | Residential | 0 | OCEANPORT | 7757 | 17 | TRINITY HEATING AND AIR | JCP&L | No | Complete | 2011-05-02 | 2011-08-05 | 2011-09-19 | 2011-09-19
SRP02396 | SREC Solar | HACKNEY |  | 12.69 | 0 | Residential | 0 | MULLICA HILL | 8062 | 15 | TRINITY HEATING AND AIR | AC Electric | No | Complete | 2011-05-02 | 2011-07-14 | 2011-07-22 | 2011-07-22
SRP02397 | SREC Solar | ROVANI SR. |  | 21.525 | 0 | Residential | 1 | VINELAND | 8360 | 20 | TRINITY HEATING AND AIR | AC Electric | No | Complete | 2011-05-02 | 2011-10-11 | 2011-10-26 | 2011-10-26
SRP02398 | SREC Solar | REINHOLD |  | 6.11 | 0 | Residential | 0 | ANDOVER | 7821 | 1 | EAST COAST ALTERNATIVE ENERGY | JCP&L | No | Complete | 2011-05-02 | 2011-07-14 | 2011-07-22 | 2011-07-22
SRP02399 | SREC Solar | BENJAMIN |  | 12.87 | 0 | Residential | 1 | NEWTONVILLE | 8346 | 19 | RCL ENTERPRISES INC. | AC Electric | No | Complete | 2011-05-02 | 2012-01-06 | 2012-03-22 | 2012-03-22
SRP02400 | SREC Solar | PATEL | SHIVAY LLC | 11.88 | 0 | Residential | 1 | NORTH BRUNSWICK | 8902 | 11 | E2ECTA, INC. | PSE&G BPU | No | Complete | 2011-05-02 | 2011-11-08 | 2012-02-22 | 2012-02-22
SRP02401 | SREC Solar | MAZZAGATTI | SUN NATIONAL BANK | 9.66 | 0 | Commercial | 0 | GLENDORA | 8029 | 14 | DPR ELECTRIC, INC | PSE&G BPU | No | Complete | 2011-05-02 | 2011-06-14 | 2011-08-29 | 2011-08-29
SRP02402 | SREC Solar | RASILE |  | 15.75 | 0 | Residential | 0 | PITTSTOWN | 8867 | 4 | SUN FARM NETWORK | JCP&L | No | Complete | 2011-05-02 | 2011-11-21 | 2011-12-20 | 2011-12-20
SRP02403 | SREC Solar | PATTEN |  | 5.92 | 0 | Residential | 1 | BORDENTOWN | 8505 | 13 | TRINITY HEATING AND AIR | PSE&G BPU | No | Complete | 2011-05-02 | 2011-07-13 | 2011-08-10 | 2011-08-10
SRP02404 | SREC Solar | SEXTON |  | 13.53 | 0 | Residential | 1 | MICKLETON | 8056 | 15 | ALTERIS RENEWABLES | AC Electric | No | Complete | 2011-05-02 | 2011-09-29 | 2011-11-21 | 2011-11-21
SRP02405 | SREC Solar | LEHMAN |  | 6.11 | 0 | Residential | 1 | EDISON | 8817 | 11 | TRINITY HEATING AND AIR | PSE&G BPU | No | Complete | 2011-05-11 | 2011-07-27 | 2011-08-04 | 2011-08-04
SRP02406 | SREC Solar | DECRISTOFANO |  | 5.92 | 0 | Residential | 1 | BORDENTOWN | 8505 | 13 | TRINITY HEATING AND AIR | PSE&G BPU | No | Complete | 2011-05-11 | 2011-07-22 | 2011-08-03 | 2011-08-03
SRP02407 | SREC Solar | SCOPIN |  | 7.4 | 0 | Residential | 1 | JACKSON | 8527 | 18 | TRINITY HEATING AND AIR | JCP&L | No | Complete | 2011-05-11 | 2011-10-11 | 2011-10-26 | 2011-10-26
SRP02409 | SREC Solar | FUNK |  | 8.28 | 0 | Residential | 1 | LAKEWOOD | 8701 | 18 | TRINITY HEATING AND AIR | JCP&L | No | Complete | 2011-05-11 | 2011-07-06 | 2011-07-29 | 2011-07-29
SRP02411 | SREC Solar | GEOFFROY |  | 16.8 | 0 | Residential | 1 | JACKSON | 8527 | 18 | TRINITY HEATING AND AIR | JCP&L | No | Complete | 2011-05-11 | 2011-09-14 | 2011-09-23 | 2011-09-23
SRP02413 | SREC Solar | FRANKEL |  | 8.93 | 0 | Residential | 1 | MONROE | 8831 | 11 | TRINITY HEATING AND AIR | JCP&L | No | Complete | 2011-05-11 | 2011-07-27 | 2011-08-04 | 2011-08-04
SRP02414 | SREC Solar | BARTUSKA |  | 4.92 | 0 | Residential | 1 | MERCERVILLE | 8226 | 21 | TRINITY HEATING AND AIR | AC Electric | No | Complete | 2011-05-11 | 2011-12-08 | 2011-12-28 | 2011-12-28
SRP02415 | SREC Solar | KAMINARIS |  | 6.66 | 0 | Residential | 0 | TRENTON | 8610 | 12 | TRINITY HEATING AND AIR | PSE&G BPU | No | Complete | 2011-05-11 | 2011-07-19 | 2011-07-27 | 2011-07-27
SRP02416 | SREC Solar | PITERSKI |  | 5.17 | 0 | Residential | 1 | RIVERVALE | 7675 | 7 | TRINITY HEATING AND AIR | PSE&G BPU | No | Complete | 2011-05-11 | 2011-12-30 | 2012-01-26 | 2012-01-26
SRP02417 | SREC Solar | VAN ALPHEN |  | 7.99 | 0 | Residential | 1 | COLUMBUS | 8022 | 13 | TRINITY HEATING AND AIR | PSE&G BPU | No | Complete | 2011-05-11 | 2011-08-18 | 2011-08-29 | 2011-08-29
SRP02418 | SREC Solar | MANGARELLI |  | 7.05 | 0 | Residential | 1 | HOWELL | 7731 | 17 | TRINITY HEATING AND AIR | JCP&L | No | Complete | 2011-05-11 | 2011-08-17 | 2011-08-23 | 2011-08-23
SRP02419 | SREC Solar | GOLDSTEIN |  | 2.59 | 0 | Residential | 1 | TRENTON | 8611 | 12 | TRINITY HEATING AND AIR | PSE&G BPU | No | Complete | 2011-05-11 | 2011-11-01 | 2011-12-20 | 2011-12-20
SRP02420 | SREC Solar | RAPPAPORT |  | 5.64 | 0 | Residential | 1 | FORDS | 8863 | 11 | TRINITY HEATING AND AIR | PSE&G BPU | No | Complete | 2011-05-11 | 2011-10-19 | 2011-12-20 | 2011-12-20
SRP02421 | SREC Solar | BUSSANICH |  | 7.05 | 0 | Residential | 1 | JACKSON | 8527 | 18 | TRINITY HEATING AND AIR | JCP&L | No | Complete | 2011-05-11 | 2011-07-22 | 2011-08-03 | 2011-08-03
SRP02422 | SREC Solar | MADRIGAL |  | 8.14 | 0 | Residential | 1 | ABSECON | 8202 | 21 | TRINITY HEATING AND AIR | AC Electric | No | Complete | 2011-05-11 | 2011-10-21 | 2011-12-08 | 2011-12-08
SRP02424 | SREC Solar | LOUGHRAN |  | 7.52 | 0 | Residential | 1 | SEA GIRT | 8750 | 17 | TRINITY HEATING AND AIR | JCP&L | No | Complete | 2011-05-11 | 2011-07-22 | 2011-08-03 | 2011-08-03
SRP02425 | SREC Solar | MOLIVER |  | 6.29 | 0 | Residential | 1 | JACKSON | 8527 | 18 | TRINITY HEATING AND AIR | JCP&L | No | Complete | 2011-05-11 | 2011-09-19 | 2011-09-28 | 2011-09-28
SRP02426 | SREC Solar | HECK |  | 7.52 | 0 | Residential | 1 | ELDORS | 8270 | 21 | TRINITY HEATING AND AIR | AC Electric | No | Complete | 2011-05-11 | 2011-10-11 | 2011-11-10 | 2011-11-10
SRP02427 | SREC Solar | CUMBERBATCH |  | 5.64 | 0 | Residential | 1 | ROSELLE | 7203 | 10 | TRINITY HEATING AND AIR | PSE&G BPU | No | Complete | 2011-05-11 | 2011-09-29 | 2011-10-12 | 2011-10-12
SRP02428 | SREC Solar | NOONAN |  | 8.46 | 0 | Residential | 1 | MANCHESTER | 8759 | 18 | TRINITY HEATING AND AIR | JCP&L | No | Complete | 2011-05-11 | 2011-07-27 | 2011-09-09 | 2011-09-09
SRP02429 | SREC Solar | WEEAST |  | 7.77 | 0 | Residential | 1 | COLUMBUS | 8022 | 13 | TRINITY HEATING AND AIR | PSE&G BPU | No | Complete | 2011-05-11 | 2011-07-25 | 2011-08-04 | 2011-08-04
SRP02430 | SREC Solar | SARGENT |  | 4.83 | 0 | Residential | 1 | TOMS RIVER | 8753 | 18 | TRINITY HEATING AND AIR | JCP&L | No | Complete | 2011-05-11 | 2011-07-18 | 2011-07-27 | 2011-07-27
SRP02431 | SREC Solar | CAREYOTE SR. |  | 5.92 | 0 | Residential | 1 | COLUMBUS | 8022 | 13 | TRINITY HEATING AND AIR | PSE&G BPU | No | Complete | 2011-05-11 | 2011-07-14 | 2011-07-22 | 2011-07-22
SRP02432 | SREC Solar | MCPAUL |  | 9.87 | 0 | Residential | 1 | JACKSON | 8527 | 18 | TRINITY HEATING AND AIR | JCP&L | No | Complete | 2011-05-11 | 2011-09-19 | 2011-09-28 | 2011-09-28
SRP02434 | SREC Solar | CAI |  | 7.52 | 0 | Residential | 1 | WALL | 7719 | 17 | TRINITY HEATING AND AIR | JCP&L | No | Complete | 2011-05-11 | 2011-08-22 | 2011-08-30 | 2011-08-30
SRP02435 | SREC Solar | MACK |  | 7.99 | 0 | Residential | 1 | ALPHA | 8865 | 2 | TRINITY HEATING AND AIR | JCP&L | No | Complete | 2011-05-11 | 2011-07-27 | 2011-09-19 | 2011-09-19
SRP02436 | SREC Solar | MASSEY |  | 8.51 | 0 | Residential | 1 | LAKEWOOD | 8701 | 18 | TRINITY HEATING AND AIR | JCP&L | No | Complete | 2011-05-11 | 2011-07-08 | 2011-07-19 | 2011-07-19
SRP02437 | SREC Solar | KIMLEY |  | 9.4 | 0 | Residential | 1 | MONROEVILLE | 8343 | 16 | TRINITY HEATING AND AIR | AC Electric | No | Complete | 2011-05-11 | 2011-09-14 | 2011-09-23 | 2011-09-23
SRP02438 | SREC Solar | RIZZO |  | 10.34 | 0 | Residential | 1 | EDGEWATER PARK | 8010 | 13 | TRINITY HEATING AND AIR | PSE&G BPU | No | Complete | 2011-05-11 | 2011-08-16 | 2011-08-25 | 2011-08-25
SRP02439 | SREC Solar | KOCSAK |  | 4.7 | 0 | Residential | 1 | COLUMBUS | 8022 | 13 | TRINITY HEATING AND AIR | PSE&G BPU | No | Complete | 2011-05-11 | 2011-06-14 | 2011-06-29 | 2011-06-29
SRP02440 | SREC Solar | HEALEY | GEORGE HARMS CONSTRUCTION COMP | 262.73 | 0 | Commercial | 0 | HOWELL | 7731 | 17 | RAY ANGELINI, INC. | JCP&L | No | Complete | 2011-05-11 | 2012-03-19 | 2012-04-19 | 2012-04-19
SRP02441 | SREC Solar | MCCLEARN | E.E. CRUZ & CO., INC. | 74.75 | 0 | Commercial | 1 | HOLMDEL | 7080 | 11 | GEOGENIX | PSE&G BPU | No | Complete | 2011-05-11 | 2012-06-05 | 2012-06-15 | 2012-06-15
SRP02442 | SREC Solar | AI |  | 11.18 | 0 | Residential | 1 | PISCATAWAY | 8854 | 11 | ALTERNATIVE LIGHT & ENERGY SOLUTIONS | PSE&G BPU | No | Complete | 2011-05-11 | 2011-07-21 | 2011-08-22 | 2011-08-22
SRP02443 | SREC Solar | LOCKWOOD |  | 10.35 | 0 | Residential | 0 | BARNEGAT | 8005 | 18 | SEA BRIGHT SOLAR, LLC | JCP&L | No | Complete | 2011-05-11 | 2011-08-17 | 2011-08-25 | 2011-08-25
SRP02444 | SREC Solar | TARANTINO | PAUL TARANTINO HOLDINGS, INC.-DBA | 38.64 | 0 | Commercial | 0 | MANCHESTER | 8759 | 18 | KRN CONTRACTORS, LLC | JCP&L | No | Complete | 2011-05-11 | 2011-08-22 | 2011-10-10 | 2011-10-10
SRP02446 | SREC Solar | FIRMENICH |  | 14.08 | 0 | Residential | 1 | FRENCHTOWN | 8825 | 4 | ALTERIS RENEWABLES | JCP&L | No | Complete | 2011-05-11 | 2011-09-21 | 2012-02-02 | 2012-02-02
SRP02447 | SREC Solar | DAHM |  | 7.82 | 0 | Residential | 0 | SEWELL | 8080 | 15 | FUTURE SOLUTIONS CONTRACTING, LLC | AC Electric | No | Complete | 2011-05-11 | 2012-02-20 | 2012-03-22 | 2012-03-22
SRP02448 | SREC Solar | MAZZA |  | 9.89 | 0 | Residential | 1 | HAMMONTON | 8037 | 19 | MERCURY SOLAR SYSTEMS | AC Electric | No | Complete | 2011-05-11 | 2011-07-14 | 2011-07-22 | 2011-07-22
SRP02449 | SREC Solar | CARBO |  | 4.6 | 0 | Residential | 1 | UNION BEACCH | 7735 | 17 | RELIABLE POWER SERVICES, INC. | JCP&L | No | Complete | 2011-05-11 | 2011-09-21 | 2012-07-30 | 2012-07-30
SRP02450 | SREC Solar | CAPUANO |  | 6.44 | 0 | Residential | 1 | KEANSBURG | 7734 | 17 | RELIABLE POWER SERVICES, INC. | JCP&L | No | Complete | 2011-05-11 | 2011-09-14 | 2011-11-03 | 2011-11-03
SRP02451 | SREC Solar | BOONE |  | 5.06 | 0 | Residential | 1 | LAKE COMO | 7719 | 17 | RELIABLE POWER SERVICES, INC. | JCP&L | No | Complete | 2011-05-11 | 2011-11-14 | 2011-12-06 | 2011-12-06
SRP02452 | SREC Solar | DOUGLAS |  | 8.28 | 0 | Residential | 1 | MIDDLETOWN | 7748 | 17 | RELIABLE POWER SERVICES, INC. | JCP&L | No | Complete | 2011-05-11 | 2011-09-14 | 2011-11-03 | 2011-11-03
SRP02454 | SREC Solar | DAMIANO |  | 5.98 | 0 | Residential | 1 | TOMS RIVER | 8753 | 18 | RELIABLE POWER SERVICES, INC. | JCP&L | No | Complete | 2011-05-11 | 2011-10-19 | 2011-12-09 | 2011-12-09
SRP02455 | SREC Solar | CHUNG |  | 4.6 | 0 | Residential | 1 | MARLBORO | 7746 | 17 | RELIABLE POWER SERVICES, INC. | JCP&L | No | Complete | 2011-05-11 | 2011-09-21 | 2012-03-08 | 2012-03-08
SRP02456 | SREC Solar | CASTRONOVA |  | 6.9 | 0 | Residential | 1 | POINT PLEASANT | 8742 | 18 | RELIABLE POWER SERVICES, INC. | JCP&L | No | Complete | 2011-05-11 | 2012-02-13 | 2012-03-22 | 2012-03-22
SRP02457 | SREC Solar | EVANS |  | 6.44 | 0 | Residential | 1 | WARETOWN | 8758 | 18 | RELIABLE POWER SERVICES, INC. | JCP&L | No | Complete | 2011-05-11 | 2012-05-23 | 2012-06-21 | 2012-06-21
SRP02458 | SREC Solar | ENNY |  | 10.58 | 0 | Residential | 1 | OAKHURST | 7755 | 17 | RELIABLE POWER SERVICES, INC. | JCP&L | No | Complete | 2011-05-11 | 2011-10-27 | 2012-02-28 | 2012-02-28
SRP02459 | SREC Solar | HAZZARD |  | 5.98 | 0 | Residential | 1 | TOMS RIVER | 8757 | 18 | RELIABLE POWER SERVICES, INC. | JCP&L | No | Complete | 2011-05-11 | 2011-09-21 | 2011-12-06 | 2011-12-06
SRP02463 | SREC Solar | GALVIN |  | 5.52 | 0 | Residential | 1 | MIDDLETOWN | 7748 | 17 | RELIABLE POWER SERVICES, INC. | JCP&L | No | Complete | 2011-05-11 | 2011-09-14 | 2011-11-03 | 2011-11-03
SRP02464 | SREC Solar | FEITER |  | 10.35 | 0 | Residential | 1 | TINTON FALLS | 7724 | 17 | RELIABLE POWER SERVICES, INC. | JCP&L | No | Complete | 2011-05-11 | 2011-10-26 | 2012-03-30 | 2012-03-30
SRP02465 | SREC Solar | HOWELL |  | 10.58 | 0 | Residential | 1 | HOWELL | 7731 | 17 | RELIABLE POWER SERVICES, INC. | JCP&L | No | Complete | 2011-05-11 | 2012-02-29 | 2012-04-12 | 2012-04-12
SRP02466 | SREC Solar | HIGGINS |  | 10.58 | 0 | Residential | 1 | EATONTOWN | 7724 | 17 | RELIABLE POWER SERVICES, INC. | JCP&L | No | Complete | 2011-05-11 | 2011-10-19 | 2012-01-05 | 2012-01-05
SRP02467 | SREC Solar | HEDLEY |  | 8.74 | 0 | Residential | 1 | FORKED RIVER | 8731 | 18 | RELIABLE POWER SERVICES, INC. | JCP&L | No | Complete | 2011-05-11 | 2011-12-29 | 2012-01-31 | 2012-01-31
SRP02468 | SREC Solar | LICHARDI |  | 4.6 | 0 | Residential | 1 | FREEHOLD | 7728 | 17 | RELIABLE POWER SERVICES, INC. | JCP&L | No | Complete | 2011-05-11 | 2011-11-14 | 2011-12-06 | 2011-12-06
SRP02469 | SREC Solar | JARUSIEWICZ |  | 8.28 | 0 | Residential | 1 | BAYVILLE | 8721 | 18 | RELIABLE POWER SERVICES, INC. | JCP&L | No | Complete | 2011-05-11 | 2011-12-29 | 2012-01-31 | 2012-01-31
SRP02470 | SREC Solar | LONIGRO |  | 7.59 | 0 | Residential | 1 | JACKSON | 8527 | 18 | RELIABLE POWER SERVICES, INC. | JCP&L | No | Complete | 2011-05-11 | 2011-09-21 | 2011-11-21 | 2011-11-21
SRP02472 | SREC Solar | NARDUCCI |  | 4.14 | 0 | Residential | 1 | LAKEHURST | 8733 | 18 | RELIABLE POWER SERVICES, INC. | JCP&L | No | Complete | 2011-05-11 | 2011-10-26 | 2011-12-20 | 2011-12-20
SRP02473 | SREC Solar | MEYERS |  | 6.44 | 0 | Residential | 1 | TOMS RIVER | 8753 | 18 | RELIABLE POWER SERVICES, INC. | JCP&L | No | Complete | 2011-05-11 | 2011-11-14 | 2011-12-06 | 2011-12-06
SRP02474 | SREC Solar | MATTEUCCI |  | 8.97 | 0 | Residential | 1 | BRICK | 8723 | 18 | RELIABLE POWER SERVICES, INC. | JCP&L | No | Complete | 2011-05-11 | 2011-10-26 | 2011-12-20 | 2011-12-20
SRP02475 | SREC Solar | KINARD | NEWARK HOUSING AUTHORITY | 3.08 | 0 | Residential | 1 | NEWARK | 7108 | 9 | ADVANCED SOLAR PRODUCTS FLEMINGTON | PSE&G BPU | No | Complete | 2011-05-11 | 2011-10-26 | 2011-11-10 | 2011-11-10
SRP02476 | SREC Solar | MACDONALD |  | 6.44 | 0 | Residential | 1 | TOMS RIVER | 8757 | 18 | RELIABLE POWER SERVICES, INC. | JCP&L | No | Complete | 2011-05-11 | 2011-12-29 | 2012-01-31 | 2012-01-31
SRP02477 | SREC Solar | MARINO |  | 4.6 | 0 | Residential | 1 | MIDDLETOWN | 7748 | 17 | RELIABLE POWER SERVICES, INC. | JCP&L | No | Complete | 2011-05-11 | 2011-09-13 | 2012-01-13 | 2012-01-13
SRP02478 | SREC Solar | SAGAAS |  | 6.44 | 0 | Residential | 1 | BARNEGAT | 8005 | 18 | RELIABLE POWER SERVICES, INC. | JCP&L | No | Complete | 2011-05-11 | 2012-01-11 | 2012-02-22 | 2012-02-22
SRP02480 | SREC Solar | ROMITO |  | 6.44 | 0 | Residential | 1 | JACKSON | 8527 | 18 | RELIABLE POWER SERVICES, INC. | JCP&L | No | Complete | 2011-05-11 | 2011-09-14 | 2011-11-21 | 2011-11-21
SRP02482 | SREC Solar | POLON |  | 4.6 | 0 | Residential | 1 | WARETOWN | 8758 | 18 | RELIABLE POWER SERVICES, INC. | JCP&L | No | Complete | 2011-05-11 | 2011-11-14 | 2011-12-06 | 2011-12-06
SRP02483 | SREC Solar | NILIO |  | 5.98 | 0 | Residential | 1 | HOWELL | 7731 | 17 | RELIABLE POWER SERVICES, INC. | JCP&L | No | Complete | 2011-05-11 | 2011-12-07 | 2011-12-28 | 2011-12-28
SRP02484 | SREC Solar | VERDOLINO |  | 5.98 | 0 | Residential | 1 | ABERDEEN | 7747 | 17 | RELIABLE POWER SERVICES, INC. | JCP&L | No | Complete | 2011-05-11 | 2011-09-13 | 2011-11-03 | 2011-11-03
SRP02485 | SREC Solar | VENEZIA |  | 8.97 | 0 | Residential | 1 | EATONTOWN | 7724 | 17 | RELIABLE POWER SERVICES, INC. | JCP&L | No | Complete | 2011-05-11 | 2011-09-13 | 2011-11-03 | 2011-11-03
SRP02486 | SREC Solar | TARLETON |  | 12.58 | 0 | Residential | 1 | MANCHESTER | 8759 | 18 | AROSA SOLAR ENERGY, INC | JCP&L | No | Complete | 2011-05-11 | 2011-11-16 | 2012-01-13 | 2012-01-13
SRP02487 | SREC Solar | SULLIVAN |  | 10.12 | 0 | Residential | 1 | FORKED RIVER | 8731 | 18 | RELIABLE POWER SERVICES, INC. | JCP&L | No | Complete | 2011-05-11 | 2012-08-06 | 2012-08-22 | 2012-08-22
SRP02489 | SREC Solar | STANWOOD |  | 7.59 | 0 | Residential | 1 | TOMS RIVER | 8757 | 18 | RELIABLE POWER SERVICES, INC. | JCP&L | No | Complete | 2011-05-11 | 2011-10-26 | 2011-12-20 | 2011-12-20
SRP02490 | SREC Solar | SOLTIS |  | 5.98 | 0 | Residential | 1 | MANASQUAN | 8736 | 17 | RELIABLE POWER SERVICES, INC. | JCP&L | No | Complete | 2011-05-11 | 2011-10-04 | 2011-12-06 | 2011-12-06
SRP02491 | SREC Solar | SHAPIRO |  | 6.67 | 0 | Residential | 1 | WARETOWN | 8758 | 18 | RELIABLE POWER SERVICES, INC. | JCP&L | No | Complete | 2011-05-11 | 2011-10-04 | 2011-12-06 | 2011-12-06
SRP02492 | SREC Solar | VERESS |  | 5.06 | 0 | Residential | 1 | PORT MONMOUTH | 7758 | 17 | RELIABLE POWER SERVICES, INC. | JCP&L | No | Complete | 2011-05-11 | 2011-10-27 | 2012-02-28 | 2012-02-28
SRP02493 | SREC Solar | MAURIELLO |  | 11.28 | 0 | Residential | 0 | HAMMONTON | 8037 | 19 | SOLAR SOLUTIONS LLC | AC Electric | No | Complete | 2011-05-11 | 2011-10-11 | 2011-10-26 | 2011-10-26
SRP02495 | SREC Solar | GALLAGHER |  | 11.28 | 0 | Residential | 0 | MANTUA | 8051 | 15 | SOLAR WORKS NJ | AC Electric | No | Complete | 2011-05-11 | 2012-02-29 | 2012-04-12 | 2012-04-12
SRP02496 | SREC Solar | KINARD | NEWARK HOUSING AUTHORITY | 3.08 | 0 | Residential | 1 | NEWARK | 7108 | 9 | ADVANCED SOLAR PRODUCTS FLEMINGTON | PSE&G BPU | No | Complete | 2011-05-11 | 2012-08-22 | 2012-08-31 | 2012-08-31
SRP02497 | SREC Solar | ATTIA |  | 6.11 | 0 | Residential | 1 | BELMAR | 7719 | 17 | TRINITY HEATING AND AIR | JCP&L | No | Complete | 2011-05-11 | 2011-10-28 | 2011-11-15 | 2011-11-15
SRP02498 | SREC Solar | KELLER |  | 4.625 | 0 | Residential | 1 | JACKSON | 8527 | 18 | TRINITY HEATING AND AIR | JCP&L | No | Complete | 2011-05-11 | 2011-09-20 | 2011-09-23 | 2011-09-23
SRP02499 | SREC Solar | MALHOTRA |  | 5.64 | 0 | Residential | 1 | PRINCETON | 8540 | 12 | TRINITY HEATING AND AIR | PSE&G BPU | No | Complete | 2011-05-11 | 2011-10-28 | 2011-11-15 | 2011-11-15
SRP02500 | SREC Solar | LICHTIN | CLEANLIGHT ENERGY, LLC | 2936.64 | 0 | Commercial | 0 | MOUNT LAUREL | 7828 | 3 | PFISTER MAINTENANCE, INC. | PSE&G BPU | Yes | Complete | 2011-05-11 | 2011-12-15 | 2012-01-17 | 2012-01-17
SRP02502 | SREC Solar | SCHAFFER |  | 12.48 | 0 | Residential | 0 | PILESGROVE | 8098 | 16 | SOLAR WORKS NJ | AC Electric | No | Complete | 2011-05-11 | 2011-10-19 | 2011-11-03 | 2011-11-03
SRP02503 | SREC Solar | HAILSTOCK |  | 11.73 | 0 | Residential | 0 | PLAINSBORO | 8536 | 11 | SOLAR MITE SOLUTIONS II | JCP&L | No | Complete | 2011-05-11 | 2011-07-27 | 2011-08-30 | 2011-08-30
SRP02504 | SREC Solar | SCHACHTER |  | 8.775 | 0 | Residential | 1 | LAKEWOOD | 8701 | 18 | PURHARVEST ENERGY, LLC LAKEWOOD | JCP&L | No | Complete | 2011-05-11 | 2011-06-03 | 2011-07-06 | 2011-07-06
SRP02506 | SREC Solar | CONNOLLY | JOHNSON & JOHNSON | 1200.64 | 0 | Commercial | 0 | SKILLMAN | 8558 | 5 | SUNPOWER CORPORATION | PSE&G BPU | No | Complete | 2011-05-11 | 2011-08-26 | 2011-10-17 | 2011-10-17
SRP02507 | SREC Solar | WESTOG |  | 7.92 | 0 | Residential | 0 | OCEAN CITY | 8226 | 21 | SOLAR WORKS NJ | AC Electric | No | Complete | 2011-05-11 | 2012-03-27 | 2012-04-23 | 2012-04-23
SRP02509 | SREC Solar | ALVAREZ |  | 8.225 | 0 | Residential | 0 | ORADELL | 7649 | 7 | GEOPEAK ENERGY LLC | PSE&G BPU | No | Complete | 2011-05-11 | 2011-07-25 | 2011-09-19 | 2011-09-19
SRP02510 | SREC Solar | BILOTTA |  | 4.23 | 0 | Residential | 1 | BELMAR | 7719 | 17 | ROOF DIAGNOSTICS INC | JCP&L | No | Complete | 2011-05-11 | 2012-03-30 | 2012-05-09 | 2012-05-09
SRP02512 | SREC Solar | MCARDLE |  | 6.58 | 0 | Residential | 1 | BELMAR | 7719 | 17 | ROOF DIAGNOSTICS INC | JCP&L | No | Complete | 2011-05-11 | 2012-03-30 | 2012-04-23 | 2012-04-23
SRP02513 | SREC Solar | RASPE |  | 2.82 | 0 | Residential | 1 | KEANSBURG | 7734 | 17 | ROOF DIAGNOSTICS INC | JCP&L | No | Complete | 2011-05-11 | 2012-04-02 | 2012-04-25 | 2012-04-25
SRP02514 | SREC Solar | WROBEL |  | 8.6 | 0 | Residential | 1 | NUTLEY | 7110 | 9 | CORBIN SOLAR SOLUTIONS, LLC | PSE&G BPU | No | Complete | 2011-05-11 | 2011-06-24 | 2011-07-15 | 2011-07-15
SRP02516 | SREC Solar | FISCHER |  | 8.46 | 0 | Residential | 0 | BLAIRSTOWN | 7825 | 2 | EAST COAST ALTERNATIVE ENERGY | JCP&L | No | Complete | 2011-05-11 | 2011-07-28 | 2011-08-08 | 2011-08-08
SRP02517 | SREC Solar | WOODSIDE | LET'S DANCE STUDIO | 14.95 | 0 | Commercial | 0 | GLASSBORO | 8028 | 15 | RAY ANGELINI II | AC Electric | No | Complete | 2011-05-11 | 2011-08-31 | 2011-10-17 | 2011-10-17
SRP02518 | SREC Solar | SENTNER |  | 4.6 | 0 | Residential | 0 | POINT PLEASANT | 8742 | 18 | REC SOLAR, INC. | JCP&L | No | Complete | 2011-05-11 | 2011-08-23 | 2011-08-30 | 2011-08-30
SRP02519 | SREC Solar | COELHO |  | 6.16 | 0 | Residential | 1 | NORTH ARLINGTON | 7031 | 7 | REC SOLAR, INC. | PSE&G BPU | No | Complete | 2011-05-11 | 2011-08-05 | 2011-09-06 | 2011-09-06
SRP02520 | SREC Solar | RAVAIOLI |  | 22 | 0 | Residential | 0 | BASKING RIDGE | 7920 | 5 | REC SOLAR, INC. | JCP&L | No | Complete | 2011-05-11 | 2011-09-23 | 2011-10-10 | 2011-10-10
SRP02521 | SREC Solar | GOLDMAN | MEADOWLANDS NISSAN | 210.56 | 0 | Commercial | 0 | HASBROUCK HEIGHTS | 7604 | 7 | REDCO ENGINEERING & CONSTRUCTION CORP. | PSE&G BPU | No | Complete | 2011-05-11 | 2012-01-23 | 2012-02-24 | 2012-02-24
SRP02522 | SREC Solar | KLEBBA |  | 11.5 | 0 | Residential | 0 | ROCKAWAY TOWNSHIP | 7866 | 3 | RYAN INC | JCP&L | No | Complete | 2011-05-11 | 2012-08-16 | 2012-08-24 | 2012-08-24
SRP02524 | SREC Solar | GRINIENKO |  | 9.68 | 0 | Residential | 0 | NORTH HALEDON | 7508 | 6 | GREENSTONE ENERGY | PSE&G BPU | No | Complete | 2011-05-11 | 2011-06-29 | 2011-07-27 | 2011-07-27
SRP02525 | SREC Solar | PERLACK |  | 9.66 | 0 | Residential | 0 | FLEMINGTON | 8822 | 4 | GREEN POWER ENERGY LLC | JCP&L | No | Complete | 2011-05-11 | 2011-09-12 | 2011-10-31 | 2011-10-31
SRP02527 | SREC Solar | BRUNDAGE |  | 8.46 | 0 | Commercial | 0 | WASHINGTON | 7882 | 2 | EAST COAST ALTERNATIVE ENERGY | JCP&L | No | Complete | 2011-05-11 | 2011-08-09 | 2011-08-22 | 2011-08-22
SRP02528 | SREC Solar | HITCHNER |  | 43.24 | 0 | Farm | 1 | ALLOWAY | 8001 | 16 | RCL ENTERPRISES INC. | AC Electric | No | Complete | 2011-05-11 | 2011-07-06 | 2011-08-04 | 2011-08-04
SRP02529 | SREC Solar | TSENG |  | 4.56 | 0 | Residential | 0 | MORGANVILLE | 7751 | 17 | AMERICAN RENEWABLE ENERGY, INC | JCP&L | No | Complete | 2011-05-11 | 2011-08-02 | 2011-08-22 | 2011-08-22
SRP02530 | SREC Solar | BLINN |  | 4.92 | 0 | Residential | 1 | MAPLEWOOD | 7040 | 9 | ALTERIS RENEWABLES | PSE&G BPU | No | Complete | 2011-05-11 | 2011-10-14 | 2011-10-26 | 2011-10-26
SRP02531 | SREC Solar | ALTER |  | 6.11 | 0 | Residential | 1 | MORGANVILLE | 7751 | 17 | TRINITY HEATING AND AIR | JCP&L | No | Complete | 2011-05-11 | 2011-07-27 | 2011-08-04 | 2011-08-04
SRP02532 | SREC Solar | LILLIANTHAL |  | 8.46 | 0 | Residential | 1 | MATAWAN | 7747 | 17 | TRINITY HEATING AND AIR | JCP&L | No | Complete | 2011-05-11 | 2011-09-30 | 2011-10-13 | 2011-10-13
SRP02533 | SREC Solar | DAVINO |  | 6.11 | 0 | Residential | 1 | FORKED RIVER | 8731 | 18 | TRINITY HEATING AND AIR | JCP&L | No | Complete | 2011-05-11 | 2011-07-22 | 2011-08-03 | 2011-08-03
SRP02534 | SREC Solar | SALIBA |  | 7.38 | 0 | Residential | 1 | TOMS RIVER | 8753 | 18 | TRINITY HEATING AND AIR | JCP&L | No | Complete | 2011-05-11 | 2011-08-18 | 2011-08-29 | 2011-08-29
SRP02535 | SREC Solar | PATEL |  | 8.225 | 0 | Residential | 1 | COLONIA | 7067 | 10 | TRINITY HEATING AND AIR | PSE&G BPU | No | Complete | 2011-05-11 | 2011-07-19 | 2011-07-27 | 2011-07-27
SRP02536 | SREC Solar | MARK |  | 8.93 | 0 | Residential | 1 | LYNDHURST | 7071 | 7 | TRINITY HEATING AND AIR | PSE&G BPU | No | Complete | 2011-05-11 | 2012-01-13 | 2012-02-09 | 2012-02-09
SRP02537 | SREC Solar | SARKAR |  | 7.99 | 0 | Residential | 1 | ROCKAWAY | 7866 | 3 | TRINITY HEATING AND AIR | JCP&L | No | Complete | 2011-05-11 | 2011-10-07 | 2011-10-21 | 2011-10-21
SRP02538 | SREC Solar | LETZTER |  | 6.345 | 0 | Residential | 1 | MONROE | 8831 | 11 | TRINITY HEATING AND AIR | JCP&L | No | Complete | 2011-05-11 | 2011-10-21 | 2012-01-13 | 2012-01-13
SRP02539 | SREC Solar | RIVERA JR. |  | 3.995 | 0 | Residential | 1 | VINELAND | 8360 | 20 | TRINITY HEATING AND AIR | Vineland Muni Elec | No | Complete | 2011-05-11 | 2012-02-22 | 2012-03-30 | 2012-03-30
SRP02540 | SREC Solar | PILLA |  | 2.82 | 0 | Residential | 0 | MARTINSVILLE | 8836 | 5 | TRINITY HEATING AND AIR | PSE&G BPU | No | Complete | 2011-05-11 | 2011-08-22 | 2011-08-30 | 2011-08-30
SRP02541 | SREC Solar | CITRON |  | 7.05 | 0 | Residential | 1 | EAST WINDSOR | 8512 | 11 | TRINITY HEATING AND AIR | JCP&L | No | Complete | 2011-05-11 | 2011-08-03 | 2011-08-31 | 2011-08-31
SRP02542 | SREC Solar | MUSSINAN |  | 10.25 | 0 | Residential | 1 | HOWELL | 7731 | 17 | TRINITY HEATING AND AIR | JCP&L | No | Complete | 2011-05-11 | 2011-08-18 | 2011-08-29 | 2011-08-29
SRP02543 | SREC Solar | WUNDER |  | 6.15 | 0 | Residential | 1 | ROCKAWAY TWP | 7801 | 3 | TRINITY HEATING AND AIR | JCP&L | No | Complete | 2011-05-11 | 2011-07-12 | 2011-07-21 | 2011-07-21
SRP02544 | SREC Solar | MCCULLOUGH |  | 6.9 | 0 | Residential | 0 | HOWELL | 7731 | 17 | KRN CONTRACTORS, LLC | JCP&L | No | Complete | 2011-05-11 | 2011-09-02 | 2011-09-09 | 2011-09-09
SRP02546 | SREC Solar | LI |  | 5.52 | 0 | Residential | 0 | SUMMIT | 7901 | 10 | SOLAR WATER WORKS, LLC | JCP&L | No | Complete | 2011-05-11 | 2011-08-23 | 2012-01-05 | 2012-01-05
SRP02547 | SREC Solar | KOSTROWSKI |  | 6.21 | 0 | Residential | 0 | BARNEGAT | 8005 | 18 | CLEAN ENERGY USA | JCP&L | No | Complete | 2011-05-11 | 2011-09-23 | 2011-10-10 | 2011-10-10
SRP02548 | SREC Solar | RAO |  | 5.805 | 0 | Residential | 1 | PISCATAWAY | 8854 | 11 | ALTERNATIVE LIGHT & ENERGY SOLUTIONS | PSE&G BPU | No | Complete | 2011-05-11 | 2011-06-22 | 2011-08-02 | 2011-08-02
SRP02549 | SREC Solar | BILARCZYK |  | 6.72 | 0 | Residential | 1 | LITTLE EGG HARBOR | 8087 | 18 | CORBIN SOLAR SOLUTIONS, LLC | AC Electric | No | Complete | 2011-05-11 | 2011-08-31 | 2011-09-08 | 2011-09-08
SRP02550 | SREC Solar | ADAMO |  | 8.46 | 0 | Residential | 0 | MIDDLETOWN | 7748 | 17 | GEOGENIX | JCP&L | No | Complete | 2011-05-11 | 2011-08-24 | 2011-08-31 | 2011-08-31
SRP02551 | SREC Solar | DI PIETROPOLO | A CLEAR ALTERNATIVE | 21.12 | 0 | Commercial | 0 | PENNSAUKEN | 8110 | 14 | 4 BESTSOLAR | PSE&G BPU | No | Complete | 2011-05-11 | 2011-07-26 | 2011-08-31 | 2011-08-31
SRP02552 | SREC Solar | CUSACK |  | 7.36 | 0 | Residential | 1 | BRICK | 8724 | 18 | RELIABLE POWER SERVICES, INC. | JCP&L | No | Complete | 2011-05-11 | 2011-10-26 | 2012-07-31 | 2012-07-31
SRP02553 | SREC Solar | MIRAGLIOTTA JR. |  | 9.2 | 0 | Residential | 1 | ATLANTIC HIGHLANDS | 7716 | 17 | RELIABLE POWER SERVICES, INC. | JCP&L | No | Complete | 2011-05-11 | 2011-10-26 | 2012-04-22 | 2012-04-22
SRP02554 | SREC Solar | MAZZOLA |  | 6.44 | 0 | Residential | 1 | WARETOWN | 8758 | 18 | RELIABLE POWER SERVICES, INC. | JCP&L | No | Complete | 2011-05-11 | 2011-11-02 | 2012-06-19 | 2012-06-19
SRP02555 | SREC Solar | MERCADO |  | 5.52 | 0 | Residential | 1 | PORT MONMOUTH | 7758 | 17 | RELIABLE POWER SERVICES, INC. | JCP&L | No | Complete | 2011-05-11 | 2011-09-13 | 2011-11-03 | 2011-11-03
SRP02556 | SREC Solar | NOLAN |  | 4.6 | 0 | Residential | 1 | TOMS RIVER | 8757 | 18 | RELIABLE POWER SERVICES, INC. | JCP&L | No | Complete | 2011-05-11 | 2011-12-28 | 2012-06-19 | 2012-06-19
SRP02557 | SREC Solar | MILLER |  | 8.97 | 0 | Residential | 1 | BRICK | 8723 | 18 | RELIABLE POWER SERVICES, INC. | JCP&L | No | Complete | 2011-05-11 | 2011-10-04 | 2011-12-06 | 2011-12-06
SRP02558 | SREC Solar | WEBER |  | 6.44 | 0 | Residential | 1 | BRICK | 8723 | 18 | RELIABLE POWER SERVICES, INC. | JCP&L | No | Complete | 2011-05-17 | 2011-12-29 | 2012-01-24 | 2012-01-24
SRP02559 | SREC Solar | TIMONEY |  | 5.06 | 0 | Residential | 1 | HOWELL | 7731 | 17 | RELIABLE POWER SERVICES, INC. | JCP&L | No | Complete | 2011-05-17 | 2011-11-14 | 2011-12-06 | 2011-12-06
SRP02560 | SREC Solar | SMITH |  | 5.98 | 0 | Residential | 1 | MIDDLETOWN | 7748 | 17 | RELIABLE POWER SERVICES, INC. | JCP&L | No | Complete | 2011-05-17 | 2011-10-04 | 2011-12-06 | 2011-12-06
SRP02561 | SREC Solar | SCHWERTHOFFER |  | 8.97 | 0 | Residential | 1 | FREEHOLD TWP | 7728 | 17 | RELIABLE POWER SERVICES, INC. | JCP&L | No | Complete | 2011-05-17 | 2011-10-26 | 2012-02-28 | 2012-02-28
SRP02562 | SREC Solar | SAUNDERS |  | 8.97 | 0 | Residential | 1 | WARETOWN | 8758 | 18 | RELIABLE POWER SERVICES, INC. | JCP&L | No | Complete | 2011-05-17 | 2011-09-14 | 2012-06-19 | 2012-06-19
SRP02563 | SREC Solar | PAINE |  | 5.52 | 0 | Residential | 1 | WALL | 7719 | 17 | RELIABLE POWER SERVICES, INC. | JCP&L | No | Complete | 2011-05-17 | 2011-10-04 | 2012-02-17 | 2012-02-17
SRP02564 | SREC Solar | BODEN |  | 7.59 | 0 | Residential | 1 | WARETOWN | 8758 | 18 | RELIABLE POWER SERVICES, INC. | JCP&L | No | Complete | 2011-05-17 | 2011-11-02 | 2012-01-05 | 2012-01-05
SRP02565 | SREC Solar | BUCHER |  | 7.59 | 0 | Residential | 1 | HOWELL | 7731 | 17 | RELIABLE POWER SERVICES, INC. | JCP&L | No | Complete | 2011-05-17 | 2011-10-19 | 2012-03-08 | 2012-03-08
SRP02567 | SREC Solar | BARR |  | 12.88 | 0 | Residential | 1 | MIDDLETOWN | 7748 | 17 | RELIABLE POWER SERVICES, INC. | JCP&L | No | Complete | 2011-05-17 | 2011-10-26 | 2012-02-29 | 2012-02-29
SRP02569 | SREC Solar | COOPER |  | 7.82 | 0 | Residential | 1 | MIDDLETOWN | 7748 | 17 | RELIABLE POWER SERVICES, INC. | JCP&L | No | Complete | 2011-05-17 | 2011-09-21 | 2011-11-21 | 2011-11-21
SRP02570 | SREC Solar | GEMBARSKI |  | 6.21 | 0 | Residential | 1 | LEONARDO | 7732 | 17 | RELIABLE POWER SERVICES, INC. | JCP&L | No | Complete | 2011-05-17 | 2011-10-04 | 2012-06-28 | 2012-06-28
SRP02571 | SREC Solar | FURLONG |  | 8.28 | 0 | Residential | 1 | MIDDLETOWN | 7748 | 17 | RELIABLE POWER SERVICES, INC. | JCP&L | No | Complete | 2011-05-17 | 2011-09-13 | 2012-01-24 | 2012-01-24
SRP02572 | SREC Solar | SAFRAN |  | 4.73 | 0 | Residential | 0 | ATLANTIC CITY | 8401 | 19 | A-TOP ALTERNATIVE ENERGY | AC Electric | No | Complete | 2011-05-17 | 2011-12-28 | 2012-01-31 | 2012-01-31
SRP02573 | SREC Solar | LILLIANTHAL |  | 5.64 | 0 | Residential | 1 | WEST ORANGE | 7052 | 9 | TRINITY HEATING AND AIR | PSE&G BPU | No | Complete | 2011-05-17 | 2011-06-30 | 2011-07-13 | 2011-07-13
SRP02574 | SREC Solar | SAMBOR |  | 10.81 | 0 | Residential | 1 | TURNERSVILLE | 8012 | 14 | TRINITY HEATING AND AIR | AC Electric | No | Complete | 2011-05-17 | 2011-12-08 | 2011-12-28 | 2011-12-28
SRP02575 | SREC Solar | SUSSMAN |  | 8.208 | 0 | Residential |  | POINT PLEASANT BORO | 8742 | 18 | THE ENTECH GROUP | JCP&L | No | Complete | 2011-05-17 | 2011-09-06 | 2011-10-17 | 2011-10-17
SRP02576 | SREC Solar | FORTUNA |  | 8.97 | 0 | Residential | 1 | BRICK | 8723 | 18 | RELIABLE POWER SERVICES, INC. | JCP&L | No | Complete | 2011-05-17 | 2011-12-28 | 2012-01-24 | 2012-01-24
SRP02577 | SREC Solar | SHAH |  | 7.59 | 0 | Residential | 1 | ISELIN | 8830 | 11 | GEOGENIX | PSE&G BPU | No | Complete | 2011-05-17 | 2011-08-02 | 2011-08-23 | 2011-08-23
SRP02578 | SREC Solar | DOWD |  | 8.28 | 0 | Residential | 1 | LAKEWOOD | 8701 | 18 | RELIABLE POWER SERVICES, INC. | JCP&L | No | Complete | 2011-05-17 | 2011-11-02 | 2012-01-05 | 2012-01-05
SRP02579 | SREC Solar | KABACINSKI |  | 10.12 | 0 | Residential | 1 | LITTLE SILVER | 7739 | 17 | RELIABLE POWER SERVICES, INC. | JCP&L | No | Complete | 2011-05-17 | 2011-10-26 | 2012-01-11 | 2012-01-11
SRP02580 | SREC Solar | SMOLINKA |  | 15.75 | 0 | Residential |  | HILLSBOROUGH | 8844 | 5 | GEOGENIX | PSE&G BPU | No | Complete | 2011-05-17 | 2011-08-26 | 2011-10-31 | 2011-10-31
SRP02581 | SREC Solar | JASINA |  | 6.44 | 0 | Residential |  | EDISON | 8820 | 11 | ABSOLUTELY ENERGIZED SOLAR, LLC | PSE&G BPU | No | Complete | 2011-05-17 | 2011-12-19 | 2012-01-17 | 2012-01-17
SRP02582 | SREC Solar | TADDEO |  | 21.09 | 0 | Residential |  | MARLBORO | 7746 | 17 | TRINITY HEATING AND AIR | JCP&L | No | Complete | 2011-05-17 | 2011-09-15 | 2011-09-23 | 2011-09-23
SRP02583 | SREC Solar | VIVONA |  | 6.11 | 0 | Residential |  | JAMESBURG | 8831 | 11 | TRINITY HEATING AND AIR | JCP&L | No | Complete | 2011-05-17 | 2011-07-13 | 2011-08-02 | 2011-08-02
SRP02584 | SREC Solar | MCCALLA |  | 13.16 | 0 | Residential |  | MEDFORD | 8055 | 13 | SOLAR WORKS NJ | PSE&G BPU | No | Complete | 2011-05-17 | 2012-01-26 | 2012-02-24 | 2012-02-24
SRP02587 | SREC Solar | MCKISSACK | NJ OAK SOLAR, LLC | 12502 | 0 | Commercial | 0 | FAIRFIELD TWP. | 8302 | 20 | THE RYAN COMPANY, INC | AC Electric | Yes | Complete | 2011-05-17 | 2012-01-09 | 2012-02-09 | 2012-02-09
SRP02588 | SREC Solar | TRIPOLI | PPL RENEWABLE ENERGY, LLC | 2677.454 | 0 | Commercial |  | PHILLIPSBURG | 8865 | 2 | MILLENNIUM BUILDERS INC. | JCP&L | Yes | Complete | 2011-05-17 | 2012-05-16 | 2012-06-11 | 2012-06-11
SRP02589 | SREC Solar | HOFMANN |  | 5.52 | 0 | Residential | 1 | TOMS RIVER | 8753 | 18 | RELIABLE POWER SERVICES, INC. | JCP&L | No | Complete | 2011-05-17 | 2011-08-23 | 2011-08-30 | 2011-08-30
SRP02590 | SREC Solar | PETTY |  | 17.55 | 0 | Residential | 1 | MORGANVILLE | 7751 | 17 | ALTERIS RENEWABLES | JCP&L | No | Complete | 2011-05-17 | 2011-09-19 | 2012-02-02 | 2012-02-02
SRP02592 | SREC Solar | CURCI |  | 4.6 | 0 | Residential | 1 | BELFORD | 7718 | 17 | RELIABLE POWER SERVICES, INC. | JCP&L | No | Complete | 2011-05-17 | 2012-03-16 | 2012-04-22 | 2012-04-22
SRP02593 | SREC Solar | MARINGOLA |  | 11.96 | 0 | Residential | 1 | HOWELL | 7731 | 17 | RELIABLE POWER SERVICES, INC. | JCP&L | No | Complete | 2011-05-17 | 2011-10-26 | 2012-03-08 | 2012-03-08
SRP02594 | SREC Solar | WASILEWSKI |  | 7.59 | 0 | Residential | 1 | BAYVILLE | 8721 | 18 | RELIABLE POWER SERVICES, INC. | JCP&L | No | Complete | 2011-05-17 | 2011-10-04 | 2012-06-28 | 2012-06-28
SRP02595 | SREC Solar | BOROWSKI |  | 4.6 | 0 | Residential | 1 | BAYVILLE | 8721 | 18 | RELIABLE POWER SERVICES, INC. | JCP&L | No | Complete | 2011-05-17 | 2011-10-26 | 2012-03-28 | 2012-03-28
SRP02596 | SREC Solar | WARSHAW |  | 6.44 | 0 | Residential | 1 | WARETOWN | 8758 | 18 | RELIABLE POWER SERVICES, INC. | JCP&L | No | Complete | 2011-05-17 | 2011-10-19 | 2012-03-20 | 2012-03-20
SRP02597 | SREC Solar | EMMERICH |  | 9.66 | 0 | Residential | 1 | WARETOWN | 8758 | 18 | RELIABLE POWER SERVICES, INC. | JCP&L | No | Complete | 2011-05-17 | 2011-10-27 | 2012-02-17 | 2012-02-17
SRP02598 | SREC Solar | BAUMLEY |  | 13.505 | 0 | Residential | 1 | COLUMBUS | 8022 | 13 | MERCURY SOLAR SYSTEMS | PSE&G BPU | No | Complete | 2011-05-17 | 2011-10-21 | 2011-11-09 | 2011-11-09
SRP02599 | SREC Solar | CARTY |  | 8.28 | 0 | Residential | 0 | IONA | 8322 | 15 | MERCURY SOLAR SYSTEMS | AC Electric | No | Complete | 2011-05-17 | 2011-07-14 | 2011-07-22 | 2011-07-22
SRP02600 | SREC Solar | BELLAFF |  | 9.2 | 0 | Residential | 0 | RIVERVALE | 7675 | 7 | MERCURY SOLAR SYSTEMS - PORT CHESTER | PSE&G BPU | No | Complete | 2011-05-17 | 2011-09-30 | 2011-10-17 | 2011-10-17
SRP02601 | SREC Solar | MADDALONI |  | 4.515 | 0 | Residential | 1 | LAKE HIAWATHA | 7034 | 3 | CORBIN SOLAR SOLUTIONS, LLC | JCP&L | No | Complete | 2011-05-17 | 2011-07-14 | 2011-09-23 | 2011-09-23
SRP02602 | SREC Solar | CALLINAN |  | 6.02 | 0 | Residential | 1 | CAPE MAY | 8204 | 21 | ALTERNATIVE LIGHT & ENERGY SOLUTIONS | AC Electric | No | Complete | 2011-05-17 | 2011-06-10 | 2011-07-22 | 2011-07-22
SRP02603 | SREC Solar | GIANNINI |  | 5.59 | 0 | Residential | 1 | EGG HARBOR TOWNSHIP | 8234 | 19 | ALTERNATIVE LIGHT & ENERGY SOLUTIONS | AC Electric | No | Complete | 2011-05-17 | 2011-05-31 | 2011-07-22 | 2011-07-22
SRP02604 | SREC Solar | JEWELL |  | 3.96 | 0 | Residential | 0 | YARDVILLE | 8620 | 12 | KOPP ELECTRIC COMPANY | PSE&G BPU | No | Complete | 2011-05-17 | 2011-08-31 | 2011-09-08 | 2011-09-08
SRP02605 | SREC Solar | MATISOFF | BIO-SHINE | 92.69 | 0 | Commercial | 0 | SPOTSWOOD | 8884 | 11 | MERCURY SOLAR SYSTEMS | JCP&L | No | Complete | 2011-05-17 | 2011-12-08 | 2012-03-20 | 2012-03-20
SRP02608 | SREC Solar | BOWKER |  | 5.76 | 0 | Residential | 0 | LUMBERTON | 8048 | 13 | AMPED ON SOLAR | PSE&G BPU | No | Complete | 2011-05-17 | 2011-08-23 | 2011-08-30 | 2011-08-30
SRP02610 | SREC Solar | ALLEGRETTO | SEAVILLE VOL FIRE CO | 63.525 | 0 | Non Profit | 0 | SEAVILLE | 8230 | 21 | MERCURY SOLAR SYSTEMS | AC Electric | No | Complete | 2011-05-17 | 2011-10-14 | 2011-10-28 | 2011-10-28
SRP02611 | SREC Solar | ZARETSKY | MARKET SQUARE MANAGEMENT LLC | 245.28 | 0 | Commercial | 0 | VERNON | 7462 | 1 | ELECTRICAL POWER SOLUTIONS | JCP&L | No | Complete | 2011-05-17 | 2012-10-23 | 2012-11-07 | 2012-11-07
SRP02612 | SREC Solar | WINCH |  | 18.8 | 0 | Residential | 0 | SALEM | 8075 | 13 | ASC SOLAR SOLUTIONS, LLC | AC Electric | No | Complete | 2011-05-17 | 2012-05-11 | 2012-05-24 | 2012-05-24
SRP02613 | SREC Solar | ROBERTSON | ERM GREEN, LLC | 128.78 | 0 | Commercial | 0 | CLERMONT | 8210 | 21 | CODE GREEN SOLAR, LLC | AC Electric | No | Complete | 2011-05-17 | 2012-01-25 | 2012-02-17 | 2012-02-17
SRP02615 | SREC Solar | HALPERN |  | 4.76 | 0 | Residential | 0 | PRINCETON | 8540 | 12 | GEOPEAK ENERGY LLC | PSE&G BPU | No | Complete | 2011-05-17 | 2011-08-10 | 2011-09-29 | 2011-09-29
SRP02618 | SREC Solar | PRIZZI |  | 6.9 | 0 | Residential | 1 | JACKSON | 8527 | 18 | ENERGY SOLUTIONS OF NEW JERSEY LLC | JCP&L | No | Complete | 2011-05-17 | 2013-11-05 | 2013-11-08 | 2013-11-08
SRP02619 | SREC Solar | RINEHOUSE |  | 17.08 | 0 | Residential | 0 | CHESTER | 7930 | 3 | GEOGENIX | JCP&L | No | Complete | 2011-05-17 | 2011-09-14 | 2011-09-23 | 2011-09-23
SRP02621 | SREC Solar | ABRAMOWITZ |  | 5.735 | 0 | Residential | 1 | JACKSON | 8527 | 18 | TRINITY HEATING AND AIR | JCP&L | No | Complete | 2011-05-17 | 2011-09-15 | 2011-11-29 | 2011-11-29
SRP02622 | SREC Solar | RONK |  | 5.4 | 0 | Residential |  | CLIFTON | 7013 | 6 | GEOGENIX | PSE&G BPU | No | Complete | 2011-05-17 | 2011-09-15 | 2011-11-03 | 2011-11-03
SRP02623 | SREC Solar | SUN |  | 6.29 | 0 | Residential | 1 | MEDFORD | 8055 | 13 | TRINITY HEATING AND AIR | PSE&G BPU | No | Complete | 2011-05-17 | 2011-07-19 | 2011-07-27 | 2011-07-27
SRP02624 | SREC Solar | CRIELLY |  | 7.99 | 0 | Residential | 1 | PITTSTOWN | 8867 | 4 | TRINITY HEATING AND AIR | JCP&L | No | Complete | 2011-05-17 | 2011-07-05 | 2011-08-02 | 2011-08-02
SRP02625 | SREC Solar | YATES |  | 7.52 | 0 | Residential | 1 | MONROE | 8831 | 11 | TRINITY HEATING AND AIR | JCP&L | No | Complete | 2011-05-17 | 2011-08-03 | 2011-08-25 | 2011-08-25
SRP02626 | SREC Solar | KACZOR |  | 4.23 | 0 | Residential | 1 | MONROE | 8831 | 11 | TRINITY HEATING AND AIR | JCP&L | No | Complete | 2011-05-17 | 2011-07-14 | 2011-07-22 | 2011-07-22
SRP02627 | SREC Solar | SUTPHEN |  | 14.1 | 0 | Residential | 1 | SKILLMAN | 8558 | 5 | TRINITY HEATING AND AIR | PSE&G BPU | No | Complete | 2011-05-17 | 2011-11-25 | 2011-12-27 | 2011-12-27
SRP02628 | SREC Solar | SUTPHEN |  | 7.05 | 0 | Residential | 1 | MANAHAWKIN | 8050 | 18 | TRINITY HEATING AND AIR | AC Electric | No | Complete | 2011-05-17 | 2011-08-03 | 2011-08-15 | 2011-08-15
SRP02629 | SREC Solar | WEST |  | 7.52 | 0 | Residential | 1 | SOMERSET | 8873 | 5 | TRINITY HEATING AND AIR | PSE&G BPU | No | Complete | 2011-05-17 | 2011-07-25 | 2011-08-04 | 2011-08-04
SRP02630 | SREC Solar | FRENCH |  | 4.23 | 0 | Residential | 1 | MONROE | 8831 | 11 | TRINITY HEATING AND AIR | JCP&L | No | Complete | 2011-05-17 | 2011-07-25 | 2011-08-03 | 2011-08-03
SRP02631 | SREC Solar | GOTTLIEB |  | 7.755 | 0 | Residential | 1 | MONROE | 8831 | 11 | TRINITY HEATING AND AIR | JCP&L | No | Complete | 2011-05-17 | 2011-08-03 | 2011-08-25 | 2011-08-25
SRP02633 | SREC Solar | LAVEZZOLI |  | 8.46 | 0 | Residential | 1 | MONROE | 8831 | 11 | TRINITY HEATING AND AIR | JCP&L | No | Complete | 2011-05-17 | 2011-08-03 | 2011-08-15 | 2011-08-15
SRP02634 | SREC Solar | MASO | WAYNE BOE-ANTHONY WAYNE M.S. | 916.5 | 0 | School Public K-12 | 1 | WAYNE | 7470 | 6 | RAY ANGELINI II | PSE&G BPU | No | Complete | 2011-05-17 | 2012-02-27 | 2012-03-30 | 2012-03-30
SRP02635 | SREC Solar | MASO | WAYNE BOE - WAYNE HILLS H.S. | 827.905 | 0 | School Public K-12 | 1 | WAYNE | 7470 | 6 | RAY ANGELINI II | PSE&G BPU | No | Complete | 2011-05-17 | 2012-02-14 | 2012-03-22 | 2012-03-22
SRP02636 | SREC Solar | LINDER |  | 3.76 | 0 | Residential | 1 | MONROE TWP | 8831 | 11 | TRINITY HEATING AND AIR | JCP&L | No | Complete | 2011-05-17 | 2011-06-22 | 2011-07-06 | 2011-07-06
SRP02637 | SREC Solar | HOPPING |  | 4.23 | 0 | Residential | 1 | MONROE | 8831 | 11 | TRINITY HEATING AND AIR | JCP&L | No | Complete | 2011-05-17 | 2011-08-18 | 2011-08-29 | 2011-08-29
SRP02638 | SREC Solar | PATEL |  | 6.15 | 0 | Residential | 1 | JERSEY CITY | 7306 | 8 | TRINITY HEATING AND AIR | PSE&G BPU | No | Complete | 2011-05-17 | 2011-11-30 | 2011-12-29 | 2011-12-29
SRP02639 | SREC Solar | BIANCHINI |  | 7.99 | 0 | Residential | 1 | LITTLE EGG HARBOR | 8087 | 18 | TRINITY HEATING AND AIR | AC Electric | No | Complete | 2011-05-17 | 2011-09-30 | 2011-10-17 | 2011-10-17
SRP02640 | SREC Solar | QIAO |  | 7.5 | 0 | Residential |  | BRIDGEWATER | 8807 | 5 | GREENTECH SOLAR USA, LLC | PSE&G BPU | No | Complete | 2011-05-17 | 2012-01-11 | 2012-02-20 | 2012-02-20
SRP02642 | SREC Solar | TRISKER |  | 10.34 | 0 | Residential | 1 | SEWAREN | 7077 | 11 | TRINITY HEATING AND AIR | PSE&G BPU | No | Complete | 2011-05-17 | 2011-07-27 | 2011-08-04 | 2011-08-04
SRP02644 | SREC Solar | APTAKER |  | 8.88 | 0 | Residential | 1 | LINCROFT | 7738 | 17 | TRINITY HEATING AND AIR | JCP&L | No | Complete | 2011-05-17 | 2011-07-27 | 2011-08-04 | 2011-08-04
SRP02645 | SREC Solar | HILYARD |  | 7.59 | 0 | Residential | 1 | JACKSON | 8527 | 18 | RELIABLE POWER SERVICES, INC. | JCP&L | No | Complete | 2011-05-17 | 2011-10-19 | 2012-03-30 | 2012-03-30
SRP02646 | SREC Solar | MIKAJLO |  | 6.11 | 0 | Residential | 1 | HOPATCONG | 7843 | 1 | TRINITY HEATING AND AIR | JCP&L | No | Complete | 2011-05-17 | 2011-09-28 | 2011-10-10 | 2011-10-10
SRP02647 | SREC Solar | KARLAN |  | 5.52 | 0 | Residential | 1 | FREEHOLD | 7728 | 17 | RELIABLE POWER SERVICES, INC. | JCP&L | No | Complete | 2011-05-17 | 2011-09-14 | 2011-11-21 | 2011-11-21
SRP02648 | SREC Solar | WAGNER |  | 11.7 | 0 | Residential | 0 | STEWARTSVILLE | 8886 | 2 | PRO-TECH ENERGY SOLUTIONS | JCP&L | No | Complete | 2011-05-17 | 2011-11-03 | 2011-12-06 | 2011-12-06
SRP02649 | SREC Solar | LOWE |  | 4.83 | 0 | Residential | 1 | FORKED RIVER | 8731 | 18 | RELIABLE POWER SERVICES, INC. | JCP&L | No | Complete | 2011-05-17 | 2012-01-13 | 2012-01-17 | 2012-01-17
SRP02650 | SREC Solar | DRANSFIELD |  | 6.58 | 0 | Residential | 0 | BRIDGEWATER | 8807 | 5 | E-PIPHANY ENERGY INC. | PSE&G BPU | No | Complete | 2011-05-17 | 2011-08-05 | 2011-12-28 | 2011-12-28
SRP02651 | SREC Solar | DUNN |  | 9.43 | 0 | Residential | 1 | FREEHOLD | 7728 | 17 | RELIABLE POWER SERVICES, INC. | JCP&L | No | Complete | 2011-05-17 | 2011-10-04 | 2011-12-06 | 2011-12-06
SRP02652 | SREC Solar | BORTON |  | 6.44 | 1610 | Residential | 0 | MOORESTOWN | 8057 | 13 | P3 POWER SYSTEMS, LLC | PSE&G BPU | No | Complete | 2011-05-17 | 2011-08-17 | 2011-09-20 | 2011-11-09
SRP02653 | SREC Solar | PRINCIPE |  | 8.74 | 0 | Residential | 1 | TOMS RIVER | 8753 | 18 | RELIABLE POWER SERVICES, INC. | JCP&L | No | Complete | 2011-05-17 | 2012-02-20 | 2012-03-27 | 2012-03-27
SRP02654 | SREC Solar | SQUILLARO |  | 10.53 | 0 | Residential | 1 | WALL | 7719 | 17 | CORBIN SOLAR SOLUTIONS, LLC | JCP&L | No | Complete | 2011-05-17 | 2011-09-16 | 2011-09-23 | 2011-09-23
SRP02655 | SREC Solar | ROSSETTI |  | 13.865 | 0 | Residential | 0 | WHITEHOUSE STATION | 8889 | 4 | AMERICAN RENEWABLE ENERGY, INC | JCP&L | No | Complete | 2011-05-17 | 2012-03-14 | 2012-05-24 | 2012-05-24
SRP02656 | SREC Solar | AMOROSA | SOMERSET COUNTY PUBLIC WORKS | 305.76 | 0 | Government Facility | 1 | HILLSBOROUGH | 8844 | 5 | VANGUARD ENERGY PARTNERS, LLC | PSE&G BPU | No | Complete | 2011-05-17 | 2011-11-14 | 2011-12-14 | 2011-12-14
SRP02657 | SREC Solar | TONG |  | 7.65 | 0 | Residential | 0 | SCOTCH PLAINS | 7076 | 10 | AMERICAN RENEWABLE ENERGY, INC | PSE&G BPU | No | Complete | 2011-05-17 | 2011-08-16 | 2011-11-09 | 2011-11-09
SRP02658 | SREC Solar | BILLINGHAM JR. |  | 16 | 0 | Residential |  | DOROTHY | 8317 | 19 | SEA BRIGHT SOLAR, LLC | AC Electric | No | Complete | 2011-05-17 | 2012-05-11 | 2012-06-04 | 2012-06-04
SRP02659 | SREC Solar | VIEDA-DAPONTE |  | 4.14 | 0 | Residential | 1 | DELANCO | 8075 | 13 | SOLARCITY | PSE&G BPU | No | Complete | 2011-05-17 | 2011-11-08 | 2012-07-05 | 2012-07-05
SRP02660 | SREC Solar | PRATT |  | 9 | 0 | Residential | 0 | FANWOOD | 7023 | 10 | AMERICAN RENEWABLE ENERGY, INC | PSE&G BPU | No | Complete | 2011-05-17 | 2011-07-27 | 2011-11-03 | 2011-11-03
SRP02661 | SREC Solar | BODZINER |  | 9.9 | 0 | Residential |  | MORGANVILLE | 7751 | 17 | SEA BRIGHT SOLAR, LLC | JCP&L | No | Complete | 2011-05-17 | 2011-10-05 | 2011-10-17 | 2011-10-17
SRP02662 | SREC Solar | DARCY |  | 4.73 | 0 | Residential |  | ENGLISHTOWN | 7726 | 17 | CORBIN SOLAR SOLUTIONS, LLC | JCP&L | No | Complete | 2011-05-17 | 2011-08-22 | 2011-08-30 | 2011-08-30
SRP02663 | SREC Solar | PORIS |  | 6.075 | 0 | Residential | 0 | MONROE TWP | 8831 | 11 | GEOPEAK ENERGY LLC | JCP&L | No | Complete | 2011-05-17 | 2011-08-25 | 2011-09-29 | 2011-09-29
SRP02664 | SREC Solar | MANDELBAUM | DAVANNE REALTY CO. | 218.4 | 0 | Commercial | 1 | EAST BRUNSWICK | 8816 | 11 | VANGUARD ENERGY PARTNERS, LLC | PSE&G BPU | No | Complete | 2011-05-17 | 2011-12-16 | 2012-01-19 | 2012-01-19
SRP02665 | SREC Solar | RODRIGUEZ |  | 6.58 | 0 | Residential | 0 | TOMS RIVER | 8757 | 18 | GREEN POWER DEVELOPERS, LLC | JCP&L | No | Complete | 2011-05-17 | 2011-06-09 | 2011-07-26 | 2011-07-26
SRP02666 | SREC Solar | KUTY |  | 1.26 | 0 | Residential | 0 | PILESGROVE | 8098 | 16 | SELF INSTALL | AC Electric | No | Complete | 2011-05-17 | 2012-03-09 | 2012-04-23 | 2012-04-23
SRP02667 | SREC Solar | SEMONIK |  | 4.95 | 0 | Residential | 1 | EWING | 8618 | 12 | MERCURY SOLAR SYSTEMS | PSE&G BPU | No | Complete | 2011-05-17 | 2011-09-02 | 2011-09-09 | 2011-09-09
SRP02668 | SREC Solar | CHARETTE |  | 9.87 | 0 | Residential |  | SAYREVILLE | 8879 | 11 | GREEN APPLE ENERGY SYSTEMS, LLC | JCP&L | No | Complete | 2011-05-17 | 2011-07-12 | 2011-08-03 | 2011-08-03
SRP02670 | SREC Solar | STROUSE |  | 7.04 | 0 | Residential |  | LAKEWOOD | 8701 | 18 | KOPP ELECTRIC COMPANY | JCP&L | No | Complete | 2011-05-17 | 2011-09-29 | 2011-11-21 | 2011-11-21
SRP02671 | SREC Solar | LAVIGNERA |  | 7.04 | 0 | Residential |  | LAKEWOOD | 8701 | 18 | KOPP ELECTRIC COMPANY | JCP&L | No | Complete | 2011-05-17 | 2011-09-29 | 2011-10-12 | 2011-10-12
SRP02672 | SREC Solar | BREIHOF |  | 7.168 | 0 | Residential | 0 | NUTLEY | 7110 | 9 | SKYLINE SOLAR | PSE&G BPU | No | Complete | 2011-05-17 | 2011-06-29 | 2011-08-31 | 2011-08-31
SRP02674 | SREC Solar | DAILEY |  | 8.93 | 0 | Residential | 0 | WALL | 7719 | 17 | SKYLINE SOLAR | JCP&L | No | Complete | 2011-05-17 | 2011-08-18 | 2011-10-13 | 2011-10-13
SRP02675 | SREC Solar | HARDY | EXTRA SPACE MANAGEMENT INC. | 127.05 | 0 | Commercial |  | AVENEL | 7001 | 11 | 1ST LIGHT ENERGY, INC. | PSE&G BPU | No | Complete | 2011-05-17 | 2012-01-16 | 2012-07-26 | 2012-07-26
SRP02678 | SREC Solar | VERDADE |  | 10.36 | 0 | Residential | 0 | CAPE MAY COURT HOUSE | 8210 | 21 | MERCURY SOLAR SYSTEMS | AC Electric | No | Complete | 2011-05-17 | 2011-08-12 | 2011-08-23 | 2011-08-23
SRP02679 | SREC Solar | HOBAN |  | 7.13 | 0 | Residential |  | SKILLMAN | 8558 | 5 | ASTRUM SOLAR, LLC | PSE&G BPU | No | Complete | 2011-05-17 | 2011-08-04 | 2011-10-21 | 2011-10-21
SRP02680 | SREC Solar | GOWDA |  | 3.42 | 0 | Residential | 0 | EGG HARBOR TWP | 8234 | 19 | MERCURY SOLAR SYSTEMS | AC Electric | No | Complete | 2011-05-17 | 2012-07-03 | 2012-07-20 | 2012-07-20
SRP02681 | SREC Solar | SHANKO |  | 5.92 | 0 | Residential | 0 | NEWTON | 7860 | 1 | ASTRUM SOLAR, LLC | JCP&L | No | Complete | 2011-05-17 | 2011-08-05 | 2012-01-13 | 2012-01-13
SRP02682 | SREC Solar | CONTE |  | 11.52 | 0 | Residential | 0 | ELMER | 8318 | 16 | SOLAR WORKS NJ | AC Electric | No | Complete | 2011-05-17 | 2011-11-08 | 2011-12-14 | 2011-12-14
SRP02683 | SREC Solar | COOPERMAN |  | 6.58 | 0 | Residential | 0 | MANALAPAN | 7726 | 17 | TRINITY HEATING AND AIR | JCP&L | No | Complete | 2011-05-17 | 2011-08-03 | 2011-08-15 | 2011-08-15
SRP02684 | SREC Solar | KLEIN |  | 12.925 | 0 | Residential | 0 | NEWTON | 7860 | 1 | EAST COAST ALTERNATIVE ENERGY | JCP&L | No | Complete | 2011-05-17 | 2011-08-17 | 2011-08-23 | 2011-08-23
SRP02685 | SREC Solar | KRAMER |  | 9.87 | 2467.5 | Residential | 0 | EAST MILLSTONE | 8875 | 5 | SOLAR CONNECTIONS | PSE&G BPU | No | Complete | 2011-05-17 | 2011-08-23 | 2011-12-22 | 2012-04-04
SRP02687 | SREC Solar | DINGER |  | 6.345 | 0 | Residential | 0 | TOMS RIVER | 8757 | 18 | GREEN POWER DEVELOPERS, LLC | JCP&L | No | Complete | 2011-05-17 | 2011-06-09 | 2011-08-03 | 2011-08-03
SRP02688 | SREC Solar | DOHERTY | PROJECT FREEDOM AT WOODSTOWN | 37.8 | 0 | Commercial | 0 | WOODSTOWN | 8098 | 16 | JERSEY SOLAR, LLC | AC Electric | No | Complete | 2011-05-17 | 2012-01-17 | 2012-02-24 | 2012-02-24
SRP02689 | SREC Solar | WEISSMAN | PRECISION GRAPHICS INC. | 146.64 | 0 | Commercial | 0 | BRANCHBURG | 8876 | 5 | VANGUARD ENERGY PARTNERS, LLC | JCP&L | No | Complete | 2011-05-17 | 2011-12-28 | 2012-01-24 | 2012-01-24
SRP02690 | SREC Solar | LONGO | AAEON ELECTRONICS, INC. | 123.5 | 0 | Commercial | 0 | HAZLET | 7730 | 17 | BARRIER ELECTRIC | JCP&L | No | Complete | 2011-05-17 | 2011-07-28 | 2011-08-23 | 2011-08-23
SRP02691 | SREC Solar | BAREA |  | 4.23 | 0 | Residential | 1 | TEANECK | 7666 | 7 | TRINITY HEATING AND AIR | PSE&G BPU | No | Complete | 2011-05-17 | 2011-08-29 | 2011-10-31 | 2011-10-31
SRP02692 | SREC Solar | PEPE |  | 4.92 | 0 | Residential | 1 | TOMS RIVER | 8753 | 18 | TRINITY HEATING AND AIR | JCP&L | No | Complete | 2011-05-17 | 2011-10-21 | 2011-12-09 | 2011-12-09
SRP02693 | SREC Solar | THOMPSON |  | 5.17 | 0 | Residential | 1 | POINT PLEASANT BEACH | 8742 | 18 | TRINITY HEATING AND AIR | JCP&L | No | Complete | 2011-05-17 | 2011-07-05 | 2011-07-13 | 2011-07-13
SRP02694 | SREC Solar | FENTON |  | 6.56 | 0 | Residential | 1 | FREEHOLD | 7728 | 17 | TRINITY HEATING AND AIR | JCP&L | No | Complete | 2011-05-17 | 2011-08-16 | 2011-08-25 | 2011-08-25
SRP02695 | SREC Solar | GODWIN |  | 9.99 | 0 | Residential | 1 | MANCHESTER | 8759 | 18 | TRINITY HEATING AND AIR | JCP&L | No | Complete | 2011-05-17 | 2011-12-08 | 2012-01-04 | 2012-01-04
SRP02696 | SREC Solar | FERRARA |  | 7.755 | 0 | Residential | 1 | BELVIDERE | 7823 | 2 | TRINITY HEATING AND AIR | JCP&L | No | Complete | 2011-05-17 | 2011-10-14 | 2012-01-05 | 2012-01-05
SRP02697 | SREC Solar | TERNOVY |  | 8.64 | 0 | Residential | 0 | VINELAND | 8361 | 20 | SEA BRIGHT SOLAR, LLC | Vineland Muni Elec | No | Complete | 2011-05-17 | 2012-02-02 | 2012-03-08 | 2012-03-08
SRP02699 | SREC Solar | SIRAK | CRK MANAGEMENT LLC | 41.76 | 0 | School Other | 0 | WEST WINDSOR | 8550 | 12 | FREEDOM ENERGY PARTNERS, LLC | JCP&L | No | Complete | 2011-05-17 | 2011-10-14 | 2011-10-26 | 2011-10-26
SRP02701 | SREC Solar | STARK |  | 5.76 | 2880 | Residential |  | BRANCHVILLE | 7826 | 1 | EAST COAST ALTERNATIVE ENERGY | JCP&L | No | Complete | 2011-05-17 | 2012-01-31 | 2012-05-10 | 2012-08-16
SRP02702 | SREC Solar | TOREKI |  | 12.455 | 0 | Residential |  | SEWELL | 8080 | 15 | SOLAR SOLUTIONS LLC | AC Electric | No | Complete | 2011-05-17 | 2011-08-08 | 2011-08-25 | 2011-08-25
SRP02703 | SREC Solar | TALBOT |  | 8.28 | 0 | Residential | 0 | SWEDESBORO | 8085 | 15 | SOLULAR LLC. II | AC Electric | No | Complete | 2011-05-17 | 2011-07-14 | 2011-09-08 | 2011-09-08
SRP02704 | SREC Solar | PATEL |  | 4.655 | 0 | Residential | 0 | KENDALL PARK | 8824 | 11 | 1ST LIGHT ENERGY, INC. | PSE&G BPU | No | Complete | 2011-05-17 | 2012-05-10 | 2012-06-11 | 2012-06-11
SRP02707 | SREC Solar | DURAN |  | 20.7 | 0 | Residential | 0 | LAWRENCEVILLE | 8648 | 12 | GREENWATT LLC | PSE&G BPU | No | Complete | 2011-05-17 | 2011-05-18 | 2011-06-07 | 2011-06-07
SRP02709 | SREC Solar | HUGHSON |  | 6.075 | 0 | Residential |  | PRINCETON | 8540 | 12 | GEOGENIX | PSE&G BPU | No | Complete | 2011-05-17 | 2011-09-06 | 2011-09-29 | 2011-09-29
SRP02710 | SREC Solar | ROONEY | THE MCGRAW-HILL COMPANIES PHASE1 | 7053.06 | 25000 | Commercial | 1 | EAST WINDSOR | 8520 | 12 | ADVANCED SOLAR PRODUCTS FLEMINGTON | JCP&L | No | Complete | 2011-05-17 | 2012-04-03 | 2012-04-25 | 2012-07-24
SRP02711 | SREC Solar | ROONEY | THE MCGRAW-HILL COMPANIES PHASE II | 7059.64 | 25000 | Commercial | 1 | EAST WINDSOR | 8520 | 12 | ADVANCED SOLAR PRODUCTS FLEMINGTON | JCP&L | No | Complete | 2011-05-17 | 2012-04-03 | 2012-05-30 | 2012-08-16
SRP02712 | SREC Solar | HARDY | EXTRA SPACE MANAGEMENT INC. | 108.225 | 0 | Commercial | 0 | BAYVILLE | 8721 | 18 | 1ST LIGHT ENERGY, INC. | JCP&L | No | Complete | 2011-05-23 | 2012-06-18 | 2012-06-26 | 2012-06-26
SRP02713 | SREC Solar | ROWEN |  | 9.84 | 0 | Residential | 0 | GLENWOOD | 7418 | 1 | SOLAR WORKS NJ | JCP&L | No | Complete | 2011-05-23 | 2011-12-21 | 2012-01-20 | 2012-01-20
SRP02714 | SREC Solar | PELLICANO |  | 6.58 | 0 | Residential | 1 | TOMS RIVER | 8757 | 18 | TRINITY HEATING AND AIR | JCP&L | No | Complete | 2011-05-23 | 2011-12-08 | 2011-12-29 | 2011-12-29
SRP02715 | SREC Solar | COOK |  | 8.225 | 0 | Residential | 1 | LAKEWOOD | 8701 | 18 | TRINITY HEATING AND AIR | JCP&L | No | Complete | 2011-05-23 | 2011-07-08 | 2011-07-19 | 2011-07-19
SRP02716 | SREC Solar | CUANUTTE |  | 8.46 | 0 | Residential | 1 | SHILOH | 8353 | 20 | TRINITY HEATING AND AIR | AC Electric | No | Complete | 2011-05-23 | 2011-12-08 | 2011-12-28 | 2011-12-28
SRP02717 | SREC Solar | ANSTATT |  | 4.23 | 0 | Residential | 1 | LAKEWOOD | 8701 | 18 | TRINITY HEATING AND AIR | JCP&L | No | Complete | 2011-05-23 | 2011-07-08 | 2011-07-19 | 2011-07-19
SRP02718 | SREC Solar | SWIFT |  | 9.4 | 0 | Residential | 1 | TOMS RIVER | 8753 | 18 | TRINITY HEATING AND AIR | JCP&L | No | Complete | 2011-05-23 | 2011-09-09 | 2011-09-19 | 2011-09-19
SRP02719 | SREC Solar | LUBANIKY | EMMANUEL BAPTIST CHURCH | 12.925 | 0 | Non Profit | 1 | MANVILLE | 8835 | 5 | TRINITY HEATING AND AIR | PSE&G BPU | No | Complete | 2011-05-23 | 2011-12-28 | 2012-01-31 | 2012-01-31
SRP02721 | SREC Solar | STEFANELLI |  | 4.62 | 0 | Residential | 0 | EAST HANOVER | 7936 | 3 | REC SOLAR, INC. | JCP&L | No | Complete | 2011-05-23 | 2011-08-24 | 2011-08-31 | 2011-08-31
SRP02722 | SREC Solar | WEISS |  | 5.64 | 0 | Residential | 0 | HOWELL | 7731 | 17 | TRINITY HEATING AND AIR | JCP&L | No | Complete | 2011-05-23 | 2011-10-12 | 2011-10-26 | 2011-10-26
SRP02724 | SREC Solar | CARDIS | TOWNSHIP OF GLOUCESTER | 33.605 | 0 | Government Facility | 0 | BLACKWOOD | 8012 | 14 | EMSA CONSTRUCTION | PSE&G BPU | No | Complete | 2011-05-23 | 2011-10-04 | 2011-12-09 | 2011-12-09
SRP02725 | SREC Solar | KANAREK | BAIS RIVKA ROCHEL | 103.785 | 0 | Non Profit | 1 | LAKEWOOD | 8701 | 18 | AROSA SOLAR ENERGY, INC | JCP&L | No | Complete | 2011-05-23 | 2011-07-27 | 2011-08-04 | 2011-08-04
SRP02726 | SREC Solar | CRAIN | THE MOUSE TRAP | 66.24 | 0 | Commercial | 1 | WOODBINE | 8270 | 21 | GEOSCAPE SOLAR | AC Electric | No | Complete | 2011-05-23 | 2013-03-22 | 2013-04-24 | 2013-04-24
SRP02728 | SREC Solar | RIVKIND |  | 10.08 | 0 | Residential | 0 | SPRINGFIELD | 7081 | 10 | GEOPEAK ENERGY LLC | JCP&L | No | Complete | 2011-05-23 | 2011-09-19 | 2011-09-28 | 2011-09-28
SRP02729 | SREC Solar | OLANSEN |  | 9.758 | 0 | Residential | 0 | TOMS RIVER | 8753 | 18 | GEOPEAK ENERGY LLC | JCP&L | No | Complete | 2011-05-23 | 2011-07-26 | 2011-09-01 | 2011-09-01
SRP02730 | SREC Solar | YENISEY |  | 12.96 | 0 | Residential | 0 | MANALAPAN | 7726 | 17 | GEOPEAK ENERGY LLC | JCP&L | No | Complete | 2011-05-23 | 2012-03-16 | 2012-04-22 | 2012-04-22
SRP02731 | SREC Solar | NEBENZAHL |  | 9.065 | 0 | Residential | 1 | LAKEWOOD | 8701 | 18 | AROSA SOLAR ENERGY, INC | JCP&L | No | Complete | 2011-05-23 | 2011-09-06 | 2011-09-09 | 2011-09-09
SRP02732 | SREC Solar | SMEDBERG |  | 3.6 | 0 | Residential | 1 | MULLICA HILL | 8062 | 15 | MERCURY SOLAR SYSTEMS | AC Electric | No | Complete | 2011-05-23 | 2011-08-03 | 2011-08-08 | 2011-08-08
SRP02733 | SREC Solar | DIPALMA |  | 15.3 | 0 | Residential | 1 | MILLVILLE | 8332 | 20 | MERCURY SOLAR SYSTEMS | AC Electric | No | Complete | 2011-05-23 | 2011-11-25 | 2011-12-27 | 2011-12-27
SRP02734 | SREC Solar | KROL | ALLERCARE | 4.05 | 0 | Commercial | 0 | SOMERVILLE | 8876 | 5 | KOPP ELECTRIC COMPANY | PSE&G BPU | No | Complete | 2011-05-23 | 2012-04-02 | 2012-04-24 | 2012-04-24
SRP02735 | SREC Solar | KUTSCHMAN |  | 7.05 | 0 | Residential | 0 | KEYPORT | 7735 | 17 | GARDEN STATE SOLAR LLC | JCP&L | No | Complete | 2011-05-23 | 2011-07-27 | 2011-08-17 | 2011-08-17
SRP02736 | SREC Solar | ROSS |  | 5.635 | 0 | Residential | 0 | SO. ORANGE | 7079 | 9 | 1ST LIGHT ENERGY, INC. | PSE&G BPU | No | Complete | 2011-05-23 | 2011-09-13 | 2011-11-16 | 2011-11-16
SRP02737 | SREC Solar | PICOT | TOYS R US DELAWARE, INC. | 292.32 | 0 | Commercial | 1 | SECAUCUS | 7094 | 8 | SOLAR NATION NEW JERSEY LLC | PSE&G BPU | No | Complete | 2011-05-23 | 2011-08-16 | 2011-08-17 | 2011-08-17
SRP02738 | SREC Solar | GOTTLIEB | RESINTECH, INC | 345 | 0 | Commercial | 0 | WEST BERLIN | 8091 | 14 | JMW, INC. D/B/A SOLARDELPHIA | AC Electric | No | Complete | 2011-05-23 | 2011-06-17 | 2011-07-21 | 2011-07-21
SRP02740 | SREC Solar | NAPRAVNIK |  | 4.6 | 0 | Residential | 0 | BORDENTOWN | 8505 | 13 | PRELLCO LLC | PSE&G BPU | No | Complete | 2011-05-23 | 2011-07-28 | 2012-01-05 | 2012-01-05
SRP02741 | SREC Solar | GOTTLIEB | RESINTECH, INC | 25.62 | 0 | Commercial | 0 | WEST BERLIN | 8091 | 14 | JMW, INC. D/B/A SOLARDELPHIA | AC Electric | No | Complete | 2011-05-23 | 2011-06-17 | 2011-07-21 | 2011-07-21
SRP02742 | SREC Solar | GOTTLIEB | RESINTECH, INC | 23.485 | 0 | Commercial | 0 | WEST BERLIN | 8091 | 14 | JMW, INC. D/B/A SOLARDELPHIA | AC Electric | No | Complete | 2011-05-23 | 2011-06-17 | 2011-07-21 | 2011-07-21
SRP02743 | SREC Solar | CIACCIO | TONY'S FARM AND GARDEN CENTER | 36.66 | 0 | Commercial | 0 | ROBBINSVILLE | 8691 | 12 | 4 BESTSOLAR | JCP&L | No | Complete | 2011-05-23 | 2012-02-23 | 2012-03-28 | 2012-03-28
SRP02744 | SREC Solar | SPERANZE |  | 5.16 | 0 | Residential | 1 | EGG HARBOR TOWNSHIP | 8234 | 19 | RCL ENTERPRISES INC. | AC Electric | No | Complete | 2011-05-23 | 2011-06-29 | 2011-10-04 | 2011-10-04
SRP02745 | SREC Solar | GNIEWYK | MAINLAND REGIONAL H.S. BOE | 376.5 | 0 | School Public K-12 | 0 | LINWOOD | 8221 | 19 | RAY ANGELINI II | AC Electric | No | Complete | 2011-05-23 | 2012-03-07 | 2012-04-17 | 2012-04-17
SRP02746 | SREC Solar | KNELL | PARALLEL POWER LLC | 35.42 | 0 | Commercial | 0 | CHERRY HILL | 8034 | 14 | BRITE IDEA ENERGY | PSE&G BPU | No | Complete | 2011-05-23 | 2011-12-15 | 2012-04-19 | 2012-04-19
SRP02747 | SREC Solar | KNELL | PARALLEL POWER LLC | 35.42 | 0 | Commercial | 0 | CHERRY HILL | 8034 | 14 | BRITE IDEA ENERGY | PSE&G BPU | No | Complete | 2011-05-23 | 2011-12-15 | 2012-04-19 | 2012-04-19
SRP02748 | SREC Solar | KINSEY |  | 8.28 | 0 | Residential | 0 | FLANDERS | 7836 | 3 | THE SOLAR CENTER II | JCP&L | No | Complete | 2011-05-23 | 2011-10-07 | 2011-10-21 | 2011-10-21
SRP02750 | SREC Solar | GINSBERG | KENOVER MARKETING | 588.06 | 0 | Commercial | 1 | BAYONNE | 7002 | 8 | G & S INVESTORS | PSE&G BPU | No | Complete | 2011-05-23 | 2012-07-03 | 2012-07-18 | 2012-07-18
SRP02752 | SREC Solar | MARINO |  | 12.42 | 0 | Residential | 0 | MICKLETON | 8056 | 15 | RUNNEMEDE PLUMBING HEATING | AC Electric | No | Complete | 2011-05-23 | 2011-07-05 | 2011-07-13 | 2011-07-13
SRP02757 | SREC Solar | COMMISSO |  | 5.85 | 0 | Residential | 0 | PISCATAWAY | 8854 | 11 | SUN SAVER SOLAR SYSTEMS 2 | PSE&G BPU | No | Complete | 2011-05-23 | 2011-12-07 | 2012-01-17 | 2012-01-17
SRP02758 | SREC Solar | GOLDSTEIN |  | 9.2 | 0 | Residential | 0 | WARREN | 7059 | 5 | ROSS SOLAR GROUP, LLC | JCP&L | No | Complete | 2011-05-23 | 2011-09-30 | 2011-10-12 | 2011-10-12
SRP02759 | SREC Solar | KANE |  | 4.3 | 0 | Residential | 1 | BRIGANTINE | 8203 | 19 | RCL ENTERPRISES INC. | PSE&G BPU | No | Complete | 2011-05-23 | 2011-06-09 | 2011-07-15 | 2011-07-15
SRP02760 | SREC Solar | CHEN |  | 3.6 | 0 | Residential | 0 | PLAINSBORO | 8536 | 11 | AMERICAN RENEWABLE ENERGY, INC | PSE&G BPU | No | Complete | 2011-05-23 | 2011-08-04 | 2011-12-09 | 2011-12-09
SRP02761 | SREC Solar | GUO |  | 8.1 | 0 | Residential | 0 | LIVINGSTON | 7039 | 9 | AMERICAN RENEWABLE ENERGY, INC | JCP&L | No | Complete | 2011-05-23 | 2011-12-08 | 2011-12-29 | 2011-12-29
SRP02763 | SREC Solar | EULER |  | 4.84 | 1210 | Residential | 0 | SEWELL | 8080 | 15 | CP SOLAR AND HOME ENERGY SERVICES | PSE&G BPU | No | Complete | 2011-05-23 | 2012-03-29 | 2012-04-25 | 2012-07-24
SRP02764 | SREC Solar | RIVERA |  | 6.9 | 0 | Residential | 1 | BORDENTOWN | 8505 | 13 | MERCURY SOLAR SYSTEMS | PSE&G BPU | No | Complete | 2011-05-23 | 2011-08-03 | 2011-08-08 | 2011-08-08
SRP02765 | SREC Solar | PIERZNIK |  | 8.14 | 0 | Residential | 0 | EASTHAMPTON | 8060 | 13 | ALIEN FUEL INC | PSE&G BPU | No | Complete | 2011-05-23 | 2011-06-29 | 2011-08-03 | 2011-08-03
SRP02766 | SREC Solar | BENNER |  | 5.76 | 0 | Residential | 0 | GALLOWAY | 8205 | 19 | RICHMOND SOLAR | AC Electric | No | Complete | 2011-05-23 | 2011-07-26 | 2011-09-09 | 2011-09-09
SRP02767 | SREC Solar | KANAREK | BAIS RIVKA ROCHEL | 198.9 | 0 | Non Profit | 1 | LAKEWOOD | 8701 | 18 | AROSA SOLAR ENERGY, INC | JCP&L | No | Complete | 2011-05-23 | 2011-08-03 | 2011-11-21 | 2011-11-21
SRP02768 | SREC Solar | WIDMEIER | H.THOMAS WIDMEIER FAMILY 2000 LP | 8.97 | 0 | Commercial |  | CREAM RIDGE | 8514 | 17 | IMACUTECH LLC | JCP&L | No | Complete | 2011-05-23 | 2012-06-26 | 2012-07-10 | 2012-07-10
SRP02769 | SREC Solar | WIDMEIER | H.THOMAS WIDMEIER FAMILY 2000 LP | 26.91 | 0 | Commercial | 0 | CREAM RIDGE | 8514 | 17 | IMACUTECH LLC | JCP&L | No | Complete | 2011-05-23 | 2012-06-26 | 2012-07-10 | 2012-07-10
SRP02770 | SREC Solar | WIDMEIER | H.THOMAS WIDMEIER FAMILY 2000 LP | 49.68 | 0 | Commercial | 0 | CREAM RIDGE | 8514 | 17 | IMACUTECH LLC | JCP&L | No | Complete | 2011-05-23 | 2012-06-26 | 2012-07-10 | 2012-07-10
SRP02773 | SREC Solar | PATEL |  | 7.59 | 0 | Residential | 1 | MONROE TWP | 8831 | 11 | RELIABLE POWER SERVICES, INC. | JCP&L | No | Complete | 2011-05-23 | 2011-10-27 | 2011-12-08 | 2011-12-08
SRP02774 | SREC Solar | ZALINSKY |  | 8.28 | 0 | Residential | 1 | BRICK | 8724 | 18 | RELIABLE POWER SERVICES, INC. | JCP&L | No | Complete | 2011-05-23 | 2012-01-31 | 2012-02-29 | 2012-02-29
SRP02775 | SREC Solar | NIGRO |  | 5.98 | 0 | Residential | 1 | TOMS RIVER | 8753 | 18 | RELIABLE POWER SERVICES, INC. | JCP&L | No | Complete | 2011-05-23 | 2011-10-04 | 2012-02-17 | 2012-02-17
SRP02776 | SREC Solar | SANCHEZ |  | 5.98 | 0 | Residential | 1 | SOUTH TOMS RIVER | 8757 | 18 | RELIABLE POWER SERVICES, INC. | JCP&L | No | Complete | 2011-05-23 | 2011-10-27 | 2012-01-05 | 2012-01-05
SRP02777 | SREC Solar | ALLAN |  | 9.66 | 0 | Residential | 1 | WARETOWN | 8758 | 18 | RELIABLE POWER SERVICES, INC. | JCP&L | No | Complete | 2011-05-23 | 2011-12-28 | 2012-01-24 | 2012-01-24
SRP02778 | SREC Solar | RIGGS |  | 5.06 | 0 | Residential | 1 | OLD BRIDGE | 8857 | 11 | RELIABLE POWER SERVICES, INC. | JCP&L | No | Complete | 2011-05-23 | 2011-11-02 | 2012-02-29 | 2012-02-29
SRP02779 | SREC Solar | WIDMEIER | H.THOMAS WIDMEIER FAMILY 2000 LP | 15.18 | 0 | Commercial | 0 | CREAM RIDGE | 8514 | 17 | IMACUTECH LLC | JCP&L | No | Complete | 2011-05-23 | 2012-06-26 | 2012-07-10 | 2012-07-10
SRP02783 | SREC Solar | IANETTE |  | 6.075 | 0 | Residential | 0 | VINELAND | 8361 | 20 | MERCURY SOLAR SYSTEMS | Vineland Muni Elec | No | Complete | 2011-05-23 | 2011-06-29 | 2011-07-13 | 2011-07-13
SRP02784 | SREC Solar | HENTON |  | 6.44 | 0 | Residential | 1 | LEONARDO | 7737 | 17 | RELIABLE POWER SERVICES, INC. | JCP&L | No | Complete | 2011-05-23 | 2011-10-27 | 2012-02-29 | 2012-02-29
SRP02785 | SREC Solar | SIMONDS |  | 9.66 | 0 | Residential | 0 | WOOLWICH | 8085 | 15 | WYSOCKI ELECTRIC, INC | AC Electric | No | Complete | 2011-05-23 | 2011-09-15 | 2011-10-26 | 2011-10-26
SRP02786 | SREC Solar | KILDUFF |  | 10.35 | 0 | Residential | 1 | WASHINGTON | 7882 | 2 | SEA BRIGHT SOLAR, LLC | JCP&L | No | Complete | 2011-05-23 | 2011-09-16 | 2011-11-15 | 2011-11-15
SRP02788 | SREC Solar | MCKEOWN |  | 8.28 | 0 | Residential | 1 | BRICK | 8723 | 18 | RELIABLE POWER SERVICES, INC. | JCP&L | No | Complete | 2011-05-23 | 2011-11-14 | 2012-01-13 | 2012-01-13
SRP02789 | SREC Solar | BOMBOLEVICZ |  | 7.82 | 0 | Residential | 1 | WARETOWN | 8758 | 18 | RELIABLE POWER SERVICES, INC. | JCP&L | No | Complete | 2011-05-23 | 2012-05-01 | 2012-05-18 | 2012-05-18
SRP02790 | SREC Solar | WRIGHT |  | 9.66 | 0 | Residential | 1 | SHREWSBURY | 7702 | 17 | SEA BRIGHT SOLAR, LLC | JCP&L | No | Complete | 2011-05-23 | 2012-01-23 | 2012-02-17 | 2012-02-17
SRP02792 | SREC Solar | MASON |  | 4.6 | 0 | Residential | 1 | POINT PLEASANT | 8742 | 18 | SEA BRIGHT SOLAR, LLC | JCP&L | No | Complete | 2011-05-23 | 2011-09-30 | 2012-03-08 | 2012-03-08
SRP02793 | SREC Solar | LYNCH |  | 5.98 | 0 | Residential | 1 | WALL | 7719 | 17 | RELIABLE POWER SERVICES, INC. | JCP&L | No | Complete | 2011-05-23 | 2011-11-14 | 2011-12-06 | 2011-12-06
SRP02794 | SREC Solar | POLTER |  | 11.04 | 0 | Residential | 1 | WARETOWN | 8758 | 18 | RELIABLE POWER SERVICES, INC. | JCP&L | No | Complete | 2011-05-23 | 2011-09-14 | 2012-06-18 | 2012-06-18
SRP02795 | SREC Solar | HOPKINS |  | 6.44 | 0 | Residential | 1 | BRICK | 8723 | 18 | RELIABLE POWER SERVICES, INC. | JCP&L | No | Complete | 2011-05-23 | 2011-10-19 | 2011-12-20 | 2011-12-20
SRP02796 | SREC Solar | FIUMARA |  | 6.75 | 0 | Residential | 0 | FORKED RIVER | 8731 | 18 | ENERGYC2 | JCP&L | No | Complete | 2011-05-23 | 2011-12-15 | 2012-01-19 | 2012-01-19
SRP02797 | SREC Solar | LAWLESS |  | 3.22 | 0 | Residential | 0 | NORTHFIELD | 8225 | 19 | ACOS ENERGY, LLC | AC Electric | No | Complete | 2011-05-23 | 2011-07-08 | 2011-07-19 | 2011-07-19
SRP02798 | SREC Solar | MITCHELL |  | 14.03 | 0 | Residential | 1 | FORKED RIVER | 8731 | 18 | ACOS ENERGY, LLC | JCP&L | No | Complete | 2011-05-23 | 2011-07-08 | 2012-08-10 | 2012-08-10
SRP02799 | SREC Solar | OLIVIERI |  | 5.98 | 0 | Residential | 1 | TOMS RIVER | 8757 | 18 | ACOS ENERGY, LLC | JCP&L | No | Complete | 2011-05-23 | 2011-07-08 | 2012-06-28 | 2012-06-28
SRP02800 | SREC Solar | LEMING |  | 5.98 | 0 | Residential | 1 | TOMS RIVER | 8757 | 18 | ACOS ENERGY, LLC | JCP&L | No | Complete | 2011-05-23 | 2011-07-08 | 2012-08-21 | 2012-08-21
SRP02801 | SREC Solar | SLOCUM |  | 5.52 | 0 | Residential | 1 | BAYVILLE | 8721 | 18 | ACOS ENERGY, LLC | JCP&L | No | Complete | 2011-05-23 | 2011-07-07 | 2012-08-21 | 2012-08-21
SRP02802 | SREC Solar | YACK |  | 5.98 | 0 | Residential | 1 | TOMS RIVER | 8757 | 18 | ACOS ENERGY, LLC | JCP&L | No | Complete | 2011-05-23 | 2011-07-07 | 2012-08-10 | 2012-08-10
SRP02803 | SREC Solar | PADGETT |  | 13.34 | 0 | Residential | 1 | HOLMDEL | 7733 | 17 | ACOS ENERGY, LLC | JCP&L | No | Complete | 2011-05-23 | 2011-12-08 | 2012-01-04 | 2012-01-04
SRP02805 | SREC Solar | VENTURA |  | 8.74 | 0 | Residential | 1 | LINCROFT | 7738 | 17 | ACOS ENERGY, LLC | JCP&L | No | Complete | 2011-05-23 | 2011-09-01 | 2011-09-08 | 2011-09-08
SRP02806 | SREC Solar | KRIESSLER |  | 6.9 | 0 | Residential | 1 | HIGHLANDS | 7732 | 17 | ACOS ENERGY, LLC | JCP&L | No | Complete | 2011-05-23 | 2011-10-21 | 2012-01-24 | 2012-01-24
SRP02808 | SREC Solar | RALPH |  | 6.44 | 0 | Residential | 1 | TOMS RIVER | 8752 | 18 | ACOS ENERGY, LLC | JCP&L | No | Complete | 2011-05-23 | 2011-07-08 | 2012-08-21 | 2012-08-21
SRP02809 | SREC Solar | RODRIGUEZ |  | 5.06 | 0 | Residential | 1 | KEANSBURG | 7734 | 17 | ACOS ENERGY, LLC | JCP&L | No | Complete | 2011-05-23 | 2011-10-10 | 2011-10-21 | 2011-10-21
SRP02810 | SREC Solar | WIDMEIER | H.THOMAS WIDMEIER FAMILY 2000 LP | 15.18 | 0 | Commercial | 0 | CREAM RIDGE | 8514 | 17 | IMACUTECH LLC | JCP&L | No | Complete | 2011-05-23 | 2012-06-26 | 2012-07-09 | 2012-07-09
SRP02811 | SREC Solar | PIROZEK |  | 6.44 | 0 | Residential | 1 | TOMS RIVER | 8753 | 18 | RELIABLE POWER SERVICES, INC. | JCP&L | No | Complete | 2011-05-23 | 2012-01-31 | 2012-03-08 | 2012-03-08
SRP02812 | SREC Solar | LUTHRINGER-KOCH |  | 5.98 | 0 | Residential | 1 | WARETOWN | 8758 | 18 | RELIABLE POWER SERVICES, INC. | JCP&L | No | Complete | 2011-05-23 | 2011-12-28 | 2012-01-24 | 2012-01-24
SRP02813 | SREC Solar | GOELLER |  | 8.28 | 0 | Residential | 1 | HOWELL | 7731 | 17 | RELIABLE POWER SERVICES, INC. | JCP&L | No | Complete | 2011-05-23 | 2011-08-23 | 2011-12-16 | 2011-12-16
SRP02815 | SREC Solar | MARZOCCHI |  | 10.8 | 0 | Residential | 0 | CRESSKILL | 7626 | 7 | PURHARVEST ENERGY, LLC LAKEWOOD | Orange & Rockland Elec | No | Complete | 2011-05-23 | 2011-06-22 | 2011-07-19 | 2011-07-19
SRP02817 | SREC Solar | BLOOM |  | 8.46 | 0 | Residential | 1 | FARMINGDALE | 7727 | 17 | TRINITY HEATING AND AIR | JCP&L | No | Complete | 2011-05-23 | 2011-09-20 | 2011-09-23 | 2011-09-23
SRP02818 | SREC Solar | PASCAVITCH |  | 5.64 | 0 | Residential | 1 | LITTLE EGG HARBOR | 8087 | 18 | TRINITY HEATING AND AIR | AC Electric | No | Complete | 2011-05-23 | 2012-01-10 | 2012-02-09 | 2012-02-09
SRP02819 | SREC Solar | NGU |  | 5.535 | 0 | Residential | 1 | BORDENTOWN | 8505 | 13 | TRINITY HEATING AND AIR | PSE&G BPU | No | Complete | 2011-05-23 | 2011-08-04 | 2011-08-15 | 2011-08-15
SRP02820 | SREC Solar | BENSON |  | 6.345 | 0 | Residential | 1 | CHERRY HILL | 8002 | 14 | TRINITY HEATING AND AIR | PSE&G BPU | No | Complete | 2011-05-23 | 2011-08-16 | 2011-08-23 | 2011-08-23
SRP02821 | SREC Solar | LUBETSKY |  | 8.46 | 0 | Residential | 1 | MONROE | 8831 | 11 | TRINITY HEATING AND AIR | JCP&L | No | Complete | 2011-05-23 | 2011-08-03 | 2011-08-25 | 2011-08-25
SRP02822 | SREC Solar | FREDA |  | 9.065 | 0 | Residential | 1 | ALLENTOWN | 8501 | 17 | TRINITY HEATING AND AIR | PSE&G BPU | No | Complete | 2011-05-23 | 2011-08-29 | 2011-10-26 | 2011-10-26
SRP02823 | SREC Solar | DITTMAR |  | 20.68 | 0 | Residential | 0 | CREAM RIDGE | 8514 | 17 | TRINITY HEATING AND AIR | JCP&L | No | Complete | 2011-05-23 | 2011-07-27 | 2011-08-23 | 2011-08-23
SRP02824 | SREC Solar | COLON |  | 6.11 | 0 | Residential | 1 | BROWNS MILLS | 8015 | 13 | TRINITY HEATING AND AIR | JCP&L | No | Complete | 2011-05-23 | 2011-12-16 | 2012-01-19 | 2012-01-19
SRP02826 | SREC Solar | PHAN |  | 8.46 | 0 | Residential | 1 | BLACKWOOD | 8012 | 14 | TRINITY HEATING AND AIR | AC Electric | No | Complete | 2011-05-23 | 2011-10-03 | 2011-10-12 | 2011-10-12
SRP02828 | SREC Solar | BARTUSKA |  | 5.64 | 0 | Residential | 1 | TRENTON | 8619 | 12 | TRINITY HEATING AND AIR | PSE&G BPU | No | Complete | 2011-05-23 | 2011-11-30 | 2011-12-29 | 2011-12-29
SRP02829 | SREC Solar | ORNSTEIN | AFFILIATED FOOT & ANKLE CENTER | 23.03 | 0 | Commercial | 0 | HOWELL | 7731 | 17 | TRINITY HEATING AND AIR | JCP&L | No | Complete | 2011-05-23 | 2011-08-15 | 2011-08-23 | 2011-08-23
SRP02830 | SREC Solar | LOPRESTI |  | 7.2 | 0 | Residential | 0 | SEWELL | 8080 | 15 | SOLAR WORKS NJ | AC Electric | No | Complete | 2011-05-23 | 2012-03-01 | 2012-04-11 | 2012-04-11
SRP02832 | SREC Solar | DEVLIN |  | 6.72 | 0 | Residential | 0 | CAPE MAY | 8204 | 21 | SOLAR WORKS NJ | AC Electric | No | Complete | 2011-05-23 | 2012-02-08 | 2012-03-20 | 2012-03-20
SRP02833 | SREC Solar | DEMARINO | WOODBRIDGE TWP BOE,WOODBINE ELE | 177.66 | 0 | School Public K-12 | 1 | AVENEL | 7001 | 11 | PRAVCO, INC | PSE&G BPU | No | Complete | 2011-05-23 | 2011-06-29 | 2011-07-27 | 2011-07-27
SRP02836 | SREC Solar | JOHNSEN |  | 4.6 | 0 | Residential | 1 | UNION BEACH | 7735 | 17 | RELIABLE POWER SERVICES, INC. | JCP&L | No | Complete | 2011-05-23 | 2011-12-28 | 2012-01-24 | 2012-01-24
SRP02837 | SREC Solar | CADMUS |  | 6.11 | 0 | Residential | 1 | LAKEWOOD | 8701 | 18 | TRINITY HEATING AND AIR | JCP&L | No | Complete | 2011-05-23 | 2011-07-25 | 2011-08-03 | 2011-08-03
SRP02838 | SREC Solar | PANEBIANCO |  | 9.165 | 0 | Residential | 1 | COLUMBUS | 8022 | 13 | TRINITY HEATING AND AIR | PSE&G BPU | No | Complete | 2011-05-23 | 2011-06-21 | 2011-07-06 | 2011-07-06
SRP02840 | SREC Solar | COLFER |  | 7.99 | 0 | Residential | 1 | TINTON FALLS | 7724 | 17 | TRINITY HEATING AND AIR | JCP&L | No | Complete | 2011-05-23 | 2011-10-05 | 2011-10-21 | 2011-10-21
SRP02843 | SREC Solar | SCHMIDT |  | 5.17 | 0 | Residential | 1 | LAKEWOOD | 8701 | 18 | TRINITY HEATING AND AIR | JCP&L | No | Complete | 2011-05-23 | 2011-07-12 | 2011-07-21 | 2011-07-21
SRP02844 | SREC Solar | FALOTICO |  | 5.17 | 0 | Residential | 1 | LAKEWOOD | 8701 | 18 | TRINITY HEATING AND AIR | JCP&L | No | Complete | 2011-05-23 | 2011-07-25 | 2011-08-03 | 2011-08-03
SRP02846 | SREC Solar | MOSQUERA |  | 5.59 | 0 | Residential | 1 | HILLSIDE | 7205 | 10 | ALTERNATIVE LIGHT & ENERGY SOLUTIONS | PSE&G BPU | No | Complete | 2011-05-23 | 2011-09-19 | 2011-11-09 | 2011-11-09
SRP02847 | SREC Solar | PALUMBO |  | 7.79 | 0 | Residential | 1 | BARNEGAT | 8035 | 14 | TRINITY HEATING AND AIR | JCP&L | No | Complete | 2011-05-23 | 2011-08-16 | 2011-09-19 | 2011-09-19
SRP02848 | SREC Solar | BINDEWALD |  | 4.23 | 0 | Residential | 1 | COLUMBUS | 8022 | 13 | TRINITY HEATING AND AIR | PSE&G BPU | No | Complete | 2011-05-23 | 2011-07-14 | 2011-08-10 | 2011-08-10
SRP02849 | SREC Solar | MAISURIA |  | 6.88 | 0 | Residential | 1 | ROSELLE PARK | 7204 | 10 | ALTERNATIVE LIGHT & ENERGY SOLUTIONS | PSE&G BPU | No | Complete | 2011-06-07 | 2011-07-27 | 2012-03-08 | 2012-03-08
SRP02850 | SREC Solar | IANNIELLO |  | 2.53 | 0 | Residential | 1 | TOMS RIVER | 8753 | 18 | FOUR POINT REFRIGERATION CO., INC. | JCP&L | No | Complete | 2011-05-23 | 2011-08-16 | 2011-10-04 | 2011-10-04
SRP02851 | SREC Solar | WELLS |  | 8.97 | 0 | Residential | 0 | PT. PLEASANT | 8742 | 18 | FOUR POINT REFRIGERATION CO., INC. | JCP&L | No | Complete | 2011-05-23 | 2011-12-21 | 2012-01-20 | 2012-01-20
SRP02852 | SREC Solar | SCHAEFFER |  | 5.52 | 0 | Residential | 1 | POINT PLEASANT | 8742 | 18 | FOUR POINT REFRIGERATION CO., INC. | JCP&L | No | Complete | 2011-05-23 | 2011-11-28 | 2012-01-13 | 2012-01-13
SRP02853 | SREC Solar | FRANCESE |  | 5.98 | 0 | Residential | 1 | TOMS RIVER | 8753 | 18 | FOUR POINT REFRIGERATION CO., INC. | JCP&L | No | Complete | 2011-05-23 | 2011-09-06 | 2011-11-21 | 2011-11-21
SRP02854 | SREC Solar | FRANCESE |  | 6.44 | 0 | Residential | 1 | BRICK | 8723 | 18 | FOUR POINT REFRIGERATION CO., INC. | JCP&L | No | Complete | 2011-05-23 | 2011-11-16 | 2011-12-14 | 2011-12-14
SRP02855 | SREC Solar | DONELAN |  | 6.44 | 0 | Residential | 1 | TOMS RIVER | 8753 | 18 | FOUR POINT REFRIGERATION CO., INC. | JCP&L | No | Complete | 2011-05-23 | 2012-01-31 | 2012-03-02 | 2012-03-02
SRP02857 | SREC Solar | BLOOM |  | 29.61 | 0 | Residential | 1 | FARMINGDALE | 7727 | 17 | TRINITY HEATING AND AIR | JCP&L | No | Complete | 2011-05-23 | 2011-09-20 | 2011-09-23 | 2011-09-23
SRP02858 | SREC Solar | LAZO |  | 9.99 | 0 | Residential | 1 | BOUND BROOK BORO | 8805 | 5 | TRINITY HEATING AND AIR | PSE&G BPU | No | Complete | 2011-05-23 | 2011-11-04 | 2011-12-08 | 2011-12-08
SRP02859 | SREC Solar | QUINTIERI |  | 4.23 | 0 | Residential | 1 | JACKSON | 8527 | 18 | TRINITY HEATING AND AIR | JCP&L | No | Complete | 2011-05-23 | 2011-08-16 | 2011-08-25 | 2011-08-25
SRP02860 | SREC Solar | FALK |  | 9.4 | 0 | Residential | 1 | LAKEWOOD | 8701 | 18 | TRINITY HEATING AND AIR | JCP&L | No | Complete | 2011-05-23 | 2011-07-08 | 2011-07-19 | 2011-07-19
SRP02862 | SREC Solar | FURMAN |  | 4.07 | 0 | Residential | 1 | BORDENTOWN | 8505 | 13 | TRINITY HEATING AND AIR | PSE&G BPU | No | Complete | 2011-05-23 | 2011-09-23 | 2011-10-31 | 2011-10-31
SRP02863 | SREC Solar | HEALY | MICHAEL'S DEVELOPMENT CO. | 109.98 | 0 | Commercial | 0 | MARLTON | 8053 | 13 | GREENING THE HOUSE | PSE&G BPU | No | Complete | 2011-05-23 | 2011-11-08 | 2011-11-22 | 2011-11-22
SRP02866 | SREC Solar | ERVIN |  | 5.7 | 0 | Residential | 0 | COLUMBUS | 8022 | 13 | AMERICAN RENEWABLE ENERGY, INC | PSE&G BPU | No | Complete | 2011-06-07 | 2011-11-02 | 2011-11-16 | 2011-11-16
SRP02867 | SREC Solar | MERTEN SR. |  | 6.66 | 0 | Residential | 1 | COLUMBUS | 8022 | 13 | TRINITY HEATING AND AIR | PSE&G BPU | No | Complete | 2011-06-07 | 2011-07-14 | 2011-07-22 | 2011-07-22
SRP02868 | SREC Solar | BASILE |  | 4.44 | 0 | Residential | 1 | WILLIAMSTOWN | 8094 | 15 | TRINITY HEATING AND AIR | AC Electric | No | Complete | 2011-06-07 | 2012-01-13 | 2012-02-09 | 2012-02-09
SRP02869 | SREC Solar | FRIEND |  | 7.4 | 0 | Residential | 1 | JACKSON | 8527 | 18 | TRINITY HEATING AND AIR | JCP&L | No | Complete | 2011-06-07 | 2011-10-18 | 2011-12-27 | 2011-12-27
SRP02870 | SREC Solar | WRIGHT |  | 11.28 | 0 | Residential | 1 | BROWNS MILLS | 8015 | 13 | TRINITY HEATING AND AIR | JCP&L | No | Complete | 2011-06-07 | 2011-07-14 | 2011-07-22 | 2011-07-22
SRP02871 | SREC Solar | MCGUIRE |  | 8.1 | 0 | Residential | 0 | JACKSON | 8527 | 18 | GEOGENIX | JCP&L | No | Complete | 2011-06-07 | 2011-10-19 | 2011-12-09 | 2011-12-09
SRP02873 | SREC Solar | BAUMAN |  | 9.24 | 0 | Residential | 0 | MADISON | 7940 | 3 | GEOGENIX | Unknown | No | Complete | 2011-06-07 | 2011-12-16 | 2012-03-20 | 2012-03-20
SRP02876 | SREC Solar | FROMER | RANEFRO LLC | 20.16 | 0 | Commercial | 1 | NEPTUNE | 7753 | 17 | INFINITY SOLAR POWER, LLC | JCP&L | No | Complete | 2011-06-01 | 2011-12-19 | 2012-02-17 | 2012-02-17
SRP02877 | SREC Solar | GOLDENBERG | 3G CORP | 8.4 | 0 | Commercial | 1 | HOWELL | 7731 | 17 | POWERLUTIONS, LLC | JCP&L | No | Complete | 2011-06-01 | 2013-01-10 | 2013-01-25 | 2013-01-25
SRP02878 | SREC Solar | GOLDENBERG | 3 G CORP | 6.6 | 0 | Commercial | 1 | HOWELL | 7731 | 17 | POWERLUTIONS, LLC | JCP&L | No | Complete | 2011-06-01 | 2013-01-10 | 2013-02-07 | 2013-02-07
SRP02879 | SREC Solar | GOLDENBERG | DECO TILE | 17.6 | 0 | Commercial | 1 | HOWELL | 7731 | 17 | POWERLUTIONS, LLC | JCP&L | No | Complete | 2011-06-01 | 2013-01-10 | 2013-01-25 | 2013-01-25
SRP02880 | SREC Solar | REINER | OTTIMO CAFE | 17.6 | 0 | Commercial | 1 | HOWELL | 7731 | 17 | POWERLUTIONS, LLC | JCP&L | No | Complete | 2011-06-01 | 2013-01-14 | 2013-02-01 | 2013-02-01
SRP02881 | SREC Solar | GOLDENBERG | FASHION WHOLESALERS | 11 | 0 | Commercial | 1 | HOWELL | 7731 | 17 | POWERLUTIONS, LLC | JCP&L | No | Complete | 2011-06-01 | 2013-01-10 | 2013-03-05 | 2013-03-05
SRP02882 | SREC Solar | GARFINKEL | BIKE BLADE BALL | 11 | 0 | Commercial | 1 | HOWELL | 7731 | 17 | POWERLUTIONS, LLC | JCP&L | No | Complete | 2011-06-01 | 2013-01-14 | 2013-02-01 | 2013-02-01
SRP02883 | SREC Solar | GOLDENBERG | 3 G CORP | 11 | 0 | Commercial | 1 | HOWELL | 7731 | 17 | POWERLUTIONS, LLC | JCP&L | No | Complete | 2011-06-01 | 2013-01-10 | 2013-01-29 | 2013-01-29
SRP02884 | SREC Solar | BIKEL | ROYAL FAMILY SHOES | 17.6 | 0 | Commercial | 1 | HOWELL | 7731 | 17 | POWERLUTIONS, LLC | JCP&L | No | Complete | 2011-06-01 | 2013-05-06 | 2013-05-14 | 2013-05-14
SRP02885 | SREC Solar | SPIRA | CONFECTION COLLECTION | 30.8 | 0 | Commercial | 1 | HOWELL | 7731 | 17 | POWERLUTIONS, LLC | JCP&L | No | Complete | 2011-06-01 | 2013-01-02 | 2013-01-15 | 2013-01-15
SRP02886 | SREC Solar | REICH | REICH JEWELERS | 24.42 | 0 | Commercial | 1 | HOWELL | 7731 | 17 | POWERLUTIONS, LLC | JCP&L | No | Complete | 2011-06-01 | 2013-01-10 | 2013-01-25 | 2013-01-25
SRP02887 | SREC Solar | ABBENANTE | BOHREN'S MOVING AND STORAGE | 510.3 | 0 | Commercial | 1 | ROBBINSVILLE | 8691 | 12 | SYNERGY ENERGY SOLUTIONS | JCP&L | No | Complete | 2011-06-01 | 2012-05-11 | 2012-05-24 | 2012-05-24
SRP02889 | SREC Solar | REUTER | MINOLTA CORP | 614.88 | 0 | Commercial | 1 | RAMSEY | 7446 | 7 | ADVANCED GREEN TECHNOLOGIES | Orange & Rockland Elec | No | Complete | 2011-06-01 | 2013-10-17 | 2013-10-28 | 2013-10-28
SRP02891 | SREC Solar | REUTER | MINOLTA CORP | 224.64 | 0 | Commercial | 1 | RAMSEY | 7446 | 7 | ADVANCED GREEN TECHNOLOGIES | Orange & Rockland Elec | No | Complete | 2011-06-01 | 2013-10-17 | 2013-11-05 | 2013-11-05
SRP02893 | SREC Solar | ROUSELL | RAYMOUR & FLANIGAN | 1115.52 | 0 | Commercial | 1 | GIBBSTOWN | 8027 | 15 | ADVANCED GREEN TECHNOLOGIES | AC Electric | No | Complete | 2011-06-01 | 2013-02-06 | 2013-02-19 | 2013-02-19
SRP02895 | SREC Solar | FIELD |  | 7.92 | 0 | Residential | 0 | LAKEWOOD | 8701 | 18 | KOPP ELECTRIC COMPANY | JCP&L | No | Complete | 2011-06-01 | 2011-09-29 | 2011-10-12 | 2011-10-12
SRP02896 | SREC Solar | TRETINA |  | 6.11 | 0 | Residential | 0 | MAPLE SHADE | 8052 | 13 | AMERICAN SOLAR ENERGY RESOURCES | PSE&G BPU | No | Complete | 2011-06-07 | 2011-11-30 | 2011-12-29 | 2011-12-29
SRP02897 | SREC Solar | SANTELLI | FRAM TRAK INDUSTRIES, INC. | 601.835 | 0 | Commercial | 1 | MIDDLESEX | 8846 | 11 | KRN CONTRACTORS, LLC | PSE&G BPU | No | Complete | 2011-06-07 | 2011-08-18 | 2011-08-29 | 2011-08-29
SRP02899 | SREC Solar | GREENE |  | 6.075 | 0 | Residential | 0 | JACKSON | 8527 | 18 | SEA BRIGHT SOLAR, LLC | JCP&L | No | Complete | 2011-06-07 | 2011-09-28 | 2011-11-21 | 2011-11-21
SRP02902 | SREC Solar | EVRARD |  | 5.64 | 0 | Residential | 0 | EWING | 8628 | 12 | TRINITY HEATING AND AIR | PSE&G BPU | No | Complete | 2011-06-07 | 2012-05-04 | 2012-05-24 | 2012-05-24
SRP02903 | SREC Solar | MIRANDE |  | 7.99 | 0 | Residential | 1 | RINGOES | 8551 | 4 | TRINITY HEATING AND AIR | JCP&L | No | Complete | 2011-06-07 | 2011-08-04 | 2011-08-15 | 2011-08-15
SRP02904 | SREC Solar | MIGALEDDI |  | 5.405 | 0 | Residential | 1 | EDGEWATER PARK | 8010 | 13 | TRINITY HEATING AND AIR | PSE&G BPU | No | Complete | 2011-06-07 | 2011-11-30 | 2011-12-28 | 2011-12-28
SRP02906 | SREC Solar | MATICS |  | 6.845 | 0 | Residential | 1 | TOMS RIVER | 8753 | 18 | TRINITY HEATING AND AIR | JCP&L | No | Complete | 2011-06-07 | 2011-10-21 | 2011-12-06 | 2011-12-06
SRP02907 | SREC Solar | DEANGELO |  | 8.93 | 0 | Residential | 1 | LAKEWOOD | 8701 | 18 | TRINITY HEATING AND AIR | JCP&L | No | Complete | 2011-06-07 | 2011-07-08 | 2011-07-29 | 2011-07-29
SRP02908 | SREC Solar | LING |  | 9.87 | 0 | Residential | 1 | SOMERSET | 8873 | 5 | TRINITY HEATING AND AIR | PSE&G BPU | No | Complete | 2011-06-07 | 2011-10-04 | 2011-10-13 | 2011-10-13
SRP02909 | SREC Solar | FLAHERTY |  | 7.99 | 0 | Residential | 1 | JACKSON | 8527 | 18 | TRINITY HEATING AND AIR | JCP&L | No | Complete | 2011-06-07 | 2011-07-27 | 2011-08-23 | 2011-08-23
SRP02911 | SREC Solar | DAWSON |  | 11.28 | 0 | Residential | 1 | FLORENCE | 8518 | 13 | TRINITY HEATING AND AIR | PSE&G BPU | No | Complete | 2011-06-07 | 2011-07-25 | 2011-08-03 | 2011-08-03
SRP02912 | SREC Solar | FORT |  | 9.02 | 0 | Residential | 1 | SEWELL | 8080 | 15 | TRINITY HEATING AND AIR | AC Electric | No | Complete | 2011-06-07 | 2011-10-11 | 2011-10-28 | 2011-10-28
SRP02913 | SREC Solar | WERNER |  | 6.58 | 0 | Residential | 1 | FORKED RIVER | 8731 | 18 | TRINITY HEATING AND AIR | JCP&L | No | Complete | 2011-06-07 | 2011-08-12 | 2011-08-31 | 2011-08-31
SRP02914 | SREC Solar | PRATO |  | 4.935 | 1233.75 | Residential | 0 | SEA ISLE CITY | 8243 | 21 | C&F GREEN CONSTRUCTION, LLC | AC Electric | No | Complete | 2011-06-07 | 2012-01-03 | 2012-02-10 | 2012-05-31
SRP02915 | SREC Solar | JARVIS |  | 7.03 | 0 | Residential | 1 | ALLENTOWN | 8501 | 17 | TRINITY HEATING AND AIR | PSE&G BPU | No | Complete | 2011-06-07 | 2011-07-19 | 2011-08-02 | 2011-08-02
SRP02916 | SREC Solar | PATEL |  | 12.22 | 0 | Residential | 1 | COLUMBUS | 8022 | 13 | TRINITY HEATING AND AIR | PSE&G BPU | No | Complete | 2011-06-07 | 2011-08-18 | 2011-08-29 | 2011-08-29
SRP02917 | SREC Solar | HARRIS | PMH INVESTMENTS INC. | 450.73 | 0 | Commercial | 1 | MILLVILLE | 8332 | 20 | PRAVCO, INC | AC Electric | No | Complete | 2011-06-07 | 2012-03-12 | 2012-04-13 | 2012-04-13
SRP02918 | SREC Solar | LANDOLFI |  | 9.4 | 0 | Residential | 1 | FREEHOLD | 7728 | 17 | TRINITY HEATING AND AIR | JCP&L | No | Complete | 2011-06-07 | 2011-09-30 | 2011-10-17 | 2011-10-17
SRP02919 | SREC Solar | CONOVER |  | 6.11 | 0 | Residential | 1 | TOMS RIVER | 8757 | 18 | ROOF DIAGNOSTICS INC | JCP&L | No | Complete | 2011-06-07 | 2013-08-05 | 2013-08-06 | 2013-08-06
SRP02920 | SREC Solar | LOCARRO |  | 6.11 | 0 | Residential | 1 | HOWELL | 7731 | 17 | ROOF DIAGNOSTICS INC | JCP&L | No | Complete | 2011-06-07 | 2012-04-03 | 2012-04-23 | 2012-04-23
SRP02921 | SREC Solar | PUCCIO |  | 8.93 | 0 | Residential | 1 | HOWELL | 7731 | 17 | TRINITY HEATING AND AIR | JCP&L | No | Complete | 2011-06-07 | 2011-08-30 | 2011-10-21 | 2011-10-21
SRP02923 | SREC Solar | KHAMIS |  | 9.87 | 0 | Residential | 0 | MONROE | 8831 | 11 | TRINITY HEATING AND AIR | JCP&L | No | Complete | 2011-06-07 | 2011-10-07 | 2011-10-21 | 2011-10-21
SRP02925 | SREC Solar | MAZZARISI |  | 41.36 | 0 | Residential | 1 | CHESTERFIELD | 8515 | 13 | MERCURY SOLAR SYSTEMS | PSE&G BPU | No | Complete | 2011-06-07 | 2012-06-11 | 2012-06-20 | 2012-06-20
SRP02926 | SREC Solar | SANDERS |  | 7.31 | 0 | Residential | 1 | WALL | 7719 | 17 | CORBIN SOLAR SOLUTIONS, LLC | JCP&L | No | Complete | 2011-06-07 | 2011-09-16 | 2011-10-17 | 2011-10-17
SRP02927 | SREC Solar | CHEW |  | 6.665 | 0 | Residential | 1 | GIBBSTOWN | 8027 | 15 | RCL ENTERPRISES INC. | AC Electric | No | Complete | 2011-06-07 | 2011-08-02 | 2011-08-25 | 2011-08-25
SRP02928 | SREC Solar | GOLLNICK | MONMOUTH COUNTY PARK SYSTEM | 24.255 | 0 | Government Facility | 0 | LINCROFT | 7738 | 17 | PRIME SOLAR POWER | JCP&L | No | Complete | 2011-06-07 | 2011-10-06 | 2011-12-27 | 2011-12-27
SRP02929 | SREC Solar | NAPOLITANO |  | 10.105 | 0 | Residential | 1 | WALL | 7719 | 17 | ROOF DIAGNOSTICS INC | JCP&L | No | Complete | 2011-06-07 | 2012-03-30 | 2012-05-09 | 2012-05-09
SRP02930 | SREC Solar | LISZNER |  | 6.58 | 0 | Residential | 1 | WHITING | 8759 | 18 | TRINITY HEATING AND AIR | JCP&L | No | Complete | 2011-06-07 | 2011-08-18 | 2011-08-29 | 2011-08-29
SRP02931 | SREC Solar | JAQUEZ-THOMAS |  | 3.36 | 0 | Residential | 0 | JERSEY CITY | 7302 | 8 | TRINITY HEATING AND AIR | PSE&G BPU | No | Complete | 2011-06-07 | 2012-05-07 | 2012-05-21 | 2012-05-21
SRP02933 | SREC Solar | KOWALSKI |  | 7.03 | 0 | Residential | 1 | ALLENTOWN | 8501 | 17 | TRINITY HEATING AND AIR | PSE&G BPU | No | Complete | 2011-06-07 | 2011-07-22 | 2011-08-03 | 2011-08-03
SRP02934 | SREC Solar | BASILE |  | 10.26 | 0 | Residential | 1 | GLASSBORO | 8028 | 15 | TRINITY HEATING AND AIR | AC Electric | No | Complete | 2011-06-07 | 2012-01-18 | 2012-02-17 | 2012-02-17
SRP02935 | SREC Solar | REME |  | 4.7 | 0 | Residential | 1 | SPRING LAKE HEIGHTS | 7762 | 17 | ROOF DIAGNOSTICS INC | JCP&L | No | Complete | 2011-06-07 | 2013-07-25 | 2013-07-30 | 2013-07-30
SRP02936 | SREC Solar | MCSHANE |  | 7.05 | 0 | Residential | 1 | SOMERSET | 8873 | 5 | TRINITY HEATING AND AIR | PSE&G BPU | No | Complete | 2011-06-07 | 2011-10-11 | 2011-10-26 | 2011-10-26
SRP02937 | SREC Solar | SPENCER |  | 5.64 | 0 | Residential | 0 | UPPER SADDLE RIVER | 7458 | 7 | TRINITY HEATING AND AIR | Unknown | No | Complete | 2011-06-07 | 2011-10-04 | 2011-10-13 | 2011-10-13
SRP02938 | SREC Solar | JENKINS |  | 12.22 | 0 | Residential | 1 | PILESGROVE | 8098 | 16 | TRINITY HEATING AND AIR | AC Electric | No | Complete | 2011-06-07 | 2012-09-07 | 2012-10-04 | 2012-10-04
SRP02939 | SREC Solar | MUTHUSAMY |  | 8.88 | 0 | Residential | 1 | GREEN BROOK | 8812 | 11 | TRINITY HEATING AND AIR | PSE&G BPU | No | Complete | 2011-06-07 | 2011-10-19 | 2011-12-08 | 2011-12-08
SRP02940 | SREC Solar | LASKO |  | 10.81 | 0 | Residential | 1 | JACKSON | 8527 | 18 | TRINITY HEATING AND AIR | JCP&L | No | Complete | 2011-06-07 | 2011-07-27 | 2011-08-04 | 2011-08-04
SRP02941 | SREC Solar | HARICHANDRAN |  | 7.52 | 0 | Residential | 1 | SICKLERVILLE | 8081 | 14 | TRINITY HEATING AND AIR | AC Electric | No | Complete | 2011-06-07 | 2011-10-03 | 2011-10-12 | 2011-10-12
SRP02942 | SREC Solar | JEFFERSON |  | 6.58 | 0 | Residential | 1 | BRIGANTINE | 8203 | 19 | TRINITY HEATING AND AIR | AC Electric | No | Complete | 2011-06-07 | 2011-09-22 | 2011-10-04 | 2011-10-04
SRP02943 | SREC Solar | GANGORA |  | 6.58 | 0 | Residential | 1 | TINTON FALLS | 7724 | 17 | ROOF DIAGNOSTICS INC | JCP&L | No | Complete | 2011-06-07 | 2012-04-03 | 2012-04-25 | 2012-04-25
SRP02944 | SREC Solar | MILLER |  | 9.99 | 0 | Residential | 1 | ALLENTOWN | 8501 | 17 | TRINITY HEATING AND AIR | PSE&G BPU | No | Complete | 2011-06-07 | 2011-07-19 | 2011-07-27 | 2011-07-27
SRP02945 | SREC Solar | PEGLER |  | 4.7 | 0 | Residential | 1 | SPRING LAKE HEIGHTS | 7762 | 17 | ROOF DIAGNOSTICS INC | JCP&L | No | Complete | 2011-06-07 | 2012-04-03 | 2012-04-25 | 2012-04-25
SRP02946 | SREC Solar | ORTEGA |  | 13.34 | 0 | Residential | 1 | FRENCHTOWN | 8825 | 4 | REC SOLAR, INC. | JCP&L | No | Complete | 2011-06-07 | 2011-09-15 | 2011-12-09 | 2011-12-09
SRP02947 | SREC Solar | BODENDORF |  | 13.2 | 0 | Residential | 1 | MEDFORD | 8055 | 13 | REC SOLAR, INC. | PSE&G BPU | No | Complete | 2011-06-07 | 2011-12-22 | 2012-01-19 | 2012-01-19
SRP02949 | SREC Solar | ECKER | LOWER TOWNSHIP MUA | 391.04 | 0 | Commercial | 1 | VILLAS | 8251 | 21 | CAMBRIA SOLAR LLC | AC Electric | No | Complete | 2011-06-07 | 2011-11-22 | 2012-04-19 | 2012-04-19
SRP02950 | SREC Solar | ECKER | LOWER TOWNSHIP MUA | 757.64 | 0 | Commercial | 1 | VILLAS | 8251 | 21 | CAMBRIA SOLAR LLC | AC Electric | No | Complete | 2011-06-07 | 2011-11-22 | 2012-03-30 | 2012-03-30
SRP02951 | SREC Solar | KELLY | CRESSKILL BOARD OF EDUCATION | 513.24 | 0 | School Public K-12 | 1 | CRESSKILL | 7626 | 7 | NAUTILUS SOLAR ENERGY, LLC | Orange & Rockland Elec | No | Complete | 2011-06-01 | 2012-04-09 | 2012-04-25 | 2012-04-25
SRP02952 | SREC Solar | HEALY | GLOUCESTER ELDERLY HOUSING ASSO | 76.14 | 0 | Residential | 1 | GLOUCESTER CITY | 8030 | 14 | H2 CONTRACTING LLC | PSE&G BPU | No | Complete | 2011-06-07 | 2012-03-14 | 2012-04-22 | 2012-04-22
SRP02953 | SREC Solar | NELSON |  | 10.12 | 0 | Residential | 0 | TOMS RIVER | 8753 | 18 | SELF INSTALL | JCP&L | No | Complete | 2011-06-07 | 2012-02-16 | 2012-03-15 | 2012-03-15
SRP02954 | SREC Solar | TINEO |  | 5.16 | 0 | Residential | 1 | HACKENSACK | 7601 | 7 | A-TOP ALTERNATIVE ENERGY | PSE&G BPU | No | Complete | 2011-06-07 | 2011-09-14 | 2011-09-23 | 2011-09-23
SRP02955 | SREC Solar | SCHWENGER III |  | 5.59 | 0 | Residential | 1 | EGG HARBOR CITY | 8215 | 19 | A-TOP ALTERNATIVE ENERGY | AC Electric | No | Complete | 2011-06-07 | 2012-01-12 | 2012-02-02 | 2012-02-02
SRP02956 | SREC Solar | MCNEE |  | 21.39 | 0 | Commercial | 0 | EDISON | 8837 | 11 | AMERICAN RENEWABLE ENERGY, INC | PSE&G BPU | No | Complete | 2011-06-07 | 2011-10-18 | 2012-01-19 | 2012-01-19
SRP02957 | SREC Solar | SAUERS |  | 19.32 | 0 | Residential | 1 | ALLENTOWN | 8501 | 17 | REC SOLAR, INC. | JCP&L | No | Complete | 2011-06-07 | 2012-04-10 | 2012-04-30 | 2012-04-30
SRP02958 | SREC Solar | SPINKS | ANIMAL HOSPITAL OF SUSSEX COUNTY | 12.22 | 0 | Commercial | 0 | AUGUSTA | 7822 | 1 | EAST COAST ALTERNATIVE ENERGY | JCP&L | No | Complete | 2011-06-07 | 2011-08-12 | 2011-08-29 | 2011-08-29
SRP02959 | SREC Solar | GRESSMAN |  | 11.96 | 0 | Residential | 0 | VINELAND | 8361 | 20 | MERCURY SOLAR SYSTEMS | Vineland Muni Elec | No | Complete | 2011-06-07 | 2011-12-09 | 2012-12-12 | 2012-12-12
SRP02960 | SREC Solar | CIMPRICH |  | 5.4 | 0 | Residential | 1 | ELMER | 8318 | 16 | MERCURY SOLAR SYSTEMS | AC Electric | No | Complete | 2011-06-07 | 2011-07-14 | 2011-07-22 | 2011-07-22
SRP02961 | SREC Solar | KADIA |  | 6.88 | 0 | Residential | 1 | PARLIN | 8859 | 11 | CORBIN SOLAR SOLUTIONS, LLC | JCP&L | No | Complete | 2011-06-07 | 2011-07-25 | 2011-08-22 | 2011-08-22
SRP02962 | SREC Solar | BAUER |  | 5.06 | 0 | Residential | 1 | MORRISTOWN | 7960 | 3 | MERCURY SOLAR SYSTEMS | JCP&L | No | Complete | 2011-06-07 | 2011-10-07 | 2011-10-21 | 2011-10-21
SRP02963 | SREC Solar | SPINKS |  | 17.64 | 0 | Residential | 0 | LAYTON | 7851 | 1 | EAST COAST ALTERNATIVE ENERGY | JCP&L | No | Complete | 2011-06-07 | 2011-08-30 | 2011-09-06 | 2011-09-06
SRP02964 | SREC Solar | JAPZON |  | 10.34 | 0 | Residential | 1 | SEAVILLE | 8230 | 21 | MERCURY SOLAR SYSTEMS | AC Electric | No | Complete | 2011-06-07 | 2011-09-22 | 2011-10-04 | 2011-10-04
SRP02965 | SREC Solar | SUESS |  | 13 | 0 | Residential | 1 | SHIRLEY | 8318 | 16 | MERCURY SOLAR SYSTEMS | AC Electric | No | Complete | 2011-06-07 | 2011-10-12 | 2011-11-15 | 2011-11-15
SRP02966 | SREC Solar | HICKEY |  | 9.87 | 0 | Residential | 0 | MARLTON | 8053 | 13 | SOLAR SOLUTIONS LLC | PSE&G BPU | No | Complete | 2011-06-07 | 2011-10-19 | 2011-10-28 | 2011-10-28
SRP02968 | SREC Solar | BARBATO |  | 8.05 | 0 | Residential | 0 | BRICK | 8723 | 18 | FOUR POINT REFRIGERATION CO., INC. | JCP&L | No | Complete | 2011-06-07 | 2012-02-08 | 2012-03-02 | 2012-03-02
SRP02969 | SREC Solar | DELGUERCIO |  | 3.78 | 0 | Residential | 0 | ELM | 8037 | 19 | SELF INSTALL | AC Electric | No | Complete | 2011-06-07 | 2011-09-20 | 2011-11-21 | 2011-11-21
SRP02970 | SREC Solar | DIORIO |  | 13.57 | 0 | Residential | 1 | OAKHURST | 7755 | 17 | SEA BRIGHT SOLAR, LLC | JCP&L | No | Complete | 2011-06-07 | 2012-03-01 | 2012-04-05 | 2012-04-05
SRP02971 | SREC Solar | KINOIAN JR. |  | 10.08 | 0 | Residential | 0 | TOMS RIVER | 8755 | 18 | SEA BRIGHT SOLAR, LLC | JCP&L | No | Complete | 2011-06-07 | 2011-08-31 | 2011-09-08 | 2011-09-08
SRP02972 | SREC Solar | ECKER | LOWER TOWNSHIP MUA | 94.705 | 0 | Commercial | 1 | VILLAS | 8251 | 21 | CAMBRIA SOLAR LLC | AC Electric | No | Complete | 2011-06-07 | 2011-11-22 | 2012-03-30 | 2012-03-30
SRP02973 | SREC Solar | ECKER | LOWER TOWNSHIP MUA | 48.88 | 0 | Commercial | 1 | VILLAS | 8251 | 21 | CAMBRIA SOLAR LLC | AC Electric | No | Complete | 2011-06-07 | 2011-11-22 | 2012-03-30 | 2012-03-30
SRP02974 | SREC Solar | KESTLINGER |  | 5.4 | 0 | Residential | 0 | SOUTH RIVER | 8882 | 11 | SEA BRIGHT SOLAR, LLC | Unknown | No | Complete | 2011-06-07 | 2011-11-02 | 2011-11-16 | 2011-11-16
SRP02975 | SREC Solar | MAGGIO |  | 18.63 | 0 | Residential | 0 | WASHINGTON TOWNSHIP | 7882 | 2 | GEOPEAK ENERGY LLC | JCP&L | No | Complete | 2011-06-07 | 2011-09-13 | 2011-09-28 | 2011-09-28
SRP02976 | SREC Solar | DEFELICE | CAPAGIA, LLC | 33.81 | 0 | Commercial | 1 | UNION | 7083 | 10 | PRO-TECH ENERGY SOLUTIONS | PSE&G BPU | No | Complete | 2011-06-07 | 2011-08-30 | 2011-09-19 | 2011-09-19
SRP02977 | SREC Solar | QUATROCHI |  | 6.6 | 0 | Residential | 0 | MANALAPAN | 7726 | 17 | KOPP ELECTRIC COMPANY | JCP&L | No | Complete | 2011-06-01 | 2011-10-20 | 2011-10-28 | 2011-10-28
SRP02978 | SREC Solar | LADDY |  | 8.64 | 0 | Residential | 0 | FREEHOLD | 7728 | 17 | PROSOLAR | JCP&L | No | Complete | 2011-06-07 | 2011-12-14 | 2012-01-11 | 2012-01-11
SRP02979 | SREC Solar | PRASHAR |  | 6.75 | 0 | Residential | 0 | KENDALL PARK | 8824 | 11 | AMERICAN RENEWABLE ENERGY, INC | PSE&G BPU | No | Complete | 2011-06-07 | 2011-10-19 | 2012-03-22 | 2012-03-22
SRP02981 | SREC Solar | FISHER |  | 9 | 0 | Residential | 0 | TITUSVILLE | 8560 | 12 | AMERICAN RENEWABLE ENERGY, INC | PSE&G BPU | No | Complete | 2011-06-07 | 2011-11-04 | 2012-01-13 | 2012-01-13
SRP02982 | SREC Solar | JENG |  | 9.044 | 0 | Residential | 0 | PRINCETON | 8540 | 12 | AMERICAN RENEWABLE ENERGY, INC | PSE&G BPU | No | Complete | 2011-06-07 | 2011-07-06 | 2011-08-15 | 2011-08-15
SRP02983 | SREC Solar | CYR |  | 5.98 | 0 | Residential | 0 | DELANCO | 8075 | 13 | SOLARCITY | PSE&G BPU | No | Complete | 2011-06-07 | 2011-10-18 | 2011-11-03 | 2011-11-03
SRP02984 | SREC Solar | WEBER |  | 9.66 | 0 | Residential | 0 | BELLE MEAD | 8502 | 5 | GREEN POWER ENERGY LLC | PSE&G BPU | No | Complete | 2011-06-07 | 2011-11-22 | 2012-03-27 | 2012-03-27
SRP02985 | SREC Solar | CITTA | RIDGEWAY ROAD PROPERTIES LLC | 5.64 | 0 | Residential | 0 | SEASIDE PARK | 8752 | 18 | SUREWAVE SOLAR | JCP&L | No | Complete | 2011-06-07 | 2011-09-15 | 2011-10-17 | 2011-10-17
SRP02986 | SREC Solar | CITTA |  | 5.64 | 0 | Residential | 0 | SEASIDE PARK | 8752 | 18 | SUREWAVE SOLAR | JCP&L | No | Complete | 2011-06-07 | 2011-09-15 | 2011-10-17 | 2011-10-17
SRP02987 | SREC Solar | CAREY |  | 7.755 | 0 | Residential | 1 | SMITHVILLE | 8201 | 19 | MERCURY SOLAR SYSTEMS | AC Electric | No | Complete | 2011-06-07 | 2011-07-14 | 2011-07-22 | 2011-07-22
SRP02988 | SREC Solar | HUMPHREYS |  | 6.5 | 0 | Residential | 1 | CARNEYS POINT | 8069 | 16 | MERCURY SOLAR SYSTEMS | AC Electric | No | Complete | 2011-06-07 | 2011-09-29 | 2011-10-10 | 2011-10-10
SRP02989 | SREC Solar | POELSTRA |  | 7.4 | 0 | Residential | 1 | LAKEWOOD | 8701 | 18 | NJ SOLAR POWER, LLC | JCP&L | No | Complete | 2011-06-07 | 2011-07-25 | 2011-08-02 | 2011-08-02
SRP02990 | SREC Solar | HAINES | FRIENDS SCHOOL CORPORATION | 146.88 | 0 | School Other | 1 | MULLICA HILL | 8062 | 15 | ALTERIS RENEWABLES | AC Electric | No | Complete | 2011-06-01 | 2012-10-17 | 2012-11-29 | 2012-11-29
SRP02991 | SREC Solar | PERUGINI | CITY OF ATLANTIC CITY | 598.78 | 0 | Government Facility | 1 | ATLANTIC CITY | 8401 | 19 | STANDARD SOLAR, INC. | AC Electric | No | Complete | 2011-06-01 | 2012-12-13 | 2012-12-28 | 2012-12-28
SRP02992 | SREC Solar | SHEA | LAURITA WINERY | 295.68 | 0 | Commercial | 1 | NEW EGYPT | 8533 | 18 | BAM CONSTRUCTION GROUP, LLC | JCP&L | No | Complete | 2011-06-01 | 2014-01-14 | 2014-02-11 | 2014-02-11
SRP02994 | SREC Solar | PIPER | PIPER POOLS | 31.725 | 0 | Commercial | 0 | WEST BERLIN | 8091 | 14 | SOLAR ELECTRIC, NJ | AC Electric | No | Complete | 2011-06-01 | 2011-10-04 | 2012-02-02 | 2012-02-02
SRP02995 | SREC Solar | MATTI |  | 15.04 | 0 | Residential | 0 | AUGUSTA | 7822 | 1 | EAST COAST ALTERNATIVE ENERGY | JCP&L | No | Complete | 2011-06-01 | 2012-01-17 | 2012-05-17 | 2012-05-17
SRP02996 | SREC Solar | MILLER | GEORGE'S SALVAGE CO. INC. | 37.44 | 0 | Commercial | 0 | NEWTON | 7860 | 1 | EAST COAST ALTERNATIVE ENERGY | JCP&L | No | Complete | 2011-06-01 | 2012-03-14 | 2012-04-13 | 2012-04-13
SRP02998 | SREC Solar | MILLER | GEORGE'S SALVAGE CO. INC. | 60.48 | 0 | Commercial | 0 | NEWTON | 7860 | 1 | EAST COAST ALTERNATIVE ENERGY | JCP&L | No | Complete | 2011-06-01 | 2012-03-13 | 2012-04-13 | 2012-04-13
SRP02999 | SREC Solar | LLIFF | FIRST METHODIST CHURCH OF NEWTON | 49.35 | 21909 | Non Profit | 0 | NEWTON | 7860 | 1 | EAST COAST ALTERNATIVE ENERGY | JCP&L | No | Complete | 2011-06-01 | 2011-12-13 | 2012-05-01 | 2012-07-24
SRP03000 | SREC Solar | MAU |  | 11.25 | 0 | Residential | 0 | TOWACO | 7082 | 3 | 1ST LIGHT ENERGY, INC. | JCP&L | No | Complete | 2011-06-01 | 2011-10-03 | 2011-11-03 | 2011-11-03
SRP03001 | SREC Solar | PEARCE | GEM GROCERY & GAS LLC | 11.1 | 0 | Commercial | 0 | SOUTH SEAVILLE | 8246 | 21 | BRITE IDEA ENERGY | AC Electric | No | Complete | 2011-06-01 | 2011-09-29 | 2012-01-19 | 2012-01-19
SRP03002 | SREC Solar | SUHMANN |  | 11.1 | 0 | Residential | 0 | MAYS LANDING | 8330 | 19 | BRITE IDEA ENERGY | AC Electric | No | Complete | 2011-06-01 | 2011-10-27 | 2012-01-20 | 2012-01-20
SRP03008 | SREC Solar | OURS | FIRST PRESBYTERIAN CHURCH OF WASI | 27 | 0 | Non Profit | 1 | WASHINGTON | 7882 | 2 | SUN FARM NETWORK | JCP&L | No | Complete | 2011-06-01 | 2012-02-13 | 2012-03-22 | 2012-03-22
SRP03009 | SREC Solar | MACFADDEN | BIRDSALL SERVICES GROUP INC. | 264.96 | 0 | Commercial | 1 | EATONTOWN | 7724 | 17 | CERTIFIED PURE ENERGY | JCP&L | No | Complete | 2011-06-01 | 2012-01-12 | 2012-02-02 | 2012-02-02
SRP03012 | SREC Solar | LEATHERMAN | WESTERN MONMOUTH UTILITIES AUTHOI | 696.54 | 0 | Government Facility | 1 | MANALAPAN | 7726 | 17 | VANGUARD ENERGY PARTNERS, LLC | JCP&L | No | Complete | 2011-06-01 | 2012-06-19 | 2012-06-28 | 2012-06-28
SRP03013 | SREC Solar | MALOPOLSKI |  | 5.52 | 0 | Residential | 0 | SOUTH AMBOY | 8879 | 11 | CMA ELECTRIC LLC | JCP&L | No | Complete | 2011-06-01 | 2012-08-07 | 2012-09-13 | 2012-09-13
SRP03018 | SREC Solar | HARRISON | HARRISON BEVERAGE | 308.7 | 0 | Commercial | 1 | EGG HARBOR TWP | 8234 | 19 | SOLIS PARTNERS, LLC | AC Electric | No | Complete | 2011-06-01 | 2012-06-18 | 2012-06-28 | 2012-06-28
SRP03022 | SREC Solar | PERAINO | AMBERJACK SOLAR ENERGY LLC. | 74.75 | 0 | Commercial | 0 | FRANKLIN LAKES | 7417 | 7 | AMBERJACK SOLAR ENERGY | Orange & Rockland Elec | No | Complete | 2011-06-01 | 2012-05-02 | 2012-05-15 | 2012-05-15
SRP03025 | SREC Solar | LAGANELLA | A.M. AUTOMOTIVE | 28.08 | 0 | Commercial | 1 | OAKLAND | 7436 | 7 | AMBERJACK SOLAR ENERGY | Orange & Rockland Elec | No | Complete | 2011-06-01 | 2011-11-14 | 2011-12-28 | 2011-12-28
SRP03028 | SREC Solar | WYCKOFF | WAL-MART STORES, INC. | 282.26 | 0 | Commercial | 1 | FANDERS | 7836 | 3 | GREENSKIES RENEWABLE ENERGY LLC | JCP&L | No | Complete | 2011-06-01 | 2013-02-14 | 2013-03-04 | 2013-03-04
SRP03031 | SREC Solar | WYCKOFF | WAL-MART STORES, INC. | 358.38 | 0 | Commercial | 1 | FANDERS | 7836 | 3 | GREENSKIES RENEWABLE ENERGY LLC | JCP&L | No | Complete | 2011-06-01 | 2013-02-14 | 2013-03-04 | 2013-03-04
SRP03032 | SREC Solar | PERAINO | AMBERJACK SOLAR ENERGY | 15.64 | 0 | Commercial | 1 | OAKLAND | 7436 | 7 | AMBERJACK SOLAR ENERGY | Orange & Rockland Elec | No | Complete | 2011-06-01 | 2011-12-28 | 2012-01-31 | 2012-01-31
SRP03034 | SREC Solar | PERAINO | AMBERJACK SOLAR ENERGY | 298.35 | 0 | Commercial | 1 | OAKLAND | 7436 | 7 | AMBERJACK SOLAR ENERGY | Orange & Rockland Elec | No | Complete | 2011-06-01 | 2012-08-16 | 2012-08-24 | 2012-08-24
SRP03036 | SREC Solar | WYCKOFF | WAL-MART STORES, INC. | 358.38 | 0 | Commercial | 1 | HACKETTSTOWN | 7840 | 2 | GREENSKIES RENEWABLE ENERGY LLC | JCP&L | No | Complete | 2011-06-01 | 2013-02-14 | 2013-03-04 | 2013-03-04
SRP03038 | SREC Solar | ASHKENAZI | THE EZRA E ASHKENAZI 2002 DESCEND | 10.8 | 0 | Commercial | 0 | LONG BRANCH | 7740 | 17 | PURHARVEST ENERGY, LLC LAKEWOOD | JCP&L | No | Complete | 2011-06-01 | 2011-08-09 | 2012-05-10 | 2012-05-10
SRP03041 | SREC Solar | ROBERTSON | DRIFTWOOD CAMPGROUND | 24.44 | 0 | Commercial | 1 | CLERMONT | 8210 | 21 | CODE GREEN SOLAR, LLC | AC Electric | No | Complete | 2011-06-01 | 2012-08-10 | 2012-08-20 | 2012-08-20
SRP03043 | SREC Solar | ROBERTSON | DRIFTWOOD CAMPGROUND | 18.33 | 0 | Commercial | 1 | CLERMONT | 8210 | 21 | CODE GREEN SOLAR, LLC | AC Electric | No | Complete | 2011-06-01 | 2012-08-10 | 2012-08-20 | 2012-08-20
SRP03050 | SREC Solar | ROBERTSON | DRIFTWOOD CAMPGROUND | 45.12 | 0 | Commercial | 1 | CLERMONT | 8210 | 21 | CODE GREEN SOLAR, LLC | AC Electric | No | Complete | 2011-06-01 | 2012-08-10 | 2012-09-25 | 2012-09-25
SRP03053 | SREC Solar | RUTALA | COUNTY OF ATLANTIC | 1537.97 | 0 | Government Facility | 1 | MAYS LANDING | 8330 | 19 | 3RD ROCK SYSTEMS & TECHNOLOGIES, INC. | AC Electric | No | Complete | 2011-06-01 | 2013-02-21 | 2013-02-27 | 2013-02-27
SRP03059 | SREC Solar | CLARK | BOROUGH OF GLASSBORO | 38.775 | 0 | Government Facility | 1 | GLASSBORO | 8028 | 15 | ALTERNATIVE ELECTRIC, INC. | AC Electric | No | Complete | 2011-06-01 | 2012-06-19 | 2012-07-10 | 2012-07-10
SRP03061 | SREC Solar | SAWYER | BOROUGH OF GLASSBORO | 47.94 | 0 | Government Facility | 1 | GLASSBORO | 8028 | 15 | ALTERNATIVE ELECTRIC, INC. | AC Electric | No | Complete | 2011-06-01 | 2012-05-01 | 2012-05-15 | 2012-05-15
SRP03071 | SREC Solar | SERPICO |  | 7.92 | 0 | Residential | 0 | LAKEWOOD | 8701 | 18 | KOPP ELECTRIC COMPANY | JCP&L | No | Complete | 2011-06-01 | 2011-09-29 | 2011-10-12 | 2011-10-12
SRP03072 | SREC Solar | JAUST |  | 9.8 | 3750 | Residential | 0 | BRANCHVILLE | 7826 | 1 | EAST COAST ALTERNATIVE ENERGY | JCP&L | No | Complete | 2011-06-01 | 2012-08-16 | 2012-08-28 | 2012-10-25
SRP03077 | SREC Solar | GERMINARIO |  | 7.4 | 3700 | Residential | 1 | WEST LONG BRANCH | 7764 | 17 | CORBIN SOLAR SOLUTIONS, LLC | JCP&L | No | Complete | 2011-06-01 | 2012-01-10 | 2012-05-10 | 2012-08-16
SRP03082 | SREC Solar | HANSEN | HANSEN HOUSE LLC | 87.36 | 0 | Non Profit | 1 | GALLOWAY | 8213 | 19 | MERCURY SOLAR SYSTEMS | AC Electric | No | Complete | 2011-06-01 | 2013-01-16 | 2013-01-31 | 2013-01-31
SRP03085 | SREC Solar | HANSEN | HANSEN HOUSE LLC | 74.88 | 0 | Non Profit | 1 | EGG HARBOR TWP | 8215 | 19 | MERCURY SOLAR SYSTEMS | AC Electric | No | Complete | 2011-06-01 | 2013-01-14 | 2013-01-31 | 2013-01-31
SRP03086 | SREC Solar | CAINO |  | 3.12 | 1560 | Residential | 0 | SHIPBOTTOM | 8008 | 18 | REC SOLAR, INC. | AC Electric | No | Complete | 2011-06-01 | 2012-02-14 | 2012-05-10 | 2012-08-16
SRP03087 | SREC Solar | HANSEN | OLE HANSEN & SONS INC. | 52.8 | 0 | Commercial | 0 | COLOGNE | 8213 | 19 | MERCURY SOLAR SYSTEMS | AC Electric | No | Complete | 2011-06-01 | 2012-06-25 | 2012-07-18 | 2012-07-18
SRP03088 | SREC Solar | MARIONE | TAB GROUP INC | 168 | 0 | Commercial | 0 | ANDOVER | 7831 | 2 | ECS ENERGY, LTD | JCP&L | No | Complete | 2011-06-01 | 2012-06-19 | 2012-06-26 | 2012-06-26
SRP03094 | SREC Solar | PORCELLI | DIALAMERICA MARKETING INC. | 271.32 | 0 | Commercial | 0 | MAHWAH | 7495 | 7 | CLEAN & SOLAR LLC | Orange & Rockland Elec | No | Complete | 2011-06-01 | 2012-03-27 | 2012-04-23 | 2012-04-23
SRP03111 | SREC Solar | SMOLACK |  | 9.02 | 0 | Residential | 0 | MANALAPAN | 7726 | 17 | KOPP ELECTRIC COMPANY | JCP&L | No | Complete | 2011-06-01 | 2011-10-21 | 2011-11-09 | 2011-11-09
SRP03114 | SREC Solar | GOLDENBERG | HERSHYS HEIMISHE BAKERY | 60.5 | 0 | Commercial | 1 | HOWELL | 7731 | 17 | POWERLUTIONS, LLC | JCP&L | No | Complete | 2011-06-01 | 2013-01-10 | 2013-01-25 | 2013-01-25
SRP03115 | SREC Solar | STEFANSKY | THE FISHING LINE | 63.8 | 0 | Commercial | 1 | HOWELL | 7731 | 17 | POWERLUTIONS, LLC | JCP&L | No | Complete | 2011-06-01 | 2013-02-04 | 2013-02-20 | 2013-02-20
SRP03118 | SREC Solar | BROUSELL |  | 8.695 | 0 | Residential | 0 | OCEANPORT | 7757 | 17 | JOAN OF ARC ELECTRIC LLC | JCP&L | No | Complete | 2011-06-01 | 2012-03-01 | 2012-04-11 | 2012-04-11
SRP03119 | SREC Solar | HOULIHAN | DAVLYN INDUSTRIES, INC | 1088.256 | 0 | Commercial | 0 | MONROE TWP | 8831 | 11 | SUNPOWER CORPORATION | JCP&L | No | Complete | 2011-06-01 | 2012-07-05 | 2012-07-23 | 2012-07-23
SRP03121 | SREC Solar | CARAGHIAUR | JERSEY SHORE PREMIUM OUTLETS, LLC | 335.58 | 0 | Commercial | 1 | TINTON FALLS | 7753 | 17 | SOCORE ENERGY | JCP&L | No | Complete | 2011-06-01 | 2012-10-25 | 2012-11-06 | 2012-11-06
SRP03123 | SREC Solar | MOORE | THE RICHARD STOCKTON COLLEGE-NJ | 181.42 | 0 | Government Facility | 1 | POMONA | 8240 | 19 | SUNDURANCE ENERGY | AC Electric | No | Complete | 2011-06-01 | 2012-08-16 | 2012-08-23 | 2012-08-23
SRP03124 | SREC Solar | MOORE | THE RICHARD STOCKTON COLLEGE-NJ | 723.8 | 0 | Government Facility | 1 | POMONA | 8240 | 19 | SUNDURANCE ENERGY | AC Electric | No | Complete | 2011-06-01 | 2012-08-16 | 2012-08-23 | 2012-08-23
SRP03125 | SREC Solar | CASEY | VERIZON WIRELESS | 142.8 | 0 | Commercial | 1 | WALL TWP | 7753 | 17 | SOLIS PARTNERS, LLC | JCP&L | No | Complete | 2011-06-01 | 2013-02-19 | 2013-03-07 | 2013-03-07
SRP03128 | SREC Solar | KELLER | AT&T CORP | 466.235 | 0 | Commercial | 1 | MIDDLETOWN | 7748 | 17 | NVT LICENSES, LLC | JCP&L | No | Complete | 2011-06-01 | 2012-10-11 | 2012-10-22 | 2012-10-22
SRP03130 | SREC Solar | HAUCK | NJ RETIREMENT I/THE GARDENS AT CRO | 187.2 | 0 | Commercial | 0 | GLASSBORO | 8012 | 14 | LACEY ELECTRIC | AC Electric | No | Complete | 2011-06-01 | 2012-08-28 | 2012-09-14 | 2012-09-14
SRP03131 | SREC Solar | DUBIN | JACK DANIELS MOTORS | 113.75 | 0 | Commercial | 1 | UPPER SADDLE RIVER | 7458 | 7 | AMBERJACK SOLAR ENERGY | Orange & Rockland Elec | No | Complete | 2011-06-01 | 2013-08-19 | 2013-08-23 | 2013-08-23
SRP03133 | SREC Solar | DUBIN | JACK DANIELS MOTOR | 185.25 | 0 | Commercial | 1 | UPPER SADDLE RIVER | 7458 | 7 | AMBERJACK SOLAR ENERGY | Orange & Rockland Elec | No | Complete | 2011-06-01 | 2012-10-23 | 2012-11-21 | 2012-11-21
SRP03138 | SREC Solar | DUBIN | JACK DANIELS MOTORS | 101.5 | 0 | Commercial | 1 | UPPER SADDLE RIVER | 7458 | 7 | AMBERJACK SOLAR ENERGY | Orange & Rockland Elec | No | Complete | 2011-06-01 | 2012-10-15 | 2012-10-26 | 2012-10-26
SRP03140 | SREC Solar | POKSAY |  | 9.12 | 0 | Residential | 1 | SEWELL | 8080 | 15 | TRINITY HEATING AND AIR | AC Electric | No | Complete | 2011-06-07 | 2012-01-13 | 2012-02-09 | 2012-02-09
SRP03141 | SREC Solar | CONWAY |  | 8.46 | 0 | Residential | 1 | BRICK | 8724 | 18 | RELIABLE POWER SERVICES, INC. | JCP&L | No | Complete | 2011-06-07 | 2012-06-06 | 2012-06-26 | 2012-06-26
SRP03142 | SREC Solar | GOLDEN |  | 12.71 | 0 | Residential | 0 | NORTH HALEDON | 7508 | 6 | TRINITY HEATING AND AIR | PSE&G BPU | No | Complete | 2011-06-07 | 2011-07-12 | 2011-07-21 | 2011-07-21
SRP03143 | SREC Solar | LIGOTINO |  | 16.45 | 0 | Residential | 1 | MILLSTONE | 8535 | 17 | TRINITY HEATING AND AIR | JCP&L | No | Complete | 2011-06-07 | 2011-10-07 | 2011-10-21 | 2011-10-21
SRP03145 | SREC Solar | ROONEY JR. |  | 9.4 | 0 | Residential | 1 | MANCHESTER | 8759 | 18 | TRINITY HEATING AND AIR | JCP&L | No | Complete | 2011-06-07 | 2011-10-14 | 2011-11-29 | 2011-11-29
SRP03146 | SREC Solar | FURIATO |  | 3.45 | 0 | Residential | 1 | RED BANK | 7701 | 17 | RELIABLE POWER SERVICES, INC. | JCP&L | No | Complete | 2011-06-07 | 2011-10-27 | 2012-06-11 | 2012-06-11
SRP03147 | SREC Solar | ANNITTO |  | 7.99 | 0 | Residential | 1 | MANCHESTER | 8759 | 18 | TRINITY HEATING AND AIR | JCP&L | No | Complete | 2011-06-07 | 2011-10-12 | 2011-11-15 | 2011-11-15
SRP03148 | SREC Solar | SENECKE |  | 4.83 | 0 | Residential | 1 | POINT PLEASANT | 8742 | 18 | RELIABLE POWER SERVICES, INC. | JCP&L | No | Complete | 2011-06-07 | 2012-06-19 | 2012-10-16 | 2012-10-16
SRP03149 | SREC Solar | PHILLIPS |  | 7.05 | 0 | Residential | 1 | MARLTON | 8053 | 13 | TRINITY HEATING AND AIR | PSE&G BPU | No | Complete | 2011-06-07 | 2011-08-16 | 2011-08-25 | 2011-08-25
SRP03150 | SREC Solar | HENAO |  | 7.05 | 0 | Residential | 1 | HAMMONTON | 8037 | 19 | TRINITY HEATING AND AIR | AC Electric | No | Complete | 2011-06-07 | 2013-03-19 | 2013-04-01 | 2013-04-01
SRP03152 | SREC Solar | BRITO |  | 6.58 | 0 | Residential | 1 | PHILLIPSBURG | 8865 | 2 | TRINITY HEATING AND AIR | JCP&L | No | Complete | 2011-06-07 | 2011-07-22 | 2011-08-03 | 2011-08-03
SRP03153 | SREC Solar | FEITER |  | 4.83 | 0 | Residential | 1 | LONG BRANCH | 7740 | 17 | RELIABLE POWER SERVICES, INC. | JCP&L | No | Complete | 2011-06-07 | 2011-10-04 | 2011-12-06 | 2011-12-06
SRP03154 | SREC Solar | SCHAFFER |  | 10.81 | 0 | Residential | 1 | STEWARTSVILLE | 8886 | 2 | TRINITY HEATING AND AIR | JCP&L | No | Complete | 2011-06-07 | 2011-10-14 | 2012-03-28 | 2012-03-28
SRP03155 | SREC Solar | RUAHENAO |  | 3.76 | 0 | Residential | 1 | DOVER | 7801 | 3 | TRINITY HEATING AND AIR | JCP&L | No | Complete | 2011-06-07 | 2011-08-22 | 2011-09-19 | 2011-09-19
SRP03157 | SREC Solar | PRINCZ |  | 4.7 | 0 | Residential | 1 | EGG HARBOR TWP | 8234 | 19 | TRINITY HEATING AND AIR | AC Electric | No | Complete | 2011-06-07 | 2011-09-22 | 2011-09-29 | 2011-09-29
SRP03158 | SREC Solar | FEITER |  | 5.52 | 0 | Residential | 1 | LONG BRANCH | 7740 | 17 | GEOGENIX | JCP&L | No | Complete | 2011-06-07 | 2011-10-14 | 2011-10-28 | 2011-10-28
SRP03159 | SREC Solar | MYADAM |  | 6.075 | 0 | Residential | 0 | PRINCETON | 8540 | 12 | GEOGENIX | PSE&G BPU | No | Complete | 2011-06-07 | 2011-11-14 | 2011-12-27 | 2011-12-27
SRP03161 | SREC Solar | COSTEN |  | 9.9 | 0 | Residential | 0 | PISCATAWAY | 8854 | 11 | GEOGENIX | PSE&G BPU | No | Complete | 2011-06-07 | 2011-08-30 | 2011-10-10 | 2011-10-10
SRP03162 | SREC Solar | MCLEAN |  | 6.075 | 0 | Residential | 0 | EAST BRUNSWICK | 8816 | 11 | GEOGENIX | PSE&G BPU | No | Complete | 2011-06-07 | 2011-10-26 | 2011-12-28 | 2011-12-28
SRP03163 | SREC Solar | SANZA |  | 10.56 | 0 | Residential | 0 | BRIDGETON | 8302 | 20 | SOLAR WORKS NJ | AC Electric | No | Complete | 2011-06-07 | 2012-03-08 | 2012-04-17 | 2012-04-17
SRP03164 | SREC Solar | REBENSKI |  | 7.755 | 0 | Residential | 1 | MANHAWKIN | 8050 | 18 | TRINITY HEATING AND AIR | AC Electric | No | Complete | 2011-06-07 | 2011-12-08 | 2012-01-04 | 2012-01-04
SRP03166 | SREC Solar | CURLEY |  | 11.28 | 0 | Residential | 1 | TOMS RIVER | 8753 | 18 | TRINITY HEATING AND AIR | JCP&L | No | Complete | 2011-06-07 | 2011-12-08 | 2012-01-05 | 2012-01-05
SRP03167 | SREC Solar | NOKHOUDIAN |  | 10.64 | 0 | Residential | 0 | LUMBERTON | 8048 | 13 | TRINITY HEATING AND AIR | PSE&G BPU | No | Complete | 2011-06-07 | 2012-03-23 | 2012-04-22 | 2012-04-22
SRP03168 | SREC Solar | PETREVICH |  | 15.51 | 0 | Residential | 1 | GLEN GARDNER | 8826 | 4 | TRINITY HEATING AND AIR | JCP&L | No | Complete | 2011-06-07 | 2011-07-14 | 2011-07-22 | 2011-07-22
SRP03169 | SREC Solar | BOUFFARD |  | 8.46 | 0 | Residential | 1 | BROWNS MILL | 8015 | 13 | TRINITY HEATING AND AIR | JCP&L | No | Complete | 2011-06-07 | 2011-07-27 | 2011-08-23 | 2011-08-23
SRP03170 | SREC Solar | ALLEN |  | 12.765 | 0 | Residential | 1 | ALLENTOWN | 8501 | 17 | TRINITY HEATING AND AIR | PSE&G BPU | No | Complete | 2011-06-07 | 2011-08-12 | 2011-08-25 | 2011-08-25
SRP03171 | SREC Solar | HAMPTON |  | 7.755 | 0 | Residential | 1 | SWEDESBORO | 8085 | 15 | TRINITY HEATING AND AIR | AC Electric | No | Complete | 2011-06-07 | 2012-01-16 | 2012-02-17 | 2012-02-17
SRP03172 | SREC Solar | PIERCE |  | 7.05 | 0 | Residential | 1 | BELLMAWR | 8031 | 14 | TRINITY HEATING AND AIR | PSE&G BPU | No | Complete | 2011-06-07 | 2011-08-16 | 2011-08-23 | 2011-08-23
SRP03174 | SREC Solar | MANTILLA |  | 5.64 | 0 | Residential | 1 | LODI | 7644 | 7 | TRINITY HEATING AND AIR | PSE&G BPU | No | Complete | 2011-06-07 | 2011-11-21 | 2011-12-09 | 2011-12-09
SRP03188 | SREC Solar | HENDRICKSON | FEDERAL REALTY INVESTMENT TRUST | 271.44 | 0 | Commercial |  | BRICK | 8723 | 18 | SAFARI ENERGY LLC | JCP&L | No | Complete | 2011-06-02 | 2012-09-20 | 2012-11-02 | 2012-11-02
SRP03190 | SREC Solar | ROCK | PETCO | 215.28 | 0 | Commercial |  | PARSIPPANY | 7054 | 3 | SAFARI ENERGY LLC | JCP&L | No | Complete | 2011-06-02 | 2012-07-03 | 2012-09-25 | 2012-09-25
SRP03191 | SREC Solar | HENDRICKSON | FEDERAL REALTY INVESTMENT TRUST | 411.84 | 0 | Commercial |  | LAWRENCEVILLE | 8648 | 12 | SAFARI ENERGY LLC | PSE&G BPU | No | Complete | 2011-06-02 | 2012-07-05 | 2012-07-26 | 2012-07-26
SRP03192 | SREC Solar | HENDRICKSON | FEDERAL REALTY INVESTMENT TRUST | 255.84 | 0 | University Private |  | CHERRY HILL | 8034 | 14 | SAFARI ENERGY LLC | PSE&G BPU | No | Complete | 2011-06-02 | 2012-06-07 | 2012-06-18 | 2012-06-18
SRP03193 | SREC Solar | HENDRICKSON | FEDERAL REALTY INVESTMENT TRUST | 171.6 | 0 | Commercial |  | CHERRY HILL | 8034 | 14 | JUST ENERGY LLC | PSE&G BPU | No | Complete | 2011-06-02 | 2012-04-27 | 2012-05-10 | 2012-05-10
SRP03194 | SREC Solar | ROCK | PETCO | 209.04 | 0 | Commercial |  | LAWRENCEVILLE | 8648 | 12 | SAFARI ENERGY LLC | PSE&G BPU | No | Complete | 2011-06-02 | 2012-07-17 | 2012-07-26 | 2012-07-26
SRP03195 | SREC Solar | HENDRICKSON | FEDERAL REALTY INVESTMENT TRUST | 65.52 | 0 | Commercial |  | LAWRENCEVILLE | 8648 | 12 | JUST ENERGY LLC | PSE&G BPU | No | Complete | 2011-06-02 | 2012-04-24 | 2012-05-10 | 2012-05-10
SRP03196 | SREC Solar | HENDRICKSON | FEDERAL REALTY INVESTMENT TRUST | 321.36 | 0 | Commercial |  | CHERRY HILL | 8034 | 14 | JUST ENERGY LLC | PSE&G BPU | No | Complete | 2011-06-02 | 2012-09-10 | 2012-09-17 | 2012-09-17
SRP03197 | SREC Solar | HENDRICKSON | FEDERAL REALTY INVESTMENT TRUST | 427.44 | 0 | Commercial |  | LAWRENCEVILLE | 8648 | 12 | SAFARI ENERGY LLC | PSE&G BPU | No | Complete | 2011-06-02 | 2012-06-07 | 2012-06-18 | 2012-06-18
SRP03201 | SREC Solar | HENDRICKSON | FEDERAL REALTY INVESTMENT TRUST | 530.4 | 0 | Commercial |  | BRICK | 8723 | 18 | JUST ENERGY LLC | JCP&L | No | Complete | 2011-06-02 | 2012-05-16 | 2012-05-30 | 2012-05-30
SRP03202 | SREC Solar | HENDRICKSON | FEDERAL REALTY INVESTMENT TRUST | 287.04 | 0 | Commercial |  | PARSIPPANY | 7054 | 3 | SAFARI ENERGY LLC | JCP&L | No | Complete | 2011-06-02 | 2012-05-23 | 2012-06-06 | 2012-06-06
SRP03204 | SREC Solar | GARD |  | 14.4 | 0 | Residential | 0 | WARETOWN | 8758 | 18 | GEOGENIX | JCP&L | No | Complete | 2011-06-07 | 2011-09-14 | 2011-10-28 | 2011-10-28
SRP03205 | SREC Solar | FREEDMAN | PENNWELL HOLDINGS, LLC | 305.76 | 0 | Commercial | 0 | PENNINGTON | 8534 | 12 | ADVANCED SOLAR PRODUCTS FLEMINGTON | PSE&G BPU | No | Complete | 2011-06-07 | 2012-01-06 | 2012-01-20 | 2012-01-20
SRP03206 | SREC Solar | FEDGCHIN |  | 6.9 | 0 | Residential | 0 | RIVERTON | 8077 | 13 | POWELL ENERGY AND SOLAR | PSE&G BPU | No | Complete | 2011-06-07 | 2011-10-19 | 2012-02-02 | 2012-02-02
SRP03207 | SREC Solar | BACSKAI |  | 8.14 | 0 | Residential | 1 | BRICK | 8724 | 18 | TRINITY HEATING AND AIR | JCP&L | No | Complete | 2011-06-07 | 2011-08-22 | 2011-08-30 | 2011-08-30
SRP03208 | SREC Solar | TIERNEY | VIRE MANUFACTURING, INC. | 758.784 | 0 | Commercial | 1 | PERTH AMBOY | 8861 | 11 | SUNPOWER CORPORATION | PSE&G BPU | No | Complete | 2011-06-07 | 2011-08-05 | 2011-08-10 | 2011-08-10
SRP03209 | SREC Solar | MANGINO | VILLAGE AT MANALAPAN SOLAR LLC | 3588.2 | 0 | Commercial |  | MANALAPAN | 7726 | 17 | MERCURY SOLAR SYSTEMS - PORT CHESTER | JCP&L | Yes | Complete | 2011-06-07 | 2012-02-07 | 2012-02-28 | 2012-02-28
SRP03210 | SREC Solar | DISIMONE | NEW COLUMBIA INVESTMENTS LLC | 96.8 | 0 | Commercial | 0 | MORGANVILLE | 7751 | 17 | GONE GREEN TECHNOLOGIES | JCP&L | No | Complete | 2011-06-07 | 2011-10-24 | 2011-12-08 | 2011-12-08
SRP03211 | SREC Solar | CLARK | CITYWORKS INC. | 206.08 | 0 | Commercial | 1 | NEPTUNE | 7753 | 17 | LAMANNA ELECTRIC INC. | JCP&L | No | Complete | 2011-06-07 | 2012-05-09 | 2012-05-22 | 2012-05-22
SRP03212 | SREC Solar | ZHAO |  | 3.7 | 0 | Residential | 0 | EDISON | 8820 | 11 | SMART KEY ENERGY INC. | PSE&G BPU | No | Complete | 2011-06-07 | 2012-01-06 | 2012-01-20 | 2012-01-20
SRP03214 | SREC Solar | MCCOY | T-MOBILE NORTHEAST | 3.29 | 0 | Commercial | 0 | HAMILTON | 8619 | 12 | ECOLUTION ENERGY | PSE&G BPU | No | Complete | 2011-06-07 | 2011-07-27 | 2011-10-13 | 2011-10-13
SRP03215 | SREC Solar | PENTA |  | 10.575 | 0 | Residential | 0 | OLD BRIDGE | 8857 | 11 | CORBIN SOLAR SOLUTIONS, LLC | JCP&L | No | Complete | 2011-06-07 | 2011-10-03 | 2011-10-12 | 2011-10-12
SRP03216 | SREC Solar | SCHOFEL | ALLWOOD ASSOCIATES, I | 53.04 | 0 | Commercial | 0 | LIVINGSTON | 7039 | 9 | VANGUARD ENERGY PARTNERS, LLC | JCP&L | No | Complete | 2011-06-07 | 2011-12-16 | 2012-01-24 | 2012-01-24
SRP03218 | SREC Solar | KELLY |  | 2.15 | 0 | Residential | 1 | BERGENFIELD | 7621 | 7 | ALTERNATIVE LIGHT & ENERGY SOLUTIONS | PSE&G BPU | No | Complete | 2011-06-07 | 2011-07-25 | 2012-02-17 | 2012-02-17
SRP03221 | SREC Solar | MALONEY |  | 9.2 | 0 | Residential | 1 | ANNANDALE | 8801 | 4 | GEOPEAK ENERGY LLC | JCP&L | No | Complete | 2011-06-07 | 2012-06-05 | 2012-06-26 | 2012-06-26
SRP03226 | SREC Solar | LEVENSON |  | 5.16 | 0 | Residential | 0 | MARLTON | 8053 | 13 | SOLULAR LLC/RWD CONSULTANTS | PSE&G BPU | No | Complete | 2011-06-07 | 2011-07-14 | 2011-07-22 | 2011-07-22
SRP03227 | SREC Solar | FOSCHINI |  | 4.6 | 0 | Residential | 0 | SICKLERVILLE | 8081 | 14 | D&W TECHNOLOGIES | AC Electric | No | Complete | 2011-06-07 | 2013-01-30 | 2013-02-07 | 2013-02-07
SRP03230 | SREC Solar | FISHER |  | 7.4 | 0 | Residential | 0 | MARLTON | 8053 | 13 | SOLULAR LLC. II | PSE&G BPU | No | Complete | 2011-06-07 | 2011-08-17 | 2011-09-29 | 2011-09-29
SRP03231 | SREC Solar | HANEY |  | 2.4 | 0 | Residential | 0 | MONROEVILLE | 8343 | 16 | SUNNYMAC, LLC | AC Electric | No | Complete | 2011-06-07 | 2011-07-21 | 2011-08-25 | 2011-08-25
SRP03232 | SREC Solar | KELEIGH |  | 6.9 | 0 | Residential | 1 | NEPTUNE | 7753 | 17 | GEOGENIX | JCP&L | No | Complete | 2011-06-07 | 2011-11-14 | 2011-12-14 | 2011-12-14
SRP03234 | SREC Solar | HOLJES |  | 23.04 | 0 | Residential | 0 | PHILLIPSBURG | 8865 | 2 | HEAT SHED, INC. | JCP&L | No | Complete | 2011-06-07 | 2012-04-04 | 2012-04-26 | 2012-04-26
SRP03235 | SREC Solar | SAGLIA |  | 10.12 | 0 | Residential | 0 | LANDISVILLE | 8326 | 19 | ASC SOLAR SOLUTIONS, LLC | AC Electric | No | Complete | 2011-06-07 | 2011-09-02 | 2011-10-10 | 2011-10-10
SRP03236 | SREC Solar | STARRS | BRIDGEWATER HIGH SCHOOL | 178.36 | 0 | School Public K-12 | 1 | BRIDGEWATER | 8807 | 5 | VANGUARD ENERGY PARTNERS, LLC | PSE&G BPU | No | Complete | 2011-06-07 | 2011-11-14 | 2011-12-14 | 2011-12-14
SRP03237 | SREC Solar | NEUHOFF | EVA NJ REALTY | 791.56 | 0 | Commercial | 1 | PISCATAWAY | 8854 | 11 | G & S INVESTORS | PSE&G BPU | No | Complete | 2011-06-07 | 2012-06-27 | 2012-07-09 | 2012-07-09
SRP03238 | SREC Solar | KULKOWITZ |  | 7.4 | 0 | Residential | 0 | WEST CAPE MAY | 8204 | 21 | MERCURY SOLAR SYSTEMS | AC Electric | No | Complete | 2011-06-07 | 2012-01-10 | 2012-02-09 | 2012-02-09
SRP03239 | SREC Solar | FALKOVICH |  | 7.05 | 0 | Residential | 0 | METUCHEN | 8840 | 11 | REC SOLAR, INC. | PSE&G BPU | No | Complete | 2011-06-07 | 2011-10-05 | 2011-10-21 | 2011-10-21
SRP03240 | SREC Solar | EDGAR |  | 3.22 | 0 | Residential | 1 | PORT MONMOUTH | 7758 | 17 | ACOS ENERGY, LLC | JCP&L | No | Complete | 2011-06-07 | 2011-09-01 | 2011-09-08 | 2011-09-08
SRP03241 | SREC Solar | PATEL |  | 7.92 | 0 | Residential | 1 | PISCATAWAY TWP | 8854 | 11 | REC SOLAR, INC. | PSE&G BPU | No | Complete | 2011-06-07 | 2011-10-21 | 2011-12-20 | 2011-12-20
SRP03242 | SREC Solar | LEIFER |  | 9.66 | 0 | Residential | 1 | HILLSBOROUGH | 8844 | 5 | GEOGENIX | JCP&L | No | Complete | 2011-06-07 | 2011-09-06 | 2012-03-28 | 2012-03-28
SRP03243 | SREC Solar | GARNER |  | 8.64 | 0 | Residential | 1 | BURLINGTON | 8016 | 13 | REC SOLAR, INC. | PSE&G BPU | No | Complete | 2011-06-07 | 2012-02-22 | 2012-03-08 | 2012-03-08
SRP03244 | SREC Solar | HERITAGE | HERITAGE VINEYARDS OF RICHWOOD | 5.17 | 0 | Farm | 1 | MULLICA HILL | 8062 | 15 | RAGER CONSULTING, LLC | AC Electric | No | Complete | 2011-06-07 | 2011-10-07 | 2011-12-06 | 2011-12-06
SRP03245 | SREC Solar | HERITAGE | HERITAGE VINEYARDS OF RICHWOOD | 16.56 | 0 | Farm | 1 | MULLICA HILL | 8062 | 15 | RAGER CONSULTING, LLC | AC Electric | No | Complete | 2011-06-07 | 2012-07-10 | 2012-07-23 | 2012-07-23
SRP03247 | SREC Solar | LUDWIG |  | 8.36 | 0 | Residential | 1 | HOWELL | 7731 | 17 | REC SOLAR, INC. | JCP&L | No | Complete | 2011-06-07 | 2011-09-21 | 2011-09-29 | 2011-09-29
SRP03248 | SREC Solar | HERITAGE | HERITAGE VINEYARDS OF RICHWOOD | 75.21 | 0 | Farm | 1 | MULLICA HILL | 8062 | 15 | RAGER CONSULTING, LLC | AC Electric | No | Complete | 2011-06-07 | 2012-07-10 | 2012-07-23 | 2012-07-23
SRP03249 | SREC Solar | RAIMANN |  | 8.28 | 0 | Residential | 1 | BEACHWOOD | 8722 | 18 | RELIABLE POWER SERVICES, INC. | JCP&L | No | Complete | 2011-06-07 | 2011-08-23 | 2011-11-03 | 2011-11-03
SRP03250 | SREC Solar | KISH |  | 7.05 | 0 | Residential | 0 | PHILLIPSBURG | 8865 | 2 | SHOOTING STAR SOLAR, LLC | JCP&L | No | Complete | 2011-06-07 | 2011-10-14 | 2011-10-26 | 2011-10-26
SRP03251 | SREC Solar | ROSENTHAL |  | 10.58 | 0 | Residential | 1 | WARETOWN | 8758 | 18 | RELIABLE POWER SERVICES, INC. | JCP&L | No | Complete | 2011-06-07 | 2011-11-02 | 2012-01-05 | 2012-01-05
SRP03253 | SREC Solar | MASTROMONACO |  | 7.04 | 0 | Residential | 0 | LAKEWOOD | 8701 | 18 | KOPP ELECTRIC COMPANY | JCP&L | No | Complete | 2011-06-07 | 2011-09-29 | 2011-10-12 | 2011-10-12
SRP03254 | SREC Solar | TAPKE |  | 11.5 | 0 | Residential | 1 | WALL | 7753 | 17 | RELIABLE POWER SERVICES, INC. | JCP&L | No | Complete | 2011-06-07 | 2011-11-02 | 2012-03-20 | 2012-03-20
SRP03255 | SREC Solar | CHEN |  | 3.99 | 0 | Residential | 0 | WARREN | 7059 | 5 | BLUE SKY TECHNOLOGIES USA | JCP&L | No | Complete | 2011-06-07 | 2011-07-27 | 2011-10-13 | 2011-10-13
SRP03256 | SREC Solar | PALLADINO |  | 5.06 | 0 | Residential | 1 | TOMS RIVER | 8757 | 18 | SEA BRIGHT SOLAR, LLC | JCP&L | No | Complete | 2011-06-07 | 2011-10-03 | 2011-10-12 | 2011-10-12
SRP03257 | SREC Solar | OCELLO |  | 6.44 | 0 | Residential | 1 | BARNEGAT | 8005 | 18 | RELIABLE POWER SERVICES, INC. | JCP&L | No | Complete | 2011-06-07 | 2012-01-11 | 2012-02-17 | 2012-02-17
SRP03259 | SREC Solar | SABATER | 205 FIRST STREET URBAN RENEWAL, LP | 26 | 0 | Non Profit | 0 | ELIZABETH | 7020 | 7 | EMSA SOLAR | PSE&G BPU | No | Complete | 2011-06-07 | 2011-12-28 | 2012-01-31 | 2012-01-31
SRP03260 | SREC Solar | GRECO |  | 2.76 | 0 | Residential | 1 | NEPTUNE | 7753 | 17 | RELIABLE POWER SERVICES, INC. | JCP&L | No | Complete | 2011-06-07 | 2013-02-12 | 2013-02-25 | 2013-02-25
SRP03261 | SREC Solar | CONNOLLY |  | 6.6 | 0 | Residential | 0 | MARLBORO | 7746 | 17 | KOPP ELECTRIC COMPANY | JCP&L | No | Complete | 2011-06-07 | 2011-10-07 | 2011-10-21 | 2011-10-21
SRP03262 | SREC Solar | THEES |  | 6.9 | 0 | Residential | 1 | TOMS RIVER | 8758 | 18 | RELIABLE POWER SERVICES, INC. | JCP&L | No | Complete | 2011-06-07 | 2011-11-02 | 2012-06-28 | 2012-06-28
SRP03263 | SREC Solar | TORIS |  | 8.28 | 0 | Residential | 1 | BRICK | 8724 | 18 | RELIABLE POWER SERVICES, INC. | JCP&L | No | Complete | 2011-06-07 | 2011-09-14 | 2012-02-17 | 2012-02-17
SRP03265 | SREC Solar | BROWN |  | 7.13 | 0 | Residential | 1 | TINTON FALLS | 7724 | 17 | RELIABLE POWER SERVICES, INC. | JCP&L | No | Complete | 2011-06-07 | 2011-10-27 | 2012-02-29 | 2012-02-29
SRP03266 | SREC Solar | WAGNER | TOMS RIVER REGIONAL SCHOOLS | 625.24 | 0 | School Public K-12 | 1 | TOMS RIVER | 8753 | 18 | BARRIER ELECTRIC | JCP&L | No | Complete | 2011-06-07 | 2012-08-28 | 2012-09-06 | 2012-09-06
SRP03267 | SREC Solar | WAGNER | TOMS RIVER REGIONAL SCHOOLS | 708.4 | 0 | School Public K-12 | 1 | TOMS RIVER | 8753 | 18 | BARRIER ELECTRIC | JCP&L | No | Complete | 2011-06-07 | 2013-03-12 | 2013-03-27 | 2013-03-27
SRP03268 | SREC Solar | WAGNER | TOMS RIVER REGIONAL SCHOOLS | 369.6 | 0 | School Public K-12 | 1 | TOMS RIVER | 8753 | 18 | BARRIER ELECTRIC | JCP&L | No | Complete | 2011-06-07 | 2012-08-16 | 2012-08-24 | 2012-08-24
SRP03269 | SREC Solar | WAGNER | TOMS RIVER REGIONAL SCHOOLS | 323.4 | 0 | School Public K-12 | 1 | TOMS RIVER | 8753 | 18 | BARRIER ELECTRIC | JCP&L | No | Complete | 2011-06-07 | 2012-08-21 | 2012-09-28 | 2012-09-28
SRP03270 | SREC Solar | WAGNER | TOMS RIVER REGIONAL SCHOOLS | 282.15 | 0 | School Public K-12 | 1 | TOMS RIVER | 8753 | 18 | BARRIER ELECTRIC | JCP&L | No | Complete | 2011-06-07 | 2012-08-16 | 2012-08-24 | 2012-08-24
SRP03271 | SREC Solar | WAGNER | TOMS RIVER REGIONAL SCHOOLS | 551.32 | 0 | School Public K-12 | 1 | TOMS RIVER | 8753 | 18 | BARRIER ELECTRIC | JCP&L | No | Complete | 2011-06-07 | 2012-08-21 | 2012-09-28 | 2012-09-28
SRP03273 | SREC Solar | GOLDMAN |  | 9.69 | 0 | Residential | 1 | MORGANVILLE | 7751 | 17 | CORBIN SOLAR SOLUTIONS, LLC | JCP&L | No | Complete | 2011-06-07 | 2011-10-05 | 2011-10-21 | 2011-10-21
SRP03274 | SREC Solar | BERG |  | 9.408 | 0 | Residential |  | LONG VALLEY | 7853 | 3 | SKYLINE SOLAR | JCP&L | No | Complete | 2011-06-07 | 2011-07-25 | 2011-11-29 | 2011-11-29
SRP03275 | SREC Solar | KEIL |  | 1.75 | 0 | Residential |  | MONTCLAIR | 7042 | 9 | SELF INSTALL | PSE&G BPU | No | Complete | 2011-06-07 | 2011-10-18 | 2012-01-24 | 2012-01-24
SRP03278 | SREC Solar | KROV |  | 9.66 | 5199 | Residential |  | MILFORD | 8848 | 4 | ADVANCED SOLAR PRODUCTS FLEMINGTON | JCP&L | No | Complete | 2011-06-07 | 2011-12-28 | 2012-05-01 | 2012-07-24
SRP03279 | SREC Solar | HANNISIAN |  | 6.58 | 0 | Residential |  | GOSHEN | 8218 | 21 | BOWMAN WALKER CONSTRUCTION, INC. | AC Electric | No | Complete | 2011-06-07 | 2012-02-17 | 2012-03-28 | 2012-03-28
SRP03280 | SREC Solar | SHAW | SHAW CRANE COMPANY | 7.59 | 0 | Commercial |  | CAPE MAY COURT HOUSE | 8210 | 21 | JBS SOLAR AND WIND, LLC | AC Electric | No | Complete | 2011-06-07 | 2012-01-20 | 2012-02-20 | 2012-02-20
SRP03281 | SREC Solar | SHAW | SHAW CRANE COMPANY | 4.6 | 0 | Commercial |  | CAPE MAY COURT HOUSE | 8210 | 21 | JBS SOLAR AND WIND, LLC | AC Electric | No | Complete | 2011-06-07 | 2012-01-20 | 2012-02-20 | 2012-02-20
SRP03284 | SREC Solar | HARVEY | HARVEYS HONEY | 20.68 | 0 | Commercial | 0 | MONROEVILLE | 8343 | 16 | JBS SOLAR AND WIND, LLC | AC Electric | No | Complete | 2011-06-08 | 2012-11-09 | 2012-11-23 | 2012-11-23
SRP03285 | SREC Solar | HARVEY | HARVEYS HONEY | 25.38 | 0 | Commercial | 0 | MONROEVILLE | 8343 | 16 | JBS SOLAR AND WIND, LLC | AC Electric | No | Complete | 2011-06-08 | 2012-12-12 | 2012-12-18 | 2012-12-18
SRP03288 | SREC Solar | MURTAUGH |  | 9.4 | 0 | Residential | 0 | LUMBERTON | 8048 | 13 | ARROW ELECTRIC SERVICES, INC. | PSE&G BPU | No | Complete | 2011-06-13 | 2012-02-20 | 2012-03-27 | 2012-03-27
SRP03292 | SREC Solar | SPECCA |  | 9.66 | 0 | Residential | 0 | BORDENTOWN | 8505 | 13 | SOLAR HOME ENERGY SOLUTIONS, LLC | PSE&G BPU | No | Complete | 2011-06-13 | 2012-02-20 | 2012-03-15 | 2012-03-15
SRP03293 | SREC Solar | BARLEN |  | 12.765 | 0 | Residential | 1 | ALLENTOWN | 8501 | 17 | TRINITY HEATING AND AIR | PSE&G BPU | No | Complete | 2011-06-13 | 2011-08-04 | 2011-08-15 | 2011-08-15
SRP03294 | SREC Solar | LAYTON |  | 7.05 | 0 | Residential | 1 | BROWNS MILLS | 8015 | 13 | TRINITY HEATING AND AIR | JCP&L | No | Complete | 2011-06-13 | 2011-07-12 | 2011-07-21 | 2011-07-21
SRP03295 | SREC Solar | STEVENS | OPEX CORPORATION | 939.5 | 0 | Commercial | 1 | MOORESTOWN | 8057 | 13 | H2 CONTRACTING LLC | PSE&G BPU | No | Complete | 2011-06-13 | 2012-04-26 | 2012-05-21 | 2012-05-21
SRP03296 | SREC Solar | NORULAK |  | 8.225 | 0 | Residential | 1 | HOWELL | 7731 | 17 | TRINITY HEATING AND AIR | JCP&L | No | Complete | 2011-06-13 | 2011-08-12 | 2011-10-10 | 2011-10-10
SRP03297 | SREC Solar | GENOVESE, III | LONG BRANCH BOE | 31.02 | 0 | School Public K-12 | 0 | LONG BRANCH | 7740 | 17 | RAY ANGELINI, INC. | JCP&L | No | Complete | 2011-06-13 | 2011-10-24 | 2012-01-24 | 2012-01-24
SRP03298 | SREC Solar | HERBERT |  | 6.815 | 0 | Residential | 1 | MONROE | 8831 | 11 | TRINITY HEATING AND AIR | JCP&L | No | Complete | 2011-06-13 | 2011-08-16 | 2011-08-25 | 2011-08-25
SRP03299 | SREC Solar | ANDERSON |  | 9.632 | 0 | Residential | 0 | HILLSBOROUGH | 8844 | 5 | HELIOS SOLAR ENERGY | PSE&G BPU | No | Complete | 2011-06-13 | 2011-07-19 | 2012-02-10 | 2012-02-10
SRP03300 | SREC Solar | HENRY |  | 9.46 | 0 | Residential | 1 | MAYS LANDING | 8830 | 11 | RCL ENTERPRISES INC. | AC Electric | No | Complete | 2011-06-13 | 2011-08-22 | 2011-10-04 | 2011-10-04
SRP03301 | SREC Solar | TARRICONE |  | 7.05 | 0 | Residential | 1 | MANAHAWKIN | 8050 | 18 | TRINITY HEATING AND AIR | AC Electric | No | Complete | 2011-06-13 | 2011-09-30 | 2011-10-13 | 2011-10-13
SRP03302 | SREC Solar | SPELLMAN |  | 5.64 | 0 | Residential | 1 | PLEASANTVILLE | 8232 | 19 | TRINITY HEATING AND AIR | AC Electric | No | Complete | 2011-06-13 | 2011-09-30 | 2011-10-13 | 2011-10-13
SRP03303 | SREC Solar | BOLANOS |  | 2.82 | 0 | Residential | 1 | TRENTON | 8610 | 12 | TRINITY HEATING AND AIR | PSE&G BPU | No | Complete | 2011-06-13 | 2011-11-30 | 2011-12-28 | 2011-12-28
SRP03304 | SREC Solar | SANTIANNA | STYERTOWNE SHOPPING CENTER, LLC | 76.375 | 0 | Commercial | 0 | CLIFTON | 7012 | 6 | VANGUARD ENERGY PARTNERS, LLC | PSE&G BPU | No | Complete | 2011-06-13 | 2012-02-29 | 2012-04-11 | 2012-04-11
SRP03305 | SREC Solar | GRISOLIA | PSE&G | 733.67 | 0 | Commercial | 0 | CLIFTON | 7011 | 6 | ADEMA TECHNOLOGIES II | PSE&G BPU | Yes | Complete | 2011-06-13 | 2012-07-18 | 2012-08-02 | 2012-08-02
SRP03306 | SREC Solar | STEVENS | OPEX CORPORATION | 1156.5 | 0 | Commercial | 0 | MOORESTOWN | 8057 | 13 | H2 CONTRACTING LLC | PSE&G BPU | No | Complete | 2011-06-13 | 2012-04-16 | 2012-05-02 | 2012-05-02
SRP03308 | SREC Solar | KUPFERMAN |  | 7.03 | 0 | Residential | 0 | JACKSON | 8527 | 18 | TRINITY HEATING AND AIR | JCP&L | No | Complete | 2011-06-13 | 2011-10-07 | 2011-10-21 | 2011-10-21
SRP03309 | SREC Solar | VITRONE |  | 14.805 | 0 | Residential | 0 | BARNEGAT | 8005 | 18 | TRINITY HEATING AND AIR | AC Electric | No | Complete | 2011-06-13 | 2011-09-30 | 2011-10-13 | 2011-10-13
SRP03310 | SREC Solar | MONTGOMERY |  | 5.17 | 0 | Residential | 1 | WILLIAMSTOWN | 8094 | 15 | TRINITY HEATING AND AIR | AC Electric | No | Complete | 2011-06-13 | 2011-11-04 | 2011-12-08 | 2011-12-08
SRP03311 | SREC Solar | BELL |  | 11.1 | 0 | Residential | 0 | EGG HARBOR TOWNSHIP | 8234 | 19 | TRINITY HEATING AND AIR | AC Electric | No | Complete | 2011-06-13 | 2011-09-30 | 2011-10-13 | 2011-10-13
SRP03312 | SREC Solar | MOLINAFIGUEROA |  | 6.11 | 0 | Residential | 1 | PEMBERTON | 8068 | 13 | TRINITY HEATING AND AIR | JCP&L | No | Complete | 2011-06-13 | 2011-06-23 | 2011-07-15 | 2011-07-15
SRP03313 | SREC Solar | DEBRAN |  | 7.05 | 0 | Residential | 1 | BARNEGAT | 8005 | 18 | TRINITY HEATING AND AIR | JCP&L | No | Complete | 2011-06-13 | 2011-10-05 | 2011-10-21 | 2011-10-21
SRP03314 | SREC Solar | RUSSO |  | 2.82 | 0 | Residential | 1 | BORDENTOWN | 8505 | 13 | TRINITY HEATING AND AIR | PSE&G BPU | No | Complete | 2011-06-13 | 2011-08-09 | 2011-08-22 | 2011-08-22
SRP03315 | SREC Solar | CORDERO |  | 7.755 | 0 | Residential | 1 | PENNSAUKEN | 8110 | 14 | TRINITY HEATING AND AIR | PSE&G BPU | No | Complete | 2011-06-13 | 2011-08-17 | 2011-09-19 | 2011-09-19
SRP03316 | SREC Solar | KENNA |  | 7.05 | 0 | Residential | 1 | NEW FIELD | 8344 | 15 | TRINITY HEATING AND AIR | AC Electric | No | Complete | 2011-06-13 | 2011-12-08 | 2012-01-04 | 2012-01-04
SRP03317 | SREC Solar | SCHECK |  | 5.64 | 0 | Residential | 1 | PEMBERTON | 8068 | 13 | TRINITY HEATING AND AIR | JCP&L | No | Complete | 2011-06-13 | 2011-08-18 | 2011-08-29 | 2011-08-29
SRP03318 | SREC Solar | SIPPEL |  | 7.05 | 0 | Residential | 1 | VILLAS | 8251 | 21 | TRINITY HEATING AND AIR | AC Electric | No | Complete | 2011-06-13 | 2011-09-23 | 2011-10-10 | 2011-10-10
SRP03319 | SREC Solar | HUTTON |  | 4.7 | 0 | Residential | 1 | BELMAR | 7719 | 17 | TRINITY HEATING AND AIR | JCP&L | No | Complete | 2011-06-13 | 2011-09-21 | 2011-11-15 | 2011-11-15
SRP03320 | SREC Solar | LAPIDOW |  | 13.16 | 0 | Residential | 1 | HILLSBOROUGH | 8844 | 5 | TRINITY HEATING AND AIR | PSE&G BPU | No | Complete | 2011-06-13 | 2011-12-12 | 2012-01-11 | 2012-01-11
SRP03321 | SREC Solar | HUTTON |  | 4.7 | 0 | Residential | 1 | BELMAR | 7719 | 17 | TRINITY HEATING AND AIR | JCP&L | No | Complete | 2011-06-13 | 2011-09-21 | 2011-10-17 | 2011-10-17
SRP03322 | SREC Solar | RUSH |  | 8.46 | 0 | Residential | 1 | PEMBERTON | 8068 | 13 | TRINITY HEATING AND AIR | JCP&L | No | Complete | 2011-06-13 | 2011-07-27 | 2011-08-23 | 2011-08-23
SRP03323 | SREC Solar | SCHLAGENHAFT |  | 10.105 | 0 | Residential | 1 | FORKED RIVER | 8731 | 18 | TRINITY HEATING AND AIR | JCP&L | No | Complete | 2011-06-13 | 2011-06-29 | 2011-07-22 | 2011-07-22
SRP03324 | SREC Solar | ZARIN |  | 13.95 | 0 | Residential | 0 | SALEM | 8079 | 16 | CLEAN ENERGY USA | AC Electric | No | Complete | 2011-06-13 | 2011-11-02 | 2011-11-16 | 2011-11-16
SRP03325 | SREC Solar | PICINICH | DIAMOND ROCK SPRING WATER | 21.62 | 0 | Commercial | 0 | RIDGEFIELD PARK | 7660 | 7 | MERCURY SOLAR SYSTEMS - PORT CHESTER | PSE&G BPU | No | Complete | 2011-06-13 | 2012-04-27 | 2012-05-17 | 2012-05-17
SRP03327 | SREC Solar | SERRANO |  | 7.05 | 0 | Residential | 1 | WILLINGBORO | 8046 | 13 | TRINITY HEATING AND AIR | PSE&G BPU | No | Complete | 2011-06-13 | 2011-08-09 | 2011-08-22 | 2011-08-22
SRP03328 | SREC Solar | POHL |  | 5.98 | 0 | Residential | 1 | TOMS RIVER | 8753 | 18 | GEOGENIX | JCP&L | No | Complete | 2011-06-13 | 2011-10-19 | 2011-10-28 | 2011-10-28
SRP03329 | SREC Solar | VALENTE |  | 8.46 | 0 | Residential | 1 | LAUREL SPRINGS | 8021 | 14 | TRINITY HEATING AND AIR | PSE&G BPU | No | Complete | 2011-06-13 | 2011-08-02 | 2011-08-23 | 2011-08-23
SRP03330 | SREC Solar | LEVINOS |  | 5.98 | 0 | Residential | 1 | BRICK | 8723 | 18 | GEOGENIX | JCP&L | No | Complete | 2011-06-13 | 2011-09-22 | 2011-10-21 | 2011-10-21
SRP03331 | SREC Solar | SOTOMAYOR |  | 3.76 | 0 | Residential | 1 | EGG HARBOR TWP | 8234 | 19 | TRINITY HEATING AND AIR | AC Electric | No | Complete | 2011-06-13 | 2012-01-10 | 2012-02-09 | 2012-02-09
SRP03332 | SREC Solar | WILLS | WILLS CLAM FARM | 4.6 | 0 | Residential | 0 | LEEDS POINT | 8220 | 19 | GREEN HORIZON ENERGY LLC | AC Electric | No | Complete | 2011-06-13 | 2012-05-22 | 2012-06-01 | 2012-06-01
SRP03334 | SREC Solar | MATTAY |  | 7.755 | 0 | Residential | 1 | BROWNS MILLS | 8015 | 13 | TRINITY HEATING AND AIR | JCP&L | No | Complete | 2011-06-13 | 2012-01-27 | 2012-03-08 | 2012-03-08
SRP03336 | SREC Solar | D'HEDOUVILLE |  | 0.9 | 0 | Residential | 0 | EGG HARBOR TWP | 8234 | 19 | MERCURY SOLAR SYSTEMS | AC Electric | No | Complete | 2011-06-13 | 2011-07-14 | 2011-07-26 | 2011-07-26
SRP03337 | SREC Solar | PUNZO |  | 5.06 | 0 | Residential | 1 | LEHT | 8087 | 18 | ALLSEASON CONSTRUCTION | AC Electric | No | Complete | 2011-06-13 | 2012-02-14 | 2012-03-22 | 2012-03-22
SRP03338 | SREC Solar | YACK |  | 6.44 | 0 | Residential | 1 | TOMS RIVER | 8757 | 18 | FOUR POINT REFRIGERATION CO., INC. | JCP&L | No | Complete | 2011-06-13 | 2011-11-04 | 2011-12-16 | 2011-12-16
SRP03339 | SREC Solar | GENBERG |  | 5.98 | 0 | Residential | 1 | LEHT | 8087 | 18 | ALLSEASON CONSTRUCTION | AC Electric | No | Complete | 2011-06-13 | 2012-02-14 | 2012-03-27 | 2012-03-27
SRP03340 | SREC Solar | MENENDEZ |  | 3.22 | 0 | Residential | 1 | LEHT | 8087 | 18 | ALLSEASON CONSTRUCTION | AC Electric | No | Complete | 2011-06-13 | 2012-06-19 | 2012-06-21 | 2012-06-21
SRP03341 | SREC Solar | NELSON |  | 6.66 | 0 | Residential | 1 | BRICK | 8723 | 18 | NJ SOLAR POWER, LLC | JCP&L | No | Complete | 2011-06-13 | 2011-07-25 | 2011-08-02 | 2011-08-02
SRP03342 | SREC Solar | WILSON |  | 8.28 | 0 | Residential | 1 | LITTLE EGG HARBOR TWP | 8087 | 18 | ALLSEASON CONSTRUCTION | AC Electric | No | Complete | 2011-06-13 | 2012-02-14 | 2012-03-28 | 2012-03-28
SRP03343 | SREC Solar | BRUNO |  | 8.97 | 0 | Residential | 1 | LEHT | 8087 | 18 | ALLSEASON CONSTRUCTION | AC Electric | No | Complete | 2011-06-13 | 2012-02-14 | 2012-03-22 | 2012-03-22
SRP03344 | SREC Solar | SIMPSON |  | 8.1 | 0 | Residential | 0 | EWING | 8628 | 12 | AMERICAN RENEWABLE ENERGY, INC | PSE&G BPU | No | Complete | 2011-06-13 | 2011-08-31 | 2011-09-19 | 2011-09-19
SRP03345 | SREC Solar | GILMAN |  | 7.82 | 0 | Residential | 1 | TOMS RIVER | 8753 | 18 | RELIABLE POWER SERVICES, INC. | JCP&L | No | Complete | 2011-06-13 | 2012-03-27 | 2012-04-23 | 2012-04-23
SRP03346 | SREC Solar | BROOKS |  | 13.16 | 0 | Residential | 0 | LUMBERTON | 8048 | 13 | ARROW ELECTRIC SERVICES, INC. | PSE&G BPU | No | Complete | 2011-06-13 | 2011-09-01 | 2011-10-31 | 2011-10-31
SRP03347 | SREC Solar | TULLY |  | 6.44 | 0 | Residential | 1 | SPRING LAKE HEIGHTS | 7762 | 17 | RELIABLE POWER SERVICES, INC. | JCP&L | No | Complete | 2011-06-13 | 2011-08-23 | 2011-12-06 | 2011-12-06
SRP03348 | SREC Solar | SAUNDERS |  | 6.67 | 0 | Residential | 1 | LITTLE EGG HARBOR | 8087 | 18 | RELIABLE POWER SERVICES, INC. | JCP&L | No | Complete | 2011-06-13 | 2012-06-11 | 2012-06-26 | 2012-06-26
SRP03349 | SREC Solar | DELESCINSKIS |  | 9.9 | 0 | Residential | 0 | HARRINGTON PARK | 7640 | 7 | GREENSTONE ENERGY | Orange & Rockland Elec | No | Complete | 2011-06-13 | 2011-09-08 | 2011-10-31 | 2011-10-31
SRP03350 | SREC Solar | SZCZESNY |  | 7.03 | 0 | Residential | 1 | FORDS | 8863 | 11 | ECOLOGICAL SYSTEMS-MANALAPAN | PSE&G BPU | No | Complete | 2011-06-13 | 2012-01-23 | 2012-03-20 | 2012-03-20
SRP03351 | SREC Solar | POULSEN |  | 9.87 | 0 | Residential | 0 | COLOGNE | 8213 | 19 | ARE SUN SOLAR | AC Electric | No | Complete | 2011-06-13 | 2012-01-23 | 2012-03-08 | 2012-03-08
SRP03352 | SREC Solar | DIEMER |  | 4.8 | 0 | Residential | 1 | WEST COLLINGSWOOD | 8107 | 14 | REC SOLAR, INC. | PSE&G BPU | No | Complete | 2011-06-13 | 2012-01-09 | 2012-02-09 | 2012-02-09
SRP03353 | SREC Solar | GOSSAGE |  | 6.9 | 0 | Residential | 1 | BRIDGEWATER | 8807 | 5 | GEOGENIX | PSE&G BPU | No | Complete | 2011-06-13 | 2011-09-22 | 2012-08-10 | 2012-08-10
SRP03354 | SREC Solar | HARRIS |  | 10.12 | 0 | Residential | 1 | FRANKLIN PARK | 8823 | 5 | GEOGENIX | PSE&G BPU | No | Complete | 2011-06-13 | 2011-10-20 | 2011-12-27 | 2011-12-27
SRP03356 | SREC Solar | RICUCCI |  | 12.69 | 0 | Residential | 1 | JACKSON | 8527 | 18 | TRINITY HEATING AND AIR | JCP&L | No | Complete | 2011-06-13 | 2011-10-07 | 2011-10-21 | 2011-10-21
SRP03357 | SREC Solar | COLLIS |  | 9.66 | 0 | Residential | 1 | BRICK | 8723 | 18 | GEOGENIX | JCP&L | No | Complete | 2011-06-13 | 2011-11-30 | 2012-08-10 | 2012-08-10
SRP03358 | SREC Solar | DE SEIGNORA |  | 6.11 | 0 | Residential | 1 | BURLINGTON | 8016 | 13 | TRINITY HEATING AND AIR | PSE&G BPU | No | Complete | 2011-06-13 | 2011-07-13 | 2011-07-29 | 2011-07-29
SRP03359 | SREC Solar | HAASE |  | 5.18 | 0 | Residential | 1 | ALLENTOWN | 8501 | 17 | TRINITY HEATING AND AIR | PSE&G BPU | No | Complete | 2011-06-13 | 2011-08-15 | 2011-08-23 | 2011-08-23
SRP03360 | SREC Solar | CANONICO |  | 3.51 | 0 | Residential | 0 | RED BANK | 7701 | 17 | NEW AGE SOLAR, LLC | JCP&L | No | Complete | 2011-06-13 | 2012-02-23 | 2012-03-30 | 2012-03-30
SRP03361 | SREC Solar | WATSON |  | 5.875 | 0 | Residential | 1 | WALL | 7719 | 17 | TRINITY HEATING AND AIR | JCP&L | No | Complete | 2011-06-13 | 2011-08-22 | 2011-08-30 | 2011-08-30
SRP03362 | SREC Solar | VOROS |  | 15.435 | 0 | Residential | 0 | PALATINE | 8318 | 16 | GO SOLAR ELECTRIC, LLC | AC Electric | No | Complete | 2011-06-13 | 2012-09-17 | 2012-10-09 | 2012-10-09
SRP03363 | SREC Solar | COELHO |  | 7.05 | 0 | Residential | 0 | HADDONFIELD | 8033 | 14 | 4 BESTSOLAR | PSE&G BPU | No | Complete | 2011-06-13 | 2011-08-31 | 2011-10-17 | 2011-10-17
SRP03364 | SREC Solar | HELMS JR. |  | 9.89 | 0 | Residential | 0 | PITTSGROVE TWP | 8318 | 16 | GO SOLAR ELECTRIC, LLC | AC Electric | No | Complete | 2011-06-13 | 2011-12-19 | 2012-01-17 | 2012-01-17
SRP03365 | SREC Solar | BROOKE |  | 5.04 | 0 | Residential | 0 | PENNINGTON | 8534 | 12 | SELF INSTALL | JCP&L | No | Complete | 2011-06-13 | 2012-01-25 | 2012-02-17 | 2012-02-17
SRP03367 | SREC Solar | GRECO |  | 8.815 | 0 | Residential | 1 | SOUTH PLAINFIELD | 7080 | 11 | A-TOP ALTERNATIVE ENERGY | PSE&G BPU | No | Complete | 2011-06-13 | 2011-08-23 | 2011-10-17 | 2011-10-17
SRP03369 | SREC Solar | DEVITO |  | 3.44 | 0 | Residential | 1 | BELLEVILLE | 7109 | 9 | A-TOP ALTERNATIVE ENERGY | PSE&G BPU | No | Complete | 2011-06-13 | 2011-09-30 | 2011-10-13 | 2011-10-13
SRP03370 | SREC Solar | DERER | EI DUPONT COMPANY | 1300.469 | 0 | Commercial | 1 | PARLIN | 8859 | 11 | TANGENT ENERGY SOLUTIONS | Unknown | No | Complete | 2011-06-09 | 2013-01-18 | 2013-02-01 | 2013-02-01
SRP03371 | SREC Solar | GUZMAN JR |  | 5.16 | 0 | Residential | 1 | PERTH AMBOY | 8861 | 11 | A-TOP ALTERNATIVE ENERGY | PSE&G BPU | No | Complete | 2011-06-13 | 2011-08-23 | 2011-10-17 | 2011-10-17
SRP03372 | SREC Solar | HUANG |  | 11.75 | 0 | Residential | 0 | PLAINSBORO | 8536 | 11 | SOLAR MITE SOLUTIONS II | PSE&G BPU | No | Complete | 2011-06-13 | 2011-08-25 | 2011-09-01 | 2011-09-01
SRP03374 | SREC Solar | HAN |  | 7.99 | 0 | Residential | 0 | MARLBORO | 7746 | 17 | NJ SOLAR SYSTEM LLC | JCP&L | No | Complete | 2011-06-13 | 2011-07-13 | 2011-08-02 | 2011-08-02
SRP03376 | SREC Solar | PRASAD |  | 9.99 | 0 | Residential | 0 | EDISON | 8820 | 11 | ASTRUM SOLAR, INC- PA | PSE&G BPU | No | Complete | 2011-06-13 | 2011-10-05 | 2012-04-11 | 2012-04-11
SRP03378 | SREC Solar | ANUKA |  | 11.655 | 0 | Residential | 0 | FLORENCE | 8518 | 13 | ASTRUM SOLAR, LLC | PSE&G BPU | No | Complete | 2011-06-13 | 2011-08-12 | 2011-08-29 | 2011-08-29
SRP03380 | SREC Solar | BUSH |  | 9.87 | 0 | Residential | 0 | EGG HARBOR CITY | 8215 | 19 | SOLAR AMERICA, LLC | AC Electric | No | Complete | 2011-06-13 | 2012-03-06 | 2012-04-13 | 2012-04-13
SRP03381 | SREC Solar | VELEZ |  | 6.58 | 0 | Residential | 1 | TOMS RIVER | 8753 | 18 | TRINITY HEATING AND AIR | JCP&L | No | Complete | 2011-06-13 | 2011-10-04 | 2011-10-13 | 2011-10-13
SRP03382 | SREC Solar | JEFFERSON |  | 1.26 | 0 | Residential | 0 | SEAVILLE | 8230 | 21 | MERCURY SOLAR SYSTEMS | AC Electric | No | Complete | 2011-06-13 | 2011-08-22 | 2011-08-29 | 2011-08-29
SRP03383 | SREC Solar | MIRANDA |  | 5.64 | 0 | Residential | 1 | BELLEVILLE | 7109 | 9 | TRINITY HEATING AND AIR | PSE&G BPU | No | Complete | 2011-06-13 | 2011-07-28 | 2011-08-08 | 2011-08-08
SRP03384 | SREC Solar | ZIZZAMIA |  | 7.755 | 0 | Residential | 0 | MULLICA HILL | 8062 | 15 | KAITANNA SOLAR, LLC | AC Electric | No | Complete | 2011-06-13 | 2011-10-28 | 2011-12-06 | 2011-12-06
SRP03385 | SREC Solar | BAUTISTA |  | 10.575 | 0 | Residential | 1 | NEW EGYPT | 8533 | 18 | TRINITY HEATING AND AIR | JCP&L | No | Complete | 2011-06-13 | 2011-08-17 | 2011-08-23 | 2011-08-23
SRP03387 | SREC Solar | MATTHEWS |  | 11.475 | 0 | Residential | 0 | WARREN | 7059 | 5 | AMERICAN RENEWABLE ENERGY, INC | JCP&L | No | Complete | 2011-06-13 | 2011-08-17 | 2011-10-21 | 2011-10-21
SRP03390 | SREC Solar | HAINES |  | 7.99 | 0 | Residential | 1 | TOMS RIVER | 8753 | 18 | TRINITY HEATING AND AIR | JCP&L | No | Complete | 2011-06-13 | 2011-11-30 | 2011-12-29 | 2011-12-29
SRP03391 | SREC Solar | CHEUNG |  | 12.925 | 0 | Residential | 0 | MARLBORO | 7746 | 17 | AMERICAN RENEWABLE ENERGY, INC | JCP&L | No | Complete | 2011-06-20 | 2011-11-14 | 2011-12-06 | 2011-12-06
SRP03392 | SREC Solar | OWENS |  | 8.2 | 0 | Residential | 1 | WESTAMPTON | 8060 | 13 | TRINITY HEATING AND AIR | PSE&G BPU | No | Complete | 2011-06-13 | 2011-12-12 | 2012-01-11 | 2012-01-11
SRP03393 | SREC Solar | RICCARDELLO |  | 3.29 | 0 | Residential | 1 | LIVINGSTON | 7039 | 9 | TRINITY HEATING AND AIR | PSE&G BPU | No | Complete | 2011-06-13 | 2011-10-11 | 2011-10-26 | 2011-10-26
SRP03394 | SREC Solar | PATEL |  | 6.58 | 0 | Residential | 0 | PISCATAWAY | 8854 | 11 | PATEL BUILDERS | PSE&G BPU | No | Complete | 2011-06-13 | 2011-08-22 | 2011-08-30 | 2011-08-30
SRP03395 | SREC Solar | ANDERSON |  | 8.93 | 0 | Residential | 1 | LAKEWOOD | 8701 | 18 | TRINITY HEATING AND AIR | JCP&L | No | Complete | 2011-06-13 | 2011-07-22 | 2011-08-03 | 2011-08-03
SRP03396 | SREC Solar | AITKEN |  | 4.7 | 0 | Residential | 1 | LAKEWOOD | 8701 | 18 | TRINITY HEATING AND AIR | JCP&L | No | Complete | 2011-06-13 | 2011-07-27 | 2011-08-22 | 2011-08-22
SRP03397 | SREC Solar | FOUKAS |  | 4.7 | 0 | Residential | 1 | PEQUANNOCK | 7440 | 3 | TRINITY HEATING AND AIR | JCP&L | No | Complete | 2011-06-13 | 2011-09-23 | 2011-10-10 | 2011-10-10
SRP03398 | SREC Solar | GRASSI |  | 8.46 | 0 | Residential | 1 | OLD BRIDGE | 8857 | 11 | TRINITY HEATING AND AIR | JCP&L | No | Complete | 2011-06-13 | 2012-02-16 | 2012-03-20 | 2012-03-20
SRP03399 | SREC Solar | KHUSIDMAN |  | 1.48 | 0 | Residential | 0 | WARREN | 7059 | 5 | TRINITY HEATING AND AIR | PSE&G BPU | No | Complete | 2011-06-13 | 2011-08-09 | 2011-08-22 | 2011-08-22
SRP03400 | SREC Solar | KATZ |  | 5.17 | 0 | Residential | 1 | MONROE | 8831 | 11 | TRINITY HEATING AND AIR | JCP&L | No | Complete | 2011-06-13 | 2011-10-07 | 2011-12-27 | 2011-12-27
SRP03401 | SREC Solar | ASSANTE |  | 9.435 | 0 | Residential | 1 | SOMERVILLE | 8876 | 5 | TRINITY HEATING AND AIR | JCP&L | No | Complete | 2011-06-13 | 2011-07-14 | 2011-07-22 | 2011-07-22
SRP03402 | SREC Solar | HASSMAN |  | 7.59 | 0 | Residential | 0 | CHERRY HILL | 8003 | 14 | GEOSCAPE SOLAR | Not Known | No | Complete | 2011-06-13 | 2011-10-24 | 2011-12-20 | 2011-12-20
SRP03404 | SREC Solar | DAMM |  | 27.36 | 0 | Residential | 0 | SOUTH HARRISON | 8062 | 15 | THE ENTECH GROUP | AC Electric | No | Complete | 2011-06-13 | 2011-10-14 | 2011-11-29 | 2011-11-29
SRP03405 | SREC Solar | EASTON |  | 7.82 | 0 | Residential | 1 | MANASQUAN | 8736 | 17 | FOUR POINT REFRIGERATION CO., INC. | JCP&L | No | Complete | 2011-06-13 | 2011-09-30 | 2011-10-12 | 2011-10-12
SRP03407 | SREC Solar | PUGLIA |  | 9 | 0 | Residential | 0 | CROSSWICK | 8515 | 13 | KOPP ELECTRIC COMPANY | PSE&G BPU | No | Complete | 2011-06-13 | 2012-03-05 | 2012-04-12 | 2012-04-12
SRP03409 | SREC Solar | VERONE |  | 11.04 | 0 | Residential | 1 | TOMS RIVER | 8757 | 18 | GEOGENIX | JCP&L | No | Complete | 2011-06-13 | 2011-11-14 | 2011-12-06 | 2011-12-06
SRP03411 | SREC Solar | GARRY |  | 4.23 | 0 | Residential | 1 | MIDDLETOWN | 7748 | 17 | GARDEN STATE SOLAR LLC | JCP&L | No | Complete | 2011-06-13 | 2011-06-24 | 2011-08-02 | 2011-08-02
SRP03413 | SREC Solar | COLETTA |  | 10.752 | 0 | Residential | 0 | NORTH BRUNSWICK | 8902 | 11 | SKYLINE SOLAR | PSE&G BPU | No | Complete | 2011-06-13 | 2011-06-22 | 2011-12-08 | 2011-12-08
SRP03414 | SREC Solar | PALINO |  | 7.6 | 0 | Residential | 0 | LANOKA HARBOR | 8734 | 18 | SUNRAY SOLAR, INC. | JCP&L | No | Complete | 2011-06-13 | 2011-09-20 | 2011-10-17 | 2011-10-17
SRP03415 | SREC Solar | TOMANEK |  | 7.05 | 0 | Residential | 1 | LEONARDO | 7737 | 17 | GARDEN STATE SOLAR LLC | JCP&L | No | Complete | 2011-06-13 | 2011-06-24 | 2011-08-22 | 2011-08-22
SRP03416 | SREC Solar | SMITH |  | 7.6 | 0 | Residential | 0 | LANOKA HARBOR | 8734 | 18 | SUNRAY SOLAR, INC. | JCP&L | No | Complete | 2011-06-13 | 2011-10-11 | 2011-11-21 | 2011-11-21
SRP03418 | SREC Solar | SCHULTZ |  | 7 | 0 | Residential | 0 | MANALAPAN | 7726 | 17 | GEOSCAPE SOLAR | JCP&L | No | Complete | 2011-06-13 | 2011-12-08 | 2011-12-28 | 2011-12-28
SRP03419 | SREC Solar | BARONE |  | 7.38 | 0 | Residential | 1 | MONROE TOWNSHIP | 8831 | 11 | ALTERIS RENEWABLES | JCP&L | No | Complete | 2011-06-13 | 2011-08-16 | 2011-09-06 | 2011-09-06
SRP03420 | SREC Solar | HOGGS |  | 7.755 | 0 | Residential | 1 | COLUMBUS | 8022 | 13 | TRINITY HEATING AND AIR | PSE&G BPU | No | Complete | 2011-06-13 | 2011-07-14 | 2011-07-22 | 2011-07-22
SRP03422 | SREC Solar | GLOWZENSKI |  | 4.7 | 0 | Residential | 1 | NEW EGYPT | 8533 | 18 | TRINITY HEATING AND AIR | JCP&L | No | Complete | 2011-06-13 | 2011-07-27 | 2011-08-23 | 2011-08-23
SRP03423 | SREC Solar | RITTER |  | 4.8 | 0 | Residential | 0 | HADDON HEIGHTS | 8035 | 14 | GEOPEAK ENERGY LLC | PSE&G BPU | No | Complete | 2011-06-13 | 2011-08-22 | 2011-09-29 | 2011-09-29
SRP03424 | SREC Solar | DEVOY |  | 7.05 | 0 | Residential | 1 | WESTAMPTON | 8060 | 13 | TRINITY HEATING AND AIR | PSE&G BPU | No | Complete | 2011-06-13 | 2011-07-25 | 2011-08-03 | 2011-08-03
SRP03426 | SREC Solar | KOLCHMEYER |  | 9.87 | 0 | Residential | 0 | EAST BRUNSWICK | 8816 | 11 | TRINITY HEATING AND AIR | PSE&G BPU | No | Complete | 2011-06-13 | 2011-10-18 | 2011-12-27 | 2011-12-27
SRP03427 | SREC Solar | CIARDI |  | 7.52 | 0 | Residential | 1 | HOPATCONG | 7843 | 1 | TRINITY HEATING AND AIR | JCP&L | No | Complete | 2011-06-13 | 2011-07-19 | 2011-07-27 | 2011-07-27
SRP03428 | SREC Solar | RANCE | SUTTON PLACE | 18.8 | 0 | Non Profit | 0 | LONG BRANCH | 7740 | 17 | 4 BESTSOLAR | JCP&L | No | Complete | 2011-06-13 | 2011-10-05 | 2011-11-15 | 2011-11-15
SRP03429 | SREC Solar | STOLLEN | STOLLEN MACHINE & TOOL CO. | 38.07 | 0 | Commercial | 0 | KENILWORTH | 7033 | 10 | TRINITY HEATING AND AIR | PSE&G BPU | No | Complete | 2011-06-13 | 2011-11-21 | 2011-12-20 | 2011-12-20
SRP03430 | SREC Solar | SCHUMACHER | SCHUMACHER ESTATES | 55.5 | 3850 | Commercial | 0 | FRANKLIN LAKES | 7417 | 7 | SOLAR ENERGY WORLD-W | Orange & Rockland Elec | No | Complete | 2011-06-13 | 2011-07-18 | 2012-03-07 | 2012-06-19
SRP03431 | SREC Solar | TANTLEFF |  | 7.05 | 0 | Residential | 0 | NEWTON | 7860 | 1 | AZTEC SOLAR POWER | JCP&L | No | Complete | 2011-06-13 | 2011-09-15 | 2011-12-20 | 2011-12-20
SRP03432 | SREC Solar | BALTAZAR |  | 4.23 | 0 | Residential | 0 | RED BANK | 7701 | 17 | 4 BESTSOLAR | JCP&L | No | Complete | 2011-06-13 | 2011-09-22 | 2012-01-13 | 2012-01-13
SRP03434 | SREC Solar | HAYES |  | 11.61 | 0 | Residential | 1 | MAYS LANDING | 8330 | 19 | RCL ENTERPRISES INC. | AC Electric | No | Complete | 2011-06-13 | 2011-09-30 | 2011-11-03 | 2011-11-03
SRP03435 | SREC Solar | ELEFANTE |  | 9.46 | 0 | Residential | 1 | SWEDESBORO | 8085 | 15 | RCL ENTERPRISES INC. | AC Electric | No | Complete | 2011-06-13 | 2011-07-12 | 2011-08-03 | 2011-08-03
SRP03438 | SREC Solar | BAKOS | SOLAR HOUSE LLC/ ICE HOUSE | 843.18 | 0 | Commercial | 0 | HACKENSACK | 7601 | 7 | MERCURY SOLAR SYSTEMS | PSE&G BPU | No | Complete | 2011-06-13 | 2011-12-08 | 2011-12-29 | 2011-12-29
SRP03439 | SREC Solar | GENNA |  | 3.15 | 0 | Residential | 0 | NEWFIELD | 8344 | 15 | SELF INSTALL | AC Electric | No | Complete | 2011-06-20 | 2011-12-29 | 2012-01-24 | 2012-01-24
SRP03440 | SREC Solar | ALTOMARI |  | 7.74 | 0 | Residential | 1 | SWEDESBORO | 8085 | 15 | RCL ENTERPRISES INC. | AC Electric | No | Complete | 2011-06-20 | 2011-07-12 | 2011-08-03 | 2011-08-03
SRP03442 | SREC Solar | LEE |  | 10.56 | 0 | Residential | 0 | LAWRENCEVILLE | 8648 | 12 | SOLAR WORKS NJ | PSE&G BPU | No | Complete | 2011-06-20 | 2012-02-08 | 2012-03-20 | 2012-03-20
SRP03443 | SREC Solar | CULTON |  | 9.66 | 0 | Residential | 0 | PORT REPUBLIC | 8241 | 19 | MERCURY SOLAR SYSTEMS | AC Electric | No | Complete | 2011-06-20 | 2011-11-17 | 2011-12-14 | 2011-12-14
SRP03444 | SREC Solar | ENZ |  | 5.64 | 0 | Residential | 1 | PEMBERTON | 8068 | 13 | TRINITY HEATING AND AIR | JCP&L | No | Complete | 2011-06-20 | 2011-07-14 | 2011-07-22 | 2011-07-22
SRP03445 | SREC Solar | MCGILL |  | 5.52 | 0 | Residential | 1 | SOMERS POINT | 8244 | 19 | MERCURY SOLAR SYSTEMS | AC Electric | No | Complete | 2011-06-20 | 2011-10-03 | 2011-11-21 | 2011-11-21
SRP03446 | SREC Solar | GOLDSMITH |  | 3.055 | 0 | Residential | 1 | MARLTON | 8053 | 13 | TRINITY HEATING AND AIR | PSE&G BPU | No | Complete | 2011-06-20 | 2011-07-27 | 2011-08-04 | 2011-08-04
SRP03447 | SREC Solar | WARBURTON |  | 10.36 | 0 | Residential | 1 | CAPE MAY COURT HOUSE | 8219 | 21 | MERCURY SOLAR SYSTEMS | AC Electric | No | Complete | 2011-06-20 | 2011-10-03 | 2011-10-12 | 2011-10-12
SRP03448 | SREC Solar | GONZALEZ |  | 9.87 | 0 | Residential | 0 | SAYREVILLE | 8872 | 11 | TRINITY HEATING AND AIR | JCP&L | No | Complete | 2011-06-20 | 2011-08-22 | 2011-08-30 | 2011-08-30
SRP03449 | SREC Solar | GUIDONI JR. |  | 10.8 | 0 | Residential | 1 | BRIDGETON | 8302 | 20 | MERCURY SOLAR SYSTEMS | AC Electric | No | Complete | 2011-06-20 | 2011-10-03 | 2011-10-12 | 2011-10-12
SRP03450 | SREC Solar | STRENO |  | 5.98 | 0 | Residential | 1 | FORKED RIVER | 8734 | 18 | ALLSEASON CONSTRUCTION | JCP&L | No | Complete | 2011-06-20 | 2012-06-20 | 2012-07-05 | 2012-07-05
SRP03451 | SREC Solar | RYAN |  | 4.23 | 0 | Residential | 1 | SPOTSWOOD | 8884 | 11 | TRINITY HEATING AND AIR | JCP&L | No | Complete | 2011-06-20 | 2011-08-15 | 2011-08-25 | 2011-08-25
SRP03452 | SREC Solar | YOO |  | 5.52 | 0 | Residential | 1 | WARETOWN | 8758 | 18 | ALLSEASON CONSTRUCTION | JCP&L | No | Complete | 2011-06-20 | 2012-06-20 | 2012-07-05 | 2012-07-05
SRP03453 | SREC Solar | FEARNS |  | 7.59 | 0 | Residential | 1 | LITTLE EGG HARBOR TWP | 8087 | 18 | ALLSEASON CONSTRUCTION | AC Electric | No | Complete | 2011-06-20 | 2012-02-14 | 2012-03-28 | 2012-03-28
SRP03454 | SREC Solar | TOLOSI |  | 12.455 | 0 | Residential | 1 | BLAIRSTOWN | 7825 | 2 | TRINITY HEATING AND AIR | JCP&L | No | Complete | 2011-06-20 | 2011-10-14 | 2012-01-11 | 2012-01-11
SRP03455 | SREC Solar | CILLUFFO |  | 5.06 | 0 | Residential | 1 | LEHT | 8087 | 18 | ALLSEASON CONSTRUCTION | AC Electric | No | Complete | 2011-06-20 | 2012-06-19 | 2012-06-21 | 2012-06-21
SRP03456 | SREC Solar | SMITH |  | 3.22 | 0 | Residential | 1 | LEHT | 8087 | 18 | ALLSEASON CONSTRUCTION | AC Electric | No | Complete | 2011-06-20 | 2012-02-14 | 2012-03-22 | 2012-03-22
SRP03458 | SREC Solar | CZAJKOWSKI |  | 6.075 | 0 | Residential | 0 | LEBANON | 8833 | 4 | SUN FARM NETWORK | JCP&L | No | Complete | 2011-06-20 | 2011-09-21 | 2011-10-13 | 2011-10-13
SRP03461 | SREC Solar | WEARY |  | 12.8 | 0 | Residential | 1 | PORT REPUBLIC | 8241 | 19 | MERCURY SOLAR SYSTEMS | AC Electric | No | Complete | 2011-06-20 | 2011-10-03 | 2011-10-12 | 2011-10-12
SRP03462 | SREC Solar | BEACH |  | 7.59 | 0 | Residential | 1 | LEHT | 8087 | 18 | ALLSEASON CONSTRUCTION | AC Electric | No | Complete | 2011-06-20 | 2012-06-19 | 2012-06-28 | 2012-06-28
SRP03463 | SREC Solar | BOHNER |  | 8.28 | 0 | Residential | 1 | MANAHAWKIN | 8050 | 18 | ALLSEASON CONSTRUCTION | AC Electric | No | Complete | 2011-06-20 | 2012-06-19 | 2012-06-28 | 2012-06-28
SRP03464 | SREC Solar | PACZKOWSKI |  | 8.97 | 0 | Residential | 1 | LEHT | 8087 | 18 | ALLSEASON CONSTRUCTION | AC Electric | No | Complete | 2011-06-20 | 2012-02-14 | 2012-04-24 | 2012-04-24
SRP03465 | SREC Solar | JACHIMSKI |  | 5.06 | 0 | Residential | 1 | LEHT | 8087 | 18 | ALLSEASON CONSTRUCTION | AC Electric | No | Complete | 2011-06-20 | 2012-02-14 | 2012-03-22 | 2012-03-22
SRP03466 | SREC Solar | DEYO JR. |  | 6.9 | 0 | Residential | 1 | LITTLE EGG HARBOR | 8087 | 18 | ALLSEASON CONSTRUCTION | AC Electric | No | Complete | 2011-06-20 | 2012-02-14 | 2012-03-22 | 2012-03-22
SRP03467 | SREC Solar | DEVELDE |  | 8.085 | 0 | Residential | 0 | CRANFORD | 7016 | 10 | 1ST LIGHT ENERGY, INC. | PSE&G BPU | No | Complete | 2011-06-20 | 2011-11-10 | 2012-02-24 | 2012-02-24
SRP03468 | SREC Solar | FRANCIS |  | 5.98 | 0 | Residential | 1 | KEYPORT | 7735 | 17 | GEOGENIX | JCP&L | No | Complete | 2011-06-20 | 2011-09-23 | 2011-10-17 | 2011-10-17
SRP03469 | SREC Solar | LACKNER |  | 10.12 | 0 | Residential | 1 | HAZLET | 7730 | 17 | GEOGENIX | JCP&L | No | Complete | 2011-06-20 | 2011-08-03 | 2011-08-08 | 2011-08-08
SRP03470 | SREC Solar | MOLINARI |  | 7.05 | 0 | Residential | 1 | WALL | 7823 | 2 | ROOF DIAGNOSTICS INC | JCP&L | No | Complete | 2011-06-20 | 2012-04-26 | 2012-05-10 | 2012-05-10
SRP03471 | SREC Solar | REVERENDO | TIFFANY & COMPANY CFC | 74.24 | 0 | Commercial | 0 | WHIPPANY | 7981 | 3 | ROWE ELECTRIC INC | JCP&L | No | Complete | 2011-06-20 | 2011-09-14 | 2011-09-28 | 2011-09-28
SRP03473 | SREC Solar | STROLLO |  | 5.17 | 0 | Residential | 1 | JACKSON | 8527 | 18 | ROOF DIAGNOSTICS INC | JCP&L | No | Complete | 2011-06-20 | 2012-03-30 | 2012-04-25 | 2012-04-25
SRP03474 | SREC Solar | FOSCHI | FOSCHI AUTO TUNE | 18.48 | 0 | Commercial | 0 | VINELAND | 8360 | 20 | GO SOLAR ELECTRIC, LLC | Vineland Muni Elec | No | Complete | 2011-06-20 | 2011-11-03 | 2011-12-06 | 2011-12-06
SRP03475 | SREC Solar | GRANT | GREGORY NEIL GRANT | 14.8 | 0 | Commercial | 0 | FORKED RIVER | 8731 | 18 | BRITE IDEA ENERGY | JCP&L | No | Complete | 2011-06-20 | 2011-10-18 | 2011-11-03 | 2011-11-03
SRP03476 | SREC Solar | GANGI | GANGI GRAPHICS | 21.84 | 0 | Commercial | 0 | BRICK | 8724 | 18 | EVERGREEN S.E. INC. | JCP&L | No | Complete | 2011-06-20 | 2012-01-10 | 2012-02-17 | 2012-02-17
SRP03477 | SREC Solar | SCOTT | UNITED STATIONERS SUPPLY COMPANY | 927.78 | 0 | Commercial | 1 | CRANBURY | 8512 | 11 | SUNDURANCE ENERGY | PSE&G BPU | No | Complete | 2011-06-20 | 2012-01-18 | 2012-02-20 | 2012-02-20
SRP03478 | SREC Solar | LAURIA |  | 6.11 | 0 | Residential | 1 | WALL | 7719 | 17 | ROOF DIAGNOSTICS INC | JCP&L | No | Complete | 2011-06-20 | 2012-04-02 | 2012-04-24 | 2012-04-24
SRP03479 | SREC Solar | RICHARDS |  | 7.755 | 0 | Residential | 1 | BRICK | 8723 | 18 | ROOF DIAGNOSTICS INC | JCP&L | No | Complete | 2011-06-20 | 2011-12-28 | 2012-05-10 | 2012-05-10
SRP03480 | SREC Solar | MURTIE |  | 7.05 | 0 | Residential | 1 | NEPTUNE | 7753 | 17 | ROOF DIAGNOSTICS INC | JCP&L | No | Complete | 2011-06-20 | 2012-05-03 | 2012-05-21 | 2012-05-21
SRP03481 | SREC Solar | DY |  | 4.6 | 0 | Residential | 0 | EDISON | 8820 | 11 | REC SOLAR, INC. | PSE&G BPU | No | Complete | 2011-06-20 | 2011-11-07 | 2011-12-09 | 2011-12-09
SRP03482 | SREC Solar | STAMNES |  | 6.44 | 0 | Residential | 1 | WARETOWN | 8758 | 18 | RELIABLE POWER SERVICES, INC. | JCP&L | No | Complete | 2011-06-20 | 2011-12-28 | 2012-01-24 | 2012-01-24
SRP03483 | SREC Solar | PULWER |  | 6.48 | 0 | Residential | 1 | SOMERSET | 8873 | 5 | REC SOLAR, INC. | PSE&G BPU | No | Complete | 2011-06-20 | 2011-10-11 | 2011-10-26 | 2011-10-26
SRP03484 | SREC Solar | THOMAS |  | 8.97 | 0 | Residential | 1 | WARETOWN | 8758 | 18 | RELIABLE POWER SERVICES, INC. | JCP&L | No | Complete | 2011-06-20 | 2011-10-27 | 2012-03-20 | 2012-03-20
SRP03485 | SREC Solar | CHANPURA |  | 6.48 | 0 | Residential | 0 | LAWRENCEVILLE | 8648 | 12 | BEST ENERGY POWER | PSE&G BPU | No | Complete | 2011-06-20 | 2011-08-31 | 2011-12-08 | 2011-12-08
SRP03486 | SREC Solar | PISCOPE |  | 6.44 | 0 | Residential | 1 | BRICK | 8724 | 18 | RELIABLE POWER SERVICES, INC. | JCP&L | No | Complete | 2011-06-20 | 2012-01-11 | 2012-02-17 | 2012-02-17
SRP03487 | SREC Solar | ROMA |  | 7.755 | 0 | Residential | 1 | TOMS RIVER | 8753 | 18 | TRINITY HEATING AND AIR | JCP&L | No | Complete | 2011-06-20 | 2011-09-21 | 2011-10-04 | 2011-10-04
SRP03488 | SREC Solar | HOLUB |  | 10.752 | 0 | Residential | 0 | HACKETSTOWN | 7840 | 2 | SKYLINE SOLAR | JCP&L | No | Complete | 2011-06-20 | 2011-11-08 | 2012-01-26 | 2012-01-26
SRP03489 | SREC Solar | FERRO |  | 6.44 | 0 | Residential | 1 | WARETOWN | 8758 | 18 | RELIABLE POWER SERVICES, INC. | JCP&L | No | Complete | 2011-06-20 | 2012-01-11 | 2012-02-17 | 2012-02-17
SRP03490 | SREC Solar | AURILLA | ECOMEN SOLAR | 12.54 | 0 | Residential | 1 | MANCHESTER | 8759 | 18 | SELF INSTALL | JCP&L | No | Complete | 2011-06-20 | 2011-11-08 | 2011-11-22 | 2011-11-22
SRP03491 | SREC Solar | CONFORTI |  | 5.98 | 0 | Residential | 1 | TOMS RIVER | 8757 | 18 | RELIABLE POWER SERVICES, INC. | JCP&L | No | Complete | 2011-06-20 | 2011-10-27 | 2011-12-20 | 2011-12-20
SRP03492 | SREC Solar | GISCHE |  | 5.52 | 0 | Residential | 1 | WARETOWN | 8758 | 18 | RELIABLE POWER SERVICES, INC. | JCP&L | No | Complete | 2011-06-20 | 2011-11-02 | 2011-12-16 | 2011-12-16
SRP03493 | SREC Solar | AURILLA | ECOMEN SOLAR | 6.58 | 0 | Residential | 1 | MANCHESTER | 8759 | 18 | SELF INSTALL | JCP&L | No | Complete | 2011-06-20 | 2011-10-20 | 2011-12-08 | 2011-12-08
SRP03494 | SREC Solar | FEDERICO |  | 5.52 | 0 | Residential | 1 | WARETOWN | 8758 | 18 | RELIABLE POWER SERVICES, INC. | JCP&L | No | Complete | 2011-06-20 | 2011-11-02 | 2012-01-05 | 2012-01-05
SRP03495 | SREC Solar | BEUN |  | 9.165 | 0 | Residential | 1 | MOUNT LAUREL | 8054 | 13 | TRINITY HEATING AND AIR | PSE&G BPU | No | Complete | 2011-06-20 | 2011-10-18 | 2011-12-20 | 2011-12-20
SRP03497 | SREC Solar | HORSLEY |  | 3.29 | 0 | Residential | 1 | NEPTUNE | 7753 | 17 | TRINITY HEATING AND AIR | JCP&L | No | Complete | 2011-06-20 | 2011-11-21 | 2011-12-09 | 2011-12-09
SRP03498 | SREC Solar | MURDOCH |  | 8.97 | 0 | Residential | 1 | MIDDLETOWN | 7748 | 17 | RELIABLE POWER SERVICES, INC. | JCP&L | No | Complete | 2011-06-20 | 2011-10-27 | 2012-02-29 | 2012-02-29
SRP03500 | SREC Solar | TOMLIN |  | 20.16 | 2500 | Residential | 0 | BELLEPLAIN | 8270 | 21 | KAITANNA SOLAR, LLC | AC Electric | No | Complete | 2011-06-20 | 2011-10-28 | 2012-01-24 | 2012-04-04
SRP03501 | SREC Solar | GERMANIO | BELLEPLAIN SUPPLY | 23.04 | 3225.6 | Commercial | 0 | BELLEPLAIN | 8270 | 21 | KAITANNA SOLAR, LLC | AC Electric | No | Complete | 2011-06-20 | 2011-12-06 | 2012-01-24 | 2012-04-04
SRP03502 | SREC Solar | GERMANIO |  | 20.16 | 2500 | Residential | 0 | BELLEPLAIN | 8270 | 21 | KAITANNA SOLAR, LLC | AC Electric | No | Complete | 2011-06-20 | 2011-11-22 | 2012-01-24 | 2012-04-04
SRP03503 | SREC Solar | HERNANDEZ |  | 23.97 | 0 | Residential | 1 | BRIDGETON | 8302 | 20 | MERCURY SOLAR SYSTEMS | AC Electric | No | Complete | 2011-06-20 | 2014-09-19 | 2014-10-01 | 2014-10-01
SRP03504 | SREC Solar | COOKE |  | 19.975 | 0 | Residential | 1 | SALEM | 8079 | 16 | RCL ENTERPRISES INC. | AC Electric | No | Complete | 2011-06-20 | 2012-05-03 | 2012-05-17 | 2012-05-17
SRP03506 | SREC Solar | O'HARA | BPG HOTEL XVII OPERATING LLC | 1090.98 | 0 | Commercial | 1 | EAST RUTHERFORD | 7073 | 7 | SPG SOLAR INC. | JCP&L | No | Complete | 2011-06-20 | 2012-03-08 | 2012-04-17 | 2012-04-17
SRP03507 | SREC Solar | OLIVO |  | 4.945 | 0 | Residential | 1 | PATERSON | 7502 | 6 | CORBIN SOLAR SOLUTIONS, LLC | PSE&G BPU | No | Complete | 2011-06-20 | 2011-10-11 | 2011-10-26 | 2011-10-26
SRP03508 | SREC Solar | SMITH |  | 4.4 | 0 | Residential | 1 | MIDLAND PARK | 7432 | 7 | REC SOLAR, INC. | PSE&G BPU | No | Complete | 2011-06-20 | 2011-12-16 | 2012-01-24 | 2012-01-24
SRP03509 | SREC Solar | LEMONGELLO |  | 5.375 | 0 | Residential | 1 | MAYWOOD | 7607 | 7 | A-TOP ALTERNATIVE ENERGY | PSE&G BPU | No | Complete | 2011-06-20 | 2011-11-25 | 2011-12-27 | 2011-12-27
SRP03510 | SREC Solar | LINZER |  | 12.88 | 0 | Residential | 1 | BERGENFIELD | 7621 | 7 | REC SOLAR, INC. | PSE&G BPU | No | Complete | 2011-06-20 | 2011-08-29 | 2011-10-21 | 2011-10-21
SRP03511 | SREC Solar | TABASSO |  | 10.175 | 0 | Residential | 0 | ABSECON | 8201 | 19 | BRITE IDEA ENERGY | AC Electric | No | Complete | 2011-06-20 | 2011-09-21 | 2011-12-16 | 2011-12-16
SRP03513 | SREC Solar | CHAIKO |  | 5.64 | 0 | Residential | 1 | PENNINGTON | 8534 | 12 | TRINITY HEATING AND AIR | JCP&L | No | Complete | 2011-06-20 | 2011-12-28 | 2012-01-31 | 2012-01-31
SRP03515 | SREC Solar | TORCHIA |  | 6.345 | 0 | Residential | 1 | LONG BRANCH | 7740 | 17 | TRINITY HEATING AND AIR | JCP&L | No | Complete | 2011-06-20 | 2011-07-28 | 2011-08-08 | 2011-08-08
SRP03516 | SREC Solar | MEHAFFEY |  | 4.44 | 0 | Residential | 1 | MILFORD | 8848 | 4 | TRINITY HEATING AND AIR | JCP&L | No | Complete | 2011-06-20 | 2011-08-24 | 2011-09-01 | 2011-09-01
SRP03517 | SREC Solar | MENDELSON |  | 7.77 | 0 | Residential | 1 | JACKSON | 8527 | 18 | TRINITY HEATING AND AIR | JCP&L | No | Complete | 2011-06-20 | 2011-10-07 | 2011-10-21 | 2011-10-21
SRP03518 | SREC Solar | HUDSON JR. | EVESHAM BUILDING ASSOCIATES, LLC | 50.83 | 0 | Commercial | 0 | VOORHEES | 8043 | 14 | SEA BRIGHT SOLAR, LLC | PSE&G BPU | No | Complete | 2011-06-20 | 2011-07-06 | 2012-01-05 | 2012-01-05
SRP03519 | SREC Solar | BLACKMAN | CASH STORES OF NEW JERSEY | 2.94 | 0 | Commercial | 1 | RED BANK | 7701 | 17 | NEW AGE SOLAR, LLC | JCP&L | No | Complete | 2011-06-20 | 2012-02-23 | 2012-04-05 | 2012-04-05
SRP03520 | SREC Solar | CAPORASO |  | 2.142 | 0 | Residential | 0 | TOMS RIVER | 8753 | 18 | AMERICAN RENEWABLE ENERGY, INC | JCP&L | No | Complete | 2011-06-20 | 2011-07-25 | 2011-08-17 | 2011-08-17
SRP03522 | SREC Solar | FOX |  | 11.745 | 0 | Residential | 0 | BURLINGTON | 8016 | 13 | SEA BRIGHT SOLAR, LLC | PSE&G BPU | No | Complete | 2011-06-20 | 2011-10-21 | 2011-11-22 | 2011-11-22
SRP03523 | SREC Solar | BUXTON |  | 5.64 | 0 | Residential | 1 | TOMS RIVER | 8753 | 18 | TRINITY HEATING AND AIR | JCP&L | No | Complete | 2011-06-20 | 2011-11-30 | 2011-12-28 | 2011-12-28
SRP03524 | SREC Solar | BOND |  | 7.52 | 0 | Residential | 1 | SCOTCH PLAINS | 7076 | 10 | TRINITY HEATING AND AIR | PSE&G BPU | No | Complete | 2011-06-20 | 2011-10-05 | 2011-11-15 | 2011-11-15
SRP03525 | SREC Solar | PETRY |  | 7.05 | 0 | Residential | 1 | HAMMONTON | 8037 | 19 | TRINITY HEATING AND AIR | AC Electric | No | Complete | 2011-06-20 | 2012-01-16 | 2012-02-09 | 2012-02-09
SRP03526 | SREC Solar | KIMBROUGH |  | 2.35 | 0 | Residential | 1 | WILLINGBORO | 8046 | 13 | TRINITY HEATING AND AIR | PSE&G BPU | No | Complete | 2011-06-20 | 2011-08-12 | 2011-08-25 | 2011-08-25
SRP03527 | SREC Solar | SLEISTER |  | 4.44 | 0 | Residential | 1 | MARMORA | 8223 | 21 | TRINITY HEATING AND AIR | AC Electric | No | Complete | 2011-06-20 | 2011-12-19 | 2012-01-19 | 2012-01-19
SRP03528 | SREC Solar | NUCCETELLI |  | 17.155 | 0 | Residential | 1 | TINTON FALLS | 7724 | 17 | TRINITY HEATING AND AIR | JCP&L | No | Complete | 2011-06-20 | 2011-11-14 | 2011-12-06 | 2011-12-06
SRP03529 | SREC Solar | KOWALCZYK |  | 6.58 | 0 | Residential | 1 | EAST HANOVER | 7936 | 3 | TRINITY HEATING AND AIR | JCP&L | No | Complete | 2011-06-20 | 2011-07-14 | 2011-07-22 | 2011-07-22
SRP03530 | SREC Solar | LISEK |  | 7.36 | 0 | Residential | 1 | GALLOWAY | 8205 | 19 | TRINITY HEATING AND AIR | AC Electric | No | Complete | 2011-06-20 | 2011-07-14 | 2011-07-22 | 2011-07-22
SRP03531 | SREC Solar | FERNANDEZ |  | 9.165 | 0 | Residential | 1 | PEMBERTON | 8015 | 13 | TRINITY HEATING AND AIR | JCP&L | No | Complete | 2011-06-20 | 2011-10-24 | 2011-11-09 | 2011-11-09
SRP03532 | SREC Solar | CARUSO |  | 5.64 | 0 | Residential | 1 | BROWNS MILLS | 8015 | 13 | TRINITY HEATING AND AIR | JCP&L | No | Complete | 2011-06-20 | 2011-09-29 | 2011-10-12 | 2011-10-12
SRP03533 | SREC Solar | POLIZAANO |  | 7.52 | 0 | Residential | 1 | BRIDGEWATER | 8807 | 5 | TRINITY HEATING AND AIR | PSE&G BPU | No | Complete | 2011-06-20 | 2011-09-20 | 2011-11-15 | 2011-11-15
SRP03534 | SREC Solar | MANZETTI |  | 8.88 | 0 | Residential | 1 | LAKEWOOD | 8701 | 18 | TRINITY HEATING AND AIR | JCP&L | No | Complete | 2011-06-20 | 2011-10-28 | 2011-11-15 | 2011-11-15
SRP03535 | SREC Solar | ROMANO |  | 11.28 | 0 | Residential | 1 | WEST LONG BRANCH | 7764 | 17 | TRINITY HEATING AND AIR | JCP&L | No | Complete | 2011-06-20 | 2011-12-16 | 2012-01-20 | 2012-01-20
SRP03536 | SREC Solar | MILOSZAR |  | 3.885 | 0 | Residential | 1 | LAWRENCE TOWNSHIP | 8648 | 12 | TRINITY HEATING AND AIR | PSE&G BPU | No | Complete | 2011-06-20 | 2011-09-30 | 2011-10-13 | 2011-10-13
SRP03537 | SREC Solar | REILLY |  | 11.28 | 1579.2 | Residential | 1 | CARNEYS POINT | 8069 | 16 | ALTERNATIVE ELECTRIC, INC. | AC Electric | No | Complete | 2011-06-20 | 2012-02-15 | 2012-03-07 | 2012-06-19
SRP03538 | SREC Solar | IMBRO |  | 6.815 | 0 | Residential | 1 | LAKEWOOD | 8701 | 18 | TRINITY HEATING AND AIR | JCP&L | No | Complete | 2011-06-20 | 2011-07-26 | 2011-08-02 | 2011-08-02
SRP03539 | SREC Solar | SORGE |  | 13.05 | 0 | Residential | 0 | BASKING RIDGE | 7920 | 5 | THE SOLAR CENTER, INC. | JCP&L | No | Complete | 2011-06-20 | 2011-10-04 | 2011-10-13 | 2011-10-13
SRP03540 | SREC Solar | GIERMANSKI |  | 6.9 | 0 | Residential | 1 | CLIFFWOOD | 7721 | 17 | GEOGENIX | JCP&L | No | Complete | 2011-06-20 | 2011-12-12 | 2012-01-11 | 2012-01-11
SRP03542 | SREC Solar | WISNIEWSKI |  | 1.8 | 0 | Residential | 0 | READINGTON | 8870 | 4 | GEOGENIX | JCP&L | No | Complete | 2011-06-20 | 2011-11-07 | 2011-12-14 | 2011-12-14
SRP03543 | SREC Solar | KEYES |  | 9 | 0 | Residential | 0 | MOUNT LAUREL | 8054 | 13 | SEA BRIGHT SOLAR, LLC | PSE&G BPU | No | Complete | 2011-06-20 | 2012-01-06 | 2012-01-20 | 2012-01-20
SRP03544 | SREC Solar | BRINKOFSKI |  | 8.28 | 0 | Residential | 1 | MILLVILLE | 8332 | 20 | SEA BRIGHT SOLAR, LLC | AC Electric | No | Complete | 2011-06-20 | 2011-12-21 | 2012-01-19 | 2012-01-19
SRP03545 | SREC Solar | SERVIDIO |  | 3.91 | 0 | Residential | 1 | MANASQUAN | 8736 | 17 | SEA BRIGHT SOLAR, LLC | JCP&L | No | Complete | 2011-06-20 | 2011-10-12 | 2012-03-08 | 2012-03-08
SRP03546 | SREC Solar | WEHRLE |  | 9.99 | 0 | Residential | 1 | MANCHESTER | 8759 | 18 | TRINITY HEATING AND AIR | JCP&L | No | Complete | 2011-06-20 | 2011-12-08 | 2012-01-05 | 2012-01-05
SRP03547 | SREC Solar | LEVOWITZ | YESHIVA NESIVOS OHR INC. | 369.655 | 0 | School Other | 1 | LAKEWOOD | 8701 | 18 | AROSA SOLAR ENERGY, INC | JCP&L | No | Complete | 2011-06-20 | 2012-04-24 | 2012-05-22 | 2012-05-22
SRP03548 | SREC Solar | CATANA |  | 9.25 | 0 | Residential | 1 | COLUMBUS | 8022 | 13 | TRINITY HEATING AND AIR | PSE&G BPU | No | Complete | 2011-06-20 | 2011-07-14 | 2011-07-22 | 2011-07-22
SRP03549 | SREC Solar | VAZ |  | 9 | 0 | Residential | 0 | EDISON | 8820 | 11 | EXACT SOLAR | PSE&G BPU | No | Complete | 2011-06-20 | 2012-01-27 | 2012-02-22 | 2012-02-22
SRP03550 | SREC Solar | BRADLEY |  | 4.995 | 0 | Residential | 1 | BURLINGTON | 8016 | 13 | TRINITY HEATING AND AIR | PSE&G BPU | No | Complete | 2011-06-20 | 2011-08-16 | 2011-08-25 | 2011-08-25
SRP03551 | SREC Solar | DURSO |  | 12.6 | 0 | Farm | 0 | HOWELL | 7731 | 17 | AFFORDABLE SOLARTECH | JCP&L | No | Complete | 2011-06-20 | 2012-03-26 | 2012-05-24 | 2012-05-24
SRP03552 | SREC Solar | BAS |  | 8.93 | 0 | Residential | 0 | SUSSEX | 7461 | 1 | TRINITY HEATING AND AIR | Not Known | No | Complete | 2011-06-20 | 2012-03-30 | 2012-04-24 | 2012-04-24
SRP03555 | SREC Solar | SPENGLER | 151 SECOND ST CONDOMINIUM ASSOC. | 33.63 | 0 | Commercial | 0 | HOBOKEN | 7030 | 8 | SELF INSTALL | PSE&G BPU | No | Complete | 2011-06-20 | 2011-10-07 | 2011-12-16 | 2011-12-16
SRP03556 | SREC Solar | GILLIGAN |  | 3.22 | 0 | Residential | 1 | SPRING LAKE HEIGHTS | 7762 | 17 | ALTERIS RENEWABLES | JCP&L | No | Complete | 2011-06-20 | 2011-10-27 | 2011-11-10 | 2011-11-10
SRP03557 | SREC Solar | HEINRICHS |  | 5.175 | 0 | Residential | 1 | TUKERTON | 8087 | 18 | CORBIN SOLAR SOLUTIONS, LLC | AC Electric | No | Complete | 2011-06-20 | 2011-09-29 | 2011-10-12 | 2011-10-12
SRP03558 | SREC Solar | O'ROURKE |  | 5.175 | 0 | Residential | 1 | WOODRIDGE | 7075 | 7 | CORBIN SOLAR SOLUTIONS, LLC | PSE&G BPU | No | Complete | 2011-06-20 | 2011-12-22 | 2012-01-19 | 2012-01-19
SRP03559 | SREC Solar | GERIA |  | 8.64 | 0 | Residential | 0 | WARREN | 7059 | 5 | ROSS SOLAR GROUP, LLC | JCP&L | No | Complete | 2011-06-20 | 2011-12-08 | 2012-08-10 | 2012-08-10
SRP03560 | SREC Solar | BREWIN | BRIGANTINE BOARD OF EDUCATION | 280.8 | 0 | School Public K-12 | 0 | BRIGANTINE | 8203 | 19 | CALVI ELECTRIC COMPANY | AC Electric | No | Complete | 2011-06-20 | 2011-11-04 | 2011-12-14 | 2011-12-14
SRP03561 | SREC Solar | CRESSEY |  | 11.96 | 0 | Residential | 1 | MAYS LANDING | 8330 | 19 | MERCURY SOLAR SYSTEMS | AC Electric | No | Complete | 2011-06-20 | 2011-10-03 | 2011-10-12 | 2011-10-12
SRP03562 | SREC Solar | FURGIONE |  | 6.29 | 0 | Residential | 1 | HAMMONTON | 8037 | 19 | MERCURY SOLAR SYSTEMS | AC Electric | No | Complete | 2011-06-20 | 2011-10-03 | 2011-10-12 | 2011-10-12
SRP03563 | SREC Solar | URBAN |  | 7.05 | 0 | Residential | 0 | KEANSBURG | 7734 | 17 | GARDEN STATE SOLAR LLC | JCP&L | No | Complete | 2011-06-20 | 2011-06-30 | 2011-07-15 | 2011-07-15
SRP03564 | SREC Solar | KENNEDY |  | 7.05 | 0 | Residential | 0 | MIDDLETOWN | 7748 | 17 | GARDEN STATE SOLAR LLC | JCP&L | No | Complete | 2011-06-20 | 2011-08-09 | 2012-05-24 | 2012-05-24
SRP03565 | SREC Solar | MOSESON |  | 14.06 | 0 | Residential | 0 | LAKEWOOD | 8701 | 18 | GREEN APPLE ENERGY SYSTEMS, LLC | JCP&L | No | Complete | 2011-06-20 | 2011-07-07 | 2011-08-17 | 2011-08-17
SRP03566 | SREC Solar | RANDZIO |  | 7.755 | 0 | Residential | 0 | EAST BRUNSWICK | 8816 | 11 | GONE GREEN TECHNOLOGIES | PSE&G BPU | No | Complete | 2011-06-20 | 2011-09-29 | 2011-12-08 | 2011-12-08
SRP03567 | SREC Solar | MANNUCCIA |  | 7.875 | 0 | Residential | 0 | WRIGHTSTOWN | 8562 | 13 | AMERICAN RENEWABLE ENERGY, INC | JCP&L | No | Complete | 2011-06-20 | 2011-09-14 | 2011-10-28 | 2011-10-28
SRP03568 | SREC Solar | RECENELLO |  | 9.02 | 0 | Residential | 1 | BARNEGAT | 8005 | 18 | TRINITY HEATING AND AIR | JCP&L | No | Complete | 2011-06-20 | 2011-10-28 | 2011-11-15 | 2011-11-15
SRP03569 | SREC Solar | CENCI |  | 11.84 | 0 | Residential | 1 | BRICK | 8724 | 18 | TRINITY HEATING AND AIR | JCP&L | No | Complete | 2011-06-20 | 2011-10-11 | 2011-11-21 | 2011-11-21
SRP03570 | SREC Solar | LORBER |  | 4.76 | 0 | Residential | 0 | MANMOUTH JUNCTION | 8852 | 11 | AMERICAN RENEWABLE ENERGY, INC | PSE&G BPU | No | Complete | 2011-06-20 | 2011-08-09 | 2011-09-23 | 2011-09-23
SRP03571 | SREC Solar | JONES |  | 10.34 | 0 | Residential | 1 | WILLIAMSTOWN | 8094 | 15 | TRINITY HEATING AND AIR | AC Electric | No | Complete | 2011-06-20 | 2011-10-03 | 2011-10-12 | 2011-10-12
SRP03572 | SREC Solar | HAINES | FRIENDS SCHOOL CORPORATION | 32.64 | 0 | School Other | 1 | MULLICA HILL | 8062 | 15 | MERCURY SOLAR SYSTEMS - PORT CHESTER | AC Electric | No | Complete | 2011-06-17 | 2012-10-17 | 2012-11-06 | 2012-11-06
SRP03573 | SREC Solar | HARKINISH |  | 4.7 | 0 | Residential | 1 | MONROE | 8831 | 11 | TRINITY HEATING AND AIR | JCP&L | No | Complete | 2011-06-20 | 2011-10-12 | 2011-11-29 | 2011-11-29
SRP03575 | SREC Solar | MANDELL |  | 5.405 | 0 | Residential | 1 | MANCHESTER | 8759 | 18 | TRINITY HEATING AND AIR | JCP&L | No | Complete | 2011-06-20 | 2011-09-30 | 2011-10-13 | 2011-10-13
SRP03576 | SREC Solar | HAINES | FRIENDS SCHOOL CORPORATION | 32.64 | 0 | School Other | 1 | MULLICA HILL | 8062 | 15 | ALTERIS RENEWABLES | AC Electric | No | Complete | 2011-06-17 | 2012-10-17 | 2012-11-06 | 2012-11-06
SRP03578 | SREC Solar | SCHIANO |  | 7.99 | 0 | Residential | 1 | PORT MURRAY | 7865 | 2 | TRINITY HEATING AND AIR | JCP&L | No | Complete | 2011-06-20 | 2011-07-29 | 2011-08-05 | 2011-08-05
SRP03579 | SREC Solar | MCGRAIL |  | 2.115 | 0 | Residential | 1 | SOMERS POINT | 8244 | 19 | TRINITY HEATING AND AIR | AC Electric | No | Complete | 2011-06-20 | 2011-11-21 | 2011-12-09 | 2011-12-09
SRP03580 | SREC Solar | YANG |  | 3.29 | 0 | Residential | 0 | EDISON | 8820 | 11 | AMERICAN RENEWABLE ENERGY, INC | PSE&G BPU | No | Complete | 2011-06-20 | 2012-02-03 | 2012-10-25 | 2012-10-25
SRP03581 | SREC Solar | VOGEL |  | 11.25 | 0 | Residential | 0 | SOMERSET | 8873 | 5 | GEOGENIX | PSE&G BPU | No | Complete | 2011-06-20 | 2011-11-14 | 2012-05-22 | 2012-05-22
SRP03583 | SREC Solar | ENG |  | 2.7 | 0 | Residential | 0 | MAPLEWOOD | 7040 | 9 | SOLAR ENERGY WORLD-W | PSE&G BPU | No | Complete | 2011-06-20 | 2011-07-22 | 2011-09-28 | 2011-09-28
SRP03584 | SREC Solar | VELEZ |  | 7.05 | 0 | Residential | 1 | PEMBERTON | 8068 | 13 | TRINITY HEATING AND AIR | JCP&L | No | Complete | 2011-06-20 | 2011-07-25 | 2011-08-03 | 2011-08-03
SRP03585 | SREC Solar | CAROLLO |  | 9.165 | 2291.25 | Residential | 1 | JACKSON | 8527 | 18 | SAMSON ELECTRIC INC. | JCP&L | No | Complete | 2011-06-20 | 2011-11-30 | 2011-12-22 | 2012-04-04
SRP03586 | SREC Solar | CHAN |  | 1.904 | 0 | Residential | 0 | WEST ORANGE | 7052 | 9 | SOLAR ENERGY WORLD-W | PSE&G BPU | No | Complete | 2011-06-20 | 2011-07-21 | 2011-12-16 | 2011-12-16
SRP03587 | SREC Solar | COHEN | ALLAMUCHY TWP SCHOOL DISTRICT | 0.66 | 0 | School Public K-12 | 0 | ALLAMUCHY | 7820 | 2 | EAST COAST ALTERNATIVE ENERGY | JCP&L | No | Complete | 2011-06-20 | 2011-10-20 | 2011-12-08 | 2011-12-08
SRP03588 | SREC Solar | CARR |  | 9.87 | 2467.5 | Residential | 1 | JACKSON | 8527 | 18 | SAMSON ELECTRIC INC. | JCP&L | No | Complete | 2011-06-20 | 2011-10-07 | 2012-01-24 | 2012-04-04
SRP03590 | SREC Solar | WAGNER |  | 6.88 | 0 | Residential | 1 | PARSIPPANY | 7054 | 3 | SOLULAR LLC. II | JCP&L | No | Complete | 2011-06-20 | 2011-08-31 | 2011-09-29 | 2011-09-29
SRP03591 | SREC Solar | DOMICI | GENERAL TOOL SPECIALTIES INC | 199.75 | 0 | Commercial | 1 | HILLSBOROUGH | 8844 | 5 | GTS PV LLC | PSE&G BPU | No | Complete | 2011-06-20 | 2012-11-28 | 2012-12-05 | 2012-12-05
SRP03594 | SREC Solar | GROSSI |  | 2.58 | 0 | Residential | 1 | PARSIPPANY | 7054 | 3 | ALTERNATIVE LIGHT & ENERGY SOLUTIONS | JCP&L | No | Complete | 2011-06-20 | 2011-09-07 | 2011-09-23 | 2011-09-23
SRP03595 | SREC Solar | GOLA |  | 4.73 | 0 | Residential | 1 | GARWOOD | 7027 | 10 | ALTERNATIVE LIGHT & ENERGY SOLUTIONS | PSE&G BPU | No | Complete | 2011-06-20 | 2011-09-02 | 2011-10-04 | 2011-10-04
SRP03596 | SREC Solar | HENDRICKS |  | 6.435 | 0 | Residential | 1 | MAPLEWOOD | 7040 | 9 | ALTERNATIVE LIGHT & ENERGY SOLUTIONS | PSE&G BPU | No | Complete | 2011-06-20 | 2011-09-02 | 2011-09-23 | 2011-09-23
SRP03599 | SREC Solar | DARNOWSKI |  | 8.325 | 0 | Residential | 0 | TOMS RIVER | 8757 | 18 | TRINITY HEATING AND AIR | JCP&L | No | Complete | 2011-06-27 | 2011-10-12 | 2011-12-08 | 2011-12-08
SRP03600 | SREC Solar | GAMBINO |  | 7.99 | 0 | Residential | 1 | BRIDGEWATER | 8807 | 5 | TRINITY HEATING AND AIR | PSE&G BPU | No | Complete | 2011-06-27 | 2011-08-18 | 2011-08-29 | 2011-08-29
SRP03601 | SREC Solar | RUSSEL |  | 6.11 | 0 | Residential | 1 | BROWNS MILLS | 8015 | 13 | TRINITY HEATING AND AIR | JCP&L | No | Complete | 2011-06-27 | 2011-08-12 | 2011-08-23 | 2011-08-23
SRP03602 | SREC Solar | KASHULINES |  | 12.69 | 0 | Residential | 1 | SICKLERVILLE | 8081 | 14 | TRINITY HEATING AND AIR | AC Electric | No | Complete | 2011-06-27 | 2012-02-22 | 2012-03-27 | 2012-03-27
SRP03603 | SREC Solar | RITTER |  | 3.76 | 0 | Residential | 1 | FARMINGDALE | 7727 | 17 | TRINITY HEATING AND AIR | JCP&L | No | Complete | 2011-06-27 | 2011-09-20 | 2011-09-23 | 2011-09-23
SRP03604 | SREC Solar | TORRE |  | 8.695 | 0 | Residential | 0 | RED BANK | 7701 | 17 | GREEN SUN ENERGY SERVICES | JCP&L | No | Complete | 2011-06-27 | 2012-01-12 | 2012-02-02 | 2012-02-02
SRP03605 | SREC Solar | JOLIN |  | 14.335 | 0 | Residential | 1 | COLUMBUS | 8002 | 14 | TRINITY HEATING AND AIR | PSE&G BPU | No | Complete | 2011-06-27 | 2011-08-16 | 2011-08-25 | 2011-08-25
SRP03606 | SREC Solar | IVORY |  | 8.46 | 0 | Residential | 1 | MT LAUREL | 8054 | 13 | TRINITY HEATING AND AIR | PSE&G BPU | No | Complete | 2011-06-27 | 2011-08-31 | 2011-10-17 | 2011-10-17
SRP03608 | SREC Solar | RIELLO |  | 7.05 | 0 | Residential | 1 | RIVERVALE | 7675 | 7 | TRINITY HEATING AND AIR | PSE&G BPU | No | Complete | 2011-06-27 | 2012-02-10 | 2012-03-15 | 2012-03-15
SRP03609 | SREC Solar | AVANZATO |  | 6.845 | 0 | Residential | 1 | COLUMBUS | 8022 | 13 | TRINITY HEATING AND AIR | PSE&G BPU | No | Complete | 2011-06-27 | 2011-08-18 | 2011-08-29 | 2011-08-29
SRP03610 | SREC Solar | IRONS |  | 7.4 | 0 | Residential | 1 | DELRAN | 8075 | 13 | TRINITY HEATING AND AIR | PSE&G BPU | No | Complete | 2011-06-27 | 2011-08-09 | 2011-08-22 | 2011-08-22
SRP03611 | SREC Solar | DRUMM |  | 11.655 | 0 | Residential | 1 | EASTAMPTON | 8060 | 13 | MERCURY SOLAR SYSTEMS | PSE&G BPU | No | Complete | 2011-06-27 | 2012-06-05 | 2012-06-13 | 2012-06-13
SRP03612 | SREC Solar | GATT |  | 38.54 | 0 | Residential | 1 | SKILLMAN | 8558 | 5 | TRINITY HEATING AND AIR | PSE&G BPU | No | Complete | 2011-06-27 | 2011-11-21 | 2011-12-20 | 2011-12-20
SRP03613 | SREC Solar | GUTHRIE |  | 6.11 | 0 | Residential | 1 | DEPTFORD | 8096 | 15 | TRINITY HEATING AND AIR | PSE&G BPU | No | Complete | 2011-06-27 | 2012-02-10 | 2012-03-15 | 2012-03-15
SRP03614 | SREC Solar | JACOBS |  | 15.18 | 0 | Residential | 1 | MILMAY | 8340 | 19 | MERCURY SOLAR SYSTEMS | AC Electric | No | Complete | 2011-06-27 | 2011-11-25 | 2011-12-27 | 2011-12-27
SRP03615 | SREC Solar | HU |  | 13.2 | 0 | Residential | 1 | NORTHFIELD | 8225 | 19 | MERCURY SOLAR SYSTEMS | AC Electric | No | Complete | 2011-06-27 | 2011-11-21 | 2011-12-09 | 2011-12-09
SRP03616 | SREC Solar | COLOMBO |  | 15.36 | 0 | Residential | 1 | LUMBERTON | 8048 | 13 | MERCURY SOLAR SYSTEMS | PSE&G BPU | No | Complete | 2011-06-27 | 2011-08-12 | 2011-08-25 | 2011-08-25
SRP03619 | SREC Solar | GLOTZER |  | 7.965 | 0 | Residential | 0 | LAKEWOOD | 8701 | 18 | NOVA ALTERNATIVE ENERGY SYSTEMS LLC | JCP&L | No | Complete | 2011-06-27 | 2011-09-20 | 2011-09-23 | 2011-09-23
SRP03621 | SREC Solar | HEYDORN |  | 12 | 0 | Residential | 0 | BURINGTON | 8016 | 13 | AMPED ON SOLAR | PSE&G BPU | No | Complete | 2011-06-27 | 2011-12-22 | 2012-01-13 | 2012-01-13
SRP03622 | SREC Solar | FUHRMAN | UTZ QUALITY FOODS, INC. | 98.56 | 0 | Commercial | 0 | PAULSBORO | 8066 | 15 | ELM ENTERPRISES LLC | PSE&G BPU | No | Complete | 2011-06-27 | 2011-12-30 | 2012-01-26 | 2012-01-26
SRP03623 | SREC Solar | MICHLING |  | 5.06 | 0 | Residential | 1 | NEPTUNE | 7753 | 17 | ACOS ENERGY, LLC | JCP&L | No | Complete | 2011-06-27 | 2011-10-21 | 2011-11-09 | 2011-11-09
SRP03624 | SREC Solar | GREENHALL |  | 5.06 | 0 | Residential | 1 | FORKED RIVER | 8731 | 18 | ACOS ENERGY, LLC | JCP&L | No | Complete | 2011-06-27 | 2011-09-14 | 2011-09-23 | 2011-09-23
SRP03625 | SREC Solar | TATASEO |  | 8.46 | 0 | Residential | 1 | MONROE | 8831 | 11 | TRINITY HEATING AND AIR | JCP&L | No | Complete | 2011-06-27 | 2011-10-03 | 2011-10-12 | 2011-10-12
SRP03627 | SREC Solar | PISCHEL |  | 7.99 | 0 | Residential | 1 | HOWELL | 7731 | 17 | TRINITY HEATING AND AIR | JCP&L | No | Complete | 2011-06-27 | 2011-09-19 | 2011-10-17 | 2011-10-17
SRP03628 | SREC Solar | BENGEL |  | 6.9 | 0 | Residential | 1 | TOMS RIVER | 8757 | 18 | SEA BRIGHT SOLAR, LLC | JCP&L | No | Complete | 2011-06-27 | 2011-11-17 | 2011-12-20 | 2011-12-20
SRP03629 | SREC Solar | PENDERGRAPH |  | 4.73 | 0 | Residential | 1 | RARITAN | 8869 | 5 | CORBIN SOLAR SOLUTIONS, LLC | PSE&G BPU | No | Complete | 2011-06-27 | 2011-10-03 | 2011-10-12 | 2011-10-12
SRP03630 | SREC Solar | DUNPHY |  | 4.7 | 0 | Residential | 1 | JACKSON | 8527 | 18 | TRINITY HEATING AND AIR | JCP&L | No | Complete | 2011-06-27 | 2011-09-19 | 2011-10-17 | 2011-10-17
SRP03631 | SREC Solar | KU |  | 5.59 | 0 | Residential | 1 | WEST ORANGE | 7052 | 9 | CORBIN SOLAR SOLUTIONS, LLC | PSE&G BPU | No | Complete | 2011-06-27 | 2011-11-28 | 2012-01-04 | 2012-01-04
SRP03632 | SREC Solar | BURKE |  | 7.59 | 0 | Residential | 0 | SUMMIT | 7901 | 10 | SOLAR ENERGY WORLD-W | JCP&L | No | Complete | 2011-06-27 | 2011-07-22 | 2011-09-28 | 2011-09-28
SRP03633 | SREC Solar | KAVANAUGH |  | 3.84 | 0 | Residential | 0 | EWING | 8638 | 12 | 4 BESTSOLAR | PSE&G BPU | No | Complete | 2011-06-27 | 2011-10-05 | 2011-12-09 | 2011-12-09
SRP03635 | SREC Solar | KEDZIERSKI | AMPED ON SOLAR | 5.28 | 0 | Residential | 0 | LAWRENCEVILLE | 8648 | 12 | AMPED ON SOLAR | PSE&G BPU | No | Complete | 2011-06-27 | 2011-11-09 | 2012-01-13 | 2012-01-13
SRP03636 | SREC Solar | JONES |  | 6.9 | 0 | Residential | 1 | TOMS RIVER | 8755 | 18 | ACOS ENERGY, LLC | JCP&L | No | Complete | 2011-06-27 | 2012-07-05 | 2012-07-20 | 2012-07-20
SRP03637 | SREC Solar | ONEILL |  | 5.06 | 0 | Residential | 1 | BELFORD | 7718 | 17 | ACOS ENERGY, LLC | JCP&L | No | Complete | 2011-06-27 | 2011-09-01 | 2011-09-08 | 2011-09-08
SRP03638 | SREC Solar | ANTHONY |  | 5.52 | 0 | Commercial | 0 | WASHINGTON | 7882 | 2 | BILL HODGE ELECTRICAL CONTRACTOR INC | JCP&L | No | Complete | 2011-06-27 | 2011-10-18 | 2011-11-03 | 2011-11-03
SRP03639 | SREC Solar | GRABOWSKI |  | 7.99 | 0 | Residential | 0 | NEWTON | 7860 | 1 | EAST COAST ALTERNATIVE ENERGY | JCP&L | No | Complete | 2011-06-27 | 2011-08-09 | 2011-08-22 | 2011-08-22
SRP03640 | SREC Solar | MARTEN |  | 6.21 | 0 | Residential | 0 | SHIP BOTTOM | 8008 | 18 | GREEN POWER ENERGY LLC | AC Electric | No | Complete | 2011-06-27 | 2011-11-09 | 2011-11-22 | 2011-11-22
SRP03641 | SREC Solar | JARRARD | RENEWVIA NORTHPORT I LLC | 1246.44 | 0 | Commercial | 0 | ELIZABETH | 7201 | 10 | CATAMOUNT CONSTRUCTORS | PSE&G BPU | No | Complete | 2011-06-27 | 2011-12-20 | 2012-01-19 | 2012-01-19
SRP03642 | SREC Solar | PAYAN |  | 7.755 | 0 | Residential | 1 | BROWNS MILLS | 8015 | 13 | TRINITY HEATING AND AIR | JCP&L | No | Complete | 2011-06-27 | 2011-12-09 | 2012-01-11 | 2012-01-11
SRP03643 | SREC Solar | KLOSEK |  | 11.1 | 0 | Residential | 1 | HOWELL | 7731 | 17 | TRINITY HEATING AND AIR | JCP&L | No | Complete | 2011-06-27 | 2011-09-28 | 2011-10-10 | 2011-10-10
SRP03647 | SREC Solar | DIAMENT |  | 7.52 | 0 | Residential | 1 | MANCHESTER | 8759 | 18 | TRINITY HEATING AND AIR | JCP&L | No | Complete | 2011-06-27 | 2011-10-12 | 2011-10-28 | 2011-10-28
SRP03648 | SREC Solar | SIDOR |  | 6.29 | 0 | Residential | 1 | JACKSON | 8527 | 18 | TRINITY HEATING AND AIR | JCP&L | No | Complete | 2011-06-27 | 2012-04-03 | 2012-04-25 | 2012-04-25
SRP03651 | SREC Solar | ANTOON |  | 10.36 | 0 | Residential | 0 | OCEANPORT | 7757 | 17 | TRINITY HEATING AND AIR | JCP&L | No | Complete | 2011-06-27 | 2011-10-05 | 2011-10-21 | 2011-10-21
SRP03652 | SREC Solar | HARRIS |  | 7.995 | 0 | Residential | 1 | SICKLERVILLE | 8081 | 14 | TRINITY HEATING AND AIR | AC Electric | No | Complete | 2011-06-27 | 2011-12-08 | 2012-01-04 | 2012-01-04
SRP03655 | SREC Solar | GARRO |  | 8.8 | 0 | Residential | 1 | CINNAMINSON | 8077 | 13 | REC SOLAR, INC. | PSE&G BPU | No | Complete | 2011-06-27 | 2012-01-10 | 2012-02-17 | 2012-02-17
SRP03656 | SREC Solar | FIETTO |  | 9.87 | 0 | Residential | 1 | HADDONFIELD | 8033 | 14 | TRINITY HEATING AND AIR | PSE&G BPU | No | Complete | 2011-06-27 | 2011-10-05 | 2011-10-21 | 2011-10-21
SRP03657 | SREC Solar | PATEL |  | 9.165 | 0 | Residential | 0 | MONROE | 8831 | 11 | PANATEC CORPORATION | JCP&L | No | Complete | 2011-06-27 | 2011-11-02 | 2011-11-16 | 2011-11-16
SRP03658 | SREC Solar | PATEL |  | 8.16 | 0 | Residential | 0 | LODI | 7644 | 7 | SEA BRIGHT SOLAR, LLC | PSE&G BPU | No | Complete | 2011-06-27 | 2011-12-21 | 2012-01-17 | 2012-01-17
SRP03659 | SREC Solar | CRYMES |  | 10.34 | 0 | Residential | 1 | EASTAMPTON | 8060 | 13 | TRINITY HEATING AND AIR | PSE&G BPU | No | Complete | 2011-06-27 | 2011-10-24 | 2011-12-09 | 2011-12-09
SRP03660 | SREC Solar | MILLER | GENESIS JERSEY CITY PARTNERS LLC | 27.83 | 0 | Commercial | 1 | JERSEY CITY | 7304 | 8 | SEA BRIGHT SOLAR, LLC | PSE&G BPU | No | Complete | 2011-06-27 | 2012-04-03 | 2012-04-11 | 2012-04-11
SRP03661 | SREC Solar | RAKAUCKAS |  | 6.15 | 0 | Residential | 1 | MARLTON | 8053 | 13 | TRINITY HEATING AND AIR | PSE&G BPU | No | Complete | 2011-06-27 | 2011-09-22 | 2011-10-04 | 2011-10-04
SRP03662 | SREC Solar | DE CASTRO |  | 4.92 | 0 | Residential | 1 | BARNEGAT | 8005 | 18 | TRINITY HEATING AND AIR | AC Electric | No | Complete | 2011-06-27 | 2012-01-18 | 2012-02-07 | 2012-02-07
SRP03663 | SREC Solar | CIBELLI |  | 5.64 | 0 | Residential | 1 | JACKSON | 8527 | 18 | TRINITY HEATING AND AIR | JCP&L | No | Complete | 2011-06-27 | 2011-12-28 | 2012-01-31 | 2012-01-31
SRP03664 | SREC Solar | ALVARADO | WINTERWOOD GIFT SHOP | 8.64 | 0 | Commercial | 0 | CAPE MAY | 8204 | 21 | SOLAR WORKS NJ | AC Electric | No | Complete | 2011-06-27 | 2012-03-07 | 2012-04-17 | 2012-04-17
SRP03665 | SREC Solar | HAAS | B & G PROPERTIES, LLC | 18.33 | 0 | Commercial | 0 | SOUTHAMPTON | 8088 | 13 | SOLAR WORKS NJ | PSE&G BPU | No | Complete | 2011-06-27 | 2013-02-22 | 2013-02-27 | 2013-02-27
SRP03666 | SREC Solar | HAAS | B & G PROPERTIES, LLC | 29.61 | 0 | Commercial | 0 | SOUTHAMPTON | 8088 | 13 | SOLAR WORKS NJ | PSE&G BPU | No | Complete | 2011-06-27 | 2013-02-22 | 2013-02-27 | 2013-02-27
SRP03667 | SREC Solar | RICHARDI | PARKSIDE HOUSING LLC | 158.72 | 0 | Residential | 1 | NEWARK | 7104 | 9 | SOLAR ENERGY SYSTEMS, INC. | PSE&G BPU | No | Complete | 2011-06-27 | 2012-01-05 | 2012-01-26 | 2012-01-26
SRP03668 | SREC Solar | PAGANO | RISQUE VIDEO | 36.66 | 0 | Commercial | 0 | DEPTFORD TWP | 8096 | 15 | CODE GREEN SOLAR, LLC | PSE&G BPU | No | Complete | 2011-06-27 | 2011-11-30 | 2011-12-27 | 2011-12-27
SRP03669 | SREC Solar | AITSAHALIA |  | 7.2 | 0 | Residential | 0 | PRINCETON | 8540 | 12 | GEOGENIX | PSE&G BPU | No | Complete | 2011-06-27 | 2011-12-16 | 2012-01-26 | 2012-01-26
SRP03670 | SREC Solar | HARDY | EXTRA SPACE MANAGEMENT, INC | 18 | 0 | Commercial | 0 | LUMBERTON | 8048 | 13 | 1ST LIGHT ENERGY, INC. | PSE&G BPU | No | Complete | 2011-06-27 | 2012-06-27 | 2012-07-09 | 2012-07-09
SRP03671 | SREC Solar | PAGANO | TIMBER CREEK SHOPPING CENTER | 22.325 | 0 | Commercial | 0 | DEPTFORD TWP | 8096 | 15 | CODE GREEN SOLAR, LLC | PSE&G BPU | No | Complete | 2011-06-27 | 2011-12-21 | 2012-01-20 | 2012-01-20
SRP03672 | SREC Solar | LIBERTI JR | HARBOR FREIGHT TRANSPORT | 149.695 | 0 | Commercial | 0 | PORT NEWARK | 7114 | 9 | ELECTRICAL POWER SOLUTIONS | PSE&G BPU | No | Complete | 2011-06-27 | 2012-03-15 | 2012-04-22 | 2012-04-22
SRP03673 | SREC Solar | CAMPANA |  | 4.085 | 0 | Residential | 1 | RAHWAY | 7065 | 10 | A-TOP ALTERNATIVE ENERGY | PSE&G BPU | No | Complete | 2011-06-27 | 2011-10-21 | 2011-11-09 | 2011-11-09
SRP03674 | SREC Solar | D'APONTE |  | 7.99 | 0 | Residential | 1 | FAIR HAVEN | 7704 | 17 | TRINITY HEATING AND AIR | JCP&L | No | Complete | 2011-06-27 | 2011-10-07 | 2011-10-21 | 2011-10-21
SRP03675 | SREC Solar | TREVINO-ARGULAS |  | 3.055 | 0 | Residential | 1 | WALLINGTON | 7057 | 7 | TRINITY HEATING AND AIR | PSE&G BPU | No | Complete | 2011-06-27 | 2011-12-28 | 2012-01-31 | 2012-01-31
SRP03676 | SREC Solar | TRUNCALI |  | 5.64 | 0 | Residential | 1 | BARNEGAT | 8005 | 18 | TRINITY HEATING AND AIR | AC Electric | No | Complete | 2011-06-27 | 2011-12-09 | 2012-01-11 | 2012-01-11
SRP03677 | SREC Solar | JOHNSON |  | 7.05 | 0 | Residential | 1 | PEMBERTON | 8068 | 13 | TRINITY HEATING AND AIR | JCP&L | No | Complete | 2011-06-27 | 2011-08-15 | 2011-08-25 | 2011-08-25
SRP03678 | SREC Solar | CURRAN |  | 9.4 | 0 | Residential | 1 | TOMS RIVER | 8753 | 18 | TRINITY HEATING AND AIR | JCP&L | No | Complete | 2011-06-27 | 2011-12-16 | 2012-01-24 | 2012-01-24
SRP03679 | SREC Solar | BISHOP |  | 5.17 | 0 | Residential | 1 | HEWITT | 7421 | 6 | TRINITY HEATING AND AIR | Orange & Rockland Elec | No | Complete | 2011-06-27 | 2011-09-23 | 2011-10-10 | 2011-10-10
SRP03680 | SREC Solar | WOODHULL |  | 8.2 | 0 | Residential | 1 | BARNEGAT | 8005 | 18 | TRINITY HEATING AND AIR | JCP&L | No | Complete | 2011-06-27 | 2011-09-21 | 2011-09-29 | 2011-09-29
SRP03681 | SREC Solar | LASKOW |  | 6.58 | 0 | Residential | 1 | MANCHESTER | 8759 | 18 | TRINITY HEATING AND AIR | JCP&L | No | Complete | 2011-06-27 | 2011-11-15 | 2011-12-14 | 2011-12-14
SRP03682 | SREC Solar | HINDUJA |  | 6.525 | 0 | Residential | 0 | CLIFTON | 7012 | 6 | 1ST LIGHT ENERGY, INC. | PSE&G BPU | No | Complete | 2011-06-27 | 2011-09-20 | 2011-12-08 | 2011-12-08
SRP03685 | SREC Solar | LOGAN |  | 8.61 | 0 | Residential | 1 | WESTAMPTON | 8060 | 13 | TRINITY HEATING AND AIR | PSE&G BPU | No | Complete | 2011-06-27 | 2011-08-30 | 2011-10-10 | 2011-10-10
SRP03686 | SREC Solar | SORBELLO | ATLANTIC COAST FREEZERS | 2202.48 | 0 | Commercial | 1 | VINELAND | 8361 | 20 | AMERICAN CAPITAL ENERGY | Vineland Muni Elec | No | Complete | 2011-06-27 | 2012-05-29 | 2012-06-20 | 2012-06-20
SRP03687 | SREC Solar | CIRRONELLA |  | 5.64 | 0 | Residential | 1 | FREEHOLD | 7728 | 17 | TRINITY HEATING AND AIR | JCP&L | No | Complete | 2011-06-27 | 2011-10-28 | 2011-11-15 | 2011-11-15
SRP03688 | SREC Solar | WILL |  | 6.58 | 0 | Residential | 1 | COLUMBUS | 8022 | 13 | TRINITY HEATING AND AIR | PSE&G BPU | No | Complete | 2011-06-27 | 2012-04-03 | 2012-04-25 | 2012-04-25
SRP03689 | SREC Solar | ROONEY |  | 6.15 | 0 | Residential | 1 | ERIAL | 8081 | 14 | TRINITY HEATING AND AIR | AC Electric | No | Complete | 2011-06-27 | 2012-01-04 | 2012-01-31 | 2012-01-31
SRP03690 | SREC Solar | PICOT | TOYS "R" US, INC | 2016.432 | 0 | Commercial | 1 | FLANDERS | 7836 | 3 | CONSTELLATION ENERGY | JCP&L | No | Complete | 2011-06-27 | 2011-08-30 | 2011-12-27 | 2011-12-27
SRP03691 | SREC Solar | VAN VOOREN |  | 11.48 | 0 | Residential | 1 | SWEDESBORO | 8085 | 15 | TRINITY HEATING AND AIR | AC Electric | No | Complete | 2011-06-27 | 2011-10-03 | 2011-10-12 | 2011-10-12
SRP03693 | SREC Solar | SPITALETTO |  | 12.21 | 0 | Residential | 1 | LANOKA HARBOR | 8734 | 18 | TRINITY HEATING AND AIR | JCP&L | No | Complete | 2011-06-27 | 2011-08-17 | 2011-08-23 | 2011-08-23
SRP03694 | SREC Solar | JACOBS | BERTUZZI'S MARKET | 7.36 | 0 | Commercial | 0 | MILLMAY | 8340 | 19 | MERCURY SOLAR SYSTEMS | AC Electric | No | Complete | 2011-06-27 | 2012-03-27 | 2012-04-22 | 2012-04-22
SRP03695 | SREC Solar | ROWAN |  | 8.46 | 0 | Residential | 1 | JACKSON | 8527 | 18 | TRINITY HEATING AND AIR | JCP&L | No | Complete | 2011-06-27 | 2011-11-14 | 2011-12-06 | 2011-12-06
SRP03696 | SREC Solar | DUSEBERG |  | 3.168 | 0 | Residential | 0 | STOCKTON | 8559 | 4 | GLOBAL HOME IMPROVEMENTS | JCP&L | No | Complete | 2011-06-27 | 2011-12-22 | 2012-01-19 | 2012-01-19
SRP03697 | SREC Solar | WIEDER |  | 27.26 | 0 | Residential | 1 | PHILLIPSBURG | 8865 | 2 | TRINITY HEATING AND AIR | JCP&L | No | Complete | 2011-06-27 | 2011-09-23 | 2011-10-10 | 2011-10-10
SRP03698 | SREC Solar | BARROWS |  | 8.74 | 0 | Residential | 1 | CREAM RIDGE | 8514 | 17 | TRINITY HEATING AND AIR | JCP&L | No | Complete | 2011-06-27 | 2011-10-21 | 2011-12-08 | 2011-12-08
SRP03699 | SREC Solar | HARDY | EXTRA SPACE MANAGEMENT INC. | 24.205 | 0 | Commercial | 0 | HAZLET | 7730 | 17 | 1ST LIGHT ENERGY, INC. | JCP&L | No | Complete | 2011-06-27 | 2012-09-14 | 2012-09-25 | 2012-09-25
SRP03700 | SREC Solar | FIGUEROA |  | 6.11 | 0 | Residential | 1 | HAWTHORNE | 7506 | 6 | TRINITY HEATING AND AIR | PSE&G BPU | No | Complete | 2011-06-27 | 2011-10-07 | 2011-10-21 | 2011-10-21
SRP03702 | SREC Solar | CAIAZZA |  | 3.76 | 0 | Residential | 1 | FREEHOLD | 7728 | 17 | TRINITY HEATING AND AIR | JCP&L | No | Complete | 2011-06-27 | 2011-12-28 | 2012-01-31 | 2012-01-31
SRP03703 | SREC Solar | WEADER |  | 5.98 | 0 | Residential | 1 | KEANSBURG | 7734 | 17 | GEOGENIX | JCP&L | No | Complete | 2011-06-27 | 2011-08-22 | 2011-09-19 | 2011-09-19
SRP03704 | SREC Solar | SANCHEZ |  | 8.28 | 0 | Residential | 1 | TOMS RIVER | 8753 | 18 | GEOGENIX | JCP&L | No | Complete | 2011-06-27 | 2011-09-21 | 2011-10-17 | 2011-10-17
SRP03705 | SREC Solar | CAMPBELL |  | 10.81 | 0 | Residential | 1 | LAKEWOOD | 8701 | 18 | TRINITY HEATING AND AIR | JCP&L | No | Complete | 2011-06-27 | 2011-09-19 | 2011-09-28 | 2011-09-28
SRP03706 | SREC Solar | FRIEDMAN |  | 5.92 | 0 | Residential | 1 | LAKEWOOD | 8701 | 18 | TRINITY HEATING AND AIR | JCP&L | No | Complete | 2011-06-27 | 2011-08-03 | 2011-09-19 | 2011-09-19
SRP03708 | SREC Solar | VENA |  | 10.81 | 0 | Residential | 1 | STOCKTON | 8559 | 4 | TRINITY HEATING AND AIR | JCP&L | No | Complete | 2011-06-27 | 2011-08-03 | 2011-08-15 | 2011-08-15
SRP03709 | SREC Solar | WILLIAMS |  | 2.58 | 0 | Residential | 1 | CRANFORD | 7016 | 10 | ALTERNATIVE LIGHT & ENERGY SOLUTIONS | PSE&G BPU | No | Complete | 2011-06-27 | 2011-09-19 | 2011-10-17 | 2011-10-17
SRP03710 | SREC Solar | WAGNER |  | 5.64 | 0 | Residential | 1 | MOUNTAINSIDE | 7092 | 10 | TRINITY HEATING AND AIR | PSE&G BPU | No | Complete | 2011-06-27 | 2012-09-10 | 2012-09-17 | 2012-09-17
SRP03711 | SREC Solar | LEE |  | 5.52 | 0 | Residential | 0 | EAST BRUNSWICK | 8816 | 11 | MERCURY SOLAR SYSTEMS | PSE&G BPU | No | Complete | 2011-06-27 | 2011-10-12 | 2011-11-10 | 2011-11-10
SRP03712 | SREC Solar | DAVIS III |  | 2.585 | 0 | Residential | 1 | VINCETOWN | 8088 | 13 | MERCURY SOLAR SYSTEMS | PSE&G BPU | No | Complete | 2011-06-27 | 2011-10-18 | 2011-10-28 | 2011-10-28
SRP03713 | SREC Solar | VANDEWIELE |  | 7.05 | 0 | Residential | 1 | PISCATAYWAY | 8854 | 11 | TRINITY HEATING AND AIR | PSE&G BPU | No | Complete | 2011-06-27 | 2011-08-17 | 2011-08-23 | 2011-08-23
SRP03714 | SREC Solar | HALL |  | 4.14 | 0 | Residential | 1 | EGG HARBOR TWP | 8234 | 19 | MERCURY SOLAR SYSTEMS | AC Electric | No | Complete | 2011-06-27 | 2011-10-03 | 2011-10-12 | 2011-10-12
SRP03715 | SREC Solar | BARRICELLI |  | 12.025 | 0 | Residential | 0 | MONROEVILLE | 8343 | 16 | MAGLIO ELECTRIC | AC Electric | No | Complete | 2011-06-27 | 2011-08-23 | 2011-09-29 | 2011-09-29
SRP03716 | SREC Solar | HESTON |  | 11.475 | 0 | Residential | 1 | SOUTHAMPTON | 8088 | 13 | MERCURY SOLAR SYSTEMS | PSE&G BPU | No | Complete | 2011-06-27 | 2011-09-29 | 2011-10-10 | 2011-10-10
SRP03717 | SREC Solar | GREENE |  | 6.075 | 0 | Residential | 0 | OAKLAND | 7436 | 7 | GEOPEAK ENERGY LLC | Orange & Rockland Elec | No | Complete | 2011-06-27 | 2011-11-03 | 2011-12-06 | 2011-12-06
SRP03718 | SREC Solar | POTOR |  | 8.96 | 0 | Residential | 0 | BURLINGTON TWP | 8016 | 13 | SOLAR DESIGNED SYSTEMS, INC | PSE&G BPU | No | Complete | 2011-06-27 | 2011-12-15 | 2011-12-29 | 2011-12-29
SRP03719 | SREC Solar | BOGERT |  | 8.64 | 0 | Residential | 0 | MAHWAH | 7430 | 7 | GEOPEAK ENERGY LLC | Orange & Rockland Elec | No | Complete | 2011-06-27 | 2011-08-04 | 2011-09-28 | 2011-09-28
SRP03721 | SREC Solar | GIMBLETT |  | 7.59 | 0 | Residential | 0 | BRICK | 8724 | 18 | SOLAR ENERGY WORLD-W | JCP&L | No | Complete | 2011-06-27 | 2011-12-28 | 2012-01-31 | 2012-01-31
SRP03722 | SREC Solar | KOEDDING |  | 6.58 | 0 | Residential | 0 | MIDDLETOWN | 7748 | 17 | GREEN SUN ENERGY SERVICES | JCP&L | No | Complete | 2011-06-27 | 2012-03-01 | 2012-04-11 | 2012-04-11
SRP03723 | SREC Solar | MIGNECO | TYCO INTERNATIONAL | 8.92 | 0 | Commercial | 0 | PRINCETON | 8540 | 12 | AMERICAN RENEWABLE ENERGY, INC | JCP&L | No | Complete | 2011-06-27 | 2011-08-17 | 2011-10-04 | 2011-10-04
SRP03724 | SREC Solar | CHACHKO |  | 8.28 | 0 | Residential | 1 | OCEAN PORT | 7757 | 17 | FOUR POINT REFRIGERATION CO., INC. | JCP&L | No | Complete | 2011-06-27 | 2011-11-16 | 2011-12-14 | 2011-12-14
SRP03725 | SREC Solar | RUBIN |  | 5.06 | 0 | Residential | 1 | LONG BRANCH | 7740 | 17 | FOUR POINT REFRIGERATION CO., INC. | JCP&L | No | Complete | 2011-06-27 | 2013-10-30 | 2013-11-07 | 2013-11-07
SRP03726 | SREC Solar | LEONE | FERRY MANOR, LLC | 27.83 | 0 | Commercial | 0 | CAMDEN | 8104 | 14 | SEA BRIGHT SOLAR, LLC | PSE&G BPU | No | Complete | 2011-06-27 | 2012-04-03 | 2012-04-11 | 2012-04-11
SRP03727 | SREC Solar | BEAL |  | 5.94 | 0 | Residential | 0 | BRICK | 8723 | 18 | KOPP ELECTRIC COMPANY | JCP&L | No | Complete | 2011-06-27 | 2011-11-08 | 2011-11-22 | 2011-11-22
SRP03729 | SREC Solar | EDWARDS |  | 6.9 | 0 | Residential | 0 | WOODBINE | 8270 | 21 | MERCURY SOLAR SYSTEMS | AC Electric | No | Complete | 2011-06-27 | 2011-11-21 | 2011-12-09 | 2011-12-09
SRP03731 | SREC Solar | TELL |  | 12.69 | 0 | Residential | 0 | AUGUSTA | 7822 | 1 | KG BUILDERS - RE DIVISION | JCP&L | No | Complete | 2011-06-27 | 2011-09-29 | 2011-10-12 | 2011-10-12
SRP03732 | SREC Solar | TELL |  | 9.165 | 0 | Residential | 0 | AUGUSTA | 7822 | 1 | KG BUILDERS - RE DIVISION | JCP&L | No | Complete | 2011-06-27 | 2011-09-29 | 2011-10-12 | 2011-10-12
SRP03733 | SREC Solar | VIGGIANO |  | 7.875 | 0 | Residential | 0 | SUSSEX | 7461 | 1 | ECOLUTION ENERGY | JCP&L | No | Complete | 2011-06-27 | 2011-10-26 | 2011-11-10 | 2011-11-10
SRP03735 | SREC Solar | WELGOS |  | 8.28 | 0 | Residential | 0 | WHARTON | 7885 | 3 | CORBIN SOLAR SOLUTIONS, LLC | JCP&L | No | Complete | 2011-06-27 | 2011-07-26 | 2011-08-02 | 2011-08-02
SRP03736 | SREC Solar | GRUNWALD |  | 9.99 | 0 | Residential | 0 | LAKEWOOD | 8701 | 18 | GREEN APPLE ENERGY SYSTEMS, LLC | JCP&L | No | Complete | 2011-06-27 | 2011-07-08 | 2011-08-03 | 2011-08-03
SRP03737 | SREC Solar | BOCK |  | 5.74 | 0 | Residential | 1 | TRENTON | 8619 | 12 | TRINITY HEATING AND AIR | PSE&G BPU | No | Complete | 2011-06-27 | 2012-04-04 | 2012-04-26 | 2012-04-26
SRP03738 | SREC Solar | COLE |  | 11.52 | 0 | Residential | 1 | WHITEHOUSE STATION | 8889 | 4 | REC SOLAR, INC. | JCP&L | No | Complete | 2011-06-27 | 2011-11-04 | 2011-12-09 | 2011-12-09
SRP03739 | SREC Solar | UGI-POLYAK |  | 9.165 | 0 | Residential | 1 | FLEMINGTON | 8822 | 4 | TRINITY HEATING AND AIR | JCP&L | No | Complete | 2011-06-27 | 2011-11-30 | 2011-12-29 | 2011-12-29
SRP03740 | SREC Solar | SILER |  | 14.4 | 0 | Residential | 0 | SICKLERVILLE | 8081 | 14 | RENERGY, INC. | AC Electric | No | Complete | 2011-06-27 | 2012-02-10 | 2012-03-08 | 2012-03-08
SRP03741 | SREC Solar | SCHROEDER |  | 6.44 | 0 | Residential | 0 | BURLINGTON | 8016 | 13 | HEAT SHED | PSE&G BPU | No | Complete | 2011-06-27 | 2011-09-27 | 2011-10-26 | 2011-10-26
SRP03742 | SREC Solar | BURKHOLDER |  | 12.15 | 0 | Residential | 0 | WILLIAMSTOWN | 8094 | 15 | PROVEN RENEWABLE ENERGY, LLC | AC Electric | No | Complete | 2011-06-27 | 2011-10-27 | 2011-12-27 | 2011-12-27
SRP03743 | SREC Solar | CIANA |  | 7.755 | 0 | Residential | 1 | HOWELL | 7731 | 17 | TRINITY HEATING AND AIR | JCP&L | No | Complete | 2011-06-27 | 2012-12-18 | 2012-12-26 | 2012-12-26
SRP03744 | SREC Solar | SCHUMAN |  | 17.775 | 0 | Residential | 0 | WATCHUNG | 7069 | 5 | 1ST LIGHT ENERGY, INC. | PSE&G BPU | No | Complete | 2011-06-27 | 2011-09-22 | 2011-11-15 | 2011-11-15
SRP03745 | SREC Solar | BOLLINGER |  | 4.7 | 0 | Residential | 1 | STANHOPE | 7874 | 1 | TRINITY HEATING AND AIR | JCP&L | No | Complete | 2011-06-27 | 2012-02-02 | 2012-03-02 | 2012-03-02
SRP03746 | SREC Solar | STURGES |  | 8.61 | 0 | Residential | 1 | BROWNS MILLS | 8015 | 13 | TRINITY HEATING AND AIR | JCP&L | No | Complete | 2011-06-27 | 2011-08-22 | 2011-08-30 | 2011-08-30
SRP03747 | SREC Solar | HARRIS |  | 5.33 | 0 | Residential | 1 | POINT PLEASANT | 8742 | 18 | TRINITY HEATING AND AIR | JCP&L | No | Complete | 2011-06-27 | 2011-09-20 | 2011-10-17 | 2011-10-17
SRP03748 | SREC Solar | OLIVER |  | 7.755 | 0 | Residential | 1 | TOMS RIVER | 8753 | 18 | TRINITY HEATING AND AIR | JCP&L | No | Complete | 2011-06-27 | 2011-08-16 | 2011-08-25 | 2011-08-25
SRP03749 | SREC Solar | MEYERHOFF |  | 5.52 | 0 | Residential | 1 | BARNEGAT | 8005 | 18 | ALLSEASON CONSTRUCTION | JCP&L | No | Complete | 2011-06-27 | 2012-04-24 | 2012-05-11 | 2012-05-11
SRP03750 | SREC Solar | SANDEEN | NFI SOLAR | 145.325 | 0 | Commercial | 1 | VINELAND | 8360 | 20 | PARKSIDE SITE & UTILITY COMPANY CORP | Vineland Muni Elec | No | Complete | 2011-06-27 | 2011-10-12 | 2011-10-28 | 2011-10-28
SRP03751 | SREC Solar | SANDEEN | NFI SOLAR | 924.25 | 0 | Commercial | 1 | VINELAND | 8360 | 20 | PARKSIDE SITE & UTILITY COMPANY CORP | Vineland Muni Elec | No | Complete | 2011-06-27 | 2011-10-12 | 2011-11-21 | 2011-11-21
SRP03752 | SREC Solar | SHEHADY |  | 4.23 | 0 | Residential | 1 | SPRINGFIELD | 7081 | 10 | TRINITY HEATING AND AIR | JCP&L | No | Complete | 2011-07-05 | 2011-09-30 | 2011-10-13 | 2011-10-13
SRP03753 | SREC Solar | RICCARDELLO EYRICH |  | 12.69 | 0 | Residential | 1 | LIVINGSTON | 7039 | 9 | TRINITY HEATING AND AIR | JCP&L | No | Complete | 2011-07-05 | 2011-09-09 | 2011-10-21 | 2011-10-21
SRP03754 | SREC Solar | APPALUCCI |  | 7.4 | 0 | Residential | 1 | MARLTON | 8053 | 13 | TRINITY HEATING AND AIR | PSE&G BPU | No | Complete | 2011-07-05 | 2011-08-30 | 2011-10-17 | 2011-10-17
SRP03755 | SREC Solar | DEPALMA |  | 5.17 | 0 | Residential | 1 | BARNEGET | 8005 | 18 | TRINITY HEATING AND AIR | JCP&L | No | Complete | 2011-07-05 | 2011-10-28 | 2011-11-15 | 2011-11-15
SRP03756 | SREC Solar | FABRIZIO | WARREN'S HARDWARE | 31.95 | 0 | Commercial | 0 | MULLICA HILL | 8062 | 15 | C&F GREEN CONSTRUCTION, LLC | AC Electric | No | Complete | 2011-07-05 | 2011-09-28 | 2011-11-29 | 2011-11-29
SRP03757 | SREC Solar | KERN |  | 7.755 | 0 | Residential | 1 | LAKEWOOD | 8701 | 18 | TRINITY HEATING AND AIR | JCP&L | No | Complete | 2011-07-05 | 2011-08-12 | 2011-08-23 | 2011-08-23
SRP03758 | SREC Solar | GREENBERG |  | 7.03 | 0 | Residential | 1 | BORDENTOWN | 8505 | 13 | TRINITY HEATING AND AIR | PSE&G BPU | No | Complete | 2011-07-05 | 2011-09-06 | 2011-10-17 | 2011-10-17
SRP03759 | SREC Solar | GALLO | GALLO ENTERPRISES | 6.345 | 0 | Commercial | 0 | CLINTON | 8809 | 4 | GREEN POWER ENERGY LLC | JCP&L | No | Complete | 2011-07-05 | 2011-11-30 | 2011-12-28 | 2011-12-28
SRP03760 | SREC Solar | LEEDOM |  | 5.55 | 0 | Residential | 1 | ALLENTOWN | 8501 | 17 | TRINITY HEATING AND AIR | PSE&G BPU | No | Complete | 2011-07-05 | 2011-10-03 | 2011-10-12 | 2011-10-12
SRP03762 | SREC Solar | MITRY |  | 7.74 | 0 | Residential | 1 | PARLIN | 8859 | 11 | A-TOP ALTERNATIVE ENERGY | JCP&L | No | Complete | 2011-07-05 | 2011-12-08 | 2012-01-05 | 2012-01-05
SRP03765 | SREC Solar | ORLANDER |  | 11.1 | 0 | Residential | 1 | LAKEWOOD | 8701 | 18 | AROSA SOLAR ENERGY, INC | JCP&L | No | Complete | 2011-07-05 | 2011-10-14 | 2011-12-20 | 2011-12-20
SRP03766 | SREC Solar | DORNFELD |  | 8.46 | 0 | Residential | 0 | LONG VALLEY | 7853 | 3 | GREEN POWER ENERGY LLC | JCP&L | No | Complete | 2011-07-05 | 2011-11-30 | 2011-12-28 | 2011-12-28
SRP03767 | SREC Solar | LIN |  | 5.16 | 0 | Residential | 1 | PRINCETON JUNCTION | 8550 | 12 | SOLULAR LLC. II | PSE&G BPU | No | Complete | 2011-07-05 | 2011-08-10 | 2011-09-28 | 2011-09-28
SRP03769 | SREC Solar | LOUIS |  | 4.1 | 0 | Residential | 0 | BARNEGAT | 8005 | 18 | TRINITY HEATING AND AIR | JCP&L | No | Complete | 2011-07-05 | 2011-10-05 | 2011-10-21 | 2011-10-21
SRP03770 | SREC Solar | PAGE |  | 10.07 | 0 | Residential | 0 | LEBANON | 8833 | 4 | GREEN POWER ENERGY LLC | JCP&L | No | Complete | 2011-07-05 | 2011-11-09 | 2011-11-22 | 2011-11-22
SRP03771 | SREC Solar | STERNIN |  | 8.64 | 0 | Residential | 0 | MOUNT LAUREL | 8054 | 13 | HEAT SHED | PSE&G BPU | No | Complete | 2011-07-05 | 2011-09-27 | 2011-10-26 | 2011-10-26
SRP03773 | SREC Solar | TONNING |  | 7.755 | 0 | Residential | 1 | WOODSTOWN | 8098 | 16 | MERCURY SOLAR SYSTEMS | AC Electric | No | Complete | 2011-07-05 | 2012-01-12 | 2012-02-02 | 2012-02-02
SRP03774 | SREC Solar | KADLUBOWSKI |  | 5.98 | 0 | Residential | 1 | BARNEGAT | 8005 | 18 | SEA BRIGHT SOLAR, LLC | JCP&L | No | Complete | 2011-07-05 | 2011-12-21 | 2012-01-19 | 2012-01-19
SRP03779 | SREC Solar | PAZZINI |  | 6.02 | 0 | Residential | 1 | FLORHAM PARK | 7932 | 3 | ALTERNATIVE LIGHT & ENERGY SOLUTIONS | JCP&L | No | Complete | 2011-07-05 | 2011-10-20 | 2012-01-13 | 2012-01-13
SRP03780 | SREC Solar | FELTEN |  | 12.65 | 0 | Residential | 1 | BEACH HAVEN | 8008 | 18 | MERCURY SOLAR SYSTEMS | AC Electric | No | Complete | 2011-07-05 | 2011-11-30 | 2011-12-29 | 2011-12-29
SRP03781 | SREC Solar | MAHAJAN |  | 7.755 | 0 | Residential | 1 | TINTON FALLS | 7020 | 7 | GARDEN STATE SOLAR LLC | JCP&L | No | Complete | 2011-07-05 | 2011-10-05 | 2011-10-21 | 2011-10-21
SRP03782 | SREC Solar | BHARGAVA |  | 10.12 | 0 | Residential | 1 | LAWRENCE TWP | 8648 | 12 | SEA BRIGHT SOLAR, LLC | PSE&G BPU | No | Complete | 2011-07-05 | 2011-10-24 | 2011-11-09 | 2011-11-09
SRP03785 | SREC Solar | SHETZLINE |  | 6.3 | 0 | Residential | 0 | NORTH WILDWOOD | 8260 | 21 | SOLAR LIVING, INC. | AC Electric | No | Complete | 2011-07-05 | 2012-03-01 | 2012-04-12 | 2012-04-12
SRP03786 | SREC Solar | HASKELL |  | 6.9 | 0 | Residential | 1 | MILLVILLE | 8332 | 20 | SEA BRIGHT SOLAR, LLC | AC Electric | No | Complete | 2011-07-05 | 2011-10-03 | 2011-10-12 | 2011-10-12
SRP03787 | SREC Solar | KELLY |  | 6.44 | 0 | Residential | 1 | MILLVILLE | 8332 | 20 | SEA BRIGHT SOLAR, LLC | AC Electric | No | Complete | 2011-07-05 | 2011-10-04 | 2011-10-13 | 2011-10-13
SRP03788 | SREC Solar | BABB |  | 7.425 | 0 | Residential | 0 | FRANKLIN PARK | 8823 | 5 | SKY HIGH ENERGY, LLC | PSE&G BPU | No | Complete | 2011-07-05 | 2011-11-08 | 2012-03-08 | 2012-03-08
SRP03789 | SREC Solar | ANDERSON |  | 9.45 | 0 | Residential | 0 | EDGEWATER PARK | 8010 | 13 | SUMMIT ELECTRIC CONSTRUCTION | PSE&G BPU | No | Complete | 2011-07-05 | 2011-09-21 | 2011-10-13 | 2011-10-13
SRP03790 | SREC Solar | BUCK |  | 5.98 | 0 | Residential | 1 | HOLMDEL | 7733 | 17 | GARDEN STATE SOLAR LLC | JCP&L | No | Complete | 2011-07-05 | 2011-07-26 | 2011-10-10 | 2011-10-10
SRP03791 | SREC Solar | EMHARDT |  | 3.91 | 0 | Residential | 1 | MANAHAWKIN | 8050 | 18 | ALLSEASON CONSTRUCTION | AC Electric | No | Complete | 2011-07-05 | 2012-08-17 | 2012-08-29 | 2012-08-29
SRP03792 | SREC Solar | OTT |  | 8.195 | 0 | Residential | 0 | BRIDGETON | 8302 | 20 | SELF INSTALL | AC Electric | No | Complete | 2011-07-05 | 2012-06-29 | 2012-07-13 | 2012-07-13
SRP03793 | SREC Solar | VERSHECK |  | 9.4 | 0 | Residential | 0 | LAVALLETTE | 8735 | 18 | FOUR POINT GREEN ENERGY | JCP&L | No | Complete | 2011-07-05 | 2011-10-19 | 2011-12-09 | 2011-12-09
SRP03794 | SREC Solar | FORD |  | 8.97 | 0 | Residential | 1 | LEHT | 8087 | 18 | ALLSEASON CONSTRUCTION | AC Electric | No | Complete | 2011-07-05 | 2012-04-24 | 2012-05-22 | 2012-05-22
SRP03795 | SREC Solar | BURKE |  | 12.24 | 0 | Residential | 0 | COLTS NECK | 7722 | 17 | CORBIN SOLAR SOLUTIONS, LLC | JCP&L | No | Complete | 2011-07-05 | 2012-01-25 | 2012-02-24 | 2012-02-24
SRP03796 | SREC Solar | BIELAT |  | 5.98 | 0 | Residential | 1 | LANOKA HARBOR | 8734 | 18 | ALLSEASON CONSTRUCTION | PSE&G BPU | No | Complete | 2011-07-05 | 2012-06-20 | 2012-07-05 | 2012-07-05
SRP03797 | SREC Solar | MANZO | CITY OF HOPE INTERNATIONAL CHURCH | 48 | 0 | Non Profit | 0 | KEARNY | 7032 | 8 | MERCURY SOLAR SYSTEMS | PSE&G BPU | No | Complete | 2011-07-05 | 2012-04-18 | 2012-05-02 | 2012-05-02
SRP03798 | SREC Solar | MOSCATO |  | 6.9 | 0 | Residential | 1 | LEHT | 8087 | 18 | ALLSEASON CONSTRUCTION | AC Electric | No | Complete | 2011-07-05 | 2012-02-14 | 2012-03-22 | 2012-03-22
SRP03799 | SREC Solar | GUMMADI |  | 5.928 | 0 | Residential | 0 | PARLIN | 8859 | 11 | AMERICAN RENEWABLE ENERGY, INC | JCP&L | No | Complete | 2011-07-05 | 2011-07-14 | 2011-08-17 | 2011-08-17
SRP03800 | SREC Solar | ANDERSON |  | 12.72 | 0 | Residential | 0 | HOWELL | 7731 | 17 | NEW AGE SOLAR, LLC | JCP&L | No | Complete | 2011-07-05 | 2011-10-06 | 2011-10-21 | 2011-10-21
SRP03801 | SREC Solar | SCHULZE |  | 10.35 | 0 | Residential | 0 | MULLICA HILL | 8062 | 15 | SELF INSTALL | AC Electric | No | Complete | 2011-07-05 | 2012-04-10 | 2012-05-02 | 2012-05-02
SRP03802 | SREC Solar | PATEL |  | 11.52 | 0 | Residential | 0 | ISELIN | 8830 | 11 | SEA BRIGHT SOLAR, LLC | PSE&G BPU | No | Complete | 2011-07-05 | 2012-01-06 | 2012-01-20 | 2012-01-20
SRP03803 | SREC Solar | TOKASH |  | 5.236 | 0 | Residential | 0 | PISCATAWAY | 8854 | 11 | SOLAR ENERGY WORLD-W | PSE&G BPU | No | Complete | 2011-07-05 | 2011-07-29 | 2011-10-26 | 2011-10-26
SRP03806 | SREC Solar | BOTTLE |  | 7.05 | 0 | Residential | 0 | NEWTON | 7860 | 1 | EAST COAST ALTERNATIVE ENERGY | JCP&L | No | Complete | 2011-07-05 | 2011-08-16 | 2011-08-25 | 2011-08-25
SRP03807 | SREC Solar | HERNDON |  | 5.52 | 0 | Commercial | 0 | MAYS LANDING | 8318 | 16 | SHERWOOD ELECTRIC CO. INC. | AC Electric | No | Complete | 2011-07-05 | 2011-12-16 | 2012-01-19 | 2012-01-19
SRP03808 | SREC Solar | DEBELLIS |  | 5.29 | 0 | Residential | 0 | LYNDHURST | 7071 | 7 | SOLAR ENERGY WORLD-W | PSE&G BPU | No | Complete | 2011-07-05 | 2011-10-04 | 2011-10-13 | 2011-10-13
SRP03809 | SREC Solar | LEVY | HILLCREST GARDENS | 262.73 | 0 | Residential | 0 | PARAMUS | 7652 | 7 | RAY ANGELINI, INC. | PSE&G BPU | No | Complete | 2011-07-05 | 2011-10-19 | 2011-12-29 | 2011-12-29
SRP03810 | SREC Solar | FINN |  | 6.9 | 0 | Residential | 0 | MANCHESTER | 8759 | 18 | NOVA ALTERNATIVE ENERGY SYSTEMS LLC | JCP&L | No | Complete | 2011-07-05 | 2011-10-05 | 2011-10-21 | 2011-10-21
SRP03812 | SREC Solar | GRASSO |  | 7 | 0 | Residential | 1 | MAYS LANDING | 8330 | 19 | ALTERIS RENEWABLES | AC Electric | No | Complete | 2011-07-05 | 2011-09-30 | 2012-03-28 | 2012-03-28
SRP03814 | SREC Solar | TAYLOR |  | 3.29 | 0 | Residential | 1 | SPRING LAKES HEIGHTS | 7762 | 17 | ROOF DIAGNOSTICS INC | JCP&L | No | Complete | 2011-07-05 | 2012-03-30 | 2012-05-09 | 2012-05-09
SRP03815 | SREC Solar | HALE |  | 6.45 | 0 | Residential | 1 | LAKE HIAWATHA | 7034 | 3 | A-TOP ALTERNATIVE ENERGY | JCP&L | No | Complete | 2011-07-05 | 2011-09-14 | 2011-09-23 | 2011-09-23
SRP03816 | SREC Solar | DELEON |  | 3.01 | 0 | Residential | 1 | UNION | 7083 | 10 | A-TOP ALTERNATIVE ENERGY | PSE&G BPU | No | Complete | 2011-07-05 | 2011-10-18 | 2011-10-28 | 2011-10-28
SRP03817 | SREC Solar | REISIG |  | 6.44 | 0 | Residential | 1 | BRICK | 8724 | 18 | RELIABLE POWER SERVICES, INC. | JCP&L | No | Complete | 2011-07-05 | 2012-03-16 | 2012-04-22 | 2012-04-22
SRP03819 | SREC Solar | BALZOTTI |  | 9.2 | 0 | Residential | 1 | COLTS NECK | 7722 | 17 | RELIABLE POWER SERVICES, INC. | JCP&L | No | Complete | 2011-07-05 | 2011-10-19 | 2012-01-11 | 2012-01-11
SRP03820 | SREC Solar | EAGLE |  | 7.59 | 0 | Residential | 1 | WARETOWN | 8758 | 18 | RELIABLE POWER SERVICES, INC. | JCP&L | No | Complete | 2011-07-05 | 2011-11-02 | 2012-02-17 | 2012-02-17
SRP03822 | SREC Solar | HAYES |  | 4.7 | 0 | Residential | 1 | BELMAR | 7719 | 17 | ROOF DIAGNOSTICS INC | JCP&L | No | Complete | 2011-07-05 | 2012-04-02 | 2012-04-25 | 2012-04-25
SRP03823 | SREC Solar | HAND |  | 8.28 | 0 | Residential | 1 | BELFORD | 7718 | 17 | RELIABLE POWER SERVICES, INC. | JCP&L | No | Complete | 2011-07-05 | 2011-09-14 | 2011-11-21 | 2011-11-21
SRP03824 | SREC Solar | NOREEN |  | 8.28 | 0 | Residential | 1 | PORT MONMOUTH | 7758 | 17 | RELIABLE POWER SERVICES, INC. | JCP&L | No | Complete | 2011-07-05 | 2011-10-27 | 2012-02-29 | 2012-02-29
SRP03827 | SREC Solar | HAYES |  | 9.87 | 0 | Residential | 1 | BRICK | 8723 | 18 | ROOF DIAGNOSTICS INC | JCP&L | No | Complete | 2011-07-05 | 2012-03-30 | 2012-05-09 | 2012-05-09
SRP03828 | SREC Solar | THOMPSON |  | 5.64 | 0 | Residential | 1 | WALL | 7719 | 17 | ROOF DIAGNOSTICS INC | JCP&L | No | Complete | 2011-07-05 | 2012-04-03 | 2012-04-25 | 2012-04-25
SRP03829 | SREC Solar | GLADDEN |  | 3.22 | 0 | Residential | 1 | BRIELLE | 8730 | 17 | RELIABLE POWER SERVICES, INC. | JCP&L | No | Complete | 2011-07-05 | 2011-08-12 | 2011-08-25 | 2011-08-25
SRP03830 | SREC Solar | CARILLI |  | 9.165 | 0 | Residential | 1 | SEA GIRT | 8750 | 17 | ROOF DIAGNOSTICS INC | JCP&L | No | Complete | 2011-07-05 | 2012-04-02 | 2012-04-25 | 2012-04-25
SRP03832 | SREC Solar | FERREIRA |  | 5.17 | 0 | Residential | 1 | WALL | 7719 | 17 | ROOF DIAGNOSTICS INC | JCP&L | No | Complete | 2011-07-05 | 2012-04-02 | 2012-04-25 | 2012-04-25
SRP03834 | SREC Solar | WARDASKI |  | 6.97 | 0 | Residential | 1 | SEWELL | 8080 | 15 | TRINITY HEATING AND AIR | AC Electric | No | Complete | 2011-07-05 | 2012-01-11 | 2012-02-22 | 2012-02-22
SRP03835 | SREC Solar | ROSENTHAL |  | 7.995 | 0 | Residential | 1 | MONROE | 8831 | 11 | TRINITY HEATING AND AIR | JCP&L | No | Complete | 2011-07-05 | 2011-10-03 | 2011-10-12 | 2011-10-12
SRP03836 | SREC Solar | MAURER |  | 6.66 | 0 | Residential | 1 | ALLENTOWN | 8501 | 17 | TRINITY HEATING AND AIR | PSE&G BPU | No | Complete | 2011-07-05 | 2011-08-31 | 2011-10-26 | 2011-10-26
SRP03837 | SREC Solar | GARDNER |  | 7.755 | 0 | Residential | 1 | FORKED RIVER | 8731 | 18 | RELIABLE POWER SERVICES, INC. | JCP&L | No | Complete | 2011-07-05 | 2012-05-23 | 2012-06-06 | 2012-06-06
SRP03839 | SREC Solar | CUCCIA |  | 11.04 | 0 | Residential | 1 | MALBORO | 7726 | 17 | RELIABLE POWER SERVICES, INC. | JCP&L | No | Complete | 2011-07-05 | 2013-04-10 | 2013-04-25 | 2013-04-25
SRP03840 | SREC Solar | SHAH |  | 5.74 | 0 | Residential | 0 | N. CALDWELL | 7006 | 9 | TRINITY HEATING AND AIR | Not Known | No | Complete | 2011-07-05 | 2011-10-05 | 2011-10-13 | 2011-10-13
SRP03841 | SREC Solar | SANTOS | OCEAN COUNTY BOARD OF CHOSEN | 43.68 | 0 | Government Facility | 0 | TOMS RIVER | 8753 | 18 | EMSA SOLAR | JCP&L | No | Complete | 2011-07-05 | 2011-07-22 | 2011-08-22 | 2011-08-22
SRP03842 | SREC Solar | LEE |  | 4.6 | 0 | Residential | 0 | PISCATAWAY | 8854 | 11 | AMERICAN RENEWABLE ENERGY, INC | PSE&G BPU | No | Complete | 2011-07-05 | 2012-04-05 | 2012-04-30 | 2012-04-30
SRP03843 | SREC Solar | STILLE |  | 9.2 | 0 | Residential | 0 | WEST CALDWELL | 7006 | 9 | SOLAR ENERGY WORLD-W | PSE&G BPU | No | Complete | 2011-07-05 | 2011-08-04 | 2011-09-28 | 2011-09-28
SRP03844 | SREC Solar | MOLCHAN |  | 9.435 | 0 | Residential | 0 | SEASIDE PARK | 8752 | 18 | TRINITY HEATING AND AIR | JCP&L | No | Complete | 2011-07-05 | 2011-10-12 | 2011-10-26 | 2011-10-26
SRP03845 | SREC Solar | BILOTTA |  | 5.06 | 0 | Residential | 1 | HIGHLANDS | 7732 | 17 | FOUR POINT REFRIGERATION CO., INC. | JCP&L | No | Complete | 2011-07-05 | 2011-11-14 | 2012-02-17 | 2012-02-17
SRP03846 | SREC Solar | CANTALUPPI |  | 5.18 | 0 | Residential | 0 | SEASIDE PARK | 8752 | 18 | TRINITY HEATING AND AIR | JCP&L | No | Complete | 2011-07-05 | 2012-01-18 | 2012-02-07 | 2012-02-07
SRP03848 | SREC Solar | COOK |  | 8.46 | 0 | Residential | 1 | PEMBERTON | 8068 | 13 | TRINITY HEATING AND AIR | JCP&L | No | Complete | 2011-07-05 | 2011-09-29 | 2011-12-14 | 2011-12-14
SRP03850 | SREC Solar | ROMANO |  | 5.17 | 0 | Residential | 1 | SCOTCH PLAINS | 7076 | 10 | TRINITY HEATING AND AIR | PSE&G BPU | No | Complete | 2011-07-05 | 2011-10-11 | 2011-10-26 | 2011-10-26
SRP03851 | SREC Solar | DHAM |  | 7.4 | 0 | Residential | 1 | KENDALL PARK | 8824 | 11 | TRINITY HEATING AND AIR | PSE&G BPU | No | Complete | 2011-07-05 | 2011-10-14 | 2011-11-29 | 2011-11-29
SRP03855 | SREC Solar | ZHANG |  | 7.755 | 0 | Residential | 0 | BRIDGEWATER | 8807 | 5 | NJ SOLAR SYSTEM LLC | PSE&G BPU | No | Complete | 2011-07-05 | 2011-08-02 | 2011-10-26 | 2011-10-26
SRP03858 | SREC Solar | ECKERMAN |  | 7.74 | 0 | Residential | 1 | FREEHOLD | 7728 | 17 | A-TOP ALTERNATIVE ENERGY | JCP&L | No | Complete | 2011-07-05 | 2011-10-07 | 2012-01-13 | 2012-01-13
SRP03859 | SREC Solar | VENDITTI |  | 10.36 | 0 | Residential | 1 | VINELAND | 8360 | 20 | MERCURY SOLAR SYSTEMS | Vineland Muni Elec | No | Complete | 2011-07-05 | 2011-09-07 | 2011-09-19 | 2011-09-19
SRP03860 | SREC Solar | WILLIAMS |  | 4.3 | 0 | Residential | 1 | SCOTCH PLAINS | 7076 | 10 | A-TOP ALTERNATIVE ENERGY | PSE&G BPU | No | Complete | 2011-07-05 | 2011-11-03 | 2011-12-14 | 2011-12-14
SRP03861 | SREC Solar | REUTER |  | 11.84 | 0 | Residential | 1 | MULLICA HILL | 8062 | 15 | MERCURY SOLAR SYSTEMS | AC Electric | No | Complete | 2011-07-05 | 2011-11-09 | 2011-11-22 | 2011-11-22
SRP03864 | SREC Solar | WONSALA |  | 7.82 | 0 | Residential | 1 | MANASQUAN | 8736 | 17 | ACOS ENERGY, LLC | JCP&L | No | Complete | 2011-07-05 | 2011-11-07 | 2011-12-09 | 2011-12-09
SRP03865 | SREC Solar | WALTERS |  | 10.12 | 0 | Residential | 1 | BAYVILLE | 8721 | 18 | ACOS ENERGY, LLC | JCP&L | No | Complete | 2011-07-05 | 2011-10-27 | 2012-02-24 | 2012-02-24
SRP03866 | SREC Solar | PERKINS |  | 7.59 | 0 | Residential | 1 | TOMS RIVER | 8753 | 18 | ACOS ENERGY, LLC | JCP&L | No | Complete | 2011-07-05 | 2011-10-21 | 2011-11-09 | 2011-11-09
SRP03867 | SREC Solar | BOHM | ELARA REALTY LLC | 87.36 | 0 | Commercial | 0 | SOUTH PLAINFIELD | 7080 | 11 | AMBERJACK SOLAR ENERGY | PSE&G BPU | No | Complete | 2011-07-05 | 2012-01-20 | 2012-02-10 | 2012-02-10
SRP03868 | SREC Solar | CALI |  | 7.59 | 0 | Residential | 1 | BRIELLE | 8730 | 17 | ACOS ENERGY, LLC | JCP&L | No | Complete | 2011-07-05 | 2011-11-07 | 2011-12-14 | 2011-12-14
SRP03869 | SREC Solar | JENORIKI | ATLANTIC MEDICAL IMAGING | 122.82 | 0 | Commercial | 1 | GALLOWAY | 8205 | 19 | AMBERJACK SOLAR ENERGY | AC Electric | No | Complete | 2011-07-05 | 2011-09-23 | 2011-11-21 | 2011-11-21
SRP03870 | SREC Solar | PULVIRENTI |  | 7.59 | 0 | Residential | 1 | TOMS RIVER | 8753 | 18 | ACOS ENERGY, LLC | JCP&L | No | Complete | 2011-07-05 | 2011-10-27 | 2011-11-10 | 2011-11-10
SRP03871 | SREC Solar | ANDERSON | ANDERSON INTERIORS CONTRACTING IN | 299.52 | 0 | Commercial | 0 | FAIRFIELD | 7004 | 9 | AMBERJACK SOLAR ENERGY | PSE&G BPU | No | Complete | 2011-07-05 | 2011-11-30 | 2011-12-29 | 2011-12-29
SRP03872 | SREC Solar | DWIGHT |  | 5.98 | 0 | Residential | 1 | VINELAND | 8361 | 20 | ACOS ENERGY, LLC | AC Electric | No | Complete | 2011-07-05 | 2011-10-21 | 2011-11-10 | 2011-11-10
SRP03873 | SREC Solar | DALY |  | 8.4 | 0 | Residential | 0 | WAYNE | 7470 | 6 | GEOSCAPE SOLAR | JCP&L | No | Complete | 2011-07-05 | 2011-12-19 | 2012-01-17 | 2012-01-17
SRP03874 | SREC Solar | GOLD |  | 4.8 | 0 | Residential | 0 | FAR HILLS | 7931 | 5 | HEAT SHED | JCP&L | No | Complete | 2011-07-05 | 2011-11-16 | 2012-01-04 | 2012-01-04
SRP03875 | SREC Solar | SCHILLERO | JENNIFER CONVERTIBLES | 196 | 0 | Commercial | 1 | SOUTH BRUNSWICK | 8810 | 11 | TRINITY HEATING AND AIR | PSE&G BPU | No | Complete | 2011-07-05 | 2012-05-14 | 2012-05-30 | 2012-05-30
SRP03876 | SREC Solar | GELLERT | DANIC III LLC | 802.76 | 0 | Commercial | 0 | ELIZABETH | 7206 | 10 | SUNDURANCE ENERGY | PSE&G BPU | No | Complete | 2011-07-05 | 2011-10-07 | 2011-11-09 | 2011-11-09
SRP03877 | SREC Solar | FRAME | PRO WAREHOUSE CORP. | 1638 | 0 | Commercial | 1 | DAYTON | 8810 | 11 | TRINITY HEATING AND AIR | PSE&G BPU | No | Complete | 2011-07-05 | 2012-05-14 | 2012-05-30 | 2012-05-30
SRP03878 | SREC Solar | VERDON |  | 9.2 | 0 | Residential | 1 | WALL TWP | 7718 | 17 | GEOGENIX | JCP&L | No | Complete | 2011-07-05 | 2011-11-17 | 2012-01-04 | 2012-01-04
SRP03879 | SREC Solar | SAUMA | INTERNATIONAL AMERICAN | 12.22 | 0 | Commercial | 0 | PISCATAWAY | 8854 | 11 | TRINITY HEATING AND AIR | PSE&G BPU | No | Complete | 2011-07-05 | 2012-01-10 | 2012-02-17 | 2012-02-17
SRP03880 | SREC Solar | ELMAHALAWY | BADOS TRANSMISSION LLC | 15.68 | 0 | Commercial | 1 | NEPTUNE | 7753 | 17 | ECOLOGICAL SYSTEMS-MANALAPAN | JCP&L | No | Complete | 2011-07-05 | 2012-05-29 | 2012-06-18 | 2012-06-18
SRP03881 | SREC Solar | SAUMA | INTERNATIONAL AMERICAN | 195.52 | 0 | Commercial | 0 | PISCATAWAY | 8854 | 11 | TRINITY HEATING AND AIR | PSE&G BPU | No | Complete | 2011-07-05 | 2012-01-10 | 2012-02-02 | 2012-02-02
SRP03882 | SREC Solar | WARD |  | 15.84 | 0 | Residential | 0 | BRIDGEWATER | 8807 | 5 | REC SOLAR, INC. | PSE&G BPU | No | Complete | 2011-07-05 | 2011-11-04 | 2011-12-06 | 2011-12-06
SRP03883 | SREC Solar | SWAMINATHAN |  | 15.84 | 0 | Residential | 0 | SKILLMAN | 8558 | 5 | REC SOLAR, INC. | PSE&G BPU | No | Complete | 2011-07-05 | 2011-11-03 | 2011-11-16 | 2011-11-16
SRP03884 | SREC Solar | TYLER |  | 10.81 | 0 | Residential | 0 | HOPEWELL | 8302 | 20 | RCL ENTERPRISES INC. | AC Electric | No | Complete | 2011-07-05 | 2011-07-21 | 2011-08-03 | 2011-08-03
SRP03885 | SREC Solar | COOKSON |  | 11.66 | 0 | Residential | 1 | BURLINGTON | 8016 | 13 | REC SOLAR, INC. | PSE&G BPU | No | Complete | 2011-07-05 | 2012-01-12 | 2012-02-02 | 2012-02-02
SRP03886 | SREC Solar | KNOBLOCH |  | 10.5 | 0 | Residential | 1 | LAKEWOOD | 8701 | 18 | ALTERIS RENEWABLES | JCP&L | No | Complete | 2011-07-05 | 2011-09-21 | 2011-11-03 | 2011-11-03
SRP03887 | SREC Solar | DORIN |  | 8 | 0 | Residential | 0 | MADISON | 7940 | 3 | ALTERIS RENEWABLES | Unknown | No | Complete | 2011-07-05 | 2012-01-12 | 2012-02-07 | 2012-02-07
SRP03888 | SREC Solar | KARASINSKI |  | 4.92 | 0 | Residential | 0 | HAINESPORT | 8036 | 13 | TRINITY HEATING AND AIR | PSE&G BPU | No | Complete | 2011-07-05 | 2011-11-23 | 2011-12-20 | 2011-12-20
SRP03889 | SREC Solar | MILES |  | 5.64 | 0 | Residential | 0 | OLD BRIDGE | 8857 | 11 | TRINITY HEATING AND AIR | JCP&L | No | Complete | 2011-07-05 | 2011-11-21 | 2011-12-09 | 2011-12-09
SRP03890 | SREC Solar | KUMAR |  | 11.75 | 0 | Residential | 0 | TOMS RIVER | 8753 | 18 | TRINITY HEATING AND AIR | JCP&L | No | Complete | 2011-07-05 | 2011-10-21 | 2011-12-09 | 2011-12-09
SRP03891 | SREC Solar | GURNANI |  | 6.75 | 0 | Residential | 0 | WARREN | 7059 | 5 | KRN CONTRACTORS, LLC | PSE&G BPU | No | Complete | 2011-07-05 | 2012-04-27 | 2012-05-11 | 2012-05-11
SRP03892 | SREC Solar | SHAH |  | 6.08 | 0 | Residential | 0 | OLD BRIDGE | 8857 | 11 | TRINITY HEATING AND AIR | JCP&L | No | Complete | 2011-07-05 | 2012-02-07 | 2012-02-29 | 2012-02-29
SRP03893 | SREC Solar | DZIEWIONTKOWSKI |  | 7.755 | 0 | Residential | 0 | NEWTON | 7860 | 1 | EAST COAST ALTERNATIVE ENERGY | JCP&L | No | Complete | 2011-07-05 | 2011-08-12 | 2011-08-23 | 2011-08-23
SRP03894 | SREC Solar | SANDRU |  | 9.4 | 0 | Residential | 0 | FREEHOLD | 7728 | 17 | TRINITY HEATING AND AIR | JCP&L | No | Complete | 2011-07-05 | 2011-10-21 | 2012-01-11 | 2012-01-11
SRP03895 | SREC Solar | FORBES |  | 6.271 | 0 | Residential | 0 | RINGWOOD | 7456 | 6 | SELF INSTALL | Orange & Rockland Elec | No | Complete | 2011-07-05 | 2011-11-09 | 2011-11-22 | 2011-11-22
SRP03896 | SREC Solar | HABECK |  | 8.88 | 0 | Residential | 1 | ROEBLING | 8554 | 13 | TRINITY HEATING AND AIR | PSE&G BPU | No | Complete | 2011-07-05 | 2011-10-11 | 2011-10-26 | 2011-10-26
SRP03897 | SREC Solar | KAUFMAN |  | 7.6 | 0 | Residential | 1 | JACKSON | 8527 | 18 | TRINITY HEATING AND AIR | JCP&L | No | Complete | 2011-07-05 | 2012-03-02 | 2012-04-12 | 2012-04-12
SRP03898 | SREC Solar | PAUL |  | 8.88 | 0 | Residential | 0 | MOUNT LAUREL | 8054 | 13 | ROSS SOLAR GROUP, LLC | PSE&G BPU | No | Complete | 2011-07-05 | 2011-10-26 | 2012-03-28 | 2012-03-28
SRP03899 | SREC Solar | HOOVER |  | 6.97 | 0 | Residential | 1 | METUCHEN | 8840 | 11 | TRINITY HEATING AND AIR | PSE&G BPU | No | Complete | 2011-07-05 | 2011-10-05 | 2011-10-13 | 2011-10-13
SRP03900 | SREC Solar | CATHCART |  | 10.35 | 0 | Residential | 0 | LITTLE FALLS | 7424 | 6 | SOLAR HOME NJ LLC | PSE&G BPU | No | Complete | 2011-07-05 | 2012-01-25 | 2012-02-10 | 2012-02-10
SRP03901 | SREC Solar | STAFFIN | PROCEDYNE CORP | 441.28 | 0 | Commercial | 1 | NEW BRUNSWICK | 8901 | 11 | ABSOLUTELY ENERGIZED SOLAR, LLC | PSE&G BPU | No | Complete | 2011-07-05 | 2012-08-16 | 2012-09-13 | 2012-09-13
SRP03902 | SREC Solar | WEBB |  | 8.88 | 0 | Residential | 0 | PILESGROVE | 8098 | 16 | SOLULAR LLC. II | AC Electric | No | Complete | 2011-07-05 | 2011-12-23 | 2012-01-19 | 2012-01-19
SRP03903 | SREC Solar | ITHIER |  | 7.05 | 0 | Residential | 1 | JACKSON | 8527 | 18 | TRINITY HEATING AND AIR | JCP&L | No | Complete | 2011-07-05 | 2011-12-08 | 2011-12-28 | 2011-12-28
SRP03904 | SREC Solar | SILVER |  | 4.23 | 0 | Residential | 1 | PENNIGTON | 8534 | 12 | TRINITY HEATING AND AIR | PSE&G BPU | No | Complete | 2011-07-05 | 2011-11-30 | 2011-12-27 | 2011-12-27
SRP03905 | SREC Solar | DOGANIERO |  | 6.29 | 0 | Residential | 0 | MOORESTOWN | 8057 | 13 | ASTRUM SOLAR, LLC | PSE&G BPU | No | Complete | 2011-07-11 | 2011-09-23 | 2012-03-08 | 2012-03-08
SRP03906 | SREC Solar | ENGESSER |  | 3.675 | 0 | Residential | 1 | BAY HEAD | 8742 | 18 | CORBIN SOLAR SOLUTIONS, LLC | JCP&L | No | Complete | 2011-07-11 | 2011-09-22 | 2011-09-29 | 2011-09-29
SRP03907 | SREC Solar | YENUKASHVILI |  | 7.98 | 0 | Residential | 0 | PLAINSBORO | 8536 | 11 | ASTRUM SOLAR, LLC | PSE&G BPU | No | Complete | 2011-07-11 | 2011-08-04 | 2011-09-01 | 2011-09-01
SRP03908 | SREC Solar | SHAH |  | 10.25 | 0 | Residential | 0 | BORDENTOWN | 8505 | 13 | ALTERIS RENEWABLES | PSE&G BPU | No | Complete | 2011-07-11 | 2011-09-29 | 2011-11-03 | 2011-11-03
SRP03909 | SREC Solar | BARONE | ROBERTET FLAVORS INC., BLDG 1 | 285.824 | 0 | Commercial | 0 | PISCATAWAY | 8854 | 11 | GEOPEAK ENERGY LLC | PSE&G BPU | No | Complete | 2011-07-11 | 2012-02-02 | 2012-03-08 | 2012-03-08
SRP03910 | SREC Solar | DOSS |  | 9.5 | 0 | Residential | 1 | ASBURY | 8802 | 4 | ALTERIS RENEWABLES | JCP&L | No | Complete | 2011-07-11 | 2011-10-18 | 2011-10-28 | 2011-10-28
SRP03911 | SREC Solar | DUBOWY |  | 14.08 | 0 | Residential | 1 | SOUTH ORANGE | 7079 | 9 | REC SOLAR, INC. | PSE&G BPU | No | Complete | 2011-07-11 | 2012-02-01 | 2012-03-22 | 2012-03-22
SRP03912 | SREC Solar | DEL COLLE |  | 8.74 | 0 | Residential | 0 | PARAMUS | 7652 | 7 | SUNBLUE ENERGY | PSE&G BPU | No | Complete | 2011-07-11 | 2012-03-01 | 2012-04-19 | 2012-04-19
SRP03913 | SREC Solar | EISEN |  | 13.86 | 0 | Residential | 1 | MORRESTOWN | 8057 | 13 | REC SOLAR, INC. | PSE&G BPU | No | Complete | 2011-07-11 | 2012-01-12 | 2012-02-02 | 2012-02-02
SRP03914 | SREC Solar | PICCIONI |  | 28.29 | 0 | Residential | 1 | BRIDGETON | 8302 | 20 | RCL ENTERPRISES INC. | AC Electric | No | Complete | 2011-07-11 | 2011-09-15 | 2011-10-31 | 2011-10-31
SRP03915 | SREC Solar | BARONE | ROBERTET FLAVORS INC., BLDG 2 | 315.392 | 0 | Commercial | 0 | PISCATAWAY | 8854 | 11 | GEOPEAK ENERGY LLC | PSE&G BPU | No | Complete | 2011-07-11 | 2012-02-02 | 2012-03-08 | 2012-03-08
SRP03916 | SREC Solar | KUSTERA |  | 9.065 | 0 | Residential | 0 | SWEDESBORO | 8085 | 15 | ASTRUM SOLAR, LLC | AC Electric | No | Complete | 2011-07-11 | 2011-10-20 | 2011-12-28 | 2011-12-28
SRP03918 | SREC Solar | KOFFER |  | 8.325 | 0 | Residential | 0 | CHERRY HILL | 8034 | 14 | ASTRUM SOLAR, LLC | PSE&G BPU | No | Complete | 2011-07-11 | 2011-08-23 | 2012-03-08 | 2012-03-08
SRP03919 | SREC Solar | BRESLIN |  | 2.59 | 0 | Residential | 0 | ELMER | 8318 | 16 | RCL ENTERPRISES INC. | AC Electric | No | Complete | 2011-07-11 | 2011-08-30 | 2011-10-10 | 2011-10-10
SRP03920 | SREC Solar | PEACE |  | 9.69 | 0 | Residential | 0 | BRICK | 8724 | 18 | ASTRUM SOLAR, LLC | JCP&L | No | Complete | 2011-07-11 | 2011-09-07 | 2011-09-28 | 2011-09-28
SRP03922 | SREC Solar | SCHLICH |  | 9.43 | 0 | Residential | 1 | COLTS NECK | 7722 | 17 | ECOLOGICAL SYSTEMS-MANALAPAN | JCP&L | No | Complete | 2011-07-11 | 2012-07-05 | 2012-07-20 | 2012-07-20
SRP03925 | SREC Solar | MENNELLA | MENNELLA'S POULTRY COMPANY | 129.36 | 0 | Residential | 0 | PATERSON | 7503 | 6 | TURTLE & HUGHES | PSE&G BPU | No | Complete | 2011-07-11 | 2011-10-12 | 2011-10-28 | 2011-10-28
SRP03926 | SREC Solar | PATEL |  | 3.6 | 0 | Residential | 0 | LAKE HIAWATHA | 7034 | 3 | 1ST LIGHT ENERGY, INC. | JCP&L | No | Complete | 2011-07-11 | 2011-08-23 | 2011-09-19 | 2011-09-19
SRP03927 | SREC Solar | DEVANEY |  | 6.58 | 0 | Residential | 1 | BARNEGAT | 8005 | 18 | TRINITY HEATING AND AIR | JCP&L | No | Complete | 2011-07-11 | 2011-11-25 | 2011-12-27 | 2011-12-27
SRP03928 | SREC Solar | PUGH |  | 6.345 | 0 | Residential | 1 | SWEDESBORO | 8085 | 15 | TRINITY HEATING AND AIR | AC Electric | No | Complete | 2011-07-11 | 2011-12-08 | 2012-01-05 | 2012-01-05
SRP03930 | SREC Solar | REED |  | 4.8 | 0 | Residential | 1 | WESTAMPTON | 8060 | 13 | TRINITY HEATING AND AIR | PSE&G BPU | No | Complete | 2011-07-11 | 2012-09-26 | 2012-10-11 | 2012-10-11
SRP03931 | SREC Solar | LI |  | 5.74 | 0 | Residential | 1 | MANALAPAN | 7726 | 17 | TRINITY HEATING AND AIR | JCP&L | No | Complete | 2011-07-11 | 2011-11-15 | 2011-12-09 | 2011-12-09
SRP03932 | SREC Solar | TOURVILLE |  | 7.38 | 0 | Residential | 1 | BROWNS MILLS | 8015 | 13 | TRINITY HEATING AND AIR | JCP&L | No | Complete | 2011-07-11 | 2011-08-15 | 2011-08-25 | 2011-08-25
SRP03933 | SREC Solar | WAPELHORST |  | 9.84 | 0 | Residential | 1 | JACKSON | 8527 | 18 | TRINITY HEATING AND AIR | JCP&L | No | Complete | 2011-07-11 | 2011-11-15 | 2011-12-09 | 2011-12-09
SRP03934 | SREC Solar | RUSSELL |  | 5.74 | 0 | Residential | 1 | JACKSON | 8527 | 18 | TRINITY HEATING AND AIR | JCP&L | No | Complete | 2011-07-11 | 2011-09-26 | 2011-10-10 | 2011-10-10
SRP03935 | SREC Solar | RICHARDS |  | 8.14 | 0 | Residential | 0 | BELMAR | 7719 | 17 | TRINITY HEATING AND AIR | JCP&L | No | Complete | 2011-07-11 | 2011-09-20 | 2011-09-23 | 2011-09-23
SRP03936 | SREC Solar | HERSHEY |  | 8.93 | 0 | Residential | 1 | BARNEGAT | 8005 | 18 | TRINITY HEATING AND AIR | JCP&L | No | Complete | 2011-07-11 | 2011-11-14 | 2011-12-06 | 2011-12-06
SRP03937 | SREC Solar | SGRO |  | 5.55 | 0 | Residential | 1 | COLUMBUS | 8022 | 13 | TRINITY HEATING AND AIR | PSE&G BPU | No | Complete | 2011-07-11 | 2011-09-22 | 2011-10-04 | 2011-10-04
SRP03938 | SREC Solar | BOYLE |  | 6.11 | 0 | Residential | 1 | BRADLEY BEACH | 7720 | 17 | TRINITY HEATING AND AIR | JCP&L | No | Complete | 2011-07-11 | 2011-12-08 | 2012-01-05 | 2012-01-05
SRP03939 | SREC Solar | TAJO |  | 7.05 | 0 | Residential | 1 | SCOTCH PLAINS | 7076 | 10 | TRINITY HEATING AND AIR | PSE&G BPU | No | Complete | 2011-07-11 | 2012-03-07 | 2012-04-17 | 2012-04-17
SRP03940 | SREC Solar | NORRIS |  | 15.51 | 0 | Residential | 1 | SWEDESBORO | 8085 | 15 | TRINITY HEATING AND AIR | AC Electric | No | Complete | 2011-07-11 | 2011-10-19 | 2011-12-27 | 2011-12-27
SRP03941 | SREC Solar | GALISZEWSKI |  | 6.29 | 0 | Residential | 1 | LAKEWOOD | 8701 | 18 | TRINITY HEATING AND AIR | JCP&L | No | Complete | 2011-07-11 | 2011-08-16 | 2011-08-23 | 2011-08-23
SRP03942 | SREC Solar | FEELEY |  | 9.99 | 0 | Residential | 1 | BRADELY BEACH | 7720 | 17 | TRINITY HEATING AND AIR | JCP&L | No | Complete | 2011-07-11 | 2011-10-14 | 2011-12-20 | 2011-12-20
SRP03944 | SREC Solar | ALAIMO |  | 9.84 | 0 | Residential | 1 | BRIDGEWATER | 8807 | 5 | TRINITY HEATING AND AIR | PSE&G BPU | No | Complete | 2011-07-11 | 2011-10-03 | 2011-10-12 | 2011-10-12
SRP03945 | SREC Solar | MARTIN | THOMSON LAMINATION | 301.74 | 0 | Residential | 0 | MAPLE SHADE | 8052 | 13 | TRINITY HEATING AND AIR | PSE&G BPU | No | Complete | 2011-07-11 | 2012-02-01 | 2012-03-20 | 2012-03-20
SRP03946 | SREC Solar | JIRAS-KOERNIG |  | 11.75 | 0 | Residential | 1 | ROEBLING | 8554 | 13 | TRINITY HEATING AND AIR | PSE&G BPU | No | Complete | 2011-07-11 | 2011-09-22 | 2011-10-13 | 2011-10-13
SRP03947 | SREC Solar | MANZO | ST. BATHOLOMEW'S CHURCH | 47.775 | 0 | Commercial | 1 | CHERRY HILL | 8003 | 14 | CLEAR SKIES SOLAR INC | PSE&G BPU | No | Complete | 2011-07-11 | 2011-09-21 | 2012-04-22 | 2012-04-22
SRP03948 | SREC Solar | MOORE |  | 10.56 | 0 | Residential | 0 | SEWELL | 8080 | 15 | SOLAR WORKS NJ | AC Electric | No | Complete | 2011-07-11 | 2012-04-06 | 2012-04-25 | 2012-04-25
SRP03949 | SREC Solar | MOLINARO |  | 5.64 | 0 | Residential | 1 | NUTLEY | 7110 | 9 | TRINITY HEATING AND AIR | PSE&G BPU | No | Complete | 2011-07-11 | 2011-09-29 | 2012-02-20 | 2012-02-20
SRP03950 | SREC Solar | ENT |  | 4.6 | 0 | Residential | 1 | PISCATAWAY | 8854 | 11 | ALTERNATIVE LIGHT & ENERGY SOLUTIONS | PSE&G BPU | No | Complete | 2011-07-11 | 2011-09-22 | 2011-11-03 | 2011-11-03
SRP03951 | SREC Solar | MCCULLOUGH |  | 6.15 | 0 | Residential | 1 | SEWELL | 8080 | 15 | TRINITY HEATING AND AIR | AC Electric | No | Complete | 2011-07-11 | 2011-12-08 | 2011-12-28 | 2011-12-28
SRP03953 | SREC Solar | MISTRY |  | 5.145 | 0 | Residential | 0 | LODI | 7644 | 7 | 1ST LIGHT ENERGY, INC. | PSE&G BPU | No | Complete | 2011-07-11 | 2011-10-18 | 2012-03-20 | 2012-03-20
SRP03954 | SREC Solar | SCOTT | UNITED STATIONERS SUPPLY COMPANY | 2337.58 | 0 | Commercial | 1 | CRANBURY | 8512 | 11 | SUNDURANCE ENERGY | PSE&G BPU | No | Complete | 2011-07-11 | 2012-01-18 | 2012-02-07 | 2012-02-07
SRP03955 | SREC Solar | SANCHEZ |  | 10.32 | 0 | Residential | 0 | WAYNE | 7470 | 6 | 1ST LIGHT ENERGY, INC. | PSE&G BPU | No | Complete | 2011-07-11 | 2011-07-27 | 2011-09-23 | 2011-09-23
SRP03959 | SREC Solar | LOPKO |  | 4.6 | 0 | Residential | 1 | MILLVILLE | 8332 | 20 | SEA BRIGHT SOLAR, LLC | AC Electric | No | Complete | 2011-07-11 | 2011-10-05 | 2011-10-13 | 2011-10-13
SRP03960 | SREC Solar | LOWENSTEIN |  | 8.1 | 0 | Residential | 0 | BORDENTOWN | 8505 | 13 | MERCURY SOLAR SYSTEMS | PSE&G BPU | No | Complete | 2011-07-11 | 2011-10-27 | 2011-11-10 | 2011-11-10
SRP03961 | SREC Solar | GERBER | HFD SOLAR ENTERPRISES, LLC | 444.675 | 0 | Residential | 0 | SOMERVILLE | 8876 | 5 | SELF INSTALL | JCP&L | No | Complete | 2011-07-11 | 2011-10-19 | 2012-02-17 | 2012-02-17
SRP03962 | SREC Solar | MAZZA |  | 9.87 | 0 | Residential | 1 | HAMMONTON | 8037 | 19 | MERCURY SOLAR SYSTEMS | AC Electric | No | Complete | 2011-07-11 | 2012-01-17 | 2012-02-07 | 2012-02-07
SRP03963 | SREC Solar | PLIMPTON |  | 5.92 | 0 | Residential | 0 | CHERRY HILL | 8003 | 14 | PROVEN RENEWABLE ENERGY, LLC | PSE&G BPU | No | Complete | 2011-07-11 | 2011-08-31 | 2011-09-08 | 2011-09-08
SRP03966 | SREC Solar | MATTISON |  | 4.6 | 0 | Residential | 1 | FORKED RIVER | 8731 | 18 | GEOGENIX | JCP&L | No | Complete | 2011-07-11 | 2011-11-21 | 2011-12-20 | 2011-12-20
SRP03967 | SREC Solar | PRUNYI |  | 6.11 | 0 | Residential | 1 | MIDDLETOWN | 7748 | 17 | GARDEN STATE SOLAR LLC | JCP&L | No | Complete | 2011-07-11 | 2011-08-17 | 2011-09-29 | 2011-09-29
SRP03968 | SREC Solar | WRIGHT |  | 4.81 | 0 | Residential | 1 | MANNINGTON | 8079 | 16 | MERCURY SOLAR SYSTEMS | AC Electric | No | Complete | 2011-07-11 | 2011-11-17 | 2011-12-20 | 2011-12-20
SRP03969 | SREC Solar | KISE |  | 5.06 | 0 | Residential | 1 | POINT PLEASANT | 8742 | 18 | FOUR POINT REFRIGERATION CO., INC. | JCP&L | No | Complete | 2011-07-11 | 2011-11-09 | 2012-02-07 | 2012-02-07
SRP03970 | SREC Solar | FITCH |  | 8.74 | 0 | Residential | 0 | NORTH CAPE MAY | 8204 | 21 | ECLIPSE SOLAR | AC Electric | No | Complete | 2011-07-11 | 2012-01-12 | 2012-02-02 | 2012-02-02
SRP03971 | SREC Solar | WILLIAMS JR. | DOUGLAS CARVER COMMUNITY | 2.4 | 0 | Commercial | 0 | ORANGE | 7050 | 9 | PRO CUSTOM SOLAR | PSE&G BPU | No | Complete | 2011-07-11 | 2012-01-17 | 2012-07-05 | 2012-07-05
SRP03975 | SREC Solar | TESMAN |  | 7.48 | 0 | Residential | 1 | COLLINGSWOOD | 8108 | 14 | ECOLOGICAL SYSTEMS BY WATER WIZARD | PSE&G BPU | No | Complete | 2011-07-11 | 2012-05-03 | 2012-05-15 | 2012-05-15
SRP03976 | SREC Solar | DIPASQUALE JR |  | 8.385 | 0 | Residential | 1 | EAST HANOVER | 7936 | 3 | ALTERNATIVE LIGHT & ENERGY SOLUTIONS | JCP&L | No | Complete | 2011-07-11 | 2011-09-19 | 2011-10-17 | 2011-10-17
SRP03977 | SREC Solar | MCRINK |  | 6.02 | 0 | Residential | 1 | MORRIS PLAINS | 7950 | 3 | ALTERNATIVE LIGHT & ENERGY SOLUTIONS | JCP&L | No | Complete | 2011-07-11 | 2012-02-02 | 2012-03-02 | 2012-03-02
SRP03978 | SREC Solar | USCENSKI |  | 3.44 | 0 | Residential | 1 | BARNEGAT | 8005 | 18 | SOLULAR LLC. II | AC Electric | No | Complete | 2011-07-11 | 2011-12-02 | 2011-12-27 | 2011-12-27
SRP03979 | SREC Solar | YANUSZ |  | 4.3 | 0 | Residential | 1 | HAMMONTON | 8037 | 19 | SOLULAR LLC. II | AC Electric | No | Complete | 2011-07-11 | 2011-11-07 | 2011-12-14 | 2011-12-14
SRP03980 | SREC Solar | ROSEN | HP & MR PROPERTIES LLC | 83.23 | 0 | Commercial | 0 | WEST BERLIN | 8091 | 14 | TRINITY HEATING AND AIR | AC Electric | No | Complete | 2011-07-11 | 2011-11-17 | 2011-12-20 | 2011-12-20
SRP03984 | SREC Solar | SENDEROWICZ | ONE ETHEL BOULEVARD, LLC | 467.415 | 0 | Non Profit | 0 | WOODRIDGE | 7075 | 7 | PWI SOLAR CONSTRUCTION, INC. | PSE&G BPU | No | Complete | 2011-07-11 | 2011-08-02 | 2011-09-28 | 2011-09-28
SRP03985 | SREC Solar | LEE | PRODUCTION RESOURCES GROUP, LLC | 813.12 | 0 | Commercial | 1 | SECAUCUS | 7094 | 8 | SOLAR ENERGY, LLC | PSE&G BPU | No | Complete | 2011-07-11 | 2011-10-20 | 2011-11-16 | 2011-11-16
SRP03986 | SREC Solar | THALER |  | 6.66 | 0 | Residential | 1 | LAKEWOOD | 8701 | 18 | TRINITY HEATING AND AIR | JCP&L | No | Complete | 2011-07-11 | 2011-08-15 | 2011-08-25 | 2011-08-25
SRP03988 | SREC Solar | PATUTO |  | 5.98 | 0 | Residential | 1 | MANCHESTER | 8759 | 18 | GEOGENIX | JCP&L | No | Complete | 2011-07-11 | 2011-10-04 | 2011-10-21 | 2011-10-21
SRP03989 | SREC Solar | RHODES | RHODES & RHODES MILLWORK CO. | 28.49 | 0 | Commercial | 0 | EGG HARBOR TWP | 8234 | 19 | BRITE IDEA ENERGY | AC Electric | No | Complete | 2011-07-11 | 2011-11-03 | 2012-01-13 | 2012-01-13
SRP03990 | SREC Solar | BARBATO | AQUA NEW JERSEY, INC | 389.06 | 0 | Commercial | 0 | PHILLIPSBURG | 8865 | 2 | DYNAMIC SOLAR, LLC- WAYNE | JCP&L | No | Complete | 2011-07-11 | 2012-01-17 | 2012-03-22 | 2012-03-22
SRP03991 | SREC Solar | BHATTI |  | 7.2 | 0 | Residential | 0 | BLACKWOOD | 8012 | 14 | GEOPEAK ENERGY LLC | PSE&G BPU | No | Complete | 2011-07-11 | 2011-10-11 | 2012-03-27 | 2012-03-27
SRP03992 | SREC Solar | WERNERSBACH |  | 6.84 | 0 | Residential | 0 | JERSEY CITY | 7307 | 8 | GEOPEAK ENERGY LLC | PSE&G BPU | No | Complete | 2011-07-11 | 2011-10-14 | 2011-12-28 | 2011-12-28
SRP03993 | SREC Solar | SINGH |  | 7.36 | 0 | Residential | 0 | SICKLERVILLE | 8081 | 14 | GEOPEAK ENERGY LLC | AC Electric | No | Complete | 2011-07-11 | 2011-10-11 | 2012-01-19 | 2012-01-19
SRP03994 | SREC Solar | COLLET |  | 13.76 | 0 | Residential | 1 | NORTHFIELD | 8225 | 19 | RCL ENTERPRISES INC. | AC Electric | No | Complete | 2011-07-11 | 2011-12-30 | 2012-04-22 | 2012-04-22
SRP03995 | SREC Solar | STACKHOUSE |  | 6.02 | 0 | Residential | 1 | CHERRY HILL | 8003 | 14 | RCL ENTERPRISES INC. | PSE&G BPU | No | Complete | 2011-07-11 | 2011-09-02 | 2011-11-21 | 2011-11-21
SRP03997 | SREC Solar | KESSEL |  | 17.94 | 0 | Residential | 0 | CHESTERFIELD TWP | 8505 | 13 | GREENCO SOLAR | PSE&G BPU | No | Complete | 2011-07-11 | 2012-02-23 | 2012-04-05 | 2012-04-05
SRP03998 | SREC Solar | FENG |  | 5.875 | 0 | Residential | 0 | BRIDGEWATER | 8807 | 5 | NJ SOLAR SYSTEM LLC | PSE&G BPU | No | Complete | 2011-07-11 | 2011-08-16 | 2011-09-29 | 2011-09-29
SRP04001 | SREC Solar | GRIMES | 4437 CENTRAL PARTNERS ,LLC | 7.59 | 0 | Commercial | 0 | SEAVIEW HARBOR | 8403 | 19 | GREENCO SOLAR | AC Electric | No | Complete | 2011-07-11 | 2012-01-20 | 2012-02-17 | 2012-02-17
SRP04003 | SREC Solar | GALLAGHER | THE ARC OF SALEM COUNTY | 121.26 | 0 | Non Profit | 1 | SALEM | 8079 | 16 | RCL ENTERPRISES INC. | AC Electric | No | Complete | 2011-07-11 | 2012-01-06 | 2012-01-26 | 2012-01-26
SRP04004 | SREC Solar | TEMPLETON |  | 11.88 | 0 | Residential | 0 | KINNELON | 7405 | 3 | RENEWERGY SOLUTIONS GROUP | Unknown | No | Complete | 2011-07-11 | 2011-12-08 | 2011-12-28 | 2011-12-28
SRP04005 | SREC Solar | SILVA |  | 6.525 | 0 | Residential | 0 | SPRINGFIELD | 7081 | 10 | AMERICAN RENEWABLE ENERGY, INC | JCP&L | No | Complete | 2011-07-11 | 2011-08-30 | 2011-11-03 | 2011-11-03
SRP04006 | SREC Solar | CANALES |  | 9.8 | 0 | Residential | 1 | CINNAMINSON | 8077 | 13 | SUNGEVITY, INC. | PSE&G BPU | No | Complete | 2011-07-11 | 2012-03-09 | 2012-04-13 | 2012-04-13
SRP04007 | SREC Solar | HIRSCH | JULIUS YOUNG HOSIERY INC. | 320.805 | 0 | Commercial | 0 | NEWARK | 7105 | 9 | GREEN POWER DEVELOPERS, LLC | PSE&G BPU | No | Complete | 2011-07-11 | 2013-01-03 | 2013-05-06 | 2013-05-06
SRP04008 | SREC Solar | GUNTHER |  | 19.8 | 0 | Residential | 0 | MANALAPAN | 7726 | 17 | SUNSHINE SOLAR SYSTEMS, INC. | JCP&L | No | Complete | 2011-07-11 | 2011-10-12 | 2011-11-21 | 2011-11-21
SRP04009 | SREC Solar | AMELS | VAN NATTA MECHANICAL CORP | 116.09 | 0 | Commercial | 0 | MAHWAH | 7430 | 7 | KG BUILDERS - RE DIVISION | Orange & Rockland Elec | No | Complete | 2011-07-11 | 2012-02-10 | 2012-03-15 | 2012-03-15
SRP04011 | SREC Solar | SANTIAGO |  | 2.35 | 0 | Residential | 1 | TRENTON | 8611 | 12 | TRINITY HEATING AND AIR | PSE&G BPU | No | Complete | 2011-07-11 | 2012-02-08 | 2012-03-02 | 2012-03-02
SRP04012 | SREC Solar | HAYES |  | 7.05 | 0 | Residential | 1 | BRICK | 8723 | 18 | TRINITY HEATING AND AIR | JCP&L | No | Complete | 2011-07-11 | 2011-10-05 | 2011-11-15 | 2011-11-15
SRP04013 | SREC Solar | GREENBERG |  | 7.4 | 0 | Residential | 1 | LAKEWOOD | 8701 | 18 | TRINITY HEATING AND AIR | JCP&L | No | Complete | 2011-07-11 | 2011-09-21 | 2011-11-03 | 2011-11-03
SRP04014 | SREC Solar | ERRICKSON | MAYS LANDING VOL. FIRE CO | 24.42 | 0 | Non Profit | 0 | MAYS LANDING | 8330 | 19 | MERCURY SOLAR SYSTEMS | AC Electric | No | Complete | 2011-07-11 | 2011-12-19 | 2012-01-17 | 2012-01-17
SRP04015 | SREC Solar | THOMAS |  | 4.6 | 0 | Residential | 0 | MONROEVILLE | 8343 | 16 | GEORGE SPARKS, INC | AC Electric | No | Complete | 2011-07-11 | 2012-04-03 | 2012-04-25 | 2012-04-25
SRP04016 | SREC Solar | SCOTT |  | 5.125 | 0 | Residential | 1 | MONROE | 8831 | 11 | TRINITY HEATING AND AIR | JCP&L | No | Complete | 2011-07-11 | 2011-10-21 | 2011-12-08 | 2011-12-08
SRP04017 | SREC Solar | ROMANO |  | 35.88 | 0 | Residential | 0 | BEDMINSTER | 7921 | 5 | 1ST AMERICAN SOLAR | JCP&L | No | Complete | 2011-07-11 | 2011-09-30 | 2012-03-15 | 2012-03-15
SRP04018 | SREC Solar | BORER |  | 10.08 | 0 | Residential | 0 | PENNINGTON | 8534 | 12 | JERSEY SOLAR, LLC | PSE&G BPU | No | Complete | 2011-07-11 | 2011-10-07 | 2012-04-05 | 2012-04-05
SRP04019 | SREC Solar | BARBATO | AQUA NEW JERSEY, INC. | 70.07 | 0 | Commercial | 0 | SICKLERVILLE | 8081 | 14 | DYNAMIC SOLAR, LLC- WAYNE | AC Electric | No | Complete | 2011-07-11 | 2011-11-21 | 2011-12-14 | 2011-12-14
SRP04020 | SREC Solar | KENDALL |  | 2.585 | 0 | Residential | 1 | RICHLAND | 8350 | 19 | MERCURY SOLAR SYSTEMS | AC Electric | No | Complete | 2011-07-11 | 2012-02-07 | 2012-02-29 | 2012-02-29
SRP04021 | SREC Solar | KENDALL |  | 9.87 | 0 | Residential | 1 | RICHLAND | 8350 | 19 | MERCURY SOLAR SYSTEMS | AC Electric | No | Complete | 2011-07-11 | 2012-02-07 | 2012-02-29 | 2012-02-29
SRP04024 | SREC Solar | DOLAN |  | 6.29 | 0 | Residential | 0 | NORTHFIELD | 8225 | 19 | TRINITY HEATING AND AIR | AC Electric | No | Complete | 2011-07-11 | 2011-12-08 | 2012-01-05 | 2012-01-05
SRP04025 | SREC Solar | SEVERNS |  | 7.13 | 0 | Residential | 1 | WRIGHTSTOWN | 8562 | 13 | MERCURY SOLAR SYSTEMS | JCP&L | No | Complete | 2011-07-11 | 2011-10-24 | 2011-11-09 | 2011-11-09
SRP04026 | SREC Solar | DUERR |  | 7.4 | 0 | Residential | 1 | MANCHESTER | 8755 | 18 | TRINITY HEATING AND AIR | JCP&L | No | Complete | 2011-07-11 | 2011-10-19 | 2011-12-08 | 2011-12-08
SRP04029 | SREC Solar | CALABRO |  | 7.05 | 0 | Residential | 0 | MORGANVILLE | 7751 | 17 | SELF INSTALL | JCP&L | No | Complete | 2011-07-11 | 2013-07-02 | 2013-07-10 | 2013-07-10
SRP04031 | SREC Solar | FRERICKS | C AND T CONSTRUCTION LLC | 6.72 | 0 | Commercial | 0 | MANAHAWKING | 8050 | 18 | ADVANCED SOLAR PRODUCTS FLEMINGTON | AC Electric | No | Complete | 2011-07-11 | 2012-01-03 | 2012-08-14 | 2012-08-14
SRP04032 | SREC Solar | COVERT |  | 6.475 | 0 | Residential | 1 | RUNNEMEDE | 8078 | 14 | MERCURY SOLAR SYSTEMS | PSE&G BPU | No | Complete | 2011-07-11 | 2011-09-29 | 2011-10-10 | 2011-10-10
SRP04033 | SREC Solar | FRERICKS |  | 9.36 | 0 | Residential | 0 | MANAHAWKING | 8050 | 18 | ADVANCED SOLAR PRODUCTS FLEMINGTON | AC Electric | No | Complete | 2011-07-11 | 2012-01-03 | 2012-08-14 | 2012-08-14
SRP04036 | SREC Solar | FU |  | 9.87 | 0 | Residential | 0 | BRIDGEWATER | 8807 | 5 | NJ SOLAR SYSTEM LLC | PSE&G BPU | No | Complete | 2011-07-11 | 2011-08-22 | 2011-09-29 | 2011-09-29
SRP04037 | SREC Solar | O'SHEA |  | 8.775 | 0 | Residential | 0 | MONROE TWP | 8831 | 11 | ALTERIS RENEWABLES | JCP&L | No | Complete | 2011-07-11 | 2011-11-04 | 2011-11-22 | 2011-11-22
SRP04039 | SREC Solar | HARRER |  | 5.405 | 0 | Residential | 0 | OCEAN CITY | 8226 | 21 | FREEDOM ENERGY PARTNERS, LLC | AC Electric | No | Complete | 2011-07-11 | 2011-11-28 | 2012-01-19 | 2012-01-19
SRP04041 | SREC Solar | MILLER |  | 10.8 | 0 | Residential | 0 | HOPEWELL | 8525 | 12 | RCL ENTERPRISES INC. | AC Electric | No | Complete | 2011-07-11 | 2011-10-11 | 2012-04-13 | 2012-04-13
SRP04042 | SREC Solar | FIELD |  | 9.02 | 0 | Residential | 1 | TURNERSVILLE | 8012 | 14 | TRINITY HEATING AND AIR | AC Electric | No | Complete | 2011-07-11 | 2011-12-08 | 2012-01-05 | 2012-01-05
SRP04044 | SREC Solar | MALONE |  | 5.55 | 0 | Residential | 1 | LAKEWOOD | 8701 | 18 | TRINITY HEATING AND AIR | JCP&L | No | Complete | 2011-07-11 | 2011-09-21 | 2011-11-03 | 2011-11-03
SRP04045 | SREC Solar | MARTIN |  | 10.34 | 0 | Residential | 1 | HAMMONTON | 8037 | 19 | TRINITY HEATING AND AIR | AC Electric | No | Complete | 2011-07-11 | 2011-12-09 | 2012-01-13 | 2012-01-13
SRP04046 | SREC Solar | PENCAK |  | 7.215 | 0 | Residential | 1 | COLUMBUS | 8022 | 13 | TRINITY HEATING AND AIR | PSE&G BPU | No | Complete | 2011-07-11 | 2011-08-17 | 2011-08-23 | 2011-08-23
SRP04047 | SREC Solar | BLASZ |  | 6.66 | 0 | Residential | 1 | JACKSON | 8527 | 18 | TRINITY HEATING AND AIR | JCP&L | No | Complete | 2011-07-11 | 2011-10-14 | 2011-11-29 | 2011-11-29
SRP04048 | SREC Solar | GARFIELD |  | 7.4 | 0 | Residential | 1 | LAKEWOOD | 8701 | 18 | TRINITY HEATING AND AIR | JCP&L | No | Complete | 2011-07-11 | 2011-10-11 | 2011-10-26 | 2011-10-26
SRP04049 | SREC Solar | KISH |  | 6.58 | 0 | Residential | 1 | FORKED RIVER | 8731 | 18 | TRINITY HEATING AND AIR | JCP&L | No | Complete | 2011-07-11 | 2011-10-14 | 2011-11-29 | 2011-11-29
SRP04050 | SREC Solar | FAIOLA |  | 6.66 | 0 | Residential | 1 | CINNAMINSON | 8077 | 13 | TRINITY HEATING AND AIR | PSE&G BPU | No | Complete | 2011-07-11 | 2012-04-27 | 2012-05-18 | 2012-05-18
SRP04051 | SREC Solar | STUFKO |  | 8.88 | 0 | Residential | 1 | ALLENTOWN | 8501 | 17 | TRINITY HEATING AND AIR | PSE&G BPU | No | Complete | 2011-07-11 | 2011-08-09 | 2011-08-22 | 2011-08-22
SRP04052 | SREC Solar | JARAMILLO |  | 6.15 | 0 | Residential | 1 | ELIZABETH | 7202 | 10 | TRINITY HEATING AND AIR | PSE&G BPU | No | Complete | 2011-07-11 | 2011-10-07 | 2011-10-21 | 2011-10-21
SRP04054 | SREC Solar | WEISSER |  | 6.58 | 0 | Residential | 1 | JACKSON | 8527 | 18 | TRINITY HEATING AND AIR | JCP&L | No | Complete | 2011-07-11 | 2011-09-22 | 2011-10-13 | 2011-10-13
SRP04055 | SREC Solar | REICHEG |  | 17.205 | 0 | Residential | 0 | BELLE MEAD | 8502 | 5 | TRINITY HEATING AND AIR | PSE&G BPU | No | Complete | 2011-07-11 | 2011-10-03 | 2011-11-29 | 2011-11-29
SRP04056 | SREC Solar | FRANK |  | 7.2 | 0 | Residential | 1 | BOONTON | 7005 | 3 | TRINITY HEATING AND AIR | JCP&L | No | Complete | 2011-07-11 | 2012-03-07 | 2012-04-13 | 2012-04-13
SRP04057 | SREC Solar | VIDYARTHI |  | 4.14 | 0 | Residential | 1 | CARTERET | 7008 | 11 | TRINITY HEATING AND AIR | PSE&G BPU | No | Complete | 2011-07-11 | 2011-12-16 | 2012-01-24 | 2012-01-24
SRP04058 | SREC Solar | MA |  | 5.33 | 0 | Residential | 1 | MANALAPAN | 7726 | 17 | TRINITY HEATING AND AIR | JCP&L | No | Complete | 2011-07-11 | 2011-10-12 | 2011-10-28 | 2011-10-28
SRP04059 | SREC Solar | MENKES |  | 2.8 | 0 | Residential | 1 | BLOOMFIELD | 7003 | 9 | SUNGEVITY, INC. | PSE&G BPU | No | Complete | 2011-07-18 | 2011-12-30 | 2012-01-26 | 2012-01-26
SRP04060 | SREC Solar | CHUNG |  | 4.55 | 0 | Residential | 1 | NORTH BERGEN | 7047 | 8 | SUNGEVITY, INC. | PSE&G BPU | No | Complete | 2011-07-18 | 2012-02-22 | 2012-03-30 | 2012-03-30
SRP04062 | SREC Solar | MANGIERO |  | 5.25 | 0 | Residential | 1 | EAST WINDSOR | 8512 | 11 | SUNGEVITY, INC. | JCP&L | No | Complete | 2011-07-18 | 2011-12-08 | 2011-12-28 | 2011-12-28
SRP04063 | SREC Solar | DEMUTH |  | 9 | 0 | Residential | 0 | JACKSON | 8527 | 18 | GEOGENIX | JCP&L | No | Complete | 2011-07-18 | 2011-12-08 | 2011-12-29 | 2011-12-29
SRP04066 | SREC Solar | PANJABI |  | 8.1 | 0 | Residential | 0 | LIVINGSTON | 7039 | 9 | GEOGENIX | PSE&G BPU | No | Complete | 2011-07-18 | 2011-11-03 | 2011-12-28 | 2011-12-28
SRP04069 | SREC Solar | PHAM |  | 11.52 | 0 | Residential | 0 | HAMILTON | 8620 | 12 | CORBIN SOLAR SOLUTIONS, LLC | PSE&G BPU | No | Complete | 2011-07-18 | 2012-01-11 | 2012-02-09 | 2012-02-09
SRP04070 | SREC Solar | EGAN |  | 3.45 | 0 | Residential | 1 | LONG BRANCH | 7740 | 17 | SEA BRIGHT SOLAR, LLC | JCP&L | No | Complete | 2011-07-18 | 2011-12-08 | 2012-01-04 | 2012-01-04
SRP04071 | SREC Solar | MUNOZ |  | 4.3 | 0 | Residential | 1 | PERTH AMBOY | 8861 | 11 | CORBIN SOLAR SOLUTIONS, LLC | PSE&G BPU | No | Complete | 2011-07-18 | 2011-11-17 | 2011-12-20 | 2011-12-20
SRP04072 | SREC Solar | GREGORIO |  | 8.05 | 0 | Residential | 1 | MIDDLETOWN | 7748 | 17 | SEA BRIGHT SOLAR, LLC | JCP&L | No | Complete | 2011-07-18 | 2011-11-17 | 2011-12-20 | 2011-12-20
SRP04073 | SREC Solar | SKOLE |  | 9.165 | 2291.25 | Residential | 0 | HILLSBOROUGH | 8844 | 5 | AMPERICON | JCP&L | No | Complete | 2011-07-18 | 2012-01-17 | 2012-03-07 | 2012-06-19
SRP04074 | SREC Solar | JONES |  | 14.245 | 0 | Residential | 0 | MICKLETON | 8056 | 15 | BRITE IDEA ENERGY | AC Electric | No | Complete | 2011-07-18 | 2011-11-21 | 2012-01-26 | 2012-01-26
SRP04075 | SREC Solar | ELKHOURI |  | 8.51 | 0 | Residential | 0 | BOONTON TWP | 7005 | 3 | RYAN INC | JCP&L | No | Complete | 2011-07-18 | 2012-09-20 | 2012-10-09 | 2012-10-09
SRP04077 | SREC Solar | MAZZA |  | 6.11 | 0 | Residential | 0 | BELFORD | 7718 | 17 | SOLAR MITE SOLUTIONS II | JCP&L | No | Complete | 2011-07-18 | 2011-11-04 | 2011-11-22 | 2011-11-22
SRP04078 | SREC Solar | CUELLO |  | 8.28 | 0 | Residential | 1 | SICKLERVILLE | 8081 | 14 | TRINITY HEATING AND AIR | AC Electric | No | Complete | 2011-07-18 | 2011-12-08 | 2012-01-04 | 2012-01-04
SRP04079 | SREC Solar | CHEN |  | 6.88 | 0 | Residential | 1 | PRINCETON | 8540 | 12 | CORBIN SOLAR SOLUTIONS, LLC | PSE&G BPU | No | Complete | 2011-07-18 | 2011-10-24 | 2011-11-09 | 2011-11-09
SRP04080 | SREC Solar | KERN |  | 7.995 | 0 | Residential | 1 | LAUREL SPRINGS | 8021 | 14 | TRINITY HEATING AND AIR | AC Electric | No | Complete | 2011-07-18 | 2011-10-03 | 2011-10-12 | 2011-10-12
SRP04081 | SREC Solar | HOUSEWORTH |  | 8.61 | 0 | Residential | 1 | LUMBERTON | 8048 | 13 | TRINITY HEATING AND AIR | PSE&G BPU | No | Complete | 2011-07-18 | 2011-08-31 | 2011-10-26 | 2011-10-26
SRP04082 | SREC Solar | FREZZO |  | 5.928 | 0 | Residential | 0 | CLARKSBURG | 8510 | 17 | GEOPEAK ENERGY LLC | JCP&L | No | Complete | 2011-07-18 | 2011-10-21 | 2011-11-09 | 2011-11-09
SRP04083 | SREC Solar | IODACI |  | 4.56 | 0 | Residential | 1 | EVESHAM | 8053 | 13 | TRINITY HEATING AND AIR | AC Electric | No | Complete | 2011-07-18 | 2012-09-06 | 2012-10-04 | 2012-10-04
SRP04084 | SREC Solar | DUGAN | EYE PHYSICIANS | 129.36 | 0 | Commercial | 0 | VOORHEES | 8043 | 14 | TURTLE & HUGHES | PSE&G BPU | No | Complete | 2011-07-18 | 2011-10-14 | 2012-03-30 | 2012-03-30
SRP04085 | SREC Solar | CARANNANTE |  | 6.29 | 0 | Residential | 1 | FREEHOLD | 7728 | 17 | TRINITY HEATING AND AIR | JCP&L | No | Complete | 2011-07-18 | 2012-01-09 | 2012-02-17 | 2012-02-17
SRP04086 | SREC Solar | WALKER-SHATKUS |  | 9.165 | 0 | Residential | 1 | BEACHWOOD | 8722 | 18 | TRINITY HEATING AND AIR | JCP&L | No | Complete | 2011-07-18 | 2011-09-29 | 2011-10-12 | 2011-10-12
SRP04087 | SREC Solar | JOSEPH |  | 9.165 | 0 | Residential | 1 | ROCKAWAY | 7866 | 3 | TRINITY HEATING AND AIR | JCP&L | No | Complete | 2011-07-18 | 2012-01-20 | 2012-02-10 | 2012-02-10
SRP04088 | SREC Solar | GERMINARIO, JR. | GRAND INVESTMENTS IV LLC | 16.56 | 0 | Commercial | 0 | EMERSON | 7630 | 7 | E2/ECTA INC. | PSE&G BPU | No | Complete | 2011-07-18 | 2011-10-19 | 2011-10-28 | 2011-10-28
SRP04089 | SREC Solar | MASON |  | 10.35 | 0 | Residential | 0 | EGG HARBOR TWP | 8234 | 19 | RUNNEMEDE PLUMBING HEATING | AC Electric | No | Complete | 2011-07-18 | 2011-11-14 | 2011-12-08 | 2011-12-08
SRP04090 | SREC Solar | NYZIO |  | 8.97 | 0 | Residential | 1 | BORDENTOWN | 8505 | 13 | TRINITY HEATING AND AIR | PSE&G BPU | No | Complete | 2011-07-18 | 2011-09-23 | 2011-10-10 | 2011-10-10
SRP04091 | SREC Solar | ANGELONI |  | 15.36 | 0 | Residential | 0 | EGG HARBOR TWP | 8234 | 19 | RUNNEMEDE PLUMBING HEATING | AC Electric | No | Complete | 2011-07-18 | 2011-11-14 | 2011-12-09 | 2011-12-09
SRP04093 | SREC Solar | KOTA |  | 8.695 | 0 | Residential | 0 | HILLSBOROUGH | 8844 | 5 | ASTRUM SOLAR, LLC | PSE&G BPU | No | Complete | 2011-07-18 | 2011-09-23 | 2011-11-03 | 2011-11-03
SRP04094 | SREC Solar | WEBER |  | 8.55 | 0 | Residential | 0 | HILLSBOROUGH | 8844 | 5 | ASTRUM SOLAR, LLC | PSE&G BPU | No | Complete | 2011-07-18 | 2011-10-11 | 2011-10-26 | 2011-10-26
SRP04095 | SREC Solar | JONES II |  | 5.76 | 1440 | Residential | 1 | BORDENTOWN | 8505 | 13 | 4 BESTSOLAR | PSE&G BPU | No | Complete | 2011-07-18 | 2011-10-13 | 2012-01-24 | 2012-04-04
SRP04096 | SREC Solar | PIERFY | STONY BROOK ELEMENTARY SCHOOL | 230.88 | 0 | School Public K-12 | 0 | ROCKAWAY | 7866 | 3 | BARRIER ELECTRIC | JCP&L | No | Complete | 2011-07-18 | 2011-12-23 | 2012-02-17 | 2012-02-17
SRP04097 | SREC Solar | PIERFY | COPELAND MIDDLE SCHOOL | 368.16 | 0 | School Public K-12 | 0 | ROCKAWAY | 7866 | 3 | BARRIER ELECTRIC | JCP&L | No | Complete | 2011-07-18 | 2011-12-23 | 2012-01-19 | 2012-01-19
SRP04098 | SREC Solar | RODBURG | RTC PROPERTIES, INC. | 1022.14 | 0 | Commercial | 1 | KEARNY | 7032 | 8 | ABSOLUTELY ENERGIZED SOLAR, LLC | PSE&G BPU | No | Complete | 2011-07-18 | 2011-12-08 | 2011-12-28 | 2011-12-28
SRP04101 | SREC Solar | PARAGANO | PARAGANO COMMERICAL LLC | 59.85 | 0 | Commercial | 0 | SHORT HILLS | 7078 | 9 | STEVE WHITMAN SOLAR LLC | JCP&L | No | Complete | 2011-07-18 | 2012-03-12 | 2012-04-13 | 2012-04-13
SRP04102 | SREC Solar | NOBLE |  | 15.99 | 0 | Residential | 1 | HOWELL | 7731 | 17 | TRINITY HEATING AND AIR | JCP&L | No | Complete | 2011-07-18 | 2012-04-25 | 2012-05-10 | 2012-05-10
SRP04104 | SREC Solar | SCALETTI |  | 7.99 | 0 | Residential | 1 | EDISON | 8817 | 11 | TRINITY HEATING AND AIR | PSE&G BPU | No | Complete | 2011-07-18 | 2011-09-29 | 2011-10-12 | 2011-10-12
SRP04105 | SREC Solar | DUNST |  | 5.875 | 0 | Residential | 1 | BRICK | 8724 | 18 | TRINITY HEATING AND AIR | JCP&L | No | Complete | 2011-07-18 | 2011-11-21 | 2011-12-16 | 2011-12-16
SRP04106 | SREC Solar | VILLALUNA |  | 3.22 | 0 | Residential | 1 | EDISON | 8817 | 11 | TRINITY HEATING AND AIR | PSE&G BPU | No | Complete | 2011-07-18 | 2011-10-04 | 2011-12-16 | 2011-12-16
SRP04107 | SREC Solar | RUIZ |  | 4.14 | 0 | Residential | 1 | DELRAN | 8075 | 13 | TRINITY HEATING AND AIR | PSE&G BPU | No | Complete | 2011-07-18 | 2011-08-17 | 2011-08-23 | 2011-08-23
SRP04108 | SREC Solar | WEST |  | 12.455 | 0 | Residential | 1 | JACKSON | 8527 | 18 | TRINITY HEATING AND AIR | JCP&L | No | Complete | 2011-07-18 | 2011-09-19 | 2011-09-23 | 2011-09-23
SRP04109 | SREC Solar | DZURINKO |  | 5.33 | 0 | Residential | 1 | SOUTHAMPTON | 8088 | 13 | TRINITY HEATING AND AIR | JCP&L | No | Complete | 2011-07-18 | 2011-11-25 | 2012-01-04 | 2012-01-04
SRP04110 | SREC Solar | NAIDUK |  | 6.11 | 0 | Residential | 1 | BRICK | 8724 | 18 | TRINITY HEATING AND AIR | JCP&L | No | Complete | 2011-07-18 | 2012-02-29 | 2012-04-12 | 2012-04-12
SRP04111 | SREC Solar | FARRELL |  | 2.87 | 0 | Residential | 1 | HOWELL | 7731 | 17 | TRINITY HEATING AND AIR | JCP&L | No | Complete | 2011-07-18 | 2012-01-24 | 2012-02-24 | 2012-02-24
SRP04113 | SREC Solar | GARRISON |  | 9.165 | 0 | Residential | 1 | CARNEYS POINT | 8069 | 16 | TRINITY HEATING AND AIR | AC Electric | No | Complete | 2011-07-18 | 2011-11-30 | 2011-12-27 | 2011-12-27
SRP04114 | SREC Solar | ANGELONI |  | 13.2 | 0 | Residential | 0 | COLUMBUS | 8022 | 13 | RUNNEMEDE PLUMBING HEATING | PSE&G BPU | No | Complete | 2011-07-18 | 2011-09-12 | 2011-10-26 | 2011-10-26
SRP04115 | SREC Solar | HEDEMAN |  | 9.66 | 0 | Residential | 0 | FLORENCE | 8518 | 13 | RUNNEMEDE PLUMBING HEATING | PSE&G BPU | No | Complete | 2011-07-18 | 2011-09-12 | 2011-09-19 | 2011-09-19
SRP04116 | SREC Solar | HEFLICH |  | 6.44 | 0 | Residential | 0 | MEDORD | 8055 | 13 | ASC SOLAR SOLUTIONS, LLC | PSE&G BPU | No | Complete | 2011-07-18 | 2011-12-12 | 2012-01-11 | 2012-01-11
SRP04118 | SREC Solar | HASSLER |  | 8.05 | 0 | Residential | 0 | SALEM | 8079 | 16 | WYSOCKI ELECTRIC, INC | AC Electric | No | Complete | 2011-07-18 | 2012-01-10 | 2012-02-17 | 2012-02-17
SRP04119 | SREC Solar | COWIE |  | 4.6 | 0 | Residential | 1 | BRICK | 8724 | 18 | GEOGENIX | JCP&L | No | Complete | 2011-07-18 | 2011-11-30 | 2011-12-27 | 2011-12-27
SRP04120 | SREC Solar | AMBROGIO | 431-435 MIDLAND AVENUE, LLC | 132.48 | 0 | Commercial | 1 | SADDLEBROOK | 7663 | 7 | ICMS INC | PSE&G BPU | No | Complete | 2011-07-18 | 2013-06-27 | 2013-06-28 | 2013-06-28
SRP04123 | SREC Solar | COLAMECO |  | 21.855 | 0 | Residential | 0 | SALEM | 8079 | 16 | JEM ELECTRICAL CONTRACTORS | AC Electric | No | Complete | 2011-07-18 | 2012-01-18 | 2012-02-17 | 2012-02-17
SRP04124 | SREC Solar | REID |  | 5.805 | 0 | Residential | 1 | PERTH AMBOY | 8861 | 11 | CORBIN SOLAR SOLUTIONS, LLC | PSE&G BPU | No | Complete | 2011-07-18 | 2011-10-24 | 2011-11-09 | 2011-11-09
SRP04125 | SREC Solar | CLEARY |  | 13.32 | 0 | Residential | 0 | EAST WINDSOR | 8512 | 11 | SIGNATURE SOLAR | JCP&L | No | Complete | 2011-07-18 | 2011-08-12 | 2011-09-09 | 2011-09-09
SRP04126 | SREC Solar | KANCHERLA |  | 9 | 0 | Residential | 0 | BORDENTOWN | 8505 | 13 | ALTERIS RENEWABLES | PSE&G BPU | No | Complete | 2011-07-18 | 2011-09-29 | 2011-11-03 | 2011-11-03
SRP04128 | SREC Solar | PASSARELLI |  | 4.14 | 0 | Residential | 1 | GALLOWAY | 8205 | 19 | ALLSEASON CONSTRUCTION | AC Electric | No | Complete | 2011-07-18 | 2012-06-20 | 2012-07-05 | 2012-07-05
SRP04130 | SREC Solar | REVAK III |  | 5.64 | 0 | Residential | 1 | SICKLERVILLE | 8081 | 14 | TRINITY HEATING AND AIR | AC Electric | No | Complete | 2011-07-18 | 2012-01-09 | 2012-02-17 | 2012-02-17
SRP04131 | SREC Solar | TOLLIVER |  | 4.92 | 0 | Residential | 1 | MINE HILL | 7803 | 3 | TRINITY HEATING AND AIR | JCP&L | No | Complete | 2011-07-18 | 2012-03-02 | 2012-07-13 | 2012-07-13
SRP04132 | SREC Solar | PHILLIPS |  | 5.06 | 0 | Residential | 1 | GALLOWAY | 8205 | 19 | ALLSEASON CONSTRUCTION | AC Electric | No | Complete | 2011-07-18 | 2012-06-20 | 2012-07-05 | 2012-07-05
SRP04133 | SREC Solar | PERRY |  | 5.04 | 0 | Residential | 1 | LINCOLN PARK | 7035 | 3 | TRINITY HEATING AND AIR | JCP&L | No | Complete | 2011-07-18 | 2012-02-27 | 2012-04-05 | 2012-04-05
SRP04134 | SREC Solar | HOPPENFIELD |  | 11.02 | 0 | Residential | 1 | MANCHESTER | 8759 | 18 | TRINITY HEATING AND AIR | JCP&L | No | Complete | 2011-07-18 | 2012-03-20 | 2012-04-22 | 2012-04-22
SRP04135 | SREC Solar | WEISFELD |  | 8.14 | 0 | Residential | 1 | GALLOWAY | 8205 | 19 | ALLSEASON CONSTRUCTION | AC Electric | No | Complete | 2011-07-18 | 2012-06-20 | 2012-07-13 | 2012-07-13
SRP04136 | SREC Solar | CANNELLA |  | 18.72 | 0 | Residential | 1 | MANALAPAN | 7726 | 17 | TRINITY HEATING AND AIR | JCP&L | No | Complete | 2011-07-18 | 2012-02-20 | 2012-03-22 | 2012-03-22
SRP04137 | SREC Solar | STOKES |  | 10.26 | 0 | Residential | 1 | CAPE MAY COURT HOUSE | 8210 | 21 | TRINITY HEATING AND AIR | AC Electric | No | Complete | 2011-07-18 | 2012-01-23 | 2012-04-05 | 2012-04-05
SRP04138 | SREC Solar | VALVO |  | 6.105 | 0 | Residential | 1 | GALLOWAY | 8205 | 19 | ALLSEASON CONSTRUCTION | AC Electric | No | Complete | 2011-07-18 | 2012-06-20 | 2012-08-16 | 2012-08-16
SRP04139 | SREC Solar | NICKEL |  | 9.87 | 0 | Residential | 1 | BRIDGEWATER | 8807 | 5 | TRINITY HEATING AND AIR | PSE&G BPU | No | Complete | 2011-07-18 | 2011-10-27 | 2011-11-10 | 2011-11-10
SRP04140 | SREC Solar | TRAMPLER |  | 10.455 | 0 | Residential | 1 | MANCHESTER | 8759 | 18 | TRINITY HEATING AND AIR | JCP&L | No | Complete | 2011-07-18 | 2011-12-08 | 2012-01-04 | 2012-01-04
SRP04141 | SREC Solar | LIGGIERI |  | 6.66 | 0 | Residential | 1 | GALLOWAY | 8205 | 19 | ALLSEASON CONSTRUCTION | AC Electric | No | Complete | 2011-07-18 | 2012-06-20 | 2012-07-05 | 2012-07-05
SRP04142 | SREC Solar | DILORENZO |  | 7.4 | 0 | Residential | 1 | LAKEWOOD | 8701 | 18 | TRINITY HEATING AND AIR | JCP&L | No | Complete | 2011-07-18 | 2011-09-28 | 2011-10-10 | 2011-10-10
SRP04143 | SREC Solar | SHYMANSKI |  | 5.55 | 0 | Residential | 1 | HOWELL | 7731 | 17 | TRINITY HEATING AND AIR | JCP&L | No | Complete | 2011-07-18 | 2011-09-19 | 2011-10-17 | 2011-10-17
SRP04144 | SREC Solar | HICKS | MICHAEL HICKS INC. | 10.34 | 0 | Residential | 0 | PORT MURRAY | 7865 | 2 | AMERICAN RENEWABLE ENERGY, INC | JCP&L | No | Complete | 2011-07-18 | 2011-09-22 | 2011-10-17 | 2011-10-17
SRP04145 | SREC Solar | DEFILIPPO |  | 8.88 | 0 | Residential | 1 | COLUMBUS | 8022 | 13 | TRINITY HEATING AND AIR | PSE&G BPU | No | Complete | 2011-07-18 | 2011-09-22 | 2011-10-04 | 2011-10-04
SRP04147 | SREC Solar | PARMAR |  | 7.2 | 0 | Residential | 0 | SICKLERVILLE | 8081 | 14 | GEOPEAK ENERGY LLC | AC Electric | No | Complete | 2011-07-18 | 2011-10-11 | 2012-01-19 | 2012-01-19
SRP04148 | SREC Solar | MEDDAUGH |  | 3.68 | 0 | Residential | 0 | TRENTON | 8690 | 12 | GEOPEAK ENERGY LLC | PSE&G BPU | No | Complete | 2011-07-18 | 2011-09-29 | 2012-02-10 | 2012-02-10
SRP04150 | SREC Solar | MEDDAUGH |  | 4.6 | 0 | Residential | 0 | TRENTON | 8690 | 12 | GEOPEAK ENERGY LLC | PSE&G BPU | No | Complete | 2011-07-18 | 2011-09-29 | 2012-02-10 | 2012-02-10
SRP04151 | SREC Solar | KOSHY |  | 5.52 | 0 | Residential | 0 | PISCATAWAY | 8854 | 11 | GEOSCAPE SOLAR | PSE&G BPU | No | Complete | 2011-07-18 | 2011-10-27 | 2011-11-10 | 2011-11-10
SRP04152 | SREC Solar | GROSSMAN |  | 7.13 | 0 | Residential | 1 | MANCHESTER | 8759 | 18 | SEA BRIGHT SOLAR, LLC | JCP&L | No | Complete | 2011-07-18 | 2012-03-20 | 2012-04-22 | 2012-04-22
SRP04153 | SREC Solar | GRAVES |  | 3.808 | 0 | Residential | 0 | COLLINGSWOOD | 8108 | 14 | DAN MAGUIRE ELECTRIC, LLC | PSE&G BPU | No | Complete | 2011-07-18 | 2011-08-01 | 2011-09-08 | 2011-09-08
SRP04154 | SREC Solar | ROSS |  | 10.35 | 0 | Residential | 1 | MANCHESTER | 8759 | 18 | SEA BRIGHT SOLAR, LLC | JCP&L | No | Complete | 2011-07-18 | 2011-12-21 | 2012-01-24 | 2012-01-24
SRP04155 | SREC Solar | DUFFIELD |  | 20.736 | 0 | Residential | 0 | PILESGROVE | 8098 | 16 | DAN MAGUIRE ELECTRIC, LLC | AC Electric | No | Complete | 2011-07-18 | 2011-09-30 | 2011-11-21 | 2011-11-21
SRP04156 | SREC Solar | GELMAN |  | 8.05 | 0 | Residential | 1 | MANCHESTER | 8759 | 18 | SEA BRIGHT SOLAR, LLC | JCP&L | No | Complete | 2011-07-18 | 2012-02-23 | 2012-04-05 | 2012-04-05
SRP04157 | SREC Solar | TAYLOR |  | 6.48 | 0 | Residential | 0 | SEWELL | 8080 | 15 | DAN MAGUIRE ELECTRIC, LLC | AC Electric | No | Complete | 2011-07-18 | 2011-12-14 | 2012-02-22 | 2012-02-22
SRP04158 | SREC Solar | GIZZIE |  | 20.736 | 0 | Residential | 0 | MONROEVILLE | 8343 | 16 | DAN MAGUIRE ELECTRIC, LLC | AC Electric | No | Complete | 2011-07-18 | 2011-08-10 | 2011-09-09 | 2011-09-09
SRP04159 | SREC Solar | WEBBER |  | 9.165 | 0 | Residential | 0 | STRATFORD | 8084 | 14 | DAN MAGUIRE ELECTRIC, LLC | AC Electric | No | Complete | 2011-07-18 | 2012-07-06 | 2012-07-24 | 2012-07-24
SRP04160 | SREC Solar | BRUDIE |  | 9.165 | 0 | Residential | 1 | BURLINGTON | 8016 | 13 | TRINITY HEATING AND AIR | PSE&G BPU | No | Complete | 2011-07-18 | 2011-10-28 | 2011-12-20 | 2011-12-20
SRP04162 | SREC Solar | STEINBERG |  | 6.9 | 0 | Residential | 1 | MANCHESTER | 8759 | 18 | SEA BRIGHT SOLAR, LLC | JCP&L | No | Complete | 2011-07-18 | 2012-01-26 | 2012-03-20 | 2012-03-20
SRP04163 | SREC Solar | WILSON |  | 7.13 | 0 | Residential | 1 | MANCHESTER | 8759 | 18 | SEA BRIGHT SOLAR, LLC | JCP&L | No | Complete | 2011-07-18 | 2012-01-23 | 2012-02-24 | 2012-02-24
SRP04165 | SREC Solar | TEAGUE |  | 8.28 | 0 | Residential | 1 | MANCHESTER | 8759 | 18 | SEA BRIGHT SOLAR, LLC | JCP&L | No | Complete | 2011-07-18 | 2011-12-16 | 2012-01-20 | 2012-01-20
SRP04166 | SREC Solar | REILLY-HORCH |  | 8.4 | 0 | Residential | 0 | BRIDGEWATER | 8807 | 5 | SEA BRIGHT SOLAR, LLC | PSE&G BPU | No | Complete | 2011-07-18 | 2012-01-05 | 2012-01-17 | 2012-01-17
SRP04168 | SREC Solar | TRIVIGNO |  | 8.05 | 0 | Residential | 0 | WOOD RIDGE | 7075 | 7 | SEA BRIGHT SOLAR, LLC | PSE&G BPU | No | Complete | 2011-07-18 | 2012-03-14 | 2012-03-30 | 2012-03-30
SRP04171 | SREC Solar | CUMMINES |  | 22.08 | 0 | Residential | 0 | VINELAND | 8360 | 20 | MERCURY SOLAR SYSTEMS | Vineland Muni Elec | No | Complete | 2011-07-18 | 2012-03-08 | 2012-04-13 | 2012-04-13
SRP04172 | SREC Solar | SCIAN |  | 10.045 | 0 | Residential | 1 | MARLTON | 8053 | 13 | MERCURY SOLAR SYSTEMS | PSE&G BPU | No | Complete | 2011-07-18 | 2011-11-30 | 2012-01-04 | 2012-01-04
SRP04174 | SREC Solar | BARRIER |  | 4.48 | 0 | Residential | 0 | RED BANK | 7701 | 17 | BARRIER ELECTRIC | JCP&L | No | Complete | 2011-07-18 | 2012-02-10 | 2012-03-08 | 2012-03-08
SRP04176 | SREC Solar | HANAN | EDISON PPI DISTRIBUTION LLC | 180.95 | 0 | Commercial | 0 | EDISON | 8817 | 11 | TRINITY HEATING AND AIR | PSE&G BPU | No | Complete | 2011-07-18 | 2012-02-13 | 2012-03-08 | 2012-03-08
SRP04177 | SREC Solar | DILEONARDO |  | 12.22 | 0 | Commercial | 0 | BUENA | 8310 | 19 | PALMIERI SOLAR SOLUTIONS | AC Electric | No | Complete | 2011-07-18 | 2012-01-04 | 2012-01-31 | 2012-01-31
SRP04178 | SREC Solar | CORNWELL |  | 7.05 | 0 | Residential | 1 | MATAWAN | 7747 | 17 | TRINITY HEATING AND AIR | JCP&L | No | Complete | 2011-07-18 | 2011-12-08 | 2012-01-04 | 2012-01-04
SRP04181 | SREC Solar | SEEBERGER | BOSTON & SEEBERGER | 4.6 | 0 | Commercial | 0 | PENNSVILLE | 8070 | 16 | WYSOCKI ELECTRIC, INC | AC Electric | No | Complete | 2011-07-18 | 2012-01-06 | 2012-01-20 | 2012-01-20
SRP04182 | SREC Solar | MULLER |  | 9.66 | 0 | Residential | 1 | MANCHESTER | 8759 | 18 | SEA BRIGHT SOLAR, LLC | AC Electric | No | Complete | 2011-07-18 | 2012-01-26 | 2012-03-20 | 2012-03-20
SRP04183 | SREC Solar | FOLEY |  | 2.5 | 0 | Residential | 0 | HAWTHORNE | 7506 | 6 | SELF INSTALL | PSE&G BPU | No | Complete | 2011-07-18 | 2011-09-30 | 2011-12-16 | 2011-12-16
SRP04184 | SREC Solar | ZUBOV |  | 6.29 | 0 | Residential | 0 | PARAMUS | 7652 | 7 | SOLAR ENERGY WORLD | PSE&G BPU | No | Complete | 2011-07-18 | 2011-07-27 | 2011-10-31 | 2011-10-31
SRP04185 | SREC Solar | WISNIEWSKI |  | 11.96 | 0 | Residential | 0 | CAPE MAY COURT HOUSE | 8210 | 21 | MERCURY SOLAR SYSTEMS | AC Electric | No | Complete | 2011-07-18 | 2011-11-17 | 2011-12-20 | 2011-12-20
SRP04186 | SREC Solar | LOVELAND |  | 8.82 | 0 | Residential | 1 | BRICK | 8723 | 18 | NJ SOLAR POWER, LLC | JCP&L | No | Complete | 2011-07-18 | 2011-09-28 | 2011-10-04 | 2011-10-04
SRP04187 | SREC Solar | BISCHAK |  | 8.93 | 0 | Residential | 0 | WANTAGE | 7461 | 1 | KG BUILDERS - RE DIVISION | Unknown | No | Complete | 2011-07-18 | 2011-12-15 | 2012-01-19 | 2012-01-19
SRP04188 | SREC Solar | MCLAREN |  | 4.6 | 0 | Residential | 0 | LODI | 7644 | 7 | ECOSMART SOLAR SOLUTIONS | PSE&G BPU | No | Complete | 2011-07-18 | 2011-09-29 | 2011-12-27 | 2011-12-27
SRP04189 | SREC Solar | HERBST |  | 4.14 | 0 | Residential | 0 | MEDFORD TWP | 8055 | 13 | GRO SOLAR | AC Electric | No | Complete | 2011-07-18 | 2011-09-06 | 2011-09-09 | 2011-09-09
SRP04190 | SREC Solar | KEIM |  | 4.83 | 0 | Residential | 1 | HAMILTON | 8629 | 12 | THE SOLAR CENTER | PSE&G BPU | No | Complete | 2011-07-18 | 2011-12-21 | 2012-02-07 | 2012-02-07
SRP04191 | SREC Solar | VEREM |  | 3.87 | 0 | Residential | 1 | WEST ORANGE | 7052 | 9 | A-TOP ALTERNATIVE ENERGY | PSE&G BPU | No | Complete | 2011-07-18 | 2012-01-12 | 2012-02-20 | 2012-02-20
SRP04192 | SREC Solar | BATCHELOR |  | 3.87 | 0 | Residential | 1 | RUTHERFORD | 7070 | 7 | A-TOP ALTERNATIVE ENERGY | PSE&G BPU | No | Complete | 2011-07-18 | 2011-10-18 | 2011-10-28 | 2011-10-28
SRP04193 | SREC Solar | DOHN |  | 6.88 | 0 | Residential | 1 | CLARK | 7066 | 10 | A-TOP ALTERNATIVE ENERGY | PSE&G BPU | No | Complete | 2011-07-18 | 2011-10-07 | 2011-10-21 | 2011-10-21
SRP04194 | SREC Solar | ULLOQUE |  | 2.795 | 0 | Residential | 1 | CLIFTON | 7012 | 6 | A-TOP ALTERNATIVE ENERGY | PSE&G BPU | No | Complete | 2011-07-18 | 2011-09-30 | 2011-10-13 | 2011-10-13
SRP04195 | SREC Solar | RUIZ |  | 6.45 | 0 | Residential | 1 | PERTH AMBOY | 8861 | 11 | A-TOP ALTERNATIVE ENERGY | PSE&G BPU | No | Complete | 2011-07-18 | 2011-11-25 | 2011-12-29 | 2011-12-29
SRP04196 | SREC Solar | STUTO | PNY TECHNOLOGIES, INC. | 2457.728 | 0 | Commercial | 1 | PARSIPPANY | 7054 | 3 | FAITH TECHNOLOGIES | JCP&L | No | Complete | 2011-07-18 | 2012-01-11 | 2012-02-02 | 2012-02-02
SRP04197 | SREC Solar | SERAD |  | 8.14 | 0 | Residential | 1 | WARETOWN | 8758 | 18 | TRINITY HEATING AND AIR | JCP&L | No | Complete | 2011-07-18 | 2011-11-30 | 2011-12-27 | 2011-12-27
SRP04199 | SREC Solar | MIHALIK |  | 8.512 | 0 | Residential | 0 | BORO OF OAKLAND | 7436 | 7 | SKYLINE SOLAR | Orange & Rockland Elec | No | Complete | 2011-07-18 | 2011-09-30 | 2012-01-11 | 2012-01-11
SRP04200 | SREC Solar | WILDSTEIN | HVW INC | 66.24 | 0 | Commercial | 1 | TRENTION | 8690 | 12 | SOLAR RAINBOW SERVICES LLC | PSE&G BPU | No | Complete | 2011-07-18 | 2012-09-24 | 2012-11-29 | 2012-11-29
SRP04201 | SREC Solar | WOLINSKY | TREASURE ISLAND OF OLD BRIDGE | 44.55 | 0 | Commercial | 1 | OLD BRIDGE | 7747 | 17 | SOLAR RAINBOW SERVICES LLC | JCP&L | No | Complete | 2011-07-18 | 2012-07-23 | 2012-08-06 | 2012-08-06
SRP04202 | SREC Solar | GERBER | L+L REDI-MIX, INC. | 23.265 | 0 | Commercial | 1 | SOUTHAMPTON | 8088 | 13 | ASC SOLAR SOLUTIONS, LLC | PSE&G BPU | No | Complete | 2011-07-18 | 2013-01-03 | 2013-02-05 | 2013-02-05
SRP04203 | SREC Solar | WOLINSKY | TREASURE ISLAND SELF STORAGE LLC | 108 | 0 | Commercial | 0 | LAKEWOOD | 8701 | 18 | SOLAR RAINBOW SERVICES LLC | JCP&L | No | Complete | 2011-07-18 | 2012-06-15 | 2012-06-21 | 2012-06-21
SRP04204 | SREC Solar | GERBER | L+L REDI-MIX, INC | 109.98 | 0 | Commercial | 1 | SOUTHAMPTON | 8088 | 13 | ASC SOLAR SOLUTIONS, LLC | PSE&G BPU | No | Complete | 2011-07-18 | 2013-01-03 | 2013-01-09 | 2013-01-09
SRP04205 | SREC Solar | GERBER | L+L REDI MIX, INC | 39.2 | 0 | Commercial | 1 | SOUTHAMPTON | 8088 | 13 | ASC SOLAR SOLUTIONS, LLC | PSE&G BPU | No | Complete | 2011-07-18 | 2013-01-03 | 2013-01-09 | 2013-01-09
SRP04206 | SREC Solar | WILDSTEIN | SANTONI | 45.54 | 0 | Commercial | 1 | HAMILTON TWP | 8691 | 12 | SOLAR RAINBOW SERVICES LLC | PSE&G BPU | No | Complete | 2011-07-18 | 2012-06-14 | 2012-06-28 | 2012-06-28
SRP04207 | SREC Solar | GERBER | L+L REDI MIX, INC | 31.02 | 0 | Commercial | 1 | SOUTHAMPTON | 8088 | 13 | ASC SOLAR SOLUTIONS, LLC | PSE&G BPU | No | Complete | 2011-07-18 | 2013-01-03 | 2013-01-09 | 2013-01-09
SRP04208 | SREC Solar | WILDSTEIN | HVW INC | 30.36 | 0 | Commercial | 1 | TRENTON | 8690 | 12 | SOLAR RAINBOW SERVICES LLC | PSE&G BPU | No | Complete | 2011-07-18 | 2012-06-21 | 2012-07-05 | 2012-07-05
SRP04209 | SREC Solar | WASSER | G & S INVESTORS/ JERSEY CITY, L.P. | 674.52 | 0 | Commercial | 1 | JERSEY CITY | 7310 | 8 | G & S INVESTORS | PSE&G BPU | No | Complete | 2011-07-18 | 2013-02-06 | 2013-02-20 | 2013-02-20
SRP04211 | SREC Solar | KUBE |  | 6.24 | 0 | Residential | 1 | BELFORD | 7718 | 17 | TRINITY HEATING AND AIR | JCP&L | No | Complete | 2011-07-18 | 2012-02-27 | 2012-05-24 | 2012-05-24
SRP04212 | SREC Solar | MELLEN |  | 9.165 | 0 | Residential | 1 | BARNEGAT | 8005 | 18 | TRINITY HEATING AND AIR | JCP&L | No | Complete | 2011-07-25 | 2011-12-19 | 2012-01-17 | 2012-01-17
SRP04213 | SREC Solar | WEISS |  | 7.38 | 0 | Residential | 1 | MONROE | 8831 | 11 | TRINITY HEATING AND AIR | JCP&L | No | Complete | 2011-07-25 | 2012-01-12 | 2012-02-02 | 2012-02-02
SRP04216 | SREC Solar | RIZZO |  | 4.23 | 0 | Residential | 1 | NORTH HALEDON | 7508 | 6 | TRINITY HEATING AND AIR | PSE&G BPU | No | Complete | 2011-07-25 | 2011-08-17 | 2011-08-23 | 2011-08-23
SRP04217 | SREC Solar | BELL |  | 7.41 | 0 | Residential | 1 | MYSTIC ISLANDS | 8087 | 18 | TRINITY HEATING AND AIR | AC Electric | No | Complete | 2011-07-25 | 2012-01-13 | 2012-02-09 | 2012-02-09
SRP04218 | SREC Solar | GRAU |  | 8.97 | 0 | Residential | 1 | BRICK | 8723 | 18 | TRINITY HEATING AND AIR | JCP&L | No | Complete | 2011-07-25 | 2011-10-14 | 2011-11-29 | 2011-11-29
SRP04219 | SREC Solar | WILLIAMS |  | 9.87 | 0 | Residential | 1 | BAYVILLE | 8721 | 18 | TRINITY HEATING AND AIR | JCP&L | No | Complete | 2011-07-25 | 2011-11-01 | 2011-11-16 | 2011-11-16
SRP04220 | SREC Solar | WEISS |  | 6.84 | 0 | Residential | 1 | MONROEVILLE | 8343 | 16 | TRINITY HEATING AND AIR | AC Electric | No | Complete | 2011-07-25 | 2012-03-19 | 2012-04-19 | 2012-04-19
SRP04221 | SREC Solar | STANZIONE |  | 7.05 | 0 | Residential | 1 | TOMS RIVER | 8753 | 18 | TRINITY HEATING AND AIR | JCP&L | No | Complete | 2011-07-25 | 2011-09-30 | 2011-10-13 | 2011-10-13
SRP04222 | SREC Solar | MARKULIN |  | 9.02 | 0 | Residential | 1 | FREEHOLD | 7728 | 17 | TRINITY HEATING AND AIR | JCP&L | No | Complete | 2011-07-25 | 2012-03-07 | 2012-04-13 | 2012-04-13
SRP04223 | SREC Solar | GUPTA |  | 11.28 | 0 | Residential | 1 | LAFAYETTE | 7848 | 1 | TRINITY HEATING AND AIR | JCP&L | No | Complete | 2011-07-25 | 2011-11-30 | 2011-12-27 | 2011-12-27
SRP04224 | SREC Solar | RICH |  | 7.995 | 0 | Residential | 1 | MONROE TWP | 8831 | 11 | TRINITY HEATING AND AIR | JCP&L | No | Complete | 2011-07-25 | 2011-12-08 | 2011-12-29 | 2011-12-29
SRP04225 | SREC Solar | DEUSTACHIO |  | 4.995 | 0 | Residential | 1 | COLUMBUS | 8022 | 13 | TRINITY HEATING AND AIR | PSE&G BPU | No | Complete | 2011-07-25 | 2011-11-23 | 2011-12-20 | 2011-12-20
SRP04226 | SREC Solar | SHAVE JR. |  | 7.4 | 0 | Residential | 1 | LAKEWOOD | 8701 | 18 | TRINITY HEATING AND AIR | JCP&L | No | Complete | 2011-07-25 | 2011-10-28 | 2011-11-15 | 2011-11-15
SRP04227 | SREC Solar | SCHNEIDER |  | 6.11 | 0 | Residential | 1 | HIGHTSTOWN | 8520 | 12 | TRINITY HEATING AND AIR | JCP&L | No | Complete | 2011-07-25 | 2012-03-06 | 2012-04-13 | 2012-04-13
SRP04230 | SREC Solar | RIDER |  | 30.72 | 0 | Residential | 0 | PENNSVILLE | 8070 | 16 | RUNNEMEDE PLUMBING HEATING | AC Electric | No | Complete | 2011-07-25 | 2011-11-14 | 2011-12-09 | 2011-12-09
SRP04231 | SREC Solar | SIRAGUSA |  | 8.93 | 0 | Residential | 0 | SEASIDE HEIGHTS | 8751 | 18 | SUNRAY SOLAR, INC. | JCP&L | No | Complete | 2011-07-25 | 2011-09-26 | 2011-10-10 | 2011-10-10
SRP04232 | SREC Solar | REUBEN |  | 12.74 | 0 | Residential | 0 | VINELAND | 8361 | 20 | BENCHMARK SERVICES INC. | Vineland Muni Elec | No | Complete | 2011-07-25 | 2011-11-08 | 2011-11-22 | 2011-11-22
SRP04236 | SREC Solar | NATALI, JR | LRM PACKAGING, INC | 119.34 | 0 | Commercial | 1 | SOUTH HACKENSACK | 7606 | 7 | MERCURY SOLAR SYSTEMS - PORT CHESTER | PSE&G BPU | No | Complete | 2011-07-25 | 2012-03-21 | 2012-04-22 | 2012-04-22
SRP04237 | SREC Solar | MELGAARD | TROY REALTY, LLC | 29.7 | 0 | Commercial | 0 | TOWACO | 7082 | 3 | MAINLINE SOLAR, LLC | JCP&L | No | Complete | 2011-07-25 | 2011-12-27 | 2011-12-28 | 2011-12-28
SRP04238 | SREC Solar | SZURA | BUCKHEAD BEEF COMPANY | 128.31 | 0 | Commercial | 1 | EDISON | 8837 | 11 | SOLIS PARTNERS, LLC | PSE&G BPU | No | Complete | 2011-07-25 | 2011-10-18 | 2012-01-26 | 2012-01-26
SRP04239 | SREC Solar | ANDERSON |  | 3.816 | 0 | Residential | 0 | LODI | 7644 | 7 | ALTERNATIVE LIGHT & ENERGY SOLUTIONS | PSE&G BPU | No | Complete | 2011-07-25 | 2011-10-20 | 2012-01-13 | 2012-01-13
SRP04240 | SREC Solar | NATALI, JR | LRM PACKAGING, INC | 381.94 | 0 | Commercial | 1 | SOUTH HACKENSACK | 7606 | 7 | MERCURY SOLAR SYSTEMS - PORT CHESTER | PSE&G BPU | No | Complete | 2011-07-25 | 2012-05-17 | 2012-05-24 | 2012-05-24
SRP04241 | SREC Solar | DOMAN III |  | 5.98 | 0 | Residential | 1 | JACKSON | 8527 | 18 | GEOGENIX | JCP&L | No | Complete | 2011-07-25 | 2011-11-07 | 2011-12-09 | 2011-12-09
SRP04242 | SREC Solar | KAPETANAKIS |  | 6.64 | 0 | Residential | 0 | PRINCETON | 8540 | 12 | SOLAR CONNECTIONS | PSE&G BPU | No | Complete | 2011-07-25 | 2011-12-07 | 2011-12-28 | 2011-12-28
SRP04243 | SREC Solar | RANSOM |  | 8.28 | 0 | Residential | 1 | LAKEWOOD | 8701 | 18 | GEOGENIX | JCP&L | No | Complete | 2011-07-25 | 2011-10-03 | 2011-10-12 | 2011-10-12
SRP04247 | SREC Solar | GUANLAO |  | 5.64 | 0 | Residential | 1 | WEST ORANGE | 7052 | 9 | ROOF DIAGNOSTICS INC | PSE&G BPU | No | Complete | 2011-07-25 | 2013-07-19 | 2013-07-30 | 2013-07-30
SRP04248 | SREC Solar | SAEZ |  | 10.58 | 0 | Residential | 1 | TOMS RIVER | 8753 | 18 | FOUR POINT REFRIGERATION CO., INC. | JCP&L | No | Complete | 2011-07-25 | 2011-10-20 | 2012-04-17 | 2012-04-17
SRP04249 | SREC Solar | ERNST |  | 5.405 | 0 | Residential | 1 | NEPTUNE | 7753 | 17 | ROOF DIAGNOSTICS INC | JCP&L | No | Complete | 2011-07-25 | 2012-03-30 | 2012-04-23 | 2012-04-23
SRP04250 | SREC Solar | GALLUCCIO |  | 7.05 | 0 | Residential | 0 | MIDDLETOWN | 7748 | 17 | FOUR POINT REFRIGERATION CO., INC. | JCP&L | No | Complete | 2011-07-25 | 2011-08-31 | 2011-11-03 | 2011-11-03
SRP04252 | SREC Solar | WESTHOVEN |  | 10.81 | 0 | Residential | 1 | WALL | 7719 | 17 | FOUR POINT REFRIGERATION CO., INC. | JCP&L | No | Complete | 2011-07-25 | 2013-11-05 | 2013-11-08 | 2013-11-08
SRP04254 | SREC Solar | INGRAHAM |  | 15.87 | 0 | Residential | 1 | TOMS RIVER | 8757 | 18 | FOUR POINT REFRIGERATION CO., INC. | JCP&L | No | Complete | 2011-07-25 | 2011-08-25 | 2012-04-19 | 2012-04-19
SRP04255 | SREC Solar | HEINRICHS |  | 8.46 | 0 | Residential | 1 | NEW GRETNA | 8224 | 13 | ROOF DIAGNOSTICS INC | AC Electric | No | Complete | 2011-07-25 | 2012-03-30 | 2012-05-24 | 2012-05-24
SRP04256 | SREC Solar | LAI |  | 8 | 0 | Residential | 0 | BELLE MEAD | 8502 | 5 | AMERICAN RENEWABLE ENERGY, INC | PSE&G BPU | No | Complete | 2011-07-25 | 2011-10-18 | 2012-01-20 | 2012-01-20
SRP04257 | SREC Solar | WEISS |  | 7.36 | 0 | Residential | 0 | WAYNE | 7470 | 6 | THE ENTECH GROUP | JCP&L | No | Complete | 2011-07-25 | 2011-09-14 | 2011-11-15 | 2011-11-15
SRP04258 | SREC Solar | MILNE |  | 9.165 | 0 | Residential | 1 | WALL | 7719 | 17 | ROOF DIAGNOSTICS INC | JCP&L | No | Complete | 2011-07-25 | 2013-07-25 | 2013-07-30 | 2013-07-30
SRP04259 | SREC Solar | SCHLEIFER |  | 16.835 | 0 | Residential | 0 | WHIPPANY | 7981 | 3 | RENEWERGY SOLUTIONS GROUP | JCP&L | No | Complete | 2011-07-25 | 2011-09-22 | 2011-10-31 | 2011-10-31
SRP04260 | SREC Solar | SWEENY |  | 4.23 | 0 | Residential | 1 | MANAQUAN | 8736 | 17 | ROOF DIAGNOSTICS INC | JCP&L | No | Complete | 2011-07-25 | 2012-05-01 | 2012-05-15 | 2012-05-15
SRP04261 | SREC Solar | COHEN |  | 9.2 | 0 | Residential | 1 | BRICK | 8724 | 18 | FOUR POINT REFRIGERATION CO., INC. | JCP&L | No | Complete | 2011-07-25 | 2011-11-28 | 2011-12-29 | 2011-12-29
SRP04263 | SREC Solar | SIDWA |  | 11.52 | 0 | Residential | 0 | RANDOLPH | 7869 | 3 | THE ENTECH GROUP | JCP&L | No | Complete | 2011-07-25 | 2011-09-21 | 2011-11-15 | 2011-11-15
SRP04264 | SREC Solar | FARMER |  | 15.18 | 0 | Residential | 0 | MONMOUTH JUNCTION | 8852 | 11 | GEOSCAPE SOLAR | PSE&G BPU | No | Complete | 2011-07-25 | 2012-02-02 | 2012-03-08 | 2012-03-08
SRP04265 | SREC Solar | WEISSMAN | PRECISION GRAPHICS | 81.12 | 0 | Commercial | 0 | BRANCHBURG | 8876 | 5 | VANGUARD ENERGY PARTNERS, LLC | JCP&L | No | Complete | 2011-07-25 | 2013-02-27 | 2013-03-14 | 2013-03-14
SRP04266 | SREC Solar | BREIHOF |  | 4.56 | 0 | Residential | 0 | POINT PLEASANT | 8240 | 19 | SKYLINE SOLAR | JCP&L | No | Complete | 2011-07-25 | 2011-09-30 | 2011-11-21 | 2011-11-21
SRP04267 | SREC Solar | ANDERSON | ESS PRISA LLC | 261.8 | 0 | Commercial | 1 | HASBROUCK HEIGHTS | 7604 | 7 | G + S SOLAR INSTALLERS LLC | PSE&G BPU | No | Complete | 2011-07-25 | 2012-05-10 | 2012-05-22 | 2012-05-22
SRP04268 | SREC Solar | ANDERSON | ESS VRS OWNER LLC | 150.92 | 0 | Commercial | 1 | LODI | 7644 | 7 | G + S SOLAR INSTALLERS LLC | PSE&G BPU | No | Complete | 2011-07-25 | 2012-03-14 | 2012-04-19 | 2012-04-19
SRP04269 | SREC Solar | ANDERSON | ESS WCOT OWNER LLC | 227.92 | 0 | Commercial | 1 | RIVER EDGE | 7661 | 7 | G + S SOLAR INSTALLERS LLC | PSE&G BPU | No | Complete | 2011-07-25 | 2012-01-23 | 2012-02-24 | 2012-02-24
SRP04270 | SREC Solar | FLORENZO |  | 9.24 | 0 | Residential | 0 | KEANSBURG | 7734 | 17 | SELF INSTALL | JCP&L | No | Complete | 2011-07-25 | 2011-10-14 | 2012-03-08 | 2012-03-08
SRP04271 | SREC Solar | GORDON |  | 2.025 | 0 | Residential | 1 | EAST ORANGE | 7018 | 9 | CORBIN SOLAR SOLUTIONS, LLC | PSE&G BPU | No | Complete | 2011-07-25 | 2011-09-15 | 2011-10-17 | 2011-10-17
SRP04272 | SREC Solar | UBARRY |  | 10.32 | 0 | Residential | 1 | SOUTH ORANGE | 7079 | 9 | CORBIN SOLAR SOLUTIONS, LLC | PSE&G BPU | No | Complete | 2011-07-25 | 2011-10-28 | 2011-11-15 | 2011-11-15
SRP04273 | SREC Solar | LORD | PAST TIME FARM | 50.76 | 0 | Commercial | 0 | RINGOES | 8551 | 4 | SOLULAR LLC. II | JCP&L | No | Complete | 2011-07-25 | 2012-01-17 | 2012-02-07 | 2012-02-07
SRP04274 | SREC Solar | LAYLOR |  | 9.6 | 0 | Residential | 0 | COLUMBUS | 8022 | 13 | IMACUTECH LLC | PSE&G BPU | No | Complete | 2011-07-25 | 2012-06-07 | 2012-06-20 | 2012-06-20
SRP04275 | SREC Solar | WILLIS |  | 5.52 | 0 | Residential | 0 | PITTSTOWN | 8867 | 4 | SUN FARM NETWORK | JCP&L | No | Complete | 2011-07-25 | 2012-02-13 | 2012-03-22 | 2012-03-22
SRP04277 | SREC Solar | SOLOW | TEMPLE SHALOM ABERDEEN | 15.12 | 0 | Non Profit | 0 | ABERDEEN | 7747 | 17 | SOLAR ENGINEERING OF NJ | JCP&L | No | Complete | 2011-07-25 | 2012-06-25 | 2012-07-13 | 2012-07-13
SRP04278 | SREC Solar | ZACCHEO |  | 16.8 | 0 | Residential | 0 | STEWARTSVILLE | 8886 | 2 | SUN FARM NETWORK | JCP&L | No | Complete | 2011-07-25 | 2012-03-21 | 2012-07-17 | 2012-07-17
SRP04279 | SREC Solar | GIORDANO |  | 13.8 | 0 | Residential | 1 | MAYS LANDING | 8330 | 19 | MERCURY SOLAR SYSTEMS | AC Electric | No | Complete | 2011-07-25 | 2012-02-07 | 2012-02-29 | 2012-02-29
SRP04280 | SREC Solar | GEOGHAN |  | 8.88 | 0 | Residential | 0 | NORTHFIELD | 8225 | 19 | MERCURY SOLAR SYSTEMS | AC Electric | No | Complete | 2011-07-25 | 2011-10-03 | 2011-10-12 | 2011-10-12
SRP04281 | SREC Solar | DESCHAMPS | STORR TRACTOR | 93.6 | 0 | Commercial | 0 | BRANCHBURG | 8876 | 5 | VANGUARD ENERGY PARTNERS, LLC | JCP&L | No | Complete | 2011-07-25 | 2012-08-09 | 2012-08-22 | 2012-08-22
SRP04282 | SREC Solar | BROCKWAY | CORNELL & CO, DIP | 177.19 | 0 | Commercial | 0 | WEST DEPTFORD | 8086 | 15 | TRINITY HEATING AND AIR | PSE&G BPU | No | Complete | 2011-07-25 | 2011-12-28 | 2012-01-31 | 2012-01-31
SRP04283 | SREC Solar | BROCKWAY | TOWER CRANES INTERNATIONAL | 434.28 | 0 | Commercial | 0 | WEST DEPTFORD | 8086 | 15 | TRINITY HEATING AND AIR | PSE&G BPU | No | Complete | 2011-07-25 | 2011-12-28 | 2012-01-31 | 2012-01-31
SRP04284 | SREC Solar | DELEON |  | 4.522 | 0 | Residential | 0 | HACKENSACK | 7601 | 7 | SOLAR ENERGY WORLD-W | PSE&G BPU | No | Complete | 2011-07-25 | 2011-09-16 | 2011-09-28 | 2011-09-28
SRP04285 | SREC Solar | BARENTI |  | 3.99 | 0 | Residential | 1 | JACKSON | 8527 | 18 | TRINITY HEATING AND AIR | JCP&L | No | Complete | 2011-07-25 | 2012-01-24 | 2012-02-17 | 2012-02-17
SRP04286 | SREC Solar | ZACCHERIO |  | 7.36 | 0 | Residential | 1 | PT. PLEASANT | 8742 | 18 | FOUR POINT REFRIGERATION CO., INC. | JCP&L | No | Complete | 2011-07-25 | 2011-12-21 | 2012-01-20 | 2012-01-20
SRP04287 | SREC Solar | NEAL |  | 14.4 | 0 | Residential | 1 | PITTSTOWN | 8867 | 4 | TAFROW ELECTRIC | JCP&L | No | Complete | 2011-07-25 | 2012-01-30 | 2012-02-29 | 2012-02-29
SRP04288 | SREC Solar | ELLER |  | 6.75 | 0 | Residential | 0 | ANDOVER | 7821 | 1 | ECOLUTION ENERGY | JCP&L | No | Complete | 2011-07-25 | 2011-09-22 | 2011-10-28 | 2011-10-28
SRP04289 | SREC Solar | VALKEMA | HOLLAND AMERICAN BAKERY | 43.68 | 0 | Commercial | 0 | SUSSEX | 7461 | 1 | KG BUILDERS - RE DIVISION | JCP&L | No | Complete | 2011-07-25 | 2012-03-09 | 2012-04-22 | 2012-04-22
SRP04290 | SREC Solar | FAULKNER |  | 10.8 | 0 | Residential | 0 | BURLINGTON | 8041 | 13 | JMW, INC. D/B/A SOLARDELPHIA | PSE&G BPU | No | Complete | 2011-07-25 | 2011-09-28 | 2011-11-03 | 2011-11-03
SRP04291 | SREC Solar | WRIGHT |  | 8.28 | 0 | Residential | 0 | POINT PLEASANT | 8742 | 18 | NOVA ALTERNATIVE ENERGY SYSTEMS LLC | JCP&L | No | Complete | 2011-07-25 | 2011-09-28 | 2011-10-10 | 2011-10-10
SRP04293 | SREC Solar | PATEL |  | 9.87 | 0 | Residential | 0 | SOMERSET | 8873 | 5 | ASTON SOLAR | PSE&G BPU | No | Complete | 2011-07-25 | 2012-08-16 | 2012-08-29 | 2012-08-29
SRP04295 | SREC Solar | HERNANDEZ |  | 9.165 | 0 | Residential | 1 | SEWAREN | 7077 | 11 | TRINITY HEATING AND AIR | PSE&G BPU | No | Complete | 2011-07-25 | 2011-10-27 | 2011-11-10 | 2011-11-10
SRP04296 | SREC Solar | FORMAN |  | 2.46 | 0 | Residential | 1 | BRIDGETON | 8302 | 20 | TRINITY HEATING AND AIR | AC Electric | No | Complete | 2011-07-25 | 2011-12-08 | 2012-01-05 | 2012-01-05
SRP04297 | SREC Solar | MCWHORTER |  | 3.29 | 0 | Residential | 1 | EVESHAM | 8053 | 13 | TRINITY HEATING AND AIR | PSE&G BPU | No | Complete | 2011-07-25 | 2012-01-18 | 2012-02-17 | 2012-02-17
SRP04298 | SREC Solar | CASON |  | 7.05 | 0 | Residential | 1 | WEST BERLING | 8091 | 14 | TRINITY HEATING AND AIR | AC Electric | No | Complete | 2011-07-25 | 2011-12-08 | 2011-12-29 | 2011-12-29
SRP04300 | SREC Solar | WANKO |  | 7.36 | 0 | Residential | 1 | KEANSBURG | 7734 | 17 | GEOGENIX | JCP&L | No | Complete | 2011-07-25 | 2011-11-14 | 2011-12-09 | 2011-12-09
SRP04301 | SREC Solar | PYATT |  | 5.64 | 0 | Residential | 1 | BRICK | 8724 | 18 | ENERGY SOLUTIONS OF NEW JERSEY LLC | JCP&L | No | Complete | 2011-07-25 | 2013-11-05 | 2013-11-08 | 2013-11-08
SRP04302 | SREC Solar | STEINHARDT |  | 9.43 | 0 | Residential | 0 | BELVIDERE | 7823 | 2 | THE SOLAR CENTER II | JCP&L | No | Complete | 2011-07-25 | 2011-12-02 | 2012-01-13 | 2012-01-13
SRP04303 | SREC Solar | PEOTTER | PEOTTERS AUTO BODY | 32.43 | 0 | Commercial | 0 | SUMMIT | 7901 | 10 | RYAN INC | JCP&L | No | Complete | 2011-07-25 | 2012-03-21 | 2012-04-22 | 2012-04-22
SRP04304 | SREC Solar | RUWET |  | 6.24 | 0 | Residential | 0 | WOOLWICH TWP | 8085 | 15 | DAN MAGUIRE ELECTRIC, LLC | AC Electric | No | Complete | 2011-07-25 | 2011-09-19 | 2011-10-31 | 2011-10-31
SRP04307 | SREC Solar | BONHAM | BONHAM FARMS LLC | 28.905 | 4046.7 | Farm | 0 | BRIDGETON | 8302 | 20 | RCL ENTERPRISES INC. | AC Electric | No | Complete | 2011-07-25 | 2011-09-21 | 2011-12-22 | 2012-04-04
SRP04308 | SREC Solar | SILVERMAN |  | 10.12 | 0 | Residential | 0 | CHERRY HILL | 8003 | 14 | ALIEN FUEL INC | PSE&G BPU | No | Complete | 2011-07-25 | 2011-09-15 | 2011-11-21 | 2011-11-21
SRP04309 | SREC Solar | MECKEL | MECKEL ENTERPRISES LLC | 9.225 | 0 | Commercial | 0 | VINELAND | 8360 | 20 | BRITE IDEA ENERGY | Vineland Muni Elec | No | Complete | 2011-07-25 | 2011-10-20 | 2011-11-09 | 2011-11-09
SRP04310 | SREC Solar | MECKEL | MECKEL ENTERPRISES LLC | 18.45 | 0 | Commercial | 0 | VINELAND | 8360 | 20 | BRITE IDEA ENERGY | Vineland Muni Elec | No | Complete | 2011-07-25 | 2011-10-20 | 2011-11-09 | 2011-11-09
SRP04311 | SREC Solar | MECKEL | MECKEL ENTERPRISES LLC | 15.375 | 0 | Commercial | 0 | VINELAND | 8360 | 20 | BRITE IDEA ENERGY | Vineland Muni Elec | No | Complete | 2011-07-25 | 2011-10-20 | 2011-11-09 | 2011-11-09
SRP04312 | SREC Solar | MECKEL | MECKEL ENTERPRISES LLC | 9.225 | 0 | Commercial | 0 | VINELAND | 8360 | 20 | BRITE IDEA ENERGY | Vineland Muni Elec | No | Complete | 2011-07-25 | 2011-10-20 | 2011-11-09 | 2011-11-09
SRP04313 | SREC Solar | MECKEL | MECKEL ENTERPRISES LLC | 12.3 | 0 | Commercial | 0 | VINELAND | 8360 | 20 | BRITE IDEA ENERGY | Vineland Muni Elec | No | Complete | 2011-07-25 | 2011-10-20 | 2011-11-09 | 2011-11-09
SRP04314 | SREC Solar | OVES | OVES RESTAURANT LLC | 17.94 | 0 | Commercial | 0 | OCEAN CITY | 8226 | 21 | BRITE IDEA ENERGY | AC Electric | No | Complete | 2011-07-25 | 2011-12-16 | 2012-01-26 | 2012-01-26
SRP04315 | SREC Solar | PLATT |  | 9.62 | 0 | Residential | 1 | LITTLE EGG HARBOR | 8087 | 18 | TRINITY HEATING AND AIR | AC Electric | No | Complete | 2011-07-25 | 2012-01-10 | 2012-02-17 | 2012-02-17
SRP04316 | SREC Solar | REMO |  | 7.755 | 0 | Residential | 1 | LINDEN | 7036 | 10 | TRINITY HEATING AND AIR | PSE&G BPU | No | Complete | 2011-07-25 | 2011-11-15 | 2011-12-09 | 2011-12-09
SRP04317 | SREC Solar | HEDDERICK |  | 12.3 | 0 | Residential | 1 | NEWTON | 7860 | 1 | TRINITY HEATING AND AIR | JCP&L | No | Complete | 2011-07-25 | 2011-12-19 | 2012-01-17 | 2012-01-17
SRP04318 | SREC Solar | STUSSI-LETTERA |  | 4.23 | 0 | Residential | 1 | MANAHAWKIN | 8050 | 18 | TRINITY HEATING AND AIR | AC Electric | No | Complete | 2011-07-25 | 2012-01-23 | 2012-02-17 | 2012-02-17
SRP04319 | SREC Solar | RUMBERGER |  | 7.59 | 0 | Residential | 1 | PEMBERTON | 8068 | 13 | TRINITY HEATING AND AIR | JCP&L | No | Complete | 2011-07-25 | 2011-09-29 | 2011-10-12 | 2011-10-12
SRP04321 | SREC Solar | GRABICH |  | 15.98 | 0 | Residential | 0 | CAPE MAY COURT HOUSE | 8210 | 21 | MERCURY SOLAR SYSTEMS | AC Electric | No | Complete | 2011-07-25 | 2012-02-10 | 2012-03-30 | 2012-03-30
SRP04322 | SREC Solar | LUDMER |  | 6.66 | 0 | Residential | 1 | GALLOWAY | 8205 | 19 | MERCURY SOLAR SYSTEMS | AC Electric | No | Complete | 2011-07-25 | 2012-02-16 | 2012-03-20 | 2012-03-20
SRP04324 | SREC Solar | CHAUDHRY |  | 9.03 | 0 | Residential | 0 | MOORESTOWN | 8057 | 13 | P3 POWER SYSTEMS, LLC | PSE&G BPU | No | Complete | 2011-07-25 | 2011-11-03 | 2011-12-14 | 2011-12-14
SRP04325 | SREC Solar | HALDEMAN | LAWRENCE LEXUS | 302.445 | 0 | Commercial | 0 | LAWRENCEVILLE | 8648 | 12 | E2/ECTA INC. | PSE&G BPU | No | Complete | 2011-07-25 | 2012-03-06 | 2012-04-12 | 2012-04-12
SRP04326 | SREC Solar | TILLMES |  | 17.25 | 0 | Residential | 0 | SALEM | 8079 | 16 | GRO SOLAR | AC Electric | No | Complete | 2011-07-25 | 2011-09-07 | 2011-09-09 | 2011-09-09
SRP04328 | SREC Solar | MAXWELL |  | 7.82 | 0 | Residential | 0 | BRICK | 8723 | 18 | AMERICAN RENEWABLE ENERGY, INC | JCP&L | No | Complete | 2011-07-25 | 2011-09-13 | 2011-09-23 | 2011-09-23
SRP04329 | SREC Solar | HAAS | HAAS LASER TECHNOLOGIES, INC | 239.008 | 0 | Commercial | 0 | FLANDERS | 7836 | 3 | RE2G | JCP&L | No | Complete | 2011-07-25 | 2011-12-22 | 2012-01-17 | 2012-01-17
SRP04330 | SREC Solar | DICOLA |  | 8.96 | 0 | Residential | 0 | MAYS LANDING | 8330 | 19 | MERCURY SOLAR SYSTEMS | AC Electric | No | Complete | 2011-07-25 | 2011-11-09 | 2011-11-22 | 2011-11-22
SRP04331 | SREC Solar | LEIGHTON |  | 5.52 | 0 | Residential | 1 | POINT PLEASANT BORO | 8742 | 18 | FOUR POINT REFRIGERATION CO., INC. | JCP&L | No | Complete | 2011-07-25 | 2011-10-20 | 2011-11-03 | 2011-11-03
SRP04332 | SREC Solar | SALERNO | SALERNO DUANE INFINITI OF DENVILLE | 101.99 | 0 | Commercial | 0 | DENVILLE | 7834 | 3 | SOLARGEN ENERGY PARTNERS, LLC | JCP&L | No | Complete | 2011-07-25 | 2011-10-11 | 2011-11-10 | 2011-11-10
SRP04333 | SREC Solar | WEBER |  | 8.19 | 0 | Residential | 0 | MANCHESTER | 8759 | 18 | AFFORDABLE SOLARTECH | JCP&L | No | Complete | 2011-07-25 | 2012-05-11 | 2012-05-24 | 2012-05-24
SRP04334 | SREC Solar | JAMES |  | 11.5 | 0 | Residential | 1 | DAYTON | 8810 | 11 | REC SOLAR, INC. | PSE&G BPU | No | Complete | 2011-07-25 | 2011-10-05 | 2011-11-21 | 2011-11-21
SRP04335 | SREC Solar | ANDREACCI |  | 7.2 | 0 | Residential | 0 | JACKSON | 8527 | 18 | REC SOLAR, INC. | JCP&L | No | Complete | 2011-07-25 | 2011-10-07 | 2011-10-21 | 2011-10-21
SRP04337 | SREC Solar | MENSCH |  | 7.92 | 0 | Residential | 1 | EGG HARBOR TWP | 8234 | 19 | REC SOLAR, INC. | AC Electric | No | Complete | 2011-07-25 | 2012-02-10 | 2012-03-08 | 2012-03-08
SRP04338 | SREC Solar | MARCHESE |  | 16.56 | 0 | Residential | 1 | OXFORD | 7863 | 2 | REC SOLAR, INC. | JCP&L | No | Complete | 2011-07-25 | 2011-10-06 | 2012-01-13 | 2012-01-13
SRP04339 | SREC Solar | CASTELLINI | ISLAND MARINE CENTER LLC | 59.8 | 0 | Commercial | 0 | OCEAN VIEW | 8230 | 21 | SHORE GREEN ENERGY, LLC | AC Electric | No | Complete | 2011-07-25 | 2013-04-12 | 2013-05-02 | 2013-05-02
SRP04341 | SREC Solar | BENEDUCE |  | 6.76 | 0 | Residential | 1 | SEA GIRT | 8750 | 17 | SUNRAY SOLAR, INC. | JCP&L | No | Complete | 2011-07-25 | 2012-05-04 | 2012-05-21 | 2012-05-21
SRP04342 | SREC Solar | BOERNER JR | PLEASANT VALLEY FARM | 22.77 | 0 | Residential | 0 | MC KEE CITY | 8232 | 19 | GO SOLAR ELECTRIC, LLC | AC Electric | No | Complete | 2011-07-25 | 2012-05-11 | 2012-05-24 | 2012-05-24
SRP04344 | SREC Solar | RENNER |  | 10.12 | 0 | Residential | 1 | MILLVILLE | 8332 | 20 | SEA BRIGHT SOLAR, LLC | AC Electric | No | Complete | 2011-07-25 | 2011-12-08 | 2011-12-29 | 2011-12-29
SRP04345 | SREC Solar | STANFILL |  | 4.6 | 0 | Residential | 1 | MILLVILLE | 8332 | 20 | SEA BRIGHT SOLAR, LLC | AC Electric | No | Complete | 2011-07-25 | 2012-03-27 | 2012-04-22 | 2012-04-22
SRP04346 | SREC Solar | DOMEN |  | 9.2 | 0 | Residential | 0 | WASHINGTON | 7882 | 2 | SEA BRIGHT SOLAR, LLC | JCP&L | No | Complete | 2011-07-25 | 2012-01-06 | 2012-03-28 | 2012-03-28
SRP04347 | SREC Solar | BASRA |  | 10.535 | 0 | Residential | 1 | EDISON | 8820 | 11 | ALTERNATIVE LIGHT & ENERGY SOLUTIONS | PSE&G BPU | No | Complete | 2011-07-25 | 2011-12-07 | 2011-12-28 | 2011-12-28
SRP04348 | SREC Solar | FORNARO |  | 4.945 | 0 | Residential | 1 | MADISON | 7940 | 3 | ALTERNATIVE LIGHT & ENERGY SOLUTIONS | Not Known | No | Complete | 2011-07-25 | 2011-10-27 | 2012-03-22 | 2012-03-22
SRP04349 | SREC Solar | PICCIOTTOLI |  | 6.02 | 0 | Residential | 1 | SOUTH PLAINFIELD | 7080 | 11 | ALTERNATIVE LIGHT & ENERGY SOLUTIONS | PSE&G BPU | No | Complete | 2011-07-25 | 2011-10-07 | 2011-10-28 | 2011-10-28
SRP04350 | SREC Solar | PATEL |  | 10.965 | 0 | Residential | 1 | EDISON | 8820 | 11 | ALTERNATIVE LIGHT & ENERGY SOLUTIONS | PSE&G BPU | No | Complete | 2011-07-25 | 2011-12-07 | 2011-12-28 | 2011-12-28
SRP04351 | SREC Solar | WEINBERG |  | 8.1 | 0 | Residential | 0 | FLEMINGTON | 8822 | 4 | SOLAR ENERGY WORLD-W | JCP&L | No | Complete | 2011-07-25 | 2011-12-15 | 2011-12-29 | 2011-12-29
SRP04352 | SREC Solar | DONNINI | AUBURN ROAD ENTERPRISES LLC | 29.61 | 4145.4 | Farm | 0 | WOODSTOWN | 8098 | 16 | RCL ENTERPRISES INC. | AC Electric | No | Complete | 2011-07-25 | 2012-01-03 | 2012-03-29 | 2012-06-06
SRP04354 | SREC Solar | AMIN |  | 5.625 | 0 | Residential | 0 | PLAINSBORO | 8536 | 11 | SEA BRIGHT SOLAR, LLC | PSE&G BPU | No | Complete | 2011-07-25 | 2012-01-31 | 2012-02-29 | 2012-02-29
SRP04357 | SREC Solar | MURPHY |  | 19.355 | 0 | Residential | 0 | POLE TAVERN | 8318 | 16 | GO SOLAR ELECTRIC, LLC | AC Electric | No | Complete | 2011-07-25 | 2012-09-06 | 2012-10-04 | 2012-10-04
SRP04358 | SREC Solar | SOVELOVE |  | 10.175 | 0 | Residential | 1 | MINE HILL | 7803 | 3 | TRINITY HEATING AND AIR | JCP&L | No | Complete | 2011-07-25 | 2011-11-04 | 2011-12-08 | 2011-12-08
SRP04359 | SREC Solar | JOHNSON |  | 8.51 | 0 | Residential | 1 | WILLINGBORO | 8046 | 13 | TRINITY HEATING AND AIR | PSE&G BPU | No | Complete | 2011-07-25 | 2011-09-22 | 2011-10-04 | 2011-10-04
SRP04360 | SREC Solar | STATEN |  | 5.74 | 0 | Residential | 1 | GLEN GARDNER | 8826 | 4 | TRINITY HEATING AND AIR | JCP&L | No | Complete | 2011-07-25 | 2011-12-08 | 2012-01-04 | 2012-01-04
SRP04361 | SREC Solar | HENDERSON |  | 5.98 | 0 | Residential | 1 | BROWNS MILLS | 8015 | 13 | TRINITY HEATING AND AIR | JCP&L | No | Complete | 2011-07-25 | 2011-11-15 | 2011-12-09 | 2011-12-09
SRP04362 | SREC Solar | MANZO |  | 7.79 | 0 | Residential | 1 | TURNERSVILLE | 8012 | 14 | TRINITY HEATING AND AIR | AC Electric | No | Complete | 2011-07-25 | 2011-12-08 | 2012-01-04 | 2012-01-04
SRP04363 | SREC Solar | SPINA |  | 9.4 | 0 | Residential | 1 | BRIDGEWATER | 8807 | 5 | TRINITY HEATING AND AIR | JCP&L | No | Complete | 2011-07-25 | 2012-04-12 | 2012-05-10 | 2012-05-10
SRP04364 | SREC Solar | KOBER |  | 8.14 | 0 | Residential | 1 | ALLENTOWN | 8501 | 17 | TRINITY HEATING AND AIR | PSE&G BPU | No | Complete | 2011-07-25 | 2011-08-31 | 2011-11-03 | 2011-11-03
SRP04367 | SREC Solar | DESANCTIS |  | 6.97 | 0 | Residential | 0 | NEPTUNE | 7753 | 17 | TRINITY HEATING AND AIR | JCP&L | No | Complete | 2011-08-01 | 2011-10-21 | 2012-01-11 | 2012-01-11
SRP04369 | SREC Solar | BREEN |  | 13.34 | 0 | Residential | 1 | OCEAN | 7712 | 17 | GEOGENIX | JCP&L | No | Complete | 2011-08-01 | 2011-12-01 | 2011-12-27 | 2011-12-27
SRP04373 | SREC Solar | WARMBIER |  | 4.14 | 0 | Residential | 1 | WARETOWN | 8758 | 18 | GEOGENIX | JCP&L | No | Complete | 2011-08-01 | 2011-09-15 | 2011-10-17 | 2011-10-17
SRP04375 | SREC Solar | PIVOVARNICK | PRINCETON JUNCTION ENGINEERING, PC | 11.76 | 0 | Commercial | 0 | PRINCETON | 8550 | 12 | AMPED ON SOLAR | PSE&G BPU | No | Complete | 2011-08-01 | 2012-03-20 | 2012-04-22 | 2012-04-22
SRP04379 | SREC Solar | NARASIMHAN |  | 8.1 | 0 | Residential | 0 | CHERRY HILL | 8003 | 14 | QUANTUM SOLAR SOLUTION | PSE&G BPU | No | Complete | 2011-08-01 | 2012-02-16 | 2012-03-22 | 2012-03-22
SRP04380 | SREC Solar | D'ADDABBO |  | 5.805 | 0 | Residential |  | LONG VALLEY | 7853 | 3 | ROSS SOLAR GROUP, LLC | JCP&L | No | Complete | 2011-07-28 | 2011-11-02 | 2012-09-06 | 2012-09-06
SRP04382 | SREC Solar | BADER |  | 10.73 | 0 | Residential | 0 | BRIDGEWATER | 8807 | 5 | SOLAR ENERGY WORLD-W | PSE&G BPU | No | Complete | 2011-08-01 | 2011-12-08 | 2012-03-15 | 2012-03-15
SRP04383 | SREC Solar | METCALF |  | 20 | 0 | Residential | 1 | WEST MILFORD | 7480 | 6 | ALTERIS RENEWABLES | Orange & Rockland Elec | No | Complete | 2011-08-01 | 2012-02-01 | 2012-03-02 | 2012-03-02
SRP04384 | SREC Solar | PORTUGAL |  | 4.6 | 0 | Residential | 0 | MARLBORO | 7746 | 17 | CORBIN SOLAR SOLUTIONS, LLC | JCP&L | No | Complete | 2011-08-01 | 2011-10-11 | 2011-10-26 | 2011-10-26
SRP04385 | SREC Solar | PILLAI |  | 4.95 | 0 | Residential | 0 | HILLSBOROUGH | 8844 | 5 | J. A. WIG CONSTRUCTION AND ELECTRIC, LLC | PSE&G BPU | No | Complete | 2011-08-01 | 2011-10-21 | 2011-11-09 | 2011-11-09
SRP04386 | SREC Solar | VERGA |  | 9.66 | 0 | Residential | 1 | POINT PLEASANT | 8742 | 18 | REC SOLAR, INC. | JCP&L | No | Complete | 2011-08-01 | 2011-11-03 | 2011-11-16 | 2011-11-16
SRP04387 | SREC Solar | JOST |  | 28.8 | 0 | Residential | 1 | OXFORD | 7863 | 2 | REC SOLAR, INC. | JCP&L | No | Complete | 2011-08-01 | 2012-03-16 | 2012-04-25 | 2012-04-25
SRP04389 | SREC Solar | ARROYO |  | 5.16 | 0 | Residential | 1 | PERTH AMBOY | 8861 | 11 | A-TOP ALTERNATIVE ENERGY | PSE&G BPU | No | Complete | 2011-08-01 | 2011-10-18 | 2011-10-28 | 2011-10-28
SRP04390 | SREC Solar | ROSARIO |  | 4.14 | 0 | Residential | 1 | ELIZABETH | 7206 | 10 | TRINITY HEATING AND AIR | PSE&G BPU | No | Complete | 2011-08-01 | 2011-10-07 | 2011-10-21 | 2011-10-21
SRP04394 | SREC Solar | ROMMELMANN |  | 5.1 | 0 | Residential | 1 | FRANKLINVILLE | 8322 | 15 | A-TOP ALTERNATIVE ENERGY | AC Electric | No | Complete | 2011-08-01 | 2012-06-12 | 2012-06-20 | 2012-06-20
SRP04395 | SREC Solar | HARRIS | NEXUS SOLAR | 67.2 | 0 | Commercial | 0 | TRENTON | 8618 | 12 | NEXUS SOLAR LLC | PSE&G BPU | No | Complete | 2011-08-01 | 2012-02-21 | 2012-02-22 | 2012-02-22
SRP04396 | SREC Solar | PEPPLER |  | 5.92 | 0 | Residential | 1 | COLUMBUS | 8022 | 13 | TRINITY HEATING AND AIR | PSE&G BPU | No | Complete | 2011-08-01 | 2012-02-03 | 2012-03-22 | 2012-03-22
SRP04397 | SREC Solar | HARRIS | NEXUS SOLAR LLC | 73.92 | 0 | Commercial | 0 | TRENTION | 8618 | 12 | NEXUS SOLAR LLC | PSE&G BPU | No | Complete | 2011-08-01 | 2012-01-12 | 2012-02-02 | 2012-02-02
SRP04398 | SREC Solar | ESPOSITO |  | 9.62 | 0 | Residential | 1 | FREEHOLD | 7728 | 17 | TRINITY HEATING AND AIR | JCP&L | No | Complete | 2011-08-01 | 2011-10-11 | 2011-10-26 | 2011-10-26
SRP04399 | SREC Solar | ANNETTA | WHITE ROSE FOODS | 4887.96 | 0 | Commercial | 1 | CARTERET | 7008 | 11 | SOLAR POWER | PSE&G BPU | No | Complete | 2011-08-01 | 2012-02-20 | 2012-03-08 | 2012-03-08
SRP04400 | SREC Solar | CZECHOWICZ |  | 8.14 | 0 | Residential | 0 | HILLSBOROUGH | 8844 | 5 | SOLAR ENERGY WORLD-W | PSE&G BPU | No | Complete | 2011-08-01 | 2011-10-20 | 2011-10-28 | 2011-10-28
SRP04401 | SREC Solar | SHEIKH |  | 7.99 | 0 | Residential | 0 | FREEHOLD | 7728 | 17 | TRINITY HEATING AND AIR | JCP&L | No | Complete | 2011-08-01 | 2012-01-24 | 2012-02-24 | 2012-02-24
SRP04403 | SREC Solar | BULLOCK |  | 8.93 | 0 | Residential | 1 | FLEMINGTON | 8822 | 4 | TRINITY HEATING AND AIR | JCP&L | No | Complete | 2011-08-01 | 2011-11-04 | 2011-12-08 | 2011-12-08
SRP04404 | SREC Solar | FARRELL |  | 4.56 | 0 | Residential | 0 | EDISON | 8817 | 11 | TRINITY HEATING AND AIR | PSE&G BPU | No | Complete | 2011-08-01 | 2012-01-10 | 2012-02-17 | 2012-02-17
SRP04405 | SREC Solar | MCCLOUD |  | 11.195 | 0 | Residential | 1 | WEST ORANGE | 7052 | 9 | A-TOP ALTERNATIVE ENERGY | PSE&G BPU | No | Complete | 2011-08-01 | 2011-11-25 | 2011-12-29 | 2011-12-29
SRP04406 | SREC Solar | CONDE |  | 4.23 | 0 | Residential | 1 | TOMS RIVER | 8753 | 18 | TRINITY HEATING AND AIR | JCP&L | No | Complete | 2011-08-01 | 2011-10-05 | 2011-10-13 | 2011-10-13
SRP04408 | SREC Solar | GUZMAN |  | 3.69 | 0 | Residential | 1 | JERSEY CITY | 7305 | 8 | TRINITY HEATING AND AIR | PSE&G BPU | No | Complete | 2011-08-01 | 2011-12-28 | 2012-01-24 | 2012-01-24
SRP04409 | SREC Solar | ALTSHULLER |  | 7.425 | 0 | Residential | 0 | MORGANVILLE | 7751 | 17 | KC GREEN ENERGY | JCP&L | No | Complete | 2011-08-01 | 2011-10-18 | 2011-12-28 | 2011-12-28
SRP04410 | SREC Solar | RUSCIANO |  | 4.6 | 0 | Residential | 0 | MATAWAN | 7747 | 17 | TRINITY HEATING AND AIR | JCP&L | No | Complete | 2011-08-01 | 2011-10-07 | 2011-10-21 | 2011-10-21
SRP04411 | SREC Solar | DAMMANN |  | 5.64 | 0 | Residential | 1 | LINCROFT | 7738 | 17 | TRINITY HEATING AND AIR | JCP&L | No | Complete | 2011-08-01 | 2011-11-21 | 2011-12-16 | 2011-12-16
SRP04412 | SREC Solar | HSU |  | 8.64 | 0 | Residential | 0 | WEST WINDSOR | 8550 | 12 | AMERICAN RENEWABLE ENERGY, INC | PSE&G BPU | No | Complete | 2011-08-01 | 2012-03-14 | 2012-04-13 | 2012-04-13
SRP04413 | SREC Solar | MICCIO | SUNRISE SANCTUARY PARTNERS, LLC | 58.75 | 0 | Commercial | 0 | NEW EGYPT | 8533 | 18 | 4 BESTSOLAR | JCP&L | No | Complete | 2011-08-01 | 2011-11-14 | 2011-12-08 | 2011-12-08
SRP04414 | SREC Solar | BALL |  | 6.9 | 0 | Residential | 1 | BRICK | 8724 | 18 | FOUR POINT REFRIGERATION CO., INC. | JCP&L | No | Complete | 2011-08-01 | 2011-08-16 | 2012-02-02 | 2012-02-02
SRP04415 | SREC Solar | BULIK |  | 6.9 | 0 | Residential | 0 | THREE BRIDGES | 8887 | 4 | HELIOS SOLAR ENERGY | JCP&L | No | Complete | 2011-08-01 | 2012-02-17 | 2012-03-20 | 2012-03-20
SRP04416 | SREC Solar | ROSENSTEIN |  | 4.73 | 0 | Residential | 0 | HARVEY CEDARS | 8008 | 18 | HELIOS SOLAR ENERGY | AC Electric | No | Complete | 2011-08-01 | 2012-05-17 | 2012-09-13 | 2012-09-13
SRP04418 | SREC Solar | ROBERTS |  | 7.59 | 0 | Residential | 1 | WARETOWN | 8758 | 18 | GEOGENIX | JCP&L | No | Complete | 2011-08-01 | 2011-10-07 | 2011-10-28 | 2011-10-28
SRP04419 | SREC Solar | APRUZZESE |  | 4.6 | 0 | Residential | 1 | BRICK | 8724 | 18 | GEOGENIX | JCP&L | No | Complete | 2011-08-01 | 2011-10-14 | 2011-10-28 | 2011-10-28
SRP04422 | SREC Solar | CANICATTI |  | 8.28 | 0 | Residential | 1 | LEHT | 8087 | 18 | ALLSEASON CONSTRUCTION | AC Electric | No | Complete | 2011-08-01 | 2012-02-14 | 2012-03-28 | 2012-03-28
SRP04426 | SREC Solar | KROL |  | 10.08 | 0 | Residential | 0 | CHERRY HILL | 8003 | 14 | GEOPEAK ENERGY LLC | PSE&G BPU | No | Complete | 2011-08-01 | 2011-11-04 | 2012-01-19 | 2012-01-19
SRP04427 | SREC Solar | ROSS |  | 4.6 | 0 | Residential | 1 | LITTLE EGG HARBOR | 8087 | 18 | ALLSEASON CONSTRUCTION | AC Electric | No | Complete | 2011-08-01 | 2012-03-15 | 2012-04-22 | 2012-04-22
SRP04428 | SREC Solar | ORTIZ |  | 4.7 | 0 | Residential | 0 | UNION | 7083 | 10 | SMART KEY ENERGY INC. | PSE&G BPU | No | Complete | 2011-08-01 | 2012-02-03 | 2012-03-02 | 2012-03-02
SRP04429 | SREC Solar | ANDERSON |  | 12.19 | 0 | Residential | 1 | ENGLISHTOWN | 7726 | 17 | ACOS ENERGY, LLC | JCP&L | No | Complete | 2011-08-01 | 2011-10-21 | 2011-11-10 | 2011-11-10
SRP04434 | SREC Solar | SIKAFFY |  | 4.92 | 0 | Residential | 1 | SECAUCUS | 7094 | 8 | TRINITY HEATING AND AIR | PSE&G BPU | No | Complete | 2011-08-01 | 2012-01-13 | 2012-02-17 | 2012-02-17
SRP04436 | SREC Solar | BENINGER |  | 5.76 | 0 | Residential | 0 | OCEAN CITY | 8226 | 21 | RUNNEMEDE PLUMBING HEATING | AC Electric | No | Complete | 2011-08-01 | 2011-12-20 | 2012-01-13 | 2012-01-13
SRP04438 | SREC Solar | VISSCHER |  | 13.8 | 0 | Residential | 0 | PISCATAWAY | 8854 | 11 | GEOGENIX | PSE&G BPU | No | Complete | 2011-08-01 | 2011-09-29 | 2011-11-09 | 2011-11-09
SRP04439 | SREC Solar | NADASKY |  | 5.98 | 0 | Residential | 1 | MANCHESTER | 8759 | 18 | ACOS ENERGY, LLC | JCP&L | No | Complete | 2011-08-01 | 2012-03-06 | 2012-04-13 | 2012-04-13
SRP04441 | SREC Solar | JEW |  | 11.96 | 0 | Residential | 1 | HOLMDEL | 7733 | 17 | GEOGENIX | JCP&L | No | Complete | 2011-08-01 | 2011-09-28 | 2011-11-21 | 2011-11-21
SRP04443 | SREC Solar | PECKERAR |  | 10.58 | 0 | Residential | 1 | MANCHESTER | 8759 | 18 | ACOS ENERGY, LLC | JCP&L | No | Complete | 2011-08-01 | 2011-12-08 | 2011-12-29 | 2011-12-29
SRP04444 | SREC Solar | PEREZ |  | 11.04 | 0 | Residential | 1 | MARLBORO | 7746 | 17 | ACOS ENERGY, LLC | JCP&L | No | Complete | 2011-08-01 | 2011-10-27 | 2011-12-09 | 2011-12-09
SRP04445 | SREC Solar | STIRES |  | 7.2 | 0 | Residential | 0 | SICKLERVILLE | 8081 | 14 | GEOPEAK ENERGY LLC | AC Electric | No | Complete | 2011-08-01 | 2011-10-07 | 2011-12-28 | 2011-12-28
SRP04448 | SREC Solar | MILLER |  | 8.74 | 0 | Residential | 0 | LONG VALLEY | 7853 | 3 | GEOPEAK ENERGY LLC | JCP&L | No | Complete | 2011-08-01 | 2011-09-14 | 2011-10-17 | 2011-10-17
SRP04451 | SREC Solar | WONG | WONG'S DEVELOPMENT CO | 39.48 | 0 | Commercial | 1 | CARLSTADT | 7072 | 7 | SOLAR NATION NEW JERSEY LLC | PSE&G BPU | No | Complete | 2011-08-01 | 2012-01-23 | 2012-02-17 | 2012-02-17
SRP04452 | SREC Solar | GALLOZA |  | 6.9 | 0 | Residential | 1 | DOVER | 7801 | 3 | GEOGENIX | JCP&L | No | Complete | 2011-08-01 | 2011-10-18 | 2011-10-28 | 2011-10-28
SRP04453 | SREC Solar | DUGGAN |  | 3.22 | 0 | Residential | 0 | NEPTUNE | 7753 | 17 | CORBIN SOLAR SOLUTIONS, LLC | JCP&L | No | Complete | 2011-08-01 | 2011-10-20 | 2011-10-28 | 2011-10-28
SRP04454 | SREC Solar | LARATTA |  | 5.52 | 0 | Residential | 1 | TOMS RIVER | 8757 | 18 | GEOGENIX | JCP&L | No | Complete | 2011-08-01 | 2011-11-25 | 2011-12-29 | 2011-12-29
SRP04455 | SREC Solar | SCHICK |  | 9.25 | 0 | Residential | 0 | LAKEWOOD | 8701 | 18 | GREEN APPLE ENERGY SYSTEMS, LLC | JCP&L | No | Complete | 2011-08-01 | 2011-09-20 | 2011-09-28 | 2011-09-28
SRP04456 | SREC Solar | BERNDT |  | 5.52 | 0 | Residential | 1 | FORKED RIVER | 8731 | 18 | GEOGENIX | JCP&L | No | Complete | 2011-08-01 | 2011-11-25 | 2011-12-29 | 2011-12-29
SRP04457 | SREC Solar | POTTER |  | 10.08 | 0 | Residential | 0 | PENNINGTON | 8534 | 12 | JERSEY SOLAR, LLC | PSE&G BPU | No | Complete | 2011-08-01 | 2011-10-13 | 2012-02-24 | 2012-02-24
SRP04458 | SREC Solar | ILES |  | 28.2 | 0 | Residential | 0 | MEDFORD | 8055 | 13 | H2 CONTRACTING LLC | PSE&G BPU | No | Complete | 2011-08-01 | 2012-03-15 | 2012-04-22 | 2012-04-22
SRP04459 | SREC Solar | ILES |  | 12.69 | 0 | Residential | 0 | MEDFORD | 8055 | 13 | H2 CONTRACTING LLC | PSE&G BPU | No | Complete | 2011-08-01 | 2012-03-15 | 2012-04-22 | 2012-04-22
SRP04460 | SREC Solar | SOBCZAK | BUBBA'S LIQUOR WAREHOUSE INC. | 38.88 | 5443.2 | Commercial | 0 | NORTH WILDWOOD | 8260 | 21 | ARTHUR R TODD ELECTRICAL CONTRACTOR INC. | AC Electric | No | Complete | 2011-08-01 | 2012-03-27 | 2012-04-25 | 2012-07-24
SRP04461 | SREC Solar | VERSI |  | 11.25 | 0 | Residential | 0 | MORRISTOWN | 7960 | 3 | GEOGENIX | JCP&L | No | Complete | 2011-08-01 | 2011-11-09 | 2011-11-22 | 2011-11-22
SRP04462 | SREC Solar | LEUTHAUSER |  | 7.14 | 0 | Residential | 0 | SOMERSET | 8873 | 5 | GEOGENIX | PSE&G BPU | No | Complete | 2011-08-01 | 2011-12-30 | 2012-01-26 | 2012-01-26
SRP04463 | SREC Solar | WONG | WONG'S DEVELOPMENT CO | 27.495 | 0 | Commercial | 1 | CARLSTADT | 7072 | 7 | SOLAR NATION NEW JERSEY LLC | PSE&G BPU | No | Complete | 2011-08-01 | 2012-01-23 | 2012-02-17 | 2012-02-17
SRP04464 | SREC Solar | BEDNARCZYK |  | 8.64 | 0 | Residential | 0 | BELLMAWR | 8031 | 14 | GEOPEAK ENERGY LLC | PSE&G BPU | No | Complete | 2011-08-01 | 2011-10-04 | 2011-11-10 | 2011-11-10
SRP04465 | SREC Solar | MARTIN | OLIVER INVESTORS LLC | 43.68 | 0 | Commercial | 0 | CHERRY HILL | 8002 | 14 | KC GREEN ENERGY | PSE&G BPU | No | Complete | 2011-08-01 | 2011-11-23 | 2012-05-18 | 2012-05-18
SRP04466 | SREC Solar | MAHRER |  | 7.65 | 0 | Residential | 1 | EGG HARBOR TWP | 8234 | 19 | ALTERNATIVE LIGHT & ENERGY SOLUTIONS | AC Electric | No | Complete | 2011-08-01 | 2012-04-18 | 2012-05-02 | 2012-05-02
SRP04467 | SREC Solar | MERNICK |  | 6.9 | 0 | Residential | 1 | FAIR LAWN | 7410 | 7 | GEOGENIX | PSE&G BPU | No | Complete | 2011-08-01 | 2011-12-08 | 2012-05-17 | 2012-05-17
SRP04468 | SREC Solar | CRESCI |  | 5.1 | 0 | Residential | 1 | MARMORA | 8223 | 21 | ALTERNATIVE LIGHT & ENERGY SOLUTIONS | AC Electric | No | Complete | 2011-08-01 | 2012-04-03 | 2012-04-25 | 2012-04-25
SRP04471 | SREC Solar | GIACOBBI | U.S. FOODS | 8135.46 | 0 | Commercial | 1 | PERTH AMBOY | 8865 | 2 | VANGUARD ENERGY PARTNERS, LLC | PSE&G BPU | No | Complete | 2011-08-01 | 2012-11-19 | 2012-11-27 | 2012-11-27
SRP04473 | SREC Solar | FERDINAND |  | 6.02 | 0 | Residential | 1 | WEST ORANGE | 7052 | 9 | ALTERNATIVE LIGHT & ENERGY SOLUTIONS | PSE&G BPU | No | Complete | 2011-08-01 | 2012-01-12 | 2012-03-08 | 2012-03-08
SRP04474 | SREC Solar | CAMPBELL |  | 1.84 | 0 | Residential | 0 | PINE BEACH | 8741 | 18 | TRINITY HEATING AND AIR | JCP&L | No | Complete | 2011-08-01 | 2011-10-05 | 2011-10-21 | 2011-10-21
SRP04475 | SREC Solar | MIRKIN |  | 9.84 | 0 | Residential | 1 | SEWELL | 8080 | 15 | TRINITY HEATING AND AIR | AC Electric | No | Complete | 2011-08-01 | 2012-01-09 | 2012-02-17 | 2012-02-17
SRP04476 | SREC Solar | GIGLIOTTI |  | 10.36 | 0 | Residential | 1 | WEST DEPFORD | 8096 | 15 | TRINITY HEATING AND AIR | PSE&G BPU | No | Complete | 2011-08-01 | 2012-02-13 | 2012-03-20 | 2012-03-20
SRP04478 | SREC Solar | STRATEN |  | 6.15 | 0 | Residential | 1 | JACKSON | 8527 | 18 | TRINITY HEATING AND AIR | JCP&L | No | Complete | 2011-08-01 | 2011-10-14 | 2011-11-29 | 2011-11-29
SRP04479 | SREC Solar | ORTENZI |  | 8.36 | 0 | Residential | 1 | JACKSON | 8527 | 18 | TRINITY HEATING AND AIR | JCP&L | No | Complete | 2011-08-01 | 2011-11-30 | 2012-01-13 | 2012-01-13
SRP04480 | SREC Solar | APPELT |  | 7.585 | 0 | Residential | 1 | BARNEGAT | 8005 | 18 | TRINITY HEATING AND AIR | JCP&L | No | Complete | 2011-08-01 | 2012-01-10 | 2012-02-17 | 2012-02-17
SRP04481 | SREC Solar | GRIMM |  | 9.99 | 0 | Residential | 1 | COLUMBUS | 8022 | 13 | TRINITY HEATING AND AIR | PSE&G BPU | No | Complete | 2011-08-01 | 2012-02-10 | 2012-03-08 | 2012-03-08
SRP04482 | SREC Solar | MURAWSKI |  | 4.7 | 0 | Residential | 1 | ROBBINSVILLE | 8691 | 12 | TRINITY HEATING AND AIR | PSE&G BPU | No | Complete | 2011-08-01 | 2011-11-04 | 2011-12-08 | 2011-12-08
SRP04483 | SREC Solar | OHALLORAN |  | 13.32 | 0 | Residential | 1 | BARNEGAT | 8005 | 18 | TRINITY HEATING AND AIR | AC Electric | No | Complete | 2011-08-01 | 2012-03-07 | 2012-04-13 | 2012-04-13
SRP04485 | SREC Solar | TENNER |  | 8.14 | 0 | Residential | 1 | EDGEWATER PARK | 8010 | 13 | TRINITY HEATING AND AIR | PSE&G BPU | No | Complete | 2011-08-01 | 2011-11-23 | 2011-12-20 | 2011-12-20
SRP04486 | SREC Solar | CARUSO |  | 7.79 | 0 | Residential | 1 | MANCHESTER | 8759 | 18 | TRINITY HEATING AND AIR | JCP&L | No | Complete | 2011-08-01 | 2011-11-15 | 2011-12-14 | 2011-12-14
SRP04487 | SREC Solar | PERL | WAYNE SOLAR CENTER APF LLC | 1001.56 | 0 | Commercial | 1 | WAYNE | 7470 | 6 | SOLAR NATION NEW JERSEY LLC | PSE&G BPU | No | Complete | 2011-08-01 | 2012-04-13 | 2012-04-26 | 2012-04-26
SRP04488 | SREC Solar | SAUL |  | 16.92 | 2500 | Residential | 0 | HOPEWELL | 8302 | 20 | RCL ENTERPRISES INC. | AC Electric | No | Complete | 2011-08-01 | 2011-10-11 | 2011-12-22 | 2012-04-04
SRP04489 | SREC Solar | INGRAM |  | 13.8 | 0 | Residential | 0 | RED BANK | 7701 | 17 | KRN CONTRACTORS, LLC | JCP&L | No | Complete | 2011-08-01 | 2011-11-21 | 2011-12-16 | 2011-12-16
SRP04490 | SREC Solar | YEE |  | 7.36 | 0 | Residential | 0 | OLD BRIDGE | 8857 | 11 | AMERICAN RENEWABLE ENERGY, INC | JCP&L | No | Complete | 2011-08-01 | 2011-11-30 | 2012-01-26 | 2012-01-26
SRP04492 | SREC Solar | VU |  | 6.105 | 0 | Residential | 0 | BRIDGEWATER | 8807 | 5 | ASTON SOLAR | JCP&L | No | Complete | 2011-08-01 | 2012-02-03 | 2012-03-30 | 2012-03-30
SRP04493 | SREC Solar | MARQUES |  | 6.11 | 0 | Residential | 1 | HASBROUCK HEIGHTS | 7604 | 7 | VIVINT SOLAR | PSE&G BPU | No | Complete | 2011-08-01 | 2012-03-13 | 2012-04-30 | 2012-04-30
SRP04494 | SREC Solar | RUSSO |  | 8.46 | 0 | Residential | 1 | HASBROUCK HEIGHTS | 7604 | 7 | VIVINT SOLAR | PSE&G BPU | No | Complete | 2011-08-02 | 2012-02-20 | 2012-03-22 | 2012-03-22
SRP04495 | SREC Solar | GOLBERG |  | 3.525 | 0 | Residential | 1 | HASBROUCK HEIGHTS | 7604 | 7 | VIVINT SOLAR | PSE&G BPU | No | Complete | 2011-08-01 | 2011-12-28 | 2012-01-31 | 2012-01-31
SRP04496 | SREC Solar | MATOS |  | 4.935 | 0 | Residential | 1 | KEARNY | 7032 | 8 | VIVINT SOLAR | PSE&G BPU | No | Complete | 2011-08-01 | 2012-05-11 | 2012-05-30 | 2012-05-30
SRP04497 | SREC Solar | EICKENBERG |  | 3.525 | 0 | Residential | 1 | HASBROUCK HEIGHTS | 7604 | 7 | VIVINT SOLAR | PSE&G BPU | No | Complete | 2011-08-01 | 2012-03-13 | 2012-04-12 | 2012-04-12
SRP04498 | SREC Solar | VAN JURA |  | 2.82 | 0 | Residential | 1 | HASBROUCK HEIGHTS | 7604 | 7 | VIVINT SOLAR | PSE&G BPU | No | Complete | 2011-08-01 | 2011-12-08 | 2012-01-04 | 2012-01-04
SRP04500 | SREC Solar | PHILIPPI |  | 4.7 | 0 | Residential | 1 | HASBROUCK HEIGHTS | 7604 | 7 | VIVINT SOLAR | PSE&G BPU | No | Complete | 2011-08-01 | 2012-02-17 | 2012-03-08 | 2012-03-08
SRP04501 | SREC Solar | TEIXEIRA |  | 3.29 | 0 | Residential | 1 | KEARNY | 7032 | 8 | VIVINT SOLAR | PSE&G BPU | No | Complete | 2011-08-01 | 2011-12-08 | 2012-01-05 | 2012-01-05
SRP04505 | SREC Solar | FISHER |  | 14.1 | 0 | Residential | 1 | MANCHESTER | 8759 | 18 | ROOF DIAGNOSTICS INC | JCP&L | No | Complete | 2011-08-01 | 2013-12-02 | 2013-12-06 | 2013-12-06
SRP04506 | SREC Solar | ZELLER | P AND E ZELLER GROUP, LLC | 59.22 | 0 | Commercial | 0 | LITTLE FALLS | 7424 | 6 | PRAVCO, INC | PSE&G BPU | No | Complete | 2011-08-01 | 2012-02-22 | 2012-03-28 | 2012-03-28
SRP04507 | SREC Solar | NOLA |  | 8.695 | 0 | Residential | 1 | MANCHESTER | 8759 | 18 | ROOF DIAGNOSTICS INC | JCP&L | No | Complete | 2011-08-01 | 2012-04-19 | 2012-05-09 | 2012-05-09
SRP04508 | SREC Solar | CUMMINGS |  | 3.995 | 0 | Residential | 1 | LITTLE SILVER | 7739 | 17 | ROOF DIAGNOSTICS INC | JCP&L | No | Complete | 2011-08-01 | 2012-03-30 | 2012-09-05 | 2012-09-05
SRP04509 | SREC Solar | VAUGHAN |  | 5.405 | 0 | Residential | 1 | WARETOWN | 8758 | 18 | ROOF DIAGNOSTICS INC | JCP&L | No | Complete | 2011-08-01 | 2012-05-30 | 2012-06-08 | 2012-06-08
SRP04510 | SREC Solar | PAONE |  | 9.9 | 0 | Residential | 1 | MALBORO | 7746 | 17 | ROOF DIAGNOSTICS INC | JCP&L | No | Complete | 2011-08-01 | 2012-04-02 | 2012-04-25 | 2012-04-25
SRP04511 | SREC Solar | MASON |  | 9.165 | 0 | Residential | 1 | BOONTON TWP | 7005 | 3 | ROOF DIAGNOSTICS INC | JCP&L | No | Complete | 2011-08-01 | 2012-03-15 | 2012-04-22 | 2012-04-22
SRP04512 | SREC Solar | BRENNAN |  | 5.17 | 0 | Residential | 1 | SPRING LAKE HEIGHTS | 7762 | 17 | ROOF DIAGNOSTICS INC | JCP&L | No | Complete | 2011-08-01 | 2012-04-26 | 2012-05-10 | 2012-05-10
SRP04515 | SREC Solar | TRILLI |  | 6.58 | 0 | Residential | 1 | MANASQUAN | 8736 | 17 | ROOF DIAGNOSTICS INC | JCP&L | No | Complete | 2011-08-01 | 2013-07-25 | 2013-07-30 | 2013-07-30
SRP04516 | SREC Solar | ZAGO |  | 11.96 | 0 | Residential | 1 | MANCHESTER | 8759 | 18 | SEA BRIGHT SOLAR, LLC | JCP&L | No | Complete | 2011-08-01 | 2012-03-01 | 2012-04-05 | 2012-04-05
SRP04517 | SREC Solar | MATHEW |  | 6.21 | 0 | Residential | 1 | MORGANVILLE | 7751 | 17 | SEA BRIGHT SOLAR, LLC | JCP&L | No | Complete | 2011-08-01 | 2011-10-28 | 2012-04-11 | 2012-04-11
SRP04518 | SREC Solar | KURTZ |  | 3.45 | 0 | Residential | 1 | ATLANTIC CITY | 8401 | 19 | SEA BRIGHT SOLAR, LLC | AC Electric | No | Complete | 2011-08-01 | 2012-01-23 | 2012-02-24 | 2012-02-24
SRP04520 | SREC Solar | SCHNEIDER |  | 11 | 0 | Residential | 0 | BLAIRSTOWN | 7825 | 2 | INDEPENDENT SOLAR | JCP&L | No | Complete | 2011-08-01 | 2011-11-02 | 2011-12-16 | 2011-12-16
SRP04522 | SREC Solar | DEGNAN | AMERIGO A. ANASTAIA ELEMNTRY SCH | 103.165 | 0 | School Public K-12 | 1 | LONG BRANCH | 7740 | 17 | RAY ANGELINI, INC. | JCP&L | No | Complete | 2011-08-01 | 2012-03-06 | 2012-04-12 | 2012-04-12
SRP04523 | SREC Solar | DEGNAN | ANDREW W. CLARK SCHOOL | 100.815 | 0 | School Public K-12 | 1 | LONG BRANCH | 7740 | 17 | RAY ANGELINI, INC. | JCP&L | No | Complete | 2011-08-01 | 2012-03-06 | 2012-04-12 | 2012-04-12
SRP04524 | SREC Solar | KENNELLY |  | 5.75 | 0 | Residential | 1 | BRICK | 8724 | 18 | FOUR POINT REFRIGERATION CO., INC. | JCP&L | No | Complete | 2011-08-01 | 2011-11-14 | 2011-12-16 | 2011-12-16
SRP04525 | SREC Solar | DEGNAN | MORRIS AVENUE SCHOOL | 189.41 | 0 | School Public K-12 | 1 | LONG BRANCH | 7740 | 17 | RAY ANGELINI, INC. | JCP&L | No | Complete | 2011-08-01 | 2012-03-05 | 2012-04-13 | 2012-04-13
SRP04526 | SREC Solar | DEGNAN | LEONA W. CONROW SCHOOL-ARRAY 1 | 119.145 | 0 | School Public K-12 | 1 | LONG BRANCH | 7740 | 17 | RAY ANGELINI, INC. | JCP&L | No | Complete | 2011-08-01 | 2012-01-16 | 2012-08-14 | 2012-08-14
SRP04527 | SREC Solar | DEGNAN | LEONA W. CONROW SCHOOL-ARRAY 2 | 36.66 | 0 | School Public K-12 | 1 | LONG BRANCH | 7740 | 17 | RAY ANGELINI, INC. | JCP&L | No | Complete | 2011-08-01 | 2012-03-06 | 2012-04-12 | 2012-04-12
SRP04528 | SREC Solar | GILLIAM |  | 15.99 | 0 | Residential | 1 | WHITEHOUSE STATION | 8889 | 4 | ECOLOGICAL SYSTEMS-MANALAPAN | JCP&L | No | Complete | 2011-08-08 | 2012-06-05 | 2012-06-15 | 2012-06-15
SRP04529 | SREC Solar | OLSON |  | 7.41 | 0 | Residential | 0 | OLD BRIDGE | 8857 | 11 | ECOLOGICAL SYSTEMS-MANALAPAN | JCP&L | No | Complete | 2011-08-08 | 2012-04-04 | 2012-04-26 | 2012-04-26
SRP04531 | SREC Solar | ALLEN |  | 3.01 | 0 | Residential | 1 | DUNELLEN | 8812 | 11 | ALTERNATIVE LIGHT & ENERGY SOLUTIONS | PSE&G BPU | No | Complete | 2011-08-08 | 2011-10-03 | 2011-12-16 | 2011-12-16
SRP04532 | SREC Solar | BENGALI |  | 7.4 | 0 | Residential | 0 | ALLENTOWN | 8501 | 17 | FUTURE SOLUTIONS CONTRACTING, LLC | PSE&G BPU | No | Complete | 2011-08-08 | 2012-04-11 | 2012-05-02 | 2012-05-02
SRP04533 | SREC Solar | ENTERS | WALGREEN EASTERN CO., INC. | 40.425 | 0 | Commercial | 1 | PENNSVILLE | 8070 | 16 | NVT LICENSES, LLC | AC Electric | No | Complete | 2011-08-08 | 2011-12-08 | 2012-01-04 | 2012-01-04
SRP04534 | SREC Solar | SALVATORIELLO |  | 6.66 | 0 | Residential | 1 | WARE TOWN | 8758 | 18 | TRINITY HEATING AND AIR | JCP&L | No | Complete | 2011-08-08 | 2011-10-28 | 2011-11-15 | 2011-11-15
SRP04535 | SREC Solar | BUTLER |  | 7.59 | 0 | Residential | 1 | BROWNS MILLS | 8015 | 13 | TRINITY HEATING AND AIR | JCP&L | No | Complete | 2011-08-08 | 2011-10-21 | 2011-12-08 | 2011-12-08
SRP04536 | SREC Solar | PATEL |  | 6.84 | 0 | Residential | 1 | NORTH BRUNSWICK | 8902 | 11 | TRINITY HEATING AND AIR | PSE&G BPU | No | Complete | 2011-08-08 | 2011-12-08 | 2011-12-29 | 2011-12-29
SRP04537 | SREC Solar | KOLISETTY |  | 4.23 | 0 | Residential | 0 | EAST BRUNSWICK | 8816 | 11 | TRINITY HEATING AND AIR | JCP&L | No | Complete | 2011-08-08 | 2011-12-16 | 2012-01-24 | 2012-01-24
SRP04538 | SREC Solar | BERRIER |  | 10.175 | 0 | Residential | 1 | BORDENTOWN | 8505 | 13 | TRINITY HEATING AND AIR | PSE&G BPU | No | Complete | 2011-08-08 | 2011-12-19 | 2012-01-17 | 2012-01-17
SRP04539 | SREC Solar | PALAZZOTTO |  | 4.1 | 0 | Residential | 1 | BARNEGAT | 8009 | 14 | TRINITY HEATING AND AIR | AC Electric | No | Complete | 2011-08-08 | 2011-12-09 | 2012-01-11 | 2012-01-11
SRP04540 | SREC Solar | MARSH |  | 6.29 | 0 | Residential | 1 | WARETOWN | 8758 | 18 | TRINITY HEATING AND AIR | JCP&L | No | Complete | 2011-08-08 | 2011-09-15 | 2011-09-28 | 2011-09-28
SRP04541 | SREC Solar | KOVACS |  | 6.11 | 0 | Residential | 1 | ERIAL | 8081 | 14 | TRINITY HEATING AND AIR | AC Electric | No | Complete | 2011-08-08 | 2012-05-25 | 2012-06-06 | 2012-06-06
SRP04542 | SREC Solar | ZOLTANSKI |  | 8.14 | 0 | Residential | 1 | COLUMBUS | 8022 | 13 | TRINITY HEATING AND AIR | PSE&G BPU | No | Complete | 2011-08-08 | 2011-12-08 | 2012-01-04 | 2012-01-04
SRP04543 | SREC Solar | GARRY |  | 10.66 | 0 | Residential | 1 | FREEHOLD | 7728 | 17 | TRINITY HEATING AND AIR | JCP&L | No | Complete | 2011-08-08 | 2012-01-23 | 2012-02-24 | 2012-02-24
SRP04544 | SREC Solar | CLEMENT |  | 6.105 | 0 | Residential | 1 | COLUMBUS | 8022 | 13 | TRINITY HEATING AND AIR | PSE&G BPU | No | Complete | 2011-08-08 | 2011-09-22 | 2011-10-04 | 2011-10-04
SRP04545 | SREC Solar | KEARNS |  | 7.05 | 0 | Residential | 1 | JACKSON | 8527 | 18 | TRINITY HEATING AND AIR | JCP&L | No | Complete | 2011-08-08 | 2012-08-09 | 2012-08-22 | 2012-08-22
SRP04546 | SREC Solar | DRISCOLL |  | 9.12 | 0 | Residential | 1 | SALEM | 8079 | 16 | TRINITY HEATING AND AIR | AC Electric | No | Complete | 2011-08-08 | 2012-01-11 | 2012-02-02 | 2012-02-02
SRP04547 | SREC Solar | DRAGON |  | 7.38 | 0 | Residential | 1 | JACKSON | 8527 | 18 | TRINITY HEATING AND AIR | PSE&G BPU | No | Complete | 2011-08-08 | 2011-09-30 | 2011-10-13 | 2011-10-13
SRP04548 | SREC Solar | RIORDAN |  | 6.11 | 0 | Residential | 1 | EAST BRUNSWICK | 8816 | 11 | TRINITY HEATING AND AIR | PSE&G BPU | No | Complete | 2011-08-08 | 2012-03-27 | 2012-04-22 | 2012-04-22
SRP04549 | SREC Solar | SHAVE |  | 12.765 | 0 | Residential | 1 | LAKEWOOD | 8701 | 18 | TRINITY HEATING AND AIR | JCP&L | No | Complete | 2011-08-08 | 2011-10-28 | 2011-12-09 | 2011-12-09
SRP04550 | SREC Solar | ZWICKEL |  | 9.25 | 0 | Residential | 1 | SOMERSET | 8873 | 5 | TRINITY HEATING AND AIR | PSE&G BPU | No | Complete | 2011-08-08 | 2012-04-18 | 2012-05-02 | 2012-05-02
SRP04551 | SREC Solar | DONNELLY |  | 6.24 | 0 | Residential | 1 | TOMS RIVER | 8753 | 18 | REC SOLAR, INC. | JCP&L | No | Complete | 2011-08-08 | 2011-11-03 | 2011-11-16 | 2011-11-16
SRP04552 | SREC Solar | CUCCHIARA |  | 6.5 | 0 | Residential | 1 | TOMS RIVER | 8753 | 18 | TRINITY HEATING AND AIR | JCP&L | No | Complete | 2011-08-08 | 2012-05-07 | 2012-05-21 | 2012-05-21
SRP04554 | SREC Solar | TULLI |  | 9.6 | 0 | Residential | 1 | ATLANTIC HIGHLANDS | 7716 | 17 | REC SOLAR, INC. | JCP&L | No | Complete | 2011-08-08 | 2011-11-09 | 2011-11-22 | 2011-11-22
SRP04555 | SREC Solar | DIMATTINA |  | 9.4 | 0 | Residential | 1 | LAKEWOOD | 8701 | 18 | TRINITY HEATING AND AIR | JCP&L | No | Complete | 2011-08-08 | 2011-10-07 | 2011-10-21 | 2011-10-21
SRP04556 | SREC Solar | YOUNGSTER |  | 5.52 | 0 | Residential | 0 | PISCATAWAY | 8854 | 11 | CORBIN SOLAR SOLUTIONS, LLC | PSE&G BPU | No | Complete | 2011-08-08 | 2011-11-25 | 2011-12-29 | 2011-12-29
SRP04557 | SREC Solar | HORNER |  | 4.73 | 0 | Residential | 1 | COLLINGSWOOD | 8108 | 14 | RCL ENTERPRISES INC. | PSE&G BPU | No | Complete | 2011-08-08 | 2011-10-04 | 2011-11-21 | 2011-11-21
SRP04558 | SREC Solar | BATTEN |  | 9.555 | 0 | Residential | 0 | BRIDGETON | 8302 | 20 | SHERWOOD ELECTRIC CO. INC. | AC Electric | No | Complete | 2011-08-08 | 2012-05-22 | 2012-06-01 | 2012-06-01
SRP04559 | SREC Solar | GRYDER |  | 5.94 | 0 | Residential | 1 | HILLSBOROUGH | 8844 | 5 | REC SOLAR, INC. | PSE&G BPU | No | Complete | 2011-08-08 | 2011-11-08 | 2011-11-22 | 2011-11-22
SRP04560 | SREC Solar | DIAZ |  | 2.82 | 0 | Residential | 1 | KEARNY | 7032 | 8 | VIVINT SOLAR | PSE&G BPU | No | Complete | 2011-08-08 | 2011-11-09 | 2012-08-08 | 2012-08-08
SRP04561 | SREC Solar | LINARES | BUSINESS RELOCATION SERVICES | 131.04 | 0 | Commercial | 1 | SECAUCUS | 7094 | 8 | MERCURY SOLAR SYSTEMS - PORT CHESTER | PSE&G BPU | No | Complete | 2011-08-08 | 2012-01-18 | 2012-03-08 | 2012-03-08
SRP04562 | SREC Solar | HASKELL |  | 7.59 | 0 | Residential | 1 | BRICK | 8723 | 18 | FOUR POINT REFRIGERATION CO., INC. | JCP&L | No | Complete | 2011-08-15 | 2011-09-20 | 2011-09-23 | 2011-09-23
SRP04563 | SREC Solar | YERRAMILLI |  | 5.76 | 0 | Residential | 0 | MONMOUTH JCT | 8852 | 11 | GEOGENIX | PSE&G BPU | No | Complete | 2011-08-08 | 2011-11-03 | 2011-11-22 | 2011-11-22
SRP04564 | SREC Solar | BUTLER |  | 4.14 | 0 | Residential | 1 | POINT PLEASANT BEACH | 8742 | 18 | FOUR POINT REFRIGERATION CO., INC. | JCP&L | No | Complete | 2011-08-15 | 2011-08-25 | 2011-09-23 | 2011-09-23
SRP04565 | SREC Solar | SANTINI |  | 15.18 | 0 | Residential | 1 | BRICK | 8723 | 18 | FOUR POINT REFRIGERATION CO., INC. | JCP&L | No | Complete | 2011-08-15 | 2011-08-25 | 2011-12-28 | 2011-12-28
SRP04566 | SREC Solar | MARTENS |  | 6.21 | 0 | Residential | 0 | NESHANIC STATION | 8853 | 5 | AMERICAN RENEWABLE ENERGY, INC | JCP&L | No | Complete | 2011-08-08 | 2011-12-08 | 2011-12-29 | 2011-12-29
SRP04567 | SREC Solar | RAMPONE |  | 8.28 | 0 | Residential | 1 | BRICK | 8723 | 18 | FOUR POINT REFRIGERATION CO., INC. | JCP&L | No | Complete | 2011-08-15 | 2011-08-25 | 2011-11-21 | 2011-11-21
SRP04568 | SREC Solar | EDWARDS |  | 5.52 | 0 | Residential | 1 | BRIELLE | 8730 | 17 | FOUR POINT REFRIGERATION CO., INC. | JCP&L | No | Complete | 2011-08-08 | 2012-03-20 | 2012-04-22 | 2012-04-22
SRP04570 | SREC Solar | THUL |  | 7.59 | 0 | Residential | 0 | MIDDLESEX | 8846 | 11 | SOLAR ENERGY WORLD-W | PSE&G BPU | No | Complete | 2011-08-08 | 2011-12-23 | 2012-01-19 | 2012-01-19
SRP04571 | SREC Solar | TULSYAN |  | 9 | 0 | Residential | 0 | PLAINSBORO | 8536 | 11 | GEOGENIX | PSE&G BPU | No | Complete | 2011-08-08 | 2011-12-30 | 2012-02-07 | 2012-02-07
SRP04572 | SREC Solar | GOLD |  | 8.33 | 0 | Residential | 0 | TENAFLY | 7670 | 7 | 1ST LIGHT ENERGY, INC. | PSE&G BPU | No | Complete | 2011-08-08 | 2011-10-20 | 2011-12-29 | 2011-12-29
SRP04575 | SREC Solar | LALLY | CENTER SUN, LLC | 394.8 | 0 | Commercial | 0 | BRIDGEWATER | 8807 | 5 | SOCORE ENERGY | PSE&G BPU | No | Complete | 2011-08-08 | 2012-03-28 | 2012-04-23 | 2012-04-23
SRP04576 | SREC Solar | MCCLAIN |  | 5.13 | 0 | Residential | 1 | BERLIN | 8009 | 14 | MERCURY SOLAR SYSTEMS | AC Electric | No | Complete | 2011-08-08 | 2012-04-04 | 2012-04-26 | 2012-04-26
SRP04578 | SREC Solar | COSGROVE | PRINCETON RACQUET CLUB | 154.44 | 0 | Commercial | 1 | PRINCETON | 8540 | 12 | RAY ANGELINI, INC. | PSE&G BPU | No | Complete | 2011-08-08 | 2012-04-18 | 2012-04-30 | 2012-04-30
SRP04579 | SREC Solar | LEGA | THE RECORD STORE 4 | 16.45 | 0 | Commercial | 0 | HOWELL | 7731 | 17 | TRINITY HEATING AND AIR | JCP&L | No | Complete | 2011-08-08 | 2012-04-16 | 2012-04-30 | 2012-04-30
SRP04580 | SREC Solar | PATEL |  | 6.84 | 0 | Residential | 1 | PISCATAWAY | 8854 | 11 | TRINITY HEATING AND AIR | PSE&G BPU | No | Complete | 2011-08-08 | 2012-01-06 | 2012-01-20 | 2012-01-20
SRP04581 | SREC Solar | MALAVE |  | 8.88 | 0 | Residential | 1 | BAYVILLE | 8721 | 18 | TRINITY HEATING AND AIR | JCP&L | No | Complete | 2011-08-08 | 2012-01-18 | 2012-02-22 | 2012-02-22
SRP04582 | SREC Solar | JELLEY |  | 6.08 | 0 | Residential | 1 | LAKEHURST | 8733 | 18 | TRINITY HEATING AND AIR | JCP&L | No | Complete | 2011-08-08 | 2012-01-18 | 2012-02-07 | 2012-02-07
SRP04583 | SREC Solar | GADARIAN |  | 7.955 | 0 | Residential | 1 | ALLENTOWN | 8501 | 17 | TRINITY HEATING AND AIR | PSE&G BPU | No | Complete | 2011-08-08 | 2011-11-04 | 2011-12-08 | 2011-12-08
SRP04584 | SREC Solar | DONOVAN |  | 6.46 | 0 | Residential | 1 | SHAMONG | 8088 | 13 | TRINITY HEATING AND AIR | AC Electric | No | Complete | 2011-08-08 | 2012-04-04 | 2012-04-24 | 2012-04-24
SRP04585 | SREC Solar | FLUSSER |  | 6.9 | 0 | Residential | 1 | MONROE | 8831 | 11 | TRINITY HEATING AND AIR | JCP&L | No | Complete | 2011-08-08 | 2011-10-21 | 2011-12-20 | 2011-12-20
SRP04586 | SREC Solar | IODACI |  | 5.74 | 0 | Residential | 1 | LODI | 7644 | 7 | TRINITY HEATING AND AIR | PSE&G BPU | No | Complete | 2011-08-08 | 2011-09-22 | 2011-11-15 | 2011-11-15
SRP04587 | SREC Solar | AGUGLAIRO |  | 7.52 | 0 | Residential | 1 | SPOTSWOOD | 8884 | 11 | TRINITY HEATING AND AIR | JCP&L | No | Complete | 2011-08-08 | 2012-01-10 | 2012-02-17 | 2012-02-17
SRP04588 | SREC Solar | BRAY | R J BRAY DDS | 7.05 | 0 | Commercial | 0 | ABSECON | 8201 | 19 | EAST COAST SOLAR | AC Electric | No | Complete | 2011-08-08 | 2011-10-20 | 2012-03-20 | 2012-03-20
SRP04589 | SREC Solar | JORGE |  | 4.41 | 0 | Residential | 0 | ENGLEWOOD | 7631 | 7 | 1ST LIGHT ENERGY, INC. | PSE&G BPU | No | Complete | 2011-08-08 | 2011-11-30 | 2012-04-13 | 2012-04-13
SRP04590 | SREC Solar | OZA |  | 9.675 | 0 | Residential | 0 | EAST RUTHERFORD | 7073 | 7 | GEOGENIX | PSE&G BPU | No | Complete | 2011-08-08 | 2012-03-26 | 2012-04-30 | 2012-04-30
SRP04591 | SREC Solar | LALLY | CENTER SUN, LLC | 210.56 | 0 | Commercial | 0 | BRIDGEWATER | 8807 | 5 | SOCORE ENERGY | PSE&G BPU | No | Complete | 2011-08-08 | 2012-03-28 | 2012-04-23 | 2012-04-23
SRP04592 | SREC Solar | SELBY |  | 7.5 | 0 | Residential | 0 | MANCHESTER | 8759 | 18 | SOLAR ENERGY WORLD-W | JCP&L | No | Complete | 2011-08-08 | 2012-01-27 | 2012-02-24 | 2012-02-24
SRP04593 | SREC Solar | FERNANDEZ |  | 6.66 | 0 | Residential | 0 | HILLSBOROUGH | 8844 | 5 | GEOGENIX | PSE&G BPU | No | Complete | 2011-08-08 | 2011-12-07 | 2012-01-17 | 2012-01-17
SRP04594 | SREC Solar | MERNICK |  | 9.2 | 0 | Residential | 1 | FAIR LAWN | 7410 | 7 | GEOGENIX | PSE&G BPU | No | Complete | 2011-08-08 | 2011-11-17 | 2012-01-26 | 2012-01-26
SRP04598 | SREC Solar | TEICHMAN |  | 7.4 | 0 | Residential | 1 | LAKEWOOD | 8701 | 18 | MERCURY SOLAR SYSTEMS | JCP&L | No | Complete | 2011-08-08 | 2011-10-03 | 2011-10-12 | 2011-10-12
SRP04601 | SREC Solar | STALTER |  | 10.34 | 0 | Residential | 0 | QUINTON | 8072 | 16 | RCL ENTERPRISES INC. | AC Electric | No | Complete | 2011-08-08 | 2011-08-22 | 2011-08-30 | 2011-08-30
SRP04602 | SREC Solar | BEARSE |  | 10.575 | 0 | Residential | 0 | WASHINGTON | 7882 | 2 | OAK RIDGE ELECTRIC AND CONTROL, LLC | JCP&L | No | Complete | 2011-08-08 | 2012-04-03 | 2012-04-23 | 2012-04-23
SRP04604 | SREC Solar | MONTANA |  | 12.69 | 0 | Residential | 1 | BLUE ANCHOR | 8037 | 19 | MERCURY SOLAR SYSTEMS | AC Electric | No | Complete | 2011-08-08 | 2012-01-17 | 2012-02-07 | 2012-02-07
SRP04605 | SREC Solar | MIKLAVCIC |  | 5.98 | 0 | Residential | 1 | EGG HARBOR TOWNSHIP | 8234 | 19 | MERCURY SOLAR SYSTEMS | AC Electric | No | Complete | 2011-08-08 | 2011-11-17 | 2011-12-20 | 2011-12-20
SRP04607 | SREC Solar | GEIGEL |  | 6.44 | 0 | Residential | 0 | DUNELLEN | 8812 | 11 | SEA BRIGHT SOLAR, LLC | PSE&G BPU | No | Complete | 2011-08-08 | 2011-12-28 | 2012-02-24 | 2012-02-24
SRP04608 | SREC Solar | RAWLINS | SHADYREST BIBLE CHURCH | 54.45 | 0 | Non Profit | 1 | CHESTERFIELD | 8515 | 13 | DYNAMIC SOLAR, LLC- WAYNE | PSE&G BPU | No | Complete | 2011-08-08 | 2012-04-26 | 2012-05-17 | 2012-05-17
SRP04609 | SREC Solar | DAWSON |  | 8.5 | 0 | Residential | 0 | BURLINGTON TWP | 8016 | 13 | EXACT SOLAR | PSE&G BPU | No | Complete | 2011-08-08 | 2012-01-23 | 2012-03-02 | 2012-03-02
SRP04610 | SREC Solar | GRINVALD |  | 8.695 | 0 | Residential | 0 | MALBORO | 7726 | 17 | 4 BESTSOLAR | JCP&L | No | Complete | 2011-08-08 | 2011-10-12 | 2011-10-28 | 2011-10-28
SRP04611 | SREC Solar | IRFANI |  | 5.39 | 0 | Residential | 0 | ALLENTOWN | 8501 | 17 | 1ST LIGHT ENERGY, INC. | PSE&G BPU | No | Complete | 2011-08-08 | 2011-10-20 | 2011-12-08 | 2011-12-08
SRP04612 | SREC Solar | SWINDLEHURST | MEGA PUMPS | 264.96 | 0 | Residential | 1 | EATONTOWN | 7724 | 17 | CERTIFIED PURE ENERGY | JCP&L | No | Complete | 2011-08-08 | 2011-12-23 | 2012-01-31 | 2012-01-31
SRP04614 | SREC Solar | CASTRO |  | 4.1 | 0 | Residential | 1 | LINDEN | 7036 | 10 | TRINITY HEATING AND AIR | PSE&G BPU | No | Complete | 2011-08-08 | 2012-04-27 | 2012-05-11 | 2012-05-11
SRP04615 | SREC Solar | HEDGEPETH |  | 9.165 | 0 | Residential | 1 | DELANCO | 8075 | 13 | TRINITY HEATING AND AIR | PSE&G BPU | No | Complete | 2011-08-08 | 2012-02-10 | 2012-03-08 | 2012-03-08
SRP04616 | SREC Solar | OLSON |  | 12.21 | 0 | Residential | 0 | SOUTHAMPTON | 8088 | 13 | TRINITY HEATING AND AIR | JCP&L | No | Complete | 2011-08-08 | 2011-10-21 | 2011-12-20 | 2011-12-20
SRP04617 | SREC Solar | BRENNAN |  | 4.44 | 0 | Residential | 0 | MAHWAH | 7430 | 7 | RENEWERGY SOLUTIONS GROUP | Orange & Rockland Elec | No | Complete | 2011-08-08 | 2011-12-19 | 2012-01-17 | 2012-01-17
SRP04618 | SREC Solar | NEIGEL |  | 4.23 | 0 | Residential | 0 | BRICK | 8724 | 18 | TRINITY HEATING AND AIR | JCP&L | No | Complete | 2011-08-08 | 2011-11-02 | 2011-11-16 | 2011-11-16
SRP04619 | SREC Solar | PEARSON |  | 5.74 | 0 | Residential | 1 | JACKSON | 8527 | 18 | TRINITY HEATING AND AIR | JCP&L | No | Complete | 2011-08-08 | 2011-10-18 | 2011-12-09 | 2011-12-09
SRP04621 | SREC Solar | SPADARO |  | 10.36 | 0 | Residential | 0 | BURLINGTON | 8016 | 13 | TRINITY HEATING AND AIR | PSE&G BPU | No | Complete | 2011-08-08 | 2011-09-22 | 2011-10-04 | 2011-10-04
SRP04622 | SREC Solar | CHIMIENTI |  | 5.74 | 0 | Residential | 1 | BORDENTOWN | 8505 | 13 | TRINITY HEATING AND AIR | PSE&G BPU | No | Complete | 2011-08-08 | 2011-11-04 | 2011-12-08 | 2011-12-08
SRP04623 | SREC Solar | OPPENHEIMER |  | 6.9 | 0 | Residential | 1 | LAKEWOOD | 8701 | 18 | TRINITY HEATING AND AIR | JCP&L | No | Complete | 2011-08-08 | 2011-09-30 | 2011-10-13 | 2011-10-13
SRP04624 | SREC Solar | MARTINSON |  | 6.15 | 0 | Residential | 1 | WHITING | 8759 | 18 | TRINITY HEATING AND AIR | JCP&L | No | Complete | 2011-08-08 | 2011-12-08 | 2012-01-04 | 2012-01-04
SRP04626 | SREC Solar | WERNER |  | 11.84 | 0 | Residential | 1 | LAKEWOOD | 8701 | 18 | TRINITY HEATING AND AIR | JCP&L | No | Complete | 2011-08-08 | 2012-01-23 | 2012-02-24 | 2012-02-24
SRP04628 | SREC Solar | LEFANTE |  | 6.65 | 0 | Residential | 1 | HILLSIDE | 7205 | 10 | TRINITY HEATING AND AIR | PSE&G BPU | No | Complete | 2011-08-08 | 2012-08-10 | 2012-08-21 | 2012-08-21
SRP04629 | SREC Solar | SAVEDOFF |  | 5.64 | 0 | Residential | 1 | LAKEWOOD | 8701 | 18 | TRINITY HEATING AND AIR | JCP&L | No | Complete | 2011-08-08 | 2011-09-22 | 2011-11-03 | 2011-11-03
SRP04630 | SREC Solar | GEORGE JR |  | 10.34 | 0 | Residential | 1 | COLUMBUS | 8022 | 13 | TRINITY HEATING AND AIR | PSE&G BPU | No | Complete | 2011-08-08 | 2011-12-08 | 2012-01-04 | 2012-01-04
SRP04631 | SREC Solar | VENTRE |  | 6.11 | 0 | Residential | 1 | COLUMBUS | 8022 | 13 | TRINITY HEATING AND AIR | PSE&G BPU | No | Complete | 2011-08-08 | 2012-06-14 | 2012-06-26 | 2012-06-26
SRP04632 | SREC Solar | PEARLMAN |  | 10.66 | 0 | Residential | 1 | MANCHESTER | 8759 | 18 | TRINITY HEATING AND AIR | JCP&L | No | Complete | 2011-08-08 | 2012-04-04 | 2012-04-26 | 2012-04-26
SRP04634 | SREC Solar | SANTOS |  | 5.92 | 0 | Residential | 1 | HOWELL | 7731 | 17 | TRINITY HEATING AND AIR | JCP&L | No | Complete | 2011-08-08 | 2012-04-02 | 2012-04-25 | 2012-04-25
SRP04635 | SREC Solar | ROGGENDORF |  | 5.64 | 0 | Residential | 1 | PARLIN | 8859 | 11 | TRINITY HEATING AND AIR | JCP&L | No | Complete | 2011-08-08 | 2011-11-30 | 2012-01-13 | 2012-01-13
SRP04636 | SREC Solar | HANFT |  | 17.39 | 0 | Residential | 1 | TRENTON | 8610 | 12 | TRINITY HEATING AND AIR | PSE&G BPU | No | Complete | 2011-08-08 | 2011-10-21 | 2011-12-08 | 2011-12-08
SRP04637 | SREC Solar | GRECO |  | 7.79 | 0 | Residential | 1 | BARNEGAT | 8005 | 18 | TRINITY HEATING AND AIR | JCP&L | No | Complete | 2011-08-08 | 2011-11-02 | 2011-11-16 | 2011-11-16
SRP04638 | SREC Solar | ROSSO |  | 7.03 | 0 | Residential | 1 | MANSFIELD | 8022 | 13 | TRINITY HEATING AND AIR | PSE&G BPU | No | Complete | 2011-08-08 | 2011-12-08 | 2012-01-04 | 2012-01-04
SRP04639 | SREC Solar | ROYDS |  | 10.66 | 0 | Residential | 1 | SEWELL | 8080 | 15 | TRINITY HEATING AND AIR | AC Electric | No | Complete | 2011-08-08 | 2012-01-16 | 2012-02-09 | 2012-02-09
SRP04641 | SREC Solar | ALVAREZ |  | 4.3 | 0 | Residential | 1 | BURLINGTON | 8016 | 13 | SOLULAR LLC. II | PSE&G BPU | No | Complete | 2011-08-08 | 2011-09-29 | 2011-11-03 | 2011-11-03
SRP04645 | SREC Solar | ZYCZYNSKI |  | 12 | 0 | Residential | 1 | SKILLMAN | 8558 | 5 | ALTERIS RENEWABLES | PSE&G BPU | No | Complete | 2011-08-08 | 2012-04-03 | 2012-04-25 | 2012-04-25
SRP04646 | SREC Solar | MOPSICK |  | 8.8 | 2200 | Residential | 0 | MANASQUAN | 8736 | 17 | SUNMONEY SOLAR LLC | JCP&L | No | Complete | 2011-08-08 | 2011-10-12 | 2012-01-24 | 2012-04-04
SRP04648 | SREC Solar | MULLOCK | CAPE MAY NATIONAL GOLF CLUB | 76.685 | 0 | Commercial | 0 | ERMA | 8204 | 21 | SYSTEMS ELECTRIC, LLC | AC Electric | No | Complete | 2011-08-08 | 2012-08-16 | 2012-08-29 | 2012-08-29
SRP04649 | SREC Solar | MULLOCK | CAPE MAY NATIONAL GOLF CLUB | 28.665 | 0 | Commercial | 0 | ERMA | 8204 | 21 | SYSTEMS ELECTRIC, LLC | AC Electric | No | Complete | 2011-08-08 | 2012-08-10 | 2012-08-21 | 2012-08-21
SRP04650 | SREC Solar | MULLOCK | CAPE MAY NATIONAL GOLF CLUB | 38.22 | 0 | Commercial | 0 | ERMA | 8204 | 21 | SYSTEMS ELECTRIC, LLC | AC Electric | No | Complete | 2011-08-08 | 2012-08-10 | 2012-08-22 | 2012-08-22
SRP04651 | SREC Solar | HEWLETT |  | 3.68 | 0 | Residential | 1 | WILLINGBORO | 8046 | 13 | TRINITY HEATING AND AIR | PSE&G BPU | No | Complete | 2011-08-08 | 2012-02-07 | 2012-02-29 | 2012-02-29
SRP04652 | SREC Solar | CHRISTIAN |  | 4.23 | 0 | Residential | 1 | HAINESPORT | 8036 | 13 | TRINITY HEATING AND AIR | PSE&G BPU | No | Complete | 2011-08-08 | 2011-12-19 | 2012-01-17 | 2012-01-17
SRP04653 | SREC Solar | DECHER |  | 3.8 | 0 | Residential | 1 | WHITING | 8759 | 18 | TRINITY HEATING AND AIR | JCP&L | No | Complete | 2011-08-08 | 2012-02-08 | 2012-03-02 | 2012-03-02
SRP04655 | SREC Solar | GRANT |  | 7.05 | 0 | Residential | 1 | MOUNT HOLLY | 8060 | 13 | TRINITY HEATING AND AIR | PSE&G BPU | No | Complete | 2011-08-08 | 2011-11-30 | 2011-12-27 | 2011-12-27
SRP04656 | SREC Solar | SARAMA |  | 18.05 | 0 | Residential | 1 | TOMS RIVER | 8755 | 18 | TRINITY HEATING AND AIR | JCP&L | No | Complete | 2011-08-08 | 2011-12-12 | 2012-01-11 | 2012-01-11
SRP04657 | SREC Solar | FESTA |  | 4.935 | 0 | Residential | 1 | HASBROUCK HEIGHTS | 7604 | 7 | VIVINT SOLAR | PSE&G BPU | No | Complete | 2011-08-08 | 2011-12-08 | 2012-01-05 | 2012-01-05
SRP04658 | SREC Solar | HARRISON |  | 4.14 | 0 | Residential | 1 | BROWNS MILLS | 8015 | 13 | TRINITY HEATING AND AIR | JCP&L | No | Complete | 2011-08-08 | 2011-10-19 | 2011-12-08 | 2011-12-08
SRP04659 | SREC Solar | WANG |  | 4.14 | 0 | Residential | 1 | SOUTH AMBOY | 8879 | 11 | TRINITY HEATING AND AIR | JCP&L | No | Complete | 2011-08-08 | 2011-11-01 | 2011-11-16 | 2011-11-16
SRP04660 | SREC Solar | TALASAN |  | 4.23 | 0 | Residential | 1 | HASBROUCK HEIGHTS | 7604 | 7 | VIVINT SOLAR | PSE&G BPU | No | Complete | 2011-08-08 | 2012-01-23 | 2012-02-24 | 2012-02-24
SRP04661 | SREC Solar | GALLO |  | 3.29 | 0 | Residential | 1 | SOUTH AMBOY | 8879 | 11 | TRINITY HEATING AND AIR | JCP&L | No | Complete | 2011-08-08 | 2011-10-21 | 2011-12-27 | 2011-12-27
SRP04662 | SREC Solar | BARROQUEIRO |  | 3.76 | 0 | Residential | 1 | KEARNY | 7032 | 8 | VIVINT SOLAR | PSE&G BPU | No | Complete | 2011-08-08 | 2011-12-08 | 2012-01-04 | 2012-01-04
SRP04664 | SREC Solar | RUPRECHT |  | 14.35 | 0 | Residential | 1 | MATAWAN | 7747 | 17 | TRINITY HEATING AND AIR | JCP&L | No | Complete | 2011-08-08 | 2012-02-01 | 2012-03-02 | 2012-03-02
SRP04665 | SREC Solar | GIAMMARINO |  | 8.46 | 0 | Residential | 1 | FREEHOLD | 7728 | 17 | TRINITY HEATING AND AIR | JCP&L | No | Complete | 2011-08-08 | 2012-02-14 | 2012-03-27 | 2012-03-27
SRP04667 | SREC Solar | LIOTTI |  | 4.935 | 0 | Residential | 1 | KEARNY | 7032 | 8 | VIVINT SOLAR | PSE&G BPU | No | Complete | 2011-08-08 | 2012-03-13 | 2012-04-13 | 2012-04-13
SRP04668 | SREC Solar | VERDON |  | 4.23 | 0 | Residential | 1 | MOORESTOWN | 8057 | 13 | TRINITY HEATING AND AIR | PSE&G BPU | No | Complete | 2011-08-08 | 2011-09-22 | 2011-10-04 | 2011-10-04
SRP04669 | SREC Solar | MITCHELL |  | 6.97 | 0 | Residential | 1 | EGG HARBOR | 8234 | 19 | TRINITY HEATING AND AIR | AC Electric | No | Complete | 2011-08-08 | 2012-04-04 | 2012-04-26 | 2012-04-26
SRP04670 | SREC Solar | DAISEY |  | 3.68 | 0 | Residential | 1 | BELLMAWR | 8031 | 14 | TRINITY HEATING AND AIR | PSE&G BPU | No | Complete | 2011-08-08 | 2011-11-30 | 2011-12-27 | 2011-12-27
SRP04671 | SREC Solar | ROSENTHAL |  | 7.05 | 0 | Residential | 1 | TRENTON | 8610 | 12 | TRINITY HEATING AND AIR | PSE&G BPU | No | Complete | 2011-08-08 | 2011-10-07 | 2011-10-21 | 2011-10-21
SRP04672 | SREC Solar | PRYOR |  | 7.52 | 0 | Residential | 1 | MANSFIELD | 8022 | 13 | TRINITY HEATING AND AIR | PSE&G BPU | No | Complete | 2011-08-08 | 2011-11-01 | 2011-11-16 | 2011-11-16
SRP04673 | SREC Solar | KUHRT |  | 5.875 | 0 | Residential | 1 | KEARNY | 7032 | 8 | VIVINT SOLAR | PSE&G BPU | No | Complete | 2011-08-08 | 2011-12-08 | 2012-01-05 | 2012-01-05
SRP04675 | SREC Solar | BELO |  | 3.525 | 0 | Residential | 1 | KEARNY | 7032 | 8 | VIVINT SOLAR | PSE&G BPU | No | Complete | 2011-08-08 | 2011-12-08 | 2011-12-28 | 2011-12-28
SRP04676 | SREC Solar | THOMPSON | MILLENIUM COMMUNITY CENTER | 5.64 | 0 | Non Profit | 0 | NEWARK | 7102 | 9 | SANTORINI CONSTRUCTION INC | PSE&G BPU | No | Complete | 2011-08-08 | 2013-11-06 | 2013-11-12 | 2013-11-12
SRP04677 | SREC Solar | ZONAK |  | 3.525 | 0 | Residential | 1 | KEARNY | 7032 | 8 | VIVINT SOLAR | Not Known | No | Complete | 2011-08-08 | 2011-12-08 | 2012-01-04 | 2012-01-04
SRP04678 | SREC Solar | KELLER |  | 5.64 | 0 | Residential | 1 | NUTLEY | 7110 | 9 | VIVINT SOLAR | PSE&G BPU | No | Complete | 2011-08-08 | 2011-12-08 | 2012-01-04 | 2012-01-04
SRP04680 | SREC Solar | MARRANO |  | 8.51 | 0 | Residential | 1 | CHESTERFIELD | 8620 | 12 | TRINITY HEATING AND AIR | PSE&G BPU | No | Complete | 2011-08-08 | 2011-11-04 | 2011-12-08 | 2011-12-08
SRP04681 | SREC Solar | TESTA |  | 4.6 | 0 | Residential | 1 | PEMBERTON | 8068 | 13 | TRINITY HEATING AND AIR | JCP&L | No | Complete | 2011-08-08 | 2011-10-12 | 2011-10-28 | 2011-10-28
SRP04682 | SREC Solar | DANISH | MONTCLAIR STATE UNIVERSITY | 61.1 | 0 | School Other | 1 | BRANCHVILLE | 7826 | 1 | LB ELECTRIC CO. LLC | JCP&L | No | Complete | 2011-08-15 | 2012-06-29 | 2012-07-20 | 2012-07-20
SRP04683 | SREC Solar | DANISH | MONTCLAIR STATE UNIVERSITY | 39.48 | 0 | School Other | 1 | BRANCHVILLE | 7826 | 1 | LB ELECTRIC CO. LLC | JCP&L | No | Complete | 2011-08-15 | 2012-06-29 | 2012-07-13 | 2012-07-13
SRP04685 | SREC Solar | BARNA |  | 4.3 | 0 | Residential | 0 | MILFORD | 8848 | 4 | ALTERNATIVE LIGHT & ENERGY SOLUTIONS | JCP&L | No | Complete | 2011-08-15 | 2011-10-05 | 2011-10-26 | 2011-10-26
SRP04686 | SREC Solar | TROAST | TOWNSHIP OF SPARTA | 349.44 | 0 | Government Facility | 0 | SPARTA | 7871 | 1 | LB ELECTRIC CO. LLC | Not Known | No | Complete | 2011-08-15 | 2011-11-30 | 2011-12-27 | 2011-12-27
SRP04687 | SREC Solar | WORCHEL |  | 8.46 | 0 | Residential | 0 | TUCKAHOE | 8250 | 21 | SHERWOOD ELECTRIC CO. INC. | AC Electric | No | Complete | 2011-08-15 | 2011-12-16 | 2012-01-24 | 2012-01-24
SRP04689 | SREC Solar | BUENO |  | 3.525 | 0 | Residential | 1 | KEARNY | 7032 | 8 | VIVINT SOLAR | PSE&G BPU | No | Complete | 2011-08-15 | 2011-11-09 | 2011-11-22 | 2011-11-22
SRP04690 | SREC Solar | COHEN |  | 9.1 | 0 | Residential | 1 | LAKEWOOD | 8701 | 18 | POWERLUTIONS, LLC | JCP&L | No | Complete | 2011-08-15 | 2012-01-18 | 2012-02-07 | 2012-02-07
SRP04694 | SREC Solar | TAUB |  | 9.245 | 0 | Residential | 1 | LAKEWOOD | 8701 | 18 | POWERLUTIONS, LLC | JCP&L | No | Complete | 2011-08-15 | 2011-12-15 | 2012-01-20 | 2012-01-20
SRP04695 | SREC Solar | YABLONSKY |  | 8.6 | 0 | Residential | 1 | LAKEWOOD | 8701 | 18 | POWERLUTIONS, LLC | JCP&L | No | Complete | 2011-08-15 | 2011-12-15 | 2011-12-28 | 2011-12-28
SRP04699 | SREC Solar | WEINSTEIN |  | 6.235 | 0 | Residential | 1 | LAKEWOOD | 8701 | 18 | POWERLUTIONS, LLC | JCP&L | No | Complete | 2011-08-15 | 2011-12-16 | 2012-01-19 | 2012-01-19
SRP04700 | SREC Solar | CLIFFORD |  | 7.13 | 0 | Residential | 1 | JACKSON | 8527 | 18 | TRINITY HEATING AND AIR | JCP&L | No | Complete | 2011-08-15 | 2011-10-14 | 2011-11-29 | 2011-11-29
SRP04702 | SREC Solar | RADZIETA JR. |  | 8.88 | 0 | Residential | 1 | CAPE MAY COURT HOUSE | 8210 | 21 | TRINITY HEATING AND AIR | AC Electric | No | Complete | 2011-08-15 | 2011-10-28 | 2011-11-10 | 2011-11-10
SRP04703 | SREC Solar | KUTZ |  | 4.7 | 0 | Residential | 1 | SOUTH AMBOY | 8879 | 11 | TRINITY HEATING AND AIR | JCP&L | No | Complete | 2011-08-15 | 2011-10-12 | 2011-12-27 | 2011-12-27
SRP04704 | SREC Solar | DE MUTIIS |  | 3.33 | 0 | Residential | 1 | COLUMBUS | 8022 | 13 | TRINITY HEATING AND AIR | PSE&G BPU | No | Complete | 2011-08-15 | 2011-11-23 | 2011-12-20 | 2011-12-20
SRP04705 | SREC Solar | BERNARD |  | 5.32 | 0 | Residential | 1 | MANCHESTER | 8759 | 18 | TRINITY HEATING AND AIR | JCP&L | No | Complete | 2011-08-15 | 2012-01-18 | 2012-02-07 | 2012-02-07
SRP04706 | SREC Solar | ALBANESE |  | 5.98 | 0 | Residential | 1 | RIVERSIDE | 8075 | 13 | TRINITY HEATING AND AIR | PSE&G BPU | No | Complete | 2011-08-15 | 2012-01-24 | 2012-02-24 | 2012-02-24
SRP04707 | SREC Solar | CARIDI |  | 3.69 | 0 | Residential | 1 | COLUMBUS | 8022 | 13 | TRINITY HEATING AND AIR | PSE&G BPU | No | Complete | 2011-08-15 | 2011-12-08 | 2012-01-04 | 2012-01-04
SRP04708 | SREC Solar | SANDERS |  | 8.74 | 0 | Residential | 1 | WALDWICK | 7463 | 7 | TRINITY HEATING AND AIR | PSE&G BPU | No | Complete | 2011-08-15 | 2011-12-16 | 2012-01-24 | 2012-01-24
SRP04709 | SREC Solar | ROSENTHAL |  | 2.35 | 0 | Residential | 1 | LAKEWOOD | 8701 | 18 | TRINITY HEATING AND AIR | JCP&L | No | Complete | 2011-08-15 | 2011-09-22 | 2011-10-13 | 2011-10-13
SRP04710 | SREC Solar | SANTIAGO |  | 3.76 | 0 | Residential | 1 | RUNNEMEDE | 8078 | 14 | TRINITY HEATING AND AIR | PSE&G BPU | No | Complete | 2011-08-15 | 2012-02-10 | 2012-03-20 | 2012-03-20
SRP04711 | SREC Solar | CARACOZZA |  | 4.23 | 0 | Residential | 1 | WALLINGTON | 7057 | 7 | TRINITY HEATING AND AIR | PSE&G BPU | No | Complete | 2011-08-15 | 2011-10-19 | 2011-12-16 | 2011-12-16
SRP04712 | SREC Solar | KALISZ |  | 9.4 | 0 | Residential | 0 | COLTS NECK | 7723 | 17 | GARDEN STATE SOLAR LLC | JCP&L | No | Complete | 2011-08-15 | 2011-08-31 | 2011-10-21 | 2011-10-21
SRP04713 | SREC Solar | FERNANDEZ |  | 6.345 | 0 | Residential | 0 | RUTHERFORD | 7070 | 7 | TRINITY HEATING AND AIR | PSE&G BPU | No | Complete | 2011-08-15 | 2012-01-11 | 2012-02-02 | 2012-02-02
SRP04714 | SREC Solar | ROTHENBERG |  | 9.4 | 0 | Residential | 1 | PASSAIC | 7055 | 6 | TRINITY HEATING AND AIR | PSE&G BPU | No | Complete | 2011-08-15 | 2011-10-19 | 2011-12-27 | 2011-12-27
SRP04715 | SREC Solar | WEAN | SPRINGPOINT AT CRESTWOOD INC. | 59.22 | 0 | Non Profit | 1 | WHITING | 8759 | 18 | ABSOLUTELY ENERGIZED SOLAR, LLC | JCP&L | No | Complete | 2011-08-15 | 2012-08-14 | 2012-08-22 | 2012-08-22
SRP04716 | SREC Solar | RAPACKI | INJECTION WORKS | 290.16 | 0 | Commercial | 0 | MOUNT LAUREL | 8054 | 13 | VANGUARD ENERGY PARTNERS, LLC | PSE&G BPU | No | Complete | 2011-08-15 | 2012-03-22 | 2012-04-13 | 2012-04-13
SRP04717 | SREC Solar | WEAN | SPRINGPOINT AT CRESTWOOD INC. | 59.22 | 0 | Non Profit | 1 | WHITING | 8759 | 18 | ABSOLUTELY ENERGIZED SOLAR, LLC | JCP&L | No | Complete | 2011-08-15 | 2012-08-14 | 2012-08-22 | 2012-08-22
SRP04718 | SREC Solar | WALLRABE |  | 6.44 | 0 | Residential | 1 | MIDDLETOWN | 7748 | 17 | ACOS ENERGY, LLC | New Jersey Power | No | Complete | 2011-08-15 | 2012-02-17 | 2012-04-11 | 2012-04-11
SRP04719 | SREC Solar | WEAN | SPRINGPOINT AT CRESTWOOD INC. | 59.22 | 0 | Non Profit | 1 | WHITING | 8759 | 18 | ABSOLUTELY ENERGIZED SOLAR, LLC | JCP&L | No | Complete | 2011-08-15 | 2012-08-14 | 2012-08-22 | 2012-08-22
SRP04720 | SREC Solar | ROTH |  | 8.97 | 0 | Residential | 1 | BAYVILLE | 8721 | 18 | ACOS ENERGY, LLC | New Jersey Power | No | Complete | 2011-08-15 | 2012-01-12 | 2012-02-02 | 2012-02-02
SRP04721 | SREC Solar | WEAN | SPRINGPOINT AT CRESTWOOD INC. | 88.83 | 0 | Non Profit | 1 | WHITING | 8759 | 18 | ABSOLUTELY ENERGIZED SOLAR, LLC | JCP&L | No | Complete | 2011-08-15 | 2012-08-13 | 2012-08-23 | 2012-08-23
SRP04722 | SREC Solar | KUCIS |  | 5.52 | 0 | Residential | 1 | MANAHAWKIN | 8050 | 18 | ACOS ENERGY, LLC | AC Electric | No | Complete | 2011-08-15 | 2012-03-13 | 2012-04-13 | 2012-04-13
SRP04723 | SREC Solar | WEAN | SPRINGPOINT AT CRESTWOOD INC. | 185.18 | 0 | Non Profit | 1 | WHITING | 8759 | 18 | ABSOLUTELY ENERGIZED SOLAR, LLC | JCP&L | No | Complete | 2011-08-15 | 2012-08-16 | 2012-08-24 | 2012-08-24
SRP04724 | SREC Solar | ZELIKMAN |  | 5.28 | 0 | Residential | 1 | FANWOOD | 7023 | 10 | REC SOLAR, INC. | PSE&G BPU | No | Complete | 2011-08-15 | 2011-12-08 | 2011-12-28 | 2011-12-28
SRP04725 | SREC Solar | HAWK |  | 6.24 | 0 | Residential | 1 | BRICK | 8724 | 18 | REC SOLAR, INC. | JCP&L | No | Complete | 2011-08-15 | 2012-02-01 | 2012-03-02 | 2012-03-02
SRP04726 | SREC Solar | BALETTI |  | 6.24 | 0 | Residential | 1 | JACKSON | 8527 | 18 | REC SOLAR, INC. | JCP&L | No | Complete | 2011-08-15 | 2011-11-03 | 2011-11-16 | 2011-11-16
SRP04727 | SREC Solar | KAHRAR |  | 9.36 | 0 | Residential | 1 | JACKSON | 8527 | 18 | REC SOLAR, INC. | JCP&L | No | Complete | 2011-08-23 | 2011-11-01 | 2011-11-16 | 2011-11-16
SRP04728 | SREC Solar | DEGNAN | LONG BRANCH HIGH SCHOOL | 559.065 | 0 | School Public K-12 | 1 | LONG BRANCH | 7740 | 17 | RAY ANGELINI II | JCP&L | No | Complete | 2011-08-15 | 2012-04-23 | 2012-05-09 | 2012-05-09
SRP04730 | SREC Solar | DEGNAN | LONG BRANCH HIGH SCHOOL | 400.205 | 0 | School Public K-12 | 1 | LONG BRANCH | 7740 | 17 | RAY ANGELINI II | JCP&L | No | Complete | 2011-08-15 | 2012-04-23 | 2012-05-15 | 2012-05-15
SRP04731 | SREC Solar | GILLIGAN |  | 7.13 | 0 | Residential | 1 | HAZLET | 7730 | 17 | GEOGENIX | JCP&L | No | Complete | 2011-08-15 | 2011-12-01 | 2011-12-27 | 2011-12-27
SRP04732 | SREC Solar | HAWLEY |  | 19.48 | 0 | Residential | 0 | CHESTERFIELD | 8515 | 13 | AMPED ON SOLAR | PSE&G BPU | No | Complete | 2011-08-15 | 2011-11-23 | 2011-12-20 | 2011-12-20
SRP04733 | SREC Solar | DEGNAN | LONG BRANCH MIDDLE SCHOOL | 439.92 | 0 | School Public K-12 | 1 | LONG BRANCH | 7740 | 17 | RAY ANGELINI II | JCP&L | No | Complete | 2011-08-15 | 2012-04-23 | 2012-05-09 | 2012-05-09
SRP04734 | SREC Solar | TAYLOR |  | 5.39 | 0 | Residential | 0 | EASTAMPTON | 8060 | 13 | AMPED ON SOLAR | PSE&G BPU | No | Complete | 2011-08-15 | 2011-11-09 | 2011-12-29 | 2011-12-29
SRP04735 | SREC Solar | RICCIARDI |  | 6.11 | 0 | Residential | 1 | WALL | 8736 | 17 | ROOF DIAGNOSTICS INC | JCP&L | No | Complete | 2011-08-15 | 2013-07-11 | 2013-07-17 | 2013-07-17
SRP04736 | SREC Solar | DEGNAN | LONG BRANCH MIDDLE SCHOOL | 332.995 | 0 | School Public K-12 | 1 | LONG BRANCH | 7740 | 17 | RAY ANGELINI II | JCP&L | No | Complete | 2011-08-15 | 2012-04-23 | 2012-05-15 | 2012-05-15
SRP04738 | SREC Solar | DEGNAN | LONG BRANCH ADMINSITRATION BLDG | 14.1 | 0 | School Public K-12 | 1 | LONG BRANCH | 7740 | 17 | RAY ANGELINI, INC. | JCP&L | No | Complete | 2011-08-15 | 2012-06-04 | 2012-06-04 | 2012-06-04
SRP04739 | SREC Solar | RIGGS |  | 4.935 | 0 | Residential | 1 | BELMAR | 7719 | 17 | ROOF DIAGNOSTICS INC | JCP&L | No | Complete | 2011-08-15 | 2012-03-30 | 2012-04-25 | 2012-04-25
SRP04741 | SREC Solar | RUSSAMANO |  | 11.75 | 0 | Residential | 1 | TOMS RIVER | 8753 | 18 | ROOF DIAGNOSTICS INC | JCP&L | No | Complete | 2011-08-15 | 2012-03-30 | 2012-05-09 | 2012-05-09
SRP04742 | SREC Solar | SHAW |  | 3.225 | 0 | Residential | 1 | CRANFORD | 7016 | 10 | ALTERNATIVE LIGHT & ENERGY SOLUTIONS | PSE&G BPU | No | Complete | 2011-08-15 | 2011-10-07 | 2012-01-13 | 2012-01-13
SRP04743 | SREC Solar | BUNDY |  | 7.425 | 0 | Residential | 1 | PENNSAUKEN | 8110 | 14 | CORBIN SOLAR SOLUTIONS, LLC | PSE&G BPU | No | Complete | 2011-08-15 | 2011-10-28 | 2011-11-15 | 2011-11-15
SRP04744 | SREC Solar | DESAI |  | 3.9 | 0 | Residential | 1 | SOUTH PLAINFIELD | 7080 | 11 | ALTERNATIVE LIGHT & ENERGY SOLUTIONS | PSE&G BPU | No | Complete | 2011-08-15 | 2011-09-02 | 2011-10-26 | 2011-10-26
SRP04745 | SREC Solar | MOORE |  | 7.52 | 0 | Residential | 1 | COLUMBUS | 8022 | 13 | ROOF DIAGNOSTICS INC | PSE&G BPU | No | Complete | 2011-08-15 | 2013-07-29 | 2013-08-01 | 2013-08-01
SRP04747 | SREC Solar | COX |  | 3.76 | 0 | Residential | 1 | WALL | 8750 | 17 | ROOF DIAGNOSTICS INC | JCP&L | No | Complete | 2011-08-15 | 2012-03-30 | 2012-05-09 | 2012-05-09
SRP04748 | SREC Solar | WILLARD |  | 15.51 | 0 | Residential | 0 | PITTSTOWN | 8867 | 4 | JIM ALSOP ELECTRICAL CONTRACTING, INC | JCP&L | No | Complete | 2011-08-15 | 2012-01-31 | 2012-03-02 | 2012-03-02
SRP04749 | SREC Solar | SASSOA |  | 5.17 | 0 | Residential | 1 | MANALAPAN | 7726 | 17 | GARDEN STATE SOLAR LLC | JCP&L | No | Complete | 2011-08-15 | 2012-11-20 | 2012-12-11 | 2012-12-11
SRP04750 | SREC Solar | CAMPBELL |  | 8.46 | 0 | Residential | 1 | POINT PLEASANT | 8742 | 18 | ROOF DIAGNOSTICS INC | JCP&L | No | Complete | 2011-08-15 | 2012-05-31 | 2012-06-08 | 2012-06-08
SRP04751 | SREC Solar | SPATUCCI |  | 4.23 | 0 | Residential | 1 | PORT MONMOUTH | 7758 | 17 | ROOF DIAGNOSTICS INC | JCP&L | No | Complete | 2011-08-11 | 2012-05-10 | 2012-05-24 | 2012-05-24
SRP04752 | SREC Solar | GOLDY |  | 3.525 | 0 | Residential | 1 | HADDONFIELD | 8033 | 14 | ROOF DIAGNOSTICS INC | PSE&G BPU | No | Complete | 2011-08-15 | 2012-04-19 | 2012-05-10 | 2012-05-10
SRP04753 | SREC Solar | BARBAGIOVANNI |  | 8.77 | 0 | Residential | 0 | MARLTON | 8053 | 13 | QUANTUM SOLAR SOLUTIONS | PSE&G BPU | No | Complete | 2011-08-15 | 2012-03-07 | 2012-04-22 | 2012-04-22
SRP04754 | SREC Solar | WHITE |  | 6.58 | 0 | Residential | 1 | WALL | 7719 | 17 | ROOF DIAGNOSTICS INC | JCP&L | No | Complete | 2011-08-15 | 2012-06-28 | 2012-07-10 | 2012-07-10
SRP04755 | SREC Solar | SULLIVAN |  | 10.575 | 0 | Residential | 1 | MANASQUAN | 8736 | 17 | ROOF DIAGNOSTICS INC | JCP&L | No | Complete | 2011-08-15 | 2012-05-03 | 2012-05-17 | 2012-05-17
SRP04756 | SREC Solar | WALDRON |  | 9.66 | 0 | Residential | 1 | RED BANK | 7701 | 17 | NJR HOME SERVICES. | JCP&L | No | Complete | 2011-08-15 | 2011-12-21 | 2012-01-17 | 2012-01-17
SRP04757 | SREC Solar | SHAH | RAAS LLC | 756 | 0 | Commercial | 1 | MT. LAUREL | 8054 | 13 | GREEN ENERGY CONSTRUCTION AND CONSULTING | PSE&G BPU | No | Complete | 2011-08-15 | 2012-05-22 | 2012-06-06 | 2012-06-06
SRP04760 | SREC Solar | WILLIAMSON |  | 3.055 | 0 | Residential | 1 | NORTH CAPE MAY | 8204 | 21 | PARAMOUNT SOLAR, LLC | AC Electric | No | Complete | 2011-08-15 | 2012-08-16 | 2012-08-29 | 2012-08-29
SRP04764 | SREC Solar | JONES |  | 8.892 | 0 | Residential | 0 | CLERMONT | 8210 | 21 | RICHMOND SOLAR | AC Electric | No | Complete | 2011-08-15 | 2011-09-28 | 2011-11-29 | 2011-11-29
SRP04765 | SREC Solar | BRADLEY | BRADLEY FUNERAL HOME | 44.1 | 0 | Commercial | 0 | MARLTON | 8053 | 13 | SOLAR DESIGNED SYSTEMS, INC | PSE&G BPU | No | Complete | 2011-08-15 | 2013-09-23 | 2013-09-26 | 2013-09-26
SRP04766 | SREC Solar | YANG |  | 12.72 | 0 | Residential | 0 | MARLBORO | 7746 | 17 | US CLEAN ENERGY LLC | JCP&L | No | Complete | 2011-08-15 | 2012-05-31 | 2012-06-08 | 2012-06-08
SRP04767 | SREC Solar | SALERNO |  | 9.02 | 0 | Residential | 1 | HOWELL | 7731 | 17 | TRINITY HEATING AND AIR | JCP&L | No | Complete | 2011-08-15 | 2011-11-21 | 2011-12-16 | 2011-12-16
SRP04768 | SREC Solar | TOTH |  | 9.4 | 0 | Residential | 1 | LAKE HOPATCONG | 7849 | 3 | TRINITY HEATING AND AIR | JCP&L | No | Complete | 2011-08-15 | 2011-11-01 | 2011-11-16 | 2011-11-16
SRP04769 | SREC Solar | LOVE |  | 3.29 | 0 | Residential | 1 | MOUNT LAUREL | 8054 | 13 | TRINITY HEATING AND AIR | PSE&G BPU | No | Complete | 2011-08-15 | 2011-12-19 | 2012-01-17 | 2012-01-17
SRP04770 | SREC Solar | VERBEL |  | 8.14 | 0 | Residential | 1 | SOMERSET | 8873 | 5 | TRINITY HEATING AND AIR | PSE&G BPU | No | Complete | 2011-08-15 | 2011-11-30 | 2011-12-27 | 2011-12-27
SRP04772 | SREC Solar | GALASSO |  | 5.64 | 0 | Residential | 1 | CHADWICK BEACH | 8735 | 18 | TRINITY HEATING AND AIR | JCP&L | No | Complete | 2011-08-15 | 2011-11-02 | 2011-11-16 | 2011-11-16
SRP04773 | SREC Solar | MONAGHAN |  | 8.74 | 0 | Residential | 1 | LAKEWOOD | 8701 | 18 | TRINITY HEATING AND AIR | JCP&L | No | Complete | 2011-08-15 | 2011-09-22 | 2011-10-04 | 2011-10-04
SRP04774 | SREC Solar | OWENS |  | 8.88 | 0 | Residential | 1 | CAPE MAY COURT HOUSE | 8210 | 21 | TRINITY HEATING AND AIR | AC Electric | No | Complete | 2011-08-15 | 2012-01-04 | 2012-02-02 | 2012-02-02
SRP04775 | SREC Solar | STERN |  | 9.4 | 0 | Residential | 1 | FREEHOLD | 7728 | 17 | TRINITY HEATING AND AIR | JCP&L | No | Complete | 2011-08-15 | 2011-11-15 | 2011-12-14 | 2011-12-14
SRP04777 | SREC Solar | PALMIERI |  | 9.99 | 0 | Residential | 1 | COLUMBUS | 8022 | 13 | TRINITY HEATING AND AIR | PSE&G BPU | No | Complete | 2011-08-15 | 2011-09-22 | 2011-10-13 | 2011-10-13
SRP04778 | SREC Solar | BALLARD |  | 4.92 | 0 | Residential | 1 | MOUNT LAUREL | 8054 | 13 | TRINITY HEATING AND AIR | PSE&G BPU | No | Complete | 2011-08-15 | 2011-11-23 | 2011-12-16 | 2011-12-16
SRP04779 | SREC Solar | LAMBARIELLO |  | 7.82 | 0 | Residential | 1 | JACKSON | 8527 | 18 | MERCURY SOLAR SYSTEMS | JCP&L | No | Complete | 2011-08-15 | 2011-10-18 | 2011-12-09 | 2011-12-09
SRP04780 | SREC Solar | MATTHEWS |  | 4.18 | 0 | Residential | 1 | PALMYRA | 8065 | 13 | TRINITY HEATING AND AIR | PSE&G BPU | No | Complete | 2011-08-15 | 2012-02-03 | 2012-03-02 | 2012-03-02
SRP04781 | SREC Solar | ROMAGNOLI |  | 7.77 | 0 | Residential | 1 | OCEAN | 7712 | 17 | TRINITY HEATING AND AIR | JCP&L | No | Complete | 2011-08-15 | 2011-11-14 | 2011-12-06 | 2011-12-06
SRP04782 | SREC Solar | NG |  | 6.24 | 0 | Residential | 1 | RIVER EDGE | 7661 | 7 | REC SOLAR INC | PSE&G BPU | No | Complete | 2011-08-15 | 2012-02-20 | 2012-03-08 | 2012-03-08
SRP04783 | SREC Solar | DUE |  | 15.84 | 0 | Residential | 0 | SHAMONG | 8088 | 13 | GEOGENIX | AC Electric | No | Complete | 2011-08-15 | 2011-12-19 | 2012-02-10 | 2012-02-10
SRP04784 | SREC Solar | PREVILLE |  | 8.36 | 0 | Residential | 0 | PLAINSBORO | 8536 | 11 | ENERGIZED SOLAR LLC | PSE&G BPU | No | Complete | 2011-08-15 | 2012-03-23 | 2012-05-18 | 2012-05-18
SRP04785 | SREC Solar | WILLIAMS | KMT BRRR! | 322.56 | 0 | Commercial | 1 | LOGAN | 8085 | 15 | GEHRLICHER SOLAR AMERICA CORP. | AC Electric | No | Complete | 2011-08-15 | 2012-01-18 | 2012-03-20 | 2012-03-20
SRP04787 | SREC Solar | ZAPOTICZNY |  | 3.8 | 0 | Residential | 0 | EDISON | 8817 | 11 | ENERGIZED SOLAR LLC | PSE&G BPU | No | Complete | 2011-08-15 | 2012-03-23 | 2012-04-22 | 2012-04-22
SRP04788 | SREC Solar | MILLER |  | 5.74 | 0 | Residential | 1 | SOUTHAMPTON | 8088 | 13 | TRINITY HEATING AND AIR | JCP&L | No | Complete | 2011-08-15 | 2011-11-01 | 2011-11-16 | 2011-11-16
SRP04789 | SREC Solar | WHITE |  | 5.4 | 0 | Residential | 0 | GLENWOOD | 7418 | 1 | RENEWERGY SOLUTIONS GROUP | JCP&L | No | Complete | 2011-08-15 | 2011-12-19 | 2012-01-19 | 2012-01-19
SRP04790 | SREC Solar | MARENGO |  | 7.425 | 0 | Residential | 1 | PERTH AMBOY | 8861 | 11 | A-TOP ALTERNATIVE ENERGY | PSE&G BPU | No | Complete | 2011-08-15 | 2011-12-28 | 2012-01-31 | 2012-01-31
SRP04793 | SREC Solar | SIKKING | SIKKING FARMS INC. | 39.715 | 0 | Farm | 0 | VINELAND | 8360 | 20 | DYNAMIC SOLAR, LLC- WAYNE | AC Electric | No | Complete | 2011-08-15 | 2012-05-15 | 2012-05-29 | 2012-05-29
SRP04794 | SREC Solar | KUD |  | 5.625 | 0 | Residential | 1 | LINDEN | 7036 | 10 | A-TOP ALTERNATIVE ENERGY | PSE&G BPU | No | Complete | 2011-08-15 | 2012-04-25 | 2012-05-10 | 2012-05-10
SRP04796 | SREC Solar | BOBAL |  | 3.68 | 0 | Residential | 1 | HOWELL | 7731 | 17 | RELIABLE POWER SERVICES, INC. | JCP&L | No | Complete | 2011-08-15 | 2011-10-27 | 2012-03-08 | 2012-03-08
SRP04799 | SREC Solar | NASE |  | 5.98 | 0 | Residential | 1 | WARETOWN | 8758 | 18 | RELIABLE POWER SERVICES, INC. | JCP&L | No | Complete | 2011-08-15 | 2011-12-28 | 2012-01-31 | 2012-01-31
SRP04800 | SREC Solar | FOXX | FOXX CREEK FARMS | 42.78 | 0 | Commercial | 0 | HILLSBOROUGH | 8844 | 5 | MERCURY SOLAR SYSTEMS | JCP&L | No | Complete | 2011-08-15 | 2011-11-02 | 2011-11-16 | 2011-11-16
SRP04801 | SREC Solar | SHUGART |  | 2.76 | 0 | Residential | 1 | DELANCO | 8075 | 13 | SOLULAR LLC. II | PSE&G BPU | No | Complete | 2011-08-15 | 2011-12-30 | 2012-01-26 | 2012-01-26
SRP04802 | SREC Solar | BROWNLEE |  | 6.72 | 0 | Residential | 0 | BUDD LAKE | 7828 | 3 | OC ELECTRIC LLC | JCP&L | No | Complete | 2011-08-15 | 2012-10-03 | 2012-10-22 | 2012-10-22
SRP04803 | SREC Solar | AN |  | 7.82 | 0 | Residential | 1 | EGG HARBOR | 8234 | 19 | MERCURY SOLAR SYSTEMS | AC Electric | No | Complete | 2011-08-15 | 2012-01-12 | 2012-02-02 | 2012-02-02
SRP04806 | SREC Solar | ISSA | ROSEGATE ASSOC, LLC | 144.21 | 0 | Commercial | 1 | RAHWAY | 7065 | 10 | FUTURE SOLUTIONS CONTRACTING, LLC | PSE&G BPU | No | Complete | 2011-08-15 | 2012-03-14 | 2012-04-22 | 2012-04-22
SRP04808 | SREC Solar | ISSA | PINE STREET URBAN RENEWAL LLC | 86.94 | 0 | Commercial | 1 | ELIZABETH | 7206 | 10 | FUTURE SOLUTIONS CONTRACTING, LLC | PSE&G BPU | No | Complete | 2011-08-15 | 2012-04-26 | 2012-05-17 | 2012-05-17
SRP04810 | SREC Solar | GARB | HARTZ SOLAR HAMILTON, LLC | 4509.12 | 0 | Commercial | 0 | HAMILTON | 8620 | 12 | RMT, INC | PSE&G BPU | Yes | Complete | 2011-08-11 | 2012-01-24 | 2012-02-10 | 2012-02-10
SRP04811 | SREC Solar | GARB | HARTZ SOLAR HAMILTON, L.L.C | 3945.48 | 0 | Commercial | 0 | HAMILTON | 8620 | 12 | RMT, INC | PSE&G BPU | Yes | Complete | 2011-08-11 | 2012-01-24 | 2012-02-10 | 2012-02-10
SRP04812 | SREC Solar | HERBSMAN |  | 5.52 | 1380 | Residential | 0 | JERSEY CITY | 7302 | 8 | JD SOLAR SOLUTIONS | PSE&G BPU | No | Complete | 2011-08-15 | 2012-01-17 | 2012-02-10 | 2012-05-31
SRP04813 | SREC Solar | SENATORE |  | 11.52 | 0 | Residential | 0 | FRANKLINVILLE | 8322 | 15 | GEOPEAK ENERGY LLC | AC Electric | No | Complete | 2011-08-15 | 2012-05-23 | 2012-06-04 | 2012-06-04
SRP04814 | SREC Solar | WATSON |  | 7.68 | 0 | Residential | 0 | HAMILTON | 8620 | 12 | GEOPEAK ENERGY LLC | PSE&G BPU | No | Complete | 2011-08-15 | 2011-10-07 | 2011-11-03 | 2011-11-03
SRP04815 | SREC Solar | GLEASON |  | 15.275 | 0 | Residential | 1 | LANOKA HARBOR | 8734 | 18 | GARDEN STATE SOLAR LLC | JCP&L | No | Complete | 2011-08-15 | 2011-09-20 | 2012-01-05 | 2012-01-05
SRP04816 | SREC Solar | SINITSYN |  | 7.82 | 0 | Residential | 0 | PARAMUS | 7652 | 7 | GEOSCAPE SOLAR | PSE&G BPU | No | Complete | 2011-08-15 | 2012-02-10 | 2012-03-08 | 2012-03-08
SRP04817 | SREC Solar | KUPERUS | TIRE KING | 40.32 | 0 | Commercial | 0 | SUSSEX | 7461 | 1 | KG BUILDERS - RE DIVISION | JCP&L | No | Complete | 2011-08-15 | 2012-01-12 | 2012-02-02 | 2012-02-02
SRP04818 | SREC Solar | MORRIS |  | 11.73 | 0 | Residential | 1 | LONG VALLEY | 7853 | 3 | EAST COAST ALTERNATIVE ENERGY | JCP&L | No | Complete | 2011-08-15 | 2011-10-12 | 2011-10-26 | 2011-10-26
SRP04819 | SREC Solar | AVERETT |  | 9.6 | 0 | Residential | 0 | LONG VALLEY | 7853 | 3 | GEOPEAK ENERGY LLC | JCP&L | No | Complete | 2011-08-15 | 2011-09-08 | 2012-01-26 | 2012-01-26
SRP04820 | SREC Solar | GAGLIO |  | 6.075 | 0 | Residential | 0 | PENNINGTON | 8534 | 12 | SUN FARM NETWORK | PSE&G BPU | No | Complete | 2011-08-23 | 2012-03-02 | 2012-04-12 | 2012-04-12
SRP04821 | SREC Solar | MORRISON |  | 7.99 | 0 | Residential | 1 | EDGEWATER PARK | 8010 | 13 | TRINITY HEATING AND AIR | PSE&G BPU | No | Complete | 2011-08-15 | 2012-03-19 | 2012-04-19 | 2012-04-19
SRP04822 | SREC Solar | LEBRIGHT |  | 9.87 | 0 | Residential | 1 | TOMS RIVER | 8753 | 18 | TRINITY HEATING AND AIR | JCP&L | No | Complete | 2011-08-15 | 2012-04-04 | 2012-05-11 | 2012-05-11
SRP04823 | SREC Solar | SHEAIRS |  | 7.755 | 0 | Residential | 0 | INDIAN MILLS | 8088 | 13 | TRINITY HEATING AND AIR | AC Electric | No | Complete | 2011-08-15 | 2011-12-16 | 2012-01-19 | 2012-01-19
SRP04824 | SREC Solar | ANGLIN |  | 3.76 | 0 | Residential | 1 | MONROE | 8831 | 11 | TRINITY HEATING AND AIR | JCP&L | No | Complete | 2011-08-15 | 2011-10-21 | 2011-12-08 | 2011-12-08
SRP04826 | SREC Solar | BLEIWEISS |  | 5.92 | 0 | Residential | 1 | COLUMBUS | 8022 | 13 | TRINITY HEATING AND AIR | PSE&G BPU | No | Complete | 2011-08-15 | 2012-01-18 | 2012-02-07 | 2012-02-07
SRP04827 | SREC Solar | TULLY |  | 5.52 | 0 | Residential | 1 | SPRING LAKE HTS | 7762 | 17 | GEOGENIX | JCP&L | No | Complete | 2011-08-15 | 2011-11-09 | 2011-11-22 | 2011-11-22
SRP04829 | SREC Solar | RIPPETOE |  | 8.28 | 0 | Residential | 1 | WALL | 7719 | 17 | GEOGENIX | JCP&L | No | Complete | 2011-08-15 | 2012-02-08 | 2012-03-20 | 2012-03-20
SRP04830 | SREC Solar | BROOKS |  | 5.92 | 0 | Residential | 1 | COLUMBUS | 8022 | 13 | TRINITY HEATING AND AIR | PSE&G BPU | No | Complete | 2011-08-15 | 2011-09-23 | 2011-10-10 | 2011-10-10
SRP04831 | SREC Solar | HORAY |  | 8.61 | 0 | Residential | 1 | MARLTON | 8053 | 13 | TRINITY HEATING AND AIR | AC Electric | No | Complete | 2011-08-15 | 2011-12-30 | 2012-01-24 | 2012-01-24
SRP04832 | SREC Solar | KANG | PRINCETON BIOMEDITECH | 77 | 0 | Commercial | 0 | SKILLMAN | 8558 | 5 | THE SOLAR CENTER, INC. | PSE&G BPU | No | Complete | 2011-08-11 | 2012-04-02 | 2012-04-25 | 2012-04-25
SRP04833 | SREC Solar | ROSENZWEIG |  | 7.2 | 0 | Residential | 1 | JACKSON | 8527 | 18 | REC SOLAR, INC. | JCP&L | No | Complete | 2011-08-15 | 2011-11-03 | 2011-11-16 | 2011-11-16
SRP04834 | SREC Solar | MARISCAL |  | 5.7 | 0 | Residential | 1 | SADDLEBROOK | 7663 | 7 | TRINITY HEATING AND AIR | PSE&G BPU | No | Complete | 2011-08-15 | 2012-05-03 | 2012-05-15 | 2012-05-15
SRP04835 | SREC Solar | FAST |  | 6.815 | 0 | Residential | 1 | SICKLERVILLE | 8081 | 14 | TRINITY HEATING AND AIR | AC Electric | No | Complete | 2011-08-15 | 2012-01-09 | 2012-02-09 | 2012-02-09
SRP04836 | SREC Solar | MACCAR |  | 7.03 | 0 | Residential | 1 | SOUTHAMPTON | 8088 | 13 | TRINITY HEATING AND AIR | PSE&G BPU | No | Complete | 2011-08-15 | 2011-10-19 | 2011-12-27 | 2011-12-27
SRP04837 | SREC Solar | WEAN | SPRINGPOINT AT CRESTWOOD INC. | 59.22 | 0 | Non Profit | 1 | WHITING | 8759 | 18 | ABSOLUTELY ENERGIZED SOLAR, LLC | JCP&L | No | Complete | 2011-08-15 | 2012-08-14 | 2012-08-22 | 2012-08-22
SRP04839 | SREC Solar | ANIANO |  | 7.2 | 0 | Residential | 0 | ALLENTOWN | 8501 | 17 | JERSEY SOLAR, LLC | JCP&L | No | Complete | 2011-08-15 | 2011-10-20 | 2011-11-03 | 2011-11-03
SRP04840 | SREC Solar | GIANATIEMPO |  | 5.98 | 0 | Residential | 1 | TOMS RIVER | 8753 | 18 | GEOGENIX | JCP&L | No | Complete | 2011-08-15 | 2011-12-08 | 2012-01-04 | 2012-01-04
SRP04841 | SREC Solar | VAN BUSKIRK |  | 6.665 | 0 | Residential | 1 | OLD BRIDGE | 8857 | 11 | A-TOP ALTERNATIVE ENERGY | JCP&L | No | Complete | 2011-08-15 | 2011-12-30 | 2012-01-24 | 2012-01-24
SRP04842 | SREC Solar | BALDANZI |  | 8.695 | 0 | Residential | 0 | KINNELON | 7405 | 3 | RENEWERGY SOLUTIONS GROUP | Not Known | No | Complete | 2011-08-15 | 2011-12-22 | 2012-01-17 | 2012-01-17
SRP04843 | SREC Solar | YANG |  | 8.64 | 0 | Residential | 0 | EDISON | 8536 | 11 | AMERICAN RENEWABLE ENERGY, INC | PSE&G BPU | No | Complete | 2011-08-15 | 2011-09-22 | 2011-11-03 | 2011-11-03
SRP04844 | SREC Solar | ZHUANG |  | 8.74 | 0 | Residential | 0 | PLAINSBORO | 8536 | 11 | AMERICAN RENEWABLE ENERGY, INC | PSE&G BPU | No | Complete | 2011-08-15 | 2011-10-28 | 2012-01-20 | 2012-01-20
SRP04845 | SREC Solar | WONG |  | 12.22 | 0 | Residential | 0 | SKILLMAN | 8558 | 5 | AMERICAN RENEWABLE ENERGY, INC | PSE&G BPU | No | Complete | 2011-08-15 | 2012-08-07 | 2012-08-20 | 2012-08-20
SRP04846 | SREC Solar | CIFERS |  | 9.8 | 0 | Residential | 0 | SEAVILLE | 8230 | 21 | CORBIN SOLAR SOLUTIONS, LLC | AC Electric | No | Complete | 2011-08-15 | 2011-12-08 | 2012-01-04 | 2012-01-04
SRP04847 | SREC Solar | CIFERS |  | 9.065 | 0 | Residential | 0 | SEVILLE | 8230 | 21 | CORBIN SOLAR SOLUTIONS, LLC | AC Electric | No | Complete | 2011-08-15 | 2011-12-08 | 2012-01-04 | 2012-01-04
SRP04849 | SREC Solar | GARR |  | 8.16 | 0 | Residential | 0 | MARLBORO | 7746 | 17 | SEA BRIGHT SOLAR, LLC | JCP&L | No | Complete | 2011-08-15 | 2011-11-17 | 2011-12-20 | 2011-12-20
SRP04850 | SREC Solar | FIGUEROA |  | 1.075 | 0 | Residential | 0 | LAKE HIAWATHA | 7034 | 3 | CORBIN SOLAR SOLUTIONS, LLC | JCP&L | No | Complete | 2011-08-15 | 2011-08-24 | 2011-08-31 | 2011-08-31
SRP04851 | SREC Solar | LINHARES |  | 12 | 0 | Residential | 1 | GOSHEN | 8210 | 21 | GEOPEAK ENERGY LLC | AC Electric | No | Complete | 2011-08-15 | 2012-06-04 | 2012-06-15 | 2012-06-15
SRP04852 | SREC Solar | HUSBAND |  | 9.89 | 0 | Residential | 0 | STOW CREEK | 8302 | 20 | GO SOLAR ELECTRIC, LLC | AC Electric | No | Complete | 2011-08-15 | 2012-01-23 | 2012-02-17 | 2012-02-17
SRP04853 | SREC Solar | GARRETT III |  | 14.64 | 0 | Residential | 0 | BEESLEY'S POINT | 8223 | 21 | GO SOLAR ELECTRIC, LLC | AC Electric | No | Complete | 2011-08-23 | 2012-02-20 | 2012-03-27 | 2012-03-27
SRP04857 | SREC Solar | KUSHNER |  | 10.535 | 0 | Residential | 0 | MOORESTOWN | 8057 | 13 | CORBIN SOLAR SOLUTIONS, LLC | PSE&G BPU | No | Complete | 2011-08-15 | 2011-12-16 | 2012-01-24 | 2012-01-24
SRP04859 | SREC Solar | ALLEN | YUSEN LOGISTICS (AMERICAS) INC | 499.68 | 0 | Commercial | 1 | PORT MURRAY | 7865 | 2 | TOSHIBA INTERNATIONAL CORPORATION | JCP&L | No | Complete | 2011-08-23 | 2012-12-26 | 2013-01-03 | 2013-01-03
SRP04863 | SREC Solar | MESSINA |  | 9.84 | 0 | Residential | 1 | TOMS RIVER | 8757 | 18 | CORBIN SOLAR SOLUTIONS, LLC | JCP&L | No | Complete | 2011-08-23 | 2012-03-13 | 2012-04-19 | 2012-04-19
SRP04866 | SREC Solar | WASSON |  | 13.34 | 0 | Residential | 0 | MEDFORD LAKES | 8055 | 13 | ARROW ELECTRIC SERVICES, INC. | PSE&G BPU | No | Complete | 2011-08-23 | 2011-10-27 | 2011-12-16 | 2011-12-16
SRP04867 | SREC Solar | LIMMERT |  | 6.21 | 0 | Residential | 0 | ALLAMUCHY | 7820 | 2 | ALTERNATIVE ENERGY ASSOCIATES | JCP&L | No | Complete | 2011-08-23 | 2012-04-06 | 2012-04-30 | 2012-04-30
SRP04868 | SREC Solar | MIRNE | SUNSET COMMONS, LLC | 28.08 | 0 | Commercial | 0 | OCEAN | 7712 | 17 | SUN FARM NETWORK | JCP&L | No | Complete | 2011-08-23 | 2012-04-04 | 2012-04-26 | 2012-04-26
SRP04874 | SREC Solar | O'BRIEN |  | 7.59 | 0 | Residential | 0 | HILLSBOROUGH | 8844 | 5 | AMPERICON | JCP&L | No | Complete | 2011-08-23 | 2012-01-17 | 2012-02-07 | 2012-02-07
SRP04876 | SREC Solar | FREY | SUNSET FARMS | 112.24 | 0 | Commercial | 0 | SALEM | 8079 | 16 | SUN TO SUN | AC Electric | No | Complete | 2011-08-23 | 2012-05-30 | 2012-06-18 | 2012-06-18
SRP04883 | SREC Solar | SEO |  | 17.28 | 2500 | Residential | 0 | BRANCHVILLE | 7826 | 1 | EAST COAST ALTERNATIVE ENERGY | JCP&L | No | Complete | 2011-08-23 | 2012-02-10 | 2012-03-29 | 2012-06-06
SRP04890 | SREC Solar | POSEN | LAKEWOOD CHEDER SCHOOL | 187.2 | 0 | Commercial | 1 | LAKEWOOD | 8701 | 18 | PURHARVEST ENERGY, LLC LAKEWOOD | JCP&L | No | Complete | 2011-08-23 | 2012-01-16 | 2012-02-09 | 2012-02-09
SRP04893 | SREC Solar | POSEN | LAKEWOOD CHEDER SCHOOL | 56.4 | 0 | Commercial | 1 | LAKEWOOD | 8701 | 18 | PURHARVEST ENERGY, LLC LAKEWOOD | JCP&L | No | Complete | 2011-08-23 | 2012-01-09 | 2012-02-17 | 2012-02-17
SRP04908 | SREC Solar | HUDER | LINDENWOLD BOE, SCHOOL #4 | 106.08 | 0 | School Public K-12 | 1 | LINDENWOLD | 8021 | 14 | BAM CONSTRUCTION GROUP, LLC | AC Electric | No | Complete | 2011-08-23 | 2013-05-30 | 2013-06-12 | 2013-06-12
SRP04909 | SREC Solar | HUDER | LINDENWOLD BOE, SCHOOL #5 | 224.64 | 0 | School Public K-12 | 1 | LINDENWOLD | 8021 | 14 | BAM CONSTRUCTION GROUP, LLC | AC Electric | No | Complete | 2011-08-23 | 2013-05-30 | 2013-06-12 | 2013-06-12
SRP04910 | SREC Solar | HUDER | LINDENWOLD HIGH SCHOOL | 781.2 | 0 | School Public K-12 | 1 | LINDENWOLD | 8021 | 14 | BAM CONSTRUCTION GROUP, LLC | AC Electric | No | Complete | 2011-08-23 | 2013-05-30 | 2013-06-12 | 2013-06-12
SRP04913 | SREC Solar | FORD |  | 12.48 | 0 | Residential | 1 | EGG HARBOR TWP | 8234 | 19 | SEA BRIGHT SOLAR, LLC | AC Electric | No | Complete | 2011-08-23 | 2012-07-18 | 2012-08-06 | 2012-08-06
SRP04921 | SREC Solar | BODISCH |  | 5.64 | 0 | Residential | 0 | MIDDLETOWN | 7748 | 17 | GREEN SUN ENERGY SERVICES | JCP&L | No | Complete | 2011-08-23 | 2012-03-12 | 2012-08-10 | 2012-08-10
SRP04931 | SREC Solar | FERRARIE |  | 7.82 | 0 | Residential | 1 | MILLVILLE | 8332 | 20 | GO SOLAR ELECTRIC, LLC | AC Electric | No | Complete | 2011-08-23 | 2012-12-28 | 2013-02-05 | 2013-02-05
SRP04932 | SREC Solar | DUFFY |  | 7.36 | 0 | Residential | 1 | MILLVILLE | 8332 | 20 | GO SOLAR ELECTRIC, LLC | AC Electric | No | Complete | 2011-08-23 | 2012-12-28 | 2013-01-17 | 2013-01-17
SRP04933 | SREC Solar | VASTANO |  | 5.52 | 0 | Residential | 1 | MILLVILLE | 8332 | 20 | GO SOLAR ELECTRIC, LLC | AC Electric | No | Complete | 2011-08-23 | 2012-12-28 | 2013-01-07 | 2013-01-07
SRP04934 | SREC Solar | LONERGAN |  | 7.82 | 0 | Residential | 1 | MILLVILLE | 8332 | 20 | GO SOLAR ELECTRIC, LLC | AC Electric | No | Complete | 2011-08-23 | 2012-12-28 | 2013-01-17 | 2013-01-17
SRP04935 | SREC Solar | REHMANN |  | 6.9 | 0 | Residential | 1 | MILLVILLE | 8332 | 20 | GO SOLAR ELECTRIC, LLC | AC Electric | No | Complete | 2011-08-23 | 2012-12-28 | 2013-01-17 | 2013-01-17
SRP04936 | SREC Solar | LEWIS |  | 10.12 | 0 | Residential | 1 | MILLVILLE | 8332 | 20 | GO SOLAR ELECTRIC, LLC | AC Electric | No | Complete | 2011-08-23 | 2013-02-12 | 2013-03-05 | 2013-03-05
SRP04937 | SREC Solar | STEITZ |  | 7.36 | 0 | Residential | 1 | MILLVILLE | 8332 | 20 | GO SOLAR ELECTRIC, LLC | AC Electric | No | Complete | 2011-08-23 | 2012-12-28 | 2013-01-17 | 2013-01-17
SRP04938 | SREC Solar | BUNTING |  | 5.52 | 0 | Residential | 1 | MILLVILLE | 8332 | 20 | GO SOLAR ELECTRIC, LLC | AC Electric | No | Complete | 2011-08-23 | 2013-02-12 | 2013-03-05 | 2013-03-05
SRP04939 | SREC Solar | CASEY |  | 6.9 | 0 | Residential | 1 | MILLVILLE | 8332 | 20 | GO SOLAR ELECTRIC, LLC | AC Electric | No | Complete | 2011-08-23 | 2012-12-28 | 2013-01-09 | 2013-01-09
SRP04940 | SREC Solar | CIFELLI |  | 8.74 | 0 | Residential | 1 | MILLVILLE | 8332 | 20 | GO SOLAR ELECTRIC, LLC | AC Electric | No | Complete | 2011-08-23 | 2013-02-12 | 2013-02-25 | 2013-02-25
SRP04941 | SREC Solar | KOPPER |  | 12.42 | 0 | Residential | 1 | MILLVILLE | 8332 | 20 | GO SOLAR ELECTRIC, LLC | AC Electric | No | Complete | 2011-08-23 | 2012-12-28 | 2013-01-09 | 2013-01-09
SRP04942 | SREC Solar | NEUBAUER |  | 4.14 | 0 | Residential | 1 | MILLVILLE | 8332 | 20 | GO SOLAR ELECTRIC, LLC | AC Electric | No | Complete | 2011-08-23 | 2012-12-28 | 2013-01-09 | 2013-01-09
SRP04943 | SREC Solar | SPERLING |  | 7.82 | 0 | Residential | 1 | MILLVILLE | 8332 | 20 | GO SOLAR ELECTRIC, LLC | AC Electric | No | Complete | 2011-08-23 | 2012-12-28 | 2013-01-09 | 2013-01-09
SRP04945 | SREC Solar | HARBISON |  | 8.28 | 0 | Residential | 1 | MILLVILLE | 8332 | 20 | GO SOLAR ELECTRIC, LLC | AC Electric | No | Complete | 2011-08-23 | 2013-02-12 | 2013-02-25 | 2013-02-25
SRP04948 | SREC Solar | PICCONI |  | 11.73 | 0 | Residential | 1 | MILLVILLE | 8332 | 20 | GO SOLAR ELECTRIC, LLC | AC Electric | No | Complete | 2011-08-23 | 2012-12-28 | 2013-01-09 | 2013-01-09
SRP04952 | SREC Solar | STADE |  | 6.21 | 0 | Residential | 1 | MILLVILLE | 8322 | 15 | GO SOLAR ELECTRIC, LLC | AC Electric | No | Complete | 2011-08-23 | 2012-12-28 | 2013-01-17 | 2013-01-17
SRP04955 | SREC Solar | ECKHARDT | BED BATH & BEYOND | 269.448 | 0 | Commercial | 0 | EAST HANOVER | 7936 | 3 | SUNPOWER CORPORATION | JCP&L | No | Complete | 2011-08-23 | 2012-09-10 | 2012-09-19 | 2012-09-19
SRP04956 | SREC Solar | ECKHARDT | BED BATH & BEYOND | 154.344 | 0 | Commercial | 0 | MANAHAWKIN | 8050 | 18 | SUNPOWER CORPORATION | AC Electric | No | Complete | 2011-08-23 | 2012-10-05 | 2012-10-25 | 2012-10-25
SRP04958 | SREC Solar | GRISOLIA | PSE&G | 1050.92 | 0 | Commercial |  | HACKENSACK | 7601 | 7 | J. FLETCHER CREAMER & SON | PSE&G BPU | Yes | Complete | 2011-08-23 | 2013-09-24 | 2013-10-01 | 2013-10-01
SRP04960 | SREC Solar | JONES |  | 8.28 | 0 | Residential | 1 | MILLVILLE | 8332 | 20 | GO SOLAR ELECTRIC, LLC | AC Electric | No | Complete | 2011-08-23 | 2013-02-12 | 2013-02-22 | 2013-02-22
SRP04962 | SREC Solar | GRISOLIA | PSEG INCORPORATED | 719.95 | 0 | Commercial | 0 | WEST DEPTFORD | 8086 | 15 | NVT LICENSES LLC | PSE&G BPU | Yes | Complete | 2011-08-23 | 2012-01-23 | 2012-03-20 | 2012-03-20
SRP04964 | SREC Solar | VURGANOV |  | 7.82 | 0 | Residential | 1 | MILLVILLE | 8332 | 20 | GO SOLAR ELECTRIC, LLC | AC Electric | No | Complete | 2011-08-23 | 2012-12-28 | 2013-01-09 | 2013-01-09
SRP04965 | SREC Solar | GRISOLIA | PSE&G | 3822 | 0 | Commercial | 0 | BURLINGTON | 8016 | 13 | JUWI SOLAR INC. | PSE&G BPU | Yes | Complete | 2011-08-23 | 2011-12-20 | 2012-01-17 | 2012-01-17
SRP04969 | SREC Solar | HUGHES |  | 4.6 | 0 | Residential | 1 | MILLVILLE | 8332 | 20 | GO SOLAR ELECTRIC, LLC | AC Electric | No | Complete | 2011-08-23 | 2013-02-12 | 2013-02-22 | 2013-02-22
SRP04970 | SREC Solar | DEOBLER | FLEMINGTON SOLAR, LLC | 9364.05 | 0 | Commercial | 0 | FLEMINGTON | 8822 | 4 | RMT, INC | JCP&L | Yes | Complete | 2011-08-23 | 2012-01-11 | 2012-02-07 | 2012-02-07
SRP04971 | SREC Solar | HUNTER | BERNARDS HIGH SCHOOL | 92.51 | 0 | School Public K-12 | 1 | BERNARDSVILLE | 7924 | 5 | POWER PARTNERS MASTEC LLC | JCP&L | No | Complete | 2011-08-23 | 2013-03-29 | 2013-04-17 | 2013-04-17
SRP04972 | SREC Solar | KURZAWA |  | 4.6 | 0 | Residential | 1 | MILLVILLE | 8332 | 20 | GO SOLAR ELECTRIC, LLC | AC Electric | No | Complete | 2011-08-23 | 2013-03-14 | 2013-04-01 | 2013-04-01
SRP04973 | SREC Solar | MCARTHUR | BERNARDS TOWNSHIP | 44.66 | 0 | Government Facility | 1 | BASKING RIDGE | 7920 | 5 | POWER PARTNERS MASTEC LLC | JCP&L | No | Complete | 2011-08-23 | 2013-06-18 | 2013-07-18 | 2013-07-18
SRP04974 | SREC Solar | CAIN |  | 10.35 | 0 | Residential | 1 | MILLVILLE | 8332 | 20 | GO SOLAR ELECTRIC, LLC | AC Electric | No | Complete | 2011-08-23 | 2013-02-12 | 2013-02-22 | 2013-02-22
SRP04975 | SREC Solar | DEOBLER | FRENCHTOWN I SOLAR, LLC | 3474.235 | 0 | Commercial | 0 | FRENCHTOWN | 8825 | 4 | RMT, INC | JCP&L | Yes | Complete | 2011-08-23 | 2012-01-18 | 2012-03-30 | 2012-03-30
SRP04976 | SREC Solar | CHAN | PRINCE OF PEACE ENTERPRISES, INC. | 400.14 | 0 | Commercial | 0 | DAYTON | 8810 | 11 | GEOPEAK ENERGY LLC | PSE&G BPU | No | Complete | 2011-08-23 | 2011-10-24 | 2011-12-16 | 2011-12-16
SRP04977 | SREC Solar | MCCARTHY | BEDMINSTER TWP MUNICIPAL BUILDING | 95.7 | 0 | Government Facility | 1 | BEDMINSTER | 7921 | 5 | POWER PARTNERS MASTEC LLC | JCP&L | No | Complete | 2011-08-23 | 2013-03-29 | 2013-04-17 | 2013-04-17
SRP04978 | SREC Solar | DEOBLER | FRENCHTOWN II SOLAR, LLC | 3474.03 | 0 | Commercial | 0 | FRENCHTOWN | 8825 | 4 | RMT, INC | JCP&L | Yes | Complete | 2011-08-23 | 2012-01-11 | 2012-02-07 | 2012-02-07
SRP04979 | SREC Solar | MCCARTHY | BEDMINSTER DWP GARAGE | 31.9 | 0 | Government Facility | 1 | BEDMINSTER | 7921 | 5 | POWER PARTNERS MASTEC LLC | JCP&L | No | Complete | 2011-08-23 | 2013-06-21 | 2013-07-18 | 2013-07-18
SRP04980 | SREC Solar | DESANTIS |  | 6.11 | 0 | Residential | 1 | MANALAPAN | 8736 | 17 | GARDEN STATE SOLAR LLC | JCP&L | No | Complete | 2011-08-23 | 2011-12-28 | 2012-02-17 | 2012-02-17
SRP04981 | SREC Solar | DEOBLER | LEBANON SOLAR, LLC | 2316.16 | 0 | Commercial | 0 | GLEN GARDNER | 8826 | 4 | RMT, INC | JCP&L | Yes | Complete | 2011-08-23 | 2011-10-28 | 2012-02-20 | 2012-02-20
SRP04983 | SREC Solar | DE LUCA |  | 8.28 | 0 | Residential | 0 | ROADSTOWN | 8351 | 12 | GO SOLAR ELECTRIC, LLC | AC Electric | No | Complete | 2011-08-23 | 2012-01-23 | 2012-02-17 | 2012-02-17
SRP04994 | SREC Solar | PARIHK |  | 9.87 | 0 | Residential | 0 | SKILLMAN | 8558 | 5 | GREENRUPERT LLC | PSE&G BPU | No | Complete | 2011-08-23 | 2012-04-11 | 2012-04-30 | 2012-04-30
SRP04997 | SREC Solar | POSEN | LAKEWOOD CHEDER SCHOOL | 504.21 | 0 | Commercial | 1 | LAKEWOOD | 8701 | 18 | PRIME SOLAR SOURCE, LLC | JCP&L | No | Complete | 2011-08-23 | 2013-06-24 | 2013-06-27 | 2013-06-27
SRP05001 | SREC Solar | ECKHARDT | CHRISTMAS TREE SHOPS | 313.92 | 0 | Commercial | 0 | BRICK | 8723 | 18 | SUNPOWER CORPORATION | JCP&L | No | Complete | 2011-08-23 | 2012-09-10 | 2012-09-19 | 2012-09-19
SRP05003 | SREC Solar | PRICE |  | 8.93 | 0 | Residential | 0 | NEWTON | 7860 | 1 | EAST COAST ALTERNATIVE ENERGY | JCP&L | No | Complete | 2011-08-23 | 2012-02-02 | 2012-03-28 | 2012-03-28
SRP05004 | SREC Solar | LAVICKA |  | 5.55 | 0 | Residential | 1 | OAKHURST | 7755 | 17 | GREEN APPLE ENERGY SYSTEMS, LLC | JCP&L | No | Complete | 2011-08-23 | 2011-10-06 | 2011-10-21 | 2011-10-21
SRP05005 | SREC Solar | REH | REH MACHINE | 28.38 | 2554.2 | Commercial | 0 | PASSAIC | 7055 | 6 | SOLAR ENERGY WORLD-W | PSE&G BPU | No | Complete | 2011-08-23 | 2012-03-08 | 2012-04-25 | 2012-07-24
SRP05006 | SREC Solar | HUNTER | BEDWELL ELEMENTARY SCHOOL | 130.79 | 0 | School Public K-12 | 1 | BERNARDSVILLE | 7924 | 5 | POWER PARTNERS MASTEC LLC | JCP&L | No | Complete | 2011-08-23 | 2013-04-26 | 2013-05-07 | 2013-05-07
SRP05008 | SREC Solar | HYSON |  | 10.58 | 0 | Residential | 1 | MILLVILLE | 8332 | 20 | GO SOLAR ELECTRIC, LLC | AC Electric | No | Complete | 2011-08-23 | 2012-12-28 | 2013-01-17 | 2013-01-17
SRP05009 | SREC Solar | AVERY | WTP HEALTHCARE PROPERTIES, LLC | 111.86 | 0 | Commercial | 1 | SEWELL | 8080 | 15 | SOCORE ENERGY | AC Electric | No | Complete | 2011-08-23 | 2013-02-06 | 2013-02-20 | 2013-02-20
SRP05016 | SREC Solar | PUTNAM | CLARENCE DILLON LIBRARY | 41.47 | 0 | Government Facility | 1 | BEDMINSTER | 7921 | 5 | POWER PARTNERS MASTEC LLC | JCP&L | No | Complete | 2011-08-23 | 2013-03-06 | 2013-03-28 | 2013-03-28
SRP05021 | SREC Solar | LYON | MACY'S CORPORATE SERVICES | 1060.8 | 0 | Commercial | 1 | EDISON | 8854 | 11 | RAY ANGELINI, INC. | PSE&G BPU | No | Complete | 2011-08-23 | 2012-07-09 | 2012-07-23 | 2012-07-23
SRP05022 | SREC Solar | HUDER | LINDENWOLD BOE | 247.68 | 0 | School Public K-12 | 1 | LINDENWOLD | 8021 | 14 | BAM CONSTRUCTION GROUP, LLC | AC Electric | No | Complete | 2011-08-23 | 2013-05-30 | 2013-06-13 | 2013-06-13
SRP05024 | SREC Solar | NAJMY |  | 4.56 | 0 | Residential | 0 | COLTS NECK | 7722 | 17 | BEST ENERGY POWER | JCP&L | No | Complete | 2011-08-23 | 2011-11-17 | 2011-12-20 | 2011-12-20
SRP05025 | SREC Solar | SANSEVERO |  | 5.74 | 0 | Residential | 1 | TOMS RIVER | 8755 | 18 | TRINITY HEATING AND AIR | JCP&L | No | Complete | 2011-08-29 | 2011-10-07 | 2011-10-21 | 2011-10-21
SRP05026 | SREC Solar | BONHAM |  | 7.38 | 0 | Residential | 1 | BAYVILLE | 8721 | 18 | TRINITY HEATING AND AIR | JCP&L | No | Complete | 2011-08-29 | 2011-11-15 | 2011-12-14 | 2011-12-14
SRP05028 | SREC Solar | RAFFETTO |  | 4.14 | 0 | Residential | 0 | MANASQUAN | 8736 | 17 | TRINITY HEATING AND AIR | JCP&L | No | Complete | 2011-08-29 | 2011-11-21 | 2011-12-14 | 2011-12-14
SRP05029 | SREC Solar | REINO | AMERICAN FOOD EXPORT SERVICES | 215.74 | 0 | Commercial | 0 | CARTERET | 7008 | 11 | PI SOLAR, LLC | PSE&G BPU | No | Complete | 2011-08-29 | 2012-03-30 | 2012-04-23 | 2012-04-23
SRP05030 | SREC Solar | MCDERMOTT |  | 5.33 | 0 | Residential | 0 | OCEAN | 7712 | 17 | TRINITY HEATING AND AIR | JCP&L | No | Complete | 2011-08-29 | 2011-12-28 | 2012-01-31 | 2012-01-31
SRP05031 | SREC Solar | REINO | AMERICAN FOOD EXPORT SERVICES | 138.46 | 0 | Commercial | 0 | CARTERET | 7008 | 11 | PI SOLAR, LLC | PSE&G BPU | No | Complete | 2011-08-29 | 2012-03-30 | 2012-04-23 | 2012-04-23
SRP05032 | SREC Solar | SUNKARANENI |  | 8.93 | 0 | Residential | 0 | EAST BRUNSWICK | 8816 | 11 | TRINITY HEATING AND AIR | PSE&G BPU | No | Complete | 2011-08-29 | 2011-12-16 | 2012-01-24 | 2012-01-24
SRP05033 | SREC Solar | TEJANI |  | 12.22 | 0 | Residential | 0 | PRINCETON JUNCTION | 8550 | 12 | GEOSCAPE SOLAR | PSE&G BPU | No | Complete | 2011-08-29 | 2012-04-03 | 2012-04-30 | 2012-04-30
SRP05034 | SREC Solar | WALLACE |  | 15.4 | 0 | Residential | 0 | WILLIAMSTOWN | 8094 | 15 | SOLAR SOLUTIONS LLC | AC Electric | No | Complete | 2011-08-29 | 2012-07-05 | 2012-07-20 | 2012-07-20
SRP05035 | SREC Solar | TURNER |  | 9.4 | 0 | Residential | 0 | WOOLWICH | 8085 | 15 | SOLULAR LLC. II | AC Electric | No | Complete | 2011-08-29 | 2011-11-30 | 2012-01-04 | 2012-01-04
SRP05036 | SREC Solar | GARBACK |  | 9.675 | 0 | Residential | 1 | BARNEGAT | 8005 | 18 | CORBIN SOLAR SOLUTIONS, LLC | JCP&L | No | Complete | 2011-08-29 | 2011-10-27 | 2011-11-10 | 2011-11-10
SRP05037 | SREC Solar | PAUL |  | 13.05 | 0 | Residential | 0 | COLLINGSWOOD | 8107 | 14 | SEA BRIGHT SOLAR, LLC | PSE&G BPU | No | Complete | 2011-08-29 | 2012-01-27 | 2012-02-17 | 2012-02-17
SRP05039 | SREC Solar | GARB | 550 MEADOWLANDS PARKWAY, LLC | 341.88 | 0 | Commercial | 1 | SECAUCUS | 7094 | 8 | TURTLE & HUGHES | PSE&G BPU | No | Complete | 2011-08-29 | 2012-01-03 | 2012-02-09 | 2012-02-09
SRP05041 | SREC Solar | RESNICK | RESNICK DISTRIBUTORS | 252.72 | 0 | Commercial | 0 | NEW BRUNSWICK | 8901 | 11 | TRINITY HEATING AND AIR | PSE&G BPU | No | Complete | 2011-08-29 | 2012-02-08 | 2012-03-02 | 2012-03-02
SRP05042 | SREC Solar | CARNEIRO |  | 6.58 | 0 | Residential | 1 | NUTLEY | 7110 | 9 | VIVINT SOLAR | PSE&G BPU | No | Complete | 2011-08-29 | 2011-12-08 | 2012-01-04 | 2012-01-04
SRP05043 | SREC Solar | HSIEH |  | 12 | 0 | Residential | 0 | EDISON | 8820 | 11 | ASTRUM SOLAR, LLC | PSE&G BPU | No | Complete | 2011-08-29 | 2011-11-09 | 2012-01-13 | 2012-01-13
SRP05044 | SREC Solar | CALDERON |  | 2.35 | 0 | Residential | 1 | KEARNY | 7032 | 8 | VIVINT SOLAR | PSE&G BPU | No | Complete | 2011-08-29 | 2012-01-12 | 2012-02-02 | 2012-02-02
SRP05045 | SREC Solar | CUNHA |  | 3.055 | 0 | Residential | 1 | KEARNY | 7032 | 8 | VIVINT SOLAR | PSE&G BPU | No | Complete | 2011-08-29 | 2012-03-13 | 2012-04-13 | 2012-04-13
SRP05049 | SREC Solar | RICHARDS |  | 4.7 | 0 | Residential | 1 | NUTLEY | 7110 | 9 | VIVINT SOLAR | PSE&G BPU | No | Complete | 2011-08-29 | 2011-12-08 | 2012-01-04 | 2012-01-04
SRP05051 | SREC Solar | CASSIE |  | 5.64 | 0 | Residential | 1 | NUTLEY | 7110 | 9 | VIVINT SOLAR | PSE&G BPU | No | Complete | 2011-08-29 | 2011-12-08 | 2012-01-05 | 2012-01-05
SRP05053 | SREC Solar | MARCHESE |  | 7.05 | 0 | Residential | 1 | NUTLEY | 7110 | 9 | VIVINT SOLAR | PSE&G BPU | No | Complete | 2011-08-29 | 2011-11-09 | 2011-11-22 | 2011-11-22
SRP05054 | SREC Solar | SALAZAR |  | 4.23 | 0 | Residential | 1 | KEARNY | 7032 | 8 | VIVINT SOLAR | PSE&G BPU | No | Complete | 2011-08-29 | 2012-01-17 | 2012-02-07 | 2012-02-07
SRP05055 | SREC Solar | LORAN | 12 VENTURES, LLC | 11.44 | 0 | Commercial | 0 | BELMAR | 7719 | 17 | STAR INSTALLATIONS | JCP&L | No | Complete | 2011-08-29 | 2012-10-18 | 2012-11-05 | 2012-11-05
SRP05056 | SREC Solar | CACEIDO |  | 6.86 | 0 | Residential | 0 | NEW MILFORD | 7646 | 7 | 1ST LIGHT ENERGY, INC. | PSE&G BPU | No | Complete | 2011-08-29 | 2012-07-27 | 2012-09-25 | 2012-09-25
SRP05059 | SREC Solar | WILLITS |  | 9.6 | 0 | Residential | 0 | CLARKSBURG | 8510 | 17 | SUN-CONSCIOUS MINDS INC | JCP&L | No | Complete | 2011-08-29 | 2012-08-16 | 2012-08-24 | 2012-08-24
SRP05062 | SREC Solar | MOUBARAK |  | 12.15 | 0 | Residential | 0 | BELLE MEADE | 8052 | 13 | GEOPEAK ENERGY LLC | PSE&G BPU | No | Complete | 2011-08-29 | 2011-12-08 | 2012-01-05 | 2012-01-05
SRP05063 | SREC Solar | BROGAN |  | 9.9 | 0 | Residential | 0 | PITTSTOWN | 8867 | 4 | GEOPEAK ENERGY LLC | JCP&L | No | Complete | 2011-08-29 | 2011-10-27 | 2011-12-16 | 2011-12-16
SRP05065 | SREC Solar | MULLER |  | 8.385 | 0 | Residential | 0 | BAYVILLE | 8721 | 18 | CORBIN SOLAR SOLUTIONS, LLC | JCP&L | No | Complete | 2011-08-29 | 2011-11-17 | 2011-12-16 | 2011-12-16
SRP05066 | SREC Solar | IANNONE |  | 4.14 | 0 | Residential | 1 | BELLMAWR | 8031 | 14 | RCL ENTERPRISES INC. | PSE&G BPU | No | Complete | 2011-08-29 | 2011-10-04 | 2011-12-16 | 2011-12-16
SRP05067 | SREC Solar | AMORIELLO |  | 27 | 0 | Residential | 1 | WINSLOW | 8095 | 14 | RCL ENTERPRISES INC. | AC Electric | No | Complete | 2011-08-29 | 2011-11-09 | 2012-01-19 | 2012-01-19
SRP05068 | SREC Solar | ADDISON |  | 6.11 | 0 | Residential | 1 | TOMS RIVER | 8753 | 18 | TRINITY HEATING AND AIR | JCP&L | No | Complete | 2011-08-29 | 2011-12-28 | 2012-01-31 | 2012-01-31
SRP05069 | SREC Solar | SALGADO |  | 5.64 | 0 | Residential | 1 | SAYREVILLE | 8872 | 11 | TRINITY HEATING AND AIR | JCP&L | No | Complete | 2011-08-29 | 2011-10-14 | 2011-11-29 | 2011-11-29
SRP05070 | SREC Solar | STEPHENS |  | 6.11 | 0 | Residential | 1 | LONG BRANCH | 7740 | 17 | TRINITY HEATING AND AIR | JCP&L | No | Complete | 2011-08-29 | 2011-12-09 | 2012-01-11 | 2012-01-11
SRP05071 | SREC Solar | POLK |  | 12.22 | 0 | Residential | 0 | DEVONSHIRE | 8215 | 19 | RICHMOND SOLAR | AC Electric | No | Complete | 2011-08-29 | 2011-11-17 | 2011-12-16 | 2011-12-16
SRP05072 | SREC Solar | KARWAS |  | 6.9 | 0 | Residential | 0 | GARFIELD | 7026 | 7 | GEOPEAK ENERGY LLC | PSE&G BPU | No | Complete | 2011-08-29 | 2012-01-19 | 2012-01-19 | 2012-01-19
SRP05073 | SREC Solar | SCOFIELD |  | 9.25 | 0 | Residential | 1 | MANCHESTER | 8755 | 18 | TRINITY HEATING AND AIR | JCP&L | No | Complete | 2011-08-29 | 2012-03-27 | 2012-04-22 | 2012-04-22
SRP05074 | SREC Solar | CLARKE |  | 5.74 | 0 | Residential | 1 | SOMERVILLE | 8876 | 5 | TRINITY HEATING AND AIR | PSE&G BPU | No | Complete | 2011-08-29 | 2011-11-04 | 2011-12-08 | 2011-12-08
SRP05075 | SREC Solar | SPAGNOLETTI | ROSELLE PARK SHERMAN SCHOOL | 23.03 | 0 | School Public K-12 | 1 | ROSELLE PARK | 7204 | 10 | PRO-TECH ENERGY SOLUTIONS | PSE&G BPU | No | Complete | 2011-08-29 | 2012-02-02 | 2012-03-15 | 2012-03-15
SRP05076 | SREC Solar | ESKDALE |  | 4.23 | 0 | Residential | 1 | BLOOMFIELD | 7003 | 9 | TRINITY HEATING AND AIR | PSE&G BPU | No | Complete | 2011-08-29 | 2012-02-02 | 2012-03-22 | 2012-03-22
SRP05077 | SREC Solar | ISAACS |  | 7.05 | 0 | Residential | 1 | RUTHERFORD | 7070 | 7 | TRINITY HEATING AND AIR | PSE&G BPU | No | Complete | 2011-08-29 | 2012-03-20 | 2012-04-22 | 2012-04-22
SRP05078 | SREC Solar | SLAUGHTER |  | 6.9 | 0 | Residential | 1 | SICKLERVILLE | 8081 | 14 | TRINITY HEATING AND AIR | AC Electric | No | Complete | 2011-08-29 | 2012-01-11 | 2012-02-02 | 2012-02-02
SRP05079 | SREC Solar | MALAR | CRANFORD COMMUNITY CENTER | 59.22 | 0 | Government Facility | 1 | CRANFORD | 7016 | 10 | PRO-TECH ENERGY SOLUTIONS | PSE&G BPU | No | Complete | 2011-08-29 | 2012-02-02 | 2012-03-08 | 2012-03-08
SRP05080 | SREC Solar | DISPENZIERE |  | 13.63 | 0 | Residential | 1 | NEW EGYPT | 8533 | 18 | TRINITY HEATING AND AIR | JCP&L | No | Complete | 2011-08-29 | 2011-10-28 | 2011-11-15 | 2011-11-15
SRP05082 | SREC Solar | MALAR | CRANFORD PUBLIC LIBRARY | 32.9 | 0 | Government Facility | 1 | CRANFORD | 7016 | 10 | PRO-TECH ENERGY SOLUTIONS | PSE&G BPU | No | Complete | 2011-08-29 | 2012-02-02 | 2012-03-08 | 2012-03-08
SRP05083 | SREC Solar | MECADON | HESS CORPORATION | 1135.344 | 0 | Commercial | 0 | WOODBRIDGE | 7095 | 11 | SUNPOWER CORPORATION | PSE&G BPU | No | Complete | 2011-08-29 | 2012-05-15 | 2012-05-30 | 2012-05-30
SRP05084 | SREC Solar | DIANORA |  | 7.99 | 0 | Residential | 1 | COOKSTOWN | 8511 | 13 | TRINITY HEATING AND AIR | JCP&L | No | Complete | 2011-08-29 | 2011-12-12 | 2012-01-11 | 2012-01-11
SRP05085 | SREC Solar | KRISHNAMOORTHY |  | 7.05 | 0 | Residential | 1 | EAST WINDSOR | 8512 | 11 | TRINITY HEATING AND AIR | JCP&L | No | Complete | 2011-08-29 | 2011-11-21 | 2011-12-14 | 2011-12-14
SRP05086 | SREC Solar | COWELL |  | 17.325 | 0 | Residential | 1 | TOMS RIVER | 8755 | 18 | SOLULAR LLC. II | JCP&L | No | Complete | 2011-08-29 | 2012-01-03 | 2012-01-26 | 2012-01-26
SRP05087 | SREC Solar | GAVEN |  | 4.7 | 0 | Residential | 1 | JACKSON | 8527 | 18 | REC SOLAR, INC. | JCP&L | No | Complete | 2011-08-29 | 2012-05-09 | 2012-05-22 | 2012-05-22
SRP05089 | SREC Solar | DELMARMOL |  | 9.99 | 0 | Residential | 1 | SOUTHAMPTON | 8088 | 13 | TRINITY HEATING AND AIR | PSE&G BPU | No | Complete | 2011-08-29 | 2011-10-14 | 2011-11-29 | 2011-11-29
SRP05090 | SREC Solar | DECRISTOFARO |  | 5.125 | 0 | Residential | 1 | MANCHESTER | 8759 | 18 | TRENT ENTERPRISES, INC | JCP&L | No | Complete | 2011-08-29 | 2012-01-12 | 2012-02-02 | 2012-02-02
SRP05091 | SREC Solar | IMM |  | 7.755 | 0 | Residential | 1 | MONROE | 8831 | 11 | TRINITY HEATING AND AIR | JCP&L | No | Complete | 2011-08-29 | 2011-11-02 | 2011-11-16 | 2011-11-16
SRP05092 | SREC Solar | COVELLA |  | 7.38 | 0 | Residential | 1 | PINE BEACH | 8741 | 18 | TRINITY HEATING AND AIR | JCP&L | No | Complete | 2011-08-29 | 2012-06-12 | 2012-06-20 | 2012-06-20
SRP05093 | SREC Solar | KOENIGSBERG |  | 7.03 | 0 | Residential | 1 | ALLENTOWN | 8501 | 17 | TRINITY HEATING AND AIR | PSE&G BPU | No | Complete | 2011-08-29 | 2012-01-18 | 2012-02-22 | 2012-02-22
SRP05094 | SREC Solar | SPAGNOLETTI | ROSELLE PARK EJF ALDENE ELEM SCHO | 20.445 | 0 | School Public K-12 | 1 | ROSELLE PARK | 7204 | 10 | PRO-TECH ENERGY SOLUTIONS | PSE&G BPU | No | Complete | 2011-08-29 | 2012-02-02 | 2012-03-15 | 2012-03-15
SRP05095 | SREC Solar | VALDES |  | 5.74 | 0 | Residential | 1 | BLOOMFIELD | 7003 | 9 | TRINITY HEATING AND AIR | PSE&G BPU | No | Complete | 2011-08-29 | 2011-10-21 | 2011-12-27 | 2011-12-27
SRP05096 | SREC Solar | CARLSON |  | 7.13 | 0 | Residential | 1 | MANCHESTER | 8759 | 18 | SEA BRIGHT SOLAR, LLC | JCP&L | No | Complete | 2011-08-29 | 2011-12-16 | 2012-01-24 | 2012-01-24
SRP05097 | SREC Solar | FREDO |  | 12.19 | 0 | Residential | 1 | BRICK | 8724 | 18 | SEA BRIGHT SOLAR, LLC | JCP&L | No | Complete | 2011-08-29 | 2011-12-08 | 2012-01-04 | 2012-01-04
SRP05098 | SREC Solar | PAOLICELLI |  | 19.11 | 0 | Residential | 1 | MILFORD | 8848 | 4 | EAST COAST ALTERNATIVE ENERGY | JCP&L | No | Complete | 2011-08-29 | 2012-10-03 | 2012-10-22 | 2012-10-22
SRP05099 | SREC Solar | FEIN |  | 11.04 | 0 | Residential | 1 | MANCHESTER | 8759 | 18 | SEA BRIGHT SOLAR, LLC | JCP&L | No | Complete | 2011-08-29 | 2012-02-03 | 2012-03-02 | 2012-03-02
SRP05101 | SREC Solar | O'BRIEN |  | 8.93 | 0 | Residential | 0 | PORT NORRIS | 8349 | 20 | MERCURY SOLAR SYSTEMS | AC Electric | No | Complete | 2011-08-29 | 2012-02-13 | 2012-03-08 | 2012-03-08
SRP05102 | SREC Solar | GIBSON |  | 7.59 | 0 | Residential | 1 | EATONTOWN | 7724 | 17 | GEOGENIX | JCP&L | No | Complete | 2011-08-29 | 2011-10-24 | 2012-01-11 | 2012-01-11
SRP05103 | SREC Solar | DAVISON |  | 7.14 | 0 | Residential | 1 | FRANKLINVILLE | 8322 | 15 | ALTERNATIVE LIGHT & ENERGY SOLUTIONS LLC | AC Electric | No | Complete | 2011-08-29 | 2012-05-14 | 2012-05-24 | 2012-05-24
SRP05105 | SREC Solar | WADE | ONTEL PRODUCTS CORPORATION | 227.76 | 11388 | Commercial | 0 | FAIRFIELD | 7004 | 9 | CLEAN & SOLAR LLC | PSE&G BPU | No | Complete | 2011-08-29 | 2012-01-06 | 2012-03-07 | 2012-06-19
SRP05106 | SREC Solar | MORGE |  | 6.9 | 0 | Residential | 0 | MIDDLESEX | 8846 | 11 | HELIOS SOLAR ENERGY | PSE&G BPU | No | Complete | 2011-08-29 | 2012-05-22 | 2012-06-06 | 2012-06-06
SRP05107 | SREC Solar | TATAR |  | 8.46 | 0 | Residential | 0 | PENNINGTON | 8534 | 12 | 4BESTSOLAR, LLC | PSE&G BPU | No | Complete | 2011-08-29 | 2011-11-08 | 2011-12-14 | 2011-12-14
SRP05108 | SREC Solar | BARROS |  | 7.59 | 0 | Residential | 1 | BRICK | 8723 | 18 | GEOGENIX | JCP&L | No | Complete | 2011-08-29 | 2011-11-21 | 2011-12-20 | 2011-12-20
SRP05109 | SREC Solar | SCANELLI | THE SCANELLI AGENCY, LLC | 8.33 | 0 | Commercial | 0 | COLTS NECK | 7722 | 17 | SEA BRIGHT SOLAR, LLC | JCP&L | No | Complete | 2011-08-29 | 2011-10-24 | 2011-11-09 | 2011-11-09
SRP05110 | SREC Solar | LYNCH |  | 2.22 | 0 | Residential | 0 | BRICK | 8724 | 18 | TRINITY HEATING AND AIR | JCP&L | No | Complete | 2011-08-29 | 2011-11-07 | 2011-12-14 | 2011-12-14
SRP05111 | SREC Solar | MADDEN |  | 11.5 | 0 | Residential | 1 | FORKED RIVER | 8731 | 18 | SEA BRIGHT SOLAR, LLC | JCP&L | No | Complete | 2011-08-29 | 2012-03-07 | 2012-04-13 | 2012-04-13
SRP05112 | SREC Solar | HAVENS |  | 9 | 0 | Residential | 1 | JACKSON | 8527 | 18 | ALTERIS RENEWABLES | JCP&L | No | Complete | 2011-08-29 | 2011-11-04 | 2011-12-08 | 2011-12-08
SRP05113 | SREC Solar | VALKEMA |  | 8.28 | 0 | Residential | 0 | SUSSEX | 7461 | 1 | KG BUILDERS - RE DIVISION | JCP&L | No | Complete | 2011-08-29 | 2012-02-16 | 2012-03-20 | 2012-03-20
SRP05114 | SREC Solar | SWEETWOOD | UNIQUE PHOTO | 294.69 | 0 | Commercial | 1 | FAIRFIELD | 7004 | 9 | MERCURY SOLAR SYSTEMS - PORT CHESTER | PSE&G BPU | No | Complete | 2011-08-29 | 2013-03-04 | 2013-03-18 | 2013-03-18
SRP05116 | SREC Solar | GOLDSTEIN |  | 11.5 | 0 | Residential | 1 | MANCHESTER | 8759 | 18 | SEA BRIGHT SOLAR, LLC | JCP&L | No | Complete | 2011-08-29 | 2012-01-23 | 2012-02-10 | 2012-02-10
SRP05118 | SREC Solar | MORELAND |  | 9.84 | 0 | Residential | 1 | PT. PLEASANT | 8742 | 18 | GEOPEAK ENERGY LLC | JCP&L | No | Complete | 2011-08-29 | 2012-04-27 | 2012-05-11 | 2012-05-11
SRP05119 | SREC Solar | ANGSTER |  | 9 | 0 | Residential | 0 | WHITING | 8759 | 18 | KOPP ELECTRIC COMPANY | JCP&L | No | Complete | 2011-08-29 | 2011-12-08 | 2012-01-04 | 2012-01-04
SRP05120 | SREC Solar | NGUYEN |  | 1.48 | 0 | Residential | 0 | SEWELL | 8080 | 15 | MERCURY SOLAR SYSTEMS | AC Electric | No | Complete | 2011-08-29 | 2012-03-28 | 2012-04-23 | 2012-04-23
SRP05122 | SREC Solar | HARBAT | HARBAT FARMS | 46.08 | 0 | Farm | 0 | PENNINGTON | 8534 | 12 | PARADISE ENERGY SOLUTIONS | PSE&G BPU | No | Complete | 2011-08-29 | 2012-03-12 | 2012-04-19 | 2012-04-19
SRP05123 | SREC Solar | MEHTA |  | 6.44 | 0 | Residential | 1 | WAYNE | 7470 | 6 | MERCURY SOLAR SYSTEMS | PSE&G BPU | No | Complete | 2011-08-29 | 2011-11-25 | 2011-12-28 | 2011-12-28
SRP05125 | SREC Solar | SAPORTA |  | 10.56 | 0 | Residential | 0 | SPRINGFIELD | 7081 | 10 | GEOPEAK ENERGY LLC | JCP&L | No | Complete | 2011-08-29 | 2011-10-21 | 2012-02-07 | 2012-02-07
SRP05126 | SREC Solar | DOUGHERTY |  | 8.28 | 0 | Residential | 0 | WARETOWN | 8758 | 18 | NJ SENSIBLE SOLAR | JCP&L | No | Complete | 2011-08-29 | 2011-12-06 | 2012-01-04 | 2012-01-04
SRP05127 | SREC Solar | SHREVE |  | 7.92 | 0 | Residential | 0 | CAPE MAY POINT | 8212 | 21 | CAPE ATLANTIC SOLAR | AC Electric | No | Complete | 2011-08-29 | 2012-04-12 | 2012-04-30 | 2012-04-30
SRP05128 | SREC Solar | MCMANUS |  | 4.92 | 0 | Residential | 1 | TOMS RIVER | 8755 | 18 | TRINITY HEATING AND AIR | JCP&L | No | Complete | 2011-08-29 | 2011-10-21 | 2011-12-09 | 2011-12-09
SRP05129 | SREC Solar | WALDMANN |  | 9.635 | 0 | Residential | 1 | NEPTUNE | 7753 | 17 | TRINITY HEATING AND AIR | JCP&L | No | Complete | 2011-08-29 | 2011-12-19 | 2012-01-19 | 2012-01-19
SRP05130 | SREC Solar | YAEGER |  | 7.995 | 0 | Residential | 1 | BRICK | 8724 | 18 | TRINITY HEATING AND AIR | JCP&L | No | Complete | 2011-08-29 | 2011-12-16 | 2012-01-24 | 2012-01-24
SRP05131 | SREC Solar | PARRISH |  | 7.77 | 0 | Residential | 1 | TOMS RIVER | 8753 | 18 | TRINITY HEATING AND AIR | JCP&L | No | Complete | 2011-08-29 | 2011-10-28 | 2011-11-10 | 2011-11-10
SRP05132 | SREC Solar | CITRON |  | 6.66 | 0 | Residential | 1 | ALLENTOWN | 8501 | 17 | TRINITY HEATING AND AIR | PSE&G BPU | No | Complete | 2011-08-29 | 2012-01-26 | 2012-02-24 | 2012-02-24
SRP05133 | SREC Solar | VENKATESWARAN |  | 7.4 | 0 | Residential | 0 | BRIDGEWATER | 8807 | 5 | SOLAR ENERGY WORLD-W | PSE&G BPU | No | Complete | 2011-08-29 | 2011-11-01 | 2011-11-16 | 2011-11-16
SRP05134 | SREC Solar | SCHMIDT |  | 7.215 | 0 | Residential | 1 | WARETOWN | 8758 | 18 | TRINITY HEATING AND AIR | JCP&L | No | Complete | 2011-08-29 | 2011-11-01 | 2011-11-16 | 2011-11-16
SRP05135 | SREC Solar | CANE |  | 6.56 | 0 | Residential | 1 | EAST WINDSOR | 8520 | 12 | TRINITY HEATING AND AIR | JCP&L | No | Complete | 2011-08-29 | 2011-10-21 | 2011-12-29 | 2011-12-29
SRP05136 | SREC Solar | DLUGASCH |  | 6.56 | 0 | Residential | 1 | EAST WINDSOR | 8512 | 11 | TRINITY HEATING AND AIR | JCP&L | No | Complete | 2011-08-29 | 2011-10-27 | 2011-11-10 | 2011-11-10
SRP05137 | SREC Solar | NICKELS |  | 7.6 | 0 | Residential | 1 | TRENTON | 8690 | 12 | TRINITY HEATING AND AIR | PSE&G BPU | No | Complete | 2011-08-29 | 2012-02-14 | 2012-03-22 | 2012-03-22
SRP05138 | SREC Solar | WOODS |  | 6.44 | 0 | Residential | 1 | WARETOWN | 8758 | 18 | RELIABLE POWER SERVICES, INC. | JCP&L | No | Complete | 2011-08-29 | 2011-11-02 | 2012-02-09 | 2012-02-09
SRP05139 | SREC Solar | MALLOZZI |  | 11.02 | 0 | Residential | 1 | OCEAN | 7712 | 17 | TRINITY HEATING AND AIR | JCP&L | No | Complete | 2011-08-29 | 2012-02-03 | 2012-03-02 | 2012-03-02
SRP05140 | SREC Solar | WILSON |  | 9.89 | 0 | Residential | 1 | WARETOWN | 8758 | 18 | RELIABLE POWER SERVICES, INC. | JCP&L | No | Complete | 2011-08-29 | 2012-03-27 | 2012-04-23 | 2012-04-23
SRP05141 | SREC Solar | LUISI |  | 9.065 | 0 | Residential | 1 | SOUTHAMPTON | 8088 | 13 | TRINITY HEATING AND AIR | PSE&G BPU | No | Complete | 2011-08-29 | 2011-11-30 | 2011-12-27 | 2011-12-27
SRP05142 | SREC Solar | MANERI |  | 9.66 | 0 | Residential | 1 | WARETOWN | 8758 | 18 | RELIABLE POWER SERVICES, INC. | JCP&L | No | Complete | 2011-08-29 | 2012-01-11 | 2012-06-28 | 2012-06-28
SRP05143 | SREC Solar | NATOLI | WESTVILLE FIRE DEPARTMENT | 39.48 | 0 | Commercial | 1 | WESTVILLE | 8093 | 15 | ALTERNATIVE ELECTRIC, INC. | PSE&G BPU | No | Complete | 2011-08-29 | 2012-08-23 | 2012-08-27 | 2012-08-27
SRP05144 | SREC Solar | GIANO |  | 7.59 | 0 | Residential | 1 | FLEMINGTON | 8822 | 4 | TRINITY HEATING AND AIR | JCP&L | No | Complete | 2011-08-29 | 2011-12-08 | 2012-01-04 | 2012-01-04
SRP05145 | SREC Solar | MARANDA |  | 10.12 | 0 | Residential | 1 | WARETOWN | 8758 | 18 | RELIABLE POWER SERVICES, INC. | JCP&L | No | Complete | 2011-08-29 | 2011-11-02 | 2012-06-04 | 2012-06-04
SRP05146 | SREC Solar | MINHAJ |  | 9.87 | 0 | Residential | 0 | CHESTERFIELD | 8515 | 13 | TRINITY HEATING AND AIR | PSE&G BPU | No | Complete | 2011-08-29 | 2011-12-08 | 2012-01-04 | 2012-01-04
SRP05147 | SREC Solar | BARTELL |  | 6.11 | 0 | Residential | 1 | TOMS RIVER | 8753 | 18 | TRINITY HEATING AND AIR | JCP&L | No | Complete | 2011-08-29 | 2011-11-30 | 2011-12-27 | 2011-12-27
SRP05148 | SREC Solar | COPPOLA |  | 10.34 | 0 | Residential | 0 | BRICK | 8723 | 18 | TRINITY HEATING AND AIR | JCP&L | No | Complete | 2011-08-29 | 2012-06-04 | 2012-06-11 | 2012-06-11
SRP05150 | SREC Solar | DECICCO |  | 6.9 | 0 | Residential | 1 | WARETOWN | 8758 | 18 | RELIABLE POWER SERVICES, INC. | JCP&L | No | Complete | 2011-08-29 | 2011-10-27 | 2012-04-17 | 2012-04-17
SRP05152 | SREC Solar | COVIELLO |  | 7.13 | 0 | Residential | 1 | WARETOWN | 8758 | 18 | RELIABLE POWER SERVICES, INC. | JCP&L | No | Complete | 2011-08-29 | 2011-11-02 | 2012-02-22 | 2012-02-22
SRP05153 | SREC Solar | KNORR |  | 6.84 | 0 | Residential | 1 | EAST BRUNSWICK | 8816 | 11 | TRINITY HEATING AND AIR | PSE&G BPU | No | Complete | 2011-08-29 | 2012-01-10 | 2012-02-17 | 2012-02-17
SRP05154 | SREC Solar | BENNETT |  | 6.56 | 0 | Residential | 1 | OAKHURST | 7755 | 17 | TRINITY HEATING AND AIR | JCP&L | No | Complete | 2011-08-29 | 2011-10-21 | 2012-02-02 | 2012-02-02
SRP05155 | SREC Solar | KAREW |  | 6.44 | 0 | Residential | 1 | RED BANK | 7701 | 17 | RELIABLE POWER SERVICES, INC. | JCP&L | No | Complete | 2011-08-29 | 2011-10-27 | 2012-03-30 | 2012-03-30
SRP05156 | SREC Solar | MIKOLA |  | 3.33 | 0 | Residential | 1 | PASSAIC | 7055 | 6 | TRINITY HEATING AND AIR | PSE&G BPU | No | Complete | 2011-08-29 | 2011-12-28 | 2012-01-31 | 2012-01-31
SRP05159 | SREC Solar | LEVINSON |  | 8.55 | 0 | Residential | 0 | HAINESPORT | 8036 | 13 | GREEN APPLE ENERGY SYSTEMS, LLC | PSE&G BPU | No | Complete | 2011-08-29 | 2011-11-08 | 2011-12-14 | 2011-12-14
SRP05160 | SREC Solar | KLEINEDLER |  | 6.105 | 0 | Residential | 1 | ALLENTOWN | 8501 | 17 | TRINITY HEATING AND AIR | PSE&G BPU | No | Complete | 2011-08-29 | 2012-01-12 | 2012-02-02 | 2012-02-02
SRP05161 | SREC Solar | PADAKOWSKI |  | 8.325 | 0 | Residential | 1 | BEACHWOOD | 8722 | 18 | TRINITY HEATING AND AIR | JCP&L | No | Complete | 2011-08-29 | 2012-02-13 | 2012-03-20 | 2012-03-20
SRP05164 | SREC Solar | PEREZ |  | 5.17 | 0 | Residential | 1 | WILLINGBORO | 8046 | 13 | TRINITY HEATING AND AIR | PSE&G BPU | No | Complete | 2011-08-29 | 2012-08-24 | 2012-09-06 | 2012-09-06
SRP05165 | SREC Solar | MICHAELIS | B + F ENVIRONMENTAL DRILLING | 12.88 | 0 | Commercial | 0 | BLUE ANCHOR | 8037 | 19 | EASTERN ENERGY SERVICES | AC Electric | No | Complete | 2011-08-29 | 2012-05-23 | 2012-06-04 | 2012-06-04
SRP05166 | SREC Solar | HOPKINS |  | 10.34 | 0 | Residential | 1 | BROWNS MILLS | 8015 | 13 | TRINITY HEATING AND AIR | JCP&L | No | Complete | 2011-08-29 | 2011-10-14 | 2011-11-29 | 2011-11-29
SRP05167 | SREC Solar | MICHAELIS |  | 17.48 | 0 | Residential | 0 | HAMMONTON | 8037 | 19 | EASTERN ENERGY SERVICES | AC Electric | No | Complete | 2011-08-29 | 2012-03-09 | 2012-04-11 | 2012-04-11
SRP05168 | SREC Solar | SHAW |  | 10.175 | 0 | Residential | 1 | JACKSON | 8527 | 18 | TRINITY HEATING AND AIR | JCP&L | No | Complete | 2011-08-29 | 2011-10-19 | 2011-12-09 | 2011-12-09
SRP05169 | SREC Solar | MATTHEWS |  | 10.455 | 0 | Residential | 1 | FRANKLINVILLE | 8322 | 15 | TRINITY HEATING AND AIR | AC Electric | No | Complete | 2011-08-30 | 2012-01-18 | 2012-02-07 | 2012-02-07
SRP05171 | SREC Solar | KOPROWICZ |  | 8.88 | 0 | Residential | 1 | FREEHOLD | 7728 | 17 | TRINITY HEATING AND AIR | JCP&L | No | Complete | 2011-08-29 | 2012-01-18 | 2012-02-07 | 2012-02-07
SRP05172 | SREC Solar | PERRY |  | 11.96 | 0 | Residential | 0 | BUENA | 8310 | 19 | ASC SOLAR SOLUTIONS, LLC | AC Electric | No | Complete | 2011-08-29 | 2011-11-21 | 2012-01-19 | 2012-01-19
SRP05175 | SREC Solar | BINNIG |  | 9.435 | 0 | Residential | 1 | DELRAN | 8075 | 13 | TRINITY HEATING AND AIR | PSE&G BPU | No | Complete | 2011-08-29 | 2011-12-19 | 2012-01-19 | 2012-01-19
SRP05176 | SREC Solar | LUGO |  | 5.92 | 0 | Residential | 1 | BARNEGAT | 8005 | 18 | TRINITY HEATING AND AIR | JCP&L | No | Complete | 2011-08-29 | 2011-10-27 | 2011-11-15 | 2011-11-15
SRP05177 | SREC Solar | RUIZ |  | 4.1 | 0 | Residential | 1 | PLAINFIELD CITY | 7062 | 10 | TRINITY HEATING AND AIR | PSE&G BPU | No | Complete | 2011-08-29 | 2012-01-13 | 2012-02-09 | 2012-02-09
SRP05178 | SREC Solar | MAKOS | R & R CEILINGS, INC. | 29.61 | 0 | Commercial | 0 | MONROEVILLE | 8343 | 16 | DAN MAGUIRE ELECTRIC, LLC | AC Electric | No | Complete | 2011-09-06 | 2011-11-14 | 2012-01-05 | 2012-01-05
SRP05179 | SREC Solar | THAPER |  | 5.76 | 0 | Residential | 0 | CRANBURY | 8512 | 11 | ALTERIS RENEWABLES | PSE&G BPU | No | Complete | 2011-09-06 | 2011-11-17 | 2011-12-16 | 2011-12-16
SRP05180 | SREC Solar | GOLDBERG |  | 7.05 | 0 | Residential | 0 | PENNINGTON | 8534 | 12 | SOLAR LIVING, INC. | PSE&G BPU | No | Complete | 2011-09-06 | 2012-01-25 | 2012-02-24 | 2012-02-24
SRP05181 | SREC Solar | ALLAN |  | 8.97 | 0 | Residential | 1 | BRICK | 8724 | 18 | TRINITY HEATING AND AIR | JCP&L | No | Complete | 2011-09-06 | 2011-11-02 | 2011-11-16 | 2011-11-16
SRP05184 | SREC Solar | DRIES |  | 11.1 | 0 | Residential | 0 | NORTH BEACH | 8008 | 18 | RENEWERGY SOLUTIONS GROUP | AC Electric | No | Complete | 2011-09-06 | 2011-12-30 | 2012-01-26 | 2012-01-26
SRP05186 | SREC Solar | BLISS |  | 5.52 | 0 | Residential | 0 | RIVERSIDE | 8075 | 13 | SOLARCITY CORPORATION | PSE&G BPU | No | Complete | 2011-09-06 | 2012-01-24 | 2012-02-24 | 2012-02-24
SRP05187 | SREC Solar | SCHECHTER |  | 5.52 | 0 | Residential | 1 | EASTAMPTON | 8060 | 13 | TRINITY HEATING AND AIR | PSE&G BPU | No | Complete | 2011-09-06 | 2012-01-18 | 2012-02-07 | 2012-02-07
SRP05190 | SREC Solar | MASTROIANNI |  | 10.08 | 0 | Residential | 0 | HOPEWELL | 8525 | 12 | 1ST LIGHT ENERGY, INC. | PSE&G BPU | No | Complete | 2011-09-06 | 2011-09-20 | 2011-12-08 | 2011-12-08
SRP05191 | SREC Solar | DICKERMAN |  | 4.14 | 0 | Residential | 0 | BROOKLAWN | 8030 | 14 | SELF-INSTALL | PSE&G BPU | No | Complete | 2011-09-06 | 2012-12-10 | 2012-12-18 | 2012-12-18
SRP05192 | SREC Solar | ROMERO |  | 5.16 | 0 | Residential | 1 | CLIFTON | 7012 | 6 | ALTERNATIVE LIGHT & ENERGY SOLUTIONS | PSE&G BPU | No | Complete | 2011-09-06 | 2011-10-27 | 2011-12-28 | 2011-12-28
SRP05194 | SREC Solar | CASTKA |  | 8.97 | 0 | Residential | 0 | MANCHESTER | 8759 | 18 | NOVA ALTERNATIVE ENERGY SYSTEMS LLC | JCP&L | No | Complete | 2011-09-06 | 2011-11-02 | 2011-11-16 | 2011-11-16
SRP05195 | SREC Solar | ORAM |  | 8.46 | 0 | Residential | 0 | BRICK | 8724 | 18 | FOUR POINT REFRIGERATION CO., INC. | JCP&L | No | Complete | 2011-09-06 | 2011-10-19 | 2011-11-09 | 2011-11-09
SRP05196 | SREC Solar | ARMSTRONG |  | 5.16 | 0 | Residential | 1 | WEST ORANGE | 7052 | 9 | ALTERNATIVE LIGHT & ENERGY SOLUTIONS | PSE&G BPU | No | Complete | 2011-09-06 | 2011-10-21 | 2012-01-11 | 2012-01-11
SRP05197 | SREC Solar | SHAH |  | 6.48 | 1620 | Residential | 0 | PLAINSBORO | 8536 | 11 | 4 BESTSOLAR | PSE&G BPU | No | Complete | 2011-09-06 | 2012-01-06 | 2012-02-10 | 2012-05-31
SRP05198 | SREC Solar | FEIT |  | 7.68 | 0 | Residential | 0 | LUMBERTON | 8048 | 13 | AMPED ON SOLAR | PSE&G BPU | No | Complete | 2011-09-06 | 2011-11-16 | 2011-12-29 | 2011-12-29
SRP05199 | SREC Solar | CORINO |  | 11.64 | 0 | Residential | 0 | ANDOVER | 7821 | 1 | 4BESTSOLAR, LLC | JCP&L | No | Complete | 2011-09-06 | 2011-12-19 | 2012-01-19 | 2012-01-19
SRP05200 | SREC Solar | RUMPF |  | 7.59 | 0 | Residential | 1 | LITTLE EGG HARBOR | 8087 | 18 | ACOS ENERGY, LLC | AC Electric | No | Complete | 2011-09-06 | 2012-03-07 | 2012-04-17 | 2012-04-17
SRP05201 | SREC Solar | STOEBENAU |  | 10.56 | 0 | Residential | 0 | HAMILTON | 8620 | 12 | 4BESTSOLAR, LLC | PSE&G BPU | No | Complete | 2011-09-06 | 2012-06-07 | 2012-06-19 | 2012-06-19
SRP05202 | SREC Solar | AARON |  | 5.016 | 0 | Commercial | 0 | HIGHLAND PARK BORO | 8904 | 11 | SEA BRIGHT SOLAR, LLC | PSE&G BPU | No | Complete | 2011-09-06 | 2012-02-02 | 2012-03-20 | 2012-03-20
SRP05205 | SREC Solar | STINSON |  | 10.545 | 0 | Residential | 0 | BRIGANTINE | 8203 | 19 | BRITE IDEA ENERGY | AC Electric | No | Complete | 2011-09-06 | 2011-12-30 | 2012-01-26 | 2012-01-26
SRP05207 | SREC Solar | SHAW | STANLEY GROUP, LLC | 5.76 | 0 | Commercial | 0 | NORTH BRUNSWICK | 8902 | 11 | AMERICAN RENEWABLE ENERGY, INC | PSE&G BPU | No | Complete | 2011-09-06 | 2011-10-19 | 2011-11-09 | 2011-11-09
SRP05208 | SREC Solar | BENSCHAR |  | 9.5 | 0 | Residential | 0 | MANCHESTER | 8759 | 18 | SOLAR AMERICA, LLC | JCP&L | No | Complete | 2011-09-06 | 2011-12-28 | 2012-01-31 | 2012-01-31
SRP05209 | SREC Solar | SHAW | STANLEY GROUP, LLC | 3.84 | 0 | Commercial | 0 | PLAINSBORO | 8536 | 11 | AMERICAN RENEWABLE ENERGY, INC | PSE&G BPU | No | Complete | 2011-09-06 | 2011-10-14 | 2011-11-09 | 2011-11-09
SRP05210 | SREC Solar | VIEHMEYER |  | 5.98 | 0 | Residential | 1 | BRICK | 8724 | 18 | FOUR POINT REFRIGERATION CO., INC. | JCP&L | No | Complete | 2011-09-06 | 2011-12-16 | 2011-12-28 | 2011-12-28
SRP05212 | SREC Solar | CHIN |  | 12.42 | 0 | Residential | 0 | COLUMBUS | 8022 | 13 | GEOSCAPE SOLAR | PSE&G BPU | No | Complete | 2011-09-06 | 2012-03-08 | 2012-04-17 | 2012-04-17
SRP05213 | SREC Solar | CONSTANTINO |  | 7.36 | 0 | Residential | 0 | BERLIN | 8009 | 14 | SOLAR SOLUTIONS LLC | AC Electric | No | Complete | 2011-09-06 | 2012-05-15 | 2012-05-30 | 2012-05-30
SRP05214 | SREC Solar | CONSTANTINO | CONSTANTINO FUNERAL HOME INC | 17.94 | 0 | Commercial | 0 | BERLING | 8009 | 14 | SOLAR SOLUTIONS LLC | AC Electric | No | Complete | 2011-09-06 | 2012-05-03 | 2012-05-17 | 2012-05-17
SRP05216 | SREC Solar | ARMSTRONG |  | 6.58 | 0 | Residential | 0 | FARMINGDALE | 7727 | 17 | GREEN SUN ENERGY SERVICES | JCP&L | No | Complete | 2011-09-06 | 2012-05-31 | 2012-06-08 | 2012-06-08
SRP05218 | SREC Solar | SADUK |  | 12.42 | 0 | Residential | 0 | MILLVILLE | 8332 | 20 | GEOPEAK ENERGY LLC | AC Electric | No | Complete | 2011-09-06 | 2011-11-21 | 2011-12-28 | 2011-12-28
SRP05219 | SREC Solar | VANLIEW |  | 5.4 | 0 | Residential | 0 | SOMERSET | 8873 | 5 | SOLAR ENERGY WORLD-W | PSE&G BPU | No | Complete | 2011-09-06 | 2011-10-20 | 2012-02-09 | 2012-02-09
SRP05220 | SREC Solar | GRANDE | INTERNATIONAL INTIMATES | 422.8 | 0 | Commercial | 1 | SOUTH BRUNSWICK | 8810 | 11 | TRINITY HEATING AND AIR | PSE&G BPU | No | Complete | 2011-09-06 | 2012-05-14 | 2012-05-24 | 2012-05-24
SRP05222 | SREC Solar | HAYEK |  | 7.99 | 0 | Residential | 0 | NEWTON | 7860 | 1 | EAST COAST ALTERNATIVE ENERGY | JCP&L | No | Complete | 2011-09-06 | 2011-09-22 | 2011-10-04 | 2011-10-04
SRP05223 | SREC Solar | KRYSTALL |  | 7.77 | 0 | Residential | 1 | JACKSON | 8527 | 18 | TRINITY HEATING AND AIR | JCP&L | No | Complete | 2011-09-06 | 2011-10-28 | 2011-11-10 | 2011-11-10
SRP05224 | SREC Solar | WEISS |  | 9 | 0 | Residential | 0 | TINTON FALLS | 7724 | 17 | KRN CONTRACTORS, LLC | JCP&L | No | Complete | 2011-09-06 | 2011-11-04 | 2011-12-08 | 2011-12-08
SRP05225 | SREC Solar | BOZARTH |  | 8.815 | 0 | Residential | 0 | SOUTHAMPTON | 8088 | 13 | NJ SOLAR POWER, LLC | JCP&L | No | Complete | 2011-09-06 | 2012-01-11 | 2012-02-02 | 2012-02-02
SRP05226 | SREC Solar | KRISTOFF |  | 7.6 | 0 | Residential | 1 | ALLENTOWN | 8501 | 17 | TRINITY HEATING AND AIR | PSE&G BPU | No | Complete | 2011-09-06 | 2011-11-25 | 2011-12-29 | 2011-12-29
SRP05228 | SREC Solar | SHEARD |  | 10.66 | 0 | Residential | 1 | JACKSON | 8527 | 18 | TRINITY HEATING AND AIR | JCP&L | No | Complete | 2011-09-06 | 2011-11-02 | 2011-11-16 | 2011-11-16
SRP05229 | SREC Solar | RIESTER |  | 3.29 | 0 | Residential | 1 | JACKSON | 8527 | 18 | TRINITY HEATING AND AIR | JCP&L | No | Complete | 2011-09-06 | 2012-03-23 | 2012-04-22 | 2012-04-22
SRP05231 | SREC Solar | LEIBMAN |  | 10.66 | 0 | Residential | 1 | MANCHESTER | 8733 | 18 | TRINITY HEATING AND AIR | JCP&L | No | Complete | 2011-09-06 | 2012-01-12 | 2012-02-02 | 2012-02-02
SRP05232 | SREC Solar | WESTRA | WAYNE TITLE COMPANY | 149.695 | 0 | Commercial | 0 | WAYNE | 7470 | 6 | RENEWABLE POWER | PSE&G BPU | No | Complete | 2011-09-06 | 2011-09-19 | 2011-10-31 | 2011-10-31
SRP05233 | SREC Solar | PONTICIELLO |  | 8.695 | 0 | Residential | 1 | TRENTON | 8690 | 12 | TRINITY HEATING AND AIR | PSE&G BPU | No | Complete | 2011-09-06 | 2012-06-29 | 2012-07-17 | 2012-07-17
SRP05234 | SREC Solar | CARABALLO |  | 6.9 | 0 | Residential | 1 | DOVER | 7801 | 3 | TRINITY HEATING AND AIR | JCP&L | No | Complete | 2011-09-06 | 2011-12-08 | 2011-12-28 | 2011-12-28
SRP05235 | SREC Solar | DEVOS |  | 10.455 | 0 | Residential | 1 | COLUMBUS | 8022 | 13 | TRINITY HEATING AND AIR | JCP&L | No | Complete | 2011-09-06 | 2011-10-12 | 2011-10-28 | 2011-10-28
SRP05236 | SREC Solar | TEZSLA |  | 17.1 | 0 | Residential | 1 | CHESTERFIELD | 8515 | 13 | TRINITY HEATING AND AIR | PSE&G BPU | No | Complete | 2011-09-06 | 2011-12-08 | 2012-01-05 | 2012-01-05
SRP05238 | SREC Solar | SKENE |  | 6.345 | 0 | Residential | 1 | LEBANON | 8833 | 4 | TRINITY HEATING AND AIR | JCP&L | No | Complete | 2011-09-06 | 2011-11-30 | 2012-01-13 | 2012-01-13
SRP05241 | SREC Solar | WEBBER |  | 12.22 | 0 | Residential | 1 | BRICK | 8723 | 18 | TRINITY HEATING AND AIR | JCP&L | No | Complete | 2011-09-06 | 2011-11-17 | 2011-12-16 | 2011-12-16
SRP05242 | SREC Solar | MILLER |  | 15.51 | 0 | Residential | 0 | NEWTON | 7860 | 1 | EAST COAST ALTERNATIVE ENERGY | JCP&L | No | Complete | 2011-09-06 | 2011-10-25 | 2011-11-10 | 2011-11-10
SRP05243 | SREC Solar | JENNI |  | 2.35 | 0 | Residential | 1 | OCEAN CITY | 8226 | 21 | TRINITY HEATING AND AIR | AC Electric | No | Complete | 2011-09-06 | 2012-01-10 | 2012-02-17 | 2012-02-17
SRP05244 | SREC Solar | PUCCIO |  | 14.7 | 0 | Residential | 0 | PITTSGROVE | 8318 | 16 | SHERWOOD ELECTRIC CO. INC. | AC Electric | No | Complete | 2011-09-06 | 2012-08-20 | 2012-08-29 | 2012-08-29
SRP05245 | SREC Solar | WOOSTER III | ORA L. WOOSTER FUNERAL HOME INC. | 29.67 | 0 | Commercial | 0 | CLEMENTON | 8021 | 14 | KW SOLAR SOLUTIONS | AC Electric | No | Complete | 2011-09-06 | 2011-11-04 | 2012-02-07 | 2012-02-07
SRP05249 | SREC Solar | CHMIEL |  | 7.03 | 0 | Residential | 1 | BEACHWOOD | 8722 | 18 | TRINITY HEATING AND AIR | JCP&L | No | Complete | 2011-09-06 | 2011-10-28 | 2011-11-10 | 2011-11-10
SRP05250 | SREC Solar | HAAR |  | 4.92 | 0 | Residential | 0 | GREAT MEADOWS | 7838 | 2 | TRINITY HEATING AND AIR | JCP&L | No | Complete | 2011-09-06 | 2011-11-30 | 2011-12-27 | 2011-12-27
SRP05252 | SREC Solar | OLSEN |  | 2.35 | 0 | Residential | 1 | HAMMONTON | 8037 | 19 | TRINITY HEATING AND AIR | AC Electric | No | Complete | 2011-09-06 | 2012-02-17 | 2012-03-08 | 2012-03-08
SRP05253 | SREC Solar | SCARDINO |  | 11.515 | 0 | Residential | 1 | LYNDHURST | 7071 | 7 | TRINITY HEATING AND AIR | PSE&G BPU | No | Complete | 2011-09-06 | 2011-12-28 | 2012-01-31 | 2012-01-31
SRP05256 | SREC Solar | MEYER |  | 11.04 | 0 | Residential | 0 | MILLVILLE | 8332 | 20 | RUNNEMEDE PLUMBING HEATING | AC Electric | No | Complete | 2011-09-06 | 2011-12-09 | 2012-01-11 | 2012-01-11
SRP05257 | SREC Solar | ROLDAN |  | 7.05 | 0 | Residential | 1 | MT. ARLINGTON | 7856 | 3 | TRINITY HEATING AND AIR | JCP&L | No | Complete | 2011-09-06 | 2012-04-25 | 2012-05-10 | 2012-05-10
SRP05258 | SREC Solar | MILLSTEIN |  | 511.056 | 0 | Commercial | 1 | SECAUCUS | 7094 | 8 | CONSOLIDATED ELECTRIC, LLC | PSE&G BPU | No | Complete | 2011-09-06 | 2012-02-03 | 2012-03-02 | 2012-03-02
SRP05259 | SREC Solar | LOSIEWICZ |  | 4.7 | 0 | Residential | 1 | LITTLE EGG HARBOR | 8087 | 18 | TRINITY HEATING AND AIR | AC Electric | No | Complete | 2011-09-06 | 2012-01-13 | 2012-02-09 | 2012-02-09
SRP05260 | SREC Solar | HARRELL |  | 4.51 | 0 | Residential | 1 | LIVINGSTON | 7035 | 3 | TRINITY HEATING AND AIR | PSE&G BPU | No | Complete | 2011-09-06 | 2012-03-06 | 2012-04-13 | 2012-04-13
SRP05262 | SREC Solar | MAGUIRE |  | 11.96 | 0 | Residential | 0 | HAZLET | 7730 | 17 | SEA BRIGHT SOLAR, LLC | JCP&L | No | Complete | 2011-09-06 | 2011-09-07 | 2011-09-08 | 2011-09-08
SRP05264 | SREC Solar | ADAMS |  | 8.55 | 0 | Residential | 0 | ROBBINSVILLE | 8691 | 12 | GEOGENIX | PSE&G BPU | No | Complete | 2011-09-06 | 2012-03-16 | 2012-04-22 | 2012-04-22
SRP05265 | SREC Solar | ANDERSON |  | 11.04 | 0 | Residential | 1 | BARNEGAT | 8005 | 18 | SEA BRIGHT SOLAR, LLC | JCP&L | No | Complete | 2011-09-06 | 2012-02-20 | 2012-03-27 | 2012-03-27
SRP05266 | SREC Solar | COLLIS |  | 4.6 | 0 | Residential | 1 | BRICK | 8724 | 18 | GEOGENIX | JCP&L | No | Complete | 2011-09-06 | 2011-11-25 | 2011-12-29 | 2011-12-29
SRP05267 | SREC Solar | PAGE |  | 15.18 | 0 | Residential | 1 | MILLVILLE | 8332 | 20 | MERCURY SOLAR SYSTEMS | AC Electric | No | Complete | 2011-09-06 | 2012-02-27 | 2012-04-05 | 2012-04-05
SRP05268 | SREC Solar | AYARS |  | 11.04 | 0 | Residential | 0 | SALEM | 8079 | 16 | MERCURY SOLAR SYSTEMS | AC Electric | No | Complete | 2011-09-06 | 2012-01-12 | 2012-02-02 | 2012-02-02
SRP05269 | SREC Solar | KELLY |  | 10.12 | 0 | Residential | 1 | MONMOUTH BEACH | 7750 | 17 | GEOGENIX | JCP&L | No | Complete | 2011-09-06 | 2011-12-09 | 2012-01-11 | 2012-01-11
SRP05271 | SREC Solar | SYED |  | 7.2 | 0 | Residential | 0 | RARITAN | 8869 | 5 | GEOPEAK ENERGY LLC | PSE&G BPU | No | Complete | 2011-09-06 | 2011-12-23 | 2012-03-27 | 2012-03-27
SRP05272 | SREC Solar | BLUMENFELD |  | 6.48 | 0 | Residential | 1 | LUMBERTON | 8048 | 13 | REC SOLAR, INC. | PSE&G BPU | No | Complete | 2011-09-06 | 2011-11-30 | 2012-01-04 | 2012-01-04
SRP05273 | SREC Solar | YOUNG |  | 4.05 | 0 | Residential | 0 | OLD BRIDGE | 7747 | 17 | CORBIN SOLAR SOLUTIONS, LLC | JCP&L | No | Complete | 2011-09-06 | 2011-11-30 | 2012-01-04 | 2012-01-04
SRP05275 | SREC Solar | KALRA |  | 5.805 | 0 | Residential | 0 | ROBBINSVILLE | 8691 | 12 | CORBIN SOLAR SOLUTIONS, LLC | PSE&G BPU | No | Complete | 2011-09-06 | 2011-10-28 | 2012-03-08 | 2012-03-08
SRP05277 | SREC Solar | KLESE | BELLMAWR SENIOR HOUSING | 164.97 | 0 | Residential | 0 | BELLMAWR | 8031 | 14 | FOUR POINT REFRIGERATION CO., INC. | PSE&G BPU | No | Complete | 2011-09-06 | 2012-03-27 | 2012-04-11 | 2012-04-11
SRP05278 | SREC Solar | MAKOS | R& R CEILINGS, INC | 18.33 | 0 | Commercial | 0 | MONROEVILLE | 8343 | 16 | DAN MAGUIRE ELECTRIC, LLC | AC Electric | No | Complete | 2011-09-06 | 2011-11-14 | 2012-01-05 | 2012-01-05
SRP05279 | SREC Solar | SCOTT |  | 8.16 | 0 | Residential | 1 | MANAHAWKIN | 8050 | 18 | TRINITY HEATING AND AIR | AC Electric | No | Complete | 2011-09-06 | 2012-03-30 | 2012-04-23 | 2012-04-23
SRP05280 | SREC Solar | SORGE |  | 7.03 | 0 | Residential | 1 | FORKED RIVER | 8731 | 18 | TRINITY HEATING AND AIR | JCP&L | No | Complete | 2011-09-06 | 2011-12-28 | 2012-01-31 | 2012-01-31
SRP05281 | SREC Solar | PJETROVIC |  | 8.46 | 0 | Residential | 0 | CLIFTON | 7013 | 6 | UNITED ELECTRICAL CO. | PSE&G BPU | No | Complete | 2011-09-06 | 2012-10-03 | 2012-10-22 | 2012-10-22
SRP05282 | SREC Solar | MEMMELAAR |  | 7.38 | 0 | Residential | 1 | WEST CREEK | 8092 | 18 | TRINITY HEATING AND AIR | AC Electric | No | Complete | 2011-09-06 | 2012-01-16 | 2012-02-09 | 2012-02-09
SRP05283 | SREC Solar | VELTRI |  | 6.9 | 0 | Residential | 1 | TOMS RIVER | 8753 | 18 | TRINITY HEATING AND AIR | JCP&L | No | Complete | 2011-09-06 | 2011-11-14 | 2011-12-06 | 2011-12-06
SRP05284 | SREC Solar | RING |  | 15.84 | 2500 | Residential | 0 | SEWELL | 8080 | 15 | KAITANNA SOLAR, LLC | AC Electric | No | Complete | 2011-09-06 | 2012-01-18 | 2012-02-10 | 2012-05-31
SRP05285 | SREC Solar | RICHTER |  | 17.28 | 0 | Residential | 0 | WOODBINE | 8270 | 21 | RCL ENTERPRISES INC. | AC Electric | No | Complete | 2011-09-06 | 2011-12-12 | 2012-01-26 | 2012-01-26
SRP05286 | SREC Solar | RICHTER | BLUE ZAT GEMS | 12.48 | 0 | Commercial | 0 | WOODBINE | 8270 | 21 | RCL ENTERPRISES INC. | AC Electric | No | Complete | 2011-09-06 | 2011-12-12 | 2012-04-22 | 2012-04-22
SRP05287 | SREC Solar | SINISI | ANIMAL BIKE | 81.536 | 0 | Commercial | 1 | JERSEY CITY | 7305 | 8 | GEOPEAK ENERGY LLC | PSE&G BPU | No | Complete | 2011-09-06 | 2012-01-10 | 2012-02-17 | 2012-02-17
SRP05289 | SREC Solar | CHRIS |  | 9.4 | 0 | Residential | 0 | EASTAMPTON | 8060 | 13 | TRINITY HEATING AND AIR | PSE&G BPU | No | Complete | 2011-09-06 | 2011-12-19 | 2012-01-19 | 2012-01-19
SRP05290 | SREC Solar | GREENWALD |  | 8.51 | 0 | Residential | 1 | SOMERSET | 8873 | 5 | TRINITY HEATING AND AIR | PSE&G BPU | No | Complete | 2011-09-06 | 2012-03-20 | 2012-04-22 | 2012-04-22
SRP05292 | SREC Solar | ZOLLO | L'OREAL USA | 288.2 | 0 | Commercial | 1 | PISCATAWAY | 8854 | 11 | GEOPEAK ENERGY LLC | PSE&G BPU | No | Complete | 2011-09-06 | 2012-02-23 | 2012-04-05 | 2012-04-05
SRP05293 | SREC Solar | WESTHOVEN | NJR CLEAN ENERGY VENTURES CORP | 4737.6 | 0 | Commercial | 0 | VINELAND | 8360 | 20 | AMERICAN CAPITAL ENERGY | Vineland Muni Elec | Yes | Complete | 2011-09-06 | 2012-01-04 | 2012-02-17 | 2012-02-17
SRP05295 | SREC Solar | PARIKH |  | 11.52 | 0 | Residential | 0 | BRANCHBURG | 8853 | 5 | SOLAR ENERGY WORLD-W | JCP&L | No | Complete | 2011-09-06 | 2011-10-20 | 2011-10-28 | 2011-10-28
SRP05296 | SREC Solar | DUFFY |  | 8.64 | 0 | Residential | 0 | WILLIAMSTOWN | 8094 | 15 | SOLAR WORKS NJ | AC Electric | No | Complete | 2011-09-06 | 2012-03-08 | 2012-04-17 | 2012-04-17
SRP05298 | SREC Solar | HONG |  | 5.64 | 0 | Residential | 1 | MANALAPAN | 7726 | 17 | TRINITY HEATING AND AIR | JCP&L | No | Complete | 2011-09-06 | 2011-11-30 | 2012-04-19 | 2012-04-19
SRP05299 | SREC Solar | KAGAN | CONSTELLATION SOLAR NEW JERSEY | 3006.08 | 0 | Commercial |  | VINELAND | 8360 | 20 | RMT, INC | Vineland Muni Elec | Yes | Complete | 2011-09-06 | 2011-12-28 | 2012-01-24 | 2012-01-24
SRP05300 | SREC Solar | WITCZAK |  | 7.4 | 0 | Residential | 1 | TOMS RIVER | 8755 | 18 | TRINITY HEATING AND AIR | JCP&L | No | Complete | 2011-09-06 | 2011-10-27 | 2011-11-15 | 2011-11-15
SRP05301 | SREC Solar | KAGAN | CONSTELLATION SOLAR NEW JERSEY | 4804.8 | 0 | Commercial |  | VINELAND | 8360 | 20 | RMT, INC | Vineland Muni Elec | Yes | Complete | 2011-09-06 | 2011-12-28 | 2012-01-24 | 2012-01-24
SRP05303 | SREC Solar | ADLER | ADLER DEVELOPMENT | 644.84 | 0 | Commercial |  | EDISON | 8818 | 11 | GEHRLICHER SOLAR AMERICA CORP. | PSE&G BPU | Yes | Complete | 2011-09-06 | 2011-10-21 | 2011-12-14 | 2011-12-14
SRP05304 | SREC Solar | ADLER | ADLER DEVELOPMENT | 354.9 | 0 | Commercial |  | EDISON | 8818 | 11 | GEHRLICHER SOLAR AMERICA CORP. | PSE&G BPU | Yes | Complete | 2011-09-06 | 2012-03-19 | 2012-04-19 | 2012-04-19
SRP05305 | SREC Solar | ADLER | ADLER DEVELOPMENT | 338 | 0 | Commercial |  | EDISON | 8818 | 11 | GEHRLICHER SOLAR AMERICA CORP. | PSE&G BPU | Yes | Complete | 2011-09-06 | 2012-03-19 | 2012-04-19 | 2012-04-19
SRP05306 | SREC Solar | ULLMAN |  | 8.14 | 0 | Residential | 1 | SOMERSET | 8873 | 5 | TRINITY HEATING AND AIR | PSE&G BPU | No | Complete | 2011-09-06 | 2011-12-28 | 2012-01-31 | 2012-01-31
SRP05307 | SREC Solar | SNIDER |  | 9.165 | 0 | Residential | 1 | PEMBERTON | 8068 | 13 | TRINITY HEATING AND AIR | JCP&L | No | Complete | 2011-09-06 | 2012-01-10 | 2012-02-17 | 2012-02-17
SRP05308 | SREC Solar | BURCHETTE |  | 12.21 | 0 | Residential | 0 | HILLSBOROUGH | 8844 | 5 | TRINITY HEATING AND AIR | PSE&G BPU | No | Complete | 2011-09-06 | 2011-11-02 | 2011-11-16 | 2011-11-16
SRP05309 | SREC Solar | VENTO |  | 6.15 | 0 | Residential | 0 | SOUTHAMPTON | 8088 | 13 | TRINITY HEATING AND AIR | PSE&G BPU | No | Complete | 2011-09-06 | 2012-02-02 | 2012-03-22 | 2012-03-22
SRP05310 | SREC Solar | MCDOUGLE |  | 4.51 | 0 | Residential | 1 | BURLINGTON | 8016 | 13 | TRINITY HEATING AND AIR | PSE&G BPU | No | Complete | 2011-09-06 | 2012-04-04 | 2012-04-26 | 2012-04-26
SRP05311 | SREC Solar | WILLIAMS |  | 8.61 | 0 | Residential | 1 | BROWNS MILLS | 8015 | 13 | TRINITY HEATING AND AIR | JCP&L | No | Complete | 2011-09-06 | 2011-11-23 | 2011-12-16 | 2011-12-16
SRP05312 | SREC Solar | SIKKING | SIKKING FARMS | 19.74 | 0 | Commercial |  | VINELAND | 8360 | 20 | DYNAMIC SOLAR, LLC- WAYNE | AC Electric | No | Complete | 2011-09-02 | 2012-05-15 | 2012-05-29 | 2012-05-29
SRP05313 | SREC Solar | SIKKING | SIKKING FARMS | 62.04 | 0 | Commercial |  | VINELAND | 8360 | 20 | DYNAMIC SOLAR, LLC- WAYNE | AC Electric | No | Complete | 2011-09-02 | 2012-05-15 | 2012-05-29 | 2012-05-29
SRP05314 | SREC Solar | SWEENEY |  | 4.23 | 0 | Residential | 1 | MT. HOLLY | 8060 | 13 | TRINITY HEATING AND AIR | PSE&G BPU | No | Complete | 2011-09-06 | 2011-12-09 | 2012-01-11 | 2012-01-11
SRP05315 | SREC Solar | BROWN | TRANSPARENT OFFICE PRODUCTS LLC | 151.8 | 0 | Commercial | 0 | PENNSAUKEN | 8110 | 14 | ARRAY SUN SYSTEMS | PSE&G BPU | No | Complete | 2011-09-06 | 2012-01-20 | 2012-03-30 | 2012-03-30
SRP05316 | SREC Solar | BASILICO |  | 6.21 | 0 | Residential | 1 | JACKSON | 8527 | 18 | TRINITY HEATING AND AIR | JCP&L | No | Complete | 2011-09-06 | 2011-11-23 | 2011-12-27 | 2011-12-27
SRP05317 | SREC Solar | BYRNE |  | 9.12 | 0 | Residential | 0 | POINT PLEASANT BEACH | 8742 | 18 | SKYLINE SOLAR | JCP&L | No | Complete | 2011-09-06 | 2011-09-20 | 2011-12-08 | 2011-12-08
SRP05318 | SREC Solar | BARNES |  | 8.28 | 0 | Residential | 1 | SOUTHAMPTON | 8088 | 13 | TRINITY HEATING AND AIR | PSE&G BPU | No | Complete | 2011-09-06 | 2011-11-30 | 2011-12-27 | 2011-12-27
SRP05320 | SREC Solar | GONZALEZ |  | 3.74 | 0 | Residential | 0 | WESTAMPTON | 8060 | 13 | REC SOLAR, INC. | PSE&G BPU | No | Complete | 2011-09-07 | 2011-12-19 | 2012-01-19 | 2012-01-19
SRP05321 | SREC Solar | NODELMAN |  | 7.2 | 0 | Residential | 1 | OLD BRIDGE | 8857 | 11 | REC SOLAR, INC. | JCP&L | No | Complete | 2011-09-06 | 2011-11-17 | 2012-01-04 | 2012-01-04
SRP05322 | SREC Solar | HOFFNER |  | 5.92 | 0 | Residential | 1 | CREAM RIDGE | 8514 | 17 | TRINITY HEATING AND AIR | JCP&L | No | Complete | 2011-09-06 | 2011-12-19 | 2012-01-19 | 2012-01-19
SRP05323 | SREC Solar | COHEN |  | 7.35 | 0 | Residential | 1 | FLEMINGTON | 8822 | 4 | REC SOLAR, INC. | JCP&L | No | Complete | 2011-09-06 | 2012-10-02 | 2012-10-12 | 2012-10-12
SRP05324 | SREC Solar | PETERSEN |  | 11.28 | 0 | Residential | 1 | FORDS | 8863 | 11 | REC SOLAR, INC. | PSE&G BPU | No | Complete | 2011-09-06 | 2011-11-03 | 2011-12-14 | 2011-12-14
SRP05325 | SREC Solar | HELM |  | 8.51 | 0 | Residential | 1 | BEACHWOOD | 8722 | 18 | TRINITY HEATING AND AIR | JCP&L | No | Complete | 2011-09-06 | 2012-01-24 | 2012-02-24 | 2012-02-24
SRP05326 | SREC Solar | HOEFELE |  | 9.6 | 0 | Residential | 0 | HILLSBOROUGH | 8844 | 5 | REC SOLAR, INC. | PSE&G BPU | No | Complete | 2011-09-06 | 2011-11-14 | 2011-12-08 | 2011-12-08
SRP05327 | SREC Solar | SMITH |  | 4.23 | 0 | Residential | 1 | HAINESPORT | 8036 | 13 | TRINITY HEATING AND AIR | PSE&G BPU | No | Complete | 2011-09-06 | 2011-12-28 | 2012-01-24 | 2012-01-24
SRP05328 | SREC Solar | ROPP |  | 5.74 | 0 | Residential | 1 | FREEHOLD | 7728 | 17 | TRINITY HEATING AND AIR | JCP&L | No | Complete | 2011-09-06 | 2011-12-28 | 2012-01-24 | 2012-01-24
SRP05329 | SREC Solar | SIMON |  | 9.31 | 0 | Residential | 1 | COLUMBUS | 8022 | 13 | TRINITY HEATING AND AIR | PSE&G BPU | No | Complete | 2011-09-06 | 2012-03-20 | 2012-04-22 | 2012-04-22
SRP05331 | SREC Solar | LEWIS |  | 3.68 | 0 | Residential | 1 | CAPE MAY | 8204 | 21 | TRINITY HEATING AND AIR | AC Electric | No | Complete | 2011-09-06 | 2012-01-04 | 2012-01-31 | 2012-01-31
SRP05332 | SREC Solar | PATEL |  | 9.99 | 0 | Residential | 1 | NORTHFIELD | 8225 | 19 | TRINITY HEATING AND AIR | AC Electric | No | Complete | 2011-09-06 | 2012-01-11 | 2012-02-09 | 2012-02-09
SRP05333 | SREC Solar | ESTRELLA |  | 6.84 | 0 | Residential | 1 | HAMMONTON | 8037 | 19 | TRINITY HEATING AND AIR | AC Electric | No | Complete | 2011-09-06 | 2012-04-04 | 2012-04-26 | 2012-04-26
SRP05335 | SREC Solar | CORNIER |  | 5.17 | 0 | Residential | 1 | PEMBERTON | 8068 | 13 | TRINITY HEATING AND AIR | JCP&L | No | Complete | 2011-09-06 | 2011-12-16 | 2012-01-19 | 2012-01-19
SRP05336 | SREC Solar | MARSHALL |  | 6.11 | 0 | Residential | 1 | BORDENTOWN | 8505 | 13 | TRINITY HEATING AND AIR | PSE&G BPU | No | Complete | 2011-09-06 | 2012-03-26 | 2012-04-23 | 2012-04-23
SRP05337 | SREC Solar | MATTHIAS |  | 7.59 | 0 | Residential | 1 | BROWNS MILLS | 8015 | 13 | TRINITY HEATING AND AIR | JCP&L | No | Complete | 2011-09-06 | 2011-10-28 | 2011-11-10 | 2011-11-10
SRP05338 | SREC Solar | FARRELL |  | 8.61 | 0 | Residential | 1 | BROWNS MILLS | 8015 | 13 | TRINITY HEATING AND AIR | JCP&L | No | Complete | 2011-09-06 | 2011-10-21 | 2011-12-29 | 2011-12-29
SRP05339 | SREC Solar | WASON |  | 6.66 | 0 | Residential | 1 | BAYVILLE | 8721 | 18 | TRINITY HEATING AND AIR | JCP&L | No | Complete | 2011-09-06 | 2012-02-07 | 2012-02-29 | 2012-02-29
SRP05340 | SREC Solar | MAGISTRELLI | WHARTON REALTY MGMT | 35.25 | 0 | Commercial | 1 | EVESHAM TWP | 8053 | 13 | TRINITY HEATING AND AIR | PSE&G BPU | No | Complete | 2011-09-06 | 2012-04-25 | 2012-05-10 | 2012-05-10
SRP05341 | SREC Solar | ROBBINS |  | 9.62 | 0 | Residential | 1 | TOMS RIVER | 8755 | 18 | TRINITY HEATING AND AIR | JCP&L | No | Complete | 2011-09-12 | 2012-03-07 | 2012-04-17 | 2012-04-17
SRP05342 | SREC Solar | DAVIS |  | 6.105 | 0 | Residential | 1 | TOMS RIVER | 8757 | 18 | TRINITY HEATING AND AIR | JCP&L | No | Complete | 2011-09-06 | 2011-11-30 | 2012-01-04 | 2012-01-04
SRP05343 | SREC Solar | MAGISTRELLI | WHARTON REALTY MGMT | 85.54 | 0 | Commercial | 1 | MEDFORD TWP | 8055 | 13 | TRINITY HEATING AND AIR | PSE&G BPU | No | Complete | 2011-09-06 | 2012-02-14 | 2012-03-15 | 2012-03-15
SRP05344 | SREC Solar | HEIM |  | 3.33 | 0 | Residential | 1 | SOUTH PLAINFIELD | 7080 | 11 | INDEPENDENT SOLAR | PSE&G BPU | No | Complete | 2011-09-06 | 2011-11-08 | 2011-12-28 | 2011-12-28
SRP05345 | SREC Solar | THROWER |  | 8.385 | 0 | Residential | 1 | MANTOLOKING | 8738 | 18 | ALTERNATIVE LIGHT & ENERGY SOLUTIONS | JCP&L | No | Complete | 2011-09-06 | 2011-12-08 | 2012-03-30 | 2012-03-30
SRP05346 | SREC Solar | FOLGORE |  | 16.92 | 0 | Residential | 0 | MALBORO | 7746 | 17 | GARDEN STATE SOLAR LLC | JCP&L | No | Complete | 2011-09-06 | 2013-09-11 | 2013-09-19 | 2013-09-19
SRP05347 | SREC Solar | EVANS |  | 11.7 | 0 | Residential | 0 | MONROE | 8831 | 11 | GEOGENIX | JCP&L | No | Complete | 2011-09-06 | 2012-05-29 | 2012-07-05 | 2012-07-05
SRP05350 | SREC Solar | WAROPAY |  | 7.2 | 0 | Residential | 0 | SHAMONG | 8088 | 13 | SELF INSTALL | AC Electric | No | Complete | 2011-09-12 | 2012-01-06 | 2012-01-19 | 2012-01-19
SRP05351 | SREC Solar | LOESCH |  | 9.24 | 0 | Residential | 1 | LITTLE EGG HARBOR | 8087 | 18 | CORBIN SOLAR SOLUTIONS, LLC | AC Electric | No | Complete | 2011-09-12 | 2012-01-11 | 2012-02-07 | 2012-02-07
SRP05352 | SREC Solar | KASINSKI | VIKING YACHT CO. PHASE 1, BLDG 5/5A | 219.45 | 0 | Commercial | 0 | NEW GRETNA | 8224 | 13 | VIKING ALTERNATIVE ENERGY COMPANY | AC Electric | No | Complete | 2011-09-12 | 2012-04-16 | 2012-04-30 | 2012-04-30
SRP05353 | SREC Solar | FERRY |  | 2.46 | 0 | Residential | 1 | SEWELL | 8088 | 13 | TRINITY HEATING AND AIR | AC Electric | No | Complete | 2011-09-12 | 2012-01-09 | 2012-02-02 | 2012-02-02
SRP05354 | SREC Solar | WALDEK |  | 10.25 | 0 | Residential | 1 | SOMERVILLE | 8876 | 5 | TRINITY HEATING AND AIR | JCP&L | No | Complete | 2011-09-12 | 2011-11-30 | 2012-01-04 | 2012-01-04
SRP05355 | SREC Solar | MAGISTRELLI | WHARTON HARDWARE AND SUPPLY | 31.725 | 0 | Commercial | 0 | PENSAUKEN | 8110 | 14 | TRINITY HEATING AND AIR | PSE&G BPU | No | Complete | 2011-09-12 | 2012-02-29 | 2012-04-12 | 2012-04-12
SRP05357 | SREC Solar | MCBRIDE |  | 4.7 | 0 | Residential | 1 | KEARNY | 7032 | 8 | VIVINT SOLAR | PSE&G BPU | No | Complete | 2011-09-12 | 2011-11-10 | 2011-12-29 | 2011-12-29
SRP05360 | SREC Solar | ARAUJO |  | 4.935 | 0 | Residential | 1 | KEARNY | 7032 | 8 | VIVINT SOLAR | PSE&G BPU | No | Complete | 2011-09-12 | 2012-03-14 | 2012-04-13 | 2012-04-13
SRP05363 | SREC Solar | RAMOS |  | 3.525 | 0 | Residential | 1 | KEARNY | 7032 | 8 | VIVINT SOLAR | PSE&G BPU | No | Complete | 2011-09-12 | 2011-11-09 | 2012-08-08 | 2012-08-08
SRP05366 | SREC Solar | SNEDDON JR |  | 4.465 | 0 | Residential | 1 | NUTLEY | 7110 | 9 | VIVINT SOLAR | PSE&G BPU | No | Complete | 2011-09-12 | 2012-01-12 | 2012-02-02 | 2012-02-02
SRP05367 | SREC Solar | LEMA |  | 3.525 | 0 | Residential | 1 | NUTLEY | 7110 | 9 | VIVINT SOLAR | PSE&G BPU | No | Complete | 2011-09-12 | 2011-11-10 | 2011-12-29 | 2011-12-29
SRP05369 | SREC Solar | BENAVIDES |  | 3.525 | 0 | Residential | 1 | KEARNY | 7032 | 8 | VIVINT SOLAR | PSE&G BPU | No | Complete | 2011-09-12 | 2012-01-10 | 2012-02-17 | 2012-02-17
SRP05370 | SREC Solar | DONOVITCH |  | 6.345 | 0 | Residential | 1 | KEARNY | 7032 | 8 | VIVINT SOLAR | PSE&G BPU | No | Complete | 2011-09-12 | 2012-01-19 | 2012-02-10 | 2012-02-10
SRP05371 | SREC Solar | JOHNSON |  | 7 | 0 | Residential | 1 | EDISON | 8817 | 11 | ALTERIS RENEWABLES | PSE&G BPU | No | Complete | 2011-09-12 | 2012-04-05 | 2012-04-30 | 2012-04-30
SRP05372 | SREC Solar | KOCH |  | 10.8 | 0 | Residential | 0 | EWING | 8628 | 12 | SUN SAVER SOLAR SYSTEMS 2 | PSE&G BPU | No | Complete | 2011-09-12 | 2012-01-03 | 2012-01-13 | 2012-01-13
SRP05373 | SREC Solar | RUVOLO |  | 6.45 | 0 | Residential | 1 | COLONIA | 7067 | 10 | A-TOP ALTERNATIVE ENERGY | PSE&G BPU | No | Complete | 2011-09-12 | 2011-09-30 | 2011-12-16 | 2011-12-16
SRP05374 | SREC Solar | SHADAB |  | 9.12 | 0 | Residential | 0 | PARAMUS | 7652 | 7 | SEA BRIGHT SOLAR, LLC | PSE&G BPU | No | Complete | 2011-09-12 | 2011-12-08 | 2012-01-04 | 2012-01-04
SRP05375 | SREC Solar | SANDERS |  | 6.02 | 0 | Residential | 1 | UNION | 7083 | 10 | A-TOP ALTERNATIVE ENERGY | PSE&G BPU | No | Complete | 2011-09-12 | 2011-10-18 | 2011-12-27 | 2011-12-27
SRP05376 | SREC Solar | ROTHSTEIN |  | 11.75 | 0 | Residential | 0 | LIVINGSTON | 7039 | 9 | GREEN ESSEX SOLAR | PSE&G BPU | No | Complete | 2011-09-12 | 2012-01-24 | 2012-02-20 | 2012-02-20
SRP05377 | SREC Solar | WEISS |  | 8.46 | 0 | Residential | 1 | MORRISTOWN | 7960 | 3 | TRINITY HEATING AND AIR | JCP&L | No | Complete | 2011-09-12 | 2011-12-28 | 2012-01-24 | 2012-01-24
SRP05378 | SREC Solar | KUHLMAN |  | 2.46 | 0 | Residential | 0 | RINGWOOD | 7456 | 6 | TRINITY HEATING AND AIR | JCP&L | No | Complete | 2011-09-12 | 2012-01-10 | 2012-02-10 | 2012-02-10
SRP05379 | SREC Solar | HADLEY |  | 14.49 | 0 | Residential | 1 | BRICK | 8723 | 18 | ENERGY SOLUTIONS OF NEW JERSEY LLC | JCP&L | No | Complete | 2011-09-12 | 2013-07-26 | 2013-08-05 | 2013-08-05
SRP05380 | SREC Solar | BRENNER |  | 11.78 | 0 | Residential | 1 | JACKSON | 8527 | 18 | TRINITY HEATING AND AIR | JCP&L | No | Complete | 2011-09-12 | 2011-12-19 | 2012-01-19 | 2012-01-19
SRP05381 | SREC Solar | KARPEH |  | 7.285 | 0 | Residential | 1 | UNION CITY | 7087 | 8 | TRINITY HEATING AND AIR | PSE&G BPU | No | Complete | 2011-09-12 | 2012-06-05 | 2012-06-13 | 2012-06-13
SRP05382 | SREC Solar | FRITZPATRICK |  | 9.2 | 0 | Residential | 1 | MANCHESTER | 8753 | 18 | ENERGY SOLUTIONS OF NEW JERSEY LLC | JCP&L | No | Complete | 2011-09-12 | 2013-12-02 | 2013-12-06 | 2013-12-06
SRP05383 | SREC Solar | ROSKOWSKI |  | 12.21 | 0 | Residential | 1 | WARETOWN | 8758 | 18 | TRINITY HEATING AND AIR | JCP&L | No | Complete | 2011-09-12 | 2011-11-23 | 2011-12-16 | 2011-12-16
SRP05384 | SREC Solar | LONGACRE |  | 4.935 | 0 | Residential | 1 | CARNEYS POINT | 8069 | 16 | TRINITY HEATING AND AIR | AC Electric | No | Complete | 2011-09-12 | 2012-01-18 | 2012-02-20 | 2012-02-20
SRP05385 | SREC Solar | PATRICK |  | 7.13 | 0 | Residential | 1 | BRICK | 8724 | 18 | ENERGY SOLUTIONS OF NEW JERSEY LLC | JCP&L | No | Complete | 2011-09-12 | 2014-06-17 | 2014-06-19 | 2014-06-26
SRP05386 | SREC Solar | TARKENTON |  | 8.97 | 0 | Residential | 1 | MANCHESTER | 8759 | 18 | ENERGY SOLUTIONS OF NEW JERSEY LLC | JCP&L | No | Complete | 2011-09-12 | 2013-07-24 | 2013-07-29 | 2013-07-29
SRP05387 | SREC Solar | SEVERYN |  | 9.89 | 0 | Residential | 1 | AVENEL | 7001 | 11 | A-TOP ALTERNATIVE ENERGY | PSE&G BPU | No | Complete | 2011-09-12 | 2011-11-25 | 2011-12-27 | 2011-12-27
SRP05388 | SREC Solar | SHAH |  | 62.4 | 0 | Residential | 0 | TITUSVILLE | 8560 | 12 | GEOPEAK ENERGY LLC | PSE&G BPU | No | Complete | 2011-09-12 | 2012-05-10 | 2012-05-24 | 2012-05-24
SRP05389 | SREC Solar | FRATTINI | THE HUNGRY PUPPY CORPORATION | 22.08 | 0 | Commercial | 1 | FARMINGDALE | 7727 | 17 | 4BESTSOLAR, LLC | JCP&L | No | Complete | 2011-09-12 | 2011-11-08 | 2011-11-22 | 2011-11-22
SRP05390 | SREC Solar | SHAH |  | 3.9 | 0 | Residential | 1 | LODI | 7644 | 7 | ALTERNATIVE LIGHT & ENERGY SOLUTIONS | PSE&G BPU | No | Complete | 2011-09-12 | 2011-10-11 | 2011-12-28 | 2011-12-28
SRP05391 | SREC Solar | KULESA |  | 3.76 | 0 | Residential | 1 | CLIFTON | 7013 | 6 | ROOF DIAGNOSTICS INC | JCP&L | No | Complete | 2011-09-12 | 2012-04-26 | 2012-06-01 | 2012-06-01
SRP05392 | SREC Solar | CHOCIEMSKI |  | 13.8 | 0 | Residential | 1 | MANCHESTER | 8759 | 18 | GEOGENIX | JCP&L | No | Complete | 2011-09-12 | 2011-12-08 | 2012-01-05 | 2012-01-05
SRP05393 | SREC Solar | REID |  | 10.58 | 0 | Residential | 1 | POINT PLEASANT | 8742 | 18 | GEOGENIX | JCP&L | No | Complete | 2011-09-12 | 2011-12-30 | 2012-01-24 | 2012-01-24
SRP05394 | SREC Solar | BISSO |  | 24.3 | 0 | Residential | 0 | MIDDLETOWN | 7748 | 17 | KOPP ELECTRIC COMPANY | JCP&L | No | Complete | 2011-09-12 | 2012-02-27 | 2012-04-05 | 2012-04-05
SRP05396 | SREC Solar | MAGISTRELLI | WHARTON REALTY MGMT | 50.16 | 0 | Commercial | 1 | EVESHAM TWP | 8053 | 13 | TRINITY HEATING AND AIR | PSE&G BPU | No | Complete | 2011-09-12 | 2012-04-25 | 2012-05-10 | 2012-05-10
SRP05397 | SREC Solar | JEWELL |  | 5.28 | 0 | Residential | 0 | ALLENTOWN | 8501 | 17 | KOPP ELECTRIC COMPANY | PSE&G BPU | No | Complete | 2011-09-12 | 2012-02-01 | 2012-03-02 | 2012-03-02
SRP05399 | SREC Solar | TENAGIN | SHALIMAR RESORT | 18.095 | 0 | Commercial | 0 | WILDWOOD CREST | 8260 | 21 | SHERWOOD ELECTRIC CO. INC. | AC Electric | No | Complete | 2011-09-12 | 2011-10-20 | 2011-10-28 | 2011-10-28
SRP05401 | SREC Solar | FRANKL |  | 9.6 | 0 | Residential | 0 | NEW MILFORD | 7646 | 7 | BEST ENERGY POWER | PSE&G BPU | No | Complete | 2011-09-12 | 2012-01-25 | 2012-02-22 | 2012-02-22
SRP05402 | SREC Solar | DEMAREST |  | 8.16 | 0 | Residential | 0 | EDISON | 8817 | 11 | SKYLINE SOLAR | PSE&G BPU | No | Complete | 2011-09-12 | 2012-03-28 | 2012-04-22 | 2012-04-22
SRP05403 | SREC Solar | CHARLES |  | 6.21 | 0 | Residential | 0 | MEDFORD | 8055 | 13 | EASTERN ENERGY SERVICES | AC Electric | No | Complete | 2011-09-12 | 2013-02-06 | 2013-02-11 | 2013-02-11
SRP05404 | SREC Solar | GOLDBERG |  | 6.24 | 0 | Residential | 1 | JACKSON | 8527 | 18 | REC SOLAR, INC. | JCP&L | No | Complete | 2011-09-12 | 2011-11-03 | 2011-12-14 | 2011-12-14
SRP05405 | SREC Solar | SUHR |  | 6.9 | 0 | Residential | 1 | MILLVILLE | 8332 | 20 | SEA BRIGHT SOLAR, LLC | AC Electric | No | Complete | 2011-09-12 | 2012-04-04 | 2012-04-26 | 2012-04-26
SRP05406 | SREC Solar | FERRARI |  | 3.185 | 0 | Residential | 1 | BRIDGEWATER | 8807 | 5 | REC SOLAR, INC. | PSE&G BPU | No | Complete | 2011-09-12 | 2012-10-03 | 2012-10-25 | 2012-10-25
SRP05407 | SREC Solar | VITIELLO |  | 8.28 | 0 | Residential | 1 | PORT MONMOUTH | 7758 | 17 | SEA BRIGHT SOLAR, LLC | JCP&L | No | Complete | 2011-09-12 | 2011-11-17 | 2011-12-16 | 2011-12-16
SRP05409 | SREC Solar | MCCOLLUM |  | 8.05 | 0 | Residential | 1 | MILLVILLE | 8332 | 20 | SEA BRIGHT SOLAR, LLC | AC Electric | No | Complete | 2011-09-12 | 2012-03-20 | 2012-04-22 | 2012-04-22
SRP05410 | SREC Solar | GRUSEMEYER |  | 4.14 | 0 | Residential | 1 | MILLVILLE | 8332 | 20 | SEA BRIGHT SOLAR, LLC | AC Electric | No | Complete | 2011-09-12 | 2012-04-25 | 2012-05-10 | 2012-05-10
SRP05411 | SREC Solar | MATHEZ |  | 3.84 | 0 | Residential | 0 | COLUMBIA | 7832 | 2 | SOLAR ENERGY IS POWER INC. | JCP&L | No | Complete | 2011-09-12 | 2012-04-03 | 2012-05-22 | 2012-05-22
SRP05412 | SREC Solar | BUONINCONTRI |  | 12.65 | 0 | Residential | 1 | WASHINGTON | 7882 | 2 | GEOGENIX | JCP&L | No | Complete | 2011-09-12 | 2012-01-05 | 2012-01-26 | 2012-01-26
SRP05413 | SREC Solar | KLINGER |  | 11.73 | 0 | Residential | 1 | WHARTON | 7885 | 3 | GEOGENIX | JCP&L | No | Complete | 2011-09-12 | 2011-12-01 | 2011-12-27 | 2011-12-27
SRP05414 | SREC Solar | DONNENBERG |  | 6.3 | 0 | Residential | 0 | SOMERSET | 8873 | 5 | GEOGENIX | PSE&G BPU | No | Complete | 2011-09-12 | 2011-12-19 | 2012-01-17 | 2012-01-17
SRP05415 | SREC Solar | WILHELM |  | 11.224 | 0 | Residential | 0 | VOORHEES | 8043 | 14 | SOLAR SOLUTIONS LLC | AC Electric | No | Complete | 2011-09-12 | 2012-03-08 | 2012-04-17 | 2012-04-17
SRP05416 | SREC Solar | BARROS |  | 2.82 | 0 | Residential | 1 | KEARNY | 7032 | 8 | VIVINT SOLAR | PSE&G BPU | No | Complete | 2011-09-12 | 2012-01-12 | 2012-02-02 | 2012-02-02
SRP05417 | SREC Solar | MAJESKI |  | 4.5 | 0 | Residential | 0 | SOMERSET | 8873 | 5 | GEOGENIX | PSE&G BPU | No | Complete | 2011-09-12 | 2011-12-16 | 2012-01-24 | 2012-01-24
SRP05418 | SREC Solar | ZHANG |  | 11.515 | 0 | Residential | 0 | EAST HANOVER | 7936 | 3 | NJ SOLAR SYSTEM LLC | JCP&L | No | Complete | 2011-09-12 | 2011-11-01 | 2011-11-15 | 2011-11-15
SRP05419 | SREC Solar | MANDZY |  | 6.58 | 0 | Residential | 1 | HASBROUCK HEIGHTS | 7604 | 7 | VIVINT SOLAR | PSE&G BPU | No | Complete | 2011-09-12 | 2012-01-19 | 2012-02-10 | 2012-02-10
SRP05420 | SREC Solar | SAVAGE |  | 4.23 | 0 | Residential | 1 | KEARNY | 7032 | 8 | VIVINT SOLAR | PSE&G BPU | No | Complete | 2011-09-12 | 2011-11-09 | 2011-11-22 | 2011-11-22
SRP05422 | SREC Solar | FERMIN |  | 8.46 | 0 | Residential | 1 | WILLINGBORO | 8046 | 13 | TRINITY HEATING AND AIR | PSE&G BPU | No | Complete | 2011-09-12 | 2012-03-19 | 2012-04-19 | 2012-04-19
SRP05423 | SREC Solar | COVEY |  | 8.28 | 0 | Residential | 1 | FORKED RIVER | 8731 | 18 | TRINITY HEATING AND AIR | JCP&L | No | Complete | 2011-09-12 | 2012-01-26 | 2012-02-24 | 2012-02-24
SRP05424 | SREC Solar | KADISH |  | 8.46 | 0 | Residential | 1 | TEANECK | 7666 | 7 | TRINITY HEATING AND AIR | PSE&G BPU | No | Complete | 2011-09-12 | 2012-02-29 | 2012-04-11 | 2012-04-11
SRP05425 | SREC Solar | SARNECKY |  | 9.66 | 0 | Residential | 1 | SPRING LAKE HEIGHTS | 7762 | 17 | GEOGENIX | JCP&L | No | Complete | 2011-09-12 | 2011-12-08 | 2012-01-05 | 2012-01-05
SRP05426 | SREC Solar | SCHIFFMAN | 20 SPYGLASS TRUST | 5.92 | 0 | Commercial | 1 | JACKSON | 8527 | 18 | TRINITY HEATING AND AIR | JCP&L | No | Complete | 2011-09-12 | 2011-09-22 | 2011-10-13 | 2011-10-13
SRP05427 | SREC Solar | LUPEX |  | 10.8 | 0 | Residential | 0 | CREAM RIDGE | 8514 | 17 | 4BESTSOLAR, LLC | JCP&L | No | Complete | 2011-09-12 | 2012-04-06 | 2012-06-01 | 2012-06-01
SRP05429 | SREC Solar | MAGISTRELLI | WHARTON HARDWARE | 42.3 | 0 | Commercial | 0 | PENNSAUKEN TWP | 8110 | 14 | TRINITY HEATING AND AIR | PSE&G BPU | No | Complete | 2011-09-12 | 2012-03-06 | 2012-04-12 | 2012-04-12
SRP05430 | SREC Solar | MAGISTRELLI | WHARTON HARDWARE AND SUPPLY | 16.92 | 0 | Residential | 0 | PENNSAUKEN | 8110 | 14 | TRINITY HEATING AND AIR | PSE&G BPU | No | Complete | 2011-09-12 | 2012-04-25 | 2012-05-22 | 2012-05-22
SRP05431 | SREC Solar | KALLMAN |  | 8.16 | 0 | Residential | 0 | METUCHEN | 8840 | 11 | AMERICAN RENEWABLE ENERGY, INC | PSE&G BPU | No | Complete | 2011-09-12 | 2011-11-09 | 2012-04-05 | 2012-04-05
SRP05432 | SREC Solar | PECK |  | 9.2 | 0 | Residential | 0 | PETERSBURG | 8270 | 21 | GEOPEAK ENERGY LLC | AC Electric | No | Complete | 2011-09-12 | 2011-12-28 | 2012-01-31 | 2012-01-31
SRP05433 | SREC Solar | GOULLET |  | 4.4 | 0 | Residential | 0 | LAKE HOPATCONG | 7849 | 3 | BYSOLAR, INC. | JCP&L | No | Complete | 2011-09-12 | 2012-09-19 | 2012-10-11 | 2012-10-11
SRP05434 | SREC Solar | SCOTT | BD OF FIRE COMMISSIONER DIST 3 | 33.12 | 0 | Non Profit | 1 | BRICK | 8723 | 18 | TRINITY HEATING AND AIR | JCP&L | No | Complete | 2011-09-12 | 2012-01-12 | 2012-02-02 | 2012-02-02
SRP05435 | SREC Solar | RUSSO | RUSSO MUSIC CENTER, INC. | 82.8 | 0 | Commercial | 0 | TRENTON | 8610 | 12 | TRINITY HEATING AND AIR | PSE&G BPU | No | Complete | 2011-09-12 | 2012-03-27 | 2012-04-22 | 2012-04-22
SRP05436 | SREC Solar | WEISS | LEX ASSOCIATES | 154 | 0 | Commercial | 1 | EDISON | 8817 | 11 | SOLAR ENERGY, LLC | PSE&G BPU | No | Complete | 2011-09-12 | 2012-02-02 | 2012-03-27 | 2012-03-27
SRP05437 | SREC Solar | MACDONALD | LINDEN PUBLIC LIBRARY | 14.1 | 0 | Government Facility | 1 | LINDEN | 7036 | 10 | PRO-TECH ENERGY SOLUTIONS | PSE&G BPU | No | Complete | 2011-09-12 | 2012-02-02 | 2012-03-08 | 2012-03-08
SRP05438 | SREC Solar | WITTENBURG |  | 4.05 | 0 | Residential | 0 | MONMOUTH JUNCTION | 8832 | 11 | HEAT SHED | PSE&G BPU | No | Complete | 2011-09-12 | 2012-01-26 | 2012-02-24 | 2012-02-24
SRP05440 | SREC Solar | INDELICATO |  | 6.11 | 0 | Residential | 1 | LAWRENCEVILLE | 8648 | 12 | TRINITY HEATING AND AIR | PSE&G BPU | No | Complete | 2011-09-12 | 2012-02-02 | 2012-03-27 | 2012-03-27
SRP05441 | SREC Solar | DISILVESTRO | WOODBRIDGE BOWLING | 49.88 | 0 | Commercial | 1 | WOODBRIDGE | 7095 | 11 | ECOLOGICAL SYSTEMS-MANALAPAN | PSE&G BPU | No | Complete | 2011-09-12 | 2012-08-14 | 2012-08-23 | 2012-08-23
SRP05442 | SREC Solar | GREEN |  | 8.2 | 0 | Residential | 1 | ROCKAWAY | 7866 | 3 | TRINITY HEATING AND AIR | JCP&L | No | Complete | 2011-09-12 | 2012-03-19 | 2012-04-19 | 2012-04-19
SRP05443 | SREC Solar | COYLE |  | 7.05 | 0 | Residential | 1 | BRICK | 8723 | 18 | TRINITY HEATING AND AIR | JCP&L | No | Complete | 2011-09-12 | 2012-01-25 | 2012-02-24 | 2012-02-24
SRP05444 | SREC Solar | BERLINER |  | 9.62 | 0 | Residential | 1 | LAKEWOOD | 8701 | 18 | AROSA SOLAR ENERGY, INC | JCP&L | No | Complete | 2011-09-12 | 2012-01-25 | 2012-02-24 | 2012-02-24
SRP05445 | SREC Solar | DIPASQUALE |  | 7.38 | 0 | Residential | 1 | TABERNACLE | 8088 | 13 | TRINITY HEATING AND AIR | AC Electric | No | Complete | 2011-09-12 | 2012-02-21 | 2012-03-27 | 2012-03-27
SRP05446 | SREC Solar | SCHMIERER |  | 7.36 | 0 | Residential | 0 | BURLINGTON | 8016 | 13 | SUN FARM NETWORK | PSE&G BPU | No | Complete | 2011-09-12 | 2012-02-13 | 2012-03-08 | 2012-03-08
SRP05447 | SREC Solar | HABECK |  | 7.03 | 0 | Residential | 1 | WILLINGBORO | 8046 | 13 | TRINITY HEATING AND AIR | PSE&G BPU | No | Complete | 2011-09-12 | 2012-03-20 | 2012-04-22 | 2012-04-22
SRP05448 | SREC Solar | BOULOUTAS |  | 8.16 | 0 | Residential | 0 | PRINCETON | 8540 | 12 | EXACT SOLAR | PSE&G BPU | No | Complete | 2011-09-12 | 2012-01-25 | 2012-02-24 | 2012-02-24
SRP05449 | SREC Solar | GRIFFITH |  | 10.35 | 0 | Residential | 1 | BROWNS MILLS | 8015 | 13 | TRINITY HEATING AND AIR | JCP&L | No | Complete | 2011-09-12 | 2011-11-30 | 2012-01-04 | 2012-01-04
SRP05451 | SREC Solar | HELLWIG-FARRELL |  | 6.11 | 0 | Residential | 1 | JACKSON | 8527 | 18 | TRINITY HEATING AND AIR | JCP&L | No | Complete | 2011-09-12 | 2012-01-09 | 2012-02-22 | 2012-02-22
SRP05452 | SREC Solar | HERBERT |  | 5.64 | 0 | Residential | 1 | NEPTUNE CITY | 7753 | 17 | TRINITY HEATING AND AIR | JCP&L | No | Complete | 2011-09-12 | 2011-12-08 | 2012-01-05 | 2012-01-05
SRP05453 | SREC Solar | ATIYA |  | 9.9 | 0 | Residential | 0 | PRINCETON | 8540 | 12 | SKY HIGH ENERGY, LLC | PSE&G BPU | No | Complete | 2011-09-12 | 2012-01-16 | 2012-02-17 | 2012-02-17
SRP05454 | SREC Solar | MERCURIO |  | 8.51 | 0 | Residential | 1 | WARETOWN | 8758 | 18 | TRINITY HEATING AND AIR | JCP&L | No | Complete | 2011-09-12 | 2012-02-27 | 2012-10-04 | 2012-10-04
SRP05455 | SREC Solar | CETERKO |  | 6.9 | 0 | Residential | 0 | ROSELLE PARK | 7204 | 10 | CORBIN SOLAR SOLUTIONS, LLC | PSE&G BPU | No | Complete | 2011-09-12 | 2011-12-16 | 2012-01-24 | 2012-01-24
SRP05456 | SREC Solar | GAROPPO | GAROPPO STONE & GARDEN | 103.68 | 0 | Commercial | 0 | NEWFIELD | 8344 | 15 | TRINITY HEATING AND AIR | AC Electric | No | Complete | 2011-09-12 | 2012-03-12 | 2012-04-13 | 2012-04-13
SRP05458 | SREC Solar | WINKLER | POMONA VOL. FIRE ASSOC #1 | 31.725 | 0 | Non Profit | 0 | POMONA | 8240 | 19 | MERCURY SOLAR SYSTEMS - PORT CHESTER | AC Electric | No | Complete | 2011-09-12 | 2012-05-01 | 2012-05-18 | 2012-05-18
SRP05459 | SREC Solar | ALT | SHI INTERNATIONAL CORP (WEST) | 238.29 | 0 | Commercial | 0 | SOMERSET | 8873 | 5 | RAY ANGELINI, INC. | PSE&G BPU | No | Complete | 2011-09-12 | 2012-03-14 | 2012-04-19 | 2012-04-19
SRP05460 | SREC Solar | ALT | SHI INTERNATIONAL CORP (EAST) | 259.675 | 0 | Commercial | 0 | SOMERSET | 8873 | 5 | RAY ANGELINI, INC. | PSE&G BPU | No | Complete | 2011-09-12 | 2012-03-14 | 2012-04-22 | 2012-04-22
SRP05461 | SREC Solar | BROWN |  | 15.51 | 2500 | Residential | 1 | POLE TAVERN | 8318 | 16 | RCL ENTERPRISES INC. | AC Electric | No | Complete | 2011-09-12 | 2012-01-03 | 2012-04-25 | 2012-07-24
SRP05462 | SREC Solar | MAGISTRELLI | WHARTON REALTY MGMT | 39.48 | 0 | Commercial | 1 | EVESHAM TWP | 8053 | 13 | TRINITY HEATING AND AIR | PSE&G BPU | No | Complete | 2011-09-12 | 2012-04-25 | 2012-05-22 | 2012-05-22
SRP05463 | SREC Solar | ALVAREZ |  | 8.695 | 0 | Residential | 1 | BRICK | 8724 | 18 | TRINITY HEATING AND AIR | JCP&L | No | Complete | 2011-09-12 | 2011-11-15 | 2011-12-14 | 2011-12-14
SRP05464 | SREC Solar | ESPOSITO |  | 12.22 | 2500 | Residential | 0 | MULLICA HILL | 8062 | 15 | RCL ENTERPRISES INC. | AC Electric | No | Complete | 2011-09-12 | 2011-10-11 | 2012-01-24 | 2012-04-04
SRP05465 | SREC Solar | ZITO |  | 4.7 | 0 | Residential | 1 | HOWELL | 7731 | 17 | TRINITY HEATING AND AIR | JCP&L | No | Complete | 2011-09-12 | 2012-02-01 | 2012-03-28 | 2012-03-28
SRP05466 | SREC Solar | SLICK |  | 5.74 | 0 | Residential | 1 | BROWNS MILLS | 8015 | 13 | TRINITY HEATING AND AIR | JCP&L | No | Complete | 2011-09-12 | 2011-11-21 | 2011-12-27 | 2011-12-27
SRP05468 | SREC Solar | KWIATKOWSKI |  | 10.81 | 0 | Residential | 1 | FREEHOLD | 7728 | 17 | TRINITY HEATING AND AIR | JCP&L | No | Complete | 2011-09-12 | 2012-02-27 | 2012-04-05 | 2012-04-05
SRP05469 | SREC Solar | BERG | CD STOW ROAD ASSOCIATES, LLC | 796.32 | 0 | Commercial | 1 | MARLTON | 8053 | 13 | SOUTHERN EXPOSURE SOLAR, INC | PSE&G BPU | No | Complete | 2011-09-12 | 2012-01-06 | 2012-02-17 | 2012-02-17
SRP05470 | SREC Solar | DENNEY |  | 6.11 | 0 | Residential | 1 | LUMBERTON | 8048 | 13 | TRINITY HEATING AND AIR | PSE&G BPU | No | Complete | 2011-09-12 | 2011-12-28 | 2012-01-24 | 2012-01-24
SRP05471 | SREC Solar | FU |  | 12.69 | 0 | Residential | 0 | MORGANVILLE | 7751 | 17 | NJ SOLAR SYSTEM LLC | JCP&L | No | Complete | 2011-09-12 | 2012-03-12 | 2012-04-13 | 2012-04-13
SRP05472 | SREC Solar | O'BRIEN | RAY'S MECHANICAL | 5.17 | 0 | Commercial | 0 | PORT NORRIS | 8349 | 20 | MERCURY SOLAR SYSTEMS - PORT CHESTER | AC Electric | No | Complete | 2011-09-12 | 2012-04-04 | 2012-04-30 | 2012-04-30
SRP05473 | SREC Solar | LOWERY |  | 4.1 | 0 | Residential | 1 | BROWNS MILLS | 8015 | 13 | TRINITY HEATING AND AIR | JCP&L | No | Complete | 2011-09-12 | 2011-12-08 | 2012-01-04 | 2012-01-04
SRP05475 | SREC Solar | PANDURO |  | 3.68 | 0 | Residential | 1 | CLIFTON | 7013 | 6 | TRINITY HEATING AND AIR | PSE&G BPU | No | Complete | 2011-09-12 | 2011-11-21 | 2011-12-27 | 2011-12-27
SRP05477 | SREC Solar | GUSTAVE |  | 6.11 | 0 | Residential | 1 | PEMBERTON | 8068 | 13 | TRINITY HEATING AND AIR | JCP&L | No | Complete | 2011-09-12 | 2011-11-21 | 2011-12-27 | 2011-12-27
SRP05479 | SREC Solar | ZHANG | PRINCETEL, INC | 197.52 | 0 | Commercial | 0 | HAMILTON | 8619 | 12 | SOLIS PARTNERS, LLC | PSE&G BPU | No | Complete | 2011-09-12 | 2012-04-19 | 2012-05-02 | 2012-05-02
SRP05480 | SREC Solar | CHERUBINI | SCOPES UP, LLC | 17.85 | 0 | Commercial | 0 | DELRAN | 8075 | 13 | SOLULAR LLC. II | PSE&G BPU | No | Complete | 2011-09-12 | 2012-08-07 | 2012-08-20 | 2012-08-20
SRP05482 | SREC Solar | PACIULLI |  | 14.4 | 0 | Residential | 1 | LAMBERTVILLE | 8530 | 4 | REC SOLAR, INC. | JCP&L | No | Complete | 2011-09-12 | 2012-04-26 | 2012-05-18 | 2012-05-18
SRP05483 | SREC Solar | BECKER |  | 6.58 | 0 | Residential | 1 | CRANFORD TWP | 7016 | 10 | MERCURY SOLAR SYSTEMS | PSE&G BPU | No | Complete | 2011-09-12 | 2011-12-28 | 2012-01-31 | 2012-01-31
SRP05484 | SREC Solar | JOHNSTON |  | 5.17 | 0 | Residential | 1 | WILLIAMSTOWN | 8094 | 15 | TRINITY HEATING AND AIR | AC Electric | No | Complete | 2011-09-12 | 2012-08-10 | 2012-08-21 | 2012-08-21
SRP05485 | SREC Solar | RICKLE |  | 11.28 | 0 | Residential | 0 | MONROE TWP | 8831 | 11 | GONE GREEN TECHNOLOGIES | JCP&L | No | Complete | 2011-09-12 | 2011-11-21 | 2012-03-08 | 2012-03-08
SRP05486 | SREC Solar | HAMLIN |  | 4.7 | 0 | Residential | 1 | NUTLEY | 7110 | 9 | TRINITY HEATING AND AIR | PSE&G BPU | No | Complete | 2011-09-12 | 2012-02-08 | 2012-04-25 | 2012-04-25
SRP05487 | SREC Solar | BUNK |  | 5.17 | 0 | Residential | 1 | NEW EGYPT | 8533 | 18 | TRINITY HEATING AND AIR | JCP&L | No | Complete | 2011-09-12 | 2011-12-08 | 2012-01-04 | 2012-01-04
SRP05488 | SREC Solar | DEFRANCIS |  | 6.11 | 0 | Residential | 1 | JACKSON | 8527 | 18 | TRINITY HEATING AND AIR | JCP&L | No | Complete | 2011-09-12 | 2012-01-04 | 2012-01-31 | 2012-01-31
SRP05491 | SREC Solar | MILLSTEIN |  | 28.392 | 0 | Residential | 1 | PARAMUS | 7652 | 7 | CONSOLIDATED ELECTRIC, LLC | PSE&G BPU | No | Complete | 2011-09-19 | 2012-01-26 | 2012-04-11 | 2012-04-11
SRP05492 | SREC Solar | MILLSTEIN |  | 73.528 | 0 | Commercial | 1 | PARAMUS | 7652 | 7 | CONSOLIDATED ELECTRIC, LLC | PSE&G BPU | No | Complete | 2011-09-19 | 2012-01-26 | 2012-04-11 | 2012-04-11
SRP05493 | SREC Solar | CASSONE |  | 23.04 | 0 | Residential | 0 | TUCKERTON | 8087 | 18 | GREEN HORIZON ENERGY LLC | AC Electric | No | Complete | 2011-09-19 | 2012-10-23 | 2012-11-07 | 2012-11-07
SRP05494 | SREC Solar | BREGMAN |  | 8.28 | 0 | Residential | 0 | CRANFORD | 7016 | 10 | SUN SAVER SOLAR SYSTEMS 2 | PSE&G BPU | No | Complete | 2011-09-19 | 2012-07-16 | 2012-07-26 | 2012-07-26
SRP05495 | SREC Solar | CHATURVEDI |  | 6.44 | 0 | Residential | 0 | SWEDESBORO | 8085 | 15 | GEOPEAK ENERGY LLC | AC Electric | No | Complete | 2011-09-19 | 2011-12-16 | 2012-01-24 | 2012-01-24
SRP05496 | SREC Solar | JACALAN |  | 10.32 | 0 | Residential | 1 | SOUTH PLAINFIELD | 7080 | 11 | REC SOLAR, INC. | PSE&G BPU | No | Complete | 2011-09-19 | 2012-03-15 | 2012-04-22 | 2012-04-22
SRP05497 | SREC Solar | EISENBERG | NEW ENGLAND MOTOR FREIGHT, INC. | 82.25 | 0 | Commercial | 1 | SOUH PLAINFIELD | 7080 | 11 | SOLAR NATION NEW JERSEY LLC | PSE&G BPU | No | Complete | 2011-09-19 | 2012-01-23 | 2012-02-17 | 2012-02-17
SRP05498 | SREC Solar | EISENBERG | NEW ENGLAND MOTOR FREIGHT, INC. | 55.93 | 0 | Commercial | 1 | PENNSAUKEN | 8110 | 14 | SOLAR NATION NEW JERSEY LLC | PSE&G BPU | No | Complete | 2011-09-19 | 2012-05-16 | 2012-07-24 | 2012-07-24
SRP05499 | SREC Solar | ALLER |  | 10.575 | 0 | Residential | 0 | SUCCASUNNA | 7876 | 3 | GEOPEAK ENERGY LLC | JCP&L | No | Complete | 2011-09-19 | 2011-12-08 | 2012-01-04 | 2012-01-04
SRP05500 | SREC Solar | DRISCOLL | JOHNSON & JOHNSON, INC | 1284.456 | 0 | Commercial | 0 | RARITAN | 8869 | 5 | SUNPOWER CORPORATION | PSE&G BPU | No | Complete | 2011-09-19 | 2012-03-26 | 2012-06-18 | 2012-06-18
SRP05501 | SREC Solar | DRISCOLL | ORTHO PHARM CORP | 146.496 | 0 | Commercial | 0 | RARITAN | 8869 | 5 | SUNPOWER CORPORATION | PSE&G BPU | No | Complete | 2011-09-19 | 2012-03-26 | 2012-04-23 | 2012-04-23
SRP05502 | SREC Solar | EISENBERG | NEW ENGLAND MOTOR FREIGHT, INC. | 266.49 | 0 | Commercial | 1 | PENNSAUKEN | 8810 | 11 | SOLAR NATION NEW JERSEY LLC | PSE&G BPU | No | Complete | 2011-09-19 | 2012-05-16 | 2012-07-24 | 2012-07-24
SRP05503 | SREC Solar | DRISCOLL | JOHNSON & JOHNSON SERVICES, INC. | 439.488 | 0 | Commercial | 0 | RARITAN | 8869 | 5 | SUNPOWER CORPORATION | PSE&G BPU | No | Complete | 2011-09-19 | 2012-03-26 | 2012-04-23 | 2012-04-23
SRP05504 | SREC Solar | BERNHEIMER | VIRIDIAN ENERGY PA LLC | 4.6 | 0 | Commercial | 0 | METUCHEN | 8840 | 11 | MERCURY SOLAR SYSTEMS - PORT CHESTER | PSE&G BPU | No | Complete | 2011-09-19 | 2012-03-29 | 2012-04-24 | 2012-04-24
SRP05505 | SREC Solar | GOGGI |  | 11.73 | 0 | Residential | 1 | MOUNTAINSIDE | 7092 | 10 | ALTERIS RENEWABLES | PSE&G BPU | No | Complete | 2011-09-19 | 2012-05-15 | 2012-05-29 | 2012-05-29
SRP05506 | SREC Solar | PITTMAN |  | 10.78 | 0 | Residential | 1 | NEW EGYPT | 8533 | 18 | REC SOLAR, INC. | JCP&L | No | Complete | 2011-09-19 | 2011-11-03 | 2011-12-06 | 2011-12-06
SRP05507 | SREC Solar | MITCHELL |  | 6.3 | 0 | Residential | 1 | BLACKWOOD | 8012 | 14 | SOLULAR LLC. II | PSE&G BPU | No | Complete | 2011-09-19 | 2012-02-21 | 2012-03-27 | 2012-03-27
SRP05509 | SREC Solar | DIGHTON |  | 7.04 | 0 | Residential | 0 | CALIFON | 7830 | 4 | METROTEK ELECTRICAL SERVICES CO. | JCP&L | No | Complete | 2011-09-19 | 2012-03-06 | 2012-04-12 | 2012-04-12
SRP05510 | SREC Solar | FUCCI |  | 8.28 | 0 | Residential | 0 | LONG VALLEY | 7853 | 3 | GEOPEAK ENERGY LLC | JCP&L | No | Complete | 2011-09-19 | 2011-12-19 | 2012-01-17 | 2012-01-17
SRP05511 | SREC Solar | PALMER |  | 7.03 | 0 | Residential | 1 | MAYS LANDING | 8330 | 19 | MERCURY SOLAR SYSTEMS | AC Electric | No | Complete | 2011-09-19 | 2012-03-08 | 2012-04-17 | 2012-04-17
SRP05512 | SREC Solar | SAOUD |  | 13.16 | 0 | Residential | 0 | HOHOKUS | 7423 | 7 | SOLAR ENERGY WORLD-W | PSE&G BPU | No | Complete | 2011-09-19 | 2012-01-16 | 2012-02-09 | 2012-02-09
SRP05514 | SREC Solar | ROCKELMANN |  | 20.16 | 0 | Residential | 1 | EGG HARBOR TWP | 8234 | 19 | GEOPEAK ENERGY LLC | AC Electric | No | Complete | 2011-09-19 | 2012-07-16 | 2012-08-06 | 2012-08-06
SRP05515 | SREC Solar | BAKLEY |  | 10.26 | 0 | Residential | 1 | NORTHFIELD | 8225 | 19 | MERCURY SOLAR SYSTEMS | AC Electric | No | Complete | 2011-09-19 | 2012-04-12 | 2012-05-02 | 2012-05-02
SRP05516 | SREC Solar | SANG |  | 7.36 | 0 | Residential | 0 | CALDWELL | 7006 | 9 | ROSS SOLAR GROUP, LLC | PSE&G BPU | No | Complete | 2011-09-20 | 2012-01-26 | 2012-02-22 | 2012-02-22
SRP05517 | SREC Solar | D'ANGELO |  | 7.2 | 1800 | Residential | 0 | FRANKLINVILLE | 8322 | 15 | ARTHUR R TODD ELECTRICAL CONTRACTOR INC. | AC Electric | No | Complete | 2011-09-19 | 2012-01-10 | 2012-02-10 | 2012-05-31
SRP05518 | SREC Solar | MCKEAM |  | 7.59 | 0 | Residential | 1 | MILLVILLE | 8332 | 20 | SEA BRIGHT SOLAR, LLC | AC Electric | No | Complete | 2011-09-19 | 2012-04-03 | 2012-04-25 | 2012-04-25
SRP05519 | SREC Solar | STEINMETZ |  | 4.95 | 0 | Residential | 0 | CHERRY HILL | 8003 | 14 | CORBIN SOLAR SOLUTIONS, LLC | PSE&G BPU | No | Complete | 2011-09-19 | 2011-10-28 | 2011-11-15 | 2011-11-15
SRP05520 | SREC Solar | MANDELBAUM |  | 393.12 | 0 | Commercial | 1 | NORTH BRUNSWICK | 8902 | 11 | NEW GENERATION ENERGY & ENVIRONMENT II | PSE&G BPU | No | Complete | 2011-09-19 | 2012-04-19 | 2012-05-09 | 2012-05-09
SRP05521 | SREC Solar | STOW | BRADLEY AND STOW FUNERAL HOME | 6.58 | 0 | Commercial | 0 | MEDFORD | 8055 | 13 | POWELL ENERGY AND SOLAR | PSE&G BPU | No | Complete | 2011-09-19 | 2012-02-14 | 2012-03-08 | 2012-03-08
SRP05523 | SREC Solar | HANSEN |  | 17.55 | 0 | Residential | 0 | SOUTHAMPTON | 8088 | 13 | SUN FARM NETWORK | PSE&G BPU | No | Complete | 2011-09-19 | 2012-03-23 | 2012-04-22 | 2012-04-22
SRP05524 | SREC Solar | RE |  | 15.51 | 0 | Residential | 1 | FREEHOLD | 7728 | 17 | TRINITY HEATING AND AIR | JCP&L | No | Complete | 2011-09-19 | 2012-02-01 | 2012-03-02 | 2012-03-02
SRP05526 | SREC Solar | KURTZ |  | 8.05 | 0 | Residential | 1 | MILLVILLE | 8332 | 20 | SEA BRIGHT SOLAR, LLC | AC Electric | No | Complete | 2011-09-19 | 2012-03-20 | 2012-04-23 | 2012-04-23
SRP05527 | SREC Solar | DUNTON |  | 7.6 | 0 | Residential | 1 | TOMS RIVER | 8753 | 18 | TRINITY HEATING AND AIR | JCP&L | No | Complete | 2011-09-19 | 2012-01-18 | 2012-02-22 | 2012-02-22
SRP05528 | SREC Solar | JOST |  | 7.59 | 0 | Residential | 1 | MILLVILLE | 8332 | 20 | SEA BRIGHT SOLAR, LLC | AC Electric | No | Complete | 2011-09-19 | 2012-04-16 | 2012-04-30 | 2012-04-30
SRP05529 | SREC Solar | DILLON |  | 5.52 | 0 | Residential | 1 | MILLVILLE | 8332 | 20 | SEA BRIGHT SOLAR, LLC | AC Electric | No | Complete | 2011-09-19 | 2012-04-03 | 2012-04-24 | 2012-04-24
SRP05530 | SREC Solar | EDWARDS |  | 6.97 | 0 | Residential | 1 | JACKSON | 8527 | 18 | TRINITY HEATING AND AIR | JCP&L | No | Complete | 2011-09-19 | 2011-12-08 | 2012-01-05 | 2012-01-05
SRP05534 | SREC Solar | PASTOR |  | 9.12 | 0 | Residential | 1 | LITTLE EGG HARBOR | 8087 | 18 | TRINITY HEATING AND AIR | AC Electric | No | Complete | 2011-09-19 | 2012-03-29 | 2012-04-22 | 2012-04-22
SRP05535 | SREC Solar | FENICHEL |  | 8.05 | 0 | Residential | 0 | OCEAN CITY | 8226 | 21 | RICHMOND SOLAR | AC Electric | No | Complete | 2011-09-19 | 2012-01-16 | 2012-02-09 | 2012-02-09
SRP05536 | SREC Solar | MAMMI |  | 14.1 | 0 | Residential | 0 | FRANKLINVILLE | 8322 | 15 | JOSEPH R. DELGADO, INC. | AC Electric | No | Complete | 2011-09-19 | 2011-10-27 | 2011-11-10 | 2011-11-10
SRP05537 | SREC Solar | STERN |  | 6.46 | 0 | Residential | 0 | JACKSON | 8527 | 18 | TRINITY HEATING AND AIR | JCP&L | No | Complete | 2011-09-19 | 2012-01-13 | 2012-02-09 | 2012-02-09
SRP05538 | SREC Solar | CHUSSLER |  | 10.915 | 0 | Residential | 1 | BRICK | 8724 | 18 | TRINITY HEATING AND AIR | JCP&L | No | Complete | 2011-09-19 | 2012-01-23 | 2012-02-29 | 2012-02-29
SRP05539 | SREC Solar | ASTROLOGO |  | 4.1 | 0 | Residential | 1 | WHARTON | 7885 | 3 | TRINITY HEATING AND AIR | JCP&L | No | Complete | 2011-09-19 | 2012-03-12 | 2012-04-22 | 2012-04-22
SRP05540 | SREC Solar | RIBAS |  | 9.87 | 0 | Residential | 0 | FREEHOLD | 7728 | 17 | SUREWAVE SOLAR | JCP&L | No | Complete | 2011-09-19 | 2011-12-16 | 2012-01-24 | 2012-01-24
SRP05541 | SREC Solar | CHAN | SZECHUAN STAR RESTAURANT INC. | 18.095 | 2533.3 | Commercial | 1 | FREEHOLD | 7728 | 17 | JD SOLAR SOLUTIONS | JCP&L | No | Complete | 2011-09-19 | 2012-02-01 | 2012-03-07 | 2012-06-19
SRP05542 | SREC Solar | ALHADEFF |  | 5.92 | 0 | Residential | 1 | MANALAPAN | 7726 | 17 | TRINITY HEATING AND AIR | JCP&L | No | Complete | 2011-09-19 | 2012-02-14 | 2012-03-08 | 2012-03-08
SRP05544 | SREC Solar | BOEHM |  | 6.66 | 0 | Residential | 1 | BORDENTOWN | 8505 | 13 | TRINITY HEATING AND AIR | PSE&G BPU | No | Complete | 2011-09-19 | 2012-01-18 | 2012-02-22 | 2012-02-22
SRP05545 | SREC Solar | PASCARELLA |  | 3.885 | 0 | Residential | 1 | HOWELL | 7731 | 17 | TRINITY HEATING AND AIR | JCP&L | No | Complete | 2011-09-19 | 2012-03-30 | 2012-04-22 | 2012-04-22
SRP05546 | SREC Solar | HANSEN | MAEFAIRE INC. | 8.1 | 0 | Residential | 0 | SOUTHAMPTON | 8088 | 13 | SUN FARM NETWORK | PSE&G BPU | No | Complete | 2011-09-19 | 2012-03-23 | 2012-04-22 | 2012-04-22
SRP05547 | SREC Solar | MURPHY |  | 6.105 | 0 | Residential | 1 | LITTLE EGG HARBOR | 8087 | 18 | TRINITY HEATING AND AIR | AC Electric | No | Complete | 2011-09-19 | 2012-01-25 | 2012-03-08 | 2012-03-08
SRP05548 | SREC Solar | RUSSOMANNO |  | 5.06 | 0 | Residential | 1 | LONG BRANCH | 7740 | 17 | ACOS ENERGY, LLC | JCP&L | No | Complete | 2011-09-19 | 2011-12-08 | 2011-12-28 | 2011-12-28
SRP05549 | SREC Solar | VANHOOK |  | 8.97 | 0 | Residential | 1 | MANAHAWKIN | 8050 | 18 | ACOS ENERGY, LLC | AC Electric | No | Complete | 2011-09-19 | 2012-01-24 | 2012-02-20 | 2012-02-20
SRP05551 | SREC Solar | KOLLMER |  | 9.89 | 0 | Residential | 1 | FORKED RIVER | 8731 | 18 | ACOS ENERGY, LLC | JCP&L | No | Complete | 2011-09-19 | 2012-02-27 | 2012-04-05 | 2012-04-05
SRP05553 | SREC Solar | QIAN |  | 7.755 | 1938.75 | Residential | 0 | PRINCETON | 8540 | 12 | SKY HIGH ENERGY, LLC | PSE&G BPU | No | Complete | 2011-09-19 | 2012-02-17 | 2012-03-29 | 2012-06-06
SRP05574 | SREC Solar | YEAGER |  | 6.15 | 0 | Residential | 1 | OCEAN CITY | 8226 | 21 | TRINITY HEATING AND AIR | AC Electric | No | Complete | 2011-09-19 | 2012-01-18 | 2012-02-07 | 2012-02-07
SRP05575 | SREC Solar | SALADINO |  | 8.17 | 0 | Residential | 1 | BRICK | 8723 | 18 | TRINITY HEATING AND AIR | JCP&L | No | Complete | 2011-09-19 | 2011-11-23 | 2011-12-16 | 2011-12-16
SRP05576 | SREC Solar | REY |  | 6.84 | 0 | Residential | 1 | COLUMBUS | 8022 | 13 | TRINITY HEATING AND AIR | PSE&G BPU | No | Complete | 2011-09-19 | 2012-02-21 | 2012-03-27 | 2012-03-27
SRP05577 | SREC Solar | PETROCELLI |  | 7.4 | 0 | Residential | 1 | MANCHESTER | 8759 | 18 | TRINITY HEATING AND AIR | JCP&L | No | Complete | 2011-09-19 | 2012-01-23 | 2012-02-29 | 2012-02-29
SRP05579 | SREC Solar | MANSMANN | EAST ORANGE WATER COMMISSION | 134.55 | 0 | Government Facility | 1 | EAST ORANGE | 7018 | 9 | AMBERJACK SOLAR ENERGY | PSE&G BPU | No | Complete | 2011-09-19 | 2012-01-27 | 2012-02-09 | 2012-02-09
SRP05580 | SREC Solar | BALLONE |  | 7.4 | 0 | Residential | 0 | LINCROFT | 7738 | 17 | MERCURY SOLAR SYSTEMS | JCP&L | No | Complete | 2011-09-19 | 2012-03-02 | 2012-04-13 | 2012-04-13
SRP05582 | SREC Solar | PATEL |  | 13.68 | 0 | Residential | 0 | PARAMUS | 7652 | 7 | PATEL BUILDERS | PSE&G BPU | No | Complete | 2011-09-19 | 2012-04-27 | 2012-05-17 | 2012-05-17
SRP05583 | SREC Solar | KARACZ |  | 4.83 | 0 | Residential | 1 | BEACHWOOD | 8722 | 18 | SEA BRIGHT SOLAR, LLC | JCP&L | No | Complete | 2011-09-19 | 2012-02-03 | 2012-03-02 | 2012-03-02
SRP05584 | SREC Solar | KING |  | 10.575 | 0 | Residential | 1 | MANCHESTER LANE | 8759 | 18 | SEA BRIGHT SOLAR, LLC | JCP&L | No | Complete | 2011-09-19 | 2012-03-29 | 2012-04-22 | 2012-04-22
SRP05585 | SREC Solar | PATEL |  | 13.44 | 0 | Residential | 0 | PISCATAWAY | 8854 | 11 | PATEL BUILDERS | PSE&G BPU | No | Complete | 2011-09-19 | 2012-04-27 | 2012-05-11 | 2012-05-11
SRP05586 | SREC Solar | COFRANCESCO | GRINNEL CONCRETE PAVING STONES | 159.25 | 0 | Commercial | 1 | SPARTA | 7871 | 1 | DOBCO SOLAR & ELECTRIC LLC | JCP&L | No | Complete | 2011-09-19 | 2012-01-11 | 2012-02-29 | 2012-02-29
SRP05587 | SREC Solar | COFRANCESCO | GRINNELL RECYCLING | 140.14 | 0 | Commercial | 1 | SPARTA | 7871 | 1 | DOBCO SOLAR & ELECTRIC LLC | JCP&L | No | Complete | 2011-09-19 | 2012-01-11 | 2012-02-17 | 2012-02-17
SRP05588 | SREC Solar | COFRANCESCO | GRINNEL RECYCLING | 127.4 | 0 | Commercial | 1 | SPARTA | 7871 | 1 | DOBCO SOLAR & ELECTRIC LLC | JCP&L | No | Complete | 2011-09-19 | 2012-01-11 | 2012-02-20 | 2012-02-20
SRP05589 | SREC Solar | COFRANCESCO | GRINNELL CONCRETE PAVING STONES | 15.925 | 0 | Commercial | 1 | SPARTA | 7871 | 1 | DOBCO SOLAR & ELECTRIC LLC | JCP&L | No | Complete | 2011-09-19 | 2012-01-11 | 2012-02-22 | 2012-02-22
SRP05590 | SREC Solar | COFRANCESCO | GRINNELL CONCRETE PAVING STONES | 353.535 | 0 | Commercial | 1 | SPARTA | 7871 | 1 | DOBCO SOLAR & ELECTRIC LLC | JCP&L | No | Complete | 2011-09-19 | 2012-01-11 | 2012-02-22 | 2012-02-22
SRP05592 | SREC Solar | MCQUOID |  | 10.71 | 0 | Residential | 1 | MANAHAWKIN | 8050 | 18 | ALTERNATIVE LIGHT & ENERGY SOLUTIONS | AC Electric | No | Complete | 2011-09-19 | 2012-07-03 | 2012-07-20 | 2012-07-20
SRP05594 | SREC Solar | FELDMAN |  | 7.05 | 0 | Residential | 0 | MONROE TWP | 8831 | 11 | SOLAR ENGINEERING OF NJ | JCP&L | No | Complete | 2011-09-19 | 2011-12-15 | 2012-01-13 | 2012-01-13
SRP05595 | SREC Solar | PATEL |  | 13.75 | 0 | Residential | 0 | RARITAN | 8869 | 5 | SKY HIGH ENERGY, LLC | PSE&G BPU | No | Complete | 2011-09-19 | 2012-01-06 | 2012-01-24 | 2012-01-24
SRP05596 | SREC Solar | PATEL |  | 8.25 | 0 | Residential | 0 | NORTH BRUNSWICK | 8902 | 11 | SKY HIGH ENERGY, LLC | PSE&G BPU | No | Complete | 2011-09-19 | 2012-01-20 | 2012-02-17 | 2012-02-17
SRP05598 | SREC Solar | EISENBERG | NEW ENGLAND MOTOR FREIGHT, INC. | 273.07 | 0 | Commercial | 1 | SOUTH PLAINFIELD | 7080 | 11 | SOLAR NATION NEW JERSEY LLC | PSE&G BPU | No | Complete | 2011-09-19 | 2012-01-23 | 2012-02-17 | 2012-02-17
SRP05599 | SREC Solar | SCOTTO |  | 5.18 | 0 | Residential | 1 | WARETOWN | 8758 | 18 | TRINITY HEATING AND AIR | JCP&L | No | Complete | 2011-09-19 | 2012-01-16 | 2012-02-09 | 2012-02-09
SRP05600 | SREC Solar | CEPPALUNI |  | 7.585 | 0 | Residential | 1 | FORKED RIVER | 8731 | 18 | TRINITY HEATING AND AIR | JCP&L | No | Complete | 2011-09-19 | 2012-01-16 | 2012-02-09 | 2012-02-09
SRP05601 | SREC Solar | SOLOVAY |  | 8.97 | 0 | Residential | 1 | JACKSON | 8527 | 18 | TRINITY HEATING AND AIR | JCP&L | No | Complete | 2011-09-19 | 2011-11-03 | 2011-11-16 | 2011-11-16
SRP05602 | SREC Solar | LO |  | 6.11 | 0 | Residential | 1 | SCOTCH PLAINS | 7076 | 10 | TRINITY HEATING AND AIR | PSE&G BPU | No | Complete | 2011-09-19 | 2012-01-06 | 2012-01-20 | 2012-01-20
SRP05603 | SREC Solar | BAYNE |  | 9.8 | 0 | Residential | 1 | HAWTHORNE | 7506 | 6 | SUNGEVITY, INC. | PSE&G BPU | No | Complete | 2011-09-19 | 2012-02-17 | 2012-03-28 | 2012-03-28
SRP05604 | SREC Solar | ROSPOND |  | 5.55 | 0 | Residential | 1 | ROCKAWAY | 7866 | 3 | SUNGEVITY, INC. | JCP&L | No | Complete | 2011-09-19 | 2012-03-23 | 2012-04-22 | 2012-04-22
SRP05605 | SREC Solar | BALLEHR |  | 4.625 | 0 | Residential | 1 | ATCO | 8004 | 14 | SUNGEVITY, INC. | AC Electric | No | Complete | 2011-09-19 | 2012-02-03 | 2012-03-02 | 2012-03-02
SRP05608 | SREC Solar | KARAYIANNIS | TRAMONTE, LLC/ SEAVILLE MOTEL | 14.4 | 0 | Commercial | 0 | OCEAN VIEW | 8230 | 21 | NJ SOLAR POWER, LLC | AC Electric | No | Complete | 2011-09-19 | 2012-01-11 | 2012-02-22 | 2012-02-22
SRP05609 | SREC Solar | DAS |  | 6.56 | 0 | Residential | 1 | EAST WINDSOR | 8520 | 12 | TRINITY HEATING AND AIR | JCP&L | No | Complete | 2011-09-19 | 2011-11-02 | 2011-11-16 | 2011-11-16
SRP05610 | SREC Solar | GROSS | OLD YORK HEATING & COOLING | 21.36 | 0 | Commercial | 0 | FLEMINGTON | 8822 | 4 | GREEN POWER ENERGY LLC | JCP&L | No | Complete | 2011-09-19 | 2012-01-23 | 2012-02-17 | 2012-02-17
SRP05611 | SREC Solar | SCHWABE |  | 4.935 | 0 | Residential | 0 | MANAHAWKIN | 8050 | 18 | GREEN POWER ENERGY LLC | AC Electric | No | Complete | 2011-09-19 | 2012-01-25 | 2012-02-24 | 2012-02-24
SRP05612 | SREC Solar | YI |  | 14.3 | 0 | Residential | 0 | WOODCLIFF LAKE | 7677 | 7 | GREENSTONE ENERGY | PSE&G BPU | No | Complete | 2011-09-19 | 2012-02-20 | 2012-03-15 | 2012-03-15
SRP05613 | SREC Solar | CERTO |  | 8.14 | 0 | Residential | 1 | MONROE | 8831 | 11 | INDEPENDENT SOLAR | JCP&L | No | Complete | 2011-09-19 | 2011-11-30 | 2012-01-04 | 2012-01-04
SRP05614 | SREC Solar | TRAN |  | 3.15 | 0 | Residential | 0 | LAWRENCEVILLE | 8648 | 12 | GEOGENIX | PSE&G BPU | No | Complete | 2011-09-19 | 2011-10-03 | 2012-04-11 | 2012-04-11
SRP05617 | SREC Solar | SINGH |  | 9.9 | 0 | Residential | 0 | FRANKLIN PARK | 8823 | 5 | SKY HIGH ENERGY, LLC | PSE&G BPU | No | Complete | 2011-09-19 | 2012-01-26 | 2012-02-24 | 2012-02-24
SRP05618 | SREC Solar | GLOVER |  | 4.515 | 0 | Residential | 1 | PISCATAWAY | 8854 | 11 | RCL ENTERPRISES INC. | PSE&G BPU | No | Complete | 2011-09-19 | 2011-12-08 | 2012-02-07 | 2012-02-07
SRP05620 | SREC Solar | HUANG |  | 7.36 | 0 | Residential | 0 | LAKE HOPATCONG | 7849 | 3 | ACCORD POWER, INC. | JCP&L | No | Complete | 2011-09-19 | 2011-12-23 | 2012-01-20 | 2012-01-20
SRP05621 | SREC Solar | SZOSTAK |  | 2.82 | 0 | Residential | 1 | CALDWELL | 7006 | 9 | VIVINT SOLAR | PSE&G BPU | No | Complete | 2011-09-19 | 2011-12-16 | 2012-01-24 | 2012-01-24
SRP05623 | SREC Solar | CALLAHAN |  | 5.17 | 0 | Residential | 1 | LODI | 7644 | 7 | VIVINT SOLAR | PSE&G BPU | No | Complete | 2011-09-19 | 2012-01-06 | 2012-02-17 | 2012-02-17
SRP05624 | SREC Solar | TUREK |  | 10.8 | 0 | Residential | 0 | RINGOES | 8551 | 4 | SUN FARM NETWORK | JCP&L | No | Complete | 2011-09-19 | 2011-12-08 | 2012-01-04 | 2012-01-04
SRP05625 | SREC Solar | MORALES JR. |  | 6.11 | 0 | Residential | 1 | NORTH BRUNSWICK | 8902 | 11 | TRINITY HEATING AND AIR | PSE&G BPU | No | Complete | 2011-09-19 | 2012-02-20 | 2012-03-22 | 2012-03-22
SRP05626 | SREC Solar | YOUNG |  | 5.64 | 0 | Residential | 1 | TURNERSVILLE | 8012 | 14 | TRINITY HEATING AND AIR | AC Electric | No | Complete | 2011-09-19 | 2012-01-13 | 2012-02-09 | 2012-02-09
SRP05627 | SREC Solar | FAZZO |  | 5.98 | 0 | Residential | 1 | EASTAMPTON | 8060 | 13 | TRINITY HEATING AND AIR | PSE&G BPU | No | Complete | 2011-09-19 | 2011-12-08 | 2012-01-05 | 2012-01-05
SRP05628 | SREC Solar | BOST |  | 6.9 | 0 | Residential | 1 | PEMBERTON | 8068 | 13 | TRINITY HEATING AND AIR | JCP&L | No | Complete | 2011-09-19 | 2011-12-16 | 2012-01-19 | 2012-01-19
SRP05630 | SREC Solar | PRIETO |  | 3.68 | 0 | Residential | 1 | SOUTH AMBOY | 8879 | 11 | TRINITY HEATING AND AIR | JCP&L | No | Complete | 2011-09-19 | 2011-12-19 | 2012-01-17 | 2012-01-17
SRP05631 | SREC Solar | LIPUMA |  | 14.4 | 0 | Residential | 0 | PRINCETON JUNCTION | 8550 | 12 | GEOGENIX | PSE&G BPU | No | Complete | 2011-09-19 | 2011-12-21 | 2012-02-07 | 2012-02-07
SRP05632 | SREC Solar | MCCAMBRIDGE |  | 8.97 | 0 | Residential | 1 | LUMBERTON | 8048 | 13 | TRINITY HEATING AND AIR | PSE&G BPU | No | Complete | 2011-09-19 | 2011-12-19 | 2012-01-19 | 2012-01-19
SRP05633 | SREC Solar | COBB |  | 2.3 | 0 | Residential | 1 | NEWARK | 7104 | 9 | TRINITY HEATING AND AIR | PSE&G BPU | No | Complete | 2011-09-19 | 2012-04-17 | 2012-04-30 | 2012-04-30
SRP05634 | SREC Solar | VEACH |  | 16.1 | 0 | Residential | 0 | DELMONT | 8314 | 20 | GEOPEAK ENERGY LLC | AC Electric | No | Complete | 2011-09-20 | 2011-11-21 | 2012-01-31 | 2012-01-31
SRP05635 | SREC Solar | MAMMI | DON'S BODY SHOP | 7.755 | 0 | Commercial | 0 | FRANKLINVILLE | 8322 | 15 | JOSEPH R. DELGADO, INC. | AC Electric | No | Complete | 2011-09-19 | 2011-10-27 | 2011-11-10 | 2011-11-10
SRP05636 | SREC Solar | IOSIOVICH |  | 5.85 | 0 | Residential | 1 | FLANDERS | 7836 | 3 | ALTERNATIVE LIGHT & ENERGY SOLUTIONS | JCP&L | No | Complete | 2011-09-19 | 2011-09-30 | 2011-11-09 | 2011-11-09
SRP05637 | SREC Solar | MILLSTEIN |  | 133.224 | 0 | Residential | 1 | WAYEN | 7470 | 6 | CONSOLIDATED ELECTRIC, LLC | PSE&G BPU | No | Complete | 2011-09-19 | 2012-03-07 | 2012-04-12 | 2012-04-12
SRP05638 | SREC Solar | MILLSTEIN |  | 21.112 | 0 | Residential | 1 | WAYNE | 7470 | 6 | CONSOLIDATED ELECTRIC, LLC | PSE&G BPU | No | Complete | 2011-09-19 | 2012-03-07 | 2012-04-13 | 2012-04-13
SRP05639 | SREC Solar | GUPTA |  | 7.59 | 0 | Residential | 0 | ASBURY | 8802 | 4 | SOLARCITY CORPORATION | JCP&L | No | Complete | 2011-09-19 | 2011-10-07 | 2012-01-11 | 2012-01-11
SRP05640 | SREC Solar | VEACH SR. |  | 9.2 | 0 | Residential | 0 | DELMONT | 8314 | 20 | GEOPEAK ENERGY LLC | AC Electric | No | Complete | 2011-09-19 | 2011-11-21 | 2012-01-26 | 2012-01-26
SRP05641 | SREC Solar | SRINIVASAN |  | 4.95 | 0 | Residential | 0 | MONMOUTH JCT | 8852 | 11 | SKY HIGH ENERGY, LLC | PSE&G BPU | No | Complete | 2011-09-19 | 2012-04-04 | 2012-04-19 | 2012-04-19
SRP05642 | SREC Solar | SHAH |  | 9.9 | 0 | Residential | 0 | PRINCETON | 8540 | 12 | SKY HIGH ENERGY, LLC | PSE&G BPU | No | Complete | 2011-09-19 | 2012-01-17 | 2012-01-31 | 2012-01-31
SRP05643 | SREC Solar | HUGHES |  | 5.28 | 0 | Residential | 0 | HIGHLAND PARK | 8904 | 11 | AMERICAN RENEWABLE ENERGY, INC | PSE&G BPU | No | Complete | 2011-09-26 | 2012-01-06 | 2012-02-17 | 2012-02-17
SRP05644 | SREC Solar | BEHRAN |  | 3.525 | 0 | Residential | 1 | KEARNY | 7032 | 8 | VIVINT SOLAR | PSE&G BPU | No | Complete | 2011-09-26 | 2012-03-02 | 2012-04-12 | 2012-04-12
SRP05645 | SREC Solar | JENGO |  | 2.82 | 0 | Residential | 1 | HASBROUCK HEIGHTS | 7604 | 7 | VIVINT SOLAR | PSE&G BPU | No | Complete | 2011-09-26 | 2011-12-28 | 2012-01-31 | 2012-01-31
SRP05647 | SREC Solar | VUJAKLIJA |  | 3.76 | 0 | Residential | 1 | LODI | 7644 | 7 | VIVINT SOLAR | PSE&G BPU | No | Complete | 2011-09-26 | 2012-02-01 | 2012-03-08 | 2012-03-08
SRP05648 | SREC Solar | LOTITO |  | 8.325 | 0 | Residential | 0 | DAYTON | 8810 | 11 | SUN SAVER SOLAR SYSTEMS 2 | PSE&G BPU | No | Complete | 2011-09-26 | 2013-02-27 | 2013-03-04 | 2013-03-04
SRP05650 | SREC Solar | BASSETTI | BASSETTI PHOTO INC. | 24.84 | 0 | Commercial | 0 | MINOTOLA | 8341 | 19 | ASC SOLAR SOLUTIONS, LLC | AC Electric | No | Complete | 2011-09-26 | 2012-01-23 | 2012-02-22 | 2012-02-22
SRP05653 | SREC Solar | BASSETTI | BASSETTI PHOTO INC | 22.08 | 0 | Commercial | 0 | MINOTOLA | 8341 | 19 | ASC SOLAR SOLUTIONS, LLC | AC Electric | No | Complete | 2011-09-26 | 2012-01-23 | 2012-02-22 | 2012-02-22
SRP05654 | SREC Solar | IEVERS |  | 5.17 | 0 | Residential | 1 | CALDWELL | 7006 | 9 | VIVINT SOLAR | PSE&G BPU | No | Complete | 2011-09-26 | 2011-12-21 | 2012-01-20 | 2012-01-20
SRP05655 | SREC Solar | DERR | EMPIRICAL LABS | 14.49 | 0 | Commercial | 1 | LAKE HIAWATHA | 7034 | 3 | SUNDIAL SOLAR INNOVATIONS | JCP&L | No | Complete | 2011-09-26 | 2012-03-12 | 2012-04-19 | 2012-04-19
SRP05656 | SREC Solar | TOPIC |  | 3.29 | 0 | Residential | 1 | LYNDHURST | 7071 | 7 | VIVINT SOLAR | PSE&G BPU | No | Complete | 2011-09-26 | 2012-03-02 | 2012-04-12 | 2012-04-12
SRP05659 | SREC Solar | WEINTROB |  | 9.36 | 0 | Residential | 0 | VENTNOR | 8406 | 19 | RICHMOND SOLAR | AC Electric | No | Complete | 2011-09-26 | 2011-12-28 | 2012-01-19 | 2012-01-19
SRP05662 | SREC Solar | KADUSCWICZ |  | 3.525 | 0 | Residential | 1 | KEARNY | 7032 | 8 | VIVINT SOLAR | PSE&G BPU | No | Complete | 2011-09-26 | 2012-01-10 | 2012-03-08 | 2012-03-08
SRP05664 | SREC Solar | SHI | CHANG MAO GROUP, INC. | 4.14 | 0 | Commercial | 0 | RAHWAY | 7065 | 10 | ACCORD POWER, INC. | PSE&G BPU | No | Complete | 2011-09-26 | 2012-05-01 | 2012-05-10 | 2012-05-10
SRP05665 | SREC Solar | LIN |  | 29.44 | 0 | Residential | 1 | RAHWAY | 7065 | 10 | ACCORD POWER, INC. | PSE&G BPU | No | Complete | 2011-09-26 | 2012-05-01 | 2012-05-10 | 2012-05-10
SRP05666 | SREC Solar | SULLIVAN |  | 5.875 | 0 | Residential | 1 | NUTLEY | 7110 | 9 | VIVINT SOLAR | PSE&G BPU | No | Complete | 2011-09-26 | 2011-12-07 | 2011-12-28 | 2011-12-28
SRP05667 | SREC Solar | DARCHE | CAVAGNA NORTH AMERICA , INC. | 112.32 | 5616 | Commercial | 0 | SOMERSET | 8873 | 5 | GREEN ENERGY SYSTEMS LLC | PSE&G BPU | No | Complete | 2011-09-26 | 2011-12-01 | 2012-01-24 | 2012-04-04
SRP05669 | SREC Solar | LICCIARDI |  | 9.25 | 0 | Residential | 0 | JACKSON | 8527 | 18 | TRINITY HEATING AND AIR | JCP&L | No | Complete | 2011-09-26 | 2012-08-23 | 2012-09-06 | 2012-09-06
SRP05670 | SREC Solar | BEAULIEU |  | 8.575 | 0 | Residential | 1 | EGG HARBOR CITY | 8215 | 19 | MERCURY SOLAR SYSTEMS | AC Electric | No | Complete | 2011-09-26 | 2012-02-14 | 2012-03-22 | 2012-03-22
SRP05672 | SREC Solar | EDWARDSON |  | 1.665 | 0 | Residential | 0 | DELRAN | 8075 | 13 | TRINITY HEATING AND AIR | PSE&G BPU | No | Complete | 2011-09-26 | 2011-12-08 | 2012-01-13 | 2012-01-13
SRP05673 | SREC Solar | SIMPSON |  | 3.525 | 0 | Residential | 1 | LODI | 7644 | 7 | VIVINT SOLAR | PSE&G BPU | No | Complete | 2011-09-26 | 2012-01-12 | 2012-02-02 | 2012-02-02
SRP05675 | SREC Solar | BALAKRISHNAN |  | 9.075 | 0 | Residential | 0 | PRINCETON | 8540 | 12 | SKY HIGH ENERGY, LLC | PSE&G BPU | No | Complete | 2011-09-26 | 2012-01-05 | 2012-01-24 | 2012-01-24
SRP05677 | SREC Solar | SHANTHI |  | 7.05 | 0 | Residential | 1 | HELMETTA | 8828 | 11 | TRINITY HEATING AND AIR | JCP&L | No | Complete | 2011-09-26 | 2012-01-09 | 2012-02-22 | 2012-02-22
SRP05678 | SREC Solar | CECCHETTINI |  | 6.44 | 0 | Residential | 1 | MANCHESTER | 8759 | 18 | ACOS ENERGY, LLC | JCP&L | No | Complete | 2011-09-26 | 2012-02-27 | 2012-04-05 | 2012-04-05
SRP05680 | SREC Solar | HIMOWITZ |  | 6.815 | 0 | Residential | 1 | EAST BRUNSWICK | 8816 | 11 | TRINITY HEATING AND AIR | JCP&L | No | Complete | 2011-09-26 | 2012-03-07 | 2012-04-17 | 2012-04-17
SRP05681 | SREC Solar | RADIN | SAINT PETER'S UNIVERSITY HOSPITAL | 1038.96 | 0 | Commercial | 0 | NEW BRUNSWICK | 8901 | 11 | SUN FARM NETWORK | PSE&G BPU | No | Complete | 2011-09-26 | 2012-12-10 | 2012-12-18 | 2012-12-18
SRP05682 | SREC Solar | GUERRIER |  | 9.165 | 0 | Residential | 1 | MAYS LANDING | 8330 | 19 | TRINITY HEATING AND AIR | AC Electric | No | Complete | 2011-09-26 | 2012-01-16 | 2012-02-09 | 2012-02-09
SRP05684 | SREC Solar | RADIN | SAINT PETER'S UNIVERSITY HOSPITAL | 74.88 | 0 | Commercial | 0 | NEW BRUNSWICK CITY | 8901 | 11 | SUN FARM NETWORK | PSE&G BPU | No | Complete | 2011-09-26 | 2012-03-05 | 2012-03-28 | 2012-03-28
SRP05687 | SREC Solar | RADIN | SAINT PETER'S UNIVERSITY HOSPITAL | 723.84 | 0 | Commercial | 0 | NEW BRUNSWICK CITY | 8901 | 11 | SUN FARM NETWORK | PSE&G BPU | No | Complete | 2011-09-26 | 2012-08-23 | 2012-08-31 | 2012-08-31
SRP05688 | SREC Solar | BARBER |  | 5.17 | 0 | Residential | 0 | VINELAND | 8361 | 20 | SHERWOOD ELECTRIC CO. INC. | Vineland Muni Elec | No | Complete | 2011-09-26 | 2012-01-31 | 2012-03-02 | 2012-03-02
SRP05689 | SREC Solar | RADIN | MCCARRICK CARES CENTER | 290.16 | 0 | Commercial | 0 | FRANKLIN TWP | 8873 | 5 | SUN FARM NETWORK | PSE&G BPU | No | Complete | 2011-09-26 | 2012-09-11 | 2012-09-25 | 2012-09-25
SRP05690 | SREC Solar | LAMB-COZZA |  | 5.175 | 0 | Residential | 0 | TOMS RIVER | 8755 | 18 | CORBIN SOLAR SOLUTIONS, LLC | JCP&L | No | Complete | 2011-09-26 | 2012-01-10 | 2012-02-17 | 2012-02-17
SRP05692 | SREC Solar | PECORA III | MONTGOMERY MEDICAL ASSOCIATES | 12.96 | 0 | Commercial | 0 | BELLE MEAD | 8502 | 5 | E2/ECTA INC. | PSE&G BPU | No | Complete | 2011-09-26 | 2011-10-12 | 2011-12-08 | 2011-12-08
SRP05701 | SREC Solar | PALMERI |  | 8.2 | 0 | Residential | 1 | MAYS LANDING | 8330 | 19 | MERCURY SOLAR SYSTEMS | AC Electric | No | Complete | 2011-09-26 | 2012-01-24 | 2012-03-20 | 2012-03-20
SRP05702 | SREC Solar | NAPURI |  | 6.29 | 0 | Residential | 1 | DAYTON | 8810 | 11 | MERCURY SOLAR SYSTEMS | PSE&G BPU | No | Complete | 2011-09-26 | 2012-03-02 | 2012-04-12 | 2012-04-12
SRP05704 | SREC Solar | STROTHERS |  | 9.4 | 0 | Residential | 1 | EGG HARBOR TWP | 8234 | 19 | MERCURY SOLAR SYSTEMS | AC Electric | No | Complete | 2011-09-26 | 2012-01-17 | 2012-02-07 | 2012-02-07
SRP05705 | SREC Solar | WEISSMAN |  | 3.87 | 0 | Residential | 1 | CARTERET | 7008 | 11 | RCL ENTERPRISES INC. | PSE&G BPU | No | Complete | 2011-09-26 | 2011-11-08 | 2011-12-28 | 2011-12-28
SRP05706 | SREC Solar | KLING |  | 5.425 | 0 | Residential | 1 | MULLICA HILL | 8062 | 15 | MERCURY SOLAR SYSTEMS | AC Electric | No | Complete | 2011-09-26 | 2012-02-20 | 2012-03-27 | 2012-03-27
SRP05707 | SREC Solar | BOWDEN |  | 9.36 | 0 | Residential | 0 | NEW EGYPT | 8533 | 18 | SEA BRIGHT SOLAR, LLC | JCP&L | No | Complete | 2011-09-26 | 2012-03-13 | 2012-03-30 | 2012-03-30
SRP05709 | SREC Solar | BELLOTTI |  | 13.8 | 0 | Residential | 1 | MANCHESTER | 8759 | 18 | SEA BRIGHT SOLAR, LLC | JCP&L | No | Complete | 2011-09-26 | 2012-01-23 | 2012-03-08 | 2012-03-08
SRP05710 | SREC Solar | MOGCK |  | 9.62 | 0 | Residential | 1 | COLD SPRING | 8204 | 21 | MERCURY SOLAR SYSTEMS | AC Electric | No | Complete | 2011-09-26 | 2012-02-27 | 2012-04-05 | 2012-04-05
SRP05712 | SREC Solar | HARTRANFT |  | 5.98 | 0 | Residential | 0 | OCEAN CITY | 8226 | 21 | HUTCHINSON CONTRACTORS | AC Electric | No | Complete | 2011-09-26 | 2011-12-15 | 2012-01-17 | 2012-01-17
SRP05713 | SREC Solar | ROMAN |  | 5.28 | 0 | Residential | 0 | WHARTON | 7885 | 3 | BYSOLAR, INC. | JCP&L | No | Complete | 2011-09-26 | 2012-09-19 | 2012-11-09 | 2012-11-09
SRP05716 | SREC Solar | OSENENKO |  | 49.95 | 0 | Residential | 0 | WEST CREEK | 8092 | 18 | BRITE IDEA ENERGY | AC Electric | No | Complete | 2011-09-26 | 2012-01-23 | 2012-03-20 | 2012-03-20
SRP05721 | SREC Solar | HEIST | THOMAS H. HEIST INSURANCE INC | 16.28 | 0 | Commercial | 1 | OCEAN CITY | 8226 | 21 | BRITE IDEA ENERGY | AC Electric | No | Complete | 2011-09-26 | 2011-12-16 | 2012-01-26 | 2012-01-26
SRP05722 | SREC Solar | WOHLLEBER |  | 10.34 | 0 | Residential | 0 | NEWTON | 7860 | 1 | INFINITY ENERGY SOLUTIONS LLC | JCP&L | No | Complete | 2011-09-26 | 2011-11-28 | 2011-12-29 | 2011-12-29
SRP05723 | SREC Solar | JONES |  | 9 | 0 | Residential | 0 | OLD BRIDGE | 8857 | 11 | CORBIN SOLAR SOLUTIONS, LLC | JCP&L | No | Complete | 2011-09-26 | 2012-01-10 | 2012-02-17 | 2012-02-17
SRP05724 | SREC Solar | MCGETTIGAN |  | 18.72 | 0 | Residential | 0 | NEW GRETNA | 8224 | 13 | ELECTRICAL EDGE, INC. | AC Electric | No | Complete | 2011-09-26 | 2012-01-31 | 2012-02-29 | 2012-02-29
SRP05725 | SREC Solar | NEWCOMER | UNITARIAN UNIVERSALIST CHURCH | 103.635 | 0 | Non Profit | 1 | CHERRY HILL | 8034 | 14 | POWELL ENERGY AND SOLAR | PSE&G BPU | No | Complete | 2011-09-26 | 2012-04-09 | 2012-04-30 | 2012-04-30
SRP05726 | SREC Solar | BERG |  | 8.05 | 0 | Residential | 0 | SUMMIT | 7901 | 10 | SOLAR ENERGY WORLD-W | JCP&L | No | Complete | 2011-09-26 | 2011-12-16 | 2013-02-26 | 2013-02-26
SRP05727 | SREC Solar | INFUSINO |  | 4.56 | 0 | Residential | 0 | LITTLE FALLS | 7424 | 6 | MERCURY SOLAR SYSTEMS | PSE&G BPU | No | Complete | 2011-09-26 | 2012-11-28 | 2012-12-05 | 2012-12-05
SRP05728 | SREC Solar | KOHN | HENRY KOHN INCORPORATED | 276.36 | 0 | Commercial | 0 | MONROEWILLE | 8343 | 16 | SOLAR NATION NEW JERSEY LLC | AC Electric | No | Complete | 2011-09-26 | 2012-01-16 | 2012-02-09 | 2012-02-09
SRP05729 | SREC Solar | GREENBERG |  | 6.48 | 0 | Residential | 1 | MARLBORO | 7746 | 17 | ECOLOGICAL SYSTEMS BY WATER WIZARD | JCP&L | No | Complete | 2011-09-26 | 2012-05-30 | 2012-08-06 | 2012-08-06
SRP05730 | SREC Solar | YELURI |  | 5.28 | 0 | Residential | 0 | BRIDGEWATER | 8807 | 5 | REC SOLAR, INC. | PSE&G BPU | No | Complete | 2011-09-26 | 2011-11-08 | 2011-11-22 | 2011-11-22
SRP05731 | SREC Solar | OGILVIE |  | 6.24 | 0 | Residential | 0 | CHERRY HILL | 8002 | 14 | P3 POWER SYSTEMS, LLC | PSE&G BPU | No | Complete | 2011-09-26 | 2012-05-30 | 2012-06-08 | 2012-06-08
SRP05732 | SREC Solar | RISKO | NORTHSTAR MARINE INC | 22.4 | 0 | Commercial | 0 | CLERMONT | 8210 | 21 | P3 POWER SYSTEMS, LLC | AC Electric | No | Complete | 2011-09-26 | 2011-11-17 | 2011-12-16 | 2011-12-16
SRP05734 | SREC Solar | CARDILLO |  | 5.76 | 0 | Residential | 0 | BELLEVILLE | 7109 | 9 | PRO CUSTOM SOLAR | PSE&G BPU | No | Complete | 2011-09-26 | 2011-12-22 | 2012-04-22 | 2012-04-22
SRP05735 | SREC Solar | DEMARINO | WOODBRIDGE TWP BOE | 147.84 | 0 | School Public K-12 | 0 | PORT READING | 7064 | 11 | PRAVCO, INC | PSE&G BPU | No | Complete | 2011-09-26 | 2012-08-06 | 2012-08-20 | 2012-08-20
SRP05736 | SREC Solar | DEMARINO | WOODBRIDGE TWP BOE | 117.6 | 0 | School Public K-12 | 0 | ISELIN | 8830 | 11 | PRAVCO, INC | PSE&G BPU | No | Complete | 2011-09-26 | 2012-08-17 | 2012-08-29 | 2012-08-29
SRP05737 | SREC Solar | D'ALESSIO | SPIRAL BINDING | 240.24 | 0 | Commercial | 0 | TOTOWA | 7512 | 6 | AMBERJACK SOLAR ENERGY | PSE&G BPU | No | Complete | 2011-09-26 | 2012-02-13 | 2012-03-08 | 2012-03-08
SRP05738 | SREC Solar | DEMARINO | WOODBRIDGE TWP BOE | 120.96 | 0 | School Public K-12 | 0 | FORDS | 7095 | 11 | PRAVCO, INC | PSE&G BPU | No | Complete | 2011-09-26 | 2012-05-11 | 2012-05-24 | 2012-05-24
SRP05740 | SREC Solar | FALOCCO |  | 5.98 | 0 | Residential | 0 | YARDVILLE-GROVEVILLE | 8620 | 12 | CORBIN SOLAR SOLUTIONS, LLC | PSE&G BPU | No | Complete | 2011-09-26 | 2012-03-26 | 2012-04-22 | 2012-04-22
SRP05741 | SREC Solar | CARPENTER | ALDI INC, STORE #57 | 51 | 0 | Commercial | 1 | WEST LONG BRANCH | 7765 | 17 | SOLAR NATION NEW JERSEY LLC | JCP&L | No | Complete | 2011-09-26 | 2012-02-23 | 2012-04-05 | 2012-04-05
SRP05742 | SREC Solar | LEONE | WHITMAN PARK SENIOR URBAN RENEW | 57.6 | 0 | Commercial | 0 | CAMDEN | 8104 | 14 | SEA BRIGHT SOLAR, LLC | PSE&G BPU | No | Complete | 2011-09-26 | 2012-05-03 | 2012-05-22 | 2012-05-22
SRP05743 | SREC Solar | FIELD |  | 11 | 0 | Residential | 0 | PRINCETON | 8540 | 12 | EXACT SOLAR | PSE&G BPU | No | Complete | 2011-09-26 | 2012-02-20 | 2012-03-27 | 2012-03-27
SRP05744 | SREC Solar | VIENCKOWSKI |  | 12.75 | 0 | Residential | 0 | NEW EGYPT | 8533 | 18 | CORBIN SOLAR SOLUTIONS, LLC | JCP&L | No | Complete | 2011-09-26 | 2011-10-27 | 2011-11-10 | 2011-11-10
SRP05745 | SREC Solar | WEITZENKORN |  | 5.64 | 0 | Residential | 0 | OCEAN | 7712 | 17 | GEOPEAK ENERGY LLC | JCP&L | No | Complete | 2011-09-26 | 2011-12-08 | 2012-01-05 | 2012-01-05
SRP05746 | SREC Solar | CARPENTER | ALDI INC., STORE #53 | 51 | 0 | Commercial | 1 | NEPTUNE | 7753 | 17 | SOLAR NATION NEW JERSEY LLC | JCP&L | No | Complete | 2011-09-26 | 2012-02-27 | 2012-04-05 | 2012-04-05
SRP05747 | SREC Solar | D'ALESSIO | SPIRAL BINDING | 496.08 | 0 | Commercial | 0 | TOTOWA | 7512 | 6 | AMBERJACK SOLAR ENERGY | PSE&G BPU | No | Complete | 2011-09-26 | 2012-03-07 | 2012-04-05 | 2012-04-05
SRP05748 | SREC Solar | CARPENTER | ALDI INC. STORE #71 | 51 | 0 | Commercial | 0 | LINDEN | 7036 | 10 | SOLAR NATION NEW JERSEY LLC | PSE&G BPU | No | Complete | 2011-09-26 | 2012-02-16 | 2012-03-20 | 2012-03-20
SRP05751 | SREC Solar | CHEN |  | 10 | 0 | Residential | 0 | BORDENTOWN | 8505 | 13 | GREENTECH SOLAR USA, LLC | PSE&G BPU | No | Complete | 2011-09-26 | 2012-02-21 | 2012-03-27 | 2012-03-27
SRP05752 | SREC Solar | TOMESCH |  | 5.98 | 0 | Residential | 0 | SUCCASUNNA | 7876 | 3 | CORBIN SOLAR SOLUTIONS, LLC | JCP&L | No | Complete | 2011-09-26 | 2011-10-14 | 2011-10-26 | 2011-10-26
SRP05753 | SREC Solar | CARPENTER | ALDI INC. STORE #66 | 51 | 0 | Commercial | 0 | ROSELLE | 7203 | 10 | SOLAR NATION NEW JERSEY LLC | PSE&G BPU | No | Complete | 2011-09-26 | 2012-02-16 | 2012-03-20 | 2012-03-20
SRP05754 | SREC Solar | CARPENTER | ALDI INC. STORE #28 | 51 | 0 | Commercial | 0 | UNION | 7083 | 10 | SOLAR NATION NEW JERSEY LLC | PSE&G BPU | No | Complete | 2011-09-26 | 2012-02-16 | 2012-03-28 | 2012-03-28
SRP05755 | SREC Solar | CANNON |  | 3.584 | 0 | Residential | 1 | PITMAN | 8071 | 15 | DYNAMIC SOLAR, LLC- WAYNE | AC Electric | No | Complete | 2011-09-26 | 2012-01-30 | 2012-03-20 | 2012-03-20
SRP05756 | SREC Solar | CARPENTER | ALDI INC. STORE #61 | 51 | 0 | Commercial | 0 | TRENTON | 8638 | 12 | SOLAR NATION NEW JERSEY LLC | PSE&G BPU | No | Complete | 2011-09-26 | 2012-02-03 | 2012-02-17 | 2012-02-17
SRP05758 | SREC Solar | CARPENTER | ALDI INC. STORE #63 | 51 | 0 | Commercial | 0 | NEW BRUNSWICK | 8901 | 11 | SOLAR NATION NEW JERSEY LLC | PSE&G BPU | No | Complete | 2011-09-26 | 2012-02-03 | 2012-02-24 | 2012-02-24
SRP05759 | SREC Solar | CARPENTER | ALDI INC. STORE #52 | 51 | 0 | Commercial | 1 | COLLINGSWOOD | 8104 | 14 | SOLAR NATION NEW JERSEY LLC | PSE&G BPU | No | Complete | 2011-09-26 | 2012-02-03 | 2012-02-17 | 2012-02-17
SRP05760 | SREC Solar | HOWSON |  | 4.7 | 0 | Residential | 1 | PRINCETON | 8540 | 12 | DYNAMIC SOLAR, LLC- WAYNE | PSE&G BPU | No | Complete | 2011-09-26 | 2012-01-30 | 2012-03-08 | 2012-03-08
SRP05761 | SREC Solar | CARPENTER | ALDI INC. STORE #67 | 51 | 0 | Commercial | 0 | EDGEWATER PARK | 8010 | 13 | SOLAR NATION NEW JERSEY LLC | PSE&G BPU | No | Complete | 2011-09-26 | 2012-02-03 | 2012-02-17 | 2012-02-17
SRP05762 | SREC Solar | CARPENTER | ALDI INC. STORE #32 | 51 | 0 | Commercial | 0 | CLIFTON | 7011 | 6 | SOLAR NATION NEW JERSEY LLC | PSE&G BPU | No | Complete | 2011-09-26 | 2012-02-16 | 2012-03-20 | 2012-03-20
SRP05763 | SREC Solar | BRESNICK |  | 8.1 | 0 | Residential |  | SOUTH PLAINFIELD | 7080 | 11 | SUN SAVER SOLAR SYSTEMS 2 | PSE&G BPU | No | Complete | 2011-09-26 | 2012-01-30 | 2012-02-17 | 2012-02-17
SRP05764 | SREC Solar | SHASTRI |  | 8.64 | 0 | Residential | 0 | PLAINSBORO | 8536 | 11 | GEOPEAK ENERGY LLC | PSE&G BPU | No | Complete | 2011-09-26 | 2011-12-21 | 2012-03-30 | 2012-03-30
SRP05765 | SREC Solar | NAGLE |  | 11.52 | 0 | Residential | 0 | MICKLETON | 8056 | 15 | ASTRUM SOLAR, LLC | AC Electric | No | Complete | 2011-09-26 | 2011-12-30 | 2012-04-22 | 2012-04-22
SRP05766 | SREC Solar | GREENHALGH |  | 6.96 | 0 | Residential | 0 | ANDOVER | 7821 | 1 | ASTRUM SOLAR, LLC | JCP&L | No | Complete | 2011-09-26 | 2012-04-04 | 2012-04-26 | 2012-04-26
SRP05767 | SREC Solar | MCCAULEY |  | 8.64 | 0 | Residential | 0 | MONROE | 8831 | 11 | GEOPEAK ENERGY LLC | JCP&L | No | Complete | 2011-09-26 | 2012-01-17 | 2012-02-17 | 2012-02-17
SRP05769 | SREC Solar | BARANIECKI |  | 7.82 | 0 | Residential | 0 | HILLSBOROUGH | 8844 | 5 | GEOPEAK ENERGY LLC | PSE&G BPU | No | Complete | 2011-09-26 | 2011-12-09 | 2012-01-13 | 2012-01-13
SRP05770 | SREC Solar | APPELBAUM |  | 6.66 | 0 | Residential | 1 | JACKSON | 8527 | 18 | TRINITY HEATING AND AIR | JCP&L | No | Complete | 2011-09-26 | 2011-10-27 | 2011-12-09 | 2011-12-09
SRP05771 | SREC Solar | DENKIN |  | 13.5 | 0 | Residential | 0 | ABERDEEN | 7747 | 17 | GEOGENIX | JCP&L | No | Complete | 2011-09-26 | 2011-12-16 | 2012-01-19 | 2012-01-19
SRP05772 | SREC Solar | RAFANO | CTY OF MIDDLESEX, NJ / DEPT OF PARK | 11.25 | 0 | Government Facility | 0 | NORTH BRUNSWICK | 8902 | 11 | ONFORCE SOLAR | PSE&G BPU | No | Complete | 2011-09-26 | 2013-11-07 | 2013-11-13 | 2013-11-13
SRP05773 | SREC Solar | HILL |  | 5.17 | 0 | Residential | 1 | PEMBERTON | 8068 | 13 | TRINITY HEATING AND AIR | JCP&L | No | Complete | 2011-09-26 | 2012-02-20 | 2012-03-28 | 2012-03-28
SRP05774 | SREC Solar | VAIDYA |  | 7.68 | 0 | Residential | 1 | WARREN | 7059 | 5 | ALTERIS RENEWABLES | JCP&L | No | Complete | 2011-09-26 | 2011-12-12 | 2012-01-11 | 2012-01-11
SRP05775 | SREC Solar | RALPH |  | 5.64 | 0 | Residential | 1 | TOMS RIVER | 8755 | 18 | TRINITY HEATING AND AIR | JCP&L | No | Complete | 2011-09-26 | 2011-12-08 | 2012-01-04 | 2012-01-04
SRP05776 | SREC Solar | RODRIGUES |  | 7.2 | 0 | Residential | 0 | LIVINGSTON | 7039 | 9 | GEOGENIX | PSE&G BPU | No | Complete | 2011-09-26 | 2011-12-19 | 2012-03-08 | 2012-03-08
SRP05777 | SREC Solar | WICKS |  | 5.76 | 0 | Residential | 0 | BORDENTOWN | 8505 | 13 | PROVEN RENEWABLE ENERGY, LLC | PSE&G BPU | No | Complete | 2011-09-26 | 2011-12-20 | 2012-01-24 | 2012-01-24
SRP05778 | SREC Solar | RAFIEYAN |  | 10.56 | 0 | Residential | 1 | WARREN | 7059 | 5 | REC SOLAR, INC. | JCP&L | No | Complete | 2011-09-26 | 2011-11-08 | 2011-11-22 | 2011-11-22
SRP05781 | SREC Solar | KESSINGER |  | 5.64 | 0 | Residential | 1 | BARNEGAT | 8005 | 18 | TRINITY HEATING AND AIR | JCP&L | No | Complete | 2011-09-26 | 2011-12-09 | 2012-01-13 | 2012-01-13
SRP05782 | SREC Solar | WU | WU & ASSOCIATES, INC | 17.385 | 0 | Commercial | 0 | CHERRY HILL | 8034 | 14 | MERCURY SOLAR SYSTEMS | PSE&G BPU | No | Complete | 2011-09-26 | 2011-10-05 | 2011-10-21 | 2011-10-21
SRP05783 | SREC Solar | COCHRAN |  | 7.755 | 0 | Residential | 1 | BURLINGTON | 8016 | 13 | TRINITY HEATING AND AIR | PSE&G BPU | No | Complete | 2011-09-26 | 2011-12-19 | 2012-01-19 | 2012-01-19
SRP05784 | SREC Solar | BINTER |  | 39.33 | 0 | Residential | 0 | LEBANON | 7830 | 4 | THE SOLAR CENTER, INC. | JCP&L | No | Complete | 2011-09-26 | 2012-03-01 | 2012-04-19 | 2012-04-19
SRP05785 | SREC Solar | ALTOMARE |  | 5.98 | 0 | Residential | 1 | BRICK | 8723 | 18 | NJR HOME SERVICES. | JCP&L | No | Complete | 2011-09-26 | 2012-02-01 | 2012-03-02 | 2012-03-02
SRP05786 | SREC Solar | BAUMGARTEN |  | 4.14 | 0 | Residential | 1 | TOMS RIVER | 8753 | 18 | NJR HOME SERVICES. | JCP&L | No | Complete | 2011-09-26 | 2011-12-23 | 2012-01-19 | 2012-01-19
SRP05787 | SREC Solar | HAY |  | 10.34 | 0 | Residential | 0 | WHITING | 8759 | 18 | SOLAR SYSTEM INC | JCP&L | No | Complete | 2011-09-26 | 2012-01-25 | 2012-02-22 | 2012-02-22
SRP05788 | SREC Solar | GERADI | GERARDI PRESS | 176.25 | 0 | Commercial | 1 | DENVILLE | 7834 | 3 | RENEWABLE POWER | JCP&L | No | Complete | 2011-09-26 | 2011-10-07 | 2011-12-08 | 2011-12-08
SRP05789 | SREC Solar | NATARAJAN |  | 9.9 | 0 | Residential | 0 | DAYTON | 8810 | 11 | SKY HIGH ENERGY, LLC | PSE&G BPU | No | Complete | 2011-09-26 | 2011-10-19 | 2011-12-20 | 2011-12-20
SRP05790 | SREC Solar | KING | RSI BANK | 61.44 | 0 | Commercial | 0 | RAHWAY | 7065 | 10 | BYSOLAR, INC. | PSE&G BPU | No | Complete | 2011-09-26 | 2012-07-10 | 2012-07-23 | 2012-07-23
SRP05791 | SREC Solar | CLEARY | IMPACT OASIS | 6.28 | 0 | Residential | 0 | MIDDLETOWN | 7748 | 17 | ABSOLUTELY ENERGIZED SOLAR, LLC | JCP&L | No | Complete | 2011-09-26 | 2012-10-24 | 2013-02-11 | 2013-02-11
SRP05792 | SREC Solar | DOIG |  | 6.44 | 0 | Residential | 1 | BRICK | 8724 | 18 | ACOS ENERGY, LLC | JCP&L | No | Complete | 2011-09-26 | 2012-01-27 | 2012-06-13 | 2012-06-13
SRP05793 | SREC Solar | MILLER |  | 7.4 | 0 | Residential | 1 | BERLIN | 8009 | 14 | MERCURY SOLAR SYSTEMS | Not Known | No | Complete | 2011-09-26 | 2012-02-17 | 2012-03-20 | 2012-03-20
SRP05794 | SREC Solar | MALHOTRA |  | 5.18 | 0 | Residential | 1 | FREEHOLD | 7728 | 17 | TRINITY HEATING AND AIR | JCP&L | No | Complete | 2011-09-26 | 2012-03-07 | 2012-04-17 | 2012-04-17
SRP05795 | SREC Solar | HANSEN |  | 17.48 | 0 | Residential | 1 | LAKEWOOD | 8701 | 18 | TRINITY HEATING AND AIR | JCP&L | No | Complete | 2011-09-26 | 2012-01-25 | 2012-09-17 | 2012-09-17
SRP05796 | SREC Solar | PENNELL |  | 5.98 | 0 | Residential | 1 | TOMS RIVER | 8753 | 18 | ACOS ENERGY, LLC | JCP&L | No | Complete | 2011-09-26 | 2012-01-06 | 2012-01-20 | 2012-01-20
SRP05798 | SREC Solar | LESINSKI |  | 7.755 | 0 | Residential | 1 | BURLINGTON TWP | 8016 | 13 | TRINITY HEATING AND AIR | PSE&G BPU | No | Complete | 2011-09-26 | 2012-06-14 | 2012-06-26 | 2012-06-26
SRP05799 | SREC Solar | BROWN |  | 4.7 | 0 | Residential | 0 | SOMERS POINT | 8244 | 19 | MERCURY SOLAR SYSTEMS | AC Electric | No | Complete | 2011-09-26 | 2012-01-17 | 2012-02-07 | 2012-02-07
SRP05801 | SREC Solar | DEMARINO | WOODBRIDGE TWP BOE | 157.92 | 0 | School Public K-12 | 0 | SEWAREN | 7077 | 11 | PRAVCO, INC | PSE&G BPU | No | Complete | 2011-10-03 | 2012-07-24 | 2012-08-06 | 2012-08-06
SRP05802 | SREC Solar | DEMARINO | WOODBRIDGE TWP BOE | 107.52 | 0 | School Public K-12 | 0 | COLONIA | 7067 | 10 | PRAVCO, INC | PSE&G BPU | No | Complete | 2011-10-03 | 2012-07-24 | 2012-08-06 | 2012-08-06
SRP05803 | SREC Solar | DEMARINO | WOODBRIDGE TWP BOE | 383.04 | 0 | School Public K-12 | 0 | ISELIN | 8830 | 11 | PRAVCO, INC | PSE&G BPU | No | Complete | 2011-10-03 | 2012-07-05 | 2012-07-24 | 2012-07-24
SRP05804 | SREC Solar | DEMARINO | WOODBRIDGE TWP BOE | 258.72 | 0 | School Public K-12 | 0 | ISELIN | 8830 | 11 | PRAVCO, INC | PSE&G BPU | No | Complete | 2011-10-03 | 2012-05-24 | 2012-06-04 | 2012-06-04
SRP05805 | SREC Solar | DEMARINO | WOODBRIDGE TWP BOE | 60.48 | 0 | School Public K-12 | 0 | ISELIN | 8830 | 11 | PRAVCO, INC | PSE&G BPU | No | Complete | 2011-10-03 | 2012-03-23 | 2012-04-22 | 2012-04-22
SRP05806 | SREC Solar | PERRINE |  | 6.9 | 0 | Residential | 1 | SOMMERVILLE | 8876 | 5 | TRINITY HEATING AND AIR | JCP&L | No | Complete | 2011-10-03 | 2011-11-04 | 2011-12-08 | 2011-12-08
SRP05807 | SREC Solar | FRANK |  | 8.88 | 0 | Residential | 1 | PISCATAWAY | 8854 | 11 | TRINITY HEATING AND AIR | PSE&G BPU | No | Complete | 2011-10-03 | 2012-07-18 | 2012-07-26 | 2012-07-26
SRP05808 | SREC Solar | DEMARINO | WOODBRIDGE TWP BOE | 336 | 0 | School Public K-12 | 0 | FORDS | 8863 | 11 | PRAVCO, INC | PSE&G BPU | No | Complete | 2011-10-03 | 2012-04-05 | 2012-04-30 | 2012-04-30
SRP05809 | SREC Solar | CATALDO |  | 6.11 | 0 | Residential | 1 | WESTAMPTON | 8060 | 13 | TRINITY HEATING AND AIR | PSE&G BPU | No | Complete | 2011-10-03 | 2011-12-28 | 2012-01-24 | 2012-01-24
SRP05810 | SREC Solar | HOLMAN |  | 7.99 | 0 | Residential | 1 | COLUMBUS | 8022 | 13 | TRINITY HEATING AND AIR | PSE&G BPU | No | Complete | 2011-10-03 | 2012-03-07 | 2012-04-13 | 2012-04-13
SRP05811 | SREC Solar | DEMARINO | WOODBRIDGE TWP BOE | 28.8 | 0 | School Public K-12 | 0 | FORDS | 8863 | 11 | PRAVCO, INC | PSE&G BPU | No | Complete | 2011-10-03 | 2012-03-23 | 2012-04-22 | 2012-04-22
SRP05812 | SREC Solar | ZEARFAUS |  | 6.105 | 0 | Residential | 1 | PEMBERTON | 8068 | 13 | TRINITY HEATING AND AIR | JCP&L | No | Complete | 2011-10-03 | 2012-02-13 | 2012-03-08 | 2012-03-08
SRP05813 | SREC Solar | KOOPMAN |  | 7.05 | 0 | Residential | 1 | JACKSON | 8527 | 18 | TRINITY HEATING AND AIR | JCP&L | No | Complete | 2011-10-03 | 2011-12-08 | 2012-01-04 | 2012-01-04
SRP05814 | SREC Solar | DEMARINO | WOODBRIDGE TWP BOE | 366.24 | 0 | School Public K-12 | 0 | COLONIA | 7067 | 10 | PRAVCO, INC | PSE&G BPU | No | Complete | 2011-10-03 | 2012-05-11 | 2012-05-24 | 2012-05-24
SRP05815 | SREC Solar | BRETTSCHNEIDER |  | 11.47 | 0 | Residential | 1 | MANCHESTER | 8759 | 18 | TRINITY HEATING AND AIR | JCP&L | No | Complete | 2011-10-03 | 2012-02-16 | 2012-03-28 | 2012-03-28
SRP05816 | SREC Solar | ANGELKOV |  | 6.96 | 0 | Residential | 0 | FORDS | 8863 | 11 | SMART KEY ENERGY INC. | PSE&G BPU | No | Complete | 2011-10-03 | 2013-11-07 | 2013-11-13 | 2013-11-13
SRP05817 | SREC Solar | DELEONARDIS | DELSEA DRIVE INN/ FOUR D'S | 49.68 | 0 | Commercial | 0 | VINELAND | 8360 | 20 | SHERWOOD ELECTRIC CO. INC. | Vineland Muni Elec | No | Complete | 2011-10-03 | 2011-10-12 | 2011-11-10 | 2011-11-10
SRP05818 | SREC Solar | D'ANTONIO |  | 7.77 | 0 | Residential | 1 | SEWELL | 8080 | 15 | TRINITY HEATING AND AIR | AC Electric | No | Complete | 2011-10-03 | 2012-05-16 | 2012-05-30 | 2012-05-30
SRP05819 | SREC Solar | WARD |  | 9.87 | 0 | Residential | 1 | BURLINGTON TWP | 8016 | 13 | TRINITY HEATING AND AIR | PSE&G BPU | No | Complete | 2011-10-03 | 2011-12-28 | 2012-01-24 | 2012-01-24
SRP05820 | SREC Solar | BREGMAN |  | 5.74 | 0 | Residential | 1 | MANCHESTER | 8759 | 18 | TRINITY HEATING AND AIR | JCP&L | No | Complete | 2011-10-03 | 2012-03-23 | 2012-04-22 | 2012-04-22
SRP05821 | SREC Solar | SCHEINZEIT |  | 5.55 | 0 | Residential | 1 | LAKEWOOD | 8701 | 18 | TRINITY HEATING AND AIR | JCP&L | No | Complete | 2011-10-03 | 2012-01-10 | 2012-02-17 | 2012-02-17
SRP05822 | SREC Solar | KREBEL |  | 8.93 | 0 | Residential | 1 | CLEMENTON | 8021 | 14 | TRINITY HEATING AND AIR | AC Electric | No | Complete | 2011-10-03 | 2012-04-03 | 2012-04-25 | 2012-04-25
SRP05825 | SREC Solar | BRESCIO |  | 5.64 | 0 | Residential | 0 | TRENTON | 8620 | 12 | TRINITY HEATING AND AIR | PSE&G BPU | No | Complete | 2011-10-03 | 2012-02-01 | 2012-03-02 | 2012-03-02
SRP05826 | SREC Solar | INGRAO |  | 8.46 | 0 | Residential | 1 | TABERNACLE | 8088 | 13 | TRINITY HEATING AND AIR | AC Electric | No | Complete | 2011-10-03 | 2012-02-17 | 2012-03-20 | 2012-03-20
SRP05827 | SREC Solar | SARDELLA |  | 7.2 | 0 | Residential | 1 | BARNEGAT | 8005 | 18 | TRINITY HEATING AND AIR | JCP&L | No | Complete | 2011-10-03 | 2012-01-23 | 2012-02-17 | 2012-02-17
SRP05828 | SREC Solar | OSBORNE |  | 12 | 0 | Residential | 0 | COLUMBUS | 8022 | 13 | AMPED ON SOLAR | PSE&G BPU | No | Complete | 2011-10-03 | 2012-01-20 | 2012-01-31 | 2012-01-31
SRP05831 | SREC Solar | WELBY |  | 6.125 | 0 | Residential | 0 | EASTAMPTON | 8060 | 13 | AMPED ON SOLAR | PSE&G BPU | No | Complete | 2011-10-03 | 2012-02-21 | 2012-03-08 | 2012-03-08
SRP05832 | SREC Solar | GENTILINI | GENTILINI FAMILY FORD | 238.28 | 0 | Commercial | 0 | WOODBINE | 8270 | 21 | BRITE IDEA ENERGY | AC Electric | No | Complete | 2011-10-03 | 2012-03-01 | 2012-04-11 | 2012-04-11
SRP05833 | SREC Solar | RICCIO | J.R. TRANSPORTATION CO INC | 33 | 0 | Commercial | 0 | JERSEY CITY | 7304 | 8 | GEOPEAK ENERGY LLC | PSE&G BPU | No | Complete | 2011-10-03 | 2012-04-02 | 2012-04-25 | 2012-04-25
SRP05835 | SREC Solar | RICHTER |  | 10.34 | 2500 | Residential | 0 | BRIDGETON | 8302 | 20 | RCL ENTERPRISES INC. | AC Electric | No | Complete | 2011-10-03 | 2012-01-05 | 2012-01-24 | 2012-04-04
SRP05837 | SREC Solar | COPPOLA | COPPOLA SERVICES, INC | 74.4 | 0 | Commercial | 0 | RINGWOOD | 7456 | 6 | AMBERJACK SOLAR ENERGY | Orange & Rockland Elec | No | Complete | 2011-10-03 | 2011-12-22 | 2012-01-19 | 2012-01-19
SRP05838 | SREC Solar | GONZALEZ |  | 8.51 | 0 | Residential | 1 | BRICK | 8724 | 18 | FOUR POINT REFRIGERATION CO., INC. | JCP&L | No | Complete | 2011-10-03 | 2012-03-07 | 2012-04-25 | 2012-04-25
SRP05839 | SREC Solar | FINOCCHIARO |  | 3.87 | 0 | Residential | 1 | SEA ISLE CITY | 8234 | 19 | RCL ENTERPRISES INC. | AC Electric | No | Complete | 2011-10-03 | 2011-11-21 | 2011-12-27 | 2011-12-27
SRP05841 | SREC Solar | YEE |  | 6 | 0 | Residential | 1 | BRIDGEWATER | 8807 | 5 | ALTERIS RENEWABLES | PSE&G BPU | No | Complete | 2011-10-03 | 2011-11-08 | 2011-11-22 | 2011-11-22
SRP05842 | SREC Solar | CARROLL |  | 10.08 | 0 | Residential | 0 | MARLTON | 8053 | 13 | SOLULAR LLC. II | PSE&G BPU | No | Complete | 2011-10-03 | 2012-08-24 | 2012-11-09 | 2012-11-09
SRP05843 | SREC Solar | BIFANO | MARLTON ASSEMBLY OF GOD | 134.88 | 0 | Non Profit | 1 | MARLTON | 8053 | 13 | SOLULAR LLC. II | PSE&G BPU | No | Complete | 2011-10-03 | 2012-06-26 | 2012-07-17 | 2012-07-17
SRP05844 | SREC Solar | WELSH |  | 1.41 | 0 | Residential | 1 | SEA ISLE CITY | 8243 | 21 | GREENPOINTE ENERGY | AC Electric | No | Complete | 2011-10-03 | 2012-01-18 | 2012-02-07 | 2012-02-07
SRP05847 | SREC Solar | HOLT |  | 5.52 | 0 | Residential | 1 | TOMS RIVER | 8753 | 18 | RELIABLE POWER SERVICES, INC. | JCP&L | No | Complete | 2011-10-03 | 2011-11-02 | 2012-02-22 | 2012-02-22
SRP05849 | SREC Solar | LEUTBECHER |  | 5.98 | 0 | Residential | 1 | BRICK | 8724 | 18 | RELIABLE POWER SERVICES, INC. | JCP&L | No | Complete | 2011-10-03 | 2012-03-07 | 2012-04-17 | 2012-04-17
SRP05850 | SREC Solar | LONGO |  | 6.11 | 0 | Residential | 1 | HOWELL | 7731 | 17 | RELIABLE POWER SERVICES, INC. | JCP&L | No | Complete | 2011-10-03 | 2012-04-04 | 2012-05-11 | 2012-05-11
SRP05851 | SREC Solar | TERESCO |  | 7.82 | 0 | Residential | 1 | TOMS RIVER | 8755 | 18 | RELIABLE POWER SERVICES, INC. | JCP&L | No | Complete | 2011-10-03 | 2012-01-11 | 2012-02-09 | 2012-02-09
SRP05852 | SREC Solar | GONZALEZ |  | 5.52 | 0 | Residential | 1 | BRICK | 8723 | 18 | RELIABLE POWER SERVICES, INC. | JCP&L | No | Complete | 2011-10-03 | 2012-01-27 | 2012-02-22 | 2012-02-22
SRP05853 | SREC Solar | DEPAOLA |  | 3.68 | 0 | Residential | 1 | HOWELL | 7731 | 17 | RELIABLE POWER SERVICES, INC. | JCP&L | No | Complete | 2011-10-03 | 2012-01-11 | 2012-02-09 | 2012-02-09
SRP05854 | SREC Solar | TONTI |  | 4.7 | 0 | Residential | 1 | WALL | 7719 | 17 | RELIABLE POWER SERVICES, INC. | JCP&L | No | Complete | 2011-10-03 | 2012-05-01 | 2012-05-15 | 2012-05-15
SRP05855 | SREC Solar | DUKE |  | 10.12 | 0 | Residential | 1 | UNION BEACH | 7735 | 17 | RELIABLE POWER SERVICES, INC. | JCP&L | No | Complete | 2011-10-03 | 2011-10-27 | 2012-04-11 | 2012-04-11
SRP05856 | SREC Solar | GUTKIND |  | 4.6 | 0 | Residential | 1 | BARNEGAT | 8005 | 18 | RELIABLE POWER SERVICES, INC. | JCP&L | No | Complete | 2011-10-03 | 2011-12-28 | 2012-03-08 | 2012-03-08
SRP05857 | SREC Solar | NIGRO |  | 5.06 | 0 | Residential | 1 | TOMS RIVER | 8753 | 18 | RELIABLE POWER SERVICES, INC. | JCP&L | No | Complete | 2011-10-03 | 2012-02-20 | 2012-03-27 | 2012-03-27
SRP05858 | SREC Solar | MORRA |  | 5.52 | 0 | Residential | 1 | JACKSON | 8527 | 18 | RELIABLE POWER SERVICES, INC. | JCP&L | No | Complete | 2011-10-03 | 2011-11-02 | 2012-06-28 | 2012-06-28
SRP05859 | SREC Solar | AMATO |  | 7.59 | 0 | Residential | 1 | WEST KEANSBURG | 7734 | 17 | RELIABLE POWER SERVICES, INC. | JCP&L | No | Complete | 2011-10-03 | 2012-01-11 | 2012-02-02 | 2012-02-02
SRP05860 | SREC Solar | CARPENTER | ALDI INC. STORE # 35 | 51 | 0 | Commercial | 1 | HOWELL | 7731 | 17 | SOLAR NATION NEW JERSEY LLC | JCP&L | No | Complete | 2011-10-03 | 2012-02-07 | 2012-02-29 | 2012-02-29
SRP05862 | SREC Solar | HEMHAUSER |  | 9.66 | 0 | Residential | 1 | TOMS RIVER | 8757 | 18 | RELIABLE POWER SERVICES, INC. | JCP&L | No | Complete | 2011-10-03 | 2012-01-11 | 2012-02-09 | 2012-02-09
SRP05863 | SREC Solar | CARPENTER | ALDI INC. STORE # 51 | 51 | 0 | Commercial | 1 | TOMS RIVER | 8753 | 18 | SOLAR NATION NEW JERSEY LLC | JCP&L | No | Complete | 2011-10-03 | 2012-02-07 | 2012-03-28 | 2012-03-28
SRP05864 | SREC Solar | JASTRZEBSKI |  | 4.6 | 0 | Residential | 1 | KEANSBURG | 7734 | 17 | RELIABLE POWER SERVICES, INC. | JCP&L | No | Complete | 2011-10-03 | 2011-10-27 | 2012-02-29 | 2012-02-29
SRP05865 | SREC Solar | MURPHY |  | 5.52 | 0 | Residential | 1 | TOMS RIVER | 8753 | 18 | RELIABLE POWER SERVICES, INC. | JCP&L | No | Complete | 2011-10-03 | 2012-03-27 | 2012-04-23 | 2012-04-23
SRP05866 | SREC Solar | PATEL |  | 6.75 | 0 | Residential | 1 | CARTERET | 7008 | 11 | A-TOP ALTERNATIVE ENERGY | PSE&G BPU | No | Complete | 2011-10-03 | 2011-12-28 | 2012-01-24 | 2012-01-24
SRP05867 | SREC Solar | ALCARESE |  | 10.56 | 0 | Residential | 1 | SOUTHAMPTON | 8088 | 13 | TRINITY HEATING AND AIR | PSE&G BPU | No | Complete | 2011-10-03 | 2012-03-29 | 2012-04-22 | 2012-04-22
SRP05868 | SREC Solar | SHUMAKER |  | 8.55 | 0 | Residential | 0 | RINGWOOD | 7456 | 6 | ROSS SOLAR GROUP, LLC | Orange & Rockland Elec | No | Complete | 2011-10-03 | 2012-02-22 | 2012-03-30 | 2012-03-30
SRP05869 | SREC Solar | ZUBRZYCKI |  | 7.755 | 0 | Residential | 1 | CHERRY HILL | 8003 | 14 | REC SOLAR, INC. | PSE&G BPU | No | Complete | 2011-10-03 | 2012-02-22 | 2012-03-30 | 2012-03-30
SRP05870 | SREC Solar | ASENCIO |  | 10.56 | 0 | Residential | 0 | LITTLE FERRY | 7643 | 7 | REC SOLAR, INC. | PSE&G BPU | No | Complete | 2011-10-03 | 2012-04-27 | 2012-06-01 | 2012-06-01
SRP05871 | SREC Solar | HALKA |  | 5.06 | 0 | Residential | 1 | BRICK | 8723 | 18 | NJR HOME SERVICES. | JCP&L | No | Complete | 2011-10-03 | 2012-01-24 | 2012-02-17 | 2012-02-17
SRP05872 | SREC Solar | CADET |  | 6.44 | 0 | Residential | 1 | NEPTUNE | 7753 | 17 | NJR HOME SERVICES. | JCP&L | No | Complete | 2011-10-03 | 2012-04-03 | 2012-04-25 | 2012-04-25
SRP05873 | SREC Solar | PIZZOLO |  | 8.51 | 0 | Residential | 1 | HOLMDEL | 7733 | 17 | NJR HOME SERVICES. | JCP&L | No | Complete | 2011-10-03 | 2012-02-20 | 2012-03-28 | 2012-03-28
SRP05874 | SREC Solar | CADET |  | 5.52 | 0 | Residential | 1 | NEPTUNE | 7753 | 17 | NJR HOME SERVICES. | JCP&L | No | Complete | 2011-10-03 | 2012-05-31 | 2012-06-08 | 2012-06-08
SRP05875 | SREC Solar | CARPENTER | ALDI INC. STORE # 30 | 51 | 0 | Commercial | 1 | TURNERSVILLE | 8012 | 14 | SOLAR NATION NEW JERSEY LLC | AC Electric | No | Complete | 2011-10-03 | 2012-02-23 | 2012-04-05 | 2012-04-05
SRP05877 | SREC Solar | MOONEY |  | 7.13 | 0 | Residential | 1 | BAYVILLE | 8721 | 18 | NJR HOME SERVICES. | JCP&L | No | Complete | 2011-10-03 | 2012-02-07 | 2012-02-29 | 2012-02-29
SRP05878 | SREC Solar | CANERO |  | 9.02 | 0 | Residential | 1 | JACKSON | 8527 | 18 | TRINITY HEATING AND AIR | JCP&L | No | Complete | 2011-10-03 | 2011-11-03 | 2011-11-16 | 2011-11-16
SRP05880 | SREC Solar | COHEN |  | 9.435 | 0 | Residential | 1 | MANCHESTER | 8759 | 18 | TRINITY HEATING AND AIR | JCP&L | No | Complete | 2011-10-03 | 2012-04-04 | 2012-04-25 | 2012-04-25
SRP05881 | SREC Solar | ENI | DIETZ & WATSON, INC | 424.96 | 0 | Commercial | 0 | DELANCO | 8075 | 13 | ABSOLUTELY ENERGIZED SOLAR, LLC | PSE&G BPU | No | Complete | 2011-10-03 | 2012-06-07 | 2012-06-19 | 2012-06-19
SRP05883 | SREC Solar | SUHR | EQUINOX | 292.6 | 0 | Commercial | 1 | EDISON | 8817 | 11 | SOLAR ENERGY, LLC | PSE&G BPU | No | Complete | 2011-10-03 | 2012-02-02 | 2012-03-22 | 2012-03-22
SRP05884 | SREC Solar | SODOWICK | NORTH VILLAGE APARTMENTS | 24 | 0 | Commercial | 0 | NORTH BRUNSWICK | 8902 | 11 | SUN FARM NETWORK | PSE&G BPU | No | Complete | 2011-10-03 | 2012-04-10 | 2012-04-30 | 2012-04-30
SRP05885 | SREC Solar | NOLL |  | 9.03 | 0 | Residential | 1 | GREAT MEADOWS | 7838 | 2 | SOLULAR LLC. II | JCP&L | No | Complete | 2011-10-03 | 2012-01-26 | 2012-02-24 | 2012-02-24
SRP05887 | SREC Solar | MUSSO |  | 3.995 | 0 | Residential | 0 | FLORENCE | 8505 | 13 | FUTURE SOLUTIONS CONTRACTING, LLC | PSE&G BPU | No | Complete | 2011-09-30 | 2011-10-10 | 2012-07-13 | 2012-07-13
SRP05888 | SREC Solar | RISOLDI |  | 10.34 | 0 | Residential | 0 | FRENCHTOWN | 8825 | 4 | THS ELECTRIC INC | JCP&L | No | Complete | 2011-10-03 | 2011-12-16 | 2012-01-24 | 2012-01-24
SRP05889 | SREC Solar | FLETCHER |  | 6.66 | 0 | Residential | 1 | BRIDGEWATER | 8807 | 5 | TRINITY HEATING AND AIR | PSE&G BPU | No | Complete | 2011-10-03 | 2012-02-14 | 2012-03-08 | 2012-03-08
SRP05890 | SREC Solar | MANCINI |  | 14.1 | 0 | Residential | 1 | MANCHESTER | 8759 | 18 | TRINITY HEATING AND AIR | JCP&L | No | Complete | 2011-10-03 | 2012-02-07 | 2012-03-22 | 2012-03-22
SRP05891 | SREC Solar | MARRANCO |  | 8.46 | 0 | Residential | 1 | BORDENTOWN | 8505 | 13 | TRINITY HEATING AND AIR | PSE&G BPU | No | Complete | 2011-10-03 | 2011-12-28 | 2012-01-24 | 2012-01-24
SRP05892 | SREC Solar | LAWRENCE |  | 7.26 | 0 | Residential | 0 | FORKED RIVER | 8731 | 18 | TRIM-O-TECH, LLC | JCP&L | No | Complete | 2011-10-03 | 2012-01-18 | 2012-02-07 | 2012-02-07
SRP05893 | SREC Solar | CARPENTER | ALDI INC. STORE # 95 | 51 | 0 | Commercial | 1 | STRATFORD | 8084 | 14 | SOLAR NATION NEW JERSEY LLC | AC Electric | No | Complete | 2011-10-03 | 2012-02-07 | 2012-02-29 | 2012-02-29
SRP05894 | SREC Solar | BONELLI |  | 7.05 | 0 | Residential | 1 | MEDFORD | 8055 | 13 | TRINITY HEATING AND AIR | PSE&G BPU | No | Complete | 2011-10-03 | 2012-02-01 | 2012-03-02 | 2012-03-02
SRP05896 | SREC Solar | FINN |  | 9.66 | 0 | Residential | 0 | JACKSON | 8527 | 18 | NOVA ALTERNATIVE ENERGY SYSTEMS LLC | JCP&L | No | Complete | 2011-10-03 | 2011-12-22 | 2012-01-19 | 2012-01-19
SRP05897 | SREC Solar | KOKINCHAK |  | 4.14 | 0 | Residential | 0 | MANCHESTER | 8759 | 18 | NOVA ALTERNATIVE ENERGY SYSTEMS LLC | JCP&L | No | Complete | 2011-10-03 | 2011-11-21 | 2011-12-20 | 2011-12-20
SRP05898 | SREC Solar | CAPRA | GROUND BREAK REALTY LLC | 67.575 | 0 | Commercial | 0 | RANDOLPH | 7869 | 3 | BYSOLAR, INC. | JCP&L | No | Complete | 2011-10-03 | 2012-06-25 | 2012-07-17 | 2012-07-17
SRP05900 | SREC Solar | MONETTI |  | 12 | 0 | Residential | 0 | TOMS RIVER | 8755 | 18 | GEOPEAK ENERGY LLC | JCP&L | No | Complete | 2011-10-03 | 2011-12-08 | 2012-01-04 | 2012-01-04
SRP05901 | SREC Solar | PANAS |  | 3.6 | 0 | Residential | 0 | POMPTON PLAINS | 7444 | 3 | ECOLOGICAL SYSTEMS BY WATER WIZARD | JCP&L | No | Complete | 2011-12-05 | 2012-01-19 | 2012-04-11 | 2012-04-11
SRP05904 | SREC Solar | CASTOR |  | 3.87 | 0 | Residential | 1 | UNION | 7083 | 10 | RCL ENTERPRISES INC. | PSE&G BPU | No | Complete | 2011-10-03 | 2011-11-08 | 2012-05-11 | 2012-05-11
SRP05905 | SREC Solar | IULO |  | 3.01 | 0 | Residential | 1 | EDISON | 8817 | 11 | RCL ENTERPRISES INC. | PSE&G BPU | No | Complete | 2011-10-03 | 2011-12-28 | 2012-02-17 | 2012-02-17
SRP05906 | SREC Solar | QURESHI |  | 5.375 | 0 | Residential | 1 | EDISON | 8837 | 11 | RCL ENTERPRISES INC. | PSE&G BPU | No | Complete | 2011-10-03 | 2011-11-17 | 2011-12-28 | 2011-12-28
SRP05908 | SREC Solar | YANES |  | 6.66 | 0 | Residential | 1 | DOVER | 7801 | 3 | BLUE SKY TECHNOLOGIES USA | JCP&L | No | Complete | 2011-10-03 | 2012-01-06 | 2012-03-30 | 2012-03-30
SRP05909 | SREC Solar | O'CONNOR |  | 6.75 | 0 | Residential | 0 | RUMSON | 7760 | 17 | MERCURY SOLAR SYSTEMS | JCP&L | No | Complete | 2011-10-03 | 2011-10-27 | 2011-11-15 | 2011-11-15
SRP05910 | SREC Solar | MAGYAR |  | 9.975 | 0 | Residential | 1 | PITTSGROVE | 8318 | 16 | MERCURY SOLAR SYSTEMS | AC Electric | No | Complete | 2011-10-03 | 2012-02-07 | 2012-02-29 | 2012-02-29
SRP05911 | SREC Solar | LAWRENCE |  | 6.66 | 0 | Residential | 1 | CAPE MAY COURT HOUSE | 8210 | 21 | MERCURY SOLAR SYSTEMS | AC Electric | No | Complete | 2011-10-03 | 2012-06-28 | 2012-07-10 | 2012-07-10
SRP05912 | SREC Solar | KRASTEK |  | 5.06 | 0 | Residential | 0 | RIVERSIDE | 8075 | 13 | AMPED ON SOLAR | PSE&G BPU | No | Complete | 2011-10-03 | 2012-01-12 | 2012-01-24 | 2012-01-24
SRP05913 | SREC Solar | FICCO |  | 5.59 | 0 | Residential | 1 | CAPE MAY COURT HOUSE | 8210 | 21 | ALTERNATIVE LIGHT & ENERGY SOLUTIONS | AC Electric | No | Complete | 2011-10-03 | 2011-10-21 | 2012-01-19 | 2012-01-19
SRP05914 | SREC Solar | COX |  | 4.3 | 0 | Residential | 1 | MORRISTOWN | 7960 | 3 | ALTERNATIVE LIGHT & ENERGY SOLUTIONS | JCP&L | No | Complete | 2011-10-03 | 2012-01-26 | 2012-03-15 | 2012-03-15
SRP05915 | SREC Solar | WANG-FISCHER |  | 11.515 | 0 | Residential | 0 | HILLSBOROUGH | 8844 | 5 | BLUE SKY TECHNOLOGIES USA | PSE&G BPU | No | Complete | 2011-10-03 | 2012-02-20 | 2012-04-23 | 2012-04-23
SRP05916 | SREC Solar | NETTAR |  | 7.84 | 0 | Residential | 0 | GREEN BROOK | 8812 | 11 | 1ST LIGHT ENERGY, INC. | PSE&G BPU | No | Complete | 2011-10-03 | 2012-06-06 | 2012-07-23 | 2012-07-23
SRP05917 | SREC Solar | CARLSON |  | 6.44 | 0 | Residential | 0 | JOBSTOWN | 8041 | 13 | AMPED ON SOLAR | PSE&G BPU | No | Complete | 2011-10-03 | 2011-12-02 | 2012-01-19 | 2012-01-19
SRP05918 | SREC Solar | CARPENTER | ALDI INC. STORE # 67 | 51 | 0 | Commercial | 1 | MAPLE SHADE | 8052 | 13 | SOLAR NATION NEW JERSEY LLC | JCP&L | No | Complete | 2011-10-03 | 2012-02-03 | 2012-02-17 | 2012-02-17
SRP05919 | SREC Solar | VESCOVI |  | 6.24 | 0 | Residential | 0 | BORDENTOWN | 8505 | 13 | ARRAY SUN SYSTEMS | PSE&G BPU | No | Complete | 2011-10-03 | 2011-11-30 | 2012-01-13 | 2012-01-13
SRP05921 | SREC Solar | DRUCKER |  | 7.77 | 0 | Residential | 1 | ALLENTOWN | 8501 | 17 | TRINITY HEATING AND AIR | PSE&G BPU | No | Complete | 2011-10-03 | 2012-01-18 | 2012-02-17 | 2012-02-17
SRP05922 | SREC Solar | MERSCHOD |  | 4.7 | 0 | Residential | 1 | BERGENFIELD | 7621 | 7 | TRINITY HEATING AND AIR | PSE&G BPU | No | Complete | 2011-10-03 | 2012-04-04 | 2012-04-26 | 2012-04-26
SRP05923 | SREC Solar | BARRETT |  | 6.11 | 0 | Residential | 1 | PISCATAWAY | 8854 | 11 | TRINITY HEATING AND AIR | PSE&G BPU | No | Complete | 2011-10-03 | 2011-12-08 | 2012-01-05 | 2012-01-05
SRP05925 | SREC Solar | WEST | WINFIELD TOWNSHIP | 54.99 | 0 | School Public K-12 | 1 | WINFIELD PARK | 7036 | 10 | PRO-TECH ENERGY SOLUTIONS | PSE&G BPU | No | Complete | 2011-10-03 | 2012-02-27 | 2012-03-30 | 2012-03-30
SRP05930 | SREC Solar | BROOK |  | 6.75 | 0 | Residential | 0 | NEW FOUNDLAND | 7435 | 6 | INTEGRATED SOLAR SYSTEMS, LLC | Orange & Rockland Elec | No | Complete | 2011-10-03 | 2012-04-16 | 2012-06-01 | 2012-06-01
SRP05931 | SREC Solar | HAMMOND |  | 8.1 | 0 | Residential | 0 | MANALAPAN | 7726 | 17 | KOPP ELECTRIC COMPANY | JCP&L | No | Complete | 2011-10-03 | 2012-03-01 | 2012-04-11 | 2012-04-11
SRP05934 | SREC Solar | SCHWARTZ | SCHWARTZ & SONS | 82.08 | 0 | Commercial | 0 | SHREWSBURY | 7702 | 17 | GARDEN STATE SOLAR LLC | JCP&L | No | Complete | 2011-10-03 | 2011-11-09 | 2011-11-22 | 2011-11-22
SRP05935 | SREC Solar | ARTURO |  | 3.01 | 0 | Residential | 1 | UNION | 7083 | 10 | ALTERNATIVE LIGHT & ENERGY SOLUTIONS | PSE&G BPU | No | Complete | 2011-10-03 | 2011-10-27 | 2011-12-28 | 2011-12-28
SRP05936 | SREC Solar | SKEETER |  | 5.355 | 0 | Residential | 1 | LITTLE EGG HARBOR | 8087 | 18 | PARAMOUNT SOLAR, LLC | AC Electric | No | Complete | 2011-10-03 | 2012-08-23 | 2012-09-11 | 2012-09-11
SRP05937 | SREC Solar | GRANGER |  | 13.8 | 0 | Residential | 0 | JACKSON | 8527 | 18 | TRINITY HEATING AND AIR | JCP&L | No | Complete | 2011-10-03 | 2012-02-17 | 2012-04-19 | 2012-04-19
SRP05940 | SREC Solar | MISRA |  | 9.9 | 0 | Residential | 0 | SOMERSET | 8873 | 5 | SKY HIGH ENERGY, LLC | PSE&G BPU | No | Complete | 2011-10-03 | 2011-12-07 | 2012-01-17 | 2012-01-17
SRP05941 | SREC Solar | BISWAS |  | 10.08 | 0 | Residential | 1 | NORTH BRUNSWICK | 8902 | 11 | GEOGENIX | PSE&G BPU | No | Complete | 2011-10-03 | 2012-03-28 | 2012-04-12 | 2012-04-12
SRP05942 | SREC Solar | GOULD |  | 10.12 | 0 | Residential | 1 | LITTLE EGG HARBOR | 8087 | 18 | GEOGENIX | AC Electric | No | Complete | 2011-10-03 | 2012-01-04 | 2012-02-22 | 2012-02-22
SRP05943 | SREC Solar | PELLEGRINI |  | 7.755 | 0 | Residential | 0 | MANASQUAN | 8736 | 17 | FOUR POINT REFRIGERATION CO., INC. | JCP&L | No | Complete | 2011-10-03 | 2011-11-03 | 2011-11-29 | 2011-11-29
SRP05945 | SREC Solar | MEHR | OLDE AVON FIREHOUSE, LLC | 8.97 | 0 | Commercial | 0 | AVON BY THE SEA | 7717 | 17 | MAGLIO ELECTRIC | JCP&L | No | Complete | 2011-10-03 | 2012-06-27 | 2012-07-17 | 2012-07-17
SRP05949 | SREC Solar | COLON |  | 7.755 | 0 | Residential | 1 | BURLINGTON | 8016 | 13 | TRINITY HEATING AND AIR | PSE&G BPU | No | Complete | 2011-10-03 | 2011-12-19 | 2012-01-19 | 2012-01-19
SRP05950 | SREC Solar | GOVINDARAJAN |  | 7.2 | 0 | Residential | 0 | BRIDGEWATER | 8807 | 5 | REC SOLAR, INC. | PSE&G BPU | No | Complete | 2011-10-03 | 2012-01-24 | 2012-02-24 | 2012-02-24
SRP05951 | SREC Solar | GURIAN |  | 4.7 | 0 | Residential | 1 | HOWELL | 7731 | 17 | TRINITY HEATING AND AIR | JCP&L | No | Complete | 2011-10-03 | 2012-01-31 | 2012-02-29 | 2012-02-29
SRP05952 | SREC Solar | SCHMIDLE |  | 16.8 | 0 | Residential | 1 | MENDHAM | 7945 | 3 | REC SOLAR, INC. | JCP&L | No | Complete | 2011-10-03 | 2011-11-08 | 2011-11-22 | 2011-11-22
SRP05953 | SREC Solar | COLANTUONO |  | 7.05 | 0 | Residential | 1 | HILLSBOROUGH | 8844 | 5 | TRINITY HEATING AND AIR | PSE&G BPU | No | Complete | 2011-10-03 | 2012-01-31 | 2012-02-29 | 2012-02-29
SRP05955 | SREC Solar | BELFOR |  | 4.32 | 0 | Residential | 0 | CRESSKILL | 7626 | 7 | AMERICAN RENEWABLE ENERGY, INC | Orange & Rockland Elec | No | Complete | 2011-10-03 | 2012-01-10 | 2012-02-17 | 2012-02-17
SRP05956 | SREC Solar | TURNER |  | 7.99 | 0 | Residential | 1 | BRICK | 8724 | 18 | TRINITY HEATING AND AIR | JCP&L | No | Complete | 2011-10-03 | 2011-12-16 | 2012-01-24 | 2012-01-24
SRP05957 | SREC Solar | PHAM |  | 8.64 | 0 | Residential | 1 | PISCATAWAY | 8854 | 11 | TRINITY HEATING AND AIR | PSE&G BPU | No | Complete | 2011-10-03 | 2012-03-27 | 2012-04-23 | 2012-04-23
SRP05958 | SREC Solar | BYRNES |  | 6.845 | 0 | Residential | 1 | MANCHESTER | 8759 | 18 | TRINITY HEATING AND AIR | JCP&L | No | Complete | 2011-10-03 | 2012-03-23 | 2012-04-22 | 2012-04-22
SRP05959 | SREC Solar | NICOLOSI III |  | 9.2 | 0 | Residential | 0 | MT. LAUREL | 8054 | 13 | GRO SOLAR | PSE&G BPU | No | Complete | 2011-10-03 | 2011-11-09 | 2011-11-22 | 2011-11-22
SRP05963 | SREC Solar | BRODHECKER |  | 24.96 | 2500 | Residential | 0 | BRANCHVILLE | 7826 | 1 | SELF INSTALL | Not Known | No | Complete | 2011-10-10 | 2012-03-14 | 2012-04-25 | 2012-07-24
SRP05964 | SREC Solar | FRANCHI |  | 3.36 | 0 | Residential | 0 | HOLMDEL | 7733 | 17 | ECOLOGICAL SYSTEMS-MANALAPAN | JCP&L | No | Complete | 2011-10-10 | 2012-05-04 | 2012-11-21 | 2012-11-21
SRP05965 | SREC Solar | SHIH |  | 9.45 | 0 | Residential | 1 | SCOTCH PLAINS | 7078 | 9 | A-TOP ALTERNATIVE ENERGY | PSE&G BPU | No | Complete | 2011-10-10 | 2012-03-06 | 2012-04-19 | 2012-04-19
SRP05967 | SREC Solar | PARKS |  | 5.735 | 0 | Residential | 1 | WARETOWN | 8758 | 18 | TRINITY HEATING AND AIR | JCP&L | No | Complete | 2011-10-10 | 2012-01-16 | 2012-02-22 | 2012-02-22
SRP05968 | SREC Solar | BROOKS |  | 4.7 | 0 | Residential | 1 | MANCHESTER | 8759 | 18 | TRINITY HEATING AND AIR | JCP&L | No | Complete | 2011-10-10 | 2012-04-25 | 2012-05-22 | 2012-05-22
SRP05969 | SREC Solar | MARTINS |  | 6.96 | 0 | Residential | 1 | JACKSON | 8527 | 18 | TRINITY HEATING AND AIR | JCP&L | No | Complete | 2011-10-10 | 2012-02-08 | 2012-03-02 | 2012-03-02
SRP05970 | SREC Solar | CANTWELL | FUTURE FITTNESS CENTERS | 110.4 | 0 | Commercial | 1 | MT LAUREL | 8054 | 13 | DERITA ELECTRIC | PSE&G BPU | No | Complete | 2011-10-10 | 2013-03-05 | 2013-03-19 | 2013-03-19
SRP05971 | SREC Solar | CANTWELL | INT'L SPORTS CTR OF MT. LAUREL | 414 | 0 | Commercial | 0 | MT. LAUREL | 8054 | 13 | DERITA ELECTRIC | PSE&G BPU | No | Complete | 2011-10-10 | 2013-03-05 | 2013-03-18 | 2013-03-18
SRP05972 | SREC Solar | DEMARTINO | VORNADO REALTY TRUST | 175.5 | 0 | Commercial | 0 | PARAMUS | 7652 | 7 | SAFARI ENERGY LLC | JCP&L | No | Complete | 2011-10-10 | 2012-01-04 | 2012-02-24 | 2012-02-24
SRP05973 | SREC Solar | DEMARTINO | VORNADO REALTY TRUST | 804.375 | 0 | Commercial | 0 | PARAMUS | 7652 | 7 | SAFARI ENERGY LLC | JCP&L | No | Complete | 2011-10-10 | 2012-02-17 | 2012-03-20 | 2012-03-20
SRP05974 | SREC Solar | DELPHA |  | 9 | 0 | Residential | 0 | BROWNS MILLS | 8015 | 13 | ALTERIS RENEWABLES | JCP&L | No | Complete | 2011-10-10 | 2012-01-05 | 2012-01-26 | 2012-01-26
SRP05976 | SREC Solar | WOLFGANG |  | 3.36 | 0 | Residential | 0 | BOONTON | 7005 | 3 | GEOPEAK ENERGY LLC | JCP&L | No | Complete | 2011-10-10 | 2011-12-19 | 2012-01-17 | 2012-01-17
SRP05977 | SREC Solar | ZYTKO |  | 11.25 | 0 | Residential | 0 | CHESTERFIELD | 8515 | 13 | CORBIN SOLAR SOLUTIONS, LLC | JCP&L | No | Complete | 2011-10-10 | 2011-10-27 | 2011-11-15 | 2011-11-15
SRP05981 | SREC Solar | JOHNSON |  | 9.675 | 0 | Residential | 0 | BELLE MEAD | 8502 | 5 | GEOPEAK ENERGY LLC | PSE&G BPU | No | Complete | 2011-10-10 | 2011-12-28 | 2012-02-07 | 2012-02-07
SRP05982 | SREC Solar | LAPOINTE |  | 9.87 | 0 | Residential | 0 | WHIPPANY | 7981 | 3 | ECOLUTION ENERGY | JCP&L | No | Complete | 2011-10-10 | 2012-02-02 | 2012-03-28 | 2012-03-28
SRP05983 | SREC Solar | GIACOBBE |  | 3.22 | 0 | Residential | 0 | CEDAR GROVE | 7009 | 9 | CORBIN SOLAR SOLUTIONS, LLC | PSE&G BPU | No | Complete | 2011-10-10 | 2011-12-22 | 2012-01-19 | 2012-01-19
SRP05984 | SREC Solar | AVARES |  | 13.275 | 0 | Residential | 0 | PENNSVILLE | 8070 | 16 | CORBIN SOLAR SOLUTIONS, LLC | AC Electric | No | Complete | 2011-10-10 | 2012-01-11 | 2012-02-02 | 2012-02-02
SRP05985 | SREC Solar | DEFILIPPIS |  | 0.585 | 0 | Residential | 0 | SMITHVILLE | 8204 | 21 | RCL ENTERPRISES INC. | AC Electric | No | Complete | 2011-10-10 | 2011-12-30 | 2012-11-07 | 2012-11-07
SRP05986 | SREC Solar | NICOLOSI |  | 6.37 | 0 | Residential | 0 | BRIGANTINE | 8203 | 19 | SHERWOOD ELECTRIC CO. INC. | AC Electric | No | Complete | 2011-11-14 | 2011-12-16 | 2012-02-07 | 2012-02-07
SRP05989 | SREC Solar | GLASSBERG | ALANS FABULUS FLORALS LLC | 17.6 | 0 | Commercial | 0 | LAKEWOOD | 8701 | 18 | REC SOLAR INC | JCP&L | No | Complete | 2011-10-10 | 2012-01-12 | 2012-02-02 | 2012-02-02
SRP05990 | SREC Solar | PICOT | TOYS "R" US-DELAWARE, INC | 2779.92 | 0 | Commercial | 1 | FLANDERS | 7836 | 3 | CONSTELLATION ENERGY | JCP&L | No | Complete | 2011-10-10 | 2012-01-10 | 2012-02-17 | 2012-02-17
SRP05991 | SREC Solar | PICOT | TOYS "R" US-DELAWARE, INC | 587.664 | 0 | Commercial | 1 | FLANDERS | 7836 | 3 | CONSTELLATION ENERGY | JCP&L | No | Complete | 2011-10-10 | 2011-10-26 | 2011-12-27 | 2011-12-27
SRP05992 | SREC Solar | ECKMAN |  | 6.24 | 0 | Residential | 0 | HADDONFIELD | 8033 | 14 | AZTEC SOLAR POWER | PSE&G BPU | No | Complete | 2011-10-10 | 2012-01-03 | 2012-01-26 | 2012-01-26
SRP05993 | SREC Solar | FRICKE | MIDDLESEX COUNTY COLLEGE | 1099.8 | 0 | Commercial | 1 | EDISON | 8818 | 11 | VANGUARD ENERGY PARTNERS, LLC | PSE&G BPU | No | Complete | 2011-10-10 | 2012-05-29 | 2012-06-21 | 2012-06-21
SRP05994 | SREC Solar | SAMSON |  | 4.14 | 1035 | Residential | 0 | BEACH HAVEN | 8008 | 18 | SAMSON ELECTRIC INC. | AC Electric | No | Complete | 2011-10-10 | 2012-01-25 | 2012-02-10 | 2012-05-31
SRP05995 | SREC Solar | CAMPANA | ROSELLE GRACE WILDAY | 240.17 | 0 | School Public K-12 | 1 | ROSELLE | 7203 | 10 | PRO-TECH ENERGY SOLUTIONS | PSE&G BPU | No | Complete | 2011-10-10 | 2012-03-14 | 2012-04-19 | 2012-04-19
SRP05997 | SREC Solar | KEARNES |  | 5.06 | 0 | Residential | 0 | LINCOLN PARK | 7035 | 3 | POWELL ENERGY AND SOLAR | JCP&L | No | Complete | 2011-10-10 | 2012-03-01 | 2012-04-13 | 2012-04-13
SRP05998 | SREC Solar | SCHMALZ |  | 7.44 | 0 | Residential | 0 | BURLINGTON | 8016 | 13 | GEOPEAK ENERGY LLC | PSE&G BPU | No | Complete | 2011-10-10 | 2011-12-08 | 2012-01-26 | 2012-01-26
SRP05999 | SREC Solar | MARKS |  | 5.28 | 1320 | Residential | 1 | WEST DEPTFORD | 8096 | 15 | P3 INTEGRATION INC. | PSE&G BPU | No | Complete | 2011-10-10 | 2012-03-15 | 2012-04-25 | 2012-07-24
SRP06000 | SREC Solar | MOORMAN |  | 8.64 | 2160 | Residential | 1 | WEST DEPTFORD | 8096 | 15 | P3 INTEGRATION INC. | PSE&G BPU | No | Complete | 2011-10-10 | 2012-03-28 | 2012-04-25 | 2012-07-24
SRP06001 | SREC Solar | JONES |  | 13.8 | 0 | Residential | 0 | FRANKLIN PARK | 8823 | 5 | GEOPEAK ENERGY LLC | PSE&G BPU | No | Complete | 2011-10-10 | 2012-01-26 | 2012-02-22 | 2012-02-22
SRP06002 | SREC Solar | JESS |  | 6.9 | 0 | Residential | 0 | STRATFORD | 8084 | 14 | GEOPEAK ENERGY LLC | AC Electric | No | Complete | 2011-10-10 | 2012-01-05 | 2012-01-26 | 2012-01-26
SRP06003 | SREC Solar | ROMANO, SR. |  | 11.76 | 2500 | Residential | 1 | GLASSBORO | 8028 | 15 | P3 INTEGRATION INC. | AC Electric | No | Complete | 2011-10-10 | 2012-03-27 | 2012-04-25 | 2012-07-24
SRP06004 | SREC Solar | EVERS | TOWNSHIP OF PISCATAWAY | 24 | 3360 | Government Facility | 0 | PISCATAWAY | 8854 | 11 | EMSA SOLAR | PSE&G BPU | No | Complete | 2011-10-10 | 2011-12-02 | 2011-12-22 | 2012-04-04
SRP06006 | SREC Solar | KIMBER | RE CRANBURY SOLAR 1, LLC | 5738.88 | 0 | Commercial |  | CRANBURY | 8512 | 11 | HYPOWER, INC. | PSE&G BPU | Yes | Complete | 2011-10-10 | 2011-11-17 | 2011-12-09 | 2011-12-09
SRP06007 | SREC Solar | BORN |  | 10.045 | 0 | Residential | 0 | HAMILTON | 8610 | 12 | AMPED ON SOLAR | PSE&G BPU | No | Complete | 2011-10-10 | 2012-03-06 | 2012-03-22 | 2012-03-22
SRP06008 | SREC Solar | AUMACK | FAITH REFORMED CHURCH | 14.1 | 0 | Non Profit | 1 | HAZLET | 7730 | 17 | GARDEN STATE SOLAR LLC | JCP&L | No | Complete | 2011-10-10 | 2011-10-26 | 2011-12-09 | 2011-12-09
SRP06009 | SREC Solar | PHILLIPS |  | 8.28 | 0 | Residential | 1 | POINT PLEASANT | 8742 | 18 | FOUR POINT REFRIGERATION CO., INC. | JCP&L | No | Complete | 2011-10-10 | 2011-12-30 | 2012-02-07 | 2012-02-07
SRP06010 | SREC Solar | GUEST |  | 19.78 | 0 | Residential | 1 | COLUMBUS | 8022 | 13 | RCL ENTERPRISES INC. | PSE&G BPU | No | Complete | 2011-10-10 | 2011-12-28 | 2012-02-17 | 2012-02-17
SRP06011 | SREC Solar | DELUCCIO | FRAMEWARE, INC. | 86.71 | 0 | Commercial | 0 | FAIRFIELD | 7004 | 9 | THE SOLAR CENTER, INC. | PSE&G BPU | No | Complete | 2011-10-10 | 2012-04-02 | 2012-04-25 | 2012-04-25
SRP06012 | SREC Solar | BRAIMAH |  | 6.66 | 0 | Residential | 1 | COLUMBUS | 8022 | 13 | INDEPENDENT SOLAR | PSE&G BPU | No | Complete | 2011-10-10 | 2011-12-30 | 2012-01-26 | 2012-01-26
SRP06016 | SREC Solar | LITWINKO |  | 2.88 | 0 | Residential | 0 | SOMERVILLE | 8876 | 5 | GEOPEAK ENERGY LLC | JCP&L | No | Complete | 2011-10-10 | 2012-02-17 | 2012-03-27 | 2012-03-27
SRP06017 | SREC Solar | CUCCOLO |  | 8.64 | 0 | Residential | 0 | SOMERSET | 8873 | 5 | GEOPEAK ENERGY LLC | PSE&G BPU | No | Complete | 2011-10-10 | 2012-01-16 | 2012-02-20 | 2012-02-20
SRP06018 | SREC Solar | KOVACS | AMARETTA SOLAR LLC | 8.46 | 0 | Commercial | 0 | HACKETTSTOWN | 7840 | 2 | SOLAR ENERGY IS POWER INC. | JCP&L | No | Complete | 2011-10-10 | 2012-04-12 | 2012-04-30 | 2012-04-30
SRP06019 | SREC Solar | FAHEY |  | 9.4 | 0 | Residential | 0 | LANOKA HARBOR | 8734 | 18 | 4BESTSOLAR, LLC | JCP&L | No | Complete | 2011-10-10 | 2012-02-08 | 2012-03-15 | 2012-03-15
SRP06020 | SREC Solar | PAGLIARO |  | 2.7 | 0 | Residential | 0 | ATLANTIC CITY | 8401 | 19 | SEA BRIGHT SOLAR, LLC | AC Electric | No | Complete | 2011-10-10 | 2012-02-01 | 2012-03-02 | 2012-03-02
SRP06021 | SREC Solar | BUSICHIO |  | 12.48 | 0 | Residential | 0 | SCOTCH PLAINS | 7076 | 10 | GEOPEAK ENERGY LLC | PSE&G BPU | No | Complete | 2011-10-10 | 2012-03-01 | 2012-04-05 | 2012-04-05
SRP06022 | SREC Solar | VU |  | 6.9 | 0 | Residential | 0 | EAST HANOVER | 7936 | 3 | CORBIN SOLAR SOLUTIONS, LLC | JCP&L | No | Complete | 2011-10-10 | 2011-11-30 | 2012-01-13 | 2012-01-13
SRP06024 | SREC Solar | HOWLETT |  | 5.06 | 0 | Residential | 1 | ATLANTIC HIGHLANDS | 7716 | 17 | FOUR POINT REFRIGERATION CO., INC. | JCP&L | No | Complete | 2011-10-10 | 2012-01-11 | 2012-04-05 | 2012-04-05
SRP06026 | SREC Solar | SAGE |  | 9.9 | 0 | Residential | 0 | SOMERSET | 8873 | 5 | SKY HIGH ENERGY, LLC | PSE&G BPU | No | Complete | 2011-10-10 | 2011-10-20 | 2011-10-28 | 2011-10-28
SRP06027 | SREC Solar | CAVALUZZI |  | 5.875 | 0 | Residential | 1 | LITTLE EGG HARBOR | 8087 | 18 | SEA BRIGHT SOLAR, LLC | AC Electric | No | Complete | 2011-10-10 | 2012-06-05 | 2012-06-13 | 2012-06-13
SRP06028 | SREC Solar | BARTHOLD |  | 8.28 | 0 | Residential | 1 | MILLVILLE | 8332 | 20 | SEA BRIGHT SOLAR, LLC | AC Electric | No | Complete | 2011-10-10 | 2012-03-29 | 2012-04-22 | 2012-04-22
SRP06029 | SREC Solar | FRANK |  | 5.52 | 0 | Residential | 1 | MILLVILLE | 8332 | 20 | SEA BRIGHT SOLAR, LLC | AC Electric | No | Complete | 2011-10-10 | 2012-04-19 | 2012-05-09 | 2012-05-09
SRP06030 | SREC Solar | PHILLIPS |  | 12.925 | 0 | Residential | 1 | MILLVILLE | 8332 | 20 | SEA BRIGHT SOLAR, LLC | AC Electric | No | Complete | 2011-10-10 | 2012-04-03 | 2012-04-25 | 2012-04-25
SRP06032 | SREC Solar | IANNETTE |  | 3.68 | 0 | Residential | 1 | MILLVILLE | 8332 | 20 | SEA BRIGHT SOLAR, LLC | AC Electric | No | Complete | 2011-10-10 | 2012-04-03 | 2012-04-24 | 2012-04-24
SRP06033 | SREC Solar | MCCABE | NATIONAL PIPE HANGER CORP | 179.52 | 0 | Commercial | 1 | PEMBERTON | 8060 | 13 | TRINITY HEATING AND AIR | PSE&G BPU | No | Complete | 2011-10-10 | 2012-04-03 | 2012-04-24 | 2012-04-24
SRP06034 | SREC Solar | WOLLNER | COMPUTER DATA SOURCE INC | 106.56 | 0 | Commercial | 0 | EATONTOWN | 7724 | 17 | TRINITY HEATING AND AIR | JCP&L | No | Complete | 2011-10-10 | 2012-03-01 | 2012-04-12 | 2012-04-12
SRP06035 | SREC Solar | FOSTER |  | 5.64 | 0 | Residential | 0 | VINELAND | 8360 | 20 | WISE POWER SYSTEM | Vineland Muni Elec | No | Complete | 2011-10-10 | 2012-05-04 | 2012-05-21 | 2012-05-21
SRP06036 | SREC Solar | WILLIAMSON | DABCO TRANS INC. | 17.28 | 0 | Commercial | 0 | LITTLE EGG HARBOR | 8087 | 18 | TRINITY HEATING AND AIR | AC Electric | No | Complete | 2011-10-10 | 2012-01-16 | 2012-02-09 | 2012-02-09
SRP06037 | SREC Solar | UNCHIS | LAURY-VINELAND VENTURE, LLC | 36.4 | 0 | Commercial | 0 | VINELAND | 8360 | 20 | WISE POWER SYSTEM | Vineland Muni Elec | No | Complete | 2011-10-10 | 2012-02-10 | 2012-03-15 | 2012-03-15
SRP06038 | SREC Solar | LONGO |  | 4.7 | 0 | Residential | 1 | CAPE MAY BEACH | 8204 | 21 | TRINITY HEATING AND AIR | AC Electric | No | Complete | 2011-10-10 | 2012-04-04 | 2012-04-26 | 2012-04-26
SRP06039 | SREC Solar | REMSBURG | STONE CREEK STABLES | 14.3 | 0 | Commercial | 1 | STEWARTSVILLE | 8886 | 2 | MERCURY SOLAR SYSTEMS | JCP&L | No | Complete | 2011-10-10 | 2012-02-22 | 2012-03-27 | 2012-03-27
SRP06040 | SREC Solar | BRICKNER |  | 8.74 | 0 | Residential | 1 | FLORENCE | 8518 | 13 | TRINITY HEATING AND AIR | PSE&G BPU | No | Complete | 2011-10-10 | 2012-01-18 | 2012-02-07 | 2012-02-07
SRP06041 | SREC Solar | WILLIAMS |  | 2.3 | 0 | Residential | 0 | GREAT MEADOWS | 7838 | 2 | ARRAY SUN SYSTEMS | JCP&L | No | Complete | 2011-10-10 | 2012-03-16 | 2012-04-22 | 2012-04-22
SRP06042 | SREC Solar | EPSTEIN |  | 7.99 | 0 | Residential | 1 | MONROE | 8831 | 11 | TRINITY HEATING AND AIR | JCP&L | No | Complete | 2011-10-10 | 2011-12-19 | 2012-01-17 | 2012-01-17
SRP06044 | SREC Solar | HIRTH |  | 8.46 | 0 | Residential | 1 | LITTLE EGG HARBOR | 8087 | 18 | TRINITY HEATING AND AIR | AC Electric | No | Complete | 2011-10-10 | 2012-02-16 | 2012-03-20 | 2012-03-20
SRP06045 | SREC Solar | IGOE |  | 7.4 | 0 | Residential | 1 | WARETOWN | 8758 | 18 | TRINITY HEATING AND AIR | JCP&L | No | Complete | 2011-10-10 | 2012-01-04 | 2012-01-31 | 2012-01-31
SRP06046 | SREC Solar | SANDERS |  | 9.805 | 0 | Residential | 1 | MANCHESTER | 8759 | 18 | TRINITY HEATING AND AIR | JCP&L | No | Complete | 2011-10-10 | 2012-03-23 | 2012-04-22 | 2012-04-22
SRP06047 | SREC Solar | HEIL |  | 9.8 | 0 | Residential | 1 | TURNERSVILLE | 8012 | 14 | SUNGEVITY, INC. | AC Electric | No | Complete | 2011-10-10 | 2012-02-17 | 2012-03-27 | 2012-03-27
SRP06048 | SREC Solar | CAWLEY | AVALON SUN POWER LLC | 104.16 | 0 | Commercial | 0 | AVALON | 8202 | 21 | HUTCHINSON ENERGY SERVICES | AC Electric | No | Complete | 2011-10-10 | 2012-05-25 | 2012-06-04 | 2012-06-04
SRP06049 | SREC Solar | MCCAULEY |  | 4.92 | 0 | Residential | 1 | HOPATCONG | 7843 | 1 | TRINITY HEATING AND AIR | JCP&L | No | Complete | 2011-10-10 | 2011-12-12 | 2012-01-11 | 2012-01-11
SRP06051 | SREC Solar | MCELROY JR. |  | 15.525 | 0 | Residential | 0 | WHITING | 8759 | 18 | GEOPEAK ENERGY LLC | JCP&L | No | Complete | 2011-10-10 | 2011-12-09 | 2012-02-17 | 2012-02-17
SRP06052 | SREC Solar | ELLIOTT | SPORTSPLEX OPERATIONS GROUP | 312 | 0 | Commercial | 0 | METUCHEN | 8840 | 11 | SOLAR ENERGY WORLD | PSE&G BPU | No | Complete | 2011-10-10 | 2011-11-04 | 2011-12-06 | 2011-12-06
SRP06053 | SREC Solar | MATRANGA |  | 6.66 | 0 | Residential | 1 | TOMS RIVER | 8757 | 18 | TRINITY HEATING AND AIR | JCP&L | No | Complete | 2011-10-10 | 2012-01-18 | 2012-02-07 | 2012-02-07
SRP06054 | SREC Solar | TEDESCO |  | 11 | 0 | Residential | 1 | STEWARTSVILLE | 8886 | 2 | MERCURY SOLAR SYSTEMS | JCP&L | No | Complete | 2011-10-10 | 2012-02-22 | 2012-03-27 | 2012-03-27
SRP06055 | SREC Solar | DETRIZIO |  | 4.465 | 0 | Residential | 1 | HASBROUCK HEIGHTS | 7604 | 7 | VIVINT SOLAR | PSE&G BPU | No | Complete | 2011-10-10 | 2012-09-13 | 2012-10-01 | 2012-10-01
SRP06056 | SREC Solar | WHITE |  | 3.29 | 0 | Residential | 1 | WEST ORANGE | 7052 | 9 | VIVINT SOLAR | PSE&G BPU | No | Complete | 2011-10-10 | 2012-04-19 | 2012-05-02 | 2012-05-02
SRP06057 | SREC Solar | BARNETT | TURTLE & HUGHES | 331.58 | 0 | Commercial | 0 | BRIDGEWATER | 8807 | 5 | TURTLE & HUGHES | PSE&G BPU | No | Complete | 2011-10-10 | 2011-11-22 | 2011-12-16 | 2011-12-16
SRP06058 | SREC Solar | RODGERS |  | 3.055 | 0 | Residential | 1 | RUTHERFORD | 7070 | 7 | VIVINT SOLAR | PSE&G BPU | No | Complete | 2011-10-10 | 2012-02-17 | 2012-03-15 | 2012-03-15
SRP06061 | SREC Solar | RYPKEMA |  | 2.82 | 0 | Residential | 1 | HASBROUCK HEIGHTS | 7604 | 7 | VIVINT SOLAR | PSE&G BPU | No | Complete | 2011-10-10 | 2012-02-14 | 2012-03-08 | 2012-03-08
SRP06062 | SREC Solar | KARL |  | 7.4 | 0 | Residential | 1 | SICKELERVILLE | 8081 | 14 | TRINITY HEATING AND AIR | AC Electric | No | Complete | 2011-10-10 | 2012-02-17 | 2012-03-20 | 2012-03-20
SRP06064 | SREC Solar | FRANDI |  | 6.11 | 0 | Residential | 1 | LAFAYETTE | 7848 | 1 | VIVINT SOLAR | JCP&L | No | Complete | 2011-10-10 | 2012-03-01 | 2012-04-11 | 2012-04-11
SRP06065 | SREC Solar | CONTRERAS |  | 6.11 | 0 | Residential | 1 | LODI | 7644 | 7 | VIVINT SOLAR | PSE&G BPU | No | Complete | 2011-10-10 | 2012-01-23 | 2012-02-29 | 2012-02-29
SRP06066 | SREC Solar | SILVA |  | 5.64 | 0 | Residential | 1 | KEARNY | 7032 | 8 | VIVINT SOLAR | PSE&G BPU | No | Complete | 2011-10-10 | 2012-01-17 | 2012-02-07 | 2012-02-07
SRP06068 | SREC Solar | GREENBERG |  | 8.28 | 0 | Residential | 1 | MARLTON | 8053 | 13 | REC SOLAR, INC. | PSE&G BPU | No | Complete | 2011-10-10 | 2012-03-28 | 2012-04-22 | 2012-04-22
SRP06069 | SREC Solar | CATTANEO |  | 4.23 | 0 | Residential | 1 | LODI | 7644 | 7 | VIVINT SOLAR | PSE&G BPU | No | Complete | 2011-10-10 | 2011-12-28 | 2012-01-31 | 2012-01-31
SRP06071 | SREC Solar | CANTAFIO |  | 3.525 | 0 | Residential | 1 | KEARNY | 7032 | 8 | VIVINT SOLAR | PSE&G BPU | No | Complete | 2011-10-10 | 2013-02-14 | 2013-03-04 | 2013-03-04
SRP06072 | SREC Solar | FOSTER |  | 3.995 | 0 | Residential | 1 | LODI | 7644 | 7 | VIVINT SOLAR | PSE&G BPU | No | Complete | 2011-10-10 | 2012-02-08 | 2012-03-02 | 2012-03-02
SRP06073 | SREC Solar | LOAIZA |  | 3.995 | 0 | Residential | 1 | LODI | 7644 | 7 | VIVINT SOLAR | PSE&G BPU | No | Complete | 2011-10-10 | 2011-12-23 | 2012-01-19 | 2012-01-19
SRP06074 | SREC Solar | CANTAFIO |  | 2.115 | 0 | Residential | 1 | KEARNY | 7032 | 8 | VIVINT SOLAR | PSE&G BPU | No | Complete | 2011-10-10 | 2013-02-14 | 2013-03-04 | 2013-03-04
SRP06080 | SREC Solar | EANNONE |  | 6.345 | 0 | Residential | 1 | TOMS RIVER | 7853 | 3 | TRINITY HEATING AND AIR | JCP&L | No | Complete | 2011-10-10 | 2011-12-19 | 2012-01-17 | 2012-01-17
SRP06082 | SREC Solar | REISING |  | 5.92 | 0 | Residential | 1 | EDGEWATER PARK | 8010 | 13 | TRINITY HEATING AND AIR | PSE&G BPU | No | Complete | 2011-10-10 | 2012-02-03 | 2012-03-02 | 2012-03-02
SRP06083 | SREC Solar | ORTIZ |  | 3.29 | 0 | Residential | 1 | LODI | 7644 | 7 | VIVINT SOLAR | PSE&G BPU | No | Complete | 2011-10-10 | 2012-02-01 | 2012-03-08 | 2012-03-08
SRP06084 | SREC Solar | WEBER |  | 6.84 | 0 | Residential | 1 | LAKEWOOD | 8701 | 18 | TRINITY HEATING AND AIR | JCP&L | No | Complete | 2011-10-10 | 2011-12-09 | 2012-01-11 | 2012-01-11
SRP06085 | SREC Solar | HUANG |  | 11.78 | 0 | Residential | 1 | JACKSON | 8527 | 18 | TRINITY HEATING AND AIR | JCP&L | No | Complete | 2011-10-10 | 2011-12-16 | 2012-01-20 | 2012-01-20
SRP06086 | SREC Solar | HAN |  | 8.88 | 0 | Residential | 0 | MORGANVILLE | 7751 | 17 | ASTRUM SOLAR, LLC | JCP&L | No | Complete | 2011-10-10 | 2011-11-14 | 2011-12-28 | 2011-12-28
SRP06087 | SREC Solar | DEAN |  | 10.535 | 0 | Residential | 0 | WOODBURY | 8096 | 15 | ASTRUM SOLAR, LLC | PSE&G BPU | No | Complete | 2011-10-10 | 2012-02-02 | 2012-03-28 | 2012-03-28
SRP06088 | SREC Solar | BOST | DPT LABS, INC. | 520.52 | 0 | Commercial | 1 | LAKEWOOD | 8701 | 18 | G & S INVESTORS | JCP&L | No | Complete | 2011-10-10 | 2013-02-06 | 2013-03-27 | 2013-03-27
SRP06089 | SREC Solar | DE GARMEAUX |  | 30.6 | 0 | Residential | 1 | HOWELL | 7731 | 17 | ROOF DIAGNOSTICS INC | JCP&L | No | Complete | 2011-10-10 | 2012-10-01 | 2012-10-11 | 2012-10-11
SRP06091 | SREC Solar | SCOTT |  | 15.91 | 0 | Residential | 1 | BRIDGETON | 8302 | 20 | RCL ENTERPRISES INC. | AC Electric | No | Complete | 2011-10-10 | 2011-11-21 | 2012-01-20 | 2012-01-20
SRP06092 | SREC Solar | REITZ | TOYOTA OF RUNNEMEDE | 152.49 | 0 | Commercial | 1 | RUNNEMEDE | 8078 | 14 | GREEN PLANET BUILDERS | PSE&G BPU | No | Complete | 2011-10-10 | 2012-03-23 | 2012-04-26 | 2012-04-26
SRP06093 | SREC Solar | KUO |  | 7.2 | 0 | Residential | 0 | LEBANON | 8833 | 4 | CORBIN SOLAR SOLUTIONS, LLC | JCP&L | No | Complete | 2011-10-10 | 2011-10-24 | 2012-02-02 | 2012-02-02
SRP06095 | SREC Solar | SIMPSON |  | 5.06 | 0 | Residential | 1 | MANCHESTER | 8759 | 18 | ACOS ENERGY, LLC | JCP&L | No | Complete | 2011-10-10 | 2012-03-09 | 2012-04-22 | 2012-04-22
SRP06096 | SREC Solar | DABICE |  | 7.59 | 0 | Residential | 1 | MANCHESTER | 8759 | 18 | ACOS ENERGY, LLC | JCP&L | No | Complete | 2011-10-10 | 2012-03-06 | 2012-04-12 | 2012-04-12
SRP06097 | SREC Solar | BIER |  | 6.9 | 0 | Residential | 1 | MANCHESTER | 8759 | 18 | ACOS ENERGY, LLC | JCP&L | No | Complete | 2011-10-11 | 2012-07-03 | 2012-07-18 | 2012-07-18
SRP06098 | SREC Solar | BOST | DPT LABS, INC | 1007.16 | 0 | Commercial | 1 | LAKEWOOD | 8701 | 18 | G & S INVESTORS | JCP&L | No | Complete | 2011-10-10 | 2012-06-27 | 2012-07-17 | 2012-07-17
SRP06099 | SREC Solar | MADISON |  | 9.2 | 2300 | Residential | 0 | PISCATAWAY | 8854 | 11 | G-CREW, LLC | PSE&G BPU | No | Complete | 2011-10-10 | 2012-01-18 | 2012-02-10 | 2012-05-31
SRP06102 | SREC Solar | IAFELICE |  | 23.52 | 2500 | Residential | 0 | CRANBERRY | 8512 | 11 | 4 BESTSOLAR | PSE&G BPU | No | Complete | 2011-10-10 | 2012-03-24 | 2012-04-25 | 2012-07-24
SRP06103 | SREC Solar | HADERER | TOWNSHIP OF UNION | 80.04 | 9604.8 | Commercial | 0 | UNION | 7083 | 10 | EMSA SOLAR | PSE&G BPU | No | Complete | 2011-10-10 | 2012-04-17 | 2012-06-06 | 2012-08-16
SRP06104 | SREC Solar | LAMPARELLO |  | 9.18 | 0 | Residential | 0 | EDISON | 8837 | 11 | AMPED ON SOLAR | PSE&G BPU | No | Complete | 2011-10-10 | 2012-06-28 | 2012-07-23 | 2012-07-23
SRP06105 | SREC Solar | SCHER |  | 2.96 | 0 | Residential | 0 | SOMERSET | 8873 | 5 | GEOGENIX | PSE&G BPU | No | Complete | 2011-10-10 | 2012-03-07 | 2012-03-08 | 2012-03-08
SRP06107 | SREC Solar | BOST | DPT LABS, INC | 499.4 | 0 | Commercial | 1 | LAKEWOOD | 8701 | 18 | G & S INVESTORS | JCP&L | No | Complete | 2011-10-10 | 2012-07-02 | 2013-03-27 | 2013-03-27
SRP06108 | SREC Solar | HILES |  | 13.2 | 2500 | Residential | 0 | SALEM | 8079 | 16 | ONPEAK SOLAR, INC | AC Electric | No | Complete | 2011-10-10 | 2012-01-05 | 2012-01-24 | 2012-04-04
SRP06109 | SREC Solar | EVANS |  | 5.13 | 0 | Residential | 0 | PEMBERTON | 8068 | 13 | TRINITY HEATING AND AIR | JCP&L | No | Complete | 2011-10-10 | 2012-01-23 | 2012-02-17 | 2012-02-17
SRP06111 | SREC Solar | PFEFFERKOM | SIEMENS DEMAG DELAVAL TURBO | 659.45 | 0 | Commercial | 1 | HAMILTON | 8638 | 12 | G & S INVESTORS | JCP&L | No | Complete | 2011-10-10 | 2012-06-29 | 2012-07-13 | 2012-07-13
SRP06112 | SREC Solar | ROCHE |  | 7.05 | 0 | Residential | 0 | TOMS RIVER | 8753 | 18 | NOVA ALTERNATIVE ENERGY SYSTEMS LLC | JCP&L | No | Complete | 2011-10-10 | 2011-11-02 | 2011-11-16 | 2011-11-16
SRP06113 | SREC Solar | LIN |  | 6 | 0 | Residential | 0 | EDISON | 8820 | 11 | EBR ENERGY CORPORATION | PSE&G BPU | No | Complete | 2011-10-10 | 2012-03-28 | 2012-04-23 | 2012-04-23
SRP06114 | SREC Solar | CHOUDRIE |  | 7 | 0 | Residential | 0 | EDISON | 8820 | 11 | EBR ENERGY CORPORATION | PSE&G BPU | No | Complete | 2011-10-10 | 2012-06-25 | 2012-07-10 | 2012-07-10
SRP06117 | SREC Solar | PINO |  | 4.37 | 0 | Residential | 1 | MILLVILLE | 8332 | 20 | SEA BRIGHT SOLAR, LLC | AC Electric | No | Complete | 2011-10-10 | 2012-04-22 | 2012-04-30 | 2012-04-30
SRP06120 | SREC Solar | ZOLLO | L'OREAL USA | 430 | 0 | Commercial | 1 | PISCATAWAY | 8854 | 11 | GEOPEAK ENERGY LLC | PSE&G BPU | No | Complete | 2011-10-17 | 2012-02-20 | 2012-03-28 | 2012-03-28
SRP06121 | SREC Solar | HAFF | KG SOLAR & RENEWABLE ENERGY LLC | 8.64 | 0 | Residential | 0 | NEWTON | 7860 | 1 | KG BUILDERS - RE DIVISION | JCP&L | No | Complete | 2011-10-17 | 2012-01-17 | 2012-02-07 | 2012-02-07
SRP06122 | SREC Solar | COPELAND |  | 3.84 | 0 | Residential | 0 | PISCATAWAY | 8854 | 11 | GEOPEAK ENERGY LLC | PSE&G BPU | No | Complete | 2011-10-17 | 2012-03-23 | 2012-04-22 | 2012-04-22
SRP06123 | SREC Solar | THOMAS |  | 5.06 | 0 | Residential | 1 | SEA GIRT | 8750 | 17 | FOUR POINT REFRIGERATION CO., INC. | JCP&L | No | Complete | 2011-10-17 | 2011-12-30 | 2012-02-17 | 2012-02-17
SRP06124 | SREC Solar | DECKER |  | 9.18 | 0 | Residential | 0 | JACKSON | 8527 | 18 | CORBIN SOLAR SOLUTIONS, LLC | JCP&L | No | Complete | 2011-10-17 | 2012-01-23 | 2012-02-29 | 2012-02-29
SRP06125 | SREC Solar | DESHPANDE |  | 8.16 | 0 | Residential | 0 | PLAINSBORO | 8536 | 11 | AMERICAN RENEWABLE ENERGY, INC | PSE&G BPU | No | Complete | 2011-10-17 | 2012-01-17 | 2012-02-17 | 2012-02-17
SRP06126 | SREC Solar | LIPANI | CENTRAL JERSEY NURSEY | 35.955 | 0 | Commercial | 0 | HILLSBOROUGH | 8844 | 5 | AMERICAN RENEWABLE ENERGY, INC | PSE&G BPU | No | Complete | 2011-10-17 | 2012-04-03 | 2012-04-25 | 2012-04-25
SRP06127 | SREC Solar | WALLACE | TRI-BORO PAVING CO., INC | 5.64 | 0 | Commercial | 1 | CINNAMINSON | 8077 | 13 | G. E. SMITH ELECTRIC INC | PSE&G BPU | No | Complete | 2011-10-17 | 2012-02-17 | 2012-03-20 | 2012-03-20
SRP06128 | SREC Solar | WHITE |  | 5.16 | 0 | Residential | 1 | CRANFORD | 7016 | 10 | A-TOP ALTERNATIVE ENERGY | PSE&G BPU | No | Complete | 2011-10-17 | 2012-04-19 | 2012-05-09 | 2012-05-09
SRP06129 | SREC Solar | GIOVANNIELLI |  | 4.73 | 0 | Residential | 1 | FORDS | 8863 | 11 | A-TOP ALTERNATIVE ENERGY | PSE&G BPU | No | Complete | 2011-10-17 | 2011-12-08 | 2011-12-29 | 2011-12-29
SRP06130 | SREC Solar | NESBITT |  | 2.15 | 0 | Residential | 0 | CAPE MAY COURT HOUSE | 8210 | 21 | A-TOP ALTERNATIVE ENERGY | AC Electric | No | Complete | 2011-10-17 | 2012-04-06 | 2012-04-30 | 2012-04-30
SRP06132 | SREC Solar | GILL |  | 4.3 | 0 | Residential | 1 | AVENEL | 7001 | 11 | A-TOP ALTERNATIVE ENERGY | PSE&G BPU | No | Complete | 2011-10-17 | 2012-02-27 | 2012-04-05 | 2012-04-05
SRP06133 | SREC Solar | GALVEZ |  | 7.6 | 0 | Residential | 0 | EDISON | 8820 | 11 | ENERGIZED SOLAR LLC | PSE&G BPU | No | Complete | 2011-10-17 | 2012-03-23 | 2012-04-22 | 2012-04-22
SRP06134 | SREC Solar | REIF |  | 3.42 | 0 | Residential | 0 | EDISON | 8817 | 11 | ENERGIZED SOLAR LLC | PSE&G BPU | No | Complete | 2011-10-17 | 2012-03-23 | 2012-04-22 | 2012-04-22
SRP06135 | SREC Solar | SCARLATA |  | 6.84 | 0 | Residential | 1 | HOWELL | 7731 | 17 | TRINITY HEATING AND AIR | JCP&L | No | Complete | 2011-10-17 | 2012-01-06 | 2012-02-20 | 2012-02-20
SRP06137 | SREC Solar | WATSON |  | 11.76 | 0 | Residential | 1 | MANCHESTER | 8759 | 18 | TRINITY HEATING AND AIR | JCP&L | No | Complete | 2011-10-17 | 2012-01-13 | 2012-02-09 | 2012-02-09
SRP06138 | SREC Solar | BENECCHI |  | 6.66 | 0 | Residential | 1 | MANCHESTER | 8759 | 18 | TRINITY HEATING AND AIR | JCP&L | No | Complete | 2011-10-17 | 2012-01-12 | 2012-02-02 | 2012-02-02
SRP06139 | SREC Solar | BROWER |  | 7.6 | 0 | Residential | 1 | TOMS RIVER | 8755 | 18 | TRINITY HEATING AND AIR | JCP&L | No | Complete | 2011-10-17 | 2011-12-28 | 2012-01-24 | 2012-01-24
SRP06141 | SREC Solar | ROTSIDES | SPRUCE FARMS | 11.52 | 0 | Commercial | 0 | WRIGHTSTOWN | 8562 | 13 | SOLAR ENERGY WORLD-W | JCP&L | No | Complete | 2011-10-17 | 2011-12-28 | 2012-01-24 | 2012-01-24
SRP06144 | SREC Solar | EDMUNDS |  | 7.38 | 0 | Residential | 1 | EAST WINDSOR | 8512 | 11 | TRINITY HEATING AND AIR | JCP&L | No | Complete | 2011-10-17 | 2012-01-13 | 2012-02-09 | 2012-02-09
SRP06145 | SREC Solar | XIE |  | 8.16 | 0 | Residential | 0 | MORGANVILLE | 7751 | 17 | CORBIN SOLAR SOLUTIONS, LLC | JCP&L | No | Complete | 2011-10-17 | 2011-12-08 | 2011-12-28 | 2011-12-28
SRP06146 | SREC Solar | KONOP |  | 7.65 | 0 | Residential | 0 | NEW EGYPT | 8533 | 18 | CORBIN SOLAR SOLUTIONS, LLC | JCP&L | No | Complete | 2011-10-17 | 2011-12-28 | 2012-01-31 | 2012-01-31
SRP06147 | SREC Solar | CHASE |  | 11.96 | 0 | Residential | 1 | BAYVILLE | 8721 | 18 | SEA BRIGHT SOLAR, LLC | JCP&L | No | Complete | 2011-10-17 | 2012-04-04 | 2012-06-21 | 2012-06-21
SRP06148 | SREC Solar | PERETZ |  | 7.99 | 0 | Residential | 1 | EAST WINDSOR | 8512 | 11 | TRINITY HEATING AND AIR | JCP&L | No | Complete | 2011-10-17 | 2011-12-09 | 2012-01-13 | 2012-01-13
SRP06149 | SREC Solar | GORMAN |  | 9.165 | 0 | Residential | 1 | MILLVILLE | 8332 | 20 | SEA BRIGHT SOLAR, LLC | AC Electric | No | Complete | 2011-10-17 | 2012-04-05 | 2012-04-30 | 2012-04-30
SRP06150 | SREC Solar | DATT |  | 7.755 | 0 | Residential | 1 | EAST WINDSOR | 8520 | 12 | SOLARCITY CORPORATION | JCP&L | No | Complete | 2011-10-17 | 2012-01-30 | 2012-03-02 | 2012-03-02
SRP06151 | SREC Solar | ACOSTA |  | 11.4 | 0 | Residential | 1 | ALLENTOWN | 8501 | 17 | TRINITY HEATING AND AIR | PSE&G BPU | No | Complete | 2011-10-17 | 2011-11-25 | 2011-12-27 | 2011-12-27
SRP06152 | SREC Solar | FERRARI | BOUND BROOK HOLDINGS | 6.44 | 0 | Commercial | 1 | BOUND BROOK | 8805 | 5 | SOLARCITY CORPORATION | PSE&G BPU | No | Complete | 2011-10-17 | 2013-04-12 | 2013-04-26 | 2013-04-26
SRP06153 | SREC Solar | KAZSUK |  | 8.36 | 0 | Residential | 1 | PERTH AMBOY | 8861 | 11 | TRINITY HEATING AND AIR | PSE&G BPU | No | Complete | 2011-10-17 | 2012-04-09 | 2012-04-25 | 2012-04-25
SRP06155 | SREC Solar | DICARO |  | 8.74 | 0 | Residential | 1 | LAKEHURST | 8733 | 18 | TRINITY HEATING AND AIR | JCP&L | No | Complete | 2011-10-17 | 2012-03-02 | 2012-04-12 | 2012-04-12
SRP06156 | SREC Solar | DIAZ |  | 9.635 | 0 | Residential | 1 | MONROE | 8831 | 11 | TRINITY HEATING AND AIR | JCP&L | No | Complete | 2011-10-17 | 2011-12-19 | 2012-01-19 | 2012-01-19
SRP06157 | SREC Solar | BRITTON |  | 8.16 | 0 | Residential | 1 | BROWNS MILLS | 8015 | 13 | TRINITY HEATING AND AIR | JCP&L | No | Complete | 2011-10-17 | 2012-01-31 | 2012-02-29 | 2012-02-29
SRP06158 | SREC Solar | SIMMONS |  | 6.08 | 0 | Residential | 1 | SEWELL | 8080 | 15 | TRINITY HEATING AND AIR | AC Electric | No | Complete | 2011-10-17 | 2012-01-23 | 2012-02-17 | 2012-02-17
SRP06159 | SREC Solar | SMITH |  | 9.4 | 0 | Residential | 1 | MONROE | 8831 | 11 | TRINITY HEATING AND AIR | JCP&L | No | Complete | 2011-10-17 | 2011-12-19 | 2012-01-17 | 2012-01-17
SRP06160 | SREC Solar | HOLMES |  | 5.16 | 0 | Residential | 0 | WILDWOOD CREST | 8260 | 21 | NJ SOLAR POWER, LLC | AC Electric | No | Complete | 2011-10-17 | 2012-01-17 | 2012-02-07 | 2012-02-07
SRP06161 | SREC Solar | LUCCARELLI |  | 5.32 | 0 | Residential | 1 | UPPER FREEHOLD | 8501 | 17 | TRINITY HEATING AND AIR | PSE&G BPU | No | Complete | 2011-10-17 | 2012-01-11 | 2012-02-02 | 2012-02-02
SRP06163 | SREC Solar | O'BRIEN | ROSELLE BOROUGH HALL | 39.48 | 0 | Government Facility | 1 | ROSELLE | 7203 | 10 | PRO-TECH ENERGY SOLUTIONS | PSE&G BPU | No | Complete | 2011-10-17 | 2012-10-02 | 2012-10-12 | 2012-10-12
SRP06164 | SREC Solar | LEE | N.E.W. CHRISTIAN ACADEMY | 36.96 | 0 | Commercial | 0 | PALISADES PARK | 7650 | 7 | EBR ENERGY CORPORATION | PSE&G BPU | No | Complete | 2011-10-17 | 2012-07-18 | 2012-07-26 | 2012-07-26
SRP06165 | SREC Solar | BUZZONI |  | 10.56 | 0 | Residential | 0 | HILLSBOROUGH | 8844 | 5 | ADVANCED SOLAR PRODUCTS FLEMINGTON | PSE&G BPU | No | Complete | 2011-10-17 | 2012-10-18 | 2012-11-02 | 2012-11-02
SRP06167 | SREC Solar | PATEL |  | 5.76 | 0 | Residential | 0 | HILLSBOROUGH | 8844 | 5 | REC SOLAR, INC. | PSE&G BPU | No | Complete | 2011-10-17 | 2011-12-19 | 2012-01-19 | 2012-01-19
SRP06168 | SREC Solar | GDOVIN |  | 6.24 | 0 | Residential | 1 | HOWELL | 7731 | 17 | TRINITY HEATING AND AIR | JCP&L | No | Complete | 2011-10-17 | 2012-02-01 | 2012-03-08 | 2012-03-08
SRP06170 | SREC Solar | KIRPALANI |  | 6.11 | 0 | Residential | 0 | ALLENTOWN | 8601 | 12 | 1ST LIGHT ENERGY, INC. | PSE&G BPU | No | Complete | 2011-10-17 | 2011-12-14 | 2012-01-31 | 2012-01-31
SRP06171 | SREC Solar | COSENTINO |  | 4.6 | 0 | Residential | 1 | WEST LONG BRANCH | 7764 | 17 | GEOGENIX | JCP&L | No | Complete | 2011-10-17 | 2011-12-23 | 2012-01-19 | 2012-01-19
SRP06172 | SREC Solar | DUNIGAN | MODERN STORE EQUIPMENT | 116.61 | 0 | Commercial | 0 | BURLINGTON | 8016 | 13 | DYNAMIC SOLAR, LLC- WAYNE | PSE&G BPU | No | Complete | 2011-10-17 | 2012-03-14 | 2012-04-22 | 2012-04-22
SRP06173 | SREC Solar | CUOCO |  | 14.49 | 0 | Non Profit | 0 | POINT PLEASANT | 8742 | 18 | STEVE WHITMAN SOLAR LLC | JCP&L | No | Complete | 2011-10-17 | 2012-01-11 | 2012-02-02 | 2012-02-02
SRP06174 | SREC Solar | DRESSEL |  | 12.48 | 0 | Residential | 0 | JAMESBURG | 8831 | 11 | GEOPEAK ENERGY LLC | JCP&L | No | Complete | 2011-10-17 | 2011-12-08 | 2012-02-07 | 2012-02-07
SRP06175 | SREC Solar | ABADRABO |  | 6.44 | 0 | Residential | 0 | BRIELLE | 8730 | 17 | STEVE WHITMAN SOLAR LLC | JCP&L | No | Complete | 2011-10-17 | 2012-01-10 | 2012-02-17 | 2012-02-17
SRP06177 | SREC Solar | LEVY | TECHNOLOGY DYNAMICS, INC | 92.69 | 0 | Commercial | 0 | BERGENFIELD | 7621 | 7 | SUNVEST SOLAR, INC | PSE&G BPU | No | Complete | 2011-10-17 | 2012-01-11 | 2012-02-22 | 2012-02-22
SRP06178 | SREC Solar | ZOLLO | L'OREAL USA | 334.4 | 0 | Commercial | 1 | PISCATAWAY | 8854 | 11 | GEOPEAK ENERGY LLC | PSE&G BPU | No | Complete | 2011-10-17 | 2012-02-20 | 2012-03-28 | 2012-03-28
SRP06179 | SREC Solar | FEASTER |  | 9.635 | 0 | Residential | 0 | LANOKA HARBOR | 8734 | 18 | GARDEN STATE SOLAR LLC | JCP&L | No | Complete | 2011-10-17 | 2011-12-02 | 2011-12-27 | 2011-12-27
SRP06180 | SREC Solar | SAGGE |  | 12.88 | 0 | Residential | 0 | TOMS RIVER | 8753 | 18 | FOUR POINT REFRIGERATION CO., INC. | JCP&L | No | Complete | 2011-10-17 | 2011-10-28 | 2012-02-17 | 2012-02-17
SRP06181 | SREC Solar | FLEISCHMAN |  | 9.36 | 0 | Residential | 0 | MORGANVILLE | 7751 | 17 | ALL AMERICAN SOLAR | JCP&L | No | Complete | 2011-10-17 | 2012-07-10 | 2012-07-26 | 2012-07-26
SRP06182 | SREC Solar | RABINEAU | EVANGEL CHAPEL | 48.88 | 0 | Non Profit | 1 | BRIDGEWATER | 8807 | 5 | DYNAMIC SOLAR, LLC- WAYNE | PSE&G BPU | No | Complete | 2011-10-17 | 2012-07-23 | 2012-08-06 | 2012-08-06
SRP06183 | SREC Solar | POPPERT | TOWNSHIP OF HAMILTON | 67.21 | 0 | Government Facility | 0 | HAMILTON | 8610 | 12 | MERIDIAN PROPERTY SERVICES | PSE&G BPU | No | Complete | 2011-10-17 | 2012-04-03 | 2012-04-23 | 2012-04-23
SRP06184 | SREC Solar | WEISS | 2 BERGEN TPK LLC | 180.96 | 0 | Commercial | 0 | RIDGEFIELD | 7660 | 7 | GREEN POWER DEVELOPERS, LLC | PSE&G BPU | No | Complete | 2011-10-17 | 2012-06-13 | 2012-06-28 | 2012-06-28
SRP06187 | SREC Solar | KIERNAN |  | 8.14 | 0 | Residential | 0 | BELVIDERE | 7823 | 2 | SOLAR ENERGY WORLD-W | JCP&L | No | Complete | 2011-10-17 | 2011-12-22 | 2012-01-19 | 2012-01-19
SRP06188 | SREC Solar | KINSMAN |  | 6.48 | 0 | Residential | 0 | STEWARTSVILLE | 8886 | 2 | SKYLINE SOLAR | JCP&L | No | Complete | 2011-10-17 | 2011-12-15 | 2012-01-19 | 2012-01-19
SRP06189 | SREC Solar | GRANATELL | GRANT INDUSTRIES | 74.88 | 0 | Commercial | 0 | ELMWOOD PARK | 7407 | 7 | AMBERJACK SOLAR ENERGY | PSE&G BPU | No | Complete | 2011-10-17 | 2012-03-19 | 2012-04-22 | 2012-04-22
SRP06190 | SREC Solar | BEAN |  | 6.96 | 0 | Residential | 0 | ANNANDALE | 8801 | 4 | SKYLINE SOLAR | JCP&L | No | Complete | 2011-10-17 | 2012-06-28 | 2012-07-10 | 2012-07-10
SRP06191 | SREC Solar | KERIN | JBSA KERO REALTY LLC | 96.72 | 0 | Commercial | 0 | CARLSTADT | 7072 | 7 | AMBERJACK SOLAR ENERGY | PSE&G BPU | No | Complete | 2011-10-17 | 2012-05-04 | 2012-05-21 | 2012-05-21
SRP06192 | SREC Solar | REICH | KENNEDY INTERNATIONAL INC | 288.96 | 0 | Commercial | 0 | DAYTON | 8810 | 11 | ABSOLUTELY ENERGIZED SOLAR, LLC | PSE&G BPU | No | Complete | 2011-10-17 | 2012-01-26 | 2012-02-24 | 2012-02-24
SRP06193 | SREC Solar | BRAILLARD |  | 3.52 | 0 | Residential | 0 | HIGHLANDS | 7732 | 17 | KOPP ELECTRIC COMPANY | JCP&L | No | Complete | 2011-10-17 | 2011-12-28 | 2012-01-24 | 2012-01-24
SRP06195 | SREC Solar | YOST-TSIGOUNIS |  | 8.28 | 2070 | Residential | 0 | TOTOWA | 7511 | 6 | JD SOLAR SOLUTIONS | PSE&G BPU | No | Complete | 2011-10-17 | 2012-01-24 | 2012-02-10 | 2012-05-31
SRP06197 | SREC Solar | VENTRIELLO |  | 11.76 | 0 | Residential | 0 | EASTAMPTON | 8060 | 13 | AMPED ON SOLAR | PSE&G BPU | No | Complete | 2011-10-17 | 2012-02-23 | 2012-03-22 | 2012-03-22
SRP06198 | SREC Solar | KLING |  | 9.81 | 0 | Residential | 1 | SEWELL | 8080 | 15 | SONIC DEVELOPMENT INC | AC Electric | No | Complete | 2011-10-17 | 2012-10-18 | 2012-11-05 | 2012-11-05
SRP06199 | SREC Solar | SANTOSH |  | 8.25 | 0 | Residential | 0 | SOMERSET | 8873 | 5 | SKY HIGH ENERGY, LLC | PSE&G BPU | No | Complete | 2011-10-17 | 2012-01-05 | 2012-02-17 | 2012-02-17
SRP06200 | SREC Solar | TOMASZEWSKI |  | 5.75 | 0 | Residential | 1 | NEWTON | 7860 | 1 | EAST COAST ALTERNATIVE ENERGY | JCP&L | No | Complete | 2011-10-17 | 2011-11-02 | 2011-11-16 | 2011-11-16
SRP06201 | SREC Solar | BREIMANN |  | 7.59 | 0 | Residential | 1 | MANCHESTER | 8759 | 18 | ACOS ENERGY, LLC | JCP&L | No | Complete | 2011-10-17 | 2012-03-06 | 2012-04-12 | 2012-04-12
SRP06202 | SREC Solar | CAPPODONA |  | 7.59 | 0 | Residential | 1 | MANCHESTER | 8759 | 18 | ACOS ENERGY, LLC | JCP&L | No | Complete | 2011-10-18 | 2012-03-16 | 2012-04-22 | 2012-04-22
SRP06203 | SREC Solar | MCKANE |  | 5.06 | 0 | Residential | 1 | NORTH WILDWOOD | 8260 | 21 | ACOS ENERGY, LLC | AC Electric | No | Complete | 2011-10-17 | 2012-04-03 | 2012-04-24 | 2012-04-24
SRP06204 | SREC Solar | WEINHEIMER | HILLSIDE BOE-APM- ECC | 174.37 | 0 | School Public K-12 | 1 | HILLSIDE | 7205 | 10 | PRO-TECH ENERGY SOLUTIONS | PSE&G BPU | No | Complete | 2011-10-17 | 2012-02-27 | 2012-04-05 | 2012-04-05
SRP06205 | SREC Solar | KAHN |  | 10.56 | 2500 | Residential | 0 | LAFAYETTE | 7848 | 1 | EAST COAST ALTERNATIVE ENERGY | JCP&L | No | Complete | 2011-10-17 | 2012-02-08 | 2012-03-07 | 2012-06-19
SRP06206 | SREC Solar | BELL | TENACRE FOUNDATION | 887.04 | 0 | Non Profit | 0 | PRINCETON | 8540 | 12 | SOLAR ENERGY, LLC | PSE&G BPU | No | Complete | 2011-10-17 | 2012-08-10 | 2012-08-21 | 2012-08-21
SRP06207 | SREC Solar | MCGRATH |  | 8.36 | 0 | Residential | 0 | HOWELL | 7731 | 17 | TRINITY HEATING AND AIR | JCP&L | No | Complete | 2011-10-17 | 2012-01-24 | 2012-02-20 | 2012-02-20
SRP06208 | SREC Solar | POLANISH | HUDSON FARM | 5.805 | 0 | Commercial | 1 | ANDOVER | 7821 | 1 | EAST COAST ALTERNATIVE ENERGY | JCP&L | No | Complete | 2011-10-17 | 2011-10-28 | 2011-11-21 | 2011-11-21
SRP06209 | SREC Solar | KACIRECK | 1ST PRESBYTERIAN CHURCH OF MATA | 41.83 | 5856.2 | Non Profit | 1 | MATAWAN | 7747 | 17 | G-CREW, LLC | JCP&L | No | Complete | 2011-10-17 | 2012-08-16 | 2012-08-28 | 2012-10-25
SRP06210 | SREC Solar | CORBIN |  | 3.76 | 0 | Residential | 0 | MYSTIC ISLANDS | 8087 | 18 | TRINITY HEATING AND AIR | AC Electric | No | Complete | 2011-10-17 | 2012-01-13 | 2012-02-09 | 2012-02-09
SRP06211 | SREC Solar | INGRAM | MIDDLETOWN DONNA | 19.505 | 0 | Commercial | 0 | RED BANK | 7701 | 17 | KRN CONTRACTORS, LLC | JCP&L | No | Complete | 2011-10-17 | 2013-11-19 | 2013-11-20 | 2013-11-20
SRP06212 | SREC Solar | CALVINO |  | 6.46 | 0 | Residential | 1 | LAKEHURST | 8733 | 18 | TRINITY HEATING AND AIR | JCP&L | No | Complete | 2011-10-17 | 2012-03-27 | 2012-04-22 | 2012-04-22
SRP06213 | SREC Solar | LIU |  | 18.48 | 0 | Residential | 0 | MONMOUTH JUNCTION | 8852 | 11 | US CLEAN ENERGY LLC | PSE&G BPU | No | Complete | 2011-10-17 | 2012-11-19 | 2012-12-10 | 2012-12-10
SRP06214 | SREC Solar | CHICA |  | 4.7 | 0 | Residential | 1 | NORTH BERGEN | 7047 | 8 | TRINITY HEATING AND AIR | PSE&G BPU | No | Complete | 2011-10-17 | 2011-12-16 | 2012-01-24 | 2012-01-24
SRP06215 | SREC Solar | MCELROY |  | 4.23 | 0 | Residential | 1 | SICKLERVILLE | 8081 | 14 | TRINITY HEATING AND AIR | AC Electric | No | Complete | 2011-10-17 | 2012-01-18 | 2012-02-07 | 2012-02-07
SRP06216 | SREC Solar | COTTRELL |  | 7.59 | 0 | Residential | 1 | FREEHOLD | 7728 | 17 | ACOS ENERGY, LLC | JCP&L | No | Complete | 2011-10-17 | 2012-02-17 | 2012-03-20 | 2012-03-20
SRP06217 | SREC Solar | SAPER |  | 5.16 | 0 | Residential | 1 | MOUNT LAUREL | 8054 | 13 | SOLARCITY CORPORATION | PSE&G BPU | No | Complete | 2011-10-17 | 2012-01-20 | 2012-03-28 | 2012-03-28
SRP06218 | SREC Solar | CUNDARI |  | 8.28 | 0 | Residential | 1 | GALLOWAY TWP | 8205 | 19 | ACOS ENERGY, LLC | AC Electric | No | Complete | 2011-10-17 | 2012-01-24 | 2012-02-17 | 2012-02-17
SRP06219 | SREC Solar | BECKER |  | 7.05 | 0 | Residential | 1 | WATCHUNG | 7069 | 5 | SOLARCITY CORPORATION | PSE&G BPU | No | Complete | 2011-10-17 | 2012-04-19 | 2012-05-09 | 2012-05-09
SRP06220 | SREC Solar | PULVIRENTI |  | 9.2 | 0 | Residential | 1 | TOMS RIVER | 8753 | 18 | ACOS ENERGY, LLC | JCP&L | No | Complete | 2011-10-17 | 2012-02-17 | 2012-03-20 | 2012-03-20
SRP06222 | SREC Solar | POTTER |  | 4.515 | 0 | Residential | 1 | WOODBURY | 8096 | 15 | SOLARCITY CORPORATION | PSE&G BPU | No | Complete | 2011-10-17 | 2012-04-19 | 2012-08-23 | 2012-08-23
SRP06223 | SREC Solar | WATKINSON |  | 4.995 | 0 | Residential | 0 | FLEMINGTON | 8822 | 4 | MAGLIO ELECTRIC | JCP&L | No | Complete | 2011-10-17 | 2011-12-07 | 2011-12-28 | 2011-12-28
SRP06224 | SREC Solar | WATKINSON |  | 4.44 | 0 | Residential | 0 | FLEMINGTON | 8822 | 4 | MAGLIO ELECTRIC | JCP&L | No | Complete | 2011-10-17 | 2011-12-07 | 2012-02-17 | 2012-02-17
SRP06225 | SREC Solar | RABINEAU | EVANGEL CHAPEL | 51.935 | 0 | Non Profit | 1 | BRIDGEWATER | 8807 | 5 | DYNAMIC SOLAR, LLC- WAYNE | PSE&G BPU | No | Complete | 2011-10-17 | 2012-06-01 | 2012-06-08 | 2012-06-08
SRP06226 | SREC Solar | AUBURGER | VERNON TWP FIRE DEPT | 38.775 | 0 | Non Profit | 1 | VERNON | 7462 | 1 | ELECTRICAL POWER SOLUTIONS | JCP&L | No | Complete | 2011-10-17 | 2012-05-03 | 2012-07-10 | 2012-07-10
SRP06227 | SREC Solar | WEISS | 2 BERGEN TPK LLC | 121.68 | 0 | Commercial | 0 | RIDGEFIELD PARK | 7660 | 7 | GREEN POWER DEVELOPERS, LLC | PSE&G BPU | No | Complete | 2011-10-17 | 2012-06-13 | 2012-06-26 | 2012-06-26
SRP06228 | SREC Solar | SHAW |  | 8.82 | 0 | Residential | 0 | VINELAND | 8361 | 20 | SHERWOOD ELECTRIC CO. INC. | Vineland Muni Elec | No | Complete | 2011-10-17 | 2012-03-01 | 2012-04-11 | 2012-04-11
SRP06229 | SREC Solar | NEUFELD |  | 3.36 | 0 | Residential | 0 | WEST AMWELL | 8530 | 4 | SELF INSTALL | JCP&L | No | Complete | 2011-10-17 | 2011-12-23 | 2012-01-19 | 2012-01-19
SRP06230 | SREC Solar | SCHELL |  | 4.725 | 0 | Residential | 0 | PENNINGTON | 8534 | 12 | QUANTUM SOLAR SOLUTIONS | PSE&G BPU | No | Complete | 2011-10-17 | 2012-04-12 | 2012-05-18 | 2012-05-18
SRP06231 | SREC Solar | NEELGUND |  | 5.64 | 0 | Residential | 0 | EAST BRUNSWICK | 8816 | 11 | TRINITY HEATING AND AIR | JCP&L | No | Complete | 2011-10-17 | 2011-12-30 | 2012-01-24 | 2012-01-24
SRP06232 | SREC Solar | BUONDONNO |  | 9.165 | 0 | Residential | 1 | WILLIAMSTOWN | 8094 | 15 | TRINITY HEATING AND AIR | AC Electric | No | Complete | 2011-10-17 | 2012-01-11 | 2012-02-02 | 2012-02-02
SRP06233 | SREC Solar | HIRSCHFELD |  | 4.81 | 0 | Residential | 1 | SOMERSET | 8873 | 5 | TRINITY HEATING AND AIR | PSE&G BPU | No | Complete | 2011-10-17 | 2012-04-30 | 2012-05-15 | 2012-05-15
SRP06234 | SREC Solar | KERLIN |  | 7.05 | 0 | Residential | 1 | WHITING | 8759 | 18 | TRINITY HEATING AND AIR | JCP&L | No | Complete | 2011-10-17 | 2012-01-11 | 2012-02-17 | 2012-02-17
SRP06237 | SREC Solar | REDDELL |  | 12 | 0 | Residential | 0 | MARTINSVILLE | 8836 | 5 | AMERICAN RENEWABLE ENERGY, INC | PSE&G BPU | No | Complete | 2011-10-17 | 2011-10-27 | 2011-11-10 | 2011-11-10
SRP06238 | SREC Solar | LAMPARELLO | BEACON 629 LLC | 55.08 | 0 | Commercial | 0 | EDISON | 8837 | 11 | AMPED ON SOLAR | PSE&G BPU | No | Complete | 2011-10-17 | 2012-03-13 | 2012-03-27 | 2012-03-27
SRP06240 | SREC Solar | PAYNE |  | 5.17 | 0 | Residential | 0 | BROWNS MILLS | 8015 | 13 | AMERICAN RENEWABLE ENERGY, INC | JCP&L | No | Complete | 2011-10-17 | 2011-12-28 | 2012-02-17 | 2012-02-17
SRP06242 | SREC Solar | LI |  | 9.25 | 0 | Residential | 0 | PRINCETON | 8540 | 12 | ACCORD POWER, INC. | PSE&G BPU | No | Complete | 2011-10-17 | 2011-12-21 | 2012-04-05 | 2012-04-05
SRP06243 | SREC Solar | IAFELICE |  | 29.28 | 4099.2 | Farm | 0 | CRANBURY | 8512 | 11 | 4 BESTSOLAR | PSE&G BPU | No | Complete | 2011-10-17 | 2012-03-21 | 2012-04-25 | 2012-07-24
SRP06245 | SREC Solar | LAWYER |  | 10.8 | 0 | Residential | 0 | PEMBERTON | 8068 | 13 | SEA BRIGHT SOLAR, LLC | PSE&G BPU | No | Complete | 2011-10-17 | 2012-02-27 | 2012-04-05 | 2012-04-05
SRP06246 | SREC Solar | BELLER |  | 11.04 | 0 | Residential | 0 | MORRIS PLAINS | 7950 | 3 | THE ENTECH GROUP | JCP&L | No | Complete | 2011-10-17 | 2011-10-27 | 2011-11-10 | 2011-11-10
SRP06247 | SREC Solar | RAGUCCI |  | 8.93 | 0 | Residential | 1 | LAKEWOOD | 8701 | 18 | TRINITY HEATING AND AIR | JCP&L | No | Complete | 2011-10-17 | 2011-12-19 | 2012-01-17 | 2012-01-17
SRP06250 | SREC Solar | WONG |  | 5.17 | 0 | Residential | 0 | LIVINGSTON | 7039 | 9 | ACCORD POWER, INC. | PSE&G BPU | No | Complete | 2011-10-17 | 2012-09-14 | 2012-10-04 | 2012-10-04
SRP06252 | SREC Solar | PATEL |  | 10.105 | 0 | Residential | 0 | WEST WINDSOR | 8550 | 12 | EBR ENERGY CORPORATION | PSE&G BPU | No | Complete | 2011-10-17 | 2012-03-06 | 2012-04-19 | 2012-04-19
SRP06253 | SREC Solar | SANTOS |  | 5.46 | 0 | Residential | 1 | NEPTUNE CITY | 7753 | 17 | SOLARCITY CORPORATION | JCP&L | No | Complete | 2011-10-17 | 2012-04-26 | 2012-05-10 | 2012-05-10
SRP06254 | SREC Solar | EGIZI |  | 11.28 | 0 | Residential | 1 | WILLIAMSTOWN | 8094 | 15 | TRINITY HEATING AND AIR | AC Electric | No | Complete | 2011-10-17 | 2012-04-04 | 2012-04-26 | 2012-04-26
SRP06255 | SREC Solar | UDOFIA | BLINDS TO GO (US) INC | 28.32 | 0 | Non Profit | 0 | PARAMUS | 7652 | 7 | MERCURY SOLAR SYSTEMS - PORT CHESTER | PSE&G BPU | No | Complete | 2011-10-17 | 2012-06-14 | 2012-07-17 | 2012-07-17
SRP06256 | SREC Solar | BIALOWAS |  | 15.19 | 0 | Residential | 0 | WILLIAMSTOWN | 8094 | 15 | SHERWOOD ELECTRIC CO. INC. | AC Electric | No | Complete | 2011-10-17 | 2012-09-17 | 2012-10-09 | 2012-10-09
SRP06257 | SREC Solar | MELENDEZ |  | 5.17 | 0 | Residential | 1 | PEMBERTON | 8068 | 13 | TRINITY HEATING AND AIR | JCP&L | No | Complete | 2011-10-17 | 2011-11-15 | 2011-12-14 | 2011-12-14
SRP06258 | SREC Solar | WEINHEIMER | HILLSIDE HIGH SCHOOL | 174.37 | 0 | School Public K-12 | 1 | HILLSIDE | 7205 | 10 | PRO-TECH ENERGY SOLUTIONS | PSE&G BPU | No | Complete | 2011-10-17 | 2012-03-23 | 2012-04-22 | 2012-04-22
SRP06259 | SREC Solar | WEINHEIMER | HILLSIDE BOE CALVIN COOLIDGE | 33.605 | 0 | School Public K-12 | 1 | HILLSIDE | 7205 | 10 | PRO-TECH ENERGY SOLUTIONS | PSE&G BPU | No | Complete | 2011-10-17 | 2012-02-27 | 2012-04-05 | 2012-04-05
SRP06260 | SREC Solar | LOBOSCO |  | 9.25 | 0 | Residential | 1 | LAKEHURST | 8733 | 18 | TRINITY HEATING AND AIR | JCP&L | No | Complete | 2011-10-17 | 2012-01-26 | 2012-02-24 | 2012-02-24
SRP06261 | SREC Solar | STEVENSON |  | 14.4 | 0 | Residential | 1 | ASBURY | 8802 | 4 | SUN FARM NETWORK | JCP&L | No | Complete | 2011-10-17 | 2012-06-06 | 2012-06-26 | 2012-06-26
SRP06262 | SREC Solar | BEALE |  | 7.41 | 0 | Residential | 1 | LONG BRANCH | 7740 | 17 | TRINITY HEATING AND AIR | JCP&L | No | Complete | 2011-10-17 | 2012-04-12 | 2012-05-09 | 2012-05-09
SRP06263 | SREC Solar | CALABRESE |  | 13.44 | 0 | Residential | 0 | CHESTFIELD | 8650 | 12 | 4BESTSOLAR, LLC | PSE&G BPU | No | Complete | 2011-10-17 | 2012-02-01 | 2012-03-08 | 2012-03-08
SRP06264 | SREC Solar | ZHANG |  | 7.5 | 0 | Residential | 0 | PLAINSBORO | 8536 | 11 | GREENTECH SOLAR USA, LLC | PSE&G BPU | No | Complete | 2011-10-17 | 2012-03-20 | 2012-04-22 | 2012-04-22
SRP06265 | SREC Solar | MOLITERNI |  | 4.73 | 0 | Residential | 1 | ISELIN | 8830 | 11 | CORBIN SOLAR SOLUTIONS, LLC | PSE&G BPU | No | Complete | 2011-10-17 | 2011-12-19 | 2012-01-19 | 2012-01-19
SRP06266 | SREC Solar | COOK |  | 7.04 | 0 | Residential | 0 | VINELAND | 8361 | 20 | GREEN ENERGY SOLAR | Vineland Muni Elec | No | Complete | 2011-10-17 | 2012-12-10 | 2012-12-18 | 2012-12-18
SRP06268 | SREC Solar | WETZEL |  | 8.8 | 0 | Residential | 0 | METUCHEN | 8840 | 11 | AMPERICON | PSE&G BPU | No | Complete | 2011-10-17 | 2012-06-01 | 2012-06-04 | 2012-06-04
SRP06269 | SREC Solar | REGAN | HORIZONS II | 114.72 | 0 | Commercial | 0 | CLIFTON | 7013 | 6 | PFISTER MAINTENANCE, INC. | PSE&G BPU | No | Complete | 2011-10-17 | 2012-05-04 | 2012-05-18 | 2012-05-18
SRP06270 | SREC Solar | SANDEEN | NFI SOLAR | 1028.16 | 0 | Commercial |  | VINELAND | 8360 | 20 | PRO-TECH ENERGY SOLUTIONS | Vineland Muni Elec | Yes | Complete | 2011-10-17 | 2011-11-28 | 2012-01-11 | 2012-01-11
SRP06271 | SREC Solar | PINERA | HENTZ RENT A CAR | 198.575 | 0 | Commercial | 0 | NEWARK CITY | 7114 | 9 | MARTIFER SOLAR USA | PSE&G BPU | No | Complete | 2011-10-17 | 2013-03-27 | 2013-05-14 | 2013-05-14
SRP06272 | SREC Solar | REGAN | HORIZONS III | 104.4 | 0 | Commercial | 1 | CLIFTON | 7013 | 6 | PFISTER MAINTENANCE, INC. | PSE&G BPU | No | Complete | 2011-10-17 | 2012-03-06 | 2012-04-11 | 2012-04-11
SRP06273 | SREC Solar | PINERA | HERTZ EQUIPMENT RENTAL | 73.32 | 0 | Commercial | 0 | NEWARK CITY | 7105 | 9 | MARTIFER SOLAR USA | PSE&G BPU | No | Complete | 2011-10-17 | 2012-05-03 | 2012-05-15 | 2012-05-15
SRP06275 | SREC Solar | SCHEMBRE |  | 25.755 | 0 | Farm | 1 | ASBURY | 8802 | 4 | MERCURY SOLAR SYSTEMS | JCP&L | No | Complete | 2011-10-24 | 2012-02-08 | 2012-03-02 | 2012-03-02
SRP06276 | SREC Solar | SCHEMBRE |  | 34.56 | 0 | Residential | 1 | ASBURY | 8802 | 4 | SUN FARM NETWORK | JCP&L | No | Complete | 2011-10-24 | 2012-06-06 | 2012-06-19 | 2012-06-19
SRP06277 | SREC Solar | FOLEY | HILLVIEW HOLIDNG, LLC | 3.57 | 0 | Farm | 1 | ASBURY | 8802 | 4 | MERCURY SOLAR SYSTEMS | JCP&L | No | Complete | 2011-10-24 | 2012-02-08 | 2012-03-02 | 2012-03-02
SRP06279 | SREC Solar | CANTWELL | ISC OF CHERRY HILL | 371.91 | 0 | Commercial | 0 | CHERRY HILL | 8034 | 14 | DERITA ELECTRIC | PSE&G BPU | No | Complete | 2011-10-24 | 2013-03-27 | 2013-04-17 | 2013-04-17
SRP06281 | SREC Solar | SABATINO |  | 8.88 | 0 | Residential | 0 | BEACH HAVEN WEST | 8050 | 18 | TRINITY HEATING AND AIR | AC Electric | No | Complete | 2011-10-24 | 2012-02-20 | 2012-03-30 | 2012-03-30
SRP06282 | SREC Solar | KEMPS |  | 4.07 | 0 | Residential | 0 | JACKSON | 8527 | 18 | TRINITY HEATING AND AIR | JCP&L | No | Complete | 2011-10-24 | 2011-12-30 | 2012-01-26 | 2012-01-26
SRP06283 | SREC Solar | VASSALLO |  | 5.64 | 0 | Residential | 0 | MARLTON | 8053 | 13 | QUANTUM SOLAR SOLUTIONS | PSE&G BPU | No | Complete | 2011-10-24 | 2012-04-04 | 2012-05-18 | 2012-05-18
SRP06285 | SREC Solar | HAASE | SOMERSET TIRE SERVICE INC. | 29.9 | 0 | Commercial | 0 | MOUNT HOLLY | 8060 | 13 | AMBERJACK SOLAR ENERGY | PSE&G BPU | No | Complete | 2011-10-24 | 2012-05-22 | 2012-06-01 | 2012-06-01
SRP06287 | SREC Solar | HAASE | SOMERSET TIRE SERVICE | 77.74 | 0 | Commercial | 0 | LAWRENCEVILLE | 8648 | 12 | AMBERJACK SOLAR ENERGY | PSE&G BPU | No | Complete | 2011-10-24 | 2012-04-03 | 2012-04-24 | 2012-04-24
SRP06288 | SREC Solar | HAASE | SOMERSET TIRE SERVICE | 38.64 | 0 | Commercial | 0 | EAST BRUNSWICK | 8816 | 11 | AMBERJACK SOLAR ENERGY | PSE&G BPU | No | Complete | 2011-10-24 | 2012-06-07 | 2012-06-20 | 2012-06-20
SRP06289 | SREC Solar | HAASE | SOMERSET TIRE SERVICE | 29.9 | 0 | Commercial | 0 | DELRAN | 8075 | 13 | AMBERJACK SOLAR ENERGY | PSE&G BPU | No | Complete | 2011-10-24 | 2012-06-06 | 2012-06-18 | 2012-06-18
SRP06290 | SREC Solar | RABINEAU | EVANGELCHAPEL-CLINTON | 10.92 | 0 | Non Profit | 1 | CLINTON | 8809 | 4 | DYNAMIC SOLAR, LLC- WAYNE | JCP&L | No | Complete | 2011-10-24 | 2012-06-01 | 2012-06-08 | 2012-06-08
SRP06292 | SREC Solar | HAASE | SOMERSET TIRE SERVICE | 29.9 | 0 | Commercial | 0 | NEW BRUNSWICK | 8901 | 11 | AMBERJACK SOLAR ENERGY | PSE&G BPU | No | Complete | 2011-10-24 | 2012-05-22 | 2012-06-01 | 2012-06-01
SRP06295 | SREC Solar | HAASE | SOMERSET TIRE SERVICE | 41.86 | 0 | Commercial | 0 | PRINCETON | 8540 | 12 | AMBERJACK SOLAR ENERGY | PSE&G BPU | No | Complete | 2011-10-24 | 2012-04-26 | 2012-05-10 | 2012-05-10
SRP06296 | SREC Solar | HAASE | SOMERSET TIRE SERVICE | 23.92 | 0 | Commercial | 0 | WEST CALDWELL | 7006 | 9 | AMBERJACK SOLAR ENERGY | PSE&G BPU | No | Complete | 2011-10-24 | 2012-03-13 | 2012-04-13 | 2012-04-13
SRP06297 | SREC Solar | HAASE | SOMERSET TIRE SERVICE | 50.83 | 0 | Commercial | 0 | NEWTON | 7860 | 1 | AMBERJACK SOLAR ENERGY | JCP&L | No | Complete | 2011-10-24 | 2012-02-13 | 2012-03-15 | 2012-03-15
SRP06298 | SREC Solar | HAASE | SOMERSET TIRE SERVICE | 16.56 | 0 | Commercial | 0 | SPARTA | 7871 | 1 | AMBERJACK SOLAR ENERGY | JCP&L | No | Complete | 2011-10-24 | 2012-02-27 | 2012-03-30 | 2012-03-30
SRP06299 | SREC Solar | MCINTIRE | SUPERIOR TRADEMARK INC. | 20.25 | 0 | Commercial |  | WALDWICK | 7463 | 7 | GEOPEAK ENERGY LLC | PSE&G BPU | No | Complete | 2011-10-24 | 2012-02-23 | 2012-04-05 | 2012-04-05
SRP06300 | SREC Solar | HAASE | SOMERSET TIRE SERVICE INC. | 15.18 | 0 | Commercial | 0 | TOMS RIVER | 8753 | 18 | AMBERJACK SOLAR ENERGY | JCP&L | No | Complete | 2011-12-05 | 2012-03-19 | 2012-04-22 | 2012-04-22
SRP06301 | SREC Solar | HAASE | SOMERSET TIRE SERVICE | 26.91 | 0 | Commercial | 0 | HACKETTSTOWN | 7840 | 2 | AMBERJACK SOLAR ENERGY | JCP&L | No | Complete | 2011-10-24 | 2012-02-13 | 2012-03-08 | 2012-03-08
SRP06302 | SREC Solar | HAASE | SOMERSET TIRE SERVICE | 32.2 | 0 | Commercial | 0 | WASHINGTON | 7882 | 2 | AMBERJACK SOLAR ENERGY | JCP&L | No | Complete | 2011-10-24 | 2012-07-11 | 2012-07-23 | 2012-07-23
SRP06303 | SREC Solar | HAASE | SOMERSET TIRE SERVICE | 47.84 | 0 | Commercial | 0 | PISCATAWAY | 8854 | 11 | AMBERJACK SOLAR ENERGY | PSE&G BPU | No | Complete | 2011-10-24 | 2012-04-24 | 2012-05-22 | 2012-05-22
SRP06304 | SREC Solar | HAASE | SOMERSET TIRE SERVICE, INC | 35.88 | 0 | Commercial | 0 | CREAM RIDGE | 8514 | 17 | AMBERJACK SOLAR ENERGY | JCP&L | No | Complete | 2011-10-24 | 2012-01-20 | 2012-02-10 | 2012-02-10
SRP06305 | SREC Solar | HAASE | SOMERSET TIRE SERVICE | 29.9 | 0 | Commercial | 0 | OLD BRIDGE | 8857 | 11 | AMBERJACK SOLAR ENERGY | JCP&L | No | Complete | 2011-10-24 | 2012-04-24 | 2012-05-11 | 2012-05-11
SRP06306 | SREC Solar | RABINEAU | EVANGEL CHAPEL | 3.995 | 0 | Non Profit | 1 | BRIDGEWATER | 8807 | 5 | DYNAMIC SOLAR, LLC- WAYNE | PSE&G BPU | No | Complete | 2011-10-24 | 2012-06-01 | 2012-06-08 | 2012-06-08
SRP06307 | SREC Solar | HAASE | SOMERSET TIRE SERVICE, INC | 20.7 | 0 | Commercial | 0 | WESTFIELD | 7090 | 10 | AMBERJACK SOLAR ENERGY | PSE&G BPU | No | Complete | 2011-12-05 | 2012-04-24 | 2012-05-11 | 2012-05-11
SRP06308 | SREC Solar | RABINEAU | EVANGEL CHAPEL | 4.935 | 0 | Non Profit | 0 | BRIDGEWATER | 8807 | 5 | DYNAMIC SOLAR, LLC- WAYNE | PSE&G BPU | No | Complete | 2011-10-24 | 2012-06-07 | 2012-06-19 | 2012-06-19
SRP06309 | SREC Solar | RABINEAU | EVANGEL CHAPEL | 4.23 | 0 | Non Profit | 1 | BRIDGEWATER | 8807 | 5 | DYNAMIC SOLAR, LLC- WAYNE | PSE&G BPU | No | Complete | 2011-10-24 | 2012-06-01 | 2012-06-08 | 2012-06-08
SRP06310 | SREC Solar | RABINEAU | EVANGEL CHAPEL | 3.29 | 0 | Non Profit | 1 | BRIDGEWATER | 8807 | 5 | DYNAMIC SOLAR, LLC- WAYNE | PSE&G BPU | No | Complete | 2011-10-24 | 2012-05-24 | 2012-06-26 | 2012-06-26
SRP06311 | SREC Solar | LEW |  | 8.82 | 0 | Residential | 0 | ASBROUCK HEIGHTS | 7604 | 7 | 1ST LIGHT ENERGY, INC. | PSE&G BPU | No | Complete | 2011-10-24 | 2012-01-09 | 2012-05-09 | 2012-05-09
SRP06312 | SREC Solar | CORTES |  | 7.59 | 0 | Residential | 1 | MAYS LANDING | 8330 | 19 | GEOGENIX | AC Electric | No | Complete | 2011-10-24 | 2011-12-08 | 2012-03-20 | 2012-03-20
SRP06313 | SREC Solar | KOTA |  | 7.2 | 0 | Residential | 0 | PLAINSBORO | 8536 | 11 | SEA BRIGHT SOLAR, LLC | PSE&G BPU | No | Complete | 2011-10-24 | 2012-02-03 | 2012-03-08 | 2012-03-08
SRP06314 | SREC Solar | BEGLEY | VILLAGE SUPERMARKETS | 480.26 | 0 | Commercial | 0 | EGG HARBOR TWP | 8234 | 19 | THE SOLAR CENTER, INC. | AC Electric | No | Complete | 2011-10-24 | 2012-07-30 | 2012-08-08 | 2012-08-08
SRP06315 | SREC Solar | CORNELL |  | 5.92 | 0 | Residential | 0 | BRADLEY BEACH | 7720 | 17 | THE SOLAR CENTER | JCP&L | No | Complete | 2011-10-24 | 2012-02-17 | 2012-03-20 | 2012-03-20
SRP06317 | SREC Solar | WALSH |  | 8.33 | 0 | Residential | 0 | BEACHWOOD | 8722 | 18 | SEA BRIGHT SOLAR, LLC | JCP&L | No | Complete | 2011-10-24 | 2011-11-03 | 2011-11-22 | 2011-11-22
SRP06318 | SREC Solar | MARINO |  | 6.9 | 0 | Residential | 1 | FREEHOLD | 7728 | 17 | GEOGENIX LLC | JCP&L | No | Complete | 2011-10-24 | 2011-12-12 | 2012-01-13 | 2012-01-13
SRP06319 | SREC Solar | CONSTANDI |  | 7.05 | 0 | Residential | 1 | GARWOOD | 7027 | 10 | GREEN SUN ENERGY SERVICES | PSE&G BPU | No | Complete | 2011-10-24 | 2012-05-10 | 2012-06-18 | 2012-06-18
SRP06321 | SREC Solar | DETWILER |  | 6.075 | 0 | Residential | 0 | BEVERLY | 8010 | 13 | CORBIN SOLAR SOLUTIONS, LLC | PSE&G BPU | No | Complete | 2011-10-24 | 2011-12-19 | 2012-01-17 | 2012-01-17
SRP06323 | SREC Solar | PICONE |  | 17.775 | 0 | Residential | 0 | BELLE MEADE | 8502 | 5 | GEOPEAK ENERGY LLC | PSE&G BPU | No | Complete | 2011-10-24 | 2012-04-26 | 2012-05-21 | 2012-05-21
SRP06324 | SREC Solar | CAPUTO-RADDATZ | CALVARY CHAPEL CROSSFIELDS | 43.12 | 0 | Commercial | 1 | JAMESBURG | 8831 | 11 | AMERICAN RENEWABLE ENERGY, INC | JCP&L | No | Complete | 2011-10-24 | 2012-01-31 | 2012-03-02 | 2012-03-02
SRP06325 | SREC Solar | BECKER |  | 11.025 | 0 | Residential | 0 | HIGH BRIDGE | 8829 | 4 | CORBIN SOLAR SOLUTIONS, LLC | JCP&L | No | Complete | 2011-10-24 | 2012-01-25 | 2012-02-24 | 2012-02-24
SRP06326 | SREC Solar | BIEHLER | NJ AMERICAN WATER COMPANY | 112 | 0 | Commercial | 1 | SHORT HILLS | 7078 | 9 | ENERACTIVE SOLUTIONS, LLC | JCP&L | No | Complete | 2011-10-24 | 2013-04-16 | 2013-05-22 | 2013-05-22
SRP06327 | SREC Solar | LIN |  | 9.87 | 0 | Residential | 0 | WEST WINDSOR | 8550 | 12 | ACCORD POWER, INC. | PSE&G BPU | No | Complete | 2011-10-24 | 2012-05-15 | 2012-05-24 | 2012-05-24
SRP06329 | SREC Solar | DANISH | MONTCLAIR STATE UNIVERSITY | 190.82 | 0 | University Public | 0 | LITTLE FALLS | 7424 | 6 | LB ELECTRIC CO. LLC | PSE&G BPU | No | Complete | 2011-10-24 | 2012-07-25 | 2012-08-14 | 2012-08-14
SRP06330 | SREC Solar | AHMAD |  | 11.73 | 0 | Residential | 0 | MONROE TWP | 8831 | 11 | ECLIPSE SOLAR | JCP&L | No | Complete | 2011-10-24 | 2011-12-16 | 2012-01-19 | 2012-01-19
SRP06331 | SREC Solar | ALBERTSON |  | 7.585 | 0 | Residential | 1 | VILLAS | 8251 | 21 | CORBIN SOLAR SOLUTIONS, LLC | AC Electric | No | Complete | 2011-10-24 | 2012-04-04 | 2012-04-26 | 2012-04-26
SRP06332 | SREC Solar | THAPAR |  | 4.6 | 0 | Residential | 0 | LITTLE FERRY | 7643 | 7 | CORBIN SOLAR SOLUTIONS, LLC | PSE&G BPU | No | Complete | 2011-11-01 | 2012-01-10 | 2012-02-17 | 2012-02-17
SRP06334 | SREC Solar | ZEMCIK | DFT TECHNICAL SERVICES LLC | 2189.592 | 0 | Commercial | 1 | PISCATAWAY | 8854 | 11 | SUNPOWER CORPORATION | PSE&G BPU | No | Complete | 2011-10-24 | 2012-03-16 | 2012-04-22 | 2012-04-22
SRP06335 | SREC Solar | JACKSON | IRVINGTON HOUSING AUTHORITY | 176.88 | 0 | Government Facility | 1 | IRVINGTON | 7111 | 9 | SOLAR ENERGY IS POWER INC. | PSE&G BPU | No | Complete | 2011-10-24 | 2012-01-11 | 2012-02-22 | 2012-02-22
SRP06336 | SREC Solar | BORER | PRINCETON UNIVERSITY | 5404.656 | 0 | School Other | 1 | WEST WINDSOR TWP | 8540 | 12 | SUNPOWER CORPORATION | PSE&G BPU | No | Complete | 2011-10-24 | 2012-09-26 | 2012-10-11 | 2012-10-11
SRP06338 | SREC Solar | LEVY | TECHNOLOGY DYNAMICS, INC. | 68.77 | 0 | Commercial | 0 | BERGENFIELD | 7621 | 7 | SUNVEST SOLAR, INC | PSE&G BPU | No | Complete | 2011-10-24 | 2012-01-11 | 2012-02-22 | 2012-02-22
SRP06339 | SREC Solar | LEVY | TECHNOLOGY DYNAMICS, INC | 14.95 | 0 | Commercial | 0 | BERGENFIELD | 7621 | 7 | WYSOCKI ELECTRIC, INC | PSE&G BPU | No | Complete | 2011-10-24 | 2012-01-20 | 2012-02-10 | 2012-02-10
SRP06340 | SREC Solar | TAW | PREMIUM PROPERTIES, LLC | 78.848 | 0 | Commercial | 0 | CRANBURY | 8512 | 11 | ROSS SOLAR GROUP, LLC | PSE&G BPU | No | Complete | 2011-10-24 | 2012-03-16 | 2012-04-22 | 2012-04-22
SRP06341 | SREC Solar | TAW | PREMIUM PROPERTIES, LLC | 78.848 | 0 | Commercial | 0 | CRANBURY | 8512 | 11 | ROSS SOLAR GROUP, LLC | PSE&G BPU | No | Complete | 2011-10-24 | 2012-03-16 | 2012-04-22 | 2012-04-22
SRP06343 | SREC Solar | FRANCAVILLA |  | 28.2 | 0 | Residential | 0 | BRANCHVLLE | 7826 | 1 | EAST COAST ALTERNATIVE ENERGY | JCP&L | No | Complete | 2011-10-24 | 2012-02-03 | 2012-03-02 | 2012-03-02
SRP06344 | SREC Solar | VYAS |  | 5.365 | 0 | Residential | 0 | CLIFTON | 7013 | 6 | SOLAR ENERGY WORLD-W | PSE&G BPU | No | Complete | 2011-10-24 | 2011-11-08 | 2011-11-22 | 2011-11-22
SRP06345 | SREC Solar | SOMERS | CORNERSTONE POWER VINELAND I LLC | 3714.48 | 0 | Commercial | 0 | VINELAND | 8520 | 12 | WTEC | Vineland Muni Elec | Yes | Complete | 2011-10-24 | 2012-04-05 | 2012-05-09 | 2012-05-09
SRP06346 | SREC Solar | DESANTIS |  | 3.76 | 0 | Residential | 1 | TOMS RIVER | 8757 | 18 | ROOF DIAGNOSTICS INC | JCP&L | No | Complete | 2011-10-24 | 2012-11-14 | 2012-11-21 | 2012-11-21
SRP06347 | SREC Solar | LAKE |  | 6.63 | 0 | Residential | 0 | EASTAMPTON | 8060 | 13 | AMPED ON SOLAR | PSE&G BPU | No | Complete | 2011-10-24 | 2012-02-21 | 2012-03-08 | 2012-03-08
SRP06348 | SREC Solar | O'BRIEN | DOGWIG PRINTING | 13.11 | 0 | Commercial | 0 | MANASQUAN | 8736 | 17 | STEVE WHITMAN SOLAR LLC | JCP&L | No | Complete | 2011-10-24 | 2012-01-31 | 2012-02-29 | 2012-02-29
SRP06349 | SREC Solar | KLEDAISCH |  | 8.75 | 0 | Residential | 0 | LUMBERTON | 8048 | 13 | AMPED ON SOLAR | PSE&G BPU | No | Complete | 2011-10-24 | 2012-02-21 | 2012-03-08 | 2012-03-08
SRP06350 | SREC Solar | BERGER |  | 7.875 | 0 | Residential | 0 | MONROE | 8831 | 11 | KOPP ELECTRIC COMPANY | JCP&L | No | Complete | 2011-10-24 | 2012-01-04 | 2012-01-31 | 2012-01-31
SRP06351 | SREC Solar | CLARK |  | 6.525 | 0 | Residential | 0 | PLAINFIELD | 7062 | 10 | SOLAR ENERGY WORLD-W | PSE&G BPU | No | Complete | 2011-10-24 | 2012-03-21 | 2012-05-18 | 2012-05-18
SRP06352 | SREC Solar | PATEL |  | 7.4 | 0 | Residential | 0 | PRINCETON | 8540 | 12 | SOLAR ENERGY WORLD-W | PSE&G BPU | No | Complete | 2011-10-24 | 2012-05-02 | 2012-08-02 | 2012-08-02
SRP06353 | SREC Solar | TRAVIS |  | 3.525 | 0 | Residential | 1 | BELMAR | 7719 | 17 | ROOF DIAGNOSTICS INC | JCP&L | No | Complete | 2011-10-24 | 2012-09-19 | 2012-10-03 | 2012-10-03
SRP06354 | SREC Solar | KELLY | VILLAGE LUTHERN CHURCH OF FORKED | 44 | 0 | Non Profit | 0 | LANOKA HARBOR | 8734 | 18 | KOPP ELECTRIC COMPANY | JCP&L | No | Complete | 2011-10-24 | 2012-08-01 | 2012-08-10 | 2012-08-10
SRP06355 | SREC Solar | URBANSKI |  | 10.56 | 0 | Residential | 0 | SWEDESBORO | 8085 | 15 | RUNNEMEDE PLUMBING HEATING | AC Electric | No | Complete | 2011-10-24 | 2011-12-19 | 2012-01-17 | 2012-01-17
SRP06356 | SREC Solar | REINDERS |  | 12.42 | 0 | Residential | 1 | SWEDESBORO | 8085 | 15 | SOLULAR LLC. II | AC Electric | No | Complete | 2011-10-24 | 2012-03-27 | 2012-04-22 | 2012-04-22
SRP06357 | SREC Solar | DECLET |  | 8.1 | 0 | Residential | 0 | MOUNT LAUREL | 8054 | 13 | RUNNEMEDE PLUMBING HEATING | PSE&G BPU | No | Complete | 2011-10-24 | 2011-12-23 | 2012-01-19 | 2012-01-19
SRP06358 | SREC Solar | TRAVIS |  | 2.35 | 0 | Residential | 1 | BELMAR | 7719 | 17 | ROOF DIAGNOSTICS INC | JCP&L | No | Complete | 2011-10-24 | 2012-06-28 | 2012-10-04 | 2012-10-04
SRP06359 | SREC Solar | BROVERO |  | 6.9 | 0 | Residential | 1 | MONREOVILLE | 8343 | 16 | SOLARCITY CORPORATION | AC Electric | No | Complete | 2011-10-24 | 2012-03-01 | 2012-04-11 | 2012-04-11
SRP06360 | SREC Solar | LEE |  | 11.75 | 0 | Residential | 1 | MANASQUAN | 8736 | 17 | ROOF DIAGNOSTICS INC | JCP&L | No | Complete | 2011-10-24 | 2012-05-09 | 2012-05-24 | 2012-05-24
SRP06361 | SREC Solar | HASSAN | RUBBERCYCLE, LLC | 1000.72 | 0 | Commercial | 1 | LAKEWOOD | 8701 | 18 | ABSOLUTELY ENERGIZED SOLAR, LLC | JCP&L | No | Complete | 2011-10-24 | 2012-01-09 | 2012-02-17 | 2012-02-17
SRP06362 | SREC Solar | NIELSON |  | 9.165 | 0 | Residential | 1 | MANCHESTER | 8759 | 18 | ROOF DIAGNOSTICS INC | JCP&L | No | Complete | 2011-10-24 | 2012-04-19 | 2012-05-09 | 2012-05-09
SRP06363 | SREC Solar | LOSPINOSO |  | 6.58 | 0 | Residential | 0 | LINCORFT | 7748 | 17 | GREEN SUN ENERGY SERVICES | JCP&L | No | Complete | 2011-10-24 | 2012-02-03 | 2012-03-02 | 2012-03-02
SRP06365 | SREC Solar | DANIELS | J SCOTT PRODUCTION | 44.1 | 0 | Commercial | 0 | EGG HARBOR TWP | 8234 | 19 | RENEWABLE ENERGY RESOURCES | AC Electric | No | Complete | 2011-10-24 | 2012-05-25 | 2012-06-20 | 2012-06-20
SRP06366 | SREC Solar | KANDRA |  | 6.11 | 0 | Residential | 1 | MANCHESTER | 8759 | 18 | ROOF DIAGNOSTICS INC | JCP&L | No | Complete | 2011-10-24 | 2012-03-30 | 2012-04-25 | 2012-04-25
SRP06367 | SREC Solar | KNEMOLLER |  | 8.8 | 0 | Residential | 1 | TOMS RIVER | 8753 | 18 | REC SOLAR, INC. | JCP&L | No | Complete | 2011-10-24 | 2012-02-10 | 2012-03-08 | 2012-03-08
SRP06368 | SREC Solar | GIALLANZA |  | 9.165 | 0 | Residential | 1 | MANCHESTER | 8759 | 18 | ROOF DIAGNOSTICS INC | JCP&L | No | Complete | 2011-10-24 | 2012-03-30 | 2012-04-25 | 2012-04-25
SRP06369 | SREC Solar | GBOIZO |  | 3.87 | 0 | Residential | 1 | NEWARK | 7106 | 9 | A-TOP ALTERNATIVE ENERGY | PSE&G BPU | No | Complete | 2011-10-24 | 2012-02-27 | 2012-04-05 | 2012-04-05
SRP06370 | SREC Solar | CARPINELLO |  | 9.635 | 0 | Residential | 1 | BAYHEAD | 8742 | 18 | ROOF DIAGNOSTICS INC | JCP&L | No | Complete | 2011-10-24 | 2013-12-09 | 2013-12-20 | 2013-12-20
SRP06371 | SREC Solar | SCALCIONE |  | 6.27 | 0 | Residential | 1 | ALLENTOWN | 8501 | 17 | TRINITY HEATING AND AIR | PSE&G BPU | No | Complete | 2011-10-24 | 2011-12-08 | 2011-12-29 | 2011-12-29
SRP06372 | SREC Solar | MACDONALD | LINDEN MUNICIPAL GARAGE | 65.8 | 0 | Government Facility | 1 | LINDEN | 7036 | 10 | PRO-TECH ENERGY SOLUTIONS | PSE&G BPU | No | Complete | 2011-10-24 | 2012-05-03 | 2012-05-22 | 2012-05-22
SRP06374 | SREC Solar | MERSCHROD |  | 4.7 | 0 | Residential | 1 | NEW MILFORD | 7646 | 7 | TRINITY HEATING AND AIR | PSE&G BPU | No | Complete | 2011-10-24 | 2012-01-23 | 2012-03-20 | 2012-03-20
SRP06375 | SREC Solar | MACDONALD | LINDEN MUNICIPAL GARAGE | 52.64 | 0 | Government Facility | 1 | LINDEN | 7036 | 10 | PRO-TECH ENERGY SOLUTIONS | PSE&G BPU | No | Complete | 2011-10-24 | 2012-05-03 | 2012-05-21 | 2012-05-21
SRP06377 | SREC Solar | SCOTT |  | 9.25 | 0 | Residential | 1 | FORKED RIVER | 8731 | 18 | TRINITY HEATING AND AIR | JCP&L | No | Complete | 2011-10-24 | 2011-12-19 | 2012-01-17 | 2012-01-17
SRP06379 | SREC Solar | SILVA |  | 4.73 | 0 | Residential | 1 | CARTERET | 7008 | 11 | A-TOP ALTERNATIVE ENERGY | PSE&G BPU | No | Complete | 2011-10-24 | 2012-01-11 | 2012-01-19 | 2012-01-19
SRP06381 | SREC Solar | HETEJI |  | 6.88 | 0 | Residential | 1 | LINDEN | 7036 | 10 | A-TOP ALTERNATIVE ENERGY | PSE&G BPU | No | Complete | 2011-10-24 | 2011-12-30 | 2012-01-26 | 2012-01-26
SRP06382 | SREC Solar | BLACKBURN |  | 8.96 | 0 | Residential | 0 | CRANBURY | 8512 | 11 | ALTERIS RENEWABLES | PSE&G BPU | No | Complete | 2011-10-24 | 2012-01-18 | 2012-02-07 | 2012-02-07
SRP06383 | SREC Solar | WHITESELL |  | 112.32 | 2500 | Residential | 0 | MOORESTOWN | 8057 | 13 | MERIDIAN PROPERTY SERVICES | PSE&G BPU | No | Complete | 2011-10-24 | 2012-04-10 | 2012-05-30 | 2012-08-16
SRP06384 | SREC Solar | HUETTL |  | 11.52 | 0 | Residential | 0 | MOORESTOWN | 8057 | 13 | MERIDIAN PROPERTY SERVICES | PSE&G BPU | No | Complete | 2011-10-24 | 2012-05-18 | 2012-06-01 | 2012-06-01
SRP06385 | SREC Solar | GIGLIO |  | 10.26 | 0 | Residential | 1 | MARLTON | 8053 | 13 | TRINITY HEATING AND AIR | PSE&G BPU | No | Complete | 2011-10-24 | 2011-12-28 | 2012-01-24 | 2012-01-24
SRP06386 | SREC Solar | SESSA |  | 7.99 | 0 | Residential | 1 | TOMS RIVER | 8753 | 18 | TRINITY HEATING AND AIR | JCP&L | No | Complete | 2011-10-24 | 2011-11-25 | 2011-12-29 | 2011-12-29
SRP06387 | SREC Solar | KRISHNAN |  | 9.36 | 0 | Residential | 1 | EAST WINDSOR | 8512 | 11 | TRINITY HEATING AND AIR | JCP&L | No | Complete | 2011-10-24 | 2012-01-26 | 2012-02-24 | 2012-02-24
SRP06388 | SREC Solar | CHIZEK |  | 9.87 | 0 | Residential | 1 | COLUMBUS | 8022 | 13 | TRINITY HEATING AND AIR | PSE&G BPU | No | Complete | 2011-10-24 | 2012-01-18 | 2012-02-07 | 2012-02-07
SRP06389 | SREC Solar | GUTIERREZ |  | 6.46 | 0 | Residential | 1 | COLUMBUS | 8022 | 13 | TRINITY HEATING AND AIR | PSE&G BPU | No | Complete | 2011-10-24 | 2012-01-13 | 2012-02-09 | 2012-02-09
SRP06390 | SREC Solar | GALLAGHER |  | 8.46 | 0 | Residential | 1 | JACKSON | 8527 | 18 | TRINITY HEATING AND AIR | JCP&L | No | Complete | 2011-10-24 | 2012-01-06 | 2012-02-20 | 2012-02-20
SRP06391 | SREC Solar | AGOSTINI |  | 8.74 | 0 | Residential | 1 | MANCHESTER | 8759 | 18 | TRINITY HEATING AND AIR | JCP&L | No | Complete | 2011-10-24 | 2012-03-15 | 2012-04-22 | 2012-04-22
SRP06392 | SREC Solar | MURAWINSKI |  | 10.08 | 0 | Residential | 1 | MANCHESTER | 8759 | 18 | TRINITY HEATING AND AIR | JCP&L | No | Complete | 2011-10-24 | 2012-03-23 | 2012-04-22 | 2012-04-22
SRP06393 | SREC Solar | CARLUCCI |  | 4.92 | 0 | Residential | 1 | CREAM RIDGE | 8514 | 17 | TRINITY HEATING AND AIR | JCP&L | No | Complete | 2011-10-24 | 2011-12-28 | 2012-01-24 | 2012-01-24
SRP06394 | SREC Solar | ESPOSITO |  | 6.08 | 0 | Residential | 0 | BRICK | 8723 | 18 | TRINITY HEATING AND AIR | JCP&L | No | Complete | 2011-10-24 | 2012-05-03 | 2012-05-15 | 2012-05-15
SRP06395 | SREC Solar | WANKMUELLER |  | 4.6 | 0 | Residential | 1 | EAST BRUNSWICK | 8816 | 11 | TRINITY HEATING AND AIR | JCP&L | No | Complete | 2011-10-24 | 2011-12-09 | 2012-01-13 | 2012-01-13
SRP06396 | SREC Solar | LIEBERMAN |  | 9.84 | 0 | Residential | 0 | EAST BRUNSWICK | 8816 | 11 | SELF INSTALL | PSE&G BPU | No | Complete | 2011-10-24 | 2012-01-18 | 2012-02-07 | 2012-02-07
SRP06399 | SREC Solar | CROSTA |  | 4.3 | 0 | Residential | 1 | SEASIDE PARK | 8752 | 18 | A-TOP ALTERNATIVE ENERGY | JCP&L | No | Complete | 2011-10-24 | 2012-04-06 | 2012-04-25 | 2012-04-25
SRP06400 | SREC Solar | CROSTA |  | 2.15 | 0 | Residential | 1 | SEASIDE PARK | 8752 | 18 | A-TOP ALTERNATIVE ENERGY | JCP&L | No | Complete | 2011-10-24 | 2012-04-06 | 2012-04-25 | 2012-04-25
SRP06401 | SREC Solar | CORBIN |  | 10.8 | 0 | Residential | 0 | MANALAPAN | 7726 | 17 | CORBIN SOLAR SOLUTIONS, LLC | JCP&L | No | Complete | 2011-11-01 | 2011-11-09 | 2011-11-22 | 2011-11-22
SRP06402 | SREC Solar | STEINLE |  | 4.7 | 0 | Residential | 1 | CHERRY HILL TOWNSHIP | 8003 | 14 | SOLARCITY CORPORATION | PSE&G BPU | No | Complete | 2011-10-24 | 2012-06-12 | 2012-06-28 | 2012-06-28
SRP06404 | SREC Solar | SABO |  | 6.02 | 0 | Residential | 1 | HOWELL | 7731 | 17 | SOLARCITY CORPORATION | JCP&L | No | Complete | 2011-10-24 | 2012-03-09 | 2012-04-22 | 2012-04-22
SRP06405 | SREC Solar | TAYLOR |  | 4.4 | 0 | Residential | 1 | MOUNT LAUREL | 8054 | 13 | MERCURY SOLAR SYSTEMS | PSE&G BPU | No | Complete | 2011-10-24 | 2012-03-14 | 2012-04-19 | 2012-04-19
SRP06406 | SREC Solar | NICHOLS |  | 10.64 | 0 | Residential | 0 | SOUTHAMPTON | 8088 | 13 | MERCURY SOLAR SYSTEMS | PSE&G BPU | No | Complete | 2011-10-24 | 2012-04-16 | 2012-04-30 | 2012-04-30
SRP06408 | SREC Solar | CABELLY |  | 6.825 | 0 | Residential | 1 | BOONTON | 7005 | 3 | MERCURY SOLAR SYSTEMS | JCP&L | No | Complete | 2011-10-24 | 2012-02-14 | 2012-03-22 | 2012-03-22
SRP06412 | SREC Solar | TILLMAN |  | 10.125 | 0 | Residential | 0 | SOUTH BRUNSWICK | 8831 | 11 | CORBIN SOLAR SOLUTIONS, LLC | PSE&G BPU | No | Complete | 2011-10-24 | 2012-02-16 | 2012-03-20 | 2012-03-20
SRP06414 | SREC Solar | WAUGH |  | 8.1 | 0 | Residential | 0 | WESTWOOD | 7675 | 7 | CORBIN SOLAR SOLUTIONS, LLC | PSE&G BPU | No | Complete | 2011-10-24 | 2012-01-16 | 2012-02-09 | 2012-02-09
SRP06416 | SREC Solar | GURNANI | SMILES FASHION CORP | 118.44 | 0 | Commercial | 1 | SECAUCUS | 7094 | 8 | SOLAR NATION NEW JERSEY LLC | PSE&G BPU | No | Complete | 2011-10-24 | 2012-01-23 | 2012-02-17 | 2012-02-17
SRP06417 | SREC Solar | FOJUT | KOHL'S DEPARTMENT STORE, INC | 456.485 | 0 | Commercial | 1 | OCEAN | 7712 | 17 | NVT LICENSES, LLC | JCP&L | No | Complete | 2011-10-24 | 2012-05-25 | 2012-06-04 | 2012-06-04
SRP06423 | SREC Solar | BRUNO |  | 8.82 | 0 | Residential | 0 | MOUNT LAUREL | 8054 | 13 | AMPED ON SOLAR | PSE&G BPU | No | Complete | 2011-10-24 | 2012-03-12 | 2012-03-28 | 2012-03-28
SRP06424 | SREC Solar | MELTREDER |  | 4.56 | 1140 | Residential | 1 | ENGLISHTOWN | 7726 | 17 | JD SOLAR SOLUTIONS | JCP&L | No | Complete | 2011-10-24 | 2012-04-02 | 2012-04-25 | 2012-07-24
SRP06426 | SREC Solar | KRUPP | LAKA CORPORATION | 74.75 | 0 | Commercial | 0 | SOUTH PLAINFIELD | 7080 | 11 | AMBERJACK SOLAR ENERGY | PSE&G BPU | No | Complete | 2011-10-24 | 2012-05-18 | 2012-06-06 | 2012-06-06
SRP06427 | SREC Solar | MIXON |  | 24.84 | 0 | Residential | 0 | TABERNACLE | 8088 | 13 | CODE GREEN SOLAR, LLC | AC Electric | No | Complete | 2011-10-24 | 2012-01-24 | 2012-02-17 | 2012-02-17
SRP06428 | SREC Solar | KINGMAN |  | 9 | 0 | Residential | 0 | PITTSTOWN | 8867 | 4 | CORBIN SOLAR SOLUTIONS, LLC | JCP&L | No | Complete | 2011-10-24 | 2011-12-28 | 2012-01-31 | 2012-01-31
SRP06429 | SREC Solar | ZAIKOV |  | 21.12 | 0 | Residential | 0 | HILLSBOROUGH | 8844 | 5 | AMERICAN RENEWABLE ENERGY, INC | JCP&L | No | Complete | 2011-10-24 | 2012-06-06 | 2012-06-19 | 2012-06-19
SRP06431 | SREC Solar | PAPPAS |  | 9.165 | 0 | Residential | 1 | BARNEGAT | 8005 | 18 | TRINITY HEATING AND AIR | JCP&L | No | Complete | 2011-10-24 | 2012-01-06 | 2012-02-20 | 2012-02-20
SRP06432 | SREC Solar | DAVENPORT |  | 14.44 | 0 | Residential | 1 | TOMS RIVER | 8753 | 18 | TRINITY HEATING AND AIR | JCP&L | No | Complete | 2011-10-24 | 2011-11-23 | 2011-12-20 | 2011-12-20
SRP06433 | SREC Solar | CORRIVEAU |  | 9.87 | 0 | Non Profit | 1 | SOMERDALE | 8083 | 14 | TRINITY HEATING AND AIR | PSE&G BPU | No | Complete | 2011-10-24 | 2012-02-07 | 2012-03-22 | 2012-03-22
SRP06434 | SREC Solar | LIGHTNER |  | 14.16 | 0 | Residential | 0 | SOMERSET | 8873 | 5 | GEOGENIX | PSE&G BPU | No | Complete | 2011-10-24 | 2012-03-28 | 2012-04-22 | 2012-04-22
SRP06435 | SREC Solar | CEA | PARAMUS BOE | 224.64 | 0 | School Public K-12 | 0 | PARAMUS | 7652 | 7 | BARRIER ELECTRIC | PSE&G BPU | No | Complete | 2011-10-24 | 2012-01-10 | 2012-02-17 | 2012-02-17
SRP06436 | SREC Solar | FAILLE | SIMPLY GRAZIN | 26.88 | 0 | Commercial | 1 | SKILLMAN | 8502 | 5 | ADVANCED SOLAR PRODUCTS FLEMINGTON | PSE&G BPU | No | Complete | 2011-10-24 | 2012-01-04 | 2012-02-22 | 2012-02-22
SRP06437 | SREC Solar | JANKURA |  | 9.99 | 0 | Residential | 1 | BORDENTOWN | 8505 | 13 | SUNGEVITY, INC. | PSE&G BPU | No | Complete | 2011-10-24 | 2012-02-02 | 2012-03-02 | 2012-03-02
SRP06438 | SREC Solar | DRAYTON | BOARD OF CHOOSEN FREEHOLDERS | 464.36 | 0 | Commercial | 0 | MOUNT LAUREL | 8054 | 13 | EMSA SOLAR | PSE&G BPU | No | Complete | 2011-10-24 | 2012-05-15 | 2012-05-29 | 2012-05-29
SRP06439 | SREC Solar | MESSINA |  | 6.11 | 0 | Residential | 0 | LONG VALLEY | 7853 | 3 | REC SOLAR, INC. | JCP&L | No | Complete | 2011-10-24 | 2011-11-07 | 2011-12-09 | 2011-12-09
SRP06440 | SREC Solar | MASTROENI |  | 8.05 | 0 | Residential | 1 | WARETOWN | 8758 | 18 | RELIABLE POWER SERVICES, INC. | JCP&L | No | Complete | 2011-11-01 | 2012-01-31 | 2012-03-02 | 2012-03-02
SRP06441 | SREC Solar | MIRENDA |  | 9.2 | 0 | Residential | 1 | PORT MONMOUTH | 7758 | 17 | RELIABLE POWER SERVICES, INC. | JCP&L | No | Complete | 2011-11-01 | 2012-02-29 | 2012-04-11 | 2012-04-11
SRP06442 | SREC Solar | NAPLES |  | 5.98 | 0 | Residential | 1 | WARETOWN | 8758 | 18 | RELIABLE POWER SERVICES, INC. | JCP&L | No | Complete | 2011-11-01 | 2012-01-11 | 2012-02-17 | 2012-02-17
SRP06443 | SREC Solar | HELLERSON | JA CISSEL MFG | 105.6 | 0 | Commercial | 1 | LAKEWOOD | 8701 | 18 | CORBIN SOLAR SOLUTIONS, LLC | JCP&L | No | Complete | 2011-11-01 | 2011-12-21 | 2012-01-17 | 2012-01-17
SRP06444 | SREC Solar | PATEL |  | 5.52 | 0 | Residential | 0 | PLAINSBORO | 8536 | 11 | SKY HIGH ENERGY, LLC | PSE&G BPU | No | Complete | 2011-11-01 | 2012-01-20 | 2012-02-22 | 2012-02-22
SRP06445 | SREC Solar | SOLIMAN |  | 9.81 | 0 | Residential | 0 | HAMILTON | 8691 | 12 | SEA BRIGHT SOLAR, LLC | PSE&G BPU | No | Complete | 2011-11-01 | 2012-09-26 | 2012-10-11 | 2012-10-11
SRP06446 | SREC Solar | CLAR |  | 5.28 | 0 | Residential | 0 | ANNADALE | 8801 | 4 | GREEN POWER ENERGY LLC | JCP&L | No | Complete | 2011-11-01 | 2012-01-25 | 2012-03-20 | 2012-03-20
SRP06447 | SREC Solar | BURCHETTE | MOTOR WORKS | 8.64 | 0 | Commercial | 0 | BRIDGEWATER | 8007 | 14 | TRINITY HEATING AND AIR | PSE&G BPU | No | Complete | 2011-11-01 | 2012-03-20 | 2012-04-22 | 2012-04-22
SRP06449 | SREC Solar | MYERS |  | 17.28 | 2500 | Residential | 0 | WOODBINE | 8270 | 21 | SPECTRUM SOLAR, LLC | AC Electric | No | Complete | 2011-11-01 | 2012-03-22 | 2012-04-25 | 2012-07-24
SRP06450 | SREC Solar | GOODENOUGH |  | 5.98 | 0 | Residential | 1 | MARLTON | 8053 | 13 | REC SOLAR, INC. | PSE&G BPU | No | Complete | 2011-11-01 | 2012-02-20 | 2012-03-28 | 2012-03-28
SRP06451 | SREC Solar | ROSENFELD |  | 6.24 | 0 | Residential | 1 | JACKSON | 8527 | 18 | REC SOLAR, INC. | JCP&L | No | Complete | 2011-11-01 | 2011-11-30 | 2011-12-27 | 2011-12-27
SRP06452 | SREC Solar | INGOGLIO |  | 8.64 | 0 | Residential | 1 | JACKSON | 8527 | 18 | REC SOLAR, INC. | JCP&L | No | Complete | 2011-11-01 | 2011-12-16 | 2012-01-19 | 2012-01-19
SRP06453 | SREC Solar | JOZEFARA |  | 3.87 | 0 | Residential | 1 | SOUTH AMBOY | 8879 | 11 | RCL ENTERPRISES INC. | JCP&L | No | Complete | 2011-11-01 | 2011-12-23 | 2012-02-17 | 2012-02-17
SRP06454 | SREC Solar | PICINIC |  | 6.75 | 0 | Residential | 0 | WARETOWN | 8758 | 18 | CORBIN SOLAR SOLUTIONS, LLC | JCP&L | No | Complete | 2011-11-01 | 2011-12-08 | 2011-12-28 | 2011-12-28
SRP06455 | SREC Solar | NOLAN |  | 5.98 | 0 | Residential | 1 | BRICK | 8723 | 18 | RELIABLE POWER SERVICES, INC. | JCP&L | No | Complete | 2011-11-01 | 2012-01-31 | 2012-02-29 | 2012-02-29
SRP06456 | SREC Solar | SCANDARIATO |  | 5.52 | 0 | Residential | 1 | MIDDLETOWN | 7748 | 17 | RELIABLE POWER SERVICES, INC. | JCP&L | No | Complete | 2011-11-01 | 2012-01-11 | 2012-02-17 | 2012-02-17
SRP06458 | SREC Solar | FERRARA |  | 13.68 | 0 | Residential | 1 | FREEHOLD | 7728 | 17 | TRINITY HEATING AND AIR | JCP&L | No | Complete | 2011-11-01 | 2012-01-26 | 2012-02-24 | 2012-02-24
SRP06459 | SREC Solar | TONNE |  | 6.44 | 0 | Residential | 1 | KEANSBURG | 7734 | 17 | RELIABLE POWER SERVICES, INC. | JCP&L | No | Complete | 2011-11-01 | 2012-01-11 | 2012-02-17 | 2012-02-17
SRP06460 | SREC Solar | FULT | PONDEROSA GROUP I LLC | 8.64 | 0 | Commercial | 0 | RINGWOOD | 7456 | 6 | RON HOUSER & SON INC | Orange & Rockland Elec | No | Complete | 2011-11-01 | 2013-12-19 | 2014-01-09 | 2014-01-09
SRP06461 | SREC Solar | WELLS |  | 5.75 | 0 | Residential | 1 | HAZLET | 7730 | 17 | RELIABLE POWER SERVICES, INC. | JCP&L | No | Complete | 2011-11-01 | 2012-03-27 | 2012-04-24 | 2012-04-24
SRP06462 | SREC Solar | ZELINSKI |  | 6.21 | 0 | Residential | 1 | TOMS RIVER | 8753 | 18 | RELIABLE POWER SERVICES, INC. | JCP&L | No | Complete | 2011-11-01 | 2012-02-20 | 2012-03-27 | 2012-03-27
SRP06463 | SREC Solar | WANG |  | 8.46 | 0 | Residential | 0 | EAST BRUNSWICK | 8816 | 11 | ACCORD POWER, INC. | PSE&G BPU | No | Complete | 2011-11-01 | 2011-12-23 | 2012-01-19 | 2012-01-19
SRP06464 | SREC Solar | FULT | PONDEROSA GROUP I LLC | 4.08 | 0 | Commercial | 0 | RINGWOOD | 7456 | 6 | RON HOUSER & SON INC | Orange & Rockland Elec | No | Complete | 2011-11-01 | 2013-12-19 | 2014-01-09 | 2014-01-09
SRP06465 | SREC Solar | FULTON | PONDEROSA GROUP I LLC | 7.44 | 0 | Commercial | 0 | RINGWOOD | 7456 | 6 | RON HOUSER & SON INC | Orange & Rockland Elec | No | Complete | 2011-11-01 | 2013-12-19 | 2014-01-09 | 2014-01-09
SRP06466 | SREC Solar | ROBERTS |  | 0.45 | 0 | Residential | 0 | TRENTON | 8690 | 12 | AMERICAN RENEWABLE ENERGY, INC | PSE&G BPU | No | Complete | 2011-11-01 | 2012-01-10 | 2012-02-20 | 2012-02-20
SRP06467 | SREC Solar | AMIN |  | 8.55 | 0 | Residential | 0 | PISCATAWAY | 8854 | 11 | SOLAR ENERGY WORLD-W | PSE&G BPU | No | Complete | 2011-11-01 | 2012-02-17 | 2012-03-28 | 2012-03-28
SRP06468 | SREC Solar | BULTON | PONDEROSA GROUP I LLC | 15.84 | 0 | Commercial | 0 | RINGWOOD | 7456 | 6 | RON HOUSER & SON INC | Orange & Rockland Elec | No | Complete | 2011-11-01 | 2013-12-19 | 2014-01-09 | 2014-01-09
SRP06469 | SREC Solar | POMPE |  | 6.58 | 0 | Residential | 0 | MANTUA | 8051 | 15 | ECLIPSE SOLAR | AC Electric | No | Complete | 2011-11-01 | 2012-01-24 | 2012-02-17 | 2012-02-17
SRP06470 | SREC Solar | FULTON | PONDEROSA GROUP I LLC | 8.16 | 0 | Commercial | 0 | RINGWOOD | 7456 | 6 | RON HOUSER & SON INC | Orange & Rockland Elec | No | Complete | 2011-11-01 | 2013-12-12 | 2014-01-17 | 2014-01-17
SRP06471 | SREC Solar | PIERSON |  | 11.5 | 0 | Residential | 1 | WOODSTOWN | 8098 | 16 | ALTERIS RENEWABLES | AC Electric | No | Complete | 2011-11-01 | 2012-03-21 | 2012-04-22 | 2012-04-22
SRP06472 | SREC Solar | DEMASI |  | 7.74 | 0 | Residential | 0 | DEPTFORD | 8096 | 15 | SOLARCITY CORPORATION | PSE&G BPU | No | Complete | 2011-11-01 | 2012-04-03 | 2012-04-23 | 2012-04-23
SRP06473 | SREC Solar | SPAGNOLETTI | ROSELLE PARK HIGH SCHOOL | 220.43 | 0 | School Public K-12 | 1 | ROSELLE PARK | 7204 | 10 | PRO-TECH ENERGY SOLUTIONS | PSE&G BPU | No | Complete | 2011-11-01 | 2012-02-22 | 2012-04-22 | 2012-04-22
SRP06474 | SREC Solar | HELLERSON | CENTURY SPORTS INC | 78.255 | 0 | Commercial | 1 | LAKEWOOD | 8701 | 18 | CORBIN SOLAR SOLUTIONS, LLC | JCP&L | No | Complete | 2011-11-01 | 2011-12-21 | 2012-01-17 | 2012-01-17
SRP06475 | SREC Solar | KOSLOVSKI | ROSEDALE & ROSEHILL CEMETARY | 99.36 | 0 | Commercial | 1 | LINDEN | 7036 | 10 | TRINITY HEATING AND AIR | PSE&G BPU | No | Complete | 2011-11-01 | 2012-03-27 | 2012-04-22 | 2012-04-22
SRP06476 | SREC Solar | KOSLOVSKI | ROSEDALE & ROSEHILL CEMETARY | 12 | 0 | Commercial | 1 | LINDEN | 7036 | 10 | TRINITY HEATING AND AIR | PSE&G BPU | No | Complete | 2011-11-01 | 2012-03-27 | 2012-04-23 | 2012-04-23
SRP06477 | SREC Solar | ROBBINS | WHITING UNITED METHODIST CHURCH | 38.64 | 0 | Non Profit | 1 | WHITING | 8759 | 18 | TRINITY HEATING AND AIR | JCP&L | No | Complete | 2011-11-01 | 2012-03-15 | 2012-04-22 | 2012-04-22
SRP06479 | SREC Solar | IACONO |  | 18.4 | 0 | Residential | 0 | INDIAN MILLS | 8088 | 13 | ASC SOLAR SOLUTIONS, LLC | AC Electric | No | Complete | 2011-11-01 | 2012-02-23 | 2012-03-30 | 2012-03-30
SRP06482 | SREC Solar | FIGUEROA |  | 7.755 | 0 | Residential | 1 | PEMBERTON | 8068 | 13 | TRINITY HEATING AND AIR | JCP&L | No | Complete | 2011-11-01 | 2011-12-16 | 2012-01-20 | 2012-01-20
SRP06484 | SREC Solar | SZEMERETA |  | 6.84 | 0 | Residential | 1 | LAKEWOOD | 8701 | 18 | TRINITY HEATING AND AIR | JCP&L | No | Complete | 2011-11-01 | 2012-01-31 | 2012-03-02 | 2012-03-02
SRP06486 | SREC Solar | ANDERSON |  | 17.39 | 0 | Residential | 1 | VINELAND | 8360 | 20 | MERCURY SOLAR SYSTEMS | Vineland Muni Elec | No | Complete | 2011-11-01 | 2012-04-18 | 2012-04-30 | 2012-04-30
SRP06487 | SREC Solar | MELTZER |  | 10.26 | 0 | Residential | 1 | FREEHOLD | 7728 | 17 | TRINITY HEATING AND AIR | JCP&L | No | Complete | 2011-11-01 | 2012-02-27 | 2012-03-30 | 2012-03-30
SRP06489 | SREC Solar | AMIN |  | 6.665 | 0 | Residential | 1 | ISELIN | 8830 | 11 | ALTERNATIVE LIGHT & ENERGY SOLUTIONS | PSE&G BPU | No | Complete | 2011-11-01 | 2011-12-08 | 2012-02-17 | 2012-02-17
SRP06490 | SREC Solar | BRAUN |  | 9.12 | 0 | Residential | 1 | FARMINGDALE | 7727 | 17 | TRINITY HEATING AND AIR | JCP&L | No | Complete | 2011-11-01 | 2012-02-03 | 2012-03-22 | 2012-03-22
SRP06491 | SREC Solar | VISCEGLIA | FERNWOOD 45 ASSOCIATES LP | 2223.648 | 0 | Commercial |  | EDISON | 8818 | 11 | ADVANCED SOLAR PRODUCTS FLEMINGTON | PSE&G BPU | Yes | Complete | 2011-11-01 | 2012-01-23 | 2012-03-20 | 2012-03-20
SRP06492 | SREC Solar | PAGE |  | 6.84 | 0 | Residential | 1 | TOMS RIVER | 8755 | 18 | TRINITY HEATING AND AIR | JCP&L | No | Complete | 2011-11-01 | 2011-12-28 | 2012-01-31 | 2012-01-31
SRP06493 | SREC Solar | FILARDO |  | 6.27 | 0 | Residential | 1 | LAKEWOOD | 8701 | 18 | TRINITY HEATING AND AIR | JCP&L | No | Complete | 2011-11-01 | 2012-02-14 | 2012-03-20 | 2012-03-20
SRP06494 | SREC Solar | CARPENTER | FAITH BAPTIST CHURCH | 100.08 | 0 | Non Profit | 1 | TRENTON | 8690 | 12 | TRINITY HEATING AND AIR | PSE&G BPU | No | Complete | 2011-11-01 | 2012-03-27 | 2012-04-23 | 2012-04-23
SRP06495 | SREC Solar | KNAUSS |  | 14.64 | 0 | Residential | 0 | SEWELL | 8080 | 15 | CORBIN SOLAR SOLUTIONS, LLC | AC Electric | No | Complete | 2011-11-01 | 2012-06-06 | 2012-06-20 | 2012-06-20
SRP06496 | SREC Solar | MYLAND | BLUE WATER WELDING | 46.695 | 0 | Commercial | 1 | DENNISVILLE | 8214 | 21 | P3 POWER SYSTEMS, LLC | AC Electric | No | Complete | 2011-11-01 | 2013-02-06 | 2013-02-20 | 2013-02-20
SRP06497 | SREC Solar | VU |  | 14.16 | 0 | Residential | 0 | BRIDGEWATER | 8807 | 5 | SOLAR ENERGY WORLD-W | PSE&G BPU | No | Complete | 2011-11-01 | 2011-12-22 | 2012-01-19 | 2012-01-19
SRP06499 | SREC Solar | DOSHI |  | 10.29 | 0 | Residential | 0 | MORGANVILLE | 7751 | 17 | AMPERICON | JCP&L | No | Complete | 2011-11-01 | 2012-08-16 | 2012-08-24 | 2012-08-24
SRP06503 | SREC Solar | GILCH |  | 6.72 | 0 | Residential | 0 | MIDDLETOWN | 7748 | 17 | NATURAL POWER SOURCES, LLC | JCP&L | No | Complete | 2011-11-01 | 2012-03-02 | 2012-04-13 | 2012-04-13
SRP06505 | SREC Solar | RAIN | PARAMOUNT INTERNATIONAL | 51.935 | 0 | Commercial | 0 | MILLVILLE | 8332 | 20 | ACOS ENERGY, LLC | AC Electric | No | Complete | 2011-11-01 | 2012-01-24 | 2012-02-17 | 2012-02-17
SRP06506 | SREC Solar | HIRSCHMAN | UNITED SOLAR POWER LLC. | 585.35 | 0 | Commercial | 0 | BAYONNE | 7702 | 17 | AMBERJACK SOLAR ENERGY | PSE&G BPU | No | Complete | 2011-11-01 | 2012-05-03 | 2012-05-17 | 2012-05-17
SRP06507 | SREC Solar | BARBATO |  | 9.2 | 0 | Residential | 1 | WARETOWN | 8758 | 18 | RELIABLE POWER SERVICES, INC. | JCP&L | No | Complete | 2011-11-01 | 2012-01-11 | 2012-02-09 | 2012-02-09
SRP06508 | SREC Solar | BOOTH |  | 5.98 | 0 | Residential | 1 | MIDDLETOWN | 7748 | 17 | RELIABLE POWER SERVICES, INC. | JCP&L | No | Complete | 2011-11-01 | 2012-01-11 | 2012-02-02 | 2012-02-02
SRP06509 | SREC Solar | CERDA |  | 7.59 | 0 | Residential | 1 | SOUTH TOMS RIVER | 8757 | 18 | RELIABLE POWER SERVICES, INC. | JCP&L | No | Complete | 2011-11-01 | 2012-01-31 | 2012-03-02 | 2012-03-02
SRP06510 | SREC Solar | CHAMBERS |  | 6.44 | 0 | Residential | 1 | WARETOWN | 8758 | 18 | RELIABLE POWER SERVICES, INC. | JCP&L | No | Complete | 2011-11-01 | 2012-01-11 | 2012-02-02 | 2012-02-02
SRP06511 | SREC Solar | WITKOWSKI | BO CONCEPT | 122.59 | 0 | Commercial | 1 | BAYONNE | 7702 | 17 | AMBERJACK SOLAR ENERGY | PSE&G BPU | No | Complete | 2011-11-01 | 2012-05-03 | 2012-05-17 | 2012-05-17
SRP06512 | SREC Solar | DANGELO |  | 8.28 | 0 | Residential | 1 | WARETOWN | 8758 | 18 | RELIABLE POWER SERVICES, INC. | JCP&L | No | Complete | 2011-11-01 | 2012-06-19 | 2012-06-26 | 2012-06-26
SRP06513 | SREC Solar | SUTTON |  | 8.51 | 0 | Residential | 0 | OAKHURST | 7755 | 17 | TRINITY HEATING AND AIR | JCP&L | No | Complete | 2011-11-01 | 2012-05-18 | 2012-06-06 | 2012-06-06
SRP06514 | SREC Solar | ROTHBERG |  | 8.1 | 0 | Residential | 0 | SOMERSET | 8873 | 5 | GEOGENIX | PSE&G BPU | No | Complete | 2011-11-01 | 2012-02-10 | 2012-02-10 | 2012-02-10
SRP06515 | SREC Solar | FEATHERMAN |  | 10.58 | 0 | Residential | 1 | BEACHWOOD | 8722 | 18 | RELIABLE POWER SERVICES, INC. | JCP&L | No | Complete | 2011-11-01 | 2012-01-31 | 2012-03-02 | 2012-03-02
SRP06516 | SREC Solar | GISCHE |  | 6.44 | 0 | Residential | 1 | WARETOWN | 8758 | 18 | RELIABLE POWER SERVICES, INC. | JCP&L | No | Complete | 2011-11-01 | 2013-04-12 | 2013-05-02 | 2013-05-02
SRP06519 | SREC Solar | GROZINIKI |  | 14.26 | 0 | Residential | 1 | TOMS RIVER | 8755 | 18 | RELIABLE POWER SERVICES, INC. | JCP&L | No | Complete | 2011-11-01 | 2012-01-11 | 2012-03-08 | 2012-03-08
SRP06520 | SREC Solar | KONVIT |  | 5.98 | 0 | Residential | 1 | WARETOWN | 8758 | 18 | RELIABLE POWER SERVICES, INC. | JCP&L | No | Complete | 2011-11-01 | 2012-01-31 | 2012-02-29 | 2012-02-29
SRP06521 | SREC Solar | COLLURA |  | 6.63 | 0 | Residential | 0 | EASTAMPTON | 8060 | 13 | AMPED ON SOLAR | PSE&G BPU | No | Complete | 2011-11-01 | 2012-03-06 | 2012-03-22 | 2012-03-22
SRP06522 | SREC Solar | JAXHEIMER | THE INVENTORS SHOP, LLC | 242.06 | 0 | Commercial | 0 | CINNAMINSON | 8077 | 13 | GEORGIA SOLAR POWER COMPANY | PSE&G BPU | No | Complete | 2011-11-01 | 2012-03-23 | 2012-04-22 | 2012-04-22
SRP06523 | SREC Solar | VICKERS | ML HOUSING LLC | 172.8 | 13824 | Commercial | 0 | MEDFORD | 8055 | 13 | 4 BESTSOLAR | PSE&G BPU | No | Complete | 2011-11-01 | 2012-03-20 | 2012-04-25 | 2012-07-24
SRP06524 | SREC Solar | HEIMERL |  | 9.635 | 0 | Residential | 0 | MILLFORD | 8848 | 4 | INDEPENDENT SOLAR | JCP&L | No | Complete | 2011-11-01 | 2012-03-01 | 2012-04-13 | 2012-04-13
SRP06525 | SREC Solar | RUSZALA |  | 10.34 | 0 | Residential | 0 | SOUTH BRUNSWICK | 8902 | 11 | LIGHTHOUSE SOLAR SYSTEMS | PSE&G BPU | No | Complete | 2011-11-01 | 2012-01-17 | 2012-03-15 | 2012-03-15
SRP06526 | SREC Solar | CHMIELEWSKI |  | 5.98 | 0 | Residential | 1 | MANCHESTER | 8759 | 18 | ACOS ENERGY, LLC | JCP&L | No | Complete | 2011-11-01 | 2012-02-27 | 2012-04-11 | 2012-04-11
SRP06527 | SREC Solar | SILVERMAN |  | 9.9 | 0 | Residential | 0 | NEW MILFORD | 7646 | 7 | GREENSTONE ENERGY | PSE&G BPU | No | Complete | 2011-11-01 | 2012-03-07 | 2012-03-28 | 2012-03-28
SRP06528 | SREC Solar | KULMACZEWSKI |  | 8.14 | 0 | Residential | 1 | HOPEWELL | 8525 | 12 | INDEPENDENT SOLAR | PSE&G BPU | No | Complete | 2011-11-01 | 2011-12-23 | 2012-02-22 | 2012-02-22
SRP06529 | SREC Solar | MEINSTER |  | 9.88 | 0 | Residential | 1 | FREEHOLD | 7728 | 17 | SUNRAY SOLAR, INC. | JCP&L | No | Complete | 2011-11-01 | 2012-05-11 | 2012-05-30 | 2012-05-30
SRP06530 | SREC Solar | REUTHER |  | 10.12 | 0 | Residential | 1 | MANCHESTER | 8759 | 18 | ACOS ENERGY, LLC | JCP&L | No | Complete | 2011-11-01 | 2012-02-27 | 2012-03-30 | 2012-03-30
SRP06531 | SREC Solar | TIRONE |  | 6.27 | 0 | Residential | 1 | LAKEWOOD | 8701 | 18 | TRINITY HEATING AND AIR | JCP&L | No | Complete | 2011-11-01 | 2012-01-12 | 2012-02-02 | 2012-02-02
SRP06532 | SREC Solar | YOUNG |  | 7.05 | 0 | Residential | 1 | MONROE | 8831 | 11 | TRINITY HEATING AND AIR | JCP&L | No | Complete | 2011-11-01 | 2012-03-26 | 2012-04-23 | 2012-04-23
SRP06533 | SREC Solar | ROSSETTI |  | 10.07 | 0 | Residential | 1 | TOMS RIVER | 8753 | 18 | TRINITY HEATING AND AIR | JCP&L | No | Complete | 2011-11-01 | 2012-04-30 | 2012-05-18 | 2012-05-18
SRP06534 | SREC Solar | BECKHAM |  | 6.27 | 0 | Residential | 1 | BURLINGTON | 8016 | 13 | TRINITY HEATING AND AIR | PSE&G BPU | No | Complete | 2011-11-01 | 2012-02-07 | 2012-02-29 | 2012-02-29
SRP06535 | SREC Solar | TOSHNIWAL | ANKUR INTERNATIONAL | 60.5 | 0 | Commercial | 0 | CRANBURY | 8512 | 11 | DYNAMIC SOLAR, LLC- WAYNE | PSE&G BPU | No | Complete | 2011-11-01 | 2012-04-03 | 2012-04-23 | 2012-04-23
SRP06536 | SREC Solar | TOSHNIWAL | ANKUR INTERNATIONAL, INC. | 48.4 | 0 | Commercial | 0 | CRANBURY | 8512 | 11 | DYNAMIC SOLAR, LLC- WAYNE | PSE&G BPU | No | Complete | 2011-11-01 | 2012-04-03 | 2012-04-25 | 2012-04-25
SRP06537 | SREC Solar | ALTURK |  | 10.34 | 0 | Commercial | 0 | TOMS RIVER | 8755 | 18 | KOPP ELECTRIC COMPANY | JCP&L | No | Complete | 2011-11-01 | 2011-12-30 | 2012-01-26 | 2012-01-26
SRP06540 | SREC Solar | GRZANKOWSKI JR |  | 6.11 | 0 | Residential | 1 | MANALAPAN | 7726 | 17 | TRINITY HEATING AND AIR | JCP&L | No | Complete | 2011-11-01 | 2012-02-14 | 2012-03-22 | 2012-03-22
SRP06541 | SREC Solar | JIMENEZ |  | 7.095 | 0 | Residential | 1 | PERTH AMBOY | 8861 | 11 | RCL ENTERPRISES INC. | PSE&G BPU | No | Complete | 2011-11-01 | 2012-01-10 | 2012-02-22 | 2012-02-22
SRP06543 | SREC Solar | MINICHINO |  | 8.64 | 0 | Residential | 1 | PENNSVILLE | 8070 | 16 | TRINITY HEATING AND AIR | AC Electric | No | Complete | 2011-11-01 | 2012-05-15 | 2012-05-30 | 2012-05-30
SRP06545 | SREC Solar | EBBERT |  | 12.54 | 0 | Residential | 1 | JACKSON | 8527 | 18 | TRINITY HEATING AND AIR | JCP&L | No | Complete | 2011-11-01 | 2012-03-26 | 2012-04-22 | 2012-04-22
SRP06546 | SREC Solar | WOLFF |  | 12.69 | 0 | Residential | 1 | TRENTON | 8691 | 12 | TRINITY HEATING AND AIR | PSE&G BPU | No | Complete | 2011-11-01 | 2012-01-18 | 2012-02-07 | 2012-02-07
SRP06547 | SREC Solar | WINNBERG |  | 11.73 | 0 | Residential | 1 | ALLOWAY | 8098 | 16 | RENERGY, INC. | AC Electric | No | Complete | 2011-11-01 | 2011-12-30 | 2012-01-24 | 2012-01-24
SRP06548 | SREC Solar | CHOINSKI |  | 7.755 | 0 | Residential | 1 | MARLTON | 8053 | 13 | TRINITY HEATING AND AIR | PSE&G BPU | No | Complete | 2011-11-01 | 2012-01-23 | 2012-02-22 | 2012-02-22
SRP06551 | SREC Solar | GRANT |  | 11.25 | 0 | Residential | 0 | MONROE TWP | 8831 | 11 | CORBIN SOLAR SOLUTIONS, LLC | JCP&L | No | Complete | 2011-11-01 | 2012-01-17 | 2012-03-08 | 2012-03-08
SRP06552 | SREC Solar | BROWN |  | 6.21 | 0 | Residential | 1 | WEST TUKERTON | 8087 | 18 | FOUR POINT REFRIGERATION CO., INC. | AC Electric | No | Complete | 2011-11-01 | 2011-12-08 | 2012-03-28 | 2012-03-28
SRP06553 | SREC Solar | MATEKA |  | 5.13 | 0 | Residential | 0 | PISCATWAY | 8854 | 11 | ENERGIZED SOLAR LLC | PSE&G BPU | No | Complete | 2011-11-01 | 2012-03-23 | 2012-04-22 | 2012-04-22
SRP06555 | SREC Solar | FULTON | PONDEROSA GROUP I LLC | 12.24 | 0 | Commercial | 0 | RINGWOOD | 7456 | 6 | RON HOUSER & SON INC | Orange & Rockland Elec | No | Complete | 2011-11-01 | 2013-12-19 | 2014-01-09 | 2014-01-09
SRP06558 | SREC Solar | FULTON | PONDEROSA GROUP I LLC | 10.08 | 0 | Commercial | 0 | RINGWOOD | 7456 | 6 | RON HOUSER & SON INC | Orange & Rockland Elec | No | Complete | 2011-11-01 | 2013-12-19 | 2014-01-09 | 2014-01-09
SRP06559 | SREC Solar | CESPEDES |  | 7.2 | 0 | Residential | 0 | LEDGEWOOD | 7852 | 3 | MOORE ENERGY LLC. | JCP&L | No | Complete | 2011-11-01 | 2013-04-10 | 2013-04-23 | 2013-04-23
SRP06560 | SREC Solar | GADIKOTA |  | 4.32 | 0 | Residential | 0 | PARSIPPANY | 7054 | 3 | SUREWAVE SOLAR | JCP&L | No | Complete | 2011-11-01 | 2013-10-25 | 2013-10-31 | 2013-10-31
SRP06563 | SREC Solar | KOPP |  | 7.68 | 0 | Residential | 0 | WHARTON | 7885 | 3 | ADVAPOINT SOLAR & ELECTRIC LLC | JCP&L | No | Complete | 2011-11-01 | 2013-07-01 | 2013-07-05 | 2013-07-05
SRP06564 | SREC Solar | VENKATACHALAM |  | 6.72 | 0 | Residential | 0 | PARSIPPANY | 7054 | 3 | SUREWAVE SOLAR | JCP&L | No | Complete | 2011-11-01 | 2013-10-25 | 2013-10-31 | 2013-10-31
SRP06565 | SREC Solar | TOLL |  | 3.92 | 0 | Residential | 0 | ELIZABETH | 7208 | 10 | 1ST LIGHT ENERGY, INC. | PSE&G BPU | No | Complete | 2011-11-01 | 2012-01-09 | 2012-03-20 | 2012-03-20
SRP06566 | SREC Solar | SEARFOSS |  | 8.16 | 0 | Residential | 0 | ROCKAWAY | 7866 | 3 | ROSS SOLAR GROUP, LLC | JCP&L | No | Complete | 2011-11-01 | 2013-04-15 | 2013-05-06 | 2013-05-06
SRP06567 | SREC Solar | NUSE | RECREATIONAL EQUIPMENT INC | 68.992 | 0 | Commercial | 0 | EAST HANOVER | 7936 | 3 | BLUE OAK ENERGY, INC | JCP&L | No | Complete | 2011-11-01 | 2011-12-23 | 2012-01-19 | 2012-01-19
SRP06568 | SREC Solar | GELSINGER | THE CHALLENEGE PRINTING COMPANY | 152.768 | 0 | Commercial | 1 | CLIFTON | 7014 | 6 | GEOGENIX | PSE&G BPU | No | Complete | 2011-11-01 | 2012-03-14 | 2012-04-19 | 2012-04-19
SRP06570 | SREC Solar | WOLF |  | 9.675 | 0 | Residential | 1 | MULLICA HILL | 8062 | 15 | SOLARCITY CORPORATION | AC Electric | No | Complete | 2011-11-01 | 2012-04-19 | 2012-05-09 | 2012-05-09
SRP06571 | SREC Solar | SANTARPIA |  | 5.64 | 0 | Residential | 1 | LODI | 7644 | 7 | VIVINT SOLAR | PSE&G BPU | No | Complete | 2011-11-01 | 2012-05-09 | 2012-05-30 | 2012-05-30
SRP06572 | SREC Solar | WANG | TALENT TECHNOLOGY CENTER, LLC | 174.72 | 0 | Commercial | 0 | HAZLET | 7731 | 17 | BARRIER ELECTRIC | JCP&L | No | Complete | 2011-11-01 | 2012-03-16 | 2012-04-22 | 2012-04-22
SRP06573 | SREC Solar | WANG | TALENT INVESTMENTS, LLC | 24.192 | 0 | Commercial | 0 | HAZLET | 7731 | 17 | BARRIER ELECTRIC | JCP&L | No | Complete | 2011-11-01 | 2012-03-13 | 2012-04-19 | 2012-04-19
SRP06577 | SREC Solar | BUCHY |  | 6.345 | 0 | Residential | 0 | CAPE MAY COURTHOUSE | 8210 | 21 | RENERGY, INC. | AC Electric | No | Complete | 2011-11-01 | 2012-08-16 | 2012-08-24 | 2012-08-24
SRP06578 | SREC Solar | POLANCO |  | 4.465 | 0 | Residential | 1 | LODI | 7644 | 7 | VIVINT SOLAR | PSE&G BPU | No | Complete | 2011-11-01 | 2011-12-23 | 2012-01-19 | 2012-01-19
SRP06580 | SREC Solar | GODLESKI |  | 4.73 | 0 | Residential | 1 | WESTAMPTON | 8060 | 13 | RENERGY, INC. | PSE&G BPU | No | Complete | 2011-11-01 | 2012-07-16 | 2012-07-26 | 2012-07-26
SRP06582 | SREC Solar | JOENS | ELNIK SYSTEMS | 101.64 | 0 | Residential | 0 | CEDAR GROVE | 7009 | 9 | ECS ENERGY, LTD | PSE&G BPU | No | Complete | 2011-11-01 | 2012-06-14 | 2012-06-26 | 2012-06-26
SRP06583 | SREC Solar | RANNEY |  | 9.6 | 0 | Residential | 1 | SOUTHAMPTON | 8088 | 13 | MERCURY SOLAR SYSTEMS | PSE&G BPU | No | Complete | 2011-11-01 | 2012-03-14 | 2012-04-19 | 2012-04-19
SRP06585 | SREC Solar | BECKER |  | 7.6 | 0 | Residential | 1 | GALLOWAY | 8205 | 19 | MERCURY SOLAR SYSTEMS | AC Electric | No | Complete | 2011-11-01 | 2012-03-14 | 2012-04-13 | 2012-04-13
SRP06587 | SREC Solar | MENENDEZ |  | 4.23 | 0 | Residential | 1 | SADDLE BROOK | 7663 | 7 | VIVINT SOLAR | PSE&G BPU | No | Complete | 2011-11-01 | 2012-02-03 | 2012-03-02 | 2012-03-02
SRP06590 | SREC Solar | GRECZEK |  | 7.99 | 0 | Residential | 1 | CLIFTON | 7013 | 6 | VIVINT SOLAR | PSE&G BPU | No | Complete | 2011-11-01 | 2011-12-08 | 2011-12-29 | 2011-12-29
SRP06591 | SREC Solar | HUTCHINSON |  | 2.82 | 0 | Residential | 1 | LODI | 7110 | 9 | VIVINT SOLAR | PSE&G BPU | No | Complete | 2011-11-01 | 2012-01-12 | 2012-02-02 | 2012-02-02
SRP06592 | SREC Solar | BUCHKO |  | 3.29 | 0 | Residential | 1 | LODI | 7644 | 7 | VIVINT SOLAR | PSE&G BPU | No | Complete | 2011-11-01 | 2012-02-01 | 2012-03-02 | 2012-03-02
SRP06593 | SREC Solar | MISTRETTA | R & R ASSOCIATES | 6.96 | 974.4 | Commercial | 1 | FARMINGDALE | 7727 | 17 | RUSSO SEAMLESS GUTTERS | JCP&L | No | Complete | 2011-11-01 | 2012-04-04 | 2012-04-25 | 2012-07-24
SRP06594 | SREC Solar | GIES |  | 7.98 | 0 | Residential | 1 | HOWELL | 7731 | 17 | TRINITY HEATING AND AIR | JCP&L | No | Complete | 2011-11-01 | 2012-03-06 | 2012-04-12 | 2012-04-12
SRP06595 | SREC Solar | PLATT | PASSAIC VALLEY HIGH SCHOOL | 452.4 | 0 | Residential | 1 | LITTLE FALLS | 7424 | 6 | GRIDPOINT SERVICES, LLC | PSE&G BPU | No | Complete | 2011-11-01 | 2012-07-24 | 2012-08-02 | 2012-08-02
SRP06597 | SREC Solar | BERTIN |  | 8.5 | 0 | Residential | 0 | EDISON | 8817 | 11 | GREENTECH SOLAR USA, LLC | PSE&G BPU | No | Complete | 2011-11-01 | 2012-04-02 | 2012-04-25 | 2012-04-25
SRP06598 | SREC Solar | HARVEY |  | 12.92 | 0 | Residential | 1 | BRICK | 8724 | 18 | TRINITY HEATING AND AIR | JCP&L | No | Complete | 2011-11-01 | 2012-02-14 | 2012-03-08 | 2012-03-08
SRP06599 | SREC Solar | MAY |  | 6.44 | 0 | Residential | 1 | MILLVILLE | 8332 | 20 | SEA BRIGHT SOLAR, LLC | AC Electric | No | Complete | 2011-11-01 | 2012-04-03 | 2012-04-25 | 2012-04-25
SRP06600 | SREC Solar | DIGUILMI |  | 9.66 | 0 | Residential | 1 | BRICK | 8724 | 18 | FOUR POINT REFRIGERATION CO., INC. | JCP&L | No | Complete | 2011-11-01 | 2011-12-08 | 2012-01-13 | 2012-01-13
SRP06601 | SREC Solar | FICHTER | LEISURE VILLAGE EAST ASSOC. | 17.28 | 0 | Commercial | 0 | LAKEWOOD | 8701 | 18 | GARDEN STATE SOLAR LLC | JCP&L | No | Complete | 2011-11-01 | 2011-12-28 | 2012-01-31 | 2012-01-31
SRP06602 | SREC Solar | BURCH |  | 4.05 | 0 | Residential | 1 | COLLINGSWOOD | 8107 | 14 | CORBIN SOLAR SOLUTIONS, LLC | PSE&G BPU | No | Complete | 2011-11-01 | 2012-01-16 | 2012-02-22 | 2012-02-22
SRP06603 | SREC Solar | PALMER |  | 12.25 | 0 | Residential | 1 | PETERSBURG | 8270 | 21 | GEOPEAK ENERGY LLC | AC Electric | No | Complete | 2011-11-01 | 2012-07-30 | 2012-08-14 | 2012-08-14
SRP06604 | SREC Solar | HAVER |  | 5.76 | 0 | Residential | 0 | CLIFTON | 7012 | 6 | GEOPEAK ENERGY LLC | PSE&G BPU | No | Complete | 2011-11-01 | 2012-03-01 | 2012-04-05 | 2012-04-05
SRP06605 | SREC Solar | WATKINS |  | 11.04 | 0 | Residential | 1 | MAYS LANDING | 8330 | 19 | MERCURY SOLAR SYSTEMS | AC Electric | No | Complete | 2011-11-01 | 2012-04-10 | 2012-04-30 | 2012-04-30
SRP06606 | SREC Solar | MCKAY |  | 16.65 | 0 | Residential | 0 | ESTELL MANOR | 8319 | 19 | BRITE IDEA ENERGY | AC Electric | No | Complete | 2011-11-01 | 2012-03-12 | 2012-04-22 | 2012-04-22
SRP06607 | SREC Solar | INNAMORATO |  | 5.805 | 0 | Residential | 1 | ISELIN | 8830 | 11 | RCL ENTERPRISES INC. | PSE&G BPU | No | Complete | 2011-11-07 | 2011-12-12 | 2012-02-17 | 2012-02-17
SRP06608 | SREC Solar | BANSAL |  | 9.12 | 0 | Residential | 0 | WAYNE | 7470 | 6 | NATURAL POWER SOURCES, LLC | JCP&L | No | Complete | 2011-11-07 | 2012-03-02 | 2012-04-12 | 2012-04-12
SRP06609 | SREC Solar | SIROTA |  | 14.72 | 0 | Residential | 0 | FRANKLIN TOWNSHIP | 8823 | 5 | NATURAL POWER SOURCES, LLC | PSE&G BPU | No | Complete | 2011-11-07 | 2012-03-16 | 2012-04-22 | 2012-04-22
SRP06610 | SREC Solar | KAISER |  | 15.84 | 0 | Non Profit | 0 | FLEMINGTON | 8822 | 4 | NATURAL POWER SOURCES, LLC | JCP&L | No | Complete | 2011-11-07 | 2012-03-16 | 2012-04-22 | 2012-04-22
SRP06611 | SREC Solar | GRUNDEN |  | 7.99 | 0 | Residential | 0 | FLEMINGTON | 8822 | 4 | CORBIN SOLAR SOLUTIONS, LLC | JCP&L | No | Complete | 2011-11-07 | 2011-12-22 | 2012-01-19 | 2012-01-19
SRP06612 | SREC Solar | FLYNN |  | 8.28 | 0 | Residential | 1 | WARETOWN | 8758 | 18 | RELIABLE POWER SERVICES, INC. | JCP&L | No | Complete | 2011-11-07 | 2012-01-11 | 2012-02-02 | 2012-02-02
SRP06613 | SREC Solar | AMATO |  | 6.44 | 0 | Residential | 1 | WARETOWN | 8758 | 18 | RELIABLE POWER SERVICES, INC. | JCP&L | No | Complete | 2011-11-07 | 2012-02-29 | 2012-04-11 | 2012-04-11
SRP06614 | SREC Solar | SINGH |  | 21.12 | 0 | Residential | 0 | MILLSTONE | 8535 | 17 | NATURAL POWER SOURCES, LLC | JCP&L | No | Complete | 2011-11-07 | 2012-05-18 | 2012-06-01 | 2012-06-01
SRP06615 | SREC Solar | WILHELM |  | 9.2 | 0 | Residential | 0 | RANDOLPH | 7869 | 3 | SOLAR ENERGY WORLD-W | JCP&L | No | Complete | 2011-11-07 | 2011-12-16 | 2012-05-09 | 2012-05-09
SRP06616 | SREC Solar | GRENIER |  | 4.8 | 1200 | Residential | 0 | WOODSTOWN | 8098 | 16 | RCL ENTERPRISES INC. | AC Electric | No | Complete | 2011-11-07 | 2012-01-11 | 2012-02-10 | 2012-05-31
SRP06617 | SREC Solar | BORGEN |  | 8.775 | 0 | Residential | 1 | MANALAPAN | 7726 | 17 | A-TOP ALTERNATIVE ENERGY | JCP&L | No | Complete | 2011-11-07 | 2012-02-16 | 2012-03-20 | 2012-03-20
SRP06618 | SREC Solar | VERDUN |  | 3.225 | 0 | Residential | 1 | ROSELLE PARK | 7204 | 10 | A-TOP ALTERNATIVE ENERGY | PSE&G BPU | No | Complete | 2011-11-07 | 2012-05-09 | 2012-05-22 | 2012-05-22
SRP06619 | SREC Solar | KRUM | 1ST LIGHT ENERGY, INC. | 51.425 | 0 | Commercial | 0 | SOUTH PLAINFIELD | 7080 | 11 | SELF INSTALL | PSE&G BPU | No | Complete | 2011-11-07 | 2012-01-05 | 2012-04-05 | 2012-04-05
SRP06620 | SREC Solar | CHARNEY |  | 5.4 | 0 | Residential | 0 | LEBANON | 8833 | 4 | GEOGENIX | JCP&L | No | Complete | 2011-11-07 | 2011-12-21 | 2012-02-10 | 2012-02-10
SRP06621 | SREC Solar | DE TIBERGE |  | 23.92 | 0 | Residential | 0 | SKILLMAN | 8558 | 5 | FUTURE SOLUTIONS CONTRACTING, LLC | PSE&G BPU | No | Complete | 2011-11-07 | 2012-03-20 | 2012-04-23 | 2012-04-23
SRP06622 | SREC Solar | TEICHMAN | CENTER SUN, LLC | 107.52 | 0 | Commercial | 0 | EDGEWATER | 7020 | 7 | AMERICAN CAPITAL ENERGY | PSE&G BPU | No | Complete | 2011-11-07 | 2012-04-04 | 2012-04-26 | 2012-04-26
SRP06623 | SREC Solar | TEELUCKSINGH |  | 3.44 | 0 | Residential | 1 | SOUTH PLAINFIELD | 7080 | 11 | ALTERNATIVE LIGHT & ENERGY SOLUTIONS | PSE&G BPU | No | Complete | 2011-11-07 | 2011-12-08 | 2011-12-28 | 2011-12-28
SRP06624 | SREC Solar | KESELING |  | 5.17 | 0 | Residential | 1 | BLOOMFIELD | 7003 | 9 | TRINITY HEATING AND AIR | PSE&G BPU | No | Complete | 2011-11-07 | 2012-02-01 | 2012-03-02 | 2012-03-02
SRP06625 | SREC Solar | STAMM |  | 8.46 | 0 | Residential | 1 | MONROE | 8831 | 11 | TRINITY HEATING AND AIR | JCP&L | No | Complete | 2011-11-07 | 2011-12-19 | 2012-01-19 | 2012-01-19
SRP06626 | SREC Solar | SALVATORE |  | 5.13 | 0 | Residential | 1 | BARNEGAT | 8005 | 18 | TRINITY HEATING AND AIR | AC Electric | No | Complete | 2011-11-07 | 2012-01-16 | 2012-02-09 | 2012-02-09
SRP06627 | SREC Solar | SMITH |  | 9.87 | 0 | Residential | 1 | ATLANTIC HIGHLANDS | 7716 | 17 | TRINITY HEATING AND AIR | JCP&L | No | Complete | 2011-11-07 | 2011-12-28 | 2012-01-31 | 2012-01-31
SRP06628 | SREC Solar | SUSSER |  | 7.2 | 0 | Residential | 1 | MONROE | 8831 | 11 | TRINITY HEATING AND AIR | JCP&L | No | Complete | 2011-11-07 | 2012-01-23 | 2012-02-29 | 2012-02-29
SRP06629 | SREC Solar | PIZZA |  | 7.98 | 0 | Residential | 1 | COLUMBUS | 8022 | 13 | TRINITY HEATING AND AIR | PSE&G BPU | No | Complete | 2011-11-07 | 2012-02-14 | 2012-03-08 | 2012-03-08
SRP06630 | SREC Solar | SEARS |  | 14.72 | 0 | Residential | 1 | SPARTA | 7871 | 1 | EAST COAST ALTERNATIVE ENERGY | JCP&L | No | Complete | 2011-11-07 | 2012-03-05 | 2012-04-13 | 2012-04-13
SRP06631 | SREC Solar | JONASZ |  | 8.55 | 0 | Residential | 1 | MYSTIC ISLAND | 8087 | 18 | TRINITY HEATING AND AIR | AC Electric | No | Complete | 2011-11-07 | 2012-05-03 | 2012-05-15 | 2012-05-15
SRP06632 | SREC Solar | NASTASI |  | 5.76 | 1440 | Residential | 1 | WOODBURY HEIGHTS | 8097 | 15 | P3 INTEGRATION INC. | PSE&G BPU | No | Complete | 2011-11-07 | 2012-03-15 | 2012-04-25 | 2012-07-24
SRP06633 | SREC Solar | D'ANTONIO |  | 8.14 | 0 | Residential | 1 | SEWELL | 8080 | 15 | TRINITY HEATING AND AIR | AC Electric | No | Complete | 2011-11-07 | 2012-05-03 | 2012-05-17 | 2012-05-17
SRP06634 | SREC Solar | GAGLIANO |  | 5.64 | 0 | Residential | 1 | TOMS RIVER | 8753 | 18 | TRINITY HEATING AND AIR | JCP&L | No | Complete | 2011-11-07 | 2011-12-19 | 2012-01-17 | 2012-01-17
SRP06635 | SREC Solar | ALBERT |  | 10.105 | 0 | Residential | 1 | MONROE | 8831 | 11 | TRINITY HEATING AND AIR | JCP&L | No | Complete | 2011-11-07 | 2012-01-10 | 2012-02-20 | 2012-02-20
SRP06636 | SREC Solar | HARDENBROOK |  | 3.99 | 0 | Residential | 1 | SICKLERVILLE | 8081 | 14 | TRINITY HEATING AND AIR | AC Electric | No | Complete | 2011-11-07 | 2012-03-07 | 2012-04-17 | 2012-04-17
SRP06637 | SREC Solar | MAZZELLA |  | 10.08 | 0 | Residential | 1 | LITTLE EGG HARBOR | 8087 | 18 | TRINITY HEATING AND AIR | AC Electric | No | Complete | 2011-11-07 | 2012-03-27 | 2012-04-24 | 2012-04-24
SRP06638 | SREC Solar | VILLEC |  | 6.58 | 0 | Residential | 1 | STRATFORD | 8084 | 14 | TRINITY HEATING AND AIR | AC Electric | No | Complete | 2011-11-07 | 2012-01-13 | 2012-02-09 | 2012-02-09
SRP06639 | SREC Solar | VASS |  | 7.2 | 0 | Residential | 1 | OLD BRIDGE | 8857 | 11 | TRINITY HEATING AND AIR | JCP&L | No | Complete | 2011-11-07 | 2012-03-15 | 2012-04-22 | 2012-04-22
SRP06640 | SREC Solar | SPERA | GARWOOD LINCOLN FRANKLIN SCHOOL | 65.8 | 0 | School Public K-12 | 1 | GARWOOD | 7026 | 7 | PRO-TECH ENERGY SOLUTIONS | PSE&G BPU | No | Complete | 2011-11-07 | 2012-05-25 | 2012-06-04 | 2012-06-04
SRP06641 | SREC Solar | RICH, JR. |  | 6.4 | 0 | Residential | 1 | LANDING | 7850 | 3 | ALTERIS RENEWABLES | JCP&L | No | Complete | 2011-11-07 | 2012-03-28 | 2012-04-23 | 2012-04-23
SRP06642 | SREC Solar | BURNHAM |  | 18.72 | 2500 | Residential | 1 | PILESGROVE | 8098 | 16 | P3 INTEGRATION INC. | AC Electric | No | Complete | 2011-11-07 | 2012-06-05 | 2012-06-29 | 2012-10-03
SRP06643 | SREC Solar | NASTASI |  | 10.08 | 2500 | Residential | 1 | SWEDESBORO | 8085 | 15 | P3 INTEGRATION INC. | AC Electric | No | Complete | 2011-11-07 | 2012-03-28 | 2012-04-25 | 2012-07-24
SRP06645 | SREC Solar | POPO |  | 9.9 | 0 | Residential | 1 | LONG BRANCH | 7740 | 17 | ECOLOGICAL SYSTEMS BY WATER WIZARD | JCP&L | No | Complete | 2011-11-07 | 2013-01-17 | 2013-01-31 | 2013-01-31
SRP06646 | SREC Solar | MANCUSO |  | 12.72 | 0 | Residential | 0 | WOODBURY | 8096 | 15 | GEOPEAK ENERGY LLC | PSE&G BPU | No | Complete | 2011-11-07 | 2012-04-26 | 2012-05-10 | 2012-05-10
SRP06648 | SREC Solar | FERRARI |  | 16.32 | 0 | Residential | 0 | NESHANIC STATION | 8853 | 5 | GEOPEAK ENERGY LLC | JCP&L | No | Complete | 2011-11-07 | 2012-01-12 | 2012-02-07 | 2012-02-07
SRP06649 | SREC Solar | KLEIN |  | 9.46 | 0 | Residential | 0 | CHESTER | 7930 | 3 | NJ SOLAR POWER, LLC | JCP&L | No | Complete | 2011-11-07 | 2012-01-26 | 2012-02-24 | 2012-02-24
SRP06650 | SREC Solar | MAROTTA |  | 7.2 | 0 | Residential | 1 | JACKSON | 8527 | 18 | REC SOLAR, INC. | JCP&L | No | Complete | 2011-11-07 | 2012-02-13 | 2012-03-08 | 2012-03-08
SRP06652 | SREC Solar | GENUTH | CONGREGATION KEHILAS RAINTREE | 32.39 | 0 | Non Profit | 1 | LAKEWOOD | 8701 | 18 | GREEN POWER DEVELOPERS, LLC | JCP&L | No | Complete | 2011-11-07 | 2011-11-28 | 2012-01-04 | 2012-01-04
SRP06653 | SREC Solar | SALVI |  | 2.59 | 0 | Residential | 0 | LODI | 7644 | 7 | SOLAR ENERGY WORLD-W | PSE&G BPU | No | Complete | 2011-11-07 | 2011-12-28 | 2012-01-31 | 2012-01-31
SRP06655 | SREC Solar | SERENO |  | 5.52 | 0 | Residential | 0 | BLOOMFIELD | 7003 | 9 | SOLAR ENERGY WORLD-W | PSE&G BPU | No | Complete | 2011-11-07 | 2012-04-05 | 2012-04-26 | 2012-04-26
SRP06656 | SREC Solar | ENG |  | 6.3 | 0 | Residential | 0 | KENDALL PARK | 8824 | 11 | CORBIN SOLAR SOLUTIONS, LLC | PSE&G BPU | No | Complete | 2011-11-08 | 2012-01-11 | 2012-02-02 | 2012-02-02
SRP06657 | SREC Solar | MATTHEWS | NEW FRONTIER ENTERPRISES | 16.1 | 0 | Commercial | 0 | MONTCLAIR | 7042 | 9 | CORBIN SOLAR SOLUTIONS, LLC | PSE&G BPU | No | Complete | 2011-11-07 | 2012-03-23 | 2012-04-22 | 2012-04-22
SRP06659 | SREC Solar | JACKSON |  | 7.13 | 0 | Residential | 1 | EATONTOWN | 7724 | 17 | RELIABLE POWER SERVICES, INC. | JCP&L | No | Complete | 2011-11-07 | 2012-03-07 | 2012-04-17 | 2012-04-17
SRP06660 | SREC Solar | SLICKLEN |  | 13.16 | 0 | Residential | 1 | WALL | 7719 | 17 | ROOF DIAGNOSTICS INC | JCP&L | No | Complete | 2011-11-07 | 2012-03-30 | 2012-04-25 | 2012-04-25
SRP06661 | SREC Solar | BOVA |  | 3.91 | 0 | Residential | 1 | NEW MONMOUTH | 7748 | 17 | RELIABLE POWER SERVICES, INC. | JCP&L | No | Complete | 2011-11-07 | 2012-03-26 | 2012-04-23 | 2012-04-23
SRP06662 | SREC Solar | ACEVEDO |  | 10.83 | 0 | Residential | 1 | BRICK | 8723 | 18 | TRINITY HEATING AND AIR | JCP&L | No | Complete | 2011-11-07 | 2012-11-09 | 2012-11-16 | 2012-11-16
SRP06663 | SREC Solar | PASTOR |  | 5.52 | 0 | Residential | 1 | KEANSBURG | 8757 | 18 | RELIABLE POWER SERVICES, INC. | JCP&L | No | Complete | 2011-11-07 | 2012-01-31 | 2012-02-29 | 2012-02-29
SRP06664 | SREC Solar | LANGSTON |  | 6.105 | 0 | Residential | 1 | BELLMAWR | 8031 | 14 | TRINITY HEATING AND AIR | PSE&G BPU | No | Complete | 2011-11-07 | 2012-02-20 | 2012-03-27 | 2012-03-27
SRP06665 | SREC Solar | MARTIN |  | 5.32 | 0 | Residential | 0 | JACKSON | 8527 | 18 | TRINITY HEATING AND AIR | JCP&L | No | Complete | 2011-11-07 | 2011-12-30 | 2012-01-24 | 2012-01-24
SRP06666 | SREC Solar | GEORGE |  | 12.65 | 0 | Residential | 0 | MONMOUTH JUNCTION | 8852 | 11 | MOSCO CONSTRUCTION | PSE&G BPU | No | Complete | 2011-11-07 | 2012-04-03 | 2012-04-25 | 2012-04-25
SRP06667 | SREC Solar | RYAN |  | 7.82 | 0 | Residential | 1 | TOMS RIVER | 8755 | 18 | NJR HOME SERVICES. | JCP&L | No | Complete | 2011-11-07 | 2012-02-02 | 2012-03-08 | 2012-03-08
SRP06668 | SREC Solar | PASTOR |  | 4.14 | 0 | Residential | 1 | KEANSBURG | 7734 | 17 | RELIABLE POWER SERVICES, INC. | JCP&L | No | Complete | 2011-11-07 | 2012-01-31 | 2012-02-29 | 2012-02-29
SRP06669 | SREC Solar | MOOREHEAD |  | 9.12 | 0 | Residential | 0 | WHITEHOUSE STATION | 8889 | 4 | SKYLINE SOLAR | JCP&L | No | Complete | 2011-11-07 | 2012-01-04 | 2012-02-20 | 2012-02-20
SRP06670 | SREC Solar | MARTOGLIO | RPM CONCTRACTING, LLC | 63.45 | 0 | Commercial | 1 | ORANGE | 7050 | 9 | MERCHANT ELECTRIC & LIGHTING SERVICE INC | PSE&G BPU | No | Complete | 2011-11-07 | 2011-12-15 | 2012-01-31 | 2012-01-31
SRP06672 | SREC Solar | KAPADIA |  | 8.58 | 0 | Residential | 0 | WESTFIELD | 7090 | 10 | SHOOTING STAR SOLAR, LLC | PSE&G BPU | No | Complete | 2011-11-07 | 2013-01-15 | 2013-03-05 | 2013-03-05
SRP06673 | SREC Solar | SANGHAVI |  | 9.9 | 0 | Residential | 0 | FRANKLIN PARK | 8823 | 5 | SKY HIGH ENERGY, LLC | PSE&G BPU | No | Complete | 2011-11-07 | 2012-01-06 | 2012-02-17 | 2012-02-17
SRP06674 | SREC Solar | ROBINS |  | 11.96 | 0 | Residential | 1 | WARETOWN | 8758 | 18 | RELIABLE POWER SERVICES, INC. | JCP&L | No | Complete | 2011-11-07 | 2012-06-19 | 2012-06-26 | 2012-06-26
SRP06675 | SREC Solar | SANKER |  | 3.15 | 0 | Residential | 0 | WEST DEPTFORD | 8096 | 15 | GUTTER MAGICIAN | PSE&G BPU | No | Complete | 2011-11-07 | 2012-05-15 | 2012-05-29 | 2012-05-29
SRP06676 | SREC Solar | TRZECIAKIEWICZ |  | 6.44 | 0 | Residential | 1 | GALLOWAY | 8205 | 19 | ACOS ENERGY, LLC | AC Electric | No | Complete | 2011-11-07 | 2012-03-01 | 2012-04-11 | 2012-04-11
SRP06677 | SREC Solar | CAMP |  | 3.15 | 0 | Residential | 0 | MARMORA | 8223 | 21 | VARA NRG LLC | AC Electric | No | Complete | 2011-11-07 | 2012-04-10 | 2012-05-02 | 2012-05-02
SRP06678 | SREC Solar | GARDNER |  | 9.66 | 0 | Residential | 1 | POINT PLEASANT | 8742 | 18 | FOUR POINT REFRIGERATION CO., INC. | JCP&L | No | Complete | 2011-11-07 | 2011-11-17 | 2011-12-09 | 2011-12-09
SRP06680 | SREC Solar | KEENAN |  | 8.28 | 0 | Residential | 1 | MARLTON | 8053 | 13 | REC SOLAR, INC. | PSE&G BPU | No | Complete | 2011-11-07 | 2012-02-22 | 2012-03-30 | 2012-03-30
SRP06682 | SREC Solar | PORRINO |  | 6.9 | 0 | Residential | 1 | BAYVILLE | 8721 | 18 | ACOS ENERGY, LLC | JCP&L | No | Complete | 2011-11-07 | 2012-03-09 | 2012-04-11 | 2012-04-11
SRP06683 | SREC Solar | HOOD |  | 3.75 | 0 | Residential | 0 | CAPE MAY | 8204 | 21 | ACCREDITED SOLAR AND WIND | AC Electric | No | Complete | 2011-11-07 | 2012-06-28 | 2012-07-10 | 2012-07-10
SRP06684 | SREC Solar | ADAMSKI |  | 12.3 | 0 | Residential | 0 | NEW EGYPT | 8533 | 18 | TRINITY HEATING AND AIR | JCP&L | No | Complete | 2011-11-07 | 2012-02-07 | 2012-03-22 | 2012-03-22
SRP06686 | SREC Solar | ROMAN |  | 3.04 | 0 | Residential | 1 | BOGOTA | 7603 | 7 | TRINITY HEATING AND AIR | PSE&G BPU | No | Complete | 2011-11-07 | 2012-03-07 | 2012-04-17 | 2012-04-17
SRP06687 | SREC Solar | MAYORGA |  | 6.08 | 0 | Residential | 1 | BORDENTOWN | 8505 | 13 | TRINITY HEATING AND AIR | PSE&G BPU | No | Complete | 2011-11-07 | 2012-05-03 | 2012-05-24 | 2012-05-24
SRP06688 | SREC Solar | ENGLAND |  | 7.98 | 0 | Residential | 1 | JACKSON | 8527 | 18 | TRINITY HEATING AND AIR | JCP&L | No | Complete | 2011-11-07 | 2011-12-19 | 2012-01-17 | 2012-01-17
SRP06689 | SREC Solar | DANNECKER |  | 4.7 | 0 | Residential | 1 | UNION BEACH | 7735 | 17 | TRINITY HEATING AND AIR | JCP&L | No | Complete | 2011-11-07 | 2012-08-13 | 2012-08-22 | 2012-08-22
SRP06691 | SREC Solar | CONATY |  | 12.42 | 0 | Residential | 1 | CHESTER | 7930 | 3 | TRINITY HEATING AND AIR | JCP&L | No | Complete | 2011-11-07 | 2012-03-07 | 2012-04-19 | 2012-04-19
SRP06692 | SREC Solar | PRESTERA |  | 7.92 | 0 | Residential | 0 | STIRLING | 7980 | 3 | TRINITY HEATING AND AIR | JCP&L | No | Complete | 2011-11-07 | 2011-12-30 | 2012-01-24 | 2012-01-24
SRP06693 | SREC Solar | RUDOWSKI |  | 10.34 | 0 | Residential | 1 | LANOKA HARBOR | 8754 | 18 | TRINITY HEATING AND AIR | JCP&L | No | Complete | 2011-11-07 | 2012-06-12 | 2012-06-20 | 2012-06-20
SRP06696 | SREC Solar | BROCKWAY |  | 14.615 | 0 | Residential | 1 | WEST DEPTFORD | 8096 | 15 | TRINITY HEATING AND AIR | PSE&G BPU | No | Complete | 2011-11-07 | 2012-03-23 | 2012-04-22 | 2012-04-22
SRP06698 | SREC Solar | KARNOWSKI |  | 9.4 | 0 | Residential | 1 | MANCHSETER | 8759 | 18 | TRINITY HEATING AND AIR | JCP&L | No | Complete | 2011-11-07 | 2012-04-30 | 2012-05-15 | 2012-05-15
SRP06699 | SREC Solar | WARSHAUER |  | 41.44 | 0 | Residential | 0 | TINTON FALLS | 7724 | 17 | ELECTRICAL POWER SOLUTIONS | JCP&L | No | Complete | 2011-11-07 | 2012-05-25 | 2012-06-08 | 2012-06-08
SRP06700 | SREC Solar | GLASS |  | 11.76 | 0 | Residential | 1 | MONROE | 8831 | 11 | TRINITY HEATING AND AIR | JCP&L | No | Complete | 2011-11-07 | 2012-02-21 | 2012-03-22 | 2012-03-22
SRP06701 | SREC Solar | MORREL |  | 6.84 | 0 | Residential | 1 | MANCHESTER | 8759 | 18 | TRINITY HEATING AND AIR | JCP&L | No | Complete | 2011-11-07 | 2012-04-27 | 2012-05-17 | 2012-05-17
SRP06702 | SREC Solar | PERRON |  | 4.23 | 0 | Residential | 1 | NEPTUNE | 7753 | 17 | TRINITY HEATING AND AIR | JCP&L | No | Complete | 2011-11-07 | 2012-04-03 | 2012-04-24 | 2012-04-24
SRP06703 | SREC Solar | JANKIEWICZ |  | 9.03 | 0 | Residential | 1 | FLEMINGTON | 8822 | 4 | SOLARCITY CORPORATION | JCP&L | No | Complete | 2011-11-07 | 2012-02-20 | 2012-03-27 | 2012-03-27
SRP06704 | SREC Solar | TERRY |  | 9.46 | 0 | Residential | 1 | WENONAH | 8090 | 15 | SOLARCITY CORPORATION | AC Electric | No | Complete | 2011-11-07 | 2012-04-19 | 2012-05-02 | 2012-05-02
SRP06705 | SREC Solar | SCRIPTUNAS |  | 8.385 | 0 | Residential | 1 | FREEHOLD | 7728 | 17 | SOLARCITY CORPORATION | JCP&L | No | Complete | 2011-11-07 | 2012-04-26 | 2012-05-11 | 2012-05-11
SRP06706 | SREC Solar | ABDUSSALAAM |  | 4.73 | 0 | Residential | 1 | ROSELLE | 7203 | 10 | A-TOP ALTERNATIVE ENERGY | PSE&G BPU | No | Complete | 2011-11-07 | 2012-01-24 | 2012-02-10 | 2012-02-10
SRP06707 | SREC Solar | DAVIDSON |  | 5.16 | 0 | Residential | 0 | MAPLEWOOD | 7040 | 9 | A-TOP ALTERNATIVE ENERGY | PSE&G BPU | No | Complete | 2011-11-07 | 2012-04-25 | 2012-07-17 | 2012-07-17
SRP06708 | SREC Solar | SERNOFF |  | 9.87 | 0 | Residential | 1 | MANALAPAN | 7726 | 17 | REC SOLAR, INC. | JCP&L | No | Complete | 2011-11-07 | 2012-02-13 | 2012-03-08 | 2012-03-08
SRP06709 | SREC Solar | HALL |  | 11.515 | 0 | Residential | 0 | HOLMDEL | 7733 | 17 | SHOOTING STAR SOLAR, LLC | JCP&L | No | Complete | 2011-11-07 | 2012-04-24 | 2012-06-01 | 2012-06-01
SRP06710 | SREC Solar | GOLD | RIPPLEBROOK LLC | 8.64 | 0 | Commercial | 0 | FAR HILLS | 7931 | 5 | GEOSCAPE SOLAR | JCP&L | No | Complete | 2011-11-07 | 2012-06-13 | 2012-06-20 | 2012-06-20
SRP06711 | SREC Solar | GOLD | RIPPLEBROOK, LLC | 3.6 | 0 | Commercial | 0 | FAR HILLS | 7931 | 5 | GEOSCAPE SOLAR | JCP&L | No | Complete | 2011-11-14 | 2012-06-11 | 2012-06-28 | 2012-06-28
SRP06712 | SREC Solar | LECLERC |  | 4.05 | 0 | Residential | 0 | PENNINGTON | 8534 | 12 | EXACT SOLAR | PSE&G BPU | No | Complete | 2011-11-07 | 2012-02-20 | 2012-03-30 | 2012-03-30
SRP06714 | SREC Solar | MESSINA |  | 5.52 | 0 | Residential | 1 | MILLVILLE | 8332 | 20 | SEA BRIGHT SOLAR, LLC | AC Electric | No | Complete | 2011-11-07 | 2012-04-19 | 2012-05-09 | 2012-05-09
SRP06715 | SREC Solar | LEAKE |  | 4.725 | 0 | Residential | 0 | SOMERSET | 8873 | 5 | NATURAL POWER SOURCES, LLC | PSE&G BPU | No | Complete | 2011-11-07 | 2012-03-02 | 2012-04-12 | 2012-04-12
SRP06716 | SREC Solar | KURTZ | CHEM-FLEUR INCORPORATED | 283.8 | 0 | Commercial | 0 | NEWARK | 7114 | 9 | GEOPEAK ENERGY LLC | PSE&G BPU | No | Complete | 2011-11-07 | 2012-02-27 | 2012-03-30 | 2012-03-30
SRP06718 | SREC Solar | ASARO |  | 3.12 | 0 | Residential | 0 | BLOOMINGDALE | 7403 | 6 | APS CONTRACTORS | Unknown | No | Complete | 2011-11-07 | 2012-12-03 | 2012-12-11 | 2012-12-11
SRP06720 | SREC Solar | AIKENS |  | 10.8 | 0 | Residential | 1 | SICKLERVILLE | 8081 | 14 | ASTRUM SOLAR, LLC | AC Electric | No | Complete | 2011-11-07 | 2012-04-02 | 2012-04-25 | 2012-04-25
SRP06723 | SREC Solar | GOLDSTEIN | CONGREGATION STERLING PLACE | 16.65 | 0 | Commercial | 1 | LAKEWOOD | 8701 | 18 | AROSA SOLAR ENERGY, INC | JCP&L | No | Complete | 2011-11-07 | 2012-04-03 | 2012-04-25 | 2012-04-25
SRP06724 | SREC Solar | TURRO |  | 9.66 | 0 | Residential | 0 | MANTOLOKING | 8738 | 18 | GREEN APPLE ENERGY SYSTEMS, LLC | JCP&L | No | Complete | 2011-11-07 | 2012-01-27 | 2012-03-30 | 2012-03-30
SRP06725 | SREC Solar | AGUINAGA |  | 5.33 | 0 | Residential | 1 | LAWRENCE | 8648 | 12 | TRINITY HEATING AND AIR | PSE&G BPU | No | Complete | 2011-11-07 | 2012-03-28 | 2012-04-23 | 2012-04-23
SRP06726 | SREC Solar | TRUONG |  | 8.25 | 0 | Residential | 0 | EDISON | 8820 | 11 | SKY HIGH ENERGY, LLC | PSE&G BPU | No | Complete | 2011-11-07 | 2012-07-16 | 2012-09-11 | 2012-09-11
SRP06727 | SREC Solar | PARETI |  | 5.76 | 0 | Residential | 1 | WHITE HOUSE STATION | 8889 | 4 | ALTERIS RENEWABLES | JCP&L | No | Complete | 2011-11-07 | 2012-03-20 | 2012-04-22 | 2012-04-22
SRP06728 | SREC Solar | JENKINS |  | 10.5 | 0 | Residential | 0 | MORRESTOWN | 8057 | 13 | QUANTUM SOLAR SOLUTIONS | PSE&G BPU | No | Complete | 2011-11-07 | 2012-03-30 | 2012-04-19 | 2012-04-19
SRP06729 | SREC Solar | BURACK |  | 7.52 | 0 | Residential | 0 | LIVINGSTON | 7039 | 9 | TRINITY HEATING AND AIR | JCP&L | No | Complete | 2011-11-07 | 2011-12-16 | 2012-01-19 | 2012-01-19
SRP06731 | SREC Solar | BUTLER |  | 7.05 | 0 | Residential | 1 | GALLOWAY | 8205 | 19 | PARAMOUNT SOLAR, LLC | AC Electric | No | Complete | 2011-11-07 | 2013-01-28 | 2013-02-13 | 2013-02-13
SRP06732 | SREC Solar | BISHOP |  | 6.45 | 0 | Residential | 1 | HADDONFIELD | 8033 | 14 | PARAMOUNT SOLAR, LLC | PSE&G BPU | No | Complete | 2011-11-07 | 2012-04-02 | 2012-04-25 | 2012-04-25
SRP06733 | SREC Solar | WEBB |  | 5.52 | 0 | Residential | 1 | LUMBERTON | 8048 | 13 | TRINITY HEATING AND AIR | PSE&G BPU | No | Complete | 2011-11-07 | 2012-02-08 | 2012-03-02 | 2012-03-02
SRP06734 | SREC Solar | LILLISTON | LILLISTON CHRYSLER PLYMOUTH | 41.86 | 0 | Commercial | 1 | MILLVILLE | 8332 | 20 | BRITE IDEA ENERGY | AC Electric | No | Complete | 2011-11-07 | 2012-08-07 | 2012-08-20 | 2012-08-20
SRP06735 | SREC Solar | CARDILLO |  | 3.44 | 0 | Residential | 1 | CLIFTON | 7012 | 6 | ALTERNATIVE LIGHT & ENERGY SOLUTIONS | PSE&G BPU | No | Complete | 2011-11-07 | 2011-12-08 | 2012-01-13 | 2012-01-13
SRP06736 | SREC Solar | CROCKER | COMPRESSION THERAPY CONCEPTS | 127.68 | 0 | Commercial | 0 | EATONTOWN | 7724 | 17 | TRINITY HEATING AND AIR | JCP&L | No | Complete | 2011-11-07 | 2012-04-12 | 2012-05-02 | 2012-05-02
SRP06737 | SREC Solar | PISERCHIA |  | 9.165 | 0 | Residential | 1 | BRICK | 8724 | 18 | ROOF DIAGNOSTICS INC | JCP&L | No | Complete | 2011-11-07 | 2012-03-30 | 2012-04-25 | 2012-04-25
SRP06738 | SREC Solar | CUTRONA |  | 7.755 | 0 | Residential | 1 | HOWELL | 7731 | 17 | ROOF DIAGNOSTICS INC | JCP&L | No | Complete | 2011-11-07 | 2012-03-30 | 2012-04-25 | 2012-04-25
SRP06739 | SREC Solar | PALUMBO |  | 5.17 | 0 | Residential | 1 | MORGANVILLE | 7751 | 17 | ROOF DIAGNOSTICS INC | JCP&L | No | Complete | 2011-11-07 | 2012-03-30 | 2012-04-23 | 2012-04-23
SRP06740 | SREC Solar | GABLER | HORIZON GROUP USA INC | 506.8 | 0 | Commercial | 1 | SOUTH BRUNSWICK | 8810 | 11 | TRINITY HEATING AND AIR | PSE&G BPU | No | Complete | 2011-11-07 | 2012-05-14 | 2012-05-24 | 2012-05-24
SRP06741 | SREC Solar | NICHOLS | ANCHOR PRODUCE | 12 | 0 | Commercial | 0 | SURF CITY | 8008 | 18 | SOLAR WORKS NJ | AC Electric | No | Complete | 2011-11-07 | 2012-05-14 | 2012-05-30 | 2012-05-30
SRP06742 | SREC Solar | MARESCA |  | 7.22 | 0 | Residential | 1 | LAKEWOOD | 8701 | 18 | TRINITY HEATING AND AIR | JCP&L | No | Complete | 2011-11-07 | 2012-02-08 | 2012-03-02 | 2012-03-02
SRP06743 | SREC Solar | TEREBECKE |  | 5.64 | 0 | Residential | 1 | RANDOLPH | 7869 | 3 | TRINITY HEATING AND AIR | JCP&L | No | Complete | 2011-11-07 | 2012-02-07 | 2012-07-24 | 2012-07-24
SRP06744 | SREC Solar | RIVERA |  | 9.87 | 0 | Residential | 1 | MATAWAN | 7747 | 17 | TRINITY HEATING AND AIR | JCP&L | No | Complete | 2011-11-07 | 2012-05-07 | 2012-05-21 | 2012-05-21
SRP06745 | SREC Solar | MACAVOY |  | 6.24 | 0 | Residential | 1 | PEMBERTON | 8068 | 13 | TRINITY HEATING AND AIR | JCP&L | No | Complete | 2011-11-07 | 2012-03-01 | 2012-04-11 | 2012-04-11
SRP06747 | SREC Solar | NIERENBERG |  | 7.98 | 0 | Residential | 0 | SOMERSET | 8873 | 5 | TRINITY HEATING AND AIR | PSE&G BPU | No | Complete | 2011-11-07 | 2012-01-31 | 2012-02-29 | 2012-02-29
SRP06748 | SREC Solar | ELKIN |  | 7.99 | 0 | Residential | 1 | MONROE | 8831 | 11 | TRINITY HEATING AND AIR | JCP&L | No | Complete | 2011-11-07 | 2011-12-16 | 2012-01-19 | 2012-01-19
SRP06749 | SREC Solar | NIPE |  | 6.65 | 0 | Residential | 1 | SEWELL | 8080 | 15 | TRINITY HEATING AND AIR | AC Electric | No | Complete | 2011-11-07 | 2012-02-16 | 2012-03-20 | 2012-03-20
SRP06750 | SREC Solar | KHANDURI |  | 9.88 | 0 | Residential | 1 | FREEHOLD | 7728 | 17 | TRINITY HEATING AND AIR | JCP&L | No | Complete | 2011-11-07 | 2012-03-26 | 2012-04-22 | 2012-04-22
SRP06751 | SREC Solar | DOPF |  | 9.88 | 0 | Residential | 1 | WHITING | 8759 | 18 | TRINITY HEATING AND AIR | JCP&L | No | Complete | 2011-11-07 | 2012-03-27 | 2012-04-23 | 2012-04-23
SRP06752 | SREC Solar | BASILE |  | 4.8 | 0 | Residential | 1 | N. ARLINGTON | 7031 | 7 | TRINITY HEATING AND AIR | PSE&G BPU | No | Complete | 2011-11-07 | 2012-04-19 | 2012-05-02 | 2012-05-02
SRP06753 | SREC Solar | CARTON |  | 6.11 | 0 | Residential | 1 | JACKSON | 8527 | 18 | REC SOLAR, INC. | JCP&L | No | Complete | 2011-11-07 | 2012-03-01 | 2012-04-12 | 2012-04-12
SRP06754 | SREC Solar | APPALUCCI |  | 9.25 | 0 | Residential | 1 | ERIAL | 8081 | 14 | TRINITY HEATING AND AIR | AC Electric | No | Complete | 2011-11-07 | 2012-01-18 | 2012-02-17 | 2012-02-17
SRP06755 | SREC Solar | PAGDON |  | 6.44 | 0 | Residential | 1 | POINT PLEASANT | 8742 | 18 | FOUR POINT REFRIGERATION CO., INC. | JCP&L | No | Complete | 2011-11-07 | 2012-03-09 | 2012-04-22 | 2012-04-22
SRP06756 | SREC Solar | GOLDSMITH |  | 3.468 | 0 | Residential | 0 | BASKING RIDGE | 7920 | 5 | ECOLUTION ENERGY | JCP&L | No | Complete | 2011-11-07 | 2011-12-08 | 2012-01-13 | 2012-01-13
SRP06757 | SREC Solar | GIDWANI |  | 21.6 | 0 | Commercial | 0 | SICKLERVILLE | 8081 | 14 | TRINITY HEATING AND AIR | AC Electric | No | Complete | 2011-11-07 | 2012-03-12 | 2012-04-13 | 2012-04-13
SRP06758 | SREC Solar | GIDWANI | EXOTIC WOODS SYSTEM 1 | 3.36 | 0 | Commercial | 0 | SICKLERVILLE | 8081 | 14 | TRINITY HEATING AND AIR | AC Electric | No | Complete | 2011-11-07 | 2012-03-12 | 2012-04-13 | 2012-04-13
SRP06759 | SREC Solar | GIDWANI |  | 5.76 | 0 | Commercial | 0 | SICKLERVILLE | 8081 | 14 | TRINITY HEATING AND AIR | AC Electric | No | Complete | 2011-11-07 | 2012-03-12 | 2012-04-13 | 2012-04-13
SRP06760 | SREC Solar | DYRSZKA |  | 3.12 | 0 | Residential | 0 | EDGEWATER | 7020 | 7 | TRINITY HEATING AND AIR | PSE&G BPU | No | Complete | 2011-11-07 | 2012-06-04 | 2012-06-11 | 2012-06-11
SRP06761 | SREC Solar | HURLEY |  | 11 | 0 | Residential | 1 | NEW EGYPT | 8533 | 18 | TRINITY HEATING AND AIR | JCP&L | No | Complete | 2011-11-07 | 2012-04-09 | 2012-04-25 | 2012-04-25
SRP06762 | SREC Solar | SICA |  | 5.7 | 0 | Residential | 1 | JACKSON | 8527 | 18 | TRINITY HEATING AND AIR | JCP&L | No | Complete | 2011-11-07 | 2012-01-10 | 2012-02-20 | 2012-02-20
SRP06763 | SREC Solar | MERMINI |  | 10.81 | 0 | Residential | 1 | LONG BRANCH | 7765 | 17 | TRINITY HEATING AND AIR | JCP&L | No | Complete | 2011-11-07 | 2012-04-17 | 2012-04-30 | 2012-04-30
SRP06765 | SREC Solar | HURLEY |  | 7.22 | 0 | Residential | 1 | EGG HARBOR TWP | 8234 | 19 | TRINITY HEATING AND AIR | AC Electric | No | Complete | 2011-11-07 | 2012-02-16 | 2012-03-28 | 2012-03-28
SRP06766 | SREC Solar | STRETCH |  | 5.875 | 0 | Residential | 1 | MILLVILLE | 8332 | 20 | SEA BRIGHT SOLAR, LLC | AC Electric | No | Complete | 2011-11-07 | 2012-04-12 | 2012-05-02 | 2012-05-02
SRP06767 | SREC Solar | HOUSER |  | 4.73 | 0 | Residential | 1 | PERTH AMBOY | 8861 | 11 | ALTERNATIVE LIGHT & ENERGY SOLUTIONS | PSE&G BPU | No | Complete | 2011-11-07 | 2012-01-26 | 2012-03-27 | 2012-03-27
SRP06771 | SREC Solar | KHANDUJA | AUTOMANN | 240.17 | 0 | Commercial | 1 | SOMERSET | 8873 | 5 | PFISTER MAINTENANCE, INC. | PSE&G BPU | No | Complete | 2011-11-07 | 2012-01-26 | 2012-02-24 | 2012-02-24
SRP06772 | SREC Solar | CRUZ |  | 9.8 | 0 | Residential | 0 | CRANBURY | 8512 | 11 | 1ST LIGHT ENERGY, INC. | PSE&G BPU | No | Complete | 2011-11-07 | 2012-01-16 | 2012-06-08 | 2012-06-08
SRP06773 | SREC Solar | SOLOMON |  | 7.875 | 0 | Residential | 0 | MONROE | 8831 | 11 | KOPP ELECTRIC COMPANY | JCP&L | No | Complete | 2011-11-07 | 2011-12-30 | 2012-01-24 | 2012-01-24
SRP06774 | SREC Solar | LEWIS | BURLINGTON PRESS | 16.485 | 0 | Commercial | 0 | BURLINGTON | 8016 | 13 | SOLULAR LLC. II | PSE&G BPU | No | Complete | 2011-11-07 | 2012-07-30 | 2012-08-08 | 2012-08-08
SRP06776 | SREC Solar | MCKINLEY |  | 39.48 | 0 | Residential | 0 | HOWELL | 7731 | 17 | FUTURE SOLUTIONS CONTRACTING, LLC | JCP&L | No | Complete | 2011-11-07 | 2012-11-06 | 2012-11-16 | 2012-11-16
SRP06777 | SREC Solar | MUI |  | 10.965 | 0 | Residential | 1 | EDISON | 8820 | 11 | CORBIN SOLAR SOLUTIONS, LLC | PSE&G BPU | No | Complete | 2011-11-07 | 2012-07-18 | 2012-07-26 | 2012-07-26
SRP06778 | SREC Solar | COOKSEY |  | 6 | 0 | Residential | 0 | PILESGROVE | 8098 | 16 | ADVANCED SOLAR | AC Electric | No | Complete | 2011-11-07 | 2013-01-14 | 2013-02-01 | 2013-02-01
SRP06779 | SREC Solar | MAZAUSKAS | TOWNSHIP OF EDISON | 165.36 | 0 | Government Facility | 0 | EDISON | 8817 | 11 | FAI-GON ELECTRIC | PSE&G BPU | No | Complete | 2011-11-07 | 2012-11-06 | 2012-11-16 | 2012-11-16
SRP06780 | SREC Solar | ELDENIRE | COCA-COLA REFRESHMENTS USA, INC | 506 | 0 | Commercial | 1 | MONMOUTH JUNCTION | 8852 | 11 | CONSOLIDATED ELECTRIC, LLC | PSE&G BPU | No | Complete | 2011-11-07 | 2011-12-30 | 2012-01-24 | 2012-01-24
SRP06781 | SREC Solar | COSMAN | CAROUSEL EARLY LEARNING CENTER | 124.32 | 0 | Commercial | 1 | NORWOOD | 7648 | 7 | GREEN PLANET BUILDERS | Orange & Rockland Elec | No | Complete | 2011-11-14 | 2012-03-26 | 2012-04-23 | 2012-04-23
SRP06783 | SREC Solar | WAGNER | NERC MIDDLESEX SOLAR I LLC | 4303.44 | 0 | Commercial |  | EAST BRUNSWICK | 8816 | 11 | NEWKIRK ELECTRICAL ASSOCIATES | PSE&G BPU | Yes | Complete | 2011-11-08 | 2012-09-26 | 2012-11-02 | 2012-11-02
SRP06785 | SREC Solar | PATEL |  | 2.07 | 0 | Residential | 0 | SOMERSET | 8873 | 5 | SKY HIGH ENERGY, LLC | PSE&G BPU | No | Complete | 2011-11-14 | 2012-04-10 | 2012-04-30 | 2012-04-30
SRP06786 | SREC Solar | WHITE |  | 10.34 | 0 | Residential | 1 | MIDDLETOWN | 7748 | 17 | SEA BRIGHT SOLAR, LLC | JCP&L | No | Complete | 2011-11-14 | 2012-03-29 | 2012-04-22 | 2012-04-22
SRP06787 | SREC Solar | HALPERN |  | 5.7 | 0 | Residential | 0 | NEW FIELD | 8344 | 15 | ALTERIS RENEWABLES | AC Electric | No | Complete | 2011-11-14 | 2012-01-23 | 2012-02-22 | 2012-02-22
SRP06788 | SREC Solar | CHUCKNICK |  | 5.805 | 0 | Residential | 1 | SOUTH AMBOY | 8879 | 11 | CORBIN SOLAR SOLUTIONS, LLC | JCP&L | No | Complete | 2011-11-14 | 2012-01-16 | 2012-02-17 | 2012-02-17
SRP06789 | SREC Solar | RAVULA |  | 5.4 | 0 | Residential | 0 | HILLLSBOROUGH | 8876 | 5 | GEOGENIX LLC | PSE&G BPU | No | Complete | 2011-11-14 | 2012-03-26 | 2012-04-19 | 2012-04-19
SRP06790 | SREC Solar | KOPF |  | 5.76 | 0 | Residential | 0 | GREEN BROOK | 8812 | 11 | GEOGENIX LLC | PSE&G BPU | No | Complete | 2011-11-14 | 2012-05-07 | 2012-06-11 | 2012-06-11
SRP06791 | SREC Solar | MASSEY |  | 3.15 | 0 | Residential | 0 | JACKSON | 8527 | 18 | GEOGENIX LLC | JCP&L | No | Complete | 2011-11-14 | 2012-04-25 | 2012-05-22 | 2012-05-22
SRP06792 | SREC Solar | LIND |  | 6.65 | 0 | Residential | 0 | GALLOWAY | 8205 | 19 | SELF-INSTALL | AC Electric | No | Complete | 2011-11-14 | 2011-12-16 | 2012-01-20 | 2012-01-20
SRP06793 | SREC Solar | WILLIAMS |  | 5.32 | 0 | Residential | 1 | NEPTUNE | 7753 | 17 | TRINITY HEATING AND AIR | JCP&L | No | Complete | 2011-11-15 | 2012-05-22 | 2012-06-01 | 2012-06-01
SRP06794 | SREC Solar | CHEN | KAM MAN FOOD, INC | 227.5 | 0 | Commercial | 0 | LINDEN | 7036 | 10 | AMERICAN RENEWABLE ENERGY, INC | PSE&G BPU | No | Complete | 2011-11-14 | 2012-02-02 | 2012-03-20 | 2012-03-20
SRP06795 | SREC Solar | ANTUNES |  | 5.145 | 0 | Residential | 0 | KEARNY | 7032 | 8 | 1ST LIGHT ENERGY, INC. | PSE&G BPU | No | Complete | 2011-11-14 | 2012-05-04 | 2012-06-11 | 2012-06-11
SRP06798 | SREC Solar | HOLNESS |  | 4.4 | 0 | Residential | 0 | FORD | 8863 | 11 | SKY HIGH ENERGY, LLC | PSE&G BPU | No | Complete | 2011-11-14 | 2012-09-25 | 2012-10-08 | 2012-10-08
SRP06799 | SREC Solar | GUEVARA |  | 7.36 | 0 | Residential | 0 | CLARK | 7066 | 10 | GEOPEAK ENERGY LLC | PSE&G BPU | No | Complete | 2011-11-14 | 2012-01-23 | 2012-03-27 | 2012-03-27
SRP06800 | SREC Solar | KOVACS |  | 3.29 | 0 | Residential | 1 | FLORHAM PARK | 7932 | 3 | SOLARCITY CORPORATION | JCP&L | No | Complete | 2011-11-14 | 2012-07-27 | 2012-08-08 | 2012-08-08
SRP06801 | SREC Solar | LLANES |  | 10.045 | 0 | Residential | 1 | MANCHESTER | 8759 | 18 | ASTRUM SOLAR, LLC | JCP&L | No | Complete | 2011-11-14 | 2012-04-03 | 2012-04-25 | 2012-04-25
SRP06802 | SREC Solar | CAGA |  | 8.97 | 0 | Residential | 1 | MIDDLETOWN | 7748 | 17 | NJR HOME SERVICES. | JCP&L | No | Complete | 2011-11-14 | 2012-01-23 | 2012-02-17 | 2012-02-17
SRP06803 | SREC Solar | MILONAS |  | 3.92 | 0 | Residential | 0 | CRANFORD | 7016 | 10 | REC SOLAR, INC. | PSE&G BPU | No | Complete | 2011-11-14 | 2012-08-16 | 2012-08-22 | 2012-08-22
SRP06805 | SREC Solar | PATEL |  | 7.05 | 0 | Residential | 1 | PASSAIC | 7055 | 6 | REC SOLAR, INC. | PSE&G BPU | No | Complete | 2011-11-14 | 2012-03-28 | 2012-04-22 | 2012-04-22
SRP06806 | SREC Solar | JASIONOWSKI |  | 20.68 | 0 | Residential | 0 | LUMBERTON | 8048 | 13 | REC SOLAR, INC. | PSE&G BPU | No | Complete | 2011-11-14 | 2012-10-04 | 2012-10-22 | 2012-10-22
SRP06811 | SREC Solar | BOHNY | BAY HEAD INVESTMENT INC | 15.64 | 0 | Commercial | 0 | BERLIN | 8009 | 14 | CODE GREEN SOLAR, LLC | AC Electric | No | Complete | 2011-11-14 | 2012-03-02 | 2012-04-12 | 2012-04-12
SRP06812 | SREC Solar | LIEGL |  | 6.11 | 0 | Residential | 1 | BRICK | 8723 | 18 | TRINITY HEATING AND AIR | JCP&L | No | Complete | 2011-11-14 | 2012-01-23 | 2012-02-22 | 2012-02-22
SRP06813 | SREC Solar | ANDERSON |  | 5.64 | 0 | Residential | 1 | WILLINGBORO | 8046 | 13 | TRINITY HEATING AND AIR | PSE&G BPU | No | Complete | 2011-11-14 | 2011-12-19 | 2012-01-19 | 2012-01-19
SRP06814 | SREC Solar | FRIEDBERG |  | 8.1 | 0 | Residential | 0 | SOMERSET | 8873 | 5 | GEOGENIX | PSE&G BPU | No | Complete | 2011-11-14 | 2012-01-05 | 2012-03-20 | 2012-03-20
SRP06815 | SREC Solar | KEIL |  | 5.7 | 0 | Residential | 1 | TOMS RIVER | 8757 | 18 | SUNGEVITY, INC. | JCP&L | No | Complete | 2011-11-14 | 2012-07-30 | 2012-08-08 | 2012-08-08
SRP06816 | SREC Solar | STANKEVICH |  | 4.94 | 0 | Residential | 1 | WHITEHOUSE STATION | 8889 | 4 | SUNGEVITY, INC. | JCP&L | No | Complete | 2011-11-14 | 2012-07-20 | 2012-08-16 | 2012-08-16
SRP06817 | SREC Solar | SAC |  | 9.87 | 0 | Residential | 1 | PRINCETON | 8540 | 12 | TRINITY HEATING AND AIR | PSE&G BPU | No | Complete | 2011-11-14 | 2012-03-01 | 2012-04-11 | 2012-04-11
SRP06818 | SREC Solar | FLIGER |  | 3.29 | 0 | Residential | 1 | ELIZABETH | 7208 | 10 | TRINITY HEATING AND AIR | PSE&G BPU | No | Complete | 2011-11-14 | 2012-02-13 | 2012-03-08 | 2012-03-08
SRP06819 | SREC Solar | MYERS |  | 5.7 | 0 | Residential | 1 | MYSTIC ISLANDS | 8087 | 18 | TRINITY HEATING AND AIR | AC Electric | No | Complete | 2011-11-14 | 2012-03-02 | 2012-04-12 | 2012-04-12
SRP06820 | SREC Solar | ULRICH |  | 6.72 | 0 | Residential | 1 | KENILWORTH | 7033 | 10 | TRINITY HEATING AND AIR | PSE&G BPU | No | Complete | 2011-11-14 | 2012-03-23 | 2012-04-30 | 2012-04-30
SRP06821 | SREC Solar | DIXON |  | 4.7 | 0 | Residential | 1 | SWEDESBORO | 8085 | 15 | TRINITY HEATING AND AIR | AC Electric | No | Complete | 2011-11-14 | 2012-03-07 | 2012-04-19 | 2012-04-19
SRP06822 | SREC Solar | TURNER |  | 5.17 | 0 | Residential | 1 | PLEASANTVILLE | 8232 | 19 | TRINITY HEATING AND AIR | AC Electric | No | Complete | 2011-11-14 | 2012-04-25 | 2012-05-22 | 2012-05-22
SRP06823 | SREC Solar | BUNCE |  | 3.29 | 0 | Residential | 1 | JOBSTOWN | 8041 | 13 | TRINITY HEATING AND AIR | JCP&L | No | Complete | 2011-11-14 | 2012-02-01 | 2012-03-08 | 2012-03-08
SRP06824 | SREC Solar | BENJAMIN |  | 4.32 | 0 | Residential | 1 | COLUMBUS | 8022 | 13 | TRINITY HEATING AND AIR | PSE&G BPU | No | Complete | 2011-11-14 | 2012-04-27 | 2012-05-11 | 2012-05-11
SRP06825 | SREC Solar | BONO |  | 11.28 | 0 | Residential | 1 | JACKSON | 8527 | 18 | TRINITY HEATING AND AIR | JCP&L | No | Complete | 2011-11-14 | 2012-02-13 | 2012-03-08 | 2012-03-08
SRP06826 | SREC Solar | RICKENBACH |  | 9.4 | 0 | Residential | 1 | BROWNS MILLS | 8015 | 13 | TRINITY HEATING AND AIR | JCP&L | No | Complete | 2011-11-14 | 2012-02-07 | 2012-02-29 | 2012-02-29
SRP06827 | SREC Solar | PROUFLIS |  | 8.36 | 0 | Residential | 1 | JACKSON | 8527 | 18 | TRINITY HEATING AND AIR | JCP&L | No | Complete | 2011-11-14 | 2011-12-16 | 2012-01-20 | 2012-01-20
SRP06828 | SREC Solar | COHEN | SBG PARTNERSHIP | 149.695 | 0 | Commercial | 0 | HILLSBOROUGH | 8844 | 5 | SOLARCITY CORPORATION | PSE&G BPU | No | Complete | 2011-11-14 | 2012-02-13 | 2012-03-27 | 2012-03-27
SRP06829 | SREC Solar | GUEVARRA |  | 6.11 | 0 | Residential | 1 | ANDOVER | 7821 | 1 | TRINITY HEATING AND AIR | JCP&L | No | Complete | 2011-11-14 | 2012-01-20 | 2012-02-10 | 2012-02-10
SRP06830 | SREC Solar | ROBB | AMPED ON SOLAR, LLC | 4.845 | 0 | Residential | 0 | EASTAMPTON | 8060 | 13 | AMPED ON SOLAR | PSE&G BPU | No | Complete | 2011-11-14 | 2012-03-21 | 2012-04-05 | 2012-04-05
SRP06831 | SREC Solar | BYRNE | JBYRNE INSURANCE | 13.86 | 0 | Commercial | 1 | VILLAS | 8251 | 21 | CAMBRIA SOLAR LLC | AC Electric | No | Complete | 2011-11-14 | 2012-01-23 | 2012-03-08 | 2012-03-08
SRP06835 | SREC Solar | NICOLOSI |  | 8.575 | 0 | Residential | 0 | BRIGANTINE | 8203 | 19 | SHERWOOD ELECTRIC CO. INC. | AC Electric | No | Complete | 2011-11-14 | 2011-12-16 | 2012-02-07 | 2012-02-07
SRP06837 | SREC Solar | PEPA |  | 8.695 | 0 | Residential | 1 | FREEHOLD | 7728 | 17 | SUNGEVITY, INC. | JCP&L | No | Complete | 2011-11-14 | 2012-07-20 | 2012-08-06 | 2012-08-06
SRP06839 | SREC Solar | VETH |  | 11.96 | 0 | Residential | 1 | TOMS RIVER | 8753 | 18 | NJR HOME SERVICES. | JCP&L | No | Complete | 2011-11-14 | 2012-03-09 | 2012-04-22 | 2012-04-22
SRP06840 | SREC Solar | GORDON |  | 5.4 | 0 | Residential | 0 | THOROFARE | 8086 | 15 | HEAT SHED | PSE&G BPU | No | Complete | 2011-11-14 | 2012-03-22 | 2012-04-22 | 2012-04-22
SRP06842 | SREC Solar | WHITAKER |  | 9.165 | 2291.25 | Residential | 0 | SWEDESBORO | 8085 | 15 | RCL ENTERPRISES INC. | AC Electric | No | Complete | 2011-11-14 | 2012-01-03 | 2012-01-24 | 2012-04-04
SRP06843 | SREC Solar | MCELWEE | CLOVER SQUARE SHOPPING CENTER LP | 529.92 | 0 | Commercial | 1 | HAMILTON | 8619 | 12 | SUN FARM NETWORK | PSE&G BPU | No | Complete | 2011-11-14 | 2012-07-10 | 2012-07-23 | 2012-07-23
SRP06844 | SREC Solar | DEVOOGT |  | 3.22 | 0 | Residential | 0 | DOVER | 7801 | 3 | SOLAR ENERGY WORLD-W | JCP&L | No | Complete | 2011-11-14 | 2011-12-23 | 2012-01-19 | 2012-01-19
SRP06845 | SREC Solar | RUSSO | CEMENTEX PRODUCTS INC. | 99.36 | 0 | Commercial | 0 | BURLINGTON | 8016 | 13 | SOLULAR LLC. II | PSE&G BPU | No | Complete | 2011-11-14 | 2012-07-18 | 2012-08-14 | 2012-08-14
SRP06846 | SREC Solar | BENDER |  | 10.34 | 0 | Residential | 1 | MANCHESTER | 8759 | 18 | ACOS ENERGY, LLC | JCP&L | No | Complete | 2011-11-14 | 2012-04-03 | 2012-04-24 | 2012-04-24
SRP06847 | SREC Solar | DANYLIW |  | 6.345 | 0 | Residential | 1 | SEWELL | 8080 | 15 | SOLARCITY CORPORATION | AC Electric | No | Complete | 2011-11-14 | 2012-11-27 | 2012-12-04 | 2012-12-04
SRP06848 | SREC Solar | KUCHARSKI |  | 10.08 | 0 | Residential | 0 | MONROE TWP | 8831 | 11 | GEOPEAK ENERGY LLC | JCP&L | No | Complete | 2011-11-14 | 2012-02-17 | 2012-03-20 | 2012-03-20
SRP06849 | SREC Solar | OSHIDAR | XSO MANAGEMENT LLC | 4.335 | 0 | Commercial | 0 | LUMBERTON | 8048 | 13 | CORBIN SOLAR SOLUTIONS, LLC | PSE&G BPU | No | Complete | 2011-11-14 | 2012-03-20 | 2012-04-23 | 2012-04-23
SRP06850 | SREC Solar | BARLO |  | 7.52 | 0 | Residential | 0 | BRICK | 8723 | 18 | FOUR POINT REFRIGERATION CO., INC. | JCP&L | No | Complete | 2011-11-14 | 2011-11-23 | 2012-02-22 | 2012-02-22
SRP06851 | SREC Solar | CORRUBIA |  | 9.66 | 0 | Residential | 1 | BRICK | 8724 | 18 | FOUR POINT REFRIGERATION CO., INC. | JCP&L | No | Complete | 2011-11-14 | 2011-11-23 | 2011-12-27 | 2011-12-27
SRP06852 | SREC Solar | GOOLDEN |  | 8.46 | 0 | Residential | 0 | ELWOOD | 8217 | 19 | TRINITY HEATING AND AIR | AC Electric | No | Complete | 2011-11-14 | 2012-03-07 | 2012-04-19 | 2012-04-19
SRP06853 | SREC Solar | YOST |  | 11.04 | 0 | Residential | 0 | TITUSVILLE | 8560 | 12 | ALIEN FUEL INC | JCP&L | No | Complete | 2011-11-14 | 2012-01-17 | 2012-02-17 | 2012-02-17
SRP06854 | SREC Solar | SHEOREY |  | 7.65 | 0 | Residential | 0 | UPPER SADDLE RIVER | 7458 | 7 | CORBIN SOLAR SOLUTIONS, LLC | Orange & Rockland Elec | No | Complete | 2011-11-14 | 2012-03-08 | 2012-04-17 | 2012-04-17
SRP06855 | SREC Solar | BANGU |  | 10.175 | 0 | Residential | 0 | PLAINSBORO | 8536 | 11 | SKY HIGH ENERGY, LLC | PSE&G BPU | No | Complete | 2011-11-14 | 2012-04-27 | 2012-06-11 | 2012-06-11
SRP06856 | SREC Solar | GODFREY |  | 8.64 | 0 | Residential | 1 | CHESTER | 7930 | 3 | REC SOLAR, INC. | JCP&L | No | Complete | 2011-11-14 | 2012-03-01 | 2012-04-12 | 2012-04-12
SRP06857 | SREC Solar | MOYA |  | 4.23 | 0 | Residential | 1 | KEARNY | 7032 | 8 | VIVINT SOLAR | PSE&G BPU | No | Complete | 2011-11-14 | 2012-01-17 | 2012-02-07 | 2012-02-07
SRP06860 | SREC Solar | PATEL |  | 5.52 | 0 | Residential | 1 | CLIFTON | 7014 | 6 | REC SOLAR INC | PSE&G BPU | No | Complete | 2011-11-14 | 2012-02-13 | 2012-03-08 | 2012-03-08
SRP06861 | SREC Solar | AMIANO |  | 16.32 | 0 | Residential | 0 | GLEN GARDNER | 8826 | 4 | SKYLINE SOLAR | JCP&L | No | Complete | 2011-11-14 | 2012-03-14 | 2012-06-26 | 2012-06-26
SRP06862 | SREC Solar | SCHOELEN |  | 6.9 | 0 | Residential | 0 | TOMS RIVER | 8755 | 18 | NOVA ALTERNATIVE ENERGY SYSTEMS LLC | JCP&L | No | Complete | 2011-11-14 | 2011-12-19 | 2012-01-17 | 2012-01-17
SRP06863 | SREC Solar | MACDONALD | LINDEN MEMORIAL FIELD | 29.61 | 0 | Government Facility | 1 | LINDEN | 7036 | 10 | PRO-TECH ENERGY SOLUTIONS | PSE&G BPU | No | Complete | 2011-11-14 | 2012-05-11 | 2012-05-24 | 2012-05-24
SRP06864 | SREC Solar | MIR |  | 5.7 | 0 | Residential | 0 | EAST BRUNSWICK | 8816 | 11 | TRINITY HEATING AND AIR | PSE&G BPU | No | Complete | 2011-11-14 | 2012-02-14 | 2012-03-20 | 2012-03-20
SRP06865 | SREC Solar | DEMARCO |  | 10.45 | 0 | Residential | 1 | BAYVILLE | 8721 | 18 | TRINITY HEATING AND AIR | JCP&L | No | Complete | 2011-11-14 | 2012-03-07 | 2012-04-19 | 2012-04-19
SRP06867 | SREC Solar | THOMAS |  | 11.985 | 0 | Residential | 1 | MORRISTOWN | 7960 | 3 | TRINITY HEATING AND AIR | JCP&L | No | Complete | 2011-11-14 | 2012-04-16 | 2012-04-30 | 2012-04-30
SRP06868 | SREC Solar | CAMP |  | 8.64 | 0 | Residential | 1 | CAPE MAY COURT HOUSE | 8218 | 21 | TRINITY HEATING AND AIR | AC Electric | No | Complete | 2011-11-14 | 2012-02-16 | 2012-03-28 | 2012-03-28
SRP06869 | SREC Solar | ROUGHLEY |  | 8.36 | 0 | Residential | 1 | TOMS RIVER | 8753 | 18 | TRINITY HEATING AND AIR | JCP&L | No | Complete | 2011-11-14 | 2012-03-27 | 2012-04-23 | 2012-04-23
SRP06871 | SREC Solar | MONTEFUSCO |  | 5.64 | 0 | Residential | 1 | RUTHERFORD | 7070 | 7 | VIVINT SOLAR | PSE&G BPU | No | Complete | 2011-11-14 | 2012-05-04 | 2012-05-21 | 2012-05-21
SRP06872 | SREC Solar | SCHMIDIG |  | 3.055 | 0 | Residential | 1 | LODI | 7644 | 7 | VIVINT SOLAR | PSE&G BPU | No | Complete | 2011-11-14 | 2012-01-12 | 2012-02-02 | 2012-02-02
SRP06876 | SREC Solar | ELDRIDGE | LAWRENCE TOWNSHIP BOARD OF ED | 177.84 | 0 | School Public K-12 | 1 | LAWRENCEVILLE | 8648 | 12 | APS CONTRACTORS | PSE&G BPU | No | Complete | 2011-11-14 | 2013-05-02 | 2013-06-03 | 2013-06-03
SRP06877 | SREC Solar | PRINCE |  | 3.525 | 0 | Residential | 1 | RUTHERFORD | 7070 | 7 | VIVINT SOLAR | PSE&G BPU | No | Complete | 2011-11-14 | 2012-03-14 | 2012-04-13 | 2012-04-13
SRP06878 | SREC Solar | SCHIANTARELLI |  | 2.82 | 0 | Residential | 1 | KEARNY | 8032 | 15 | VIVINT SOLAR | PSE&G BPU | No | Complete | 2011-11-14 | 2013-06-13 | 2013-07-01 | 2013-07-01
SRP06879 | SREC Solar | BORBAJO |  | 3.055 | 0 | Residential | 1 | RUTHERFORD | 7070 | 7 | VIVINT SOLAR | PSE&G BPU | No | Complete | 2011-11-14 | 2012-05-11 | 2012-05-30 | 2012-05-30
SRP06880 | SREC Solar | ELDRIDGE | LAWRENCE TOWNSHIP BOARD OF ED | 28.08 | 0 | School Public K-12 | 1 | LAWRENCE | 8648 | 12 | APS CONTRACTORS | PSE&G BPU | No | Complete | 2011-11-14 | 2013-05-29 | 2013-06-04 | 2013-06-04
SRP06881 | SREC Solar | CURRAN |  | 12.25 | 0 | Residential | 0 | KINNELON | 7405 | 3 | RENEWERGY SOLUTIONS GROUP | Unknown | No | Complete | 2011-11-14 | 2012-01-06 | 2012-01-20 | 2012-01-20
SRP06882 | SREC Solar | ACQUAFREDDA |  | 2.35 | 0 | Residential | 1 | LODI | 7644 | 7 | VIVINT SOLAR | PSE&G BPU | No | Complete | 2011-11-14 | 2012-01-17 | 2012-03-28 | 2012-03-28
SRP06883 | SREC Solar | SMALL |  | 9.87 | 0 | Residential | 0 | MARLTON | 8053 | 13 | SOLULAR LLC. II | PSE&G BPU | No | Complete | 2011-11-14 | 2012-07-03 | 2012-07-18 | 2012-07-18
SRP06885 | SREC Solar | CHAMBERLAIN |  | 7.92 | 0 | Residential | 0 | KINNELON | 7405 | 3 | RENEWERGY SOLUTIONS GROUP | Unknown | No | Complete | 2011-11-14 | 2012-06-12 | 2013-01-25 | 2013-01-25
SRP06886 | SREC Solar | KATES |  | 14.5 | 0 | Residential | 0 | BERLIN | 8009 | 14 | SOLAR POWER MARCH | AC Electric | No | Complete | 2011-11-14 | 2012-02-17 | 2012-03-22 | 2012-03-22
SRP06887 | SREC Solar | MERRIEL |  | 6.5 | 0 | Residential | 0 | MULLICA HILL | 8062 | 15 | SOLAR POWER MARCH | AC Electric | No | Complete | 2011-11-14 | 2012-04-11 | 2012-05-02 | 2012-05-02
SRP06888 | SREC Solar | LAUGHLIN |  | 9.66 | 0 | Residential | 0 | SWEDESBORO | 8085 | 15 | SUN TO SUN | AC Electric | No | Complete | 2011-11-14 | 2012-04-10 | 2012-04-30 | 2012-04-30
SRP06889 | SREC Solar | BAKLEY |  | 9.75 | 0 | Residential | 0 | MULLICA HILL | 8062 | 15 | SOLAR POWER MARCH | AC Electric | No | Complete | 2011-11-14 | 2012-04-17 | 2012-04-30 | 2012-04-30
SRP06890 | SREC Solar | ROBINSON |  | 7.59 | 0 | Residential | 1 | MANCHESTER | 8759 | 18 | ACOS ENERGY, LLC | JCP&L | No | Complete | 2011-11-14 | 2012-03-16 | 2012-04-22 | 2012-04-22
SRP06891 | SREC Solar | KUOHN | NUWORLD CORP. | 859.74 | 0 | Commercial | 1 | CARTERET | 7008 | 11 | SOLAR NATION NEW JERSEY LLC | PSE&G BPU | No | Complete | 2011-11-14 | 2012-03-23 | 2012-04-22 | 2012-04-22
SRP06893 | SREC Solar | ELDRIDGE | LAWRENCE TWP BOE | 28.08 | 0 | School Public K-12 | 1 | LAWRENCEVILLE | 8648 | 12 | APS CONTRACTORS | PSE&G BPU | No | Complete | 2011-11-14 | 2013-05-30 | 2013-05-31 | 2013-05-31
SRP06895 | SREC Solar | BREWER |  | 5.7 | 0 | Residential | 1 | COLUMBUS | 8022 | 13 | TRINITY HEATING AND AIR | PSE&G BPU | No | Complete | 2011-11-14 | 2012-03-23 | 2012-04-22 | 2012-04-22
SRP06896 | SREC Solar | LEVINE |  | 9.36 | 0 | Residential | 1 | JAMESBURG | 8831 | 11 | TRINITY HEATING AND AIR | JCP&L | No | Complete | 2011-11-14 | 2012-02-07 | 2012-03-20 | 2012-03-20
SRP06898 | SREC Solar | LOTTER |  | 6.84 | 0 | Residential | 1 | BORDENTOWN | 8505 | 13 | TRINITY HEATING AND AIR | PSE&G BPU | No | Complete | 2011-11-14 | 2012-01-20 | 2012-02-10 | 2012-02-10
SRP06899 | SREC Solar | BOHN |  | 3.04 | 0 | Residential | 1 | TOMS RIVER | 8757 | 18 | TRINITY HEATING AND AIR | JCP&L | No | Complete | 2011-11-14 | 2012-06-27 | 2012-07-17 | 2012-07-17
SRP06900 | SREC Solar | CONA |  | 8.74 | 0 | Residential | 1 | VENTNOR | 8406 | 19 | TRINITY HEATING AND AIR | AC Electric | No | Complete | 2011-11-14 | 2012-02-27 | 2012-03-30 | 2012-03-30
SRP06901 | SREC Solar | DAVIS | RELIABLE ELECTRIC MOTOR REPAIR | 39.48 | 0 | Commercial | 0 | PATERSON | 7503 | 6 | READING ELECTRIC RENEWABLES | PSE&G BPU | No | Complete | 2011-11-14 | 2013-01-17 | 2013-01-29 | 2013-01-29
SRP06902 | SREC Solar | WEBER |  | 24.675 | 0 | Residential | 0 | STOCKTON | 8559 | 4 | TRINITY HEATING AND AIR | JCP&L | No | Complete | 2011-11-14 | 2012-06-06 | 2012-06-18 | 2012-06-18
SRP06903 | SREC Solar | MORGAN |  | 10.34 | 0 | Residential | 0 | HOWELL | 7731 | 17 | TRINITY HEATING AND AIR | JCP&L | No | Complete | 2011-11-14 | 2012-01-31 | 2012-02-29 | 2012-02-29
SRP06904 | SREC Solar | ZAMBRANO | NJ DIAMOND PRODUCTS | 22.56 | 0 | Commercial | 0 | PATERSON | 7501 | 6 | SOLAR ENERGY WORLD-W | PSE&G BPU | No | Complete | 2011-11-14 | 2012-05-14 | 2012-05-17 | 2012-05-17
SRP06905 | SREC Solar | SCHIERECK |  | 7.6 | 0 | Residential | 1 | JACKSON | 8527 | 18 | TRINITY HEATING AND AIR | JCP&L | No | Complete | 2011-11-14 | 2012-01-18 | 2012-02-07 | 2012-02-07
SRP06906 | SREC Solar | PRIBISH |  | 10.08 | 0 | Residential | 0 | SOUTHAMPTON | 8088 | 13 | TRINITY HEATING AND AIR | PSE&G BPU | No | Complete | 2011-11-14 | 2012-03-23 | 2012-04-22 | 2012-04-22
SRP06907 | SREC Solar | PATEL |  | 9.12 | 0 | Residential | 0 | PRINCETON | 8540 | 12 | SOLAR ENERGY WORLD-W | PSE&G BPU | No | Complete | 2011-11-14 | 2012-03-21 | 2012-04-22 | 2012-04-22
SRP06908 | SREC Solar | YU |  | 6.44 | 0 | Residential | 0 | EAST WINDSOR | 8520 | 12 | CORBIN SOLAR SOLUTIONS, LLC | JCP&L | No | Complete | 2011-11-14 | 2011-12-16 | 2012-01-19 | 2012-01-19
SRP06909 | SREC Solar | THAREJA |  | 5.76 | 0 | Residential | 0 | CHESTERFIELD | 8515 | 13 | TRINITY HEATING AND AIR | PSE&G BPU | No | Complete | 2011-11-14 | 2012-02-08 | 2012-03-02 | 2012-03-02
SRP06911 | SREC Solar | ZIMA |  | 5.28 | 0 | Residential | 1 | MICKELTON | 8056 | 15 | SOLARCITY CORPORATION | AC Electric | No | Complete | 2011-11-14 | 2012-10-09 | 2012-11-08 | 2012-11-08
SRP06912 | SREC Solar | CARNICELLA |  | 5.375 | 0 | Residential | 1 | NUTLEY | 7110 | 9 | SOLARCITY CORPORATION | PSE&G BPU | No | Complete | 2011-11-14 | 2012-02-20 | 2012-03-27 | 2012-03-27
SRP06913 | SREC Solar | PAIGE |  | 7.755 | 1938.75 | Residential | 1 | SOMERSET | 8873 | 5 | JD SOLAR SOLUTIONS | PSE&G BPU | No | Complete | 2011-11-14 | 2012-01-31 | 2012-04-25 | 2012-07-24
SRP06914 | SREC Solar | LINN |  | 11.52 | 0 | Residential | 0 | PENNSVILLE | 8070 | 16 | ONPEAK SOLAR, INC | AC Electric | No | Complete | 2011-11-14 | 2012-01-04 | 2012-01-26 | 2012-01-26
SRP06915 | SREC Solar | REGAN | SENIOR HORIZONS AT CLIFTON LLC | 189.21 | 0 | Commercial | 0 | CLIFTON | 7013 | 6 | PFISTER MAINTENANCE, INC. | PSE&G BPU | No | Complete | 2011-11-14 | 2012-05-01 | 2012-05-02 | 2012-05-02
SRP06917 | SREC Solar | GRITZ | KARNAK CORPORATION | 69.6 | 0 | Commercial | 0 | CLARK | 7066 | 10 | SOLIS PARTNERS, LLC | PSE&G BPU | No | Complete | 2011-11-14 | 2012-07-18 | 2012-07-26 | 2012-07-26
SRP06921 | SREC Solar | RAGER | TINTON FALLS SOLAR FARM LLC. | 19880.56 | 0 | Commercial |  | TINTON FALLS | 7724 | 17 | UNITY ELECTRIC LLC | JCP&L | Yes | Complete | 2011-11-14 | 2012-11-28 | 2013-10-30 | 2013-10-30
SRP06922 | SREC Solar | SPINGELD | CRAFTMASTER REALTY LLC | 90 | 0 | Commercial | 0 | NORTHVALE | 7647 | 7 | KC GREEN ENERGY | Orange & Rockland Elec | No | Complete | 2011-11-14 | 2012-02-02 | 2012-03-02 | 2012-03-02
SRP06923 | SREC Solar | AEDO |  | 3.29 | 0 | Residential | 1 | SOUTH PLAINFIELD | 7080 | 11 | SOLARCITY CORPORATION | PSE&G BPU | No | Complete | 2011-11-14 | 2012-04-26 | 2012-05-10 | 2012-05-10
SRP06926 | SREC Solar | LEMAIRE |  | 15.51 | 0 | Residential | 1 | STOCKTON | 8559 | 4 | SOLARCITY CORPORATION | JCP&L | No | Complete | 2011-11-14 | 2012-04-26 | 2012-05-10 | 2012-05-10
SRP06927 | SREC Solar | KELLER | MONTGOMERY FIRE DEPARTMENT | 111.475 | 0 | Commercial | 1 | SKILLMAN | 8558 | 5 | 1ST LIGHT ENERGY, INC. | PSE&G BPU | No | Complete | 2011-11-14 | 2012-01-18 | 2012-04-05 | 2012-04-05
SRP06928 | SREC Solar | CHASE |  | 5.06 | 0 | Residential | 1 | LONG BRANCH | 7740 | 17 | RELIABLE POWER SERVICES, INC. | JCP&L | No | Complete | 2011-11-14 | 2012-01-31 | 2012-03-02 | 2012-03-02
SRP06931 | SREC Solar | PATRONE |  | 6.88 | 0 | Residential | 1 | MILLBURN | 7041 | 9 | ALTERNATIVE LIGHT & ENERGY SOLUTIONS | JCP&L | No | Complete | 2011-11-14 | 2011-12-16 | 2012-01-26 | 2012-01-26
SRP06934 | SREC Solar | STOHWASSER |  | 5.06 | 0 | Residential | 1 | MANCHESTER | 8759 | 18 | ACOS ENERGY, LLC | JCP&L | No | Complete | 2011-11-14 | 2012-02-27 | 2012-03-30 | 2012-03-30
SRP06935 | SREC Solar | GOLDFARB |  | 8.97 | 0 | Residential | 1 | MANCHESTER | 8759 | 18 | ACOS ENERGY, LLC | JCP&L | No | Complete | 2011-11-14 | 2012-04-30 | 2012-05-15 | 2012-05-15
SRP06936 | SREC Solar | KENDER |  | 4.085 | 0 | Residential | 1 | PATERSON | 7502 | 6 | CORBIN SOLAR SOLUTIONS, LLC | PSE&G BPU | No | Complete | 2011-11-14 | 2012-03-06 | 2012-04-12 | 2012-04-12
SRP06941 | SREC Solar | KLUZNER |  | 6.08 | 0 | Residential | 1 | BORDENTOWN | 8505 | 13 | TRINITY HEATING AND AIR | PSE&G BPU | No | Complete | 2011-11-14 | 2012-02-07 | 2012-03-27 | 2012-03-27
SRP06942 | SREC Solar | CANIANO |  | 8.36 | 0 | Residential | 1 | EAST WINDSOR | 8520 | 12 | TRINITY HEATING AND AIR | JCP&L | No | Complete | 2011-11-14 | 2011-12-19 | 2012-01-17 | 2012-01-17
SRP06944 | SREC Solar | CONTRACTOR |  | 3.055 | 0 | Residential | 1 | W. ARLINGTON | 7031 | 7 | TRINITY HEATING AND AIR | PSE&G BPU | No | Complete | 2011-11-14 | 2012-03-06 | 2012-04-11 | 2012-04-11
SRP06945 | SREC Solar | HUNTS | STEINEN MANUFACTURING CO. | 165.024 | 0 | Commercial | 1 | PARSIPPANY | 7054 | 3 | ELK ELECTRICAL CONTRACTORS | JCP&L | No | Complete | 2011-11-14 | 2011-12-08 | 2012-01-04 | 2012-01-04
SRP06946 | SREC Solar | WOLF |  | 6.45 | 0 | Residential | 0 | FISHING CREEK | 8251 | 21 | RCL ENTERPRISES INC. | AC Electric | No | Complete | 2011-11-21 | 2011-12-28 | 2012-01-31 | 2012-01-31
SRP06947 | SREC Solar | PAPP |  | 4.945 | 0 | Residential | 1 | GIBBSTOWN | 8027 | 15 | RCL ENTERPRISES INC. | AC Electric | No | Complete | 2011-11-21 | 2011-12-28 | 2012-01-24 | 2012-01-24
SRP06948 | SREC Solar | PAGANO | VILLAGE 2 CORPORATION | 92.46 | 0 | Commercial | 0 | MOUNT LAUREL | 8054 | 13 | CODE GREEN SOLAR, LLC | PSE&G BPU | No | Complete | 2011-11-21 | 2012-07-20 | 2012-07-30 | 2012-07-30
SRP06949 | SREC Solar | CARNEY |  | 8.775 | 0 | Residential | 0 | EAST BRUNSWICK | 8816 | 11 | CORBIN SOLAR SOLUTIONS, LLC | PSE&G BPU | No | Complete | 2011-11-21 | 2012-02-03 | 2012-03-22 | 2012-03-22
SRP06950 | SREC Solar | WESCHKE |  | 9.45 | 0 | Residential | 0 | SECAUCUS | 7094 | 8 | CORBIN SOLAR SOLUTIONS, LLC | PSE&G BPU | No | Complete | 2011-11-21 | 2012-01-23 | 2012-02-22 | 2012-02-22
SRP06951 | SREC Solar | NICHOLS |  | 12 | 0 | Residential | 0 | NORTH BEACH | 8008 | 18 | SOLAR WORKS NJ | AC Electric | No | Complete | 2011-11-21 | 2013-02-06 | 2013-02-20 | 2013-02-20
SRP06952 | SREC Solar | HOFFMAN |  | 9.4 | 0 | Residential | 1 | BARNEGAT | 8005 | 18 | NJR HOME SERVICES. | AC Electric | No | Complete | 2011-11-21 | 2012-07-31 | 2012-08-16 | 2012-08-16
SRP06953 | SREC Solar | KUCZKO |  | 7.05 | 0 | Residential | 1 | FORKED RIVER | 8731 | 18 | SOLARCITY CORPORATION | JCP&L | No | Complete | 2011-11-21 | 2012-04-26 | 2012-05-10 | 2012-05-10
SRP06954 | SREC Solar | TSOCANAS |  | 12.455 | 0 | Residential | 1 | JAMESBURG | 8831 | 11 | SOLARCITY CORPORATION | JCP&L | No | Complete | 2011-11-21 | 2012-04-25 | 2012-05-10 | 2012-05-10
SRP06955 | SREC Solar | TITCHENAL |  | 7.05 | 0 | Residential | 1 | SOMERSET | 8873 | 5 | TRINITY HEATING AND AIR | PSE&G BPU | No | Complete | 2011-11-21 | 2012-03-23 | 2012-04-22 | 2012-04-22
SRP06956 | SREC Solar | COLBY |  | 2.59 | 0 | Residential | 0 | PITTSGROVE | 8318 | 16 | VARA NRG LLC | AC Electric | No | Complete | 2011-11-21 | 2012-04-12 | 2012-05-02 | 2012-05-02
SRP06957 | SREC Solar | BABASHAK |  | 7.755 | 0 | Residential | 1 | BORDENTOWN | 8808 | 2 | TRINITY HEATING AND AIR | PSE&G BPU | No | Complete | 2011-11-21 | 2012-01-20 | 2012-02-10 | 2012-02-10
SRP06958 | SREC Solar | VAGHANI |  | 3.99 | 0 | Residential | 1 | COLUMBUS | 8022 | 13 | TRINITY HEATING AND AIR | PSE&G BPU | No | Complete | 2011-11-21 | 2012-02-07 | 2012-03-20 | 2012-03-20
SRP06960 | SREC Solar | LASPISA |  | 9.12 | 0 | Residential | 1 | SUSSEX | 7461 | 1 | TRINITY HEATING AND AIR | JCP&L | No | Complete | 2011-11-21 | 2012-01-18 | 2012-02-29 | 2012-02-29
SRP06961 | SREC Solar | MAIORANA |  | 5.98 | 0 | Residential | 1 | SOMERSET | 8873 | 5 | TRINITY HEATING AND AIR | PSE&G BPU | No | Complete | 2011-11-21 | 2012-03-30 | 2012-04-23 | 2012-04-23
SRP06962 | SREC Solar | CANOVA |  | 13.92 | 0 | Residential | 1 | MYSTIC ISLANDS | 8087 | 18 | TRINITY HEATING AND AIR | AC Electric | No | Complete | 2011-11-21 | 2012-05-03 | 2012-05-15 | 2012-05-15
SRP06963 | SREC Solar | SORRENTINO |  | 4.23 | 0 | Residential | 1 | TOMS RIVER | 8753 | 18 | TRINITY HEATING AND AIR | JCP&L | No | Complete | 2011-11-21 | 2012-04-04 | 2012-04-26 | 2012-04-26
SRP06964 | SREC Solar | MOONEY |  | 9.88 | 0 | Residential | 1 | DEPFORD | 8096 | 15 | TRINITY HEATING AND AIR | PSE&G BPU | No | Complete | 2011-11-21 | 2012-02-07 | 2012-02-29 | 2012-02-29
SRP06965 | SREC Solar | DUVVURI |  | 9.88 | 0 | Residential | 1 | EAST WINDSOR | 8520 | 12 | TRINITY HEATING AND AIR | JCP&L | No | Complete | 2011-11-21 | 2012-01-13 | 2012-02-09 | 2012-02-09
SRP06966 | SREC Solar | ADAMS JR. |  | 9.88 | 0 | Residential | 1 | CAPE MAY COURT HOUSE | 8210 | 21 | TRINITY HEATING AND AIR | AC Electric | No | Complete | 2011-11-21 | 2012-02-16 | 2012-03-20 | 2012-03-20
SRP06968 | SREC Solar | BONADIES |  | 9.6 | 0 | Residential | 1 | BOONTON TWP | 7005 | 3 | TRINITY HEATING AND AIR | JCP&L | No | Complete | 2011-11-21 | 2012-01-23 | 2012-02-22 | 2012-02-22
SRP06969 | SREC Solar | RENTAS |  | 10.45 | 0 | Residential | 1 | TOMS RIVER | 8753 | 18 | TRINITY HEATING AND AIR | JCP&L | No | Complete | 2011-11-21 | 2012-01-31 | 2012-03-02 | 2012-03-02
SRP06970 | SREC Solar | HAMDINGER | UNITED COMMUNITIES, LLC | 6843.88 | 0 | Commercial | 1 | COOKSTOWN | 8511 | 13 | TRINITY HEATING AND AIR | JCP&L | No | Complete | 2011-11-21 | 2014-03-20 | 2014-04-30 | 2014-04-30
SRP06971 | SREC Solar | RAUH |  | 4.37 | 0 | Residential | 0 | LONG BEACH TWP | 8008 | 18 | CORBIN SOLAR SOLUTIONS, LLC | AC Electric | No | Complete | 2011-11-21 | 2012-02-16 | 2012-03-20 | 2012-03-20
SRP06972 | SREC Solar | ANDERSON | STORAGE DEVELP. NJ - BRIDGEWATER | 70.84 | 0 | Commercial | 1 | BRIDGEWATER | 8807 | 5 | G & S INVESTORS | GPU BPU | No | Complete | 2011-11-21 | 2012-11-19 | 2013-01-03 | 2013-01-03
SRP06973 | SREC Solar | ANDERSON | ESS WCOT OWNER LLC | 102.85 | 0 | Commercial | 1 | EGG HARBOR TWP | 8234 | 19 | G & S INVESTORS | AC Electric | No | Complete | 2011-11-21 | 2012-12-21 | 2013-01-04 | 2013-01-04
SRP06974 | SREC Solar | ANDERSON | ESS PRISA LLC | 169.4 | 0 | Commercial | 1 | ENGLEWOOD | 7631 | 7 | G & S INVESTORS | PSE&G BPU | No | Complete | 2011-11-21 | 2013-02-06 | 2013-02-20 | 2013-02-20
SRP06975 | SREC Solar | ANDERSON | SUSA ORANGE, LP | 178.64 | 0 | Commercial | 1 | ORANGE | 7050 | 9 | G & S INVESTORS | PSE&G BPU | No | Complete | 2011-11-21 | 2013-02-06 | 2013-02-22 | 2013-02-22
SRP06976 | SREC Solar | MARCHESE |  | 6.44 | 0 | Residential | 1 | LEONARDO | 7737 | 17 | NJR HOME SERVICES. | JCP&L | No | Complete | 2011-11-21 | 2012-03-14 | 2012-04-19 | 2012-04-19
SRP06977 | SREC Solar | PHILLIPS |  | 8.28 | 0 | Residential | 1 | WARETOWN | 8758 | 18 | RELIABLE POWER SERVICES, INC. | JCP&L | No | Complete | 2011-11-21 | 2012-01-31 | 2012-03-02 | 2012-03-02
SRP06978 | SREC Solar | SABOSIK |  | 11.28 | 0 | Residential | 1 | WARETOWN | 8758 | 18 | RELIABLE POWER SERVICES, INC. | JCP&L | No | Complete | 2011-11-21 | 2012-05-01 | 2012-05-18 | 2012-05-18
SRP06979 | SREC Solar | NIGRO |  | 8.225 | 0 | Residential | 1 | WARETOWN | 8758 | 18 | RELIABLE POWER SERVICES, INC. | JCP&L | No | Complete | 2011-11-21 | 2012-04-04 | 2012-04-30 | 2012-04-30
SRP06980 | SREC Solar | MACOMBER | AHOLD USA, STOP & SHOP #811 | 213.73 | 0 | Commercial | 0 | TOMS RIVER | 8753 | 18 | ALTERIS RENEWABLES | JCP&L | No | Complete | 2011-11-21 | 2012-05-30 | 2012-06-08 | 2012-06-08
SRP06981 | SREC Solar | MACOMBER | AHOLD USA, STOP & SHOP #888 | 200.97 | 0 | Commercial | 0 | WAYNE | 7470 | 6 | ALTERIS RENEWABLES | PSE&G BPU | No | Complete | 2011-11-21 | 2012-05-01 | 2012-05-15 | 2012-05-15
SRP06982 | SREC Solar | MACOMBER | AHOLD USA, STOP & SHOP #815 | 216.92 | 0 | Commercial | 0 | HOWELL | 7751 | 17 | ALTERIS RENEWABLES | JCP&L | No | Complete | 2011-11-21 | 2012-05-01 | 2012-05-15 | 2012-05-15
SRP06983 | SREC Solar | MACOMBER | AHOLD USA, STOP & SHOP #804 | 200.97 | 0 | Commercial | 0 | WATCHUNG | 7069 | 5 | ALTERIS RENEWABLES | PSE&G BPU | No | Complete | 2011-11-21 | 2012-06-06 | 2012-07-10 | 2012-07-10
SRP06984 | SREC Solar | MACOMBER | AHOLD USA, STOP & SHOP #812 | 200.97 | 0 | Commercial | 0 | EMERSON | 7630 | 7 | ALTERIS RENEWABLES | PSE&G BPU | No | Complete | 2011-11-21 | 2012-02-22 | 2012-04-05 | 2012-04-05
SRP06985 | SREC Solar | MACOMBER | AHOLD USA, STOP & SHOP #852 | 124.41 | 0 | Commercial | 0 | UNION | 7083 | 10 | ALTERIS RENEWABLES | PSE&G BPU | No | Complete | 2011-11-21 | 2012-05-01 | 2012-05-15 | 2012-05-15
SRP06986 | SREC Solar | STOCKER |  | 8.775 | 0 | Residential | 0 | CAPE MAY COURT HOUSE | 8210 | 21 | CORBIN SOLAR SOLUTIONS, LLC | PSE&G BPU | No | Complete | 2011-11-21 | 2012-01-23 | 2012-02-17 | 2012-02-17
SRP06987 | SREC Solar | DZIELAK |  | 17.02 | 0 | Residential | 0 | OLD BRIDGE | 8857 | 11 | LIGHTHOUSE SOLAR SYSTEMS | JCP&L | No | Complete | 2011-11-21 | 2011-11-30 | 2012-01-13 | 2012-01-13
SRP06988 | SREC Solar | MACOMBER | STOP & SHOP #2802 | 210.54 | 0 | Commercial | 0 | CLIFTON | 7013 | 6 | ALTERIS RENEWABLES | PSE&G BPU | No | Complete | 2011-11-21 | 2012-05-17 | 2012-05-29 | 2012-05-29
SRP06990 | SREC Solar | MACOMBER | STOP & SHOP #810 | 242.44 | 0 | Commercial | 0 | MONROE | 8831 | 11 | ALTERIS RENEWABLES | JCP&L | No | Complete | 2011-11-21 | 2012-05-17 | 2012-05-29 | 2012-05-29
SRP06991 | SREC Solar | KAPPEL | CONSOLIDATED CARPET | 206.08 | 0 | Commercial | 1 | CARLSTADT | 7072 | 7 | PFISTER MAINTENANCE, INC. | PSE&G BPU | No | Complete | 2011-11-21 | 2012-02-14 | 2012-03-08 | 2012-03-08
SRP06992 | SREC Solar | MACOMBER | STOP & SHOP #850 | 200.97 | 0 | Commercial | 0 | PENNINGTON | 8534 | 12 | ALTERIS RENEWABLES | PSE&G BPU | No | Complete | 2011-11-21 | 2012-04-10 | 2012-04-30 | 2012-04-30
SRP06993 | SREC Solar | GREEN |  | 8.695 | 0 | Residential | 1 | MILLVILLE | 8332 | 20 | SEA BRIGHT SOLAR, LLC | AC Electric | No | Complete | 2011-11-21 | 2012-04-04 | 2012-04-26 | 2012-04-26
SRP06994 | SREC Solar | CHIUSANO |  | 8.36 | 0 | Residential | 1 | CHERRY HILL | 8034 | 14 | SUNGEVITY, INC. | PSE&G BPU | No | Complete | 2011-11-21 | 2012-08-07 | 2012-08-20 | 2012-08-20
SRP06995 | SREC Solar | LILLISTON | LILLISTON CHRYSLER PLYMOUTH | 199.64 | 0 | Commercial | 0 | MILLVILLE | 8332 | 20 | BRITE IDEA ENERGY | AC Electric | No | Complete | 2011-11-21 | 2012-08-10 | 2012-08-21 | 2012-08-21
SRP06996 | SREC Solar | SANTOS | OCEAN COUNTY BOARD OF SOCIAL SE | 87.36 | 0 | Government Facility | 1 | MANAHAWKIN | 8050 | 18 | ATLANTIC SOLAR LLC | AC Electric | No | Complete | 2011-11-21 | 2012-03-27 | 2012-04-23 | 2012-04-23
SRP06997 | SREC Solar | SANTOS | OCEAN COUNTY HEALTH DEPT | 96.72 | 0 | Commercial | 1 | MANAHAWKIN | 8050 | 18 | ATLANTIC SOLAR LLC | AC Electric | No | Complete | 2011-11-21 | 2012-03-27 | 2012-04-24 | 2012-04-24
SRP06998 | SREC Solar | MARTINEZ |  | 5.25 | 0 | Residential | 1 | HAINSPORT | 8036 | 13 | SUNGEVITY, INC. | PSE&G BPU | No | Complete | 2011-11-21 | 2012-07-25 | 2012-08-14 | 2012-08-14
SRP06999 | SREC Solar | SANTOS | DEPT OF CONSUMER AFFAIRS,OCEAN | 24.96 | 0 | Government Facility | 1 | MANAHAWKIN | 8050 | 18 | ATLANTIC SOLAR LLC | AC Electric | No | Complete | 2011-11-21 | 2012-03-27 | 2012-04-22 | 2012-04-22
SRP07000 | SREC Solar | MARTOGLIO | RPM CONTRACTING | 44.06 | 0 | Residential | 1 | NEWARK | 7102 | 9 | MERCHANT ELECTRIC & LIGHTING SERVICE INC | PSE&G BPU | No | Complete | 2011-11-21 | 2012-03-16 | 2012-04-19 | 2012-04-19
SRP07001 | SREC Solar | SANTOS | DEPT OF CONSUMER AFFAIRS OCEAN | 168.48 | 0 | Government Facility | 1 | MANAHAWKIN | 8050 | 18 | ATLANTIC SOLAR LLC | AC Electric | No | Complete | 2011-11-21 | 2012-03-27 | 2012-04-22 | 2012-04-22
SRP07003 | SREC Solar | SANTOS | OC ENERGY COUNCIL OCEAN COUNTY | 34.32 | 0 | Government Facility | 1 | MANAHAWKIN | 8050 | 18 | ATLANTIC SOLAR LLC | AC Electric | No | Complete | 2011-11-21 | 2012-03-27 | 2012-04-22 | 2012-04-22
SRP07004 | SREC Solar | SANTOS | DEPT OF CONSUMER AFFAIRS, OCEAN | 106.08 | 0 | Government Facility | 1 | MANAHAWKIN | 8050 | 18 | ATLANTIC SOLAR LLC | AC Electric | No | Complete | 2011-11-21 | 2012-03-27 | 2012-04-22 | 2012-04-22
SRP07005 | SREC Solar | THAYI |  | 6.84 | 0 | Residential | 1 | RARITAN | 8869 | 5 | SUNGEVITY, INC. | PSE&G BPU | No | Complete | 2011-11-21 | 2012-04-02 | 2012-04-25 | 2012-04-25
SRP07006 | SREC Solar | SANTOS | DEPT OF COMMUNITY AFFAIRS OCEAN | 90.48 | 0 | Government Facility | 1 | MANAHAWKIN | 8050 | 18 | ATLANTIC SOLAR LLC | AC Electric | No | Complete | 2011-12-19 | 2012-03-27 | 2012-05-17 | 2012-05-17
SRP07007 | SREC Solar | SANTOS | DEPT OF CONSUMER AFFAIRS OCEAN | 37.44 | 0 | Government Facility | 1 | MANAHAWKIN | 8050 | 18 | ATLANTIC SOLAR LLC | AC Electric | No | Complete | 2011-11-21 | 2012-03-27 | 2012-04-22 | 2012-04-22
SRP07008 | SREC Solar | MORAN | STAFFORD TOWNSHIP | 146.64 | 0 | Government Facility | 1 | MANAHAWKIN | 8050 | 18 | ATLANTIC SOLAR LLC | AC Electric | No | Complete | 2011-11-21 | 2012-03-27 | 2012-04-23 | 2012-04-23
SRP07009 | SREC Solar | GOPALAKRISHNAN |  | 6.21 | 0 | Residential | 0 | SOMERSET | 8873 | 5 | SKY HIGH ENERGY, LLC | PSE&G BPU | No | Complete | 2011-11-21 | 2012-04-27 | 2012-05-10 | 2012-05-10
SRP07010 | SREC Solar | DAMASK |  | 6.58 | 0 | Residential | 1 | MILLVILLE | 8332 | 20 | SEA BRIGHT SOLAR, LLC | AC Electric | No | Complete | 2011-11-21 | 2012-05-16 | 2012-05-29 | 2012-05-29
SRP07011 | SREC Solar | THOMPSON |  | 9.555 | 0 | Residential | 1 | MOUNT LAUREL | 8054 | 13 | REC SOLAR, INC. | PSE&G BPU | No | Complete | 2011-11-22 | 2012-06-11 | 2012-06-26 | 2012-06-26
SRP07012 | SREC Solar | UZZALINO |  | 3.61 | 0 | Residential | 1 | WOODLAND PARK | 7424 | 6 | SUNGEVITY, INC. | PSE&G BPU | No | Complete | 2011-11-21 | 2012-02-22 | 2012-03-27 | 2012-03-27
SRP07013 | SREC Solar | ZUKOWSKI |  | 12 | 0 | Residential | 1 | JACKSON | 8527 | 18 | REC SOLAR, INC. | JCP&L | No | Complete | 2011-11-21 | 2012-03-22 | 2012-04-22 | 2012-04-22
SRP07014 | SREC Solar | GARCIA |  | 5.64 | 0 | Residential | 1 | FLEMINGTON | 8822 | 4 | SUNGEVITY, INC. | JCP&L | No | Complete | 2011-11-21 | 2012-04-02 | 2012-04-24 | 2012-04-24
SRP07015 | SREC Solar | SHAZAD |  | 17.76 | 0 | Residential | 1 | GERMANIA | 8215 | 19 | MERCURY SOLAR SYSTEMS | AC Electric | No | Complete | 2011-11-21 | 2012-03-08 | 2012-04-19 | 2012-04-19
SRP07016 | SREC Solar | JONES | L'OREAL USA | 1019.9 | 0 | Commercial | 1 | FRANKLIN | 8873 | 5 | GEOPEAK ENERGY LLC | PSE&G BPU | No | Complete | 2011-11-21 | 2012-05-15 | 2012-05-30 | 2012-05-30
SRP07017 | SREC Solar | MCKEE | CHURCH OF THE HOLY SPIRIT | 27.025 | 0 | Non Profit | 1 | TUCKERTON | 8087 | 18 | POWELL ENERGY AND SOLAR | AC Electric | No | Complete | 2011-11-21 | 2012-09-07 | 2012-10-03 | 2012-10-03
SRP07018 | SREC Solar | WALLING |  | 7.36 | 0 | Residential | 0 | MANASQUAN | 8736 | 17 | SEA BRIGHT SOLAR, LLC | JCP&L | No | Complete | 2011-11-21 | 2012-03-02 | 2012-04-13 | 2012-04-13
SRP07021 | SREC Solar | BLAIR |  | 4.7 | 0 | Residential | 1 | TOMS RIVER | 8753 | 18 | TRINITY HEATING AND AIR | JCP&L | No | Complete | 2011-11-21 | 2012-09-19 | 2012-10-04 | 2012-10-04
SRP07022 | SREC Solar | CARAFELLO | TRANSWORLD MANUFACTURING CORP | 465.01 | 0 | Commercial | 0 | EAST RUTHERFORD | 7073 | 7 | GEOGENIX | PSE&G BPU | No | Complete | 2011-11-21 | 2012-10-23 | 2012-11-05 | 2012-11-05
SRP07024 | SREC Solar | ALACS |  | 13.63 | 0 | Residential | 1 | HOWELL | 7731 | 17 | TRINITY HEATING AND AIR | JCP&L | No | Complete | 2011-11-21 | 2012-02-07 | 2012-02-29 | 2012-02-29
SRP07026 | SREC Solar | BROOKS |  | 7.6 | 0 | Residential | 1 | BRIDGEWATER | 8807 | 5 | SUNGEVITY, INC. | PSE&G BPU | No | Complete | 2011-11-21 | 2012-07-20 | 2012-08-06 | 2012-08-06
SRP07027 | SREC Solar | DODD |  | 9.165 | 0 | Residential | 1 | BRICK | 8724 | 18 | SUNGEVITY, INC. | JCP&L | No | Complete | 2011-11-21 | 2012-02-17 | 2012-03-28 | 2012-03-28
SRP07029 | SREC Solar | MANN |  | 6.46 | 0 | Residential | 1 | PORT NORRIS | 8349 | 20 | SUNGEVITY, INC. | AC Electric | No | Complete | 2011-11-21 | 2012-05-09 | 2012-05-22 | 2012-05-22
SRP07030 | SREC Solar | LARSSON | VERSA PRODUCTS COMPANY, INC. | 269.04 | 0 | Commercial | 0 | PARAMUS | 7652 | 7 | SOLULAR LLC. II | PSE&G BPU | No | Complete | 2011-11-21 | 2012-04-04 | 2012-05-18 | 2012-05-18
SRP07032 | SREC Solar | MCSPARRAN |  | 8.4 | 0 | Residential | 1 | MANALAPAN | 7726 | 17 | TRINITY HEATING AND AIR | JCP&L | No | Complete | 2011-11-21 | 2012-03-23 | 2012-04-22 | 2012-04-22
SRP07033 | SREC Solar | COLLARUSSO |  | 7.68 | 0 | Residential | 1 | MANALAPAN | 7726 | 17 | TRINITY HEATING AND AIR | JCP&L | No | Complete | 2011-11-21 | 2012-03-15 | 2012-04-22 | 2012-04-22
SRP07034 | SREC Solar | ORESTO |  | 14.88 | 0 | Residential | 0 | MONROE TWP | 8831 | 11 | GEOPEAK ENERGY LLC | JCP&L | No | Complete | 2011-11-21 | 2012-02-22 | 2012-08-02 | 2012-08-02
SRP07035 | SREC Solar | MACOMBER | STOP & SHOP #825 | 287.1 | 0 | Commercial | 0 | WYCKOFF | 7481 | 7 | ALTERIS RENEWABLES | Orange & Rockland Elec | No | Complete | 2011-11-21 | 2012-05-17 | 2012-05-29 | 2012-05-29
SRP07036 | SREC Solar | LUCIDO |  | 3.36 | 0 | Residential | 1 | MANALAPAN | 7726 | 17 | TRINITY HEATING AND AIR | JCP&L | No | Complete | 2011-11-21 | 2012-02-14 | 2012-03-22 | 2012-03-22
SRP07037 | SREC Solar | KANTER |  | 10.24 | 0 | Residential | 0 | PRINCETON | 8540 | 12 | ROWE ELECTRIC INC | PSE&G BPU | No | Complete | 2011-11-21 | 2012-02-10 | 2012-03-08 | 2012-03-08
SRP07038 | SREC Solar | HEDBERG | J & R ASSOCIATES, LLC | 30.94 | 0 | Commercial | 1 | ROCKY HILL | 8553 | 5 | GEOPEAK ENERGY LLC | PSE&G BPU | No | Complete | 2011-11-21 | 2011-12-08 | 2011-12-29 | 2011-12-29
SRP07039 | SREC Solar | PATEL |  | 2.99 | 0 | Residential | 1 | PASSAIC | 7055 | 6 | REC SOLAR, INC. | PSE&G BPU | No | Complete | 2011-11-21 | 2012-03-22 | 2012-04-22 | 2012-04-22
SRP07045 | SREC Solar | PYSE | KEPS LANDHOLDINGS, LLC | 5001.945 | 0 | Commercial |  | MEDFORD | 8055 | 13 | CONSTELLATION ENERGY | PSE&G BPU | Yes | Complete | 2011-11-21 | 2012-01-26 | 2012-02-17 | 2012-02-17
SRP07046 | SREC Solar | DEBRASKI |  | 3.61 | 0 | Residential | 1 | BRANCHBURG | 8853 | 5 | SUNGEVITY, INC. | JCP&L | No | Complete | 2011-11-21 | 2012-08-10 | 2012-08-21 | 2012-08-21
SRP07047 | SREC Solar | ANJARIA |  | 3.43 | 0 | Residential | 0 | SCOTCH PLAINS | 7076 | 10 | 1ST LIGHT ENERGY, INC. | PSE&G BPU | No | Complete | 2011-11-21 | 2012-01-13 | 2012-02-29 | 2012-02-29
SRP07048 | SREC Solar | NAIR |  | 7.22 | 0 | Residential | 1 | PLAINSBORO | 8536 | 11 | SUNGEVITY, INC. | PSE&G BPU | No | Complete | 2011-11-21 | 2012-02-29 | 2012-04-12 | 2012-04-12
SRP07049 | SREC Solar | SON |  | 7.05 | 0 | Residential | 1 | LITTLE FALLS | 7424 | 6 | SUNGEVITY, INC. | PSE&G BPU | No | Complete | 2011-11-21 | 2012-04-26 | 2012-05-18 | 2012-05-18
SRP07050 | SREC Solar | BLAKE |  | 5.17 | 0 | Residential | 1 | ATLANTIC HIGHLANDS | 7716 | 17 | SUNGEVITY, INC. | JCP&L | No | Complete | 2011-11-21 | 2012-09-21 | 2012-10-12 | 2012-10-12
SRP07051 | SREC Solar | NICHOLS |  | 4.73 | 0 | Residential | 1 | CARTERET | 7088 | 10 | ALTERNATIVE LIGHT & ENERGY SOLUTIONS | PSE&G BPU | No | Complete | 2011-11-21 | 2012-03-07 | 2012-04-12 | 2012-04-12
SRP07052 | SREC Solar | KLEBER |  | 8.925 | 0 | Residential | 1 | CINNAMINSON | 8077 | 13 | SUNGEVITY, INC. | PSE&G BPU | No | Complete | 2011-11-21 | 2012-03-15 | 2012-04-22 | 2012-04-22
SRP07053 | SREC Solar | MCCANN | COMMUNITY FOODBANK OF NJ | 1073.41 | 0 | Non Profit |  | HILLSIDE | 7205 | 10 | MERCURY SOLAR SYSTEMS - PORT CHESTER | PSE&G BPU | Yes | Complete | 2011-11-21 | 2012-11-19 | 2012-12-10 | 2012-12-10
SRP07055 | SREC Solar | OLIVA |  | 9.5 | 0 | Residential | 1 | TRENTON | 8691 | 12 | SUNGEVITY, INC. | PSE&G BPU | No | Complete | 2011-11-21 | 2012-03-23 | 2012-04-22 | 2012-04-22
SRP07056 | SREC Solar | EGAN | DESIGN LINE KITCHENS | 36 | 0 | Commercial | 0 | SEA GIRT | 8750 | 17 | NOVA ALTERNATIVE ENERGY SYSTEMS LLC | JCP&L | No | Complete | 2011-11-21 | 2012-01-26 | 2012-02-22 | 2012-02-22
SRP07057 | SREC Solar | BUSH | BUSH PROPERTIES, LLC | 107.64 | 0 | Commercial | 0 | VOORHEES | 8043 | 14 | ADVANCED SOLAR & ENERGY SOLUTIONS | PSE&G BPU | No | Complete | 2011-11-21 | 2012-05-15 | 2012-05-29 | 2012-05-29
SRP07058 | SREC Solar | SYERS |  | 13.68 | 0 | Residential | 1 | MANCHESTER | 8759 | 18 | TRINITY HEATING AND AIR | JCP&L | No | Complete | 2011-11-21 | 2012-04-04 | 2012-05-10 | 2012-05-10
SRP07059 | SREC Solar | CONDELLO |  | 7.59 | 0 | Residential | 1 | BAYVILLE | 8721 | 18 | ACOS ENERGY, LLC | JCP&L | No | Complete | 2011-11-21 | 2012-02-27 | 2012-03-30 | 2012-03-30
SRP07060 | SREC Solar | BONAFEDE |  | 6.9 | 0 | Residential | 1 | TOMS RIVER | 8753 | 18 | ACOS ENERGY, LLC | JCP&L | No | Complete | 2011-11-21 | 2012-04-17 | 2012-04-30 | 2012-04-30
SRP07061 | SREC Solar | MITCHELL |  | 20.64 | 0 | Residential | 1 | NEWTON | 7860 | 1 | TRINITY HEATING AND AIR | JCP&L | No | Complete | 2011-11-21 | 2012-02-21 | 2012-03-22 | 2012-03-22
SRP07062 | SREC Solar | DESIMONE | BOE OF THE VILLAGE OF RIDGEWOOD | 51.535 | 0 | School Public K-12 | 1 | RIDGEWOOD | 7450 | 7 | ALTERIS RENEWABLES DBA RGS ENERGY | PSE&G BPU | No | Complete | 2011-11-21 | 2013-01-30 | 2013-02-07 | 2013-02-07
SRP07063 | SREC Solar | GUILLEMOT |  | 4.56 | 0 | Residential | 1 | JACKSON | 8527 | 18 | TRINITY HEATING AND AIR | JCP&L | No | Complete | 2011-11-21 | 2012-01-26 | 2012-02-24 | 2012-02-24
SRP07064 | SREC Solar | DESIMONE | BOE OF THE VILLAGE OF RIDGEWOOD | 77.21 | 0 | School Public K-12 | 1 | RIDGEWOOD | 7450 | 7 | ALTERIS RENEWABLES DBA RGS ENERGY | PSE&G BPU | No | Complete | 2011-11-21 | 2013-01-10 | 2013-01-21 | 2013-01-21
SRP07065 | SREC Solar | MANGARO |  | 16.56 | 0 | Residential | 1 | BERLIN | 8009 | 14 | TRINITY HEATING AND AIR | AC Electric | No | Complete | 2011-11-21 | 2012-04-19 | 2012-05-02 | 2012-05-02
SRP07066 | SREC Solar | DESIMONE | BOE OF THE VILLAGE OF RIDGEWOOD | 141.985 | 0 | School Public K-12 | 1 | RIDGEWOOD | 7450 | 7 | ALTERIS RENEWABLES DBA RGS ENERGY | PSE&G BPU | No | Complete | 2011-11-21 | 2013-01-21 | 2013-02-13 | 2013-02-13
SRP07067 | SREC Solar | DESIMONE | BOE OF THE VILLAGE OF RIDGEWOOD | 90.12 | 0 | School Public K-12 | 1 | RIDGEWOOD | 7450 | 7 | ALTERIS RENEWABLES DBA RGS ENERGY | PSE&G BPU | No | Complete | 2011-11-21 | 2012-11-27 | 2013-02-07 | 2013-02-07
SRP07068 | SREC Solar | KOSOWSKI |  | 8.46 | 0 | Residential | 1 | LUMBERTON | 8048 | 13 | TRINITY HEATING AND AIR | PSE&G BPU | No | Complete | 2011-11-21 | 2012-04-27 | 2012-07-24 | 2012-07-24
SRP07069 | SREC Solar | DESIMONE | BOE OF THE VILLAGE OF RIDGEWOOD | 122.695 | 0 | School Public K-12 | 1 | RIDGEWOOD | 7450 | 7 | ALTERIS RENEWABLES DBA RGS ENERGY | PSE&G BPU | No | Complete | 2011-11-21 | 2012-11-27 | 2012-12-10 | 2012-12-10
SRP07070 | SREC Solar | JENKIN |  | 7.98 | 0 | Residential | 1 | TOMS RIVER | 8753 | 18 | TRINITY HEATING AND AIR | JCP&L | No | Complete | 2011-11-21 | 2012-01-25 | 2012-02-24 | 2012-02-24
SRP07071 | SREC Solar | DESIMONE | BOE OF THE VILLAGE OF RIDGEWOOD | 93.585 | 0 | School Public K-12 | 1 | RIDGEWOOD | 7450 | 7 | TO BE DETERMINED | PSE&G BPU | No | Complete | 2011-11-21 | 2012-12-26 | 2013-01-15 | 2013-01-15
SRP07072 | SREC Solar | DESIMONE | BOE OF THE VILLAGE OF RIDGEWOOD | 148.585 | 0 | School Public K-12 | 1 | RIDGEWOOD | 7450 | 7 | ALTERIS RENEWABLES DBA RGS ENERGY | PSE&G BPU | No | Complete | 2011-11-21 | 2013-01-30 | 2013-02-07 | 2013-02-07
SRP07073 | SREC Solar | DESIMONE | BOE OF THE VILLAGE OF RIDGEWOOD | 116.285 | 0 | School Public K-12 | 1 | RIDGEWOOD | 7450 | 7 | ALTERIS RENEWABLES DBA RGS ENERGY | PSE&G BPU | No | Complete | 2011-11-21 | 2012-11-27 | 2012-12-10 | 2012-12-10
SRP07074 | SREC Solar | CORDNER |  | 5.55 | 0 | Residential | 1 | PARKERTOWN | 8087 | 18 | TRINITY HEATING AND AIR | AC Electric | No | Complete | 2011-11-21 | 2012-03-07 | 2012-04-19 | 2012-04-19
SRP07075 | SREC Solar | LE |  | 8.14 | 0 | Residential | 0 | ROCKAWAY | 7866 | 3 | SOLAR ENERGY WORLD-W | JCP&L | No | Complete | 2011-11-21 | 2011-12-19 | 2012-01-17 | 2012-01-17
SRP07076 | SREC Solar | SURATKAL |  | 5.225 | 0 | Residential | 0 | EDISON | 8817 | 11 | SKY HIGH ENERGY, LLC | PSE&G BPU | No | Complete | 2011-11-21 | 2012-04-03 | 2012-04-13 | 2012-04-13
SRP07077 | SREC Solar | PERROTTA |  | 8.695 | 0 | Residential | 1 | HOWELL | 7731 | 17 | TRINITY HEATING AND AIR | JCP&L | No | Complete | 2011-11-21 | 2012-01-23 | 2012-02-24 | 2012-02-24
SRP07078 | SREC Solar | PUMA | WALDWICK SPALSH PARK, LLC | 41.16 | 0 | Commercial | 0 | WALDWICK | 7463 | 7 | AMBERJACK SOLAR ENERGY | PSE&G BPU | No | Complete | 2011-11-21 | 2013-05-21 | 2013-06-05 | 2013-06-05
SRP07079 | SREC Solar | CARLSON |  | 4.94 | 0 | Residential | 1 | SHIP BOTTOM | 8008 | 18 | SUNGEVITY, INC. | AC Electric | No | Complete | 2011-11-21 | 2012-08-13 | 2012-08-22 | 2012-08-22
SRP07080 | SREC Solar | SICKLES |  | 3.885 | 0 | Residential | 1 | UNION BEACH | 7735 | 17 | SUNGEVITY, INC. | JCP&L | No | Complete | 2011-11-21 | 2012-02-03 | 2012-03-02 | 2012-03-02
SRP07082 | SREC Solar | MINHAS |  | 9.31 | 0 | Residential | 1 | SWEDESBORO | 8085 | 15 | SUNGEVITY, INC. | AC Electric | No | Complete | 2011-11-21 | 2012-05-31 | 2012-06-08 | 2012-06-08
SRP07083 | SREC Solar | PUMA | WALKWICK SPLASH PARK, LLC | 23.52 | 0 | Commercial | 0 | WALDWICK | 7463 | 7 | AMBERJACK SOLAR ENERGY | PSE&G BPU | No | Complete | 2011-11-21 | 2013-05-30 | 2013-06-10 | 2013-06-10
SRP07085 | SREC Solar | KINNEY |  | 9.72 | 0 | Residential | 1 | HILLSBOROUGH | 8844 | 5 | SUNGEVITY, INC. | PSE&G BPU | No | Complete | 2011-11-21 | 2012-07-20 | 2012-08-06 | 2012-08-06
SRP07086 | SREC Solar | PUMA | WALDWICK SPLASH PARK, LLC | 41.16 | 0 | Commercial | 0 | WALDWICK | 7463 | 7 | AMBERJACK SOLAR ENERGY | PSE&G BPU | No | Complete | 2011-11-21 | 2013-05-21 | 2013-06-05 | 2013-06-05
SRP07087 | SREC Solar | PUMA | WALDWICK SPLASH PARK, LLC | 99.96 | 0 | Commercial | 0 | WALDWICK | 7463 | 7 | AMBERJACK SOLAR ENERGY | PSE&G BPU | No | Complete | 2011-11-21 | 2013-05-30 | 2013-06-10 | 2013-06-10
SRP07088 | SREC Solar | HRISTOV |  | 8.415 | 0 | Residential | 0 | OLD BRIDGE | 8857 | 11 | EMSA SOLAR | JCP&L | No | Complete | 2011-11-21 | 2012-07-20 | 2012-08-08 | 2012-08-08
SRP07089 | SREC Solar | MARTOGLIO | RPM CONTRACTING, LLC | 63.45 | 0 | Commercial | 0 | SOMERSET | 8873 | 5 | MERCHANT ELECTRIC & LIGHTING SERVICE INC | PSE&G BPU | No | Complete | 2011-11-21 | 2012-03-22 | 2012-05-18 | 2012-05-18
SRP07091 | SREC Solar | COONS-D'ORSI |  | 2.115 | 0 | Residential | 0 | SPRING LAKE | 7762 | 17 | SUNGEVITY, INC. | JCP&L | No | Complete | 2011-11-21 | 2012-03-23 | 2012-04-22 | 2012-04-22
SRP07093 | SREC Solar | PUMA | WALDWICK SPLASH | 67.62 | 0 | Commercial | 0 | WALDWICK | 7463 | 7 | AMBERJACK SOLAR ENERGY | PSE&G BPU | No | Complete | 2011-11-21 | 2013-05-21 | 2013-06-05 | 2013-06-05
SRP07094 | SREC Solar | ECCLES |  | 6.84 | 0 | Residential | 1 | BELLEVILLE | 7109 | 9 | SUNGEVITY, INC. | PSE&G BPU | No | Complete | 2011-11-21 | 2012-05-30 | 2012-06-18 | 2012-06-18
SRP07095 | SREC Solar | PUMA | WALDWICK SPLASH PARK, LLC | 79.38 | 0 | Commercial | 0 | WALDWICK | 7463 | 7 | AMBERJACK SOLAR ENERGY | PSE&G BPU | No | Complete | 2011-11-21 | 2013-05-21 | 2013-06-05 | 2013-06-05
SRP07096 | SREC Solar | SAMUEL |  | 7.2 | 0 | Residential | 1 | LINCOLN PARK | 7885 | 3 | SUN ENERGY GROUP | JCP&L | No | Complete | 2011-11-21 | 2013-12-02 | 2013-12-06 | 2013-12-06
SRP07098 | SREC Solar | ORIOL |  | 4.7 | 0 | Residential | 1 | TEANECK | 7666 | 7 | SUNGEVITY, INC. | PSE&G BPU | No | Complete | 2011-11-21 | 2012-06-05 | 2012-06-15 | 2012-06-15
SRP07105 | SREC Solar | MYNENI |  | 9.9 | 0 | Residential | 0 | SOMERSET | 8873 | 5 | SKY HIGH ENERGY, LLC | PSE&G BPU | No | Complete | 2011-11-21 | 2012-04-04 | 2012-05-24 | 2012-05-24
SRP07107 | SREC Solar | DLUGOSZ |  | 5.4 | 0 | Residential | 0 | WOODBRIDGE | 7095 | 11 | CORBIN SOLAR SOLUTIONS, LLC | PSE&G BPU | No | Complete | 2011-11-21 | 2012-02-01 | 2012-03-02 | 2012-03-02
SRP07108 | SREC Solar | DESALVO |  | 9.69 | 0 | Residential | 0 | MONTCLAIR | 7042 | 9 | CORBIN SOLAR SOLUTIONS, LLC | PSE&G BPU | No | Complete | 2011-11-21 | 2012-02-01 | 2012-03-27 | 2012-03-27
SRP07109 | SREC Solar | HIRSCH |  | 6.02 | 0 | Residential | 0 | S. ORANGE | 7079 | 9 | ALTERNATIVE LIGHT & ENERGY SOLUTIONS | PSE&G BPU | No | Complete | 2011-11-21 | 2012-09-06 | 2012-09-17 | 2012-09-17
SRP07110 | SREC Solar | KANGA |  | 7.2 | 0 | Residential | 0 | EAST WINDSOR | 8512 | 11 | GEOPEAK ENERGY LLC | JCP&L | No | Complete | 2011-11-21 | 2012-03-12 | 2012-04-22 | 2012-04-22
SRP07113 | SREC Solar | PUMA | WALDWICK SPLASH PARK, LLC | 135.24 | 0 | Commercial | 1 | WALDWICK | 7463 | 7 | AMBERJACK SOLAR ENERGY | PSE&G BPU | No | Complete | 2011-11-21 | 2013-05-21 | 2013-06-05 | 2013-06-05
SRP07114 | SREC Solar | SWEENEY |  | 5.52 | 0 | Residential | 0 | CAPE MAY | 8204 | 21 | T. KEARNEY CUSTOM BUILDER | AC Electric | No | Complete | 2011-11-21 | 2012-01-04 | 2012-02-22 | 2012-02-22
SRP07115 | SREC Solar | PATEL |  | 10.045 | 0 | Residential | 0 | WARREN | 7059 | 5 | 1ST LIGHT ENERGY, INC. | PSE&G BPU | No | Complete | 2011-11-21 | 2012-03-23 | 2012-04-22 | 2012-04-22
SRP07116 | SREC Solar | BERKOWITZ |  | 9.99 | 0 | Residential | 0 | LAKEWOOD | 8701 | 18 | AROSA SOLAR ENERGY, INC | JCP&L | No | Complete | 2011-11-21 | 2012-04-10 | 2012-05-02 | 2012-05-02
SRP07118 | SREC Solar | ANASTASI | DR. LARRY ANASTASI | 8.955 | 0 | Commercial | 1 | MARGATE | 8402 | 19 | RICHMOND SOLAR | AC Electric | No | Complete | 2011-11-21 | 2012-03-01 | 2012-04-05 | 2012-04-05
SRP07119 | SREC Solar | NICK | CAMDEN CATHOLIC HIGH SCHOOL | 577.92 | 0 | School Other | 1 | CHERRY HILL | 8109 | 14 | GREEN ENERGY CONSTRUCTION AND CONSULTING | PSE&G BPU | No | Complete | 2011-11-21 | 2013-06-28 | 2013-07-02 | 2013-07-02
SRP07120 | SREC Solar | MILLINGER |  | 15.84 | 0 | Residential | 0 | PRINCETON JUNCTION | 8550 | 12 | TRINITY HEATING AND AIR | PSE&G BPU | No | Complete | 2011-11-21 | 2012-03-07 | 2012-04-19 | 2012-04-19
SRP07121 | SREC Solar | BOHN-MENDYK |  | 8.46 | 0 | Residential | 1 | STANHOPE | 7874 | 1 | TRINITY HEATING AND AIR | JCP&L | No | Complete | 2011-11-21 | 2012-04-17 | 2012-04-30 | 2012-04-30
SRP07122 | SREC Solar | LOH |  | 10.07 | 0 | Residential | 1 | SOUTHAMPTON | 8088 | 13 | TRINITY HEATING AND AIR | PSE&G BPU | No | Complete | 2011-11-21 | 2012-03-15 | 2012-04-22 | 2012-04-22
SRP07123 | SREC Solar | HOGUE |  | 10.81 | 0 | Residential | 1 | LUMBERTON | 8048 | 13 | TRINITY HEATING AND AIR | PSE&G BPU | No | Complete | 2011-11-21 | 2012-10-03 | 2012-10-22 | 2012-10-22
SRP07124 | SREC Solar | BRIGANDI JR. |  | 5.28 | 0 | Residential | 0 | GLASSBORO | 8028 | 15 | ALTERNATIVE ELECTRIC, INC. | AmeriGas | No | Complete | 2011-11-21 | 2012-03-14 | 2012-04-13 | 2012-04-13
SRP07125 | SREC Solar | TODD | ARTHUR R. TODD ELECTRIC CONTRACT | 13.2 | 0 | Commercial | 0 | SEWELL | 8080 | 15 | SELF INSTALL | AC Electric | No | Complete | 2011-11-28 | 2012-02-08 | 2012-03-15 | 2012-03-15
SRP07126 | SREC Solar | EZRA |  | 9.88 | 0 | Residential | 1 | LEDGEWOOD | 7852 | 3 | TRINITY HEATING AND AIR | JCP&L | No | Complete | 2011-11-28 | 2012-01-23 | 2012-03-08 | 2012-03-08
SRP07127 | SREC Solar | MASTROGIACOMO |  | 11.28 | 0 | Residential | 1 | ANNANDALE | 8801 | 4 | TRINITY HEATING AND AIR | JCP&L | No | Complete | 2011-11-28 | 2012-04-03 | 2012-04-24 | 2012-04-24
SRP07128 | SREC Solar | CREVANI |  | 5.76 | 0 | Residential | 0 | ROSELLE PARK | 7204 | 10 | REC SOLAR, INC. | PSE&G BPU | No | Complete | 2011-11-28 | 2011-12-22 | 2012-01-24 | 2012-01-24
SRP07129 | SREC Solar | GALGOCI |  | 6.72 | 0 | Residential | 1 | MANVILLE | 8835 | 5 | REC SOLAR, INC. | PSE&G BPU | No | Complete | 2011-11-28 | 2012-01-04 | 2012-01-31 | 2012-01-31
SRP07130 | SREC Solar | LEVINE |  | 6.24 | 0 | Residential | 1 | JACKSON | 8527 | 18 | REC SOLAR, INC. | JCP&L | No | Complete | 2011-11-28 | 2011-12-08 | 2011-12-29 | 2011-12-29
SRP07131 | SREC Solar | GLASSBERG |  | 16.72 | 0 | Residential | 1 | WALL | 7719 | 17 | SELF INSTALL | JCP&L | No | Complete | 2011-11-28 | 2012-01-10 | 2012-02-09 | 2012-02-09
SRP07132 | SREC Solar | VASIREDDI |  | 7.92 | 0 | Residential | 0 | CRANBURY | 8512 | 11 | REC SOLAR, INC. | PSE&G BPU | No | Complete | 2011-11-28 | 2012-01-26 | 2012-03-28 | 2012-03-28
SRP07133 | SREC Solar | SWAIN |  | 7.59 | 0 | Residential | 1 | CHERRY HILL | 8003 | 14 | REC SOLAR, INC. | PSE&G BPU | No | Complete | 2011-11-28 | 2012-03-16 | 2012-04-22 | 2012-04-22
SRP07134 | SREC Solar | GLOVER |  | 5.265 | 0 | Residential | 1 | EGG HARBOR TWP | 8234 | 19 | RCL ENTERPRISES INC. | AC Electric | No | Complete | 2011-11-28 | 2012-01-12 | 2012-03-08 | 2012-03-08
SRP07137 | SREC Solar | KOLB |  | 10.08 | 0 | Residential | 0 | SOMERSET | 8873 | 5 | AMERICAN RENEWABLE ENERGY, INC | PSE&G BPU | No | Complete | 2011-11-28 | 2012-05-24 | 2012-06-19 | 2012-06-19
SRP07138 | SREC Solar | OROURKE |  | 5.52 | 0 | Residential | 0 | PT. PLEASANT | 8742 | 18 | FOUR POINT REFRIGERATION CO., INC. | JCP&L | No | Complete | 2011-11-28 | 2012-01-31 | 2012-03-20 | 2012-03-20
SRP07139 | SREC Solar | CHOWANEC |  | 7.59 | 0 | Residential | 1 | BAREGAT | 8005 | 18 | FOUR POINT REFRIGERATION CO., INC. | JCP&L | No | Complete | 2011-11-28 | 2012-03-23 | 2012-04-22 | 2012-04-22
SRP07140 | SREC Solar | WEAVER | COMPEX, INC. | 394.8 | 0 | Residential | 1 | WEST BERLIN | 8091 | 14 | INDEPENDENCE SOLAR, LLC | AC Electric | No | Complete | 2011-11-28 | 2012-01-31 | 2012-03-08 | 2012-03-08
SRP07142 | SREC Solar | CRIDGE |  | 17.1 | 0 | Residential | 0 | HILLSBOROUGH | 8844 | 5 | SEA BRIGHT SOLAR, LLC | PSE&G BPU | No | Complete | 2011-11-28 | 2012-04-12 | 2012-05-02 | 2012-05-02
SRP07143 | SREC Solar | BORRELL | ECCLESTON ASSOCIATES | 171.5 | 0 | School Other | 1 | VINELAND | 8360 | 20 | PFISTER MAINTENANCE, INC. | Vineland Muni Elec | No | Complete | 2011-11-22 | 2011-12-15 | 2011-12-16 | 2011-12-16
SRP07144 | SREC Solar | FAILLE | SIMPLY GRAZIN | 12.544 | 0 | Commercial | 1 | SKILLMAN | 8502 | 5 | ADVANCED SOLAR PRODUCTS FLEMINGTON | PSE&G BPU | No | Complete | 2011-11-28 | 2012-01-04 | 2012-02-22 | 2012-02-22
SRP07145 | SREC Solar | SIDDIQUE |  | 8.93 | 0 | Residential | 0 | LAWRENCE TOWNSHIP | 8648 | 12 | TRINITY HEATING AND AIR | PSE&G BPU | No | Complete | 2011-11-28 | 2012-03-23 | 2012-04-22 | 2012-04-22
SRP07146 | SREC Solar | SCHAUER |  | 9.5 | 0 | Residential | 0 | COLTS NECK | 7722 | 17 | TRINITY HEATING AND AIR | JCP&L | No | Complete | 2011-11-28 | 2012-01-23 | 2012-02-20 | 2012-02-20
SRP07147 | SREC Solar | GIAMBO |  | 10.08 | 0 | Residential | 1 | LAKEHURST | 8733 | 18 | TRINITY HEATING AND AIR | JCP&L | No | Complete | 2011-11-28 | 2012-03-27 | 2012-04-23 | 2012-04-23
SRP07148 | SREC Solar | SAVER |  | 6.58 | 0 | Residential | 1 | MYSTIC ISLANDS | 8087 | 18 | TRINITY HEATING AND AIR | AC Electric | No | Complete | 2011-11-28 | 2012-04-03 | 2012-04-24 | 2012-04-24
SRP07150 | SREC Solar | STEVENSON |  | 4.18 | 0 | Residential | 1 | BURLINGTON | 8016 | 13 | TRINITY HEATING AND AIR | PSE&G BPU | No | Complete | 2011-11-28 | 2012-05-16 | 2012-05-29 | 2012-05-29
SRP07151 | SREC Solar | ROBINSON |  | 4.37 | 0 | Residential | 1 | SEA ISLE CITY | 8243 | 21 | TRINITY HEATING AND AIR | AC Electric | No | Complete | 2011-11-28 | 2012-03-07 | 2012-04-17 | 2012-04-17
SRP07152 | SREC Solar | VANSTEEN |  | 10.34 | 0 | Residential | 1 | SOUTHAMPTON | 8088 | 13 | TRINITY HEATING AND AIR | PSE&G BPU | No | Complete | 2011-11-28 | 2012-04-02 | 2012-04-25 | 2012-04-25
SRP07154 | SREC Solar | LOZAUSKAS |  | 7.4 | 0 | Residential | 1 | WARETOWN | 8758 | 18 | TRINITY HEATING AND AIR | JCP&L | No | Complete | 2011-11-28 | 2012-01-16 | 2012-02-22 | 2012-02-22
SRP07157 | SREC Solar | KOZAK | OLD DOG HILL FARM | 31.54 | 0 | Farm | 1 | MILFORD | 8848 | 4 | ALTERNATIVE ENERGY ASSOCIATES | JCP&L | No | Complete | 2011-11-28 | 2012-11-27 | 2012-12-04 | 2012-12-04
SRP07158 | SREC Solar | KOZAK | OLD DOG HILL FARM | 18.46 | 0 | Farm | 1 | MILFORD | 8848 | 4 | ALTERNATIVE ENERGY ASSOCIATES | JCP&L | No | Complete | 2011-11-28 | 2012-12-21 | 2013-01-29 | 2013-01-29
SRP07159 | SREC Solar | KOZAK | OLD DOG HILL FARM | 14.49 | 0 | Farm | 1 | MILFORD | 8848 | 4 | ALTERNATIVE ENERGY ASSOCIATES | JCP&L | No | Complete | 2011-11-28 | 2012-11-27 | 2012-12-04 | 2012-12-04
SRP07160 | SREC Solar | MARTOGLIO | RPM CONTRACTING | 48.76 | 0 | Residential | 0 | SOMERSET | 8873 | 5 | MERCHANT ELECTRIC & LIGHTING SERVICE INC | PSE&G BPU | No | Complete | 2011-11-28 | 2012-03-16 | 2012-04-19 | 2012-04-19
SRP07161 | SREC Solar | WHEELER |  | 3.12 | 0 | Residential | 0 | BRICK | 8724 | 18 | MORGAN + MORGAN SOLAR LLC | JCP&L | No | Complete | 2011-11-28 | 2013-07-23 | 2013-07-30 | 2013-07-30
SRP07162 | SREC Solar | MORGAN |  | 5.88 | 0 | Residential | 0 | MANASQUAN | 8736 | 17 | MORGAN + MORGAN SOLAR LLC | JCP&L | No | Complete | 2011-11-28 | 2013-07-18 | 2013-07-30 | 2013-07-30
SRP07164 | SREC Solar | GONDELMAN |  | 5.52 | 0 | Residential | 1 | LEHT | 8087 | 18 | ALLSEASON CONSTRUCTION | AC Electric | No | Complete | 2011-11-28 | 2012-04-24 | 2012-05-11 | 2012-05-11
SRP07165 | SREC Solar | PEREZ |  | 5.52 | 0 | Residential | 1 | LEHT | 8087 | 18 | ALLSEASON CONSTRUCTION | AC Electric | No | Complete | 2011-11-28 | 2012-04-24 | 2012-05-11 | 2012-05-11
SRP07166 | SREC Solar | JARVIS |  | 9.165 | 0 | Residential | 1 | MAYS LANDING | 8330 | 19 | ALLSEASON CONSTRUCTION | AC Electric | No | Complete | 2011-11-28 | 2013-01-22 | 2013-02-05 | 2013-02-05
SRP07167 | SREC Solar | ERWIN |  | 8.064 | 0 | Residential | 0 | FORKED RIVER | 8731 | 18 | ISLAND IMPROVEMENTS | JCP&L | No | Complete | 2011-11-28 | 2011-12-22 | 2012-01-24 | 2012-01-24
SRP07168 | SREC Solar | SMITH |  | 6.58 | 0 | Residential | 1 | PEMBERTON | 8068 | 13 | TRINITY HEATING AND AIR | JCP&L | No | Complete | 2011-11-28 | 2012-03-07 | 2012-04-17 | 2012-04-17
SRP07169 | SREC Solar | OSGOOD |  | 6.11 | 0 | Residential | 1 | WESTAMPTON | 8060 | 13 | TRINITY HEATING AND AIR | PSE&G BPU | No | Complete | 2011-11-28 | 2012-03-07 | 2012-04-17 | 2012-04-17
SRP07172 | SREC Solar | PLEAN |  | 4.995 | 0 | Residential | 1 | JACKSON | 8527 | 18 | TRINITY HEATING AND AIR | JCP&L | No | Complete | 2011-11-28 | 2011-12-30 | 2012-01-24 | 2012-01-24
SRP07173 | SREC Solar | SPADARO |  | 14.06 | 0 | Residential | 1 | CLARKSBORO | 8020 | 15 | TRINITY HEATING AND AIR | AC Electric | No | Complete | 2011-11-28 | 2012-03-07 | 2012-04-17 | 2012-04-17
SRP07174 | SREC Solar | PASCIK |  | 5.28 | 0 | Residential | 0 | MONROE TOWNSHIP | 8831 | 11 | VANGUARD ENERGY PARTNERS, LLC | JCP&L | No | Complete | 2011-11-28 | 2013-01-31 | 2013-02-20 | 2013-02-20
SRP07175 | SREC Solar | BRUCKER | AMERICAN ALUMINUM CO. | 355.68 | 0 | Commercial | 0 | MOUNTAINSIDE | 7092 | 10 | VANGUARD ENERGY PARTNERS, LLC | PSE&G BPU | No | Complete | 2011-11-28 | 2012-09-27 | 2012-10-22 | 2012-10-22
SRP07176 | SREC Solar | TALIAFERRO |  | 4.05 | 0 | Residential | 0 | HAWTHORNE | 7506 | 6 | CORBIN SOLAR SOLUTIONS, LLC | PSE&G BPU | No | Complete | 2011-11-28 | 2012-03-07 | 2012-04-12 | 2012-04-12
SRP07177 | SREC Solar | LUCERO |  | 4.95 | 0 | Residential | 0 | EAST BRUNSWICK | 8816 | 11 | SKY HIGH ENERGY, LLC | PSE&G BPU | No | Complete | 2011-11-28 | 2012-07-03 | 2012-07-05 | 2012-07-05
SRP07179 | SREC Solar | PAGENKOFF | WESTWOOD SWIM CLUB, INC. | 28.2 | 0 | Commercial | 1 | EASTAMPTON | 8060 | 13 | POWELL ENERGY AND SOLAR | PSE&G BPU | No | Complete | 2011-11-28 | 2013-01-24 | 2013-02-12 | 2013-02-12
SRP07180 | SREC Solar | MISIAK |  | 7.616 | 0 | Residential | 0 | TOMS RIVER | 8753 | 18 | ISLAND IMPROVEMENTS | JCP&L | No | Complete | 2011-11-28 | 2012-01-03 | 2012-01-24 | 2012-01-24
SRP07181 | SREC Solar | SOLORZANO |  | 5.52 | 0 | Residential | 1 | TOMS RIVER | 8757 | 18 | RELIABLE POWER SERVICES, INC. | JCP&L | No | Complete | 2011-11-28 | 2012-02-29 | 2012-04-12 | 2012-04-12
SRP07182 | SREC Solar | WINDSOR |  | 3.22 | 0 | Residential | 1 | TOMS RIVER | 8757 | 18 | RELIABLE POWER SERVICES, INC. | JCP&L | No | Complete | 2011-11-28 | 2012-03-26 | 2012-04-23 | 2012-04-23
SRP07183 | SREC Solar | HAGGERSTONE |  | 5.52 | 0 | Residential | 1 | LEHT | 8087 | 18 | ALLSEASON CONSTRUCTION | AC Electric | No | Complete | 2011-11-28 | 2012-02-14 | 2012-03-08 | 2012-03-08
SRP07184 | SREC Solar | KARAS |  | 6.9 | 0 | Residential | 1 | LEHT | 8087 | 18 | ALLSEASON CONSTRUCTION | AC Electric | No | Complete | 2011-11-28 | 2012-08-28 | 2012-09-28 | 2012-09-28
SRP07186 | SREC Solar | PIERCE |  | 5.52 | 0 | Residential | 1 | SEWAREN | 7077 | 11 | RELIABLE POWER SERVICES, INC. | PSE&G BPU | No | Complete | 2011-11-28 | 2012-02-20 | 2012-03-27 | 2012-03-27
SRP07187 | SREC Solar | SIDOTI |  | 7.68 | 0 | Residential | 1 | MANALAPAN | 7726 | 17 | TRINITY HEATING AND AIR | JCP&L | No | Complete | 2011-11-28 | 2012-02-27 | 2012-03-30 | 2012-03-30
SRP07188 | SREC Solar | SLOCUM |  | 10.56 | 0 | Residential | 1 | HAINESPORT | 8036 | 13 | TRINITY HEATING AND AIR | PSE&G BPU | No | Complete | 2011-11-28 | 2012-03-02 | 2012-04-13 | 2012-04-13
SRP07189 | SREC Solar | LOFFLER |  | 7.59 | 0 | Residential | 1 | LEHT | 8087 | 18 | ALLSEASON CONSTRUCTION | AC Electric | No | Complete | 2011-11-28 | 2012-04-24 | 2012-05-11 | 2012-05-11
SRP07190 | SREC Solar | WILLIAMS JR. |  | 23.04 | 2500 | Residential | 1 | WATERFORD | 8089 | 14 | P3 INTEGRATION INC. | AC Electric | No | Complete | 2011-11-28 | 2012-06-05 | 2012-06-29 | 2012-10-03
SRP07191 | SREC Solar | NAISBY |  | 7.05 | 0 | Residential | 0 | SPARTA | 7871 | 1 | SOLAR ENERGY WORLD-W | JCP&L | No | Complete | 2011-11-28 | 2012-03-26 | 2012-04-23 | 2012-04-23
SRP07192 | SREC Solar | CASEY |  | 7.2 | 0 | Residential | 0 | LAUREL SPRINGS | 8021 | 14 | GEOPEAK ENERGY LLC | AC Electric | No | Complete | 2011-11-28 | 2012-04-03 | 2012-04-23 | 2012-04-23
SRP07193 | SREC Solar | PADIA | BOOTH MOVERS | 59.8 | 0 | Commercial | 0 | MOONACHIE | 7074 | 7 | AMBERJACK SOLAR ENERGY | PSE&G BPU | No | Complete | 2011-11-28 | 2012-05-14 | 2012-05-30 | 2012-05-30
SRP07194 | SREC Solar | NUTI |  | 8.28 | 0 | Residential | 1 | LITTLE EGG HARBOR | 8087 | 18 | ALLSEASON CONSTRUCTION | AC Electric | No | Complete | 2011-11-28 | 2012-04-24 | 2012-05-11 | 2012-05-11
SRP07195 | SREC Solar | CANTREU |  | 8.085 | 0 | Residential | 0 | SOMERSET | 8873 | 5 | 1ST LIGHT ENERGY, INC. | PSE&G BPU | No | Complete | 2011-11-28 | 2012-07-26 | 2012-09-25 | 2012-09-25
SRP07196 | SREC Solar | BAARS | WB ASSOCIATES | 74.75 | 0 | Commercial | 0 | FAIRFIELD | 7004 | 9 | AMBERJACK SOLAR ENERGY | PSE&G BPU | No | Complete | 2011-11-28 | 2012-03-13 | 2012-04-19 | 2012-04-19
SRP07197 | SREC Solar | SCHERRER |  | 9.69 | 0 | Residential | 0 | CINNAMINSON | 8570 | 11 | AMPED ON SOLAR | PSE&G BPU | No | Complete | 2011-11-28 | 2012-05-14 | 2012-05-21 | 2012-05-21
SRP07199 | SREC Solar | KOWITSKI |  | 7.59 | 0 | Residential | 1 | BARNEGAT | 8005 | 18 | FOUR POINT REFRIGERATION CO., INC. | JCP&L | No | Complete | 2011-11-28 | 2011-12-08 | 2012-02-02 | 2012-02-02
SRP07200 | SREC Solar | GALWAY |  | 7.59 | 0 | Residential | 1 | LEHT | 8087 | 18 | ALLSEASON CONSTRUCTION | AC Electric | No | Complete | 2011-11-28 | 2012-04-24 | 2012-05-18 | 2012-05-18
SRP07201 | SREC Solar | BOYD |  | 6.9 | 0 | Residential | 0 | WEST CREEK | 8092 | 18 | NJ SENSIBLE SOLAR | AC Electric | No | Complete | 2011-11-28 | 2012-01-26 | 2012-02-24 | 2012-02-24
SRP07205 | SREC Solar | HARDY |  | 6.08 | 0 | Residential | 1 | MATAWAN | 7747 | 17 | SUNGEVITY, INC. | JCP&L | No | Complete | 2011-11-28 | 2012-09-10 | 2012-10-09 | 2012-10-09
SRP07206 | SREC Solar | KIELTYKA | SOMERSET VALLEY YMCA | 286.65 | 0 | Non Profit | 1 | BRIDGEWATER | 8807 | 5 | SUNSTREAM PARTNERS LLC | PSE&G BPU | No | Complete | 2011-11-28 | 2012-11-06 | 2012-12-10 | 2012-12-10
SRP07207 | SREC Solar | HILL |  | 4.56 | 0 | Residential | 0 | JACKSON | 8527 | 18 | ISLAND IMPROVEMENTS | JCP&L | No | Complete | 2011-11-28 | 2012-05-24 | 2012-08-16 | 2012-08-16
SRP07209 | SREC Solar | GOEBEL |  | 8.46 | 0 | Residential | 0 | BAYVILLE | 8721 | 18 | ISLAND IMPROVEMENTS | JCP&L | No | Complete | 2011-11-28 | 2012-01-11 | 2012-02-02 | 2012-02-02
SRP07210 | SREC Solar | MALYSA |  | 4.23 | 0 | Residential | 0 | JACKSON | 8527 | 18 | ISLAND IMPROVEMENTS | JCP&L | No | Complete | 2011-11-28 | 2012-01-11 | 2012-02-09 | 2012-02-09
SRP07211 | SREC Solar | GRAY |  | 12.54 | 0 | Residential | 1 | CHESTER | 7930 | 3 | SUNGEVITY, INC. | JCP&L | No | Complete | 2011-11-28 | 2012-08-07 | 2012-08-20 | 2012-08-20
SRP07212 | SREC Solar | KIELTYKA | SOMERSET VALLEY YMCA | 50.96 | 0 | Non Profit | 1 | SOMERVILLE | 8876 | 5 | SUNSTREAM PARTNERS LLC | PSE&G BPU | No | Complete | 2011-11-28 | 2012-07-05 | 2012-07-17 | 2012-07-17
SRP07213 | SREC Solar | STEEL |  | 8.88 | 0 | Residential | 1 | CAPE MAY | 8204 | 21 | SUNGEVITY, INC. | AC Electric | No | Complete | 2011-11-28 | 2012-04-26 | 2012-05-10 | 2012-05-10
SRP07214 | SREC Solar | KIELTYKA | SOMERSET VALLEY YMCA | 496.86 | 0 | Non Profit | 1 | HILLSBOROUGH | 8844 | 5 | SUNSTREAM PARTNERS LLC | PSE&G BPU | No | Complete | 2011-11-28 | 2012-11-14 | 2012-12-10 | 2012-12-10
SRP07215 | SREC Solar | POGGI |  | 7.6 | 0 | Residential | 1 | CLIFTON | 7013 | 6 | SUNGEVITY, INC. | PSE&G BPU | No | Complete | 2011-11-28 | 2012-08-07 | 2012-08-20 | 2012-08-20
SRP07219 | SREC Solar | UJVARY |  | 3.99 | 0 | Residential | 1 | ALPHA | 8865 | 2 | TRINITY HEATING AND AIR | JCP&L | No | Complete | 2011-11-28 | 2012-02-07 | 2012-03-28 | 2012-03-28
SRP07220 | SREC Solar | REDDY |  | 8.16 | 0 | Residential | 0 | MONTVALE | 7645 | 7 | SOLAR ENERGY WORLD-W | Orange & Rockland Elec | No | Complete | 2011-11-28 | 2011-12-12 | 2012-01-11 | 2012-01-11
SRP07221 | SREC Solar | BEZAK JR. |  | 1.11 | 0 | Residential | 0 | PHILLISPBURGH | 8865 | 2 | VARA NRG LLC | JCP&L | No | Complete | 2011-11-28 | 2012-09-10 | 2012-09-19 | 2012-09-19
SRP07222 | SREC Solar | RICHTER |  | 9.87 | 0 | Residential | 1 | TRENTON | 8619 | 12 | TRINITY HEATING AND AIR | PSE&G BPU | No | Complete | 2011-11-28 | 2012-03-28 | 2012-04-23 | 2012-04-23
SRP07223 | SREC Solar | POLTON | MONTCLARION ASSOCIATES | 40.04 | 0 | Commercial | 0 | MONTCLAIR TOWNSHIP | 7087 | 8 | FUTURE SOLUTIONS CONTRACTING, LLC | PSE&G BPU | No | Complete | 2011-11-28 | 2012-02-27 | 2012-04-11 | 2012-04-11
SRP07224 | SREC Solar | MASSA |  | 4.48 | 0 | Residential | 0 | OCEAN | 7712 | 17 | ISLAND IMPROVEMENTS | JCP&L | No | Complete | 2011-11-28 | 2012-01-11 | 2012-02-02 | 2012-02-02
SRP07225 | SREC Solar | WINTERS | PRESTIGE MOTORWERKS | 127.68 | 6384 | Commercial | 1 | RAMSEY | 7446 | 7 | ADVANCED SOLAR PRODUCTS FLEMINGTON | Orange & Rockland Elec | No | Complete | 2011-11-28 | 2012-03-20 | 2012-04-25 | 2012-07-24
SRP07226 | SREC Solar | SANTOMO |  | 5.64 | 0 | Residential | 0 | TOMS RIVER | 8757 | 18 | ISLAND IMPROVEMENTS | JCP&L | No | Complete | 2011-11-28 | 2012-01-23 | 2012-02-22 | 2012-02-22
SRP07227 | SREC Solar | PACKWOOD |  | 12.48 | 0 | Residential | 1 | MANCHESTER | 8759 | 18 | TRINITY HEATING AND AIR | JCP&L | No | Complete | 2011-11-28 | 2012-02-21 | 2012-03-28 | 2012-03-28
SRP07228 | SREC Solar | BELLIFEMINI |  | 5.28 | 0 | Residential | 0 | JACKSON | 8527 | 18 | ISLAND IMPROVEMENTS | JCP&L | No | Complete | 2011-11-28 | 2012-04-19 | 2012-05-09 | 2012-05-09
SRP07229 | SREC Solar | KAPLAN |  | 13.11 | 0 | Residential | 0 | HILLSBOROUGH | 8844 | 5 | REC SOLAR, INC. | PSE&G BPU | No | Complete | 2011-11-28 | 2012-04-11 | 2012-04-22 | 2012-04-22
SRP07230 | SREC Solar | LANGDON |  | 3.44 | 0 | Residential | 1 | MAYS LANDING | 8330 | 19 | PARAMOUNT SOLAR, LLC | AC Electric | No | Complete | 2011-11-28 | 2013-01-03 | 2013-01-17 | 2013-01-17
SRP07231 | SREC Solar | BALDWIN |  | 8.64 | 0 | Residential | 0 | ASBURY | 8802 | 4 | GREEN POWER ENERGY LLC | JCP&L | No | Complete | 2011-11-28 | 2012-04-16 | 2012-04-30 | 2012-04-30
SRP07233 | SREC Solar | FERRY |  | 7.4 | 0 | Residential | 1 | GALLOWAY | 8205 | 19 | BRITE IDEA ENERGY | AC Electric | No | Complete | 2011-11-28 | 2012-03-12 | 2012-04-22 | 2012-04-22
SRP07234 | SREC Solar | OSHIDAR |  | 6.525 | 0 | Residential | 0 | WESTAMPTON | 8060 | 13 | CORBIN SOLAR SOLUTIONS, LLC | PSE&G BPU | No | Complete | 2011-11-28 | 2012-03-01 | 2012-04-13 | 2012-04-13
SRP07235 | SREC Solar | KLEM |  | 5.13 | 0 | Residential | 1 | EGG HARBOR CITY | 8215 | 19 | SUNGEVITY, INC. | AC Electric | No | Complete | 2011-11-28 | 2012-03-09 | 2012-04-22 | 2012-04-22
SRP07236 | SREC Solar | MASON |  | 6.66 | 0 | Residential | 1 | NUTLEY | 7110 | 9 | SUNGEVITY, INC. | PSE&G BPU | No | Complete | 2011-11-28 | 2012-06-25 | 2012-07-05 | 2012-07-05
SRP07237 | SREC Solar | FLORES |  | 7.92 | 0 | Residential | 1 | JACKSON | 8527 | 18 | SUNGEVITY, INC. | JCP&L | No | Complete | 2011-11-28 | 2012-06-19 | 2012-06-28 | 2012-06-28
SRP07239 | SREC Solar | GINIS |  | 11.02 | 0 | Residential | 1 | JACKSON | 8527 | 18 | SUNGEVITY, INC. | JCP&L | No | Complete | 2011-11-28 | 2012-03-14 | 2012-04-13 | 2012-04-13
SRP07240 | SREC Solar | BUCCELLA |  | 5.405 | 0 | Residential | 1 | TOMS RIVER | 8753 | 18 | SUNGEVITY, INC. | JCP&L | No | Complete | 2011-11-28 | 2012-02-17 | 2012-03-28 | 2012-03-28
SRP07241 | SREC Solar | HOELZEL |  | 6.48 | 0 | Residential | 0 | MIDDLESEX | 8846 | 11 | GEOPEAK ENERGY LLC | PSE&G BPU | No | Complete | 2011-11-28 | 2012-03-28 | 2012-04-22 | 2012-04-22
SRP07242 | SREC Solar | TESSEM | PILESGROVE SOLAR, LLC CIRCUIT #2 | 9963.145 | 0 | Commercial |  | PILESGROVE | 8098 | 16 | RMT, INC | AC Electric | Yes | Complete | 2010-11-22 | 2011-10-31 | 2011-12-09 | 2011-12-09
SRP07244 | SREC Solar | MYERS |  | 3.8 | 0 | Residential | 1 | JERSEY CITY | 7307 | 8 | SUNGEVITY, INC. | PSE&G BPU | No | Complete | 2011-12-05 | 2013-03-29 | 2013-05-13 | 2013-05-13
SRP07245 | SREC Solar | DAVER |  | 7.2 | 0 | Residential | 0 | BRICK | 8724 | 18 | GEOPEAK ENERGY LLC | JCP&L | No | Complete | 2011-12-05 | 2012-03-09 | 2012-04-12 | 2012-04-12
SRP07249 | SREC Solar | KUIKEN | REINER & CO. | 22.09 | 0 | Commercial | 0 | FAIRLAWN | 7410 | 7 | SUNBLUE ENERGY | PSE&G BPU | No | Complete | 2011-12-05 | 2013-11-04 | 2013-11-07 | 2013-11-07
SRP07250 | SREC Solar | PETROSKY |  | 5.76 | 0 | Residential | 0 | BRANCHBURG | 8876 | 5 | BYSOLAR, INC. | JCP&L | No | Complete | 2011-12-05 | 2012-05-16 | 2012-05-30 | 2012-05-30
SRP07251 | SREC Solar | EVANS |  | 4.935 | 0 | Residential | 1 | VINELAND | 8360 | 20 | SEA BRIGHT SOLAR, LLC | Vineland Muni Elec | No | Complete | 2011-12-05 | 2012-05-22 | 2012-06-06 | 2012-06-06
SRP07252 | SREC Solar | HAVERTY |  | 5.52 | 0 | Residential | 1 | TOMS RIVER | 8755 | 18 | ACOS ENERGY, LLC | JCP&L | No | Complete | 2011-12-05 | 2012-02-27 | 2012-03-30 | 2012-03-30
SRP07253 | SREC Solar | BENNETT |  | 14.4 | 0 | Residential | 1 | BARNEGAT | 8005 | 18 | ACOS ENERGY, LLC | AC Electric | No | Complete | 2011-12-05 | 2012-08-24 | 2012-09-11 | 2012-09-11
SRP07254 | SREC Solar | APPOLONIA |  | 10.34 | 0 | Residential | 1 | EGG HARBOR TOWNSHIP | 8234 | 19 | ACOS ENERGY, LLC | AC Electric | No | Complete | 2011-12-05 | 2012-06-12 | 2012-06-28 | 2012-06-28
SRP07255 | SREC Solar | STAATS | DUTCH HOLLOW FARM | 17.7 | 0 | Commercial | 0 | BRIDGEWATER | 8807 | 5 | THE SOLAR CENTER | JCP&L | No | Complete | 2011-12-05 | 2012-06-06 | 2012-06-13 | 2012-06-13
SRP07256 | SREC Solar | FREEDLEY |  | 11.75 | 0 | Residential | 1 | JACKSON | 8527 | 18 | TRINITY HEATING AND AIR | JCP&L | No | Complete | 2011-12-05 | 2012-02-08 | 2012-03-02 | 2012-03-02
SRP07257 | SREC Solar | AMOROSO |  | 15.51 | 0 | Residential | 1 | FREEHOLD | 7728 | 17 | TRINITY HEATING AND AIR | JCP&L | No | Complete | 2011-12-05 | 2012-02-22 | 2012-03-27 | 2012-03-27
SRP07258 | SREC Solar | REALBUTO | THE EXHIBIT COMPANY INC | 189.41 | 0 | Commercial | 0 | PISCATAWAY | 8854 | 11 | ASTON SOLAR | PSE&G BPU | No | Complete | 2011-12-05 | 2012-08-17 | 2012-08-29 | 2012-08-29
SRP07259 | SREC Solar | DI CIOCCIO |  | 2.2 | 0 | Residential | 0 | NEWTON | 7860 | 1 | BYSOLAR, INC. | JCP&L | No | Complete | 2011-12-05 | 2012-05-30 | 2012-06-08 | 2012-06-08
SRP07260 | SREC Solar | WEBER |  | 7.5 | 0 | Residential | 0 | STOCKTON | 8559 | 4 | SMITH SUSTAINABLE DESIGN | JCP&L | No | Complete | 2011-12-05 | 2012-05-21 | 2012-07-23 | 2012-07-23
SRP07261 | SREC Solar | ERMILILO |  | 9.4 | 0 | Residential | 1 | WARETOWN | 8758 | 18 | FOUR POINT REFRIGERATION CO., INC. | JCP&L | No | Complete | 2011-12-05 | 2012-07-10 | 2012-07-23 | 2012-07-23
SRP07262 | SREC Solar | GERSTNER |  | 9.165 | 0 | Residential | 1 | MANCHESTER | 8759 | 18 | NJR HOME SERVICES. | JCP&L | No | Complete | 2011-12-05 | 2012-05-11 | 2012-06-01 | 2012-06-01
SRP07263 | SREC Solar | GOTTO |  | 7.8 | 0 | Residential | 1 | HOWELL | 7731 | 17 | SUNRAY SOLAR, INC. | JCP&L | No | Complete | 2011-12-05 | 2012-05-03 | 2012-05-17 | 2012-05-17
SRP07264 | SREC Solar | TREMATERRA |  | 8.46 | 0 | Residential | 1 | BAYVILLE | 8721 | 18 | SUNRAY SOLAR, INC. | JCP&L | No | Complete | 2011-12-05 | 2012-09-26 | 2012-10-18 | 2012-10-18
SRP07266 | SREC Solar | LEWIS |  | 7.68 | 0 | Residential | 1 | HOWELL | 7731 | 17 | TRINITY HEATING AND AIR | JCP&L | No | Complete | 2011-12-05 | 2012-02-14 | 2012-04-22 | 2012-04-22
SRP07267 | SREC Solar | BEBEY |  | 4.23 | 0 | Residential | 1 | TURNERSVILLE | 8012 | 14 | TRINITY HEATING AND AIR | AC Electric | No | Complete | 2011-12-05 | 2012-09-07 | 2012-09-17 | 2012-09-17
SRP07269 | SREC Solar | LIZURA |  | 8.16 | 0 | Residential | 1 | MANALAPAN | 7726 | 17 | TRINITY HEATING AND AIR | JCP&L | No | Complete | 2011-12-05 | 2012-03-15 | 2012-04-13 | 2012-04-13
SRP07270 | SREC Solar | BEAM |  | 7.2 | 0 | Residential | 1 | NEW EGYPT | 8533 | 18 | TRINITY HEATING AND AIR | JCP&L | No | Complete | 2011-12-05 | 2012-01-23 | 2012-02-20 | 2012-02-20
SRP07271 | SREC Solar | DARBHA |  | 8.74 | 0 | Residential | 1 | EAST WINDSOR | 8520 | 12 | TRINITY HEATING AND AIR | JCP&L | No | Complete | 2011-12-05 | 2012-01-04 | 2012-01-31 | 2012-01-31
SRP07272 | SREC Solar | SINGER |  | 9.69 | 0 | Residential | 1 | LAKEWOOD | 8701 | 18 | TRINITY HEATING AND AIR | JCP&L | No | Complete | 2011-12-05 | 2012-03-07 | 2012-04-19 | 2012-04-19
SRP07273 | SREC Solar | BELL |  | 7.2 | 0 | Residential | 1 | SOUTHAMPTON | 8088 | 13 | TRINITY HEATING AND AIR | PSE&G BPU | No | Complete | 2011-12-05 | 2012-05-03 | 2012-05-15 | 2012-05-15
SRP07274 | SREC Solar | MASON |  | 4.7 | 0 | Residential | 1 | TURNERSVILLE | 8012 | 14 | TRINITY HEATING AND AIR | AC Electric | No | Complete | 2011-12-05 | 2012-03-29 | 2012-04-22 | 2012-04-22
SRP07277 | SREC Solar | LEE |  | 12.96 | 0 | Residential | 0 | SWEDESBORO | 8085 | 15 | RUNNEMEDE PLUMBING HEATING | AC Electric | No | Complete | 2011-12-05 | 2012-03-27 | 2012-04-23 | 2012-04-23
SRP07278 | SREC Solar | REAP |  | 7.92 | 0 | Residential | 0 | EGG HARBOR TOWNSHIP | 8234 | 19 | RUNNEMEDE PLUMBING HEATING | AC Electric | No | Complete | 2011-12-05 | 2012-03-27 | 2012-04-23 | 2012-04-23
SRP07279 | SREC Solar | FOGG |  | 17.92 | 0 | Residential | 0 | SALEM | 8079 | 16 | RUNNEMEDE PLUMBING HEATING | AC Electric | No | Complete | 2011-12-05 | 2012-03-27 | 2012-04-23 | 2012-04-23
SRP07280 | SREC Solar | ROMANOWSKI |  | 5.635 | 0 | Residential | 0 | WHIPPANY | 7981 | 3 | RENEWERGY SOLUTIONS GROUP | JCP&L | No | Complete | 2011-12-05 | 2012-01-06 | 2012-02-20 | 2012-02-20
SRP07281 | SREC Solar | DUNNING |  | 9.6 | 0 | Residential | 0 | SOUTH ORANGE | 7079 | 9 | SOLAR ENERGY WORLD-W | PSE&G BPU | No | Complete | 2011-12-05 | 2012-06-06 | 2012-06-20 | 2012-06-20
SRP07282 | SREC Solar | HE |  | 10.32 | 0 | Residential | 0 | EDISON | 8820 | 11 | NJ SOLAR SYSTEM LLC | PSE&G BPU | No | Complete | 2011-12-05 | 2013-04-10 | 2013-05-09 | 2013-05-09
SRP07284 | SREC Solar | ZUCKER |  | 5.98 | 0 | Residential | 1 | CHERRY HILL | 8003 | 14 | REC SOLAR, INC. | PSE&G BPU | No | Complete | 2011-12-05 | 2012-05-18 | 2012-06-01 | 2012-06-01
SRP07285 | SREC Solar | SOME |  | 5.06 | 0 | Residential | 1 | VOORHEES | 8043 | 14 | REC SOLAR, INC. | PSE&G BPU | No | Complete | 2011-12-05 | 2012-02-22 | 2012-03-22 | 2012-03-22
SRP07286 | SREC Solar | ARMITAGE |  | 11.75 | 0 | Residential | 1 | LEHT | 8087 | 18 | ALLSEASON CONSTRUCTION | AC Electric | No | Complete | 2011-12-05 | 2012-08-28 | 2012-09-06 | 2012-09-06
SRP07287 | SREC Solar | ELLIOT |  | 5.06 | 0 | Residential | 1 | LEHT | 8087 | 18 | ALLSEASON CONSTRUCTION | AC Electric | No | Complete | 2011-12-05 | 2012-08-21 | 2012-08-27 | 2012-08-27
SRP07288 | SREC Solar | TUCHOLSKI |  | 8.28 | 0 | Residential | 1 | LEHT | 8087 | 18 | ALLSEASON CONSTRUCTION | AC Electric | No | Complete | 2011-12-05 | 2012-08-20 | 2012-08-27 | 2012-08-27
SRP07289 | SREC Solar | CURCIO |  | 4.14 | 0 | Residential | 1 | SMITHVILLE | 8201 | 19 | ALLSEASON CONSTRUCTION | AC Electric | No | Complete | 2011-12-05 | 2012-08-28 | 2012-09-14 | 2012-09-14
SRP07290 | SREC Solar | SMOLIN |  | 5.98 | 0 | Residential | 1 | LEHT | 8087 | 18 | ALLSEASON CONSTRUCTION | AC Electric | No | Complete | 2011-12-05 | 2012-09-13 | 2012-10-01 | 2012-10-01
SRP07291 | SREC Solar | SIMONE |  | 8.05 | 0 | Residential | 1 | LEHT | 8087 | 18 | ALLSEASON CONSTRUCTION | AC Electric | No | Complete | 2011-12-05 | 2012-09-19 | 2012-10-03 | 2012-10-03
SRP07292 | SREC Solar | LUCIFERO |  | 5.52 | 0 | Residential | 1 | RIO GRANDE | 8242 | 21 | ALLSEASON CONSTRUCTION | AC Electric | No | Complete | 2011-12-05 | 2012-09-10 | 2012-09-17 | 2012-09-17
SRP07293 | SREC Solar | ARDOUINI |  | 7.52 | 0 | Residential | 1 | LEHT | 8087 | 18 | ALLSEASON CONSTRUCTION | AC Electric | No | Complete | 2011-12-05 | 2012-09-19 | 2012-10-03 | 2012-10-03
SRP07294 | SREC Solar | TAIBBI |  | 5.64 | 0 | Residential | 1 | KEYPORT | 7735 | 17 | ROOF DIAGNOSTICS INC | JCP&L | No | Complete | 2011-12-05 | 2012-12-06 | 2012-12-20 | 2012-12-20
SRP07295 | SREC Solar | ANTINE |  | 4.32 | 0 | Residential | 1 | LITTLE EGG HARBOR | 8087 | 18 | ALLSEASON CONSTRUCTION | AC Electric | No | Complete | 2011-12-05 | 2012-09-07 | 2012-10-04 | 2012-10-04
SRP07296 | SREC Solar | PARKER |  | 3.76 | 0 | Residential | 1 | NEPTUNE | 7753 | 17 | ROOF DIAGNOSTICS INC | JCP&L | No | Complete | 2011-12-05 | 2012-11-16 | 2012-11-27 | 2012-11-27
SRP07297 | SREC Solar | MANZA |  | 3.8 | 0 | Residential | 1 | WARETOWN | 8758 | 18 | TRINITY HEATING AND AIR | JCP&L | No | Complete | 2011-12-05 | 2012-02-14 | 2012-03-22 | 2012-03-22
SRP07298 | SREC Solar | STELLA |  | 12.48 | 0 | Residential | 0 | TRENTON | 8610 | 12 | TRINITY HEATING AND AIR | PSE&G BPU | No | Complete | 2011-12-05 | 2012-04-10 | 2012-04-30 | 2012-04-30
SRP07299 | SREC Solar | PAMPINTO |  | 6.345 | 0 | Residential | 1 | CLIFTON | 7013 | 6 | TRINITY HEATING AND AIR | PSE&G BPU | No | Complete | 2011-12-05 | 2012-04-04 | 2012-04-26 | 2012-04-26
SRP07300 | SREC Solar | WALSH |  | 7.6 | 0 | Residential | 1 | COLUMBUS | 8022 | 13 | TRINITY HEATING AND AIR | PSE&G BPU | No | Complete | 2011-12-05 | 2012-03-30 | 2012-04-23 | 2012-04-23
SRP07301 | SREC Solar | DUNKIN |  | 8.46 | 0 | Residential | 1 | JACKSON | 8527 | 18 | TRINITY HEATING AND AIR | JCP&L | No | Complete | 2011-12-05 | 2012-03-19 | 2012-04-22 | 2012-04-22
SRP07302 | SREC Solar | KALMAN |  | 10.56 | 0 | Residential | 0 | MARTINSVILLE | 8836 | 5 | TRINITY HEATING AND AIR | PSE&G BPU | No | Complete | 2011-12-05 | 2012-02-21 | 2012-04-11 | 2012-04-11
SRP07303 | SREC Solar | CACCAMO |  | 6.9 | 0 | Residential | 1 | LITTLE EGG HARBOR | 8087 | 18 | ALLSEASON CONSTRUCTION | AC Electric | No | Complete | 2011-12-05 | 2012-09-26 | 2012-10-11 | 2012-10-11
SRP07304 | SREC Solar | SPAGNOLETTI | ROSELLE PARK MIDDLE SCHOOL | 12.22 | 0 | School Public K-12 | 1 | ROSELLE PARK | 7204 | 10 | PRO-TECH ENERGY SOLUTIONS | PSE&G BPU | No | Complete | 2011-12-05 | 2012-04-10 | 2012-04-30 | 2012-04-30
SRP07306 | SREC Solar | FRENCH |  | 7.755 | 0 | Residential | 1 | LEHT | 8087 | 18 | ALLSEASON CONSTRUCTION | AC Electric | No | Complete | 2011-12-05 | 2012-09-19 | 2012-10-04 | 2012-10-04
SRP07307 | SREC Solar | RAMOS |  | 6.9 | 0 | Residential | 1 | FORKED RIVER | 8731 | 18 | ALLSEASON CONSTRUCTION | JCP&L | No | Complete | 2011-12-05 | 2012-09-26 | 2012-10-12 | 2012-10-12
SRP07308 | SREC Solar | MARQUEZ |  | 2.66 | 0 | Residential | 1 | HASBROUCK HEIGHTS | 7604 | 7 | SUNGEVITY, INC. | PSE&G BPU | No | Complete | 2011-12-05 | 2012-08-10 | 2012-08-21 | 2012-08-21
SRP07310 | SREC Solar | PERKINS |  | 7.6 | 0 | Residential | 1 | TRENTON | 8648 | 12 | SUNGEVITY, INC. | PSE&G BPU | No | Complete | 2011-12-05 | 2012-09-07 | 2012-10-03 | 2012-10-03
SRP07311 | SREC Solar | LABRUZZA |  | 9.12 | 0 | Residential | 1 | LEHT | 8087 | 18 | ALLSEASON CONSTRUCTION | AC Electric | No | Complete | 2011-12-05 | 2012-09-26 | 2012-10-12 | 2012-10-12
SRP07312 | SREC Solar | MAKOWSKI |  | 7.59 | 0 | Residential | 1 | LEHT | 8087 | 18 | ALLSEASON CONSTRUCTION | AC Electric | No | Complete | 2011-12-05 | 2012-08-20 | 2012-08-31 | 2012-08-31
SRP07314 | SREC Solar | CHEW |  | 7.2 | 0 | Residential | 1 | HAMMONTON | 8037 | 19 | SUNGEVITY, INC. | AC Electric | No | Complete | 2011-12-05 | 2012-08-28 | 2012-09-28 | 2012-09-28
SRP07315 | SREC Solar | HEITZMANN |  | 6.44 | 0 | Residential | 1 | LEHT | 8087 | 18 | ALLSEASON CONSTRUCTION | AC Electric | No | Complete | 2011-12-05 | 2012-09-26 | 2012-10-17 | 2012-10-17
SRP07316 | SREC Solar | CURATOLA | ROBERT MICHAELS COMMUNICATIONS | 24.84 | 0 | Commercial | 0 | VOORHEES | 8043 | 14 | SUN TO SUN | PSE&G BPU | No | Complete | 2011-12-05 | 2012-05-22 | 2012-06-01 | 2012-06-01
SRP07317 | SREC Solar | KAUFMAN | HOLMDEL INVESTMENTS, LLC | 133.056 | 0 | Commercial | 1 | HOLMDEL | 7733 | 17 | NATURAL POWER SOURCES, LLC | JCP&L | No | Complete | 2011-12-05 | 2012-04-24 | 2012-05-11 | 2012-05-11
SRP07320 | SREC Solar | GORMAN |  | 6.72 | 0 | Residential | 1 | JACKSON | 8527 | 18 | TRINITY HEATING AND AIR | JCP&L | No | Complete | 2011-12-05 | 2012-02-13 | 2012-03-08 | 2012-03-08
SRP07321 | SREC Solar | MCGOVERN |  | 7.59 | 0 | Residential | 1 | LEHT | 8087 | 18 | ALLSEASON CONSTRUCTION | AC Electric | No | Complete | 2011-12-05 | 2012-10-10 | 2012-10-26 | 2012-10-26
SRP07322 | SREC Solar | BURKHARDT |  | 8.28 | 0 | Residential | 1 | LITTLE EGG HARBOR | 8087 | 18 | ALLSEASON CONSTRUCTION | AC Electric | No | Complete | 2011-12-05 | 2012-08-29 | 2012-09-13 | 2012-09-13
SRP07323 | SREC Solar | MCNEILL |  | 10.535 | 0 | Residential | 1 | LITTLE FALLS | 7424 | 6 | A-TOP ALTERNATIVE ENERGY | PSE&G BPU | No | Complete | 2011-12-05 | 2012-02-16 | 2012-03-20 | 2012-03-20
SRP07324 | SREC Solar | MIRRA |  | 6.58 | 0 | Residential | 1 | MYSTIC ISLANDS | 8087 | 18 | ALLSEASON CONSTRUCTION | AC Electric | No | Complete | 2011-12-05 | 2012-08-30 | 2012-10-04 | 2012-10-04
SRP07325 | SREC Solar | CAI |  | 4.32 | 0 | Residential | 0 | MARLBORO | 7746 | 17 | AMERICAN RENEWABLE ENERGY, INC | JCP&L | No | Complete | 2011-12-05 | 2012-03-06 | 2012-04-12 | 2012-04-12
SRP07326 | SREC Solar | GODIN |  | 8.28 | 0 | Residential | 1 | LEHT | 8087 | 18 | ALLSEASON CONSTRUCTION | AC Electric | No | Complete | 2011-12-05 | 2012-09-19 | 2012-10-16 | 2012-10-16
SRP07327 | SREC Solar | O' CONNOR |  | 7.74 | 0 | Residential | 1 | MT. LAUREL | 8054 | 13 | PARAMOUNT SOLAR, LLC | PSE&G BPU | No | Complete | 2011-12-05 | 2012-02-01 | 2012-03-02 | 2012-03-02
SRP07328 | SREC Solar | WOODFORD |  | 19.6 | 0 | Residential | 0 | WENONAH | 8090 | 15 | KAITANNA SOLAR, LLC | AC Electric | No | Complete | 2011-12-05 | 2013-01-03 | 2013-01-17 | 2013-01-17
SRP07329 | SREC Solar | CAMA |  | 6.48 | 0 | Residential | 0 | ANNANDALE | 8801 | 4 | GEOPEAK ENERGY LLC | JCP&L | No | Complete | 2011-12-05 | 2012-02-21 | 2012-03-27 | 2012-03-27
SRP07330 | SREC Solar | KUIKEN | REINER & CO. | 13.63 | 0 | Commercial | 0 | FAIRLAWN | 7410 | 7 | SUNBLUE ENERGY | PSE&G BPU | No | Complete | 2011-12-05 | 2013-11-18 | 2013-12-02 | 2013-12-02
SRP07331 | SREC Solar | WALKER | GRANITE SOUTH BRUNSWICK, LLC | 2970.24 | 0 | Commercial |  | DAYTON | 8810 | 11 | PRO-TECH ENERGY SOLUTIONS | PSE&G BPU | Yes | Complete | 2011-12-05 | 2012-04-04 | 2012-04-26 | 2012-04-26
SRP07332 | SREC Solar | DOWD |  | 7.92 | 0 | Residential | 1 | WOODSTOWN | 8098 | 16 | ALTERNATIVE ELECTRIC, INC. | AC Electric | No | Complete | 2011-12-05 | 2012-09-26 | 2012-10-17 | 2012-10-17
SRP07334 | SREC Solar | CHEN | KAM MAN FOOD, INC. | 39 | 0 | Commercial | 0 | LINDEN | 7036 | 10 | AMERICAN RENEWABLE ENERGY, INC | PSE&G BPU | No | Complete | 2011-12-05 | 2012-03-19 | 2012-04-23 | 2012-04-23
SRP07335 | SREC Solar | VANDALEY |  | 10.575 | 0 | Residential | 1 | MAYS LANDING | 8330 | 19 | RCL ENTERPRISES INC. | AC Electric | No | Complete | 2011-12-05 | 2012-06-07 | 2012-06-20 | 2012-06-20
SRP07336 | SREC Solar | CHIARADONNA |  | 10.56 | 0 | Residential | 0 | SEWELL | 8080 | 15 | KAITANNA SOLAR, LLC | AC Electric | No | Complete | 2011-12-05 | 2013-01-03 | 2013-01-17 | 2013-01-17
SRP07337 | SREC Solar | FINOCCHIARO |  | 4.085 | 0 | Residential | 1 | SEA ISLE CITY | 8090 | 15 | RCL ENTERPRISES INC. | AC Electric | No | Complete | 2011-12-05 | 2011-12-19 | 2012-01-19 | 2012-01-19
SRP07338 | SREC Solar | TRIGGIANO |  | 6.72 | 0 | Residential | 1 | MANASQUAN | 8736 | 17 | ROOF DIAGNOSTICS INC | JCP&L | No | Complete | 2011-12-05 | 2012-03-16 | 2012-04-22 | 2012-04-22
SRP07339 | SREC Solar | WINTERS | PRESTIGE OF MAHWAH, INC. | 53.76 | 3763.2 | Commercial | 0 | RAMSEY | 7446 | 7 | ADVANCED SOLAR PRODUCTS FLEMINGTON | Orange & Rockland Elec | No | Complete | 2011-12-05 | 2012-03-20 | 2012-04-25 | 2012-07-24
SRP07340 | SREC Solar | GULUTZ |  | 10.56 | 0 | Residential | 0 | HILLSBOROUGH | 8844 | 5 | AMERICAN RENEWABLE ENERGY, INC | PSE&G BPU | No | Complete | 2011-12-05 | 2012-01-23 | 2012-02-17 | 2012-02-17
SRP07341 | SREC Solar | BURTON |  | 11.76 | 0 | Residential | 0 | CAPE MAY COURT HOUSE | 8210 | 21 | P3 POWER SYSTEMS, LLC | AC Electric | No | Complete | 2011-12-05 | 2012-07-13 | 2012-08-02 | 2012-08-02
SRP07344 | SREC Solar | INTRABARTOLO |  | 8.28 | 0 | Residential | 0 | HAMPTON | 8827 | 4 | ALTERNATIVE ENERGY ASSOCIATES | JCP&L | No | Complete | 2011-12-05 | 2012-03-09 | 2012-04-22 | 2012-04-22
SRP07345 | SREC Solar | BRADLEY |  | 9.12 | 0 | Residential | 0 | COLUMBUS | 8022 | 13 | ROOF DIAGNOSTICS INC | PSE&G BPU | No | Complete | 2011-12-05 | 2013-07-16 | 2013-07-23 | 2013-07-23
SRP07347 | SREC Solar | CHO |  | 5.06 | 0 | Residential | 0 | EDISON | 8820 | 11 | REC SOLAR, INC. | PSE&G BPU | No | Complete | 2011-12-05 | 2012-08-10 | 2012-10-17 | 2012-10-17
SRP07349 | SREC Solar | NIELSEN |  | 8.28 | 0 | Residential | 1 | LEHT | 8087 | 18 | ALLSEASON CONSTRUCTION | AC Electric | No | Complete | 2011-12-05 | 2012-08-30 | 2012-09-05 | 2012-09-05
SRP07350 | SREC Solar | PERELLI |  | 6 | 0 | Residential | 1 | SEASIDE PARK | 8752 | 18 | ROOF DIAGNOSTICS INC | JCP&L | No | Complete | 2011-12-05 | 2012-11-29 | 2012-12-07 | 2012-12-07
SRP07351 | SREC Solar | LISOWSKO |  | 6.44 | 0 | Residential | 1 | LEH | 8087 | 18 | ALLSEASON CONSTRUCTION | AC Electric | No | Complete | 2011-12-05 | 2012-08-21 | 2012-08-27 | 2012-08-27
SRP07352 | SREC Solar | DAVIDE |  | 4.6 | 0 | Residential | 1 | LEHT | 8087 | 18 | ALLSEASON CONSTRUCTION | AC Electric | No | Complete | 2011-12-05 | 2012-08-21 | 2012-08-27 | 2012-08-27
SRP07353 | SREC Solar | DIFEDELE |  | 6.24 | 0 | Residential | 1 | COLTS NECK | 7722 | 17 | ROOF DIAGNOSTICS INC | JCP&L | No | Complete | 2011-12-05 | 2012-03-30 | 2012-04-25 | 2012-04-25
SRP07354 | SREC Solar | FIRKSER |  | 6.44 | 0 | Residential | 1 | LEHT | 8087 | 18 | ALLSEASON CONSTRUCTION | AC Electric | No | Complete | 2011-12-05 | 2012-04-24 | 2012-05-11 | 2012-05-11
SRP07355 | SREC Solar | TULLOCH |  | 3.525 | 0 | Residential | 1 | TINTON FALLS | 7724 | 17 | ROOF DIAGNOSTICS INC | JCP&L | No | Complete | 2011-12-05 | 2012-04-30 | 2012-05-15 | 2012-05-15
SRP07359 | SREC Solar | SIADTONG | FRANCIS E. PARKER HOME | 4.8 | 0 | Residential | 1 | OLD BRIDGE | 8857 | 11 | ROOF DIAGNOSTICS INC | JCP&L | No | Complete | 2011-12-05 | 2012-03-30 | 2012-05-09 | 2012-05-09
SRP07360 | SREC Solar | KING |  | 3.995 | 0 | Residential | 1 | SPRING LAKE | 7726 | 17 | ROOF DIAGNOSTICS INC | JCP&L | No | Complete | 2011-12-05 | 2012-04-19 | 2012-05-09 | 2012-05-09
SRP07361 | SREC Solar | ASHER |  | 6.84 | 0 | Residential | 1 | GLEN ROCK | 7452 | 7 | TRINITY HEATING AND AIR | PSE&G BPU | No | Complete | 2011-12-05 | 2012-04-25 | 2012-05-22 | 2012-05-22
SRP07362 | SREC Solar | CUSACK |  | 6 | 0 | Residential | 1 | BRICK | 8724 | 18 | ROOF DIAGNOSTICS INC | JCP&L | No | Complete | 2011-12-05 | 2012-06-05 | 2012-06-15 | 2012-06-15
SRP07363 | SREC Solar | SHARMAN | FURNITURE PLAN, INC | 12 | 0 | Commercial | 1 | CREAM RIDGE | 8514 | 17 | TRINITY HEATING AND AIR | JCP&L | No | Complete | 2011-12-12 | 2012-03-15 | 2012-04-22 | 2012-04-22
SRP07367 | SREC Solar | TRABER | PIER 47 INC. | 110.88 | 0 | Commercial | 0 | RIO GRANDE | 8242 | 21 | TRINITY HEATING AND AIR | AC Electric | No | Complete | 2011-12-05 | 2012-02-27 | 2012-04-05 | 2012-04-05
SRP07368 | SREC Solar | PRESTON |  | 3.76 | 0 | Residential | 1 | EASTAMPTON | 8060 | 13 | TRINITY HEATING AND AIR | PSE&G BPU | No | Complete | 2011-12-05 | 2012-03-30 | 2012-04-24 | 2012-04-24
SRP07370 | SREC Solar | BONGRAZIO | GREENTREE 1 LLC | 92.16 | 0 | Commercial | 1 | EVESHAM TWP | 8053 | 13 | TRINITY HEATING AND AIR | PSE&G BPU | No | Complete | 2011-12-05 | 2012-07-12 | 2012-08-02 | 2012-08-02
SRP07371 | SREC Solar | LYNCH | LOWER ALLOWAYS CREEK TWP | 12.505 | 0 | Government Facility | 1 | HAMERSVILLE | 8079 | 16 | GO SOLAR ELECTRIC, LLC | AC Electric | No | Complete | 2011-12-05 | 2013-06-20 | 2013-06-25 | 2013-06-25
SRP07372 | SREC Solar | BONGRAZIO | SINGH REAL ESTATE ENT | 74.88 | 0 | Commercial | 1 | EVESHAM TWP | 8053 | 13 | TRINITY HEATING AND AIR | PSE&G BPU | No | Complete | 2011-12-05 | 2012-04-06 | 2012-04-25 | 2012-04-25
SRP07373 | SREC Solar | LYNCH | LOWER ALLOWAYS CREEK TWP | 10.37 | 0 | Government Facility | 1 | HARMERSVILLE | 8079 | 16 | GO SOLAR ELECTRIC, LLC | AC Electric | No | Complete | 2011-12-05 | 2013-07-24 | 2013-07-29 | 2013-07-29
SRP07374 | SREC Solar | BONGRAZIO | LAKE CENTER IV LLC | 144 | 0 | Commercial | 1 | EVESHAM TWP | 8053 | 13 | TRINITY HEATING AND AIR | PSE&G BPU | No | Complete | 2011-12-05 | 2012-05-03 | 2012-05-15 | 2012-05-15
SRP07375 | SREC Solar | BONGRAZIO | 8000 LINCOLN DRIVE LLC | 103.68 | 0 | Commercial | 1 | EVESHAM TWP | 8053 | 13 | TRINITY HEATING AND AIR | PSE&G BPU | No | Complete | 2011-12-05 | 2012-07-12 | 2012-08-02 | 2012-08-02
SRP07376 | SREC Solar | CIACCIO |  | 16.215 | 0 | Residential | 1 | WINSOR | 8561 | 12 | 4BESTSOLAR, LLC | JCP&L | No | Complete | 2011-12-05 | 2012-02-01 | 2012-03-22 | 2012-03-22
SRP07377 | SREC Solar | BONGRAZIO | GREENTREE 11 LLC | 103.68 | 0 | Commercial | 1 | EVESHAM TWP | 8053 | 13 | TRINITY HEATING AND AIR | PSE&G BPU | No | Complete | 2011-12-05 | 2012-07-12 | 2012-08-02 | 2012-08-02
SRP07378 | SREC Solar | BYRD |  | 4.56 | 0 | Residential | 1 | EGG HARBOR TWP | 8234 | 19 | MERCURY SOLAR SYSTEMS | AC Electric | No | Complete | 2011-12-05 | 2012-03-28 | 2012-04-23 | 2012-04-23
SRP07379 | SREC Solar | JAMERSON |  | 61.57 | 0 | Residential | 1 | LANDISVILLE | 8326 | 19 | TRINITY HEATING AND AIR | AC Electric | No | Complete | 2011-12-05 | 2012-03-27 | 2012-04-24 | 2012-04-24
SRP07382 | SREC Solar | SUKHARAM | RUSHI HOSPITALITY, WINGATE HOTEL | 67.62 | 0 | Commercial | 1 | MOUNT LAUREL | 8054 | 13 | SUN SAVER SOLAR SYSTEMS 2 | PSE&G BPU | No | Complete | 2011-12-05 | 2013-06-13 | 2013-08-15 | 2013-08-15
SRP07383 | SREC Solar | LYNCH | LOWER ALLOWAYS CREEK TWP | 67.405 | 0 | Government Facility | 1 | HARMERSVILLE | 8079 | 16 | GO SOLAR ELECTRIC, LLC | AC Electric | No | Complete | 2011-12-05 | 2013-06-19 | 2013-06-25 | 2013-06-25
SRP07386 | SREC Solar | LYNCH | LOWER ALLOWAYS CREEK TWP | 43.31 | 0 | Government Facility | 1 | CANTON | 8079 | 16 | GO SOLAR ELECTRIC, LLC | AC Electric | No | Complete | 2011-12-05 | 2013-06-11 | 2013-07-01 | 2013-07-01
SRP07389 | SREC Solar | CHARD |  | 18.72 | 0 | Residential | 1 | WOODSTOWN | 8098 | 16 | ACOS ENERGY, LLC | AC Electric | No | Complete | 2011-12-05 | 2012-08-01 | 2012-08-14 | 2012-08-14
SRP07391 | SREC Solar | SOMMERMAN |  | 5.06 | 0 | Residential | 1 | MANCHESTER | 8759 | 18 | ACOS ENERGY, LLC | JCP&L | No | Complete | 2011-12-05 | 2012-02-17 | 2012-04-13 | 2012-04-13
SRP07393 | SREC Solar | CUMMINGS |  | 4.7 | 0 | Residential | 1 | MACHESTER | 8759 | 18 | ACOS ENERGY, LLC | JCP&L | No | Complete | 2011-12-05 | 2012-03-28 | 2012-04-23 | 2012-04-23
SRP07394 | SREC Solar | SEE |  | 9 | 0 | Residential | 0 | SOUTHAMPTON | 8088 | 13 | PARADISE SOLAR LLC | JCP&L | No | Complete | 2011-12-05 | 2012-03-12 | 2012-04-22 | 2012-04-22
SRP07395 | SREC Solar | COONEY | W.G. PRODUCTS CO., INC | 113.96 | 0 | Commercial | 0 | TOTOWA BOROUGH | 7511 | 6 | BRIGHTSTAR ENERGY SOLUTIONS, LLC | PSE&G BPU | No | Complete | 2011-12-05 | 2012-09-10 | 2012-09-17 | 2012-09-17
SRP07396 | SREC Solar | COONEY | W.G. PRODUCTS CO., INC | 64.68 | 0 | Commercial | 0 | TOTOWA BOROUGH | 7511 | 6 | BRIGHTSTAR ENERGY SOLUTIONS, LLC | PSE&G BPU | No | Complete | 2011-12-05 | 2012-09-10 | 2012-09-17 | 2012-09-17
SRP07399 | SREC Solar | TROJAN | RARITAN VALLEY COMM. COLLEGE | 31.85 | 0 | School Other | 1 | BRANCHBURG | 8876 | 5 | VANGUARD ENERGY PARTNERS, LLC | JCP&L | No | Complete | 2011-12-05 | 2011-12-21 | 2012-01-19 | 2012-01-19
SRP07400 | SREC Solar | LOGAN |  | 2.99 | 0 | Residential | 1 | MANAHAWKIN | 8050 | 18 | REC SOLAR, INC. | AC Electric | No | Complete | 2011-12-05 | 2012-04-03 | 2012-04-24 | 2012-04-24
SRP07401 | SREC Solar | MELTZER |  | 4.23 | 0 | Residential | 0 | DOVER | 7801 | 3 | CORBIN SOLAR SOLUTIONS, LLC | JCP&L | No | Complete | 2011-12-05 | 2012-03-08 | 2012-04-17 | 2012-04-17
SRP07402 | SREC Solar | DUPRE |  | 18.48 | 0 | Residential | 0 | HOWELL | 7731 | 17 | SOLAR ENERGY WORLD-W | JCP&L | No | Complete | 2011-12-05 | 2012-05-29 | 2012-06-06 | 2012-06-06
SRP07403 | SREC Solar | COLLINS |  | 6.6 | 0 | Residential | 1 | BLOOMFIELD | 7003 | 9 | REC SOLAR, INC. | PSE&G BPU | No | Complete | 2011-12-05 | 2012-07-25 | 2012-07-30 | 2012-07-30
SRP07405 | SREC Solar | ANDERSON |  | 5.76 | 0 | Residential | 1 | JACKSON | 8527 | 18 | REC SOLAR, INC. | JCP&L | No | Complete | 2011-12-05 | 2012-02-13 | 2012-03-08 | 2012-03-08
SRP07406 | SREC Solar | CASPER |  | 9.66 | 0 | Residential | 1 | EATONTOWN | 7724 | 17 | NJR HOME SERVICES. | JCP&L | No | Complete | 2011-12-05 | 2012-02-27 | 2012-04-05 | 2012-04-05
SRP07407 | SREC Solar | PASQURELLO |  | 1.11 | 0 | Residential | 0 | WESTAMPTON | 8060 | 13 | VARA NRG LLC | PSE&G BPU | No | Complete | 2011-12-05 | 2012-12-26 | 2013-01-03 | 2013-01-03
SRP07408 | SREC Solar | CHENG |  | 10.78 | 0 | Residential | 0 | BRIDGEWATER | 8807 | 5 | REC SOLAR, INC. | PSE&G BPU | No | Complete | 2011-12-05 | 2012-04-26 | 2012-05-24 | 2012-05-24
SRP07409 | SREC Solar | JURADO |  | 4.23 | 0 | Residential | 1 | PISCATAWAY | 8854 | 11 | TRINITY HEATING AND AIR | PSE&G BPU | No | Complete | 2011-12-05 | 2012-04-04 | 2012-04-26 | 2012-04-26
SRP07410 | SREC Solar | NIERENBERG |  | 8.36 | 0 | Residential | 0 | ROCKY HILL | 8553 | 5 | TRINITY HEATING AND AIR | PSE&G BPU | No | Complete | 2011-12-05 | 2012-03-28 | 2012-04-23 | 2012-04-23
SRP07411 | SREC Solar | PARKER | J&B REALTY ASSOCIATES LLC | 122.2 | 0 | Residential | 0 | LAWRENCE TWP | 8648 | 12 | E2/ECTA INC. | PSE&G BPU | No | Complete | 2011-12-05 | 2012-02-22 | 2012-03-30 | 2012-03-30
SRP07412 | SREC Solar | MARKO |  | 9.5 | 0 | Residential | 1 | HAMILTON TWP | 8610 | 12 | TRINITY HEATING AND AIR | PSE&G BPU | No | Complete | 2011-12-05 | 2012-02-29 | 2012-04-12 | 2012-04-12
SRP07414 | SREC Solar | MARROTTA |  | 11.985 | 0 | Residential | 1 | SEA BRIGHT | 7760 | 17 | FOUR POINT REFRIGERATION CO., INC. | JCP&L | No | Complete | 2011-12-05 | 2012-06-12 | 2012-06-20 | 2012-06-20
SRP07415 | SREC Solar | LAURI | ABSOLUTE PROPERTY MANAGEMENT | 25.38 | 0 | Commercial | 0 | NORTH BRUNSWICK | 8902 | 11 | E2/ECTA INC. | PSE&G BPU | No | Complete | 2011-12-05 | 2012-04-12 | 2012-04-30 | 2012-04-30
SRP07417 | SREC Solar | TONELLI | TONELLI SOLAR ENTERPRISES, LLC | 16.92 | 0 | Commercial | 0 | EMERSON | 7630 | 7 | E2/ECTA INC. | PSE&G BPU | No | Complete | 2011-12-05 | 2012-02-01 | 2012-03-02 | 2012-03-02
SRP07418 | SREC Solar | TONELLI | TONELLI SOLAR ENTERPRISES LLC | 25.38 | 0 | Commercial | 0 | EMERSON | 7630 | 7 | E2/ECTA INC. | PSE&G BPU | No | Complete | 2011-12-05 | 2012-02-01 | 2012-03-02 | 2012-03-02
SRP07419 | SREC Solar | KLEIN |  | 6.65 | 0 | Residential | 1 | DAYTON | 8810 | 11 | SUNGEVITY, INC. | PSE&G BPU | No | Complete | 2011-12-12 | 2012-07-20 | 2012-08-06 | 2012-08-06
SRP07421 | SREC Solar | FULLMER |  | 12.22 | 0 | Residential | 1 | ALLENTOWN | 8501 | 17 | SUNGEVITY, INC. | JCP&L | No | Complete | 2011-12-12 | 2012-07-26 | 2012-08-14 | 2012-08-14
SRP07422 | SREC Solar | ALDER |  | 8.36 | 0 | Residential | 1 | TEWKSBURY | 8858 | 4 | SUNGEVITY, INC. | JCP&L | No | Complete | 2011-12-12 | 2012-09-07 | 2012-10-02 | 2012-10-02
SRP07423 | SREC Solar | FELMEY |  | 5.985 | 0 | Residential | 0 | MILLVILLE | 8332 | 20 | SELF INSTALL | AC Electric | No | Complete | 2011-12-12 | 2012-01-23 | 2012-02-24 | 2012-02-24
SRP07424 | SREC Solar | AMICO |  | 27.26 | 0 | Residential | 0 | ELMER | 8318 | 16 | CORBIN SOLAR SOLUTIONS, LLC | AC Electric | No | Complete | 2011-12-12 | 2012-10-02 | 2012-10-18 | 2012-10-18
SRP07425 | SREC Solar | CIESIELKA |  | 8.695 | 0 | Residential | 0 | SWEDESBORO | 8085 | 15 | SOLAR SOLUTIONS LLC | AC Electric | No | Complete | 2011-12-12 | 2012-10-01 | 2012-10-12 | 2012-10-12
SRP07426 | SREC Solar | GOEKEN |  | 7.4 | 0 | Residential | 1 | MANCHESTER TOWNSHIP | 8759 | 18 | SUNGEVITY, INC. | JCP&L | No | Complete | 2011-12-12 | 2012-02-17 | 2012-03-22 | 2012-03-22
SRP07427 | SREC Solar | MARSDEN |  | 5.92 | 0 | Residential | 1 | TOMS RIVER | 8757 | 18 | SUNGEVITY, INC. | JCP&L | No | Complete | 2011-12-12 | 2012-02-22 | 2012-03-22 | 2012-03-22
SRP07429 | SREC Solar | JOSEPH |  | 9.88 | 0 | Residential | 1 | MANALAPAN | 7726 | 17 | SUNGEVITY, INC. | Unknown | No | Complete | 2011-12-12 | 2012-08-13 | 2012-08-22 | 2012-08-22
SRP07430 | SREC Solar | BUEHLER |  | 6.11 | 0 | Residential | 1 | BROWNS MILLS | 8015 | 13 | TRINITY HEATING AND AIR | JCP&L | No | Complete | 2011-12-12 | 2012-03-26 | 2012-04-22 | 2012-04-22
SRP07431 | SREC Solar | CUOMO |  | 9.4 | 0 | Residential | 1 | MANALAPAN | 7726 | 17 | TRINITY HEATING AND AIR | JCP&L | No | Complete | 2011-12-12 | 2012-03-29 | 2012-04-19 | 2012-04-19
SRP07432 | SREC Solar | RUBERTON |  | 5.13 | 0 | Residential | 1 | BORDENTOWN | 8504 | 5 | TRINITY HEATING AND AIR | PSE&G BPU | No | Complete | 2011-12-12 | 2012-03-15 | 2012-04-22 | 2012-04-22
SRP07433 | SREC Solar | SUTTON |  | 25.16 | 0 | Residential | 1 | OAKHURST | 7751 | 17 | TRINITY HEATING AND AIR | JCP&L | No | Complete | 2011-12-12 | 2012-06-06 | 2012-06-19 | 2012-06-19
SRP07434 | SREC Solar | MILIK |  | 8.225 | 0 | Residential | 1 | EDISON | 8837 | 11 | TRINITY HEATING AND AIR | PSE&G BPU | No | Complete | 2011-12-12 | 2012-04-12 | 2012-05-02 | 2012-05-02
SRP07435 | SREC Solar | GRISOLIA |  | 6.72 | 0 | Residential | 1 | GLOUCESTER CITY | 8030 | 14 | TRINITY HEATING AND AIR | PSE&G BPU | No | Complete | 2011-12-12 | 2012-02-27 | 2012-04-11 | 2012-04-11
SRP07436 | SREC Solar | PULZER | THE LAUNDRY ROOM OF LODI | 30.24 | 0 | Commercial | 1 | LODI | 7644 | 7 | TRINITY HEATING AND AIR | PSE&G BPU | No | Complete | 2011-12-12 | 2012-06-20 | 2012-07-13 | 2012-07-13
SRP07438 | SREC Solar | FITZGERALD | NJ DEP OF ENVIRONMENTAL PROTECTIO | 184.24 | 0 | Government Facility | 1 | TRENTON | 8625 | 12 | RAY ANGELINI, INC. | PSE&G BPU | No | Complete | 2011-12-12 | 2012-07-18 | 2012-07-26 | 2012-07-26
SRP07439 | SREC Solar | TOOMEY | MISSIONARY FRANCISCAN SISTERS OF | 24.84 | 0 | Non Profit | 1 | UNION CITY | 7087 | 8 | CERTIFIED PURE ENERGY | PSE&G BPU | No | Complete | 2011-12-12 | 2012-04-27 | 2012-05-11 | 2012-05-11
SRP07440 | SREC Solar | DONNIAN | AL'S CAR LOT, LLC | 7.65 | 0 | Commercial | 0 | WOODBURY HEIGHTS | 8097 | 15 | DAN MAGUIRE ELECTRIC, LLC | PSE&G BPU | No | Complete | 2011-12-12 | 2012-06-21 | 2012-07-20 | 2012-07-20
SRP07441 | SREC Solar | DONNIAN |  | 8.16 | 0 | Residential | 0 | SEWELL | 8080 | 15 | DAN MAGUIRE ELECTRIC, LLC | AC Electric | No | Complete | 2011-12-12 | 2012-06-19 | 2012-07-18 | 2012-07-18
SRP07442 | SREC Solar | GUARDASCIONE | PAPA LUIGI'S PIZZA | 9.87 | 0 | Commercial | 0 | ELMER | 8318 | 16 | C&F GREEN CONSTRUCTION, LLC | AC Electric | No | Complete | 2011-12-12 | 2012-06-21 | 2012-07-20 | 2012-07-20
SRP07443 | SREC Solar | CRANWELL |  | 7.2 | 0 | Residential | 0 | BRICK | 8724 | 18 | TRINITY HEATING AND AIR | JCP&L | No | Complete | 2011-12-12 | 2012-02-14 | 2012-03-27 | 2012-03-27
SRP07444 | SREC Solar | EHRHARDT |  | 6 | 0 | Residential | 0 | HIGHLAND LAKES | 7422 | 1 | TRINITY HEATING AND AIR | Unknown | No | Complete | 2011-12-12 | 2012-03-07 | 2012-04-22 | 2012-04-22
SRP07445 | SREC Solar | SHANNON | ASBURY PARK CENTERHOUSE | 25.38 | 0 | Commercial | 0 | ASBURY PARK | 7712 | 17 | FOUR POINT REFRIGERATION CO., INC. | Unknown | No | Complete | 2011-12-12 | 2012-04-04 | 2012-04-11 | 2012-04-11
SRP07446 | SREC Solar | GUDAVALLI |  | 9.9 | 0 | Residential | 0 | FRANKLIN PARK | 8823 | 5 | SKY HIGH ENERGY, LLC | PSE&G BPU | No | Complete | 2011-12-12 | 2012-02-03 | 2012-03-08 | 2012-03-08
SRP07447 | SREC Solar | HUMPHREYS |  | 4.8 | 0 | Residential | 0 | MARGATE | 8402 | 19 | RICHMOND SOLAR | AC Electric | No | Complete | 2011-12-12 | 2012-02-14 | 2012-03-22 | 2012-03-22
SRP07448 | SREC Solar | PATEL |  | 8.74 | 0 | Residential | 0 | EDISON | 8820 | 11 | SOLAR ENERGY WORLD-W | PSE&G BPU | No | Complete | 2011-12-12 | 2012-06-15 | 2012-08-23 | 2012-08-23
SRP07449 | SREC Solar | BOOTH |  | 4.14 | 0 | Residential | 0 | LONG BRANCH | 7740 | 17 | SOLAR ENERGY WORLD-W | JCP&L | No | Complete | 2011-12-12 | 2012-02-20 | 2012-03-27 | 2012-03-27
SRP07450 | SREC Solar | WITTE | THE WITTE COMPANY (OFFICE) | 16.128 | 0 | Commercial | 0 | WASHINGTON | 7882 | 2 | VANGUARD ENERGY PARTNERS, LLC | JCP&L | No | Complete | 2011-12-12 | 2011-12-23 | 2012-01-19 | 2012-01-19
SRP07451 | SREC Solar | WITTE | THE WITTE COMPANY (SHOP 2) | 69.888 | 0 | Commercial | 0 | WASHINGTON | 7882 | 2 | VANGUARD ENERGY PARTNERS, LLC | JCP&L | No | Complete | 2011-12-12 | 2011-12-23 | 2012-01-19 | 2012-01-19
SRP07452 | SREC Solar | KNAPP |  | 5.28 | 0 | Residential | 1 | JACKSON | 8527 | 18 | TRINITY HEATING AND AIR | JCP&L | No | Complete | 2011-12-12 | 2012-02-13 | 2012-03-08 | 2012-03-08
SRP07454 | SREC Solar | REISNER |  | 6.72 | 0 | Residential | 1 | COLUMBUS | 8022 | 13 | TRINITY HEATING AND AIR | PSE&G BPU | No | Complete | 2011-12-12 | 2012-02-21 | 2012-03-27 | 2012-03-27
SRP07455 | SREC Solar | GARRETSON | SHOOK FUNERAL HOME | 10.08 | 0 | Residential | 0 | CLIFTON | 7013 | 6 | PRO CUSTOM SOLAR | PSE&G BPU | No | Complete | 2011-12-12 | 2012-04-19 | 2012-04-26 | 2012-04-26
SRP07456 | SREC Solar | SPIVAK |  | 10.08 | 0 | Residential | 0 | WEST ORANGE | 7052 | 9 | PRO CUSTOM SOLAR | PSE&G BPU | No | Complete | 2011-12-12 | 2012-05-01 | 2012-06-11 | 2012-06-11
SRP07457 | SREC Solar | BOTTA |  | 7.92 | 0 | Residential | 1 | MANALAPAN | 7726 | 17 | TRINITY HEATING AND AIR | JCP&L | No | Complete | 2011-12-12 | 2012-02-13 | 2012-03-08 | 2012-03-08
SRP07458 | SREC Solar | KOUTOUZAKIS |  | 10.08 | 0 | Residential | 0 | LITTLE FALLS | 7424 | 6 | PRO CUSTOM SOLAR | PSE&G BPU | No | Complete | 2011-12-12 | 2012-04-10 | 2012-04-26 | 2012-04-26
SRP07459 | SREC Solar | BROPHY |  | 6.27 | 0 | Residential | 0 | COLUMBUS | 8022 | 13 | TRINITY HEATING AND AIR | PSE&G BPU | No | Complete | 2011-12-12 | 2012-04-06 | 2012-04-25 | 2012-04-25
SRP07460 | SREC Solar | DANIIL |  | 9.36 | 0 | Residential | 0 | FAIRFIELD | 7004 | 9 | PRO CUSTOM SOLAR | PSE&G BPU | No | Complete | 2011-12-12 | 2012-08-16 | 2012-09-25 | 2012-09-25
SRP07461 | SREC Solar | LUZZO |  | 11.04 | 0 | Residential | 1 | BRICK | 8724 | 18 | TRINITY HEATING AND AIR | JCP&L | No | Complete | 2011-12-12 | 2012-01-10 | 2012-02-09 | 2012-02-09
SRP07462 | SREC Solar | HAFNER |  | 9.6 | 0 | Residential | 0 | WEST ORANGE | 7052 | 9 | PRO CUSTOM SOLAR | PSE&G BPU | No | Complete | 2011-12-12 | 2012-05-22 | 2012-06-11 | 2012-06-11
SRP07463 | SREC Solar | BRITTON |  | 4.8 | 0 | Residential | 0 | BELLEVILLE | 7109 | 9 | PRO CUSTOM SOLAR | PSE&G BPU | No | Complete | 2011-12-12 | 2012-10-26 | 2012-11-09 | 2012-11-09
SRP07464 | SREC Solar | SPYROPOULOS | ABS DINER INC | 114.66 | 0 | Commercial | 0 | CLIFTON | 7012 | 6 | PRO CUSTOM SOLAR | PSE&G BPU | No | Complete | 2011-12-12 | 2012-11-29 | 2012-12-10 | 2012-12-10
SRP07465 | SREC Solar | SPYROPOULOS | THE GROVE BANQUET HALL | 134.4 | 0 | Commercial | 1 | CEDAR GROVE | 7009 | 9 | PRO CUSTOM SOLAR | PSE&G BPU | No | Complete | 2011-12-12 | 2012-12-10 | 2012-12-18 | 2012-12-18
SRP07466 | SREC Solar | PHUCAS | THE TUCKERTON GROUP, LLC | 19.2 | 0 | Commercial | 0 | MARLTON | 8053 | 13 | SOLAR WORKS NJ | PSE&G BPU | No | Complete | 2011-12-12 | 2013-04-23 | 2013-05-14 | 2013-05-14
SRP07467 | SREC Solar | GINSBERG |  | 5.59 | 0 | Residential | 1 | WHITING | 8759 | 18 | CORBIN SOLAR SOLUTIONS, LLC | JCP&L | No | Complete | 2011-12-12 | 2012-04-19 | 2012-05-02 | 2012-05-02
SRP07468 | SREC Solar | OLSEN |  | 17.94 | 0 | Residential | 1 | LEBANON | 8833 | 4 | REC SOLAR, INC. | JCP&L | No | Complete | 2011-12-12 | 2012-09-17 | 2012-10-09 | 2012-10-09
SRP07471 | SREC Solar | BATTAGLIA |  | 8.28 | 0 | Residential | 1 | WARREN | 7059 | 5 | REC SOLAR, INC. | PSE&G BPU | No | Complete | 2011-12-12 | 2012-03-28 | 2012-04-23 | 2012-04-23
SRP07472 | SREC Solar | ISKYKAN | RUG RENOVATION CO. INC | 336.6 | 0 | Commercial | 1 | EAST ORANGE | 7017 | 9 | GEOGENIX | PSE&G BPU | No | Complete | 2011-12-12 | 2012-05-03 | 2012-05-17 | 2012-05-17
SRP07473 | SREC Solar | ASHCROFT | JER/HERRING ORCHARD, LLC | 1237.08 | 0 | Commercial | 1 | SKILLMAN | 8558 | 5 | BORREGO SOLAR SYSTEMS | PSE&G BPU | No | Complete | 2011-12-12 | 2012-06-20 | 2012-06-21 | 2012-06-21
SRP07474 | SREC Solar | ANDERSON |  | 6.58 | 0 | Residential | 1 | WHITING | 8759 | 18 | ACOS ENERGY, LLC | JCP&L | No | Complete | 2011-12-12 | 2012-03-27 | 2012-04-23 | 2012-04-23
SRP07476 | SREC Solar | DOOLEY | ADVANCED RECOVERY SERVICES | 24 | 0 | Commercial | 0 | PENNSAUKEN | 8109 | 14 | 4BESTSOLAR, LLC | PSE&G BPU | No | Complete | 2011-12-12 | 2012-02-16 | 2012-03-22 | 2012-03-22
SRP07477 | SREC Solar | TOSHAV | DIVERSIFIED IMPORTS | 290.16 | 0 | Commercial | 0 | EATONTOWN | 7724 | 17 | GARDEN STATE SOLAR LLC | JCP&L | No | Complete | 2011-12-12 | 2013-02-06 | 2013-02-22 | 2013-02-22
SRP07478 | SREC Solar | ANSARI |  | 9.075 | 0 | Residential | 0 | PRINCETON | 8540 | 12 | SKY HIGH ENERGY, LLC | PSE&G BPU | No | Complete | 2011-12-12 | 2012-08-16 | 2012-10-02 | 2012-10-02
SRP07479 | SREC Solar | NEUMEISTER |  | 4.95 | 0 | Residential | 0 | EAST BRUNSWICK | 8816 | 11 | SKY HIGH ENERGY, LLC | JCP&L | No | Complete | 2011-12-12 | 2012-03-13 | 2012-04-19 | 2012-04-19
SRP07480 | SREC Solar | FARNAN | TIPTEMP | 4.8 | 0 | Commercial | 0 | BURLINGTON | 8016 | 13 | SUN FARM NETWORK | PSE&G BPU | No | Complete | 2011-12-12 | 2012-06-21 | 2012-07-05 | 2012-07-05
SRP07481 | SREC Solar | CLARK |  | 4.6 | 0 | Residential | 0 | WOODSTOWN | 8098 | 16 | SOLARDELPHIA | AC Electric | No | Complete | 2011-12-12 | 2012-01-17 | 2012-02-07 | 2012-02-07
SRP07482 | SREC Solar | CLARK | CHESTNUT RUN FARM | 3.68 | 0 | Commercial | 0 | WOODSTOWN | 8098 | 16 | SOLARDELPHIA | AC Electric | No | Complete | 2011-12-12 | 2012-01-17 | 2012-02-07 | 2012-02-07
SRP07484 | SREC Solar | PETILLO |  | 7.92 | 0 | Residential | 0 | VERONA | 7044 | 9 | PRO CUSTOM SOLAR | PSE&G BPU | No | Complete | 2011-12-12 | 2012-03-09 | 2012-03-30 | 2012-03-30
SRP07485 | SREC Solar | LAM |  | 5.13 | 0 | Residential | 0 | KENDALL PARK | 8824 | 11 | SKY HIGH ENERGY, LLC | PSE&G BPU | No | Complete | 2011-12-12 | 2012-06-28 | 2012-08-10 | 2012-08-10
SRP07486 | SREC Solar | DEPOMPA |  | 10.25 | 0 | Residential | 0 | KEANSBURG | 7734 | 17 | GARDEN STATE SOLAR LLC | JCP&L | No | Complete | 2011-12-12 | 2013-03-29 | 2013-04-16 | 2013-04-16
SRP07487 | SREC Solar | WINTERS | COMTEKH INC | 14.1 | 0 | Commercial | 0 | BERLIN | 8009 | 14 | TRINITY HEATING AND AIR | AC Electric | No | Complete | 2011-12-12 | 2012-06-25 | 2012-07-09 | 2012-07-09
SRP07488 | SREC Solar | GLIDDEN |  | 8.64 | 0 | Residential | 0 | OLD BRIDGE | 8857 | 11 | SUREWAVE SOLAR | JCP&L | No | Complete | 2011-12-12 | 2013-02-15 | 2013-03-04 | 2013-03-04
SRP07489 | SREC Solar | BACON | BACON & GRAHAM, INC. | 122.4 | 0 | Commercial | 0 | PATERSON CITY | 7514 | 6 | TRINITY HEATING AND AIR | PSE&G BPU | No | Complete | 2011-12-12 | 2012-06-06 | 2012-06-19 | 2012-06-19
SRP07491 | SREC Solar | CORNELL |  | 12.92 | 0 | Residential | 1 | MCKEE CITY | 8234 | 19 | TRINITY HEATING AND AIR | AC Electric | No | Complete | 2011-12-12 | 2012-03-07 | 2012-04-19 | 2012-04-19
SRP07492 | SREC Solar | HOWARD |  | 22.176 | 0 | Residential | 0 | BELLE MEAD | 8502 | 5 | AMERICAN RENEWABLE ENERGY, INC | PSE&G BPU | No | Complete | 2011-12-12 | 2012-04-30 | 2012-05-15 | 2012-05-15
SRP07493 | SREC Solar | RUBINSTEIN |  | 7.68 | 0 | Residential | 1 | MANALAPAN | 7726 | 17 | TRINITY HEATING AND AIR | JCP&L | No | Complete | 2011-12-12 | 2012-04-03 | 2012-04-24 | 2012-04-24
SRP07494 | SREC Solar | NASS |  | 2.94 | 0 | Residential | 0 | PORT REPUBLIC | 8241 | 19 | ACOS ENERGY, LLC | AC Electric | No | Complete | 2011-12-12 | 2012-01-06 | 2012-02-20 | 2012-02-20
SRP07495 | SREC Solar | FLIPPIN |  | 10.08 | 0 | Residential | 1 | FORKED RIVER | 8731 | 18 | TRINITY HEATING AND AIR | JCP&L | No | Complete | 2011-12-12 | 2012-02-01 | 2012-03-08 | 2012-03-08
SRP07496 | SREC Solar | HALL |  | 6.96 | 0 | Residential | 0 | FLEMINGTON | 8822 | 4 | GREEN POWER ENERGY LLC | JCP&L | No | Complete | 2011-12-12 | 2012-02-22 | 2012-03-30 | 2012-03-30
SRP07498 | SREC Solar | ROSSI |  | 3.36 | 0 | Residential | 1 | WASHINGTON | 7882 | 2 | TRINITY HEATING AND AIR | JCP&L | No | Complete | 2011-12-12 | 2012-04-16 | 2012-04-30 | 2012-04-30
SRP07499 | SREC Solar | VEGA |  | 10.26 | 0 | Residential | 1 | HOWELL | 7731 | 17 | TRINITY HEATING AND AIR | JCP&L | No | Complete | 2011-12-12 | 2012-03-26 | 2012-04-22 | 2012-04-22
SRP07500 | SREC Solar | SANDS | A. SANTINI MOVING & STORAGE CO. | 244.4 | 0 | Commercial | 1 | ROSELAND | 7068 | 9 | NEW GENERATION ENERGY & ENVIRONMENT II | PSE&G BPU | No | Complete | 2011-12-12 | 2012-07-30 | 2012-08-23 | 2012-08-23
SRP07501 | SREC Solar | SILVERMAN | CESSALA | 28.8 | 0 | Residential | 0 | CRANFORD | 7016 | 10 | SOLAR WORKS NJ | PSE&G BPU | No | Complete | 2011-12-12 | 2013-04-15 | 2013-05-06 | 2013-05-06
SRP07502 | SREC Solar | OROS |  | 13.77 | 0 | Residential | 0 | ROEBLING | 8554 | 13 | AMPED ON SOLAR | PSE&G BPU | No | Complete | 2011-12-12 | 2012-03-29 | 2012-04-13 | 2012-04-13
SRP07503 | SREC Solar | RAVOLD |  | 10.5 | 0 | Residential | 1 | HAINESPORT | 8036 | 13 | ALTERIS RENEWABLES | PSE&G BPU | No | Complete | 2011-12-12 | 2012-03-20 | 2012-04-22 | 2012-04-22
SRP07504 | SREC Solar | GRECO |  | 9.2 | 0 | Residential | 1 | NEPTUNE | 7753 | 17 | RELIABLE POWER SERVICES, INC. | JCP&L | No | Complete | 2011-12-12 | 2013-02-12 | 2013-02-25 | 2013-02-25
SRP07505 | SREC Solar | DOYLE |  | 8.97 | 0 | Residential | 1 | WARETOWN | 8758 | 18 | RELIABLE POWER SERVICES, INC. | JCP&L | No | Complete | 2011-12-12 | 2012-02-29 | 2012-04-11 | 2012-04-11
SRP07507 | SREC Solar | SOLE |  | 6.58 | 0 | Residential | 1 | MANCHESTER | 8759 | 18 | SEA BRIGHT SOLAR, LLC | JCP&L | No | Complete | 2011-12-12 | 2012-04-17 | 2012-04-30 | 2012-04-30
SRP07508 | SREC Solar | TAYLOR |  | 10.12 | 0 | Residential | 1 | LAKEWOOD | 8701 | 18 | RELIABLE POWER SERVICES, INC. | JCP&L | No | Complete | 2011-12-12 | 2012-06-15 | 2012-06-21 | 2012-06-21
SRP07510 | SREC Solar | SZOKE |  | 8.28 | 0 | Residential | 1 | TOMS RIVER | 8753 | 18 | RELIABLE POWER SERVICES, INC. | JCP&L | No | Complete | 2011-12-12 | 2012-01-31 | 2012-02-28 | 2012-02-28
SRP07512 | SREC Solar | BOYLAN |  | 4.6 | 0 | Residential | 1 | MATAWAN | 7747 | 17 | RELIABLE POWER SERVICES, INC. | JCP&L | No | Complete | 2011-12-12 | 2012-03-05 | 2012-04-13 | 2012-04-13
SRP07513 | SREC Solar | ROCKWELL |  | 6.11 | 0 | Residential | 1 | MILLVILLE | 8332 | 20 | SEA BRIGHT SOLAR, LLC | AC Electric | No | Complete | 2011-12-12 | 2012-05-15 | 2012-05-30 | 2012-05-30
SRP07514 | SREC Solar | BRODERICK |  | 8.97 | 0 | Residential | 0 | HOWELL | 7731 | 17 | RELIABLE POWER SERVICES, INC. | JCP&L | No | Complete | 2011-12-12 | 2011-12-28 | 2012-01-31 | 2012-01-31
SRP07515 | SREC Solar | TRESVALLES |  | 12.48 | 0 | Residential | 0 | TOMS RIVER | 8755 | 18 | NOVA ALTERNATIVE ENERGY SYSTEMS LLC | JCP&L | No | Complete | 2011-12-12 | 2011-12-28 | 2012-01-24 | 2012-01-24
SRP07516 | SREC Solar | POTTER |  | 8.28 | 0 | Residential | 1 | MANASQUAN | 8736 | 17 | RELIABLE POWER SERVICES, INC. | JCP&L | No | Complete | 2011-12-12 | 2012-01-31 | 2012-02-28 | 2012-02-28
SRP07517 | SREC Solar | HUNSINGER |  | 6.24 | 0 | Residential | 0 | TOMS RIVER | 8753 | 18 | NOVA ALTERNATIVE ENERGY SYSTEMS LLC | JCP&L | No | Complete | 2011-12-12 | 2011-12-28 | 2012-01-24 | 2012-01-24
SRP07518 | SREC Solar | LYTTLE | PICTURE PERFECT | 7.83 | 0 | Commercial | 1 | TOMS RIVER | 8753 | 18 | NOVA ALTERNATIVE ENERGY SYSTEMS LLC | JCP&L | No | Complete | 2011-12-12 | 2012-03-08 | 2012-04-19 | 2012-04-19
SRP07519 | SREC Solar | WRIGHT | DAVID WRIGHT SOLE PROPRIETORSHIP | 11.28 | 0 | Commercial | 0 | CORNEYS POINT | 8069 | 16 | SOLULAR LLC. II | AC Electric | No | Complete | 2011-12-12 | 2012-12-03 | 2012-12-17 | 2012-12-17
SRP07520 | SREC Solar | MIERAS |  | 5.98 | 0 | Residential | 1 | OAKHURST | 7755 | 17 | RELIABLE POWER SERVICES, INC. | JCP&L | No | Complete | 2011-12-12 | 2012-01-31 | 2012-02-28 | 2012-02-28
SRP07521 | SREC Solar | FARNAN | TIPTEMP | 8.64 | 0 | Commercial | 0 | BURLINGTON | 8016 | 13 | SUN FARM NETWORK | PSE&G BPU | No | Complete | 2011-12-12 | 2012-06-21 | 2012-07-05 | 2012-07-05
SRP07522 | SREC Solar | PATEL |  | 12.35 | 0 | Residential | 0 | HILLSBOROUGH | 8844 | 5 | SOLAR ENERGY WORLD-W | PSE&G BPU | No | Complete | 2011-12-12 | 2012-05-15 | 2012-07-17 | 2012-07-17
SRP07523 | SREC Solar | MICKLEY |  | 12.96 | 0 | Residential | 0 | HOWELL | 7731 | 17 | GEOPEAK ENERGY LLC | JCP&L | No | Complete | 2011-12-12 | 2012-03-23 | 2012-04-30 | 2012-04-30
SRP07524 | SREC Solar | TOBIN |  | 7.74 | 0 | Residential | 1 | WILLIAMSTOWN | 8094 | 15 | RENERGY, INC. | AC Electric | No | Complete | 2011-12-12 | 2012-10-15 | 2012-11-05 | 2012-11-05
SRP07526 | SREC Solar | MITCHELL | HCS MITCHELL, LLC | 13.92 | 0 | Commercial | 0 | NEWTON | 7860 | 1 | TRINITY HEATING AND AIR | JCP&L | No | Complete | 2011-12-12 | 2012-01-24 | 2012-02-10 | 2012-02-10
SRP07527 | SREC Solar | COLALANNI | OUR LADY OF HOPE PARISH | 104.88 | 0 | Commercial | 1 | BLACKWOOD | 8012 | 14 | GREEN ENERGY CONSTRUCTION AND CONSULTING | PSE&G BPU | No | Complete | 2011-12-12 | 2013-06-26 | 2013-07-05 | 2013-07-05
SRP07528 | SREC Solar | BADER |  | 8.16 | 0 | Residential | 1 | HOWELL | 7735 | 17 | TRINITY HEATING AND AIR | JCP&L | No | Complete | 2011-12-12 | 2012-03-07 | 2012-04-17 | 2012-04-17
SRP07529 | SREC Solar | MAIMONE |  | 6.72 | 0 | Residential | 1 | MT. LAUREL | 8054 | 13 | TRINITY HEATING AND AIR | PSE&G BPU | No | Complete | 2011-12-12 | 2012-03-01 | 2012-04-13 | 2012-04-13
SRP07530 | SREC Solar | ELANGO |  | 4.56 | 0 | Residential | 0 | PARSIPPANY | 7054 | 3 | SUREWAVE SOLAR | JCP&L | No | Complete | 2011-12-12 | 2013-10-25 | 2013-10-31 | 2013-10-31
SRP07531 | SREC Solar | TIPAWAN |  | 4.5 | 0 | Residential | 0 | BERGENFIELD | 7621 | 7 | CORBIN SOLAR SOLUTIONS, LLC | PSE&G BPU | No | Complete | 2011-12-12 | 2012-04-06 | 2012-04-25 | 2012-04-25
SRP07532 | SREC Solar | COLAIANNI | OUR LADY OF HOPE REGIONAL SCHOO | 158.7 | 0 | School Other | 1 | BLACKWOOD | 8012 | 14 | GREEN ENERGY CONSTRUCTION AND CONSULTING | PSE&G BPU | No | Complete | 2011-12-12 | 2013-06-13 | 2013-06-18 | 2013-06-18
SRP07533 | SREC Solar | CUOMO | MKNDC LLC | 9 | 0 | Commercial | 0 | PRINCETON | 8540 | 12 | 4BESTSOLAR, LLC | PSE&G BPU | No | Complete | 2011-12-12 | 2012-03-27 | 2012-04-23 | 2012-04-23
SRP07535 | SREC Solar | GABRIEL |  | 5.76 | 0 | Residential | 0 | TURNERSVILLE | 8012 | 14 | JERSEY SOLAR, LLC | PSE&G BPU | No | Complete | 2011-12-12 | 2012-05-14 | 2012-05-24 | 2012-05-24
SRP07536 | SREC Solar | CUOMO | TINDALL AND RANSOM | 21 | 0 | Commercial | 1 | PRINCETON | 8540 | 12 | 4BESTSOLAR, LLC | PSE&G BPU | No | Complete | 2011-12-12 | 2012-03-27 | 2012-04-23 | 2012-04-23
SRP07537 | SREC Solar | DICKINSON |  | 7.05 | 1762.5 | Residential | 0 | MULLICA HILL | 8062 | 15 | ALTERNATIVE ELECTRIC, INC. | AC Electric | No | Complete | 2011-12-12 | 2012-04-04 | 2012-04-25 | 2012-07-24
SRP07538 | SREC Solar | CUOMO | MARK TRACKSIDE AUTO CENTER INC | 58.5 | 0 | Commercial | 0 | PRINCETON | 8540 | 12 | 4BESTSOLAR, LLC | PSE&G BPU | No | Complete | 2011-12-12 | 2012-03-27 | 2012-04-23 | 2012-04-23
SRP07539 | SREC Solar | SHAH |  | 10.08 | 0 | Residential | 0 | HASBROUCK HEIGHTS | 7604 | 7 | PRO CUSTOM SOLAR | PSE&G BPU | No | Complete | 2011-12-12 | 2011-12-28 | 2012-02-02 | 2012-02-02
SRP07540 | SREC Solar | ESTEVES | NEWARK IRONBOUND ELECTRICAL SUPP | 38.16 | 0 | Commercial | 0 | NEWARK | 7114 | 9 | PRO CUSTOM SOLAR | PSE&G BPU | No | Complete | 2011-12-12 | 2012-11-19 | 2012-12-11 | 2012-12-11
SRP07541 | SREC Solar | BAUER |  | 7.44 | 0 | Residential | 0 | EDISON | 8820 | 11 | AMERICAN RENEWABLE ENERGY, INC | PSE&G BPU | No | Complete | 2011-12-12 | 2012-05-03 | 2012-09-11 | 2012-09-11
SRP07543 | SREC Solar | SAVIO | WEST CAPE MAY SCHOOL BOARD | 66.885 | 0 | Commercial | 1 | WEST CAPE MAY | 8204 | 21 | CAMBRIA SOLAR LLC | AC Electric | No | Complete | 2011-12-12 | 2012-02-17 | 2012-03-20 | 2012-03-20
SRP07544 | SREC Solar | BRUNKE |  | 8.46 | 0 | Residential | 1 | TUCKERTON | 8087 | 18 | NJR HOME SERVICES. | AC Electric | No | Complete | 2011-12-12 | 2012-06-04 | 2012-06-13 | 2012-06-13
SRP07545 | SREC Solar | BELLAMACINA |  | 6.9 | 0 | Residential | 1 | JACKSON | 8527 | 18 | REC SOLAR, INC. | JCP&L | No | Complete | 2011-12-12 | 2012-02-22 | 2012-03-28 | 2012-03-28
SRP07546 | SREC Solar | MANGO |  | 5.98 | 0 | Residential | 1 | LEHT | 8205 | 19 | ALLSEASON CONSTRUCTION | AC Electric | No | Complete | 2011-12-12 | 2012-02-14 | 2012-03-22 | 2012-03-22
SRP07547 | SREC Solar | CAMBELL |  | 3.22 | 0 | Residential | 1 | LEHT | 8087 | 18 | ALLSEASON CONSTRUCTION | AC Electric | No | Complete | 2011-12-12 | 2012-04-24 | 2012-05-11 | 2012-05-11
SRP07549 | SREC Solar | FERGUSON |  | 4.6 | 0 | Residential | 1 | LEHT | 8087 | 18 | ALLSEASON CONSTRUCTION | AC Electric | No | Complete | 2011-12-12 | 2012-09-19 | 2012-10-16 | 2012-10-16
SRP07550 | SREC Solar | HOON |  | 6.9 | 0 | Residential | 1 | LEHT | 8087 | 18 | ALLSEASON CONSTRUCTION | AC Electric | No | Complete | 2011-12-12 | 2012-08-20 | 2012-08-31 | 2012-08-31
SRP07551 | SREC Solar | INDYK |  | 7.59 | 0 | Residential | 1 | LEHT | 8087 | 18 | ALLSEASON CONSTRUCTION | AC Electric | No | Complete | 2011-12-12 | 2012-04-24 | 2012-05-11 | 2012-05-11
SRP07552 | SREC Solar | BERGERON |  | 5.06 | 0 | Residential | 1 | LEHT | 8087 | 18 | ALLSEASON CONSTRUCTION | AC Electric | No | Complete | 2011-12-12 | 2012-08-28 | 2012-10-04 | 2012-10-04
SRP07553 | SREC Solar | DELABAR |  | 2.76 | 0 | Residential | 1 | LEHT | 8087 | 18 | ALLSEASON CONSTRUCTION | AC Electric | No | Complete | 2011-12-12 | 2012-04-24 | 2012-05-22 | 2012-05-22
SRP07554 | SREC Solar | TRIKERGIOTIS |  | 6.9 | 0 | Residential | 1 | FORKED RIVER | 8731 | 18 | ALLSEASON CONSTRUCTION | JCP&L | No | Complete | 2011-12-12 | 2012-09-10 | 2012-10-04 | 2012-10-04
SRP07555 | SREC Solar | WEIPZ |  | 5.98 | 0 | Residential | 1 | WARETOWN | 8758 | 18 | ALLSEASON CONSTRUCTION | JCP&L | No | Complete | 2011-12-12 | 2012-10-18 | 2012-11-05 | 2012-11-05
SRP07557 | SREC Solar | NEUMULLER |  | 7.05 | 0 | Residential | 1 | LEHT | 8087 | 18 | ALLSEASON CONSTRUCTION | AC Electric | No | Complete | 2011-12-12 | 2012-08-30 | 2012-09-05 | 2012-09-05
SRP07558 | SREC Solar | SZABO |  | 4.7 | 0 | Residential | 1 | LEHT | 8087 | 18 | ALLSEASON CONSTRUCTION | AC Electric | No | Complete | 2011-12-12 | 2012-09-10 | 2012-09-19 | 2012-09-19
SRP07559 | SREC Solar | FOTOPOULOS |  | 7.05 | 0 | Residential | 1 | LEHT | 8087 | 18 | ALLSEASON CONSTRUCTION | AC Electric | No | Complete | 2011-12-12 | 2012-08-29 | 2012-09-13 | 2012-09-13
SRP07560 | SREC Solar | ZABINSKI |  | 7.05 | 0 | Residential | 1 | LEHT | 8087 | 18 | ALLSEASON CONSTRUCTION | AC Electric | No | Complete | 2011-12-12 | 2012-09-10 | 2012-09-19 | 2012-09-19
SRP07561 | SREC Solar | DEDOMENICO |  | 5.64 | 0 | Residential | 1 | LEHT | 8087 | 18 | ALLSEASON CONSTRUCTION | AC Electric | No | Complete | 2011-12-12 | 2012-08-28 | 2012-09-06 | 2012-09-06
SRP07562 | SREC Solar | DANTONIO |  | 6.44 | 0 | Residential | 1 | LEHT | 8087 | 18 | ALLSEASON CONSTRUCTION | AC Electric | No | Complete | 2011-12-12 | 2012-09-07 | 2012-09-19 | 2012-09-19
SRP07563 | SREC Solar | GALFO |  | 7.59 | 0 | Residential | 1 | LEHT | 8087 | 18 | ALLSEASON CONSTRUCTION | AC Electric | No | Complete | 2011-12-12 | 2012-08-20 | 2012-08-31 | 2012-08-31
SRP07564 | SREC Solar | SHEILDS |  | 6.9 | 0 | Residential | 1 | LEHT | 8087 | 18 | ALLSEASON CONSTRUCTION | AC Electric | No | Complete | 2011-12-12 | 2012-02-14 | 2012-03-22 | 2012-03-22
SRP07565 | SREC Solar | NEWBY |  | 7.68 | 0 | Residential | 0 | DEPTFORD | 8096 | 15 | SUMMIT ELECTRIC CONSTRUCTION | PSE&G BPU | No | Complete | 2011-12-12 | 2012-04-03 | 2012-04-25 | 2012-04-25
SRP07566 | SREC Solar | RICCARDI |  | 5.28 | 0 | Residential | 1 | MT. LAUREL | 8054 | 13 | TRINITY HEATING AND AIR | PSE&G BPU | No | Complete | 2011-12-12 | 2012-04-03 | 2012-04-24 | 2012-04-24
SRP07567 | SREC Solar | KOKOTAJLO |  | 7.68 | 0 | Residential | 1 | HAMILTON | 8691 | 12 | TRINITY HEATING AND AIR | PSE&G BPU | No | Complete | 2011-12-12 | 2012-03-28 | 2012-04-23 | 2012-04-23
SRP07568 | SREC Solar | HONICKEL |  | 19.74 | 0 | Residential | 1 | GLEN GARDNER | 8826 | 4 | TRINITY HEATING AND AIR | JCP&L | No | Complete | 2011-12-12 | 2012-02-14 | 2012-03-28 | 2012-03-28
SRP07569 | SREC Solar | HALLBAUER |  | 8.93 | 0 | Residential | 1 | BRICK | 8724 | 18 | TRINITY HEATING AND AIR | JCP&L | No | Complete | 2011-12-12 | 2012-02-27 | 2012-04-05 | 2012-04-05
SRP07570 | SREC Solar | HARRIS |  | 11.97 | 0 | Residential | 1 | LAKEWOOD | 8701 | 18 | TRINITY HEATING AND AIR | JCP&L | No | Complete | 2011-12-12 | 2012-02-13 | 2012-03-08 | 2012-03-08
SRP07571 | SREC Solar | MEOLA |  | 6.11 | 0 | Residential | 1 | BARNEGAT | 8005 | 18 | ALLSEASON CONSTRUCTION | AC Electric | No | Complete | 2011-12-12 | 2012-09-28 | 2012-10-22 | 2012-10-22
SRP07572 | SREC Solar | TANAY |  | 5.64 | 0 | Residential | 1 | LEHT | 8087 | 18 | ALLSEASON CONSTRUCTION | AC Electric | No | Complete | 2011-12-12 | 2012-08-29 | 2012-10-04 | 2012-10-04
SRP07573 | SREC Solar | LOZITO |  | 11.5 | 0 | Residential | 1 | MYSTIC LAND | 8087 | 18 | ALLSEASON CONSTRUCTION | AC Electric | No | Complete | 2011-12-12 | 2012-08-28 | 2012-09-11 | 2012-09-11
SRP07574 | SREC Solar | SOEHNGEN |  | 8.28 | 0 | Residential | 1 | LEHT | 8087 | 18 | ALLSEASON CONSTRUCTION | AC Electric | No | Complete | 2011-12-12 | 2012-09-19 | 2012-10-11 | 2012-10-11
SRP07576 | SREC Solar | DEVITA |  | 6.44 | 0 | Residential | 1 | LEHT | 8087 | 18 | ALLSEASON CONSTRUCTION | AC Electric | No | Complete | 2011-12-12 | 2012-11-27 | 2012-12-05 | 2012-12-05
SRP07577 | SREC Solar | SORENSEN |  | 4.6 | 0 | Residential | 1 | LEHT | 8087 | 18 | ALLSEASON CONSTRUCTION | AC Electric | No | Complete | 2011-12-12 | 2012-04-24 | 2012-05-22 | 2012-05-22
SRP07578 | SREC Solar | ENGKVIST |  | 5.5 | 0 | Residential | 1 | TURNERSVILLE | 8012 | 14 | TRINITY HEATING AND AIR | AC Electric | No | Complete | 2011-12-12 | 2012-12-06 | 2012-12-11 | 2012-12-11
SRP07579 | SREC Solar | PISASALE |  | 6.24 | 0 | Residential | 1 | SEWELL | 8080 | 15 | TRINITY HEATING AND AIR | AC Electric | No | Complete | 2011-12-12 | 2013-03-19 | 2013-04-01 | 2013-04-01
SRP07580 | SREC Solar | LEVINE |  | 7.105 | 0 | Residential | 1 | WASHINGTON | 7882 | 2 | SUNGEVITY, INC. | JCP&L | No | Complete | 2011-12-12 | 2012-05-30 | 2012-06-08 | 2012-06-08
SRP07582 | SREC Solar | CONNOR |  | 4.94 | 0 | Residential | 1 | GIBBSTOWN | 8027 | 15 | SUNGEVITY, INC. | AC Electric | No | Complete | 2011-12-12 | 2012-06-21 | 2012-07-05 | 2012-07-05
SRP07583 | SREC Solar | CLAYTON |  | 8.55 | 0 | Residential | 0 | TOMS RIVER | 8753 | 18 | TRINITY HEATING AND AIR | JCP&L | No | Complete | 2011-12-12 | 2012-05-04 | 2012-05-22 | 2012-05-22
SRP07584 | SREC Solar | TAFARO |  | 4.8 | 0 | Residential | 0 | BAYVILLE | 8721 | 18 | KRN CONTRACTORS, LLC | JCP&L | No | Complete | 2011-12-12 | 2012-04-27 | 2012-05-11 | 2012-05-11
SRP07585 | SREC Solar | TAFARO |  | 4.8 | 0 | Residential | 0 | BAYVILLE | 8721 | 18 | KRN CONTRACTORS, LLC | JCP&L | No | Complete | 2011-12-12 | 2012-04-27 | 2012-05-11 | 2012-05-11
SRP07586 | SREC Solar | ESTEVEZ |  | 6.84 | 0 | Residential | 1 | JACKSON | 8527 | 18 | SUNGEVITY, INC. | JCP&L | No | Complete | 2011-12-12 | 2012-12-04 | 2012-12-11 | 2012-12-11
SRP07587 | SREC Solar | KARAKAT |  | 2.585 | 0 | Residential | 1 | CARLSTADT | 7072 | 7 | SUNGEVITY, INC. | PSE&G BPU | No | Complete | 2011-12-12 | 2012-06-05 | 2012-06-13 | 2012-06-13
SRP07588 | SREC Solar | KLOSE |  | 3.29 | 0 | Residential | 1 | WHARTON | 7885 | 3 | SUNGEVITY, INC. | JCP&L | No | Complete | 2011-12-12 | 2012-05-09 | 2012-05-30 | 2012-05-30
SRP07589 | SREC Solar | PURCELL |  | 3.525 | 0 | Residential | 1 | BELLEVILLE | 7189 | 9 | VIVINT SOLAR | PSE&G BPU | No | Complete | 2011-12-12 | 2012-03-01 | 2012-04-11 | 2012-04-11
SRP07590 | SREC Solar | COMPETIELLO |  | 3.995 | 0 | Residential | 1 | BELLEVILLE | 7109 | 9 | VIVINT SOLAR | PSE&G BPU | No | Complete | 2011-12-12 | 2012-02-27 | 2012-04-05 | 2012-04-05
SRP07591 | SREC Solar | WOLL |  | 3.76 | 0 | Residential | 1 | BELLEVILLE | 7109 | 9 | VIVINT SOLAR | PSE&G BPU | No | Complete | 2011-12-12 | 2012-02-22 | 2012-03-30 | 2012-03-30
SRP07592 | SREC Solar | KURDZIEL |  | 3.995 | 0 | Residential | 1 | LYNDHURST | 7071 | 7 | VIVINT SOLAR | PSE&G BPU | No | Complete | 2011-12-12 | 2012-01-19 | 2012-02-10 | 2012-02-10
SRP07593 | SREC Solar | DELANEY |  | 3.995 | 0 | Residential | 1 | NUTLEY | 7110 | 9 | VIVINT SOLAR | PSE&G BPU | No | Complete | 2011-12-12 | 2012-03-23 | 2012-04-22 | 2012-04-22
SRP07595 | SREC Solar | JURCZYK |  | 3.525 | 0 | Residential | 1 | KEARNY | 7032 | 8 | VIVINT SOLAR | PSE&G BPU | No | Complete | 2011-12-19 | 2012-01-12 | 2012-02-02 | 2012-02-02
SRP07596 | SREC Solar | GEVAZA |  | 3.995 | 0 | Residential | 1 | BELLEVILLE | 7109 | 9 | VIVINT SOLAR | PSE&G BPU | No | Complete | 2011-12-19 | 2012-02-22 | 2012-03-30 | 2012-03-30
SRP07597 | SREC Solar | FRANCHETTI |  | 13.63 | 0 | Residential | 1 | EGG HARBOR TOWNSHIP | 8234 | 19 | ALLSEASON CONSTRUCTION | AC Electric | No | Complete | 2011-12-19 | 2012-10-10 | 2012-10-22 | 2012-10-22
SRP07598 | SREC Solar | SHIELDS |  | 6.9 | 0 | Residential | 1 | LEHT | 8087 | 18 | ALLSEASON CONSTRUCTION | AC Electric | No | Complete | 2011-12-19 | 2012-08-20 | 2012-08-31 | 2012-08-31
SRP07599 | SREC Solar | SCHWALJE |  | 4.5 | 0 | Residential | 0 | METUCHEN | 8840 | 11 | GEOGENIX | PSE&G BPU | No | Complete | 2011-12-19 | 2012-06-08 | 2012-10-08 | 2012-10-08
SRP07601 | SREC Solar | LARDIERI |  | 5.405 | 0 | Residential | 1 | CALDWELL | 7006 | 9 | VIVINT SOLAR | PSE&G BPU | No | Complete | 2011-12-19 | 2012-04-06 | 2012-04-25 | 2012-04-25
SRP07603 | SREC Solar | CENNIMO |  | 5.64 | 0 | Residential | 1 | LODI | 7644 | 7 | VIVINT SOLAR | PSE&G BPU | No | Complete | 2011-12-19 | 2013-01-03 | 2013-01-18 | 2013-01-18
SRP07604 | SREC Solar | LOVE |  | 7.99 | 0 | Residential | 1 | LODI | 7644 | 7 | VIVINT SOLAR | PSE&G BPU | No | Complete | 2011-12-19 | 2012-01-30 | 2012-03-02 | 2012-03-02
SRP07606 | SREC Solar | LOPEZ |  | 3.525 | 0 | Residential | 1 | BELLEVILLE | 7109 | 9 | VIVINT SOLAR | PSE&G BPU | No | Complete | 2011-12-19 | 2012-05-10 | 2012-05-24 | 2012-05-24
SRP07609 | SREC Solar | SILLETTI |  | 3.76 | 0 | Residential | 1 | BELLEVILLE | 7109 | 9 | VIVINT SOLAR | PSE&G BPU | No | Complete | 2011-12-19 | 2012-02-17 | 2012-03-20 | 2012-03-20
SRP07610 | SREC Solar | NG |  | 6.27 | 0 | Residential | 0 | PLAINSBORO | 8536 | 11 | SKY HIGH ENERGY, LLC | PSE&G BPU | No | Complete | 2011-12-19 | 2012-07-30 | 2012-08-31 | 2012-08-31
SRP07611 | SREC Solar | LEVY | NEW JERSEY MEADOWLANDS COMMISS | 3001.44 | 0 | Government Facility |  | KEARNY | 7032 | 8 | SUNDURANCE ENERGY | PSE&G BPU | Yes | Complete | 2011-12-19 | 2012-02-08 | 2012-05-15 | 2012-05-15
SRP07612 | SREC Solar | MARTINEZ |  | 3.995 | 0 | Residential | 1 | RUTHERFORD | 7070 | 7 | VIVINT SOLAR | PSE&G BPU | No | Complete | 2011-12-19 | 2012-03-07 | 2012-04-17 | 2012-04-17
SRP07613 | SREC Solar | LAVERTY |  | 5.17 | 0 | Residential | 1 | JACKSON | 8527 | 18 | ROOF DIAGNOSTICS INC | JCP&L | No | Complete | 2011-12-19 | 2012-12-20 | 2013-01-04 | 2013-01-04
SRP07616 | SREC Solar | TOBIAS |  | 4.935 | 0 | Residential | 1 | POINT PLEASANT | 8742 | 18 | ROOF DIAGNOSTICS INC | JCP&L | No | Complete | 2011-12-19 | 2012-04-20 | 2012-05-22 | 2012-05-22
SRP07619 | SREC Solar | KOEHLER |  | 3.995 | 0 | Residential | 1 | ESSEX | 7109 | 9 | VIVINT SOLAR | PSE&G BPU | No | Complete | 2011-12-19 | 2012-08-28 | 2012-09-13 | 2012-09-13
SRP07620 | SREC Solar | WOLAN | NJ AMERICAN WATER COMPANY | 1004.08 | 0 | Commercial | 1 | DELRAN | 8075 | 13 | ENERACTIVE SOLUTIONS, LLC | PSE&G BPU | No | Complete | 2011-12-19 | 2012-07-16 | 2012-08-06 | 2012-08-06
SRP07621 | SREC Solar | SMITH |  | 5.29 | 0 | Residential | 0 | JERSEY CITY | 7302 | 8 | CORBIN SOLAR SOLUTIONS, LLC | PSE&G BPU | No | Complete | 2011-12-19 | 2012-05-15 | 2012-05-29 | 2012-05-29
SRP07623 | SREC Solar | SHOOK | SHOOK FUNERAL HOME | 26.46 | 0 | Commercial | 0 | CEDAR GROVE | 7009 | 9 | PRO CUSTOM SOLAR | PSE&G BPU | No | Complete | 2011-12-19 | 2012-04-03 | 2012-04-22 | 2012-04-22
SRP07627 | SREC Solar | WASHINGTON |  | 8.46 | 0 | Residential | 0 | HOWELL | 7731 | 17 | FOUR POINT REFRIGERATION CO., INC. | JCP&L | No | Complete | 2011-12-19 | 2012-01-12 | 2012-02-07 | 2012-02-07
SRP07628 | SREC Solar | CANTOR |  | 5.51 | 0 | Residential | 0 | EWING | 8618 | 12 | QUANTUM SOLAR SOLUTIONS | PSE&G BPU | No | Complete | 2011-12-19 | 2012-12-13 | 2012-12-26 | 2012-12-26
SRP07629 | SREC Solar | SARO |  | 7.05 | 0 | Residential | 1 | SMITHVILLE | 8205 | 19 | ALLSEASON CONSTRUCTION | AC Electric | No | Complete | 2011-12-19 | 2012-09-07 | 2012-10-03 | 2012-10-03
SRP07630 | SREC Solar | MERLI |  | 4.7 | 0 | Residential | 1 | RUTHERFORD | 7070 | 7 | VIVINT SOLAR | PSE&G BPU | No | Complete | 2011-12-19 | 2012-02-22 | 2012-03-30 | 2012-03-30
SRP07632 | SREC Solar | SILVESTRE |  | 7.99 | 0 | Residential | 1 | UNION | 7083 | 10 | VIVINT SOLAR | PSE&G BPU | No | Complete | 2011-12-19 | 2012-12-19 | 2012-12-26 | 2012-12-26
SRP07634 | SREC Solar | GRANGER | JACKSON BAPTIST CHURCH | 42.42 | 0 | Commercial | 1 | JACKSON | 8527 | 18 | TRINITY HEATING AND AIR | JCP&L | No | Complete | 2011-12-19 | 2012-01-23 | 2012-02-29 | 2012-02-29
SRP07635 | SREC Solar | SHARMA |  | 5.13 | 0 | Residential | 1 | ISELIN | 8830 | 11 | SUNGEVITY, INC. | PSE&G BPU | No | Complete | 2011-12-19 | 2012-11-06 | 2013-01-03 | 2013-01-03
SRP07636 | SREC Solar | MARMON |  | 10.64 | 0 | Residential | 1 | EAST HANOVER | 7936 | 3 | SUNGEVITY, INC. | JCP&L | No | Complete | 2011-12-19 | 2012-09-13 | 2012-10-08 | 2012-10-08
SRP07638 | SREC Solar | MCIVER |  | 10.26 | 0 | Residential | 1 | TABERNACLE | 8088 | 13 | SUNGEVITY, INC. | AC Electric | No | Complete | 2011-12-19 | 2012-10-23 | 2012-11-07 | 2012-11-07
SRP07640 | SREC Solar | GOWER |  | 1.9 | 0 | Residential | 1 | MORRISTOWN | 7960 | 3 | SUNGEVITY, INC. | JCP&L | No | Complete | 2011-12-19 | 2012-09-26 | 2013-05-06 | 2013-05-06
SRP07642 | SREC Solar | RULLI |  | 4.56 | 0 | Residential | 1 | GLEN ROCK | 7452 | 7 | SUNGEVITY, INC. | PSE&G BPU | No | Complete | 2011-12-19 | 2013-01-24 | 2013-02-13 | 2013-02-13
SRP07643 | SREC Solar | POLITO |  | 6.08 | 0 | Residential | 1 | MOUNT ROYAL | 8061 | 15 | SUNGEVITY, INC. | AC Electric | No | Complete | 2011-12-19 | 2012-07-18 | 2012-07-26 | 2012-07-26
SRP07645 | SREC Solar | LAROSA |  | 7.22 | 0 | Residential | 1 | EAST HANOVER | 7936 | 3 | SUNGEVITY, INC. | JCP&L | No | Complete | 2011-12-19 | 2012-09-10 | 2012-09-17 | 2012-09-17
SRP07646 | SREC Solar | DEFRANCO |  | 4.465 | 0 | Residential | 1 | BELLEVILLE | 7109 | 9 | VIVINT SOLAR | PSE&G BPU | No | Complete | 2011-12-19 | 2012-05-16 | 2012-05-30 | 2012-05-30
SRP07649 | SREC Solar | MERLI |  | 2.585 | 0 | Residential | 1 | RUTHERFORD | 7070 | 7 | VIVINT SOLAR | PSE&G BPU | No | Complete | 2011-12-19 | 2012-02-22 | 2012-04-11 | 2012-04-11
SRP07651 | SREC Solar | ULLOA |  | 3.76 | 0 | Residential | 1 | TOTOWA | 7512 | 6 | VIVINT SOLAR | PSE&G BPU | No | Complete | 2011-12-19 | 2012-03-01 | 2012-04-13 | 2012-04-13
SRP07652 | SREC Solar | MANCINI |  | 3.525 | 0 | Residential | 1 | RUTHERFORD | 7070 | 7 | VIVINT SOLAR | PSE&G BPU | No | Complete | 2011-12-19 | 2012-02-17 | 2012-03-20 | 2012-03-20
SRP07653 | SREC Solar | NEWKIRK |  | 7.6 | 0 | Residential | 1 | PISCATAWAY | 8854 | 11 | SUNGEVITY, INC. | PSE&G BPU | No | Complete | 2011-12-19 | 2012-11-05 | 2012-12-17 | 2012-12-17
SRP07654 | SREC Solar | PARKS |  | 7.6 | 0 | Residential | 1 | GLASSBORO | 8028 | 15 | SUNGEVITY, INC. | AC Electric | No | Complete | 2011-12-19 | 2012-08-13 | 2012-09-13 | 2012-09-13
SRP07655 | SREC Solar | PAWLOWICZ |  | 3.23 | 0 | Residential | 1 | HARRISON | 7029 | 8 | SUNGEVITY, INC. | PSE&G BPU | No | Complete | 2011-12-19 | 2012-10-23 | 2012-11-07 | 2012-11-07
SRP07656 | SREC Solar | RAVO |  | 8.36 | 0 | Residential | 1 | NETCONG | 7857 | 3 | SUNGEVITY, INC. | JCP&L | No | Complete | 2011-12-19 | 2012-07-23 | 2012-08-06 | 2012-08-06
SRP07657 | SREC Solar | VESCOVI |  | 9.4 | 0 | Residential | 1 | BORDENTOWN | 8505 | 13 | SUNGEVITY, INC. | PSE&G BPU | No | Complete | 2011-12-27 | 2012-06-12 | 2012-06-20 | 2012-06-20
SRP07659 | SREC Solar | ROSENBERG |  | 7.79 | 0 | Residential | 1 | MARLTON | 8053 | 13 | SUNGEVITY, INC. | PSE&G BPU | No | Complete | 2011-12-19 | 2012-08-16 | 2012-09-13 | 2012-09-13
SRP07660 | SREC Solar | AMIN |  | 4.725 | 0 | Residential | 0 | LUMBERTON | 8048 | 13 | CORBIN SOLAR SOLUTIONS, LLC | PSE&G BPU | No | Complete | 2011-12-19 | 2012-02-03 | 2012-03-08 | 2012-03-08
SRP07661 | SREC Solar | WILLIAMS |  | 5.32 | 0 | Residential | 1 | MANALAPAN | 7726 | 17 | SUNGEVITY, INC. | JCP&L | No | Complete | 2011-12-19 | 2012-10-17 | 2012-11-06 | 2012-11-06
SRP07664 | SREC Solar | SASSIN | ECT MANUFACTURING INC. | 62.79 | 0 | Commercial | 0 | HAMILTON | 8691 | 12 | CODE GREEN SOLAR, LLC | PSE&G BPU | No | Complete | 2011-12-19 | 2012-03-01 | 2012-03-28 | 2012-03-28
SRP07666 | SREC Solar | CAPONE |  | 8.46 | 0 | Residential | 1 | ROSELLE PARK | 7204 | 10 | TRINITY HEATING AND AIR | PSE&G BPU | No | Complete | 2011-12-19 | 2012-07-13 | 2012-08-02 | 2012-08-02
SRP07667 | SREC Solar | BUCKHOLTZ |  | 3.87 | 0 | Residential | 1 | UNION | 7083 | 10 | A-TOP ALTERNATIVE ENERGY | PSE&G BPU | No | Complete | 2011-12-19 | 2012-02-16 | 2012-03-20 | 2012-03-20
SRP07668 | SREC Solar | SWARTZ |  | 7.77 | 0 | Residential | 1 | MORRIS PLAINS | 7950 | 3 | SUNGEVITY, INC. | JCP&L | No | Complete | 2011-12-19 | 2012-07-31 | 2012-08-08 | 2012-08-08
SRP07669 | SREC Solar | HEALY |  | 6.08 | 0 | Residential | 1 | FLANDERS | 7836 | 3 | SUNGEVITY, INC. | JCP&L | No | Complete | 2011-12-19 | 2012-08-21 | 2012-08-27 | 2012-08-27
SRP07670 | SREC Solar | ANTHONY-AROKIASAMY |  | 8.575 | 0 | Residential | 0 | LAWRENCE | 8648 | 12 | REC SOLAR, INC. | PSE&G BPU | No | Complete | 2011-12-19 | 2012-03-16 | 2012-04-22 | 2012-04-22
SRP07671 | SREC Solar | BHARDA |  | 6.44 | 0 | Residential | 1 | BELFORD | 7718 | 17 | RELIABLE POWER SERVICES, INC. | JCP&L | No | Complete | 2011-12-19 | 2012-05-01 | 2012-05-15 | 2012-05-15
SRP07672 | SREC Solar | PAWLUKANIS |  | 6.67 | 0 | Residential | 1 | HOWELL | 7731 | 17 | RELIABLE POWER SERVICES, INC. | JCP&L | No | Complete | 2011-12-19 | 2012-03-27 | 2012-04-24 | 2012-04-24
SRP07673 | SREC Solar | CHAIT |  | 4.83 | 0 | Residential | 1 | TOMS RIVER | 8753 | 18 | RELIABLE POWER SERVICES, INC. | JCP&L | No | Complete | 2011-12-19 | 2012-02-13 | 2012-03-15 | 2012-03-15
SRP07674 | SREC Solar | D' ALESSANDRO |  | 4.83 | 0 | Residential | 1 | MIDDLETOWN | 7748 | 17 | RELIABLE POWER SERVICES, INC. | JCP&L | No | Complete | 2011-12-19 | 2012-02-20 | 2012-03-27 | 2012-03-27
SRP07675 | SREC Solar | DURANN |  | 6.44 | 0 | Residential | 1 | HOWELL | 7731 | 17 | RELIABLE POWER SERVICES, INC. | JCP&L | No | Complete | 2011-12-19 | 2012-03-07 | 2012-04-12 | 2012-04-12
SRP07676 | SREC Solar | BHALLA |  | 18.8 | 0 | Residential | 0 | SOUTH ORANGE | 7079 | 9 | SKYLINE SOLAR | PSE&G BPU | No | Complete | 2011-12-19 | 2012-06-12 | 2012-06-18 | 2012-06-18
SRP07677 | SREC Solar | HASHMI |  | 10.58 | 0 | Residential | 0 | FREEHOLD | 7728 | 17 | CORBIN SOLAR SOLUTIONS, LLC | JCP&L | No | Complete | 2011-12-19 | 2012-04-12 | 2012-05-02 | 2012-05-02
SRP07678 | SREC Solar | KHADNEIWAL |  | 8.085 | 0 | Residential | 0 | EDISON | 8820 | 11 | REC SOLAR, INC. | PSE&G BPU | No | Complete | 2011-12-19 | 2012-08-09 | 2012-08-20 | 2012-08-20
SRP07679 | SREC Solar | SUTERA |  | 8.93 | 0 | Residential | 0 | BURLINGTON | 8016 | 13 | GREEN SUN ENERGY SERVICES | PSE&G BPU | No | Complete | 2011-12-19 | 2012-05-21 | 2012-05-24 | 2012-05-24
SRP07680 | SREC Solar | GREENWALD | PRUDENT PUBLISHING CO | 474.23 | 0 | Commercial | 0 | LANDING | 7850 | 3 | TRINITY HEATING AND AIR | JCP&L | No | Complete | 2011-12-19 | 2012-09-26 | 2012-11-16 | 2012-11-16
SRP07681 | SREC Solar | KORPOS | LOK LLC | 16.65 | 0 | Commercial | 0 | LEDGEWOOD | 7852 | 3 | ECOSMART SOLAR SOLUTIONS | JCP&L | No | Complete | 2011-12-19 | 2012-03-26 | 2012-04-22 | 2012-04-22
SRP07682 | SREC Solar | FLANNAGAN |  | 8.14 | 0 | Residential | 1 | MIDDLETOWN | 7748 | 17 | SUNGEVITY, INC. | JCP&L | No | Complete | 2011-12-19 | 2012-04-04 | 2012-04-26 | 2012-04-26
SRP07683 | SREC Solar | FLANNIGAN |  | 6.66 | 0 | Residential | 1 | MIDDLETOWN | 7748 | 17 | SUNGEVITY, INC. | JCP&L | No | Complete | 2011-12-19 | 2012-03-01 | 2012-04-11 | 2012-04-11
SRP07684 | SREC Solar | FRENKEL | YESHIVA TORAS MENACHEN | 213.395 | 0 | Residential | 1 | LAKEWOOD | 8701 | 18 | AROSA SOLAR ENERGY, INC | JCP&L | No | Complete | 2011-12-19 | 2012-09-25 | 2012-10-18 | 2012-10-18
SRP07685 | SREC Solar | GOODMAN | GOODMAN FAMILY PARTNERSHIP | 25.6 | 0 | Commercial | 0 | WESTFIELD | 7090 | 10 | GEOGENIX LLC | PSE&G BPU | No | Complete | 2011-12-19 | 2012-11-19 | 2013-01-07 | 2013-01-07
SRP07686 | SREC Solar | SLOOTSKY |  | 6.105 | 0 | Residential | 1 | MANCHESTER TWP | 8759 | 18 | SUNGEVITY, INC. | JCP&L | No | Complete | 2011-12-19 | 2012-07-23 | 2012-08-06 | 2012-08-06
SRP07687 | SREC Solar | CLARK |  | 12.54 | 0 | Residential | 1 | PITMAN | 8071 | 15 | SUNGEVITY, INC. | AC Electric | No | Complete | 2011-12-19 | 2012-08-07 | 2012-08-20 | 2012-08-20
SRP07688 | SREC Solar | NAYLOR |  | 3.04 | 0 | Residential | 1 | UNION BEACH | 7735 | 17 | SUNGEVITY, INC. | JCP&L | No | Complete | 2011-12-19 | 2012-02-22 | 2012-03-30 | 2012-03-30
SRP07689 | SREC Solar | GOODMAN | 114 MILN STREET ASSOC LP | 27.45 | 0 | Commercial | 0 | CRANFORD | 7016 | 10 | GEOGENIX LLC | PSE&G BPU | No | Complete | 2011-12-19 | 2012-04-30 | 2012-06-18 | 2012-06-18
SRP07691 | SREC Solar | CURE |  | 7.755 | 0 | Residential | 1 | WARETOWN | 8758 | 18 | RELIABLE POWER SERVICES, INC. | JCP&L | No | Complete | 2011-12-19 | 2012-04-04 | 2012-04-26 | 2012-04-26
SRP07692 | SREC Solar | KORPS | LOK LLC | 16.65 | 0 | Commercial | 0 | LEDGEWOOD | 7852 | 3 | ECOSMART SOLAR SOLUTIONS | JCP&L | No | Complete | 2011-12-19 | 2012-03-26 | 2012-05-18 | 2012-05-18
SRP07693 | SREC Solar | GALLO |  | 8.46 | 0 | Residential | 1 | WARETOWN | 8758 | 18 | RELIABLE POWER SERVICES, INC. | JCP&L | No | Complete | 2011-12-19 | 2012-03-27 | 2012-04-22 | 2012-04-22
SRP07694 | SREC Solar | KAUFMAN |  | 15.6 | 0 | Commercial | 0 | MANVILLE | 8836 | 5 | ECOLUTION ENERGY | PSE&G BPU | No | Complete | 2011-12-19 | 2012-07-03 | 2012-07-18 | 2012-07-18
SRP07696 | SREC Solar | BOYER |  | 5.98 | 0 | Residential | 1 | PORT MONMOUTH | 7758 | 17 | RELIABLE POWER SERVICES, INC. | JCP&L | No | Complete | 2011-12-19 | 2013-04-19 | 2013-05-06 | 2013-05-06
SRP07697 | SREC Solar | BRIODY |  | 7.82 | 0 | Residential | 1 | TOMS RIVER | 8757 | 18 | RELIABLE POWER SERVICES, INC. | JCP&L | No | Complete | 2011-12-19 | 2012-03-26 | 2012-04-23 | 2012-04-23
SRP07698 | SREC Solar | PASTOR |  | 5.52 | 0 | Residential |  | KEANSBURG | 7734 | 17 | RELIABLE POWER SERVICES, INC. | JCP&L | No | Complete | 2011-12-19 | 2012-03-07 | 2012-06-19 | 2012-06-19
SRP07700 | SREC Solar | PENNY |  | 8.46 | 0 | Residential | 0 | SOUTH PLAINFIELD | 7080 | 11 | GREEN SUN ENERGY SERVICES | PSE&G BPU | No | Complete | 2011-12-19 | 2012-05-10 | 2012-06-01 | 2012-06-01
SRP07703 | SREC Solar | TERRANOVA |  | 5.52 | 0 | Residential | 1 | MANCHESTER | 8759 | 18 | ACOS ENERGY, LLC | JCP&L | No | Complete | 2011-12-19 | 2012-03-16 | 2012-04-22 | 2012-04-22
SRP07704 | SREC Solar | AVIDAN | AVI DON MANAGEMENT LLC | 399.84 | 0 | Commercial | 1 | EDISON | 8837 | 11 | SOLAR NATION NEW JERSEY LLC | PSE&G BPU | No | Complete | 2011-12-19 | 2012-06-29 | 2012-07-17 | 2012-07-17
SRP07705 | SREC Solar | KLINGMAN |  | 9.36 | 0 | Residential | 1 | LINDEN | 7036 | 10 | TRINITY HEATING AND AIR | PSE&G BPU | No | Complete | 2011-12-19 | 2012-04-17 | 2012-04-30 | 2012-04-30
SRP07707 | SREC Solar | BAFFUTO |  | 6.72 | 0 | Residential | 1 | EAST RUTHERFORD | 7073 | 7 | TRINITY HEATING AND AIR | PSE&G BPU | No | Complete | 2011-12-19 | 2012-04-17 | 2012-04-30 | 2012-04-30
SRP07708 | SREC Solar | AVIDAN | 180 RARITAN CENTER LLC | 446.25 | 0 | Commercial | 1 | EDISON | 8837 | 11 | SOLAR NATION NEW JERSEY LLC | PSE&G BPU | No | Complete | 2011-12-19 | 2012-06-29 | 2012-07-17 | 2012-07-17
SRP07709 | SREC Solar | LIEBERMANN |  | 7.68 | 0 | Residential | 1 | MANALAPAN | 7726 | 17 | TRINITY HEATING AND AIR | JCP&L | No | Complete | 2011-12-19 | 2012-05-22 | 2012-06-08 | 2012-06-08
SRP07712 | SREC Solar | LONGO | LONGO ELECTRICAL MECHANICAL INC. | 40.95 | 0 | Commercial | 0 | LINDEN CITY | 7036 | 10 | LEWIS ELECTRIC SERVICE | PSE&G BPU | No | Complete | 2011-12-19 | 2012-11-13 | 2013-01-03 | 2013-01-03
SRP07713 | SREC Solar | LINDSAY |  | 5.76 | 0 | Residential | 1 | TOMS RIVER | 8753 | 18 | TRINITY HEATING AND AIR | JCP&L | No | Complete | 2011-12-19 | 2012-04-27 | 2012-05-11 | 2012-05-11
SRP07714 | SREC Solar | CALDERON |  | 8.325 | 0 | Residential | 0 | EGG HARBOR TWP | 8234 | 19 | CORBIN SOLAR SOLUTIONS, LLC | AC Electric | No | Complete | 2011-12-19 | 2012-03-01 | 2012-04-13 | 2012-04-13
SRP07715 | SREC Solar | PELLEGRINO |  | 6.345 | 0 | Residential | 0 | SOMERVILLE | 8876 | 5 | GREEN SUN ENERGY SERVICES | PSE&G BPU | No | Complete | 2011-12-19 | 2012-05-24 | 2012-06-28 | 2012-06-28
SRP07716 | SREC Solar | HAVILAND |  | 11.52 | 0 | Residential | 1 | COLUMBUS | 8022 | 13 | TRINITY HEATING AND AIR | PSE&G BPU | No | Complete | 2011-12-19 | 2012-03-23 | 2012-04-22 | 2012-04-22
SRP07717 | SREC Solar | JENG | ENFOTECH & CONSULTING INC. | 48 | 0 | Commercial | 0 | NORTH BRUNSWICK | 8902 | 11 | AMERICAN RENEWABLE ENERGY, INC | PSE&G BPU | No | Complete | 2011-12-19 | 2012-05-03 | 2012-05-17 | 2012-05-17
SRP07719 | SREC Solar | SEIBERT |  | 8.97 | 0 | Residential | 0 | GLOUCESTER CITY | 8030 | 14 | CODE GREEN SOLAR, LLC | PSE&G BPU | No | Complete | 2011-12-19 | 2013-02-22 | 2013-02-27 | 2013-02-27
SRP07720 | SREC Solar | AVIDAN | AVI DON MANAGEMENT LLC | 1335.18 | 0 | Commercial | 1 | EDISON | 8837 | 11 | SOLAR NATION NEW JERSEY LLC | PSE&G BPU | No | Complete | 2011-12-20 | 2012-06-29 | 2012-07-17 | 2012-07-17
SRP07721 | SREC Solar | KREUTZER |  | 4.56 | 0 | Residential | 0 | TOMS RIVER | 8755 | 18 | TRINITY HEATING AND AIR | JCP&L | No | Complete | 2011-12-19 | 2012-02-03 | 2012-03-22 | 2012-03-22
SRP07722 | SREC Solar | CONOVER |  | 9.12 | 0 | Residential | 1 | MAYS LANDING | 8330 | 19 | MERCURY SOLAR SYSTEMS | AC Electric | No | Complete | 2011-12-19 | 2012-04-04 | 2012-04-26 | 2012-04-26
SRP07723 | SREC Solar | SWEDBERG |  | 3.15 | 0 | Residential | 1 | CRANFORD | 7016 | 10 | SUNGEVITY, INC. | PSE&G BPU | No | Complete | 2011-12-19 | 2012-07-31 | 2012-08-16 | 2012-08-16
SRP07724 | SREC Solar | WILLIAMS |  | 4.44 | 0 | Residential | 1 | BORDENTOWN | 8505 | 13 | SUNGEVITY, INC. | PSE&G BPU | No | Complete | 2011-12-19 | 2012-05-09 | 2012-05-22 | 2012-05-22
SRP07726 | SREC Solar | BROWN |  | 7.2 | 0 | Residential | 1 | WAYNE | 7470 | 6 | TRINITY HEATING AND AIR | PSE&G BPU | No | Complete | 2011-12-27 | 2012-04-17 | 2012-05-24 | 2012-05-24
SRP07727 | SREC Solar | HOGUE III |  | 14.57 | 0 | Residential | 1 | LUMBERTON | 8045 | 14 | TRINITY HEATING AND AIR | PSE&G BPU | No | Complete | 2011-12-27 | 2012-10-03 | 2012-10-22 | 2012-10-22
SRP07728 | SREC Solar | SINOWAY BARNETT |  | 6.46 | 0 | Residential | 1 | MANCHESTER | 8759 | 18 | TRINITY HEATING AND AIR | JCP&L | No | Complete | 2011-12-27 | 2012-05-16 | 2012-05-29 | 2012-05-29
SRP07729 | SREC Solar | NEDZA |  | 7.99 | 0 | Residential | 1 | WOODBRIDGE TWP | 7077 | 11 | TRINITY HEATING AND AIR | PSE&G BPU | No | Complete | 2011-12-27 | 2012-04-17 | 2012-04-30 | 2012-04-30
SRP07730 | SREC Solar | LACKLAND |  | 7.4 | 0 | Residential | 0 | NORMANDY BEACH | 8739 | 18 | TRINITY HEATING AND AIR | JCP&L | No | Complete | 2011-12-27 | 2012-01-26 | 2012-02-24 | 2012-02-24
SRP07731 | SREC Solar | OLUKOTUN |  | 8.64 | 0 | Residential | 0 | HOPEWELL | 8525 | 12 | JERSEY SOLAR, LLC | PSE&G BPU | No | Complete | 2011-12-27 | 2012-02-20 | 2012-03-30 | 2012-03-30
SRP07732 | SREC Solar | DOYLE |  | 7.25 | 0 | Residential | 1 | CLARK | 7066 | 10 | ALTERIS RENEWABLES | PSE&G BPU | No | Complete | 2011-12-27 | 2012-03-21 | 2012-04-22 | 2012-04-22
SRP07734 | SREC Solar | SANCHEZ |  | 2.8 | 0 | Residential | 0 | ALLENDALE | 7401 | 7 | AQUANTUM SOLAR | Orange & Rockland Elec | No | Complete | 2011-12-27 | 2013-12-12 | 2014-01-06 | 2014-01-06
SRP07735 | SREC Solar | KNOX |  | 5.85 | 0 | Residential | 0 | NORTH BRUNSWICK | 8201 | 19 | SUN SAVER SOLAR SYSTEMS 2 | PSE&G BPU | No | Complete | 2011-12-27 | 2012-05-03 | 2012-06-11 | 2012-06-11
SRP07736 | SREC Solar | NALVEN |  | 8.93 | 0 | Residential | 1 | BRICK | 8724 | 18 | SUNSHINE SOLAR SYSTEMS, INC. | JCP&L | No | Complete | 2011-12-27 | 2012-10-02 | 2012-11-09 | 2012-11-09
SRP07738 | SREC Solar | BOJAK |  | 6.72 | 0 | Residential | 1 | MANCHESTER | 8759 | 18 | TRINITY HEATING AND AIR | JCP&L | No | Complete | 2011-12-27 | 2012-03-19 | 2012-04-22 | 2012-04-22
SRP07739 | SREC Solar | TARTAGLIONE |  | 4.23 | 0 | Residential | 1 | CLAYTON | 8312 | 15 | SOLARCITY CORPORATION | AC Electric | No | Complete | 2011-12-27 | 2012-05-01 | 2012-05-15 | 2012-05-15
SRP07740 | SREC Solar | DENG |  | 6.75 | 0 | Residential | 0 | PRINCETON | 8540 | 12 | SUNSHINE SOLAR SYSTEMS, INC. | PSE&G BPU | No | Complete | 2011-12-27 | 2012-10-09 | 2012-10-22 | 2012-10-22
SRP07741 | SREC Solar | LEES |  | 8.28 | 0 | Residential | 1 | CHERRY HILL | 8003 | 14 | REC SOLAR, INC. | PSE&G BPU | No | Complete | 2011-12-27 | 2012-03-16 | 2012-04-22 | 2012-04-22
SRP07742 | SREC Solar | ANAND |  | 7.35 | 0 | Residential | 0 | LAWRENCEVILLE | 8648 | 12 | REC SOLAR, INC. | PSE&G BPU | No | Complete | 2011-12-27 | 2012-03-21 | 2012-04-22 | 2012-04-22
SRP07743 | SREC Solar | MANN |  | 8.4 | 0 | Residential | 1 | CARTARET | 7008 | 11 | TRINITY HEATING AND AIR | PSE&G BPU | No | Complete | 2011-12-27 | 2012-03-30 | 2012-04-24 | 2012-04-24
SRP07744 | SREC Solar | GALA |  | 23.5 | 0 | Residential | 1 | ENGLISHTOWN | 7726 | 17 | TRINITY HEATING AND AIR | JCP&L | No | Complete | 2011-12-27 | 2012-12-20 | 2013-02-20 | 2013-02-20
SRP07745 | SREC Solar | CRUZAN |  | 7.68 | 0 | Residential | 0 | BRIDGETON | 8302 | 20 | CORBIN SOLAR SOLUTIONS, LLC | AC Electric | No | Complete | 2011-12-27 | 2012-03-28 | 2012-04-23 | 2012-04-23
SRP07746 | SREC Solar | MAXWELL |  | 14.4 | 0 | Residential | 0 | PITTSGROVE | 8318 | 16 | CORBIN SOLAR SOLUTIONS, LLC | AC Electric | No | Complete | 2011-12-27 | 2012-10-10 | 2012-11-02 | 2012-11-02
SRP07749 | SREC Solar | EVANS |  | 7.68 | 0 | Residential | 0 | RARITAN | 8869 | 5 | GEOPEAK ENERGY LLC | PSE&G BPU | No | Complete | 2011-12-27 | 2012-03-12 | 2012-04-22 | 2012-04-22
SRP07750 | SREC Solar | SHVARZBLAT | YESHIVA TORAS CHAIM, INC | 184.7 | 0 | Commercial | 1 | LAKEWOOD | 8701 | 18 | GREEN POWER DEVELOPERS, LLC | JCP&L | No | Complete | 2011-12-27 | 2012-03-09 | 2012-04-12 | 2012-04-12
SRP07751 | SREC Solar | GIGNAC | THE REGNAC GROUP, LLC | 11.44 | 0 | Commercial | 0 | ROCKAWAY | 7866 | 3 | BYSOLAR, INC. | JCP&L | No | Complete | 2011-12-27 | 2012-08-27 | 2012-09-14 | 2012-09-14
SRP07752 | SREC Solar | MCELROY | L&M CORPORATION | 50.625 | 0 | Commercial | 0 | WEST ORANGE | 7052 | 9 | GEOPEAK ENERGY LLC | PSE&G BPU | No | Complete | 2011-12-27 | 2012-03-29 | 2012-04-22 | 2012-04-22
SRP07753 | SREC Solar | SMITH |  | 8.55 | 0 | Residential | 0 | TOMS RIVER | 8755 | 18 | SOLAR ENERGY WORLD-W | JCP&L | No | Complete | 2011-12-27 | 2012-04-10 | 2012-05-15 | 2012-05-15
SRP07754 | SREC Solar | KADELL | PATERSON PARK DEVELOPMENT LLC | 9.2 | 0 | Commercial | 0 | PATERSON | 7501 | 6 | RELIABLE ROOFING MAINTENANCE INC | PSE&G BPU | No | Complete | 2011-12-27 | 2013-03-28 | 2013-04-17 | 2013-04-17
SRP07755 | SREC Solar | LEE |  | 7.8 | 0 | Residential | 1 | MARLTON | 8053 | 13 | KP SOLAR | PSE&G BPU | No | Complete | 2011-12-27 | 2013-06-06 | 2013-06-14 | 2013-06-14
SRP07756 | SREC Solar | SCHMIED |  | 3.055 | 0 | Residential | 1 | TOMS RIVER | 8757 | 18 | ACOS ENERGY, LLC | JCP&L | No | Complete | 2012-01-09 | 2012-07-20 | 2012-07-30 | 2012-07-30
SRP07757 | SREC Solar | POLICASTRO |  | 6.44 | 0 | Residential | 0 | MANCHESTER | 8759 | 18 | ACOS ENERGY, LLC | JCP&L | No | Complete | 2011-12-27 | 2012-03-16 | 2012-04-22 | 2012-04-22
SRP07758 | SREC Solar | DESANTIS |  | 10.12 | 0 | Residential | 1 | LAKEWOOD | 8701 | 18 | ACOS ENERGY, LLC | JCP&L | No | Complete | 2011-12-27 | 2012-02-17 | 2012-04-17 | 2012-04-17
SRP07759 | SREC Solar | MCGRORY | MCGRORY GLASS, INC. | 653.77 | 0 | Commercial | 0 | PAULSBORO | 8066 | 15 | DYNAMIC SOLAR, LLC- WAYNE | PSE&G BPU | No | Complete | 2011-12-27 | 2012-06-11 | 2012-06-28 | 2012-06-28
SRP07760 | SREC Solar | REGAN | CLINTON STREET LOFTS LLC | 43.86 | 0 | Commercial | 0 | NEWARK | 7102 | 9 | PFISTER MAINTENANCE, INC. | PSE&G BPU | No | Complete | 2011-12-27 | 2012-07-24 | 2012-08-02 | 2012-08-02
SRP07761 | SREC Solar | PARK |  | 16.56 | 0 | Residential | 1 | SUSSEX | 7461 | 1 | INDEPENDENT SOLAR | JCP&L | No | Complete | 2011-12-27 | 2012-04-02 | 2012-04-25 | 2012-04-25
SRP07762 | SREC Solar | SPINELLA | MIDLAND SOLAR | 46.8 | 0 | Commercial | 0 | ELMWOOD PARK | 7407 | 7 | AMBERJACK SOLAR ENERGY | PSE&G BPU | No | Complete | 2011-12-27 | 2012-07-20 | 2012-07-30 | 2012-07-30
SRP07763 | SREC Solar | SPINELLA | MIDLAND SOLAR | 98.67 | 0 | Commercial | 0 | ELMWOOD PARK | 7407 | 7 | AMBERJACK SOLAR ENERGY | PSE&G BPU | No | Complete | 2011-12-27 | 2012-06-07 | 2012-06-20 | 2012-06-20
SRP07764 | SREC Solar | SPINELLA | MIDLAND SOLAR | 48.07 | 0 | Commercial | 0 | ELMWOOD PARK | 7407 | 7 | AMBERJACK SOLAR ENERGY | PSE&G BPU | No | Complete | 2011-12-27 | 2012-06-04 | 2012-06-15 | 2012-06-15
SRP07766 | SREC Solar | NOBLE | ST. MARY'S CHURCH SPIRITUAL CENTER | 53.55 | 0 | Non Profit | 1 | COLTS NECK | 7722 | 17 | SOLIS PARTNERS, LLC | JCP&L | No | Complete | 2011-12-27 | 2012-01-12 | 2012-02-02 | 2012-02-02
SRP07767 | SREC Solar | NOBLE | ST. MARY'S CHURCH "CHURCH & HALL" | 81.9 | 0 | Non Profit | 1 | COLTS NECK | 7722 | 17 | SOLIS PARTNERS, LLC | JCP&L | No | Complete | 2011-12-27 | 2012-01-12 | 2012-02-02 | 2012-02-02
SRP07771 | SREC Solar | ROCKWELL |  | 3.8 | 0 | Residential | 1 | BLOOMFIELD | 7003 | 9 | SUNGEVITY, INC. | PSE&G BPU | No | Complete | 2011-12-27 | 2012-09-10 | 2012-09-19 | 2012-09-19
SRP07772 | SREC Solar | NOBLE | ST MARYS CHURCH "RECTORY" | 18.9 | 0 | Non Profit | 1 | COLTS NECK | 7722 | 17 | SOLIS PARTNERS, LLC | JCP&L | No | Complete | 2011-12-27 | 2012-01-12 | 2012-02-02 | 2012-02-02
SRP07774 | SREC Solar | MCNALLY |  | 4.18 | 0 | Residential | 1 | PISCATAWAY | 8854 | 11 | SUNGEVITY, INC. | PSE&G BPU | No | Complete | 2011-12-27 | 2012-05-22 | 2012-06-01 | 2012-06-01
SRP07775 | SREC Solar | JAMIOLKOWSKI |  | 9.165 | 0 | Residential | 1 | MATAWAN | 7747 | 17 | INDEPENDENT SOLAR | JCP&L | No | Complete | 2011-12-27 | 2012-05-03 | 2012-05-15 | 2012-05-15
SRP07776 | SREC Solar | LORENZO |  | 6.27 | 0 | Residential | 1 | HILLSBOROUGH | 8844 | 5 | SUNGEVITY, INC. | PSE&G BPU | No | Complete | 2011-12-27 | 2012-07-18 | 2012-07-26 | 2012-07-26
SRP07777 | SREC Solar | BUCK |  | 2.66 | 0 | Residential | 1 | COLLINGSWOOD | 8108 | 14 | SUNGEVITY, INC. | PSE&G BPU | No | Complete | 2011-12-27 | 2012-09-13 | 2012-10-01 | 2012-10-01
SRP07779 | SREC Solar | SHAH |  | 10.26 | 0 | Residential | 1 | TRENTON | 8691 | 12 | SUNGEVITY, INC. | PSE&G BPU | No | Complete | 2011-12-27 | 2012-08-13 | 2012-08-22 | 2012-08-22
SRP07780 | SREC Solar | CHRISTALDI |  | 11.73 | 0 | Residential | 0 | BERLIN | 8021 | 14 | CORBIN SOLAR SOLUTIONS, LLC | PSE&G BPU | No | Complete | 2011-12-27 | 2012-03-26 | 2012-04-22 | 2012-04-22
SRP07782 | SREC Solar | BHATT |  | 10.535 | 0 | Residential | 0 | EDISON | 8820 | 11 | 1ST LIGHT ENERGY, INC. | PSE&G BPU | No | Complete | 2011-12-27 | 2012-10-11 | 2012-11-29 | 2012-11-29
SRP07783 | SREC Solar | KRUCHOWY |  | 8.16 | 0 | Residential | 0 | HILLSBOROUGH | 8844 | 5 | AMERICAN RENEWABLE ENERGY, INC | PSE&G BPU | No | Complete | 2011-12-27 | 2012-07-12 | 2012-09-11 | 2012-09-11
SRP07784 | SREC Solar | KNOWLES | HOWARD G. KNOWLES, INC | 19.74 | 0 | Commercial | 0 | AUDUBON | 8106 | 14 | HUTCHINSON CONTRACTORS | PSE&G BPU | No | Complete | 2011-12-27 | 2012-04-19 | 2012-05-09 | 2012-05-09
SRP07785 | SREC Solar | MARCOTULLIO |  | 8.74 | 0 | Residential | 1 | TOMS RIVER | 8757 | 18 | TRINITY HEATING AND AIR | JCP&L | No | Complete | 2011-12-27 | 2012-03-23 | 2012-04-23 | 2012-04-23
SRP07786 | SREC Solar | LOSARDO |  | 7.755 | 0 | Residential | 1 | MANCHESTER | 8759 | 18 | ACOS ENERGY, LLC | JCP&L | No | Complete | 2011-12-27 | 2012-03-28 | 2012-04-23 | 2012-04-23
SRP07787 | SREC Solar | ORTEGA |  | 9.87 | 0 | Residential | 1 | EDISON | 8817 | 11 | TRINITY HEATING AND AIR | PSE&G BPU | No | Complete | 2011-12-27 | 2012-07-12 | 2012-07-23 | 2012-07-23
SRP07788 | SREC Solar | MENDEZ |  | 8.16 | 0 | Residential | 1 | TOMS RIVER | 8755 | 18 | ACOS ENERGY, LLC | JCP&L | No | Complete | 2011-12-27 | 2012-07-12 | 2012-07-31 | 2012-07-31
SRP07789 | SREC Solar | NEWKIRK |  | 6.9 | 0 | Residential | 1 | MANCHESTER | 8759 | 18 | ACOS ENERGY, LLC | JCP&L | No | Complete | 2011-12-27 | 2012-03-27 | 2012-04-23 | 2012-04-23
SRP07791 | SREC Solar | ROSTA |  | 6.9 | 0 | Residential | 1 | MANCHESTER | 8759 | 18 | ACOS ENERGY, LLC | JCP&L | No | Complete | 2011-12-27 | 2012-03-27 | 2012-04-23 | 2012-04-23
SRP07794 | SREC Solar | WASHLICK |  | 6.345 | 0 | Residential | 1 | MARLTON | 8053 | 13 | SEA BRIGHT SOLAR, LLC | PSE&G BPU | No | Complete | 2011-12-27 | 2012-05-11 | 2012-05-24 | 2012-05-24
SRP07797 | SREC Solar | CICALESE | ELEMENTAL CONTAINER INC | 66.5 | 0 | Commercial | 0 | UNION | 7083 | 10 | I NEED SOLAR | PSE&G BPU | No | Complete | 2011-12-27 | 2012-04-26 | 2012-05-22 | 2012-05-22
SRP07798 | SREC Solar | TIELMAN |  | 12.24 | 0 | Residential | 1 | LAKEHURST | 8733 | 18 | TRINITY HEATING AND AIR | JCP&L | No | Complete | 2011-12-27 | 2012-04-17 | 2012-04-30 | 2012-04-30
SRP07799 | SREC Solar | ESPADA |  | 3.76 | 0 | Residential | 1 | TOMS RIVER | 8753 | 18 | TRINITY HEATING AND AIR | JCP&L | No | Complete | 2011-12-27 | 2012-04-06 | 2012-04-25 | 2012-04-25
SRP07800 | SREC Solar | MARGUGLIO |  | 6.24 | 0 | Residential | 1 | BRIDGETON | 8302 | 20 | TRINITY HEATING AND AIR | AC Electric | No | Complete | 2011-12-27 | 2012-03-07 | 2012-04-17 | 2012-04-17
SRP07803 | SREC Solar | GIANNUZZI | ORTHOPEDIC SPORTS MEDICINE & REHA | 39.6 | 0 | Commercial | 0 | RED BANK | 7701 | 17 | VANGUARD ENERGY PARTNERS, LLC | JCP&L | No | Complete | 2011-12-27 | 2012-03-09 | 2012-04-11 | 2012-04-11
SRP07804 | SREC Solar | PATEL |  | 4.8 | 0 | Residential | 1 | HOWELL | 7731 | 17 | TRINITY HEATING AND AIR | JCP&L | No | Complete | 2011-12-27 | 2012-03-06 | 2012-04-11 | 2012-04-11
SRP07805 | SREC Solar | CAMARDA |  | 13.63 | 0 | Residential | 1 | JACKSON | 8527 | 18 | TRINITY HEATING AND AIR | JCP&L | No | Complete | 2011-12-27 | 2012-03-15 | 2012-04-22 | 2012-04-22
SRP07806 | SREC Solar | NEVILLE | GEMINI TECHNOLOGIES SERVICES, INC | 1522.56 | 0 | Commercial | 0 | PARSIPPANY | 7054 | 3 | VANGUARD ENERGY PARTNERS, LLC | JCP&L | No | Complete | 2011-12-27 | 2013-07-16 | 2013-07-23 | 2013-07-23
SRP07808 | SREC Solar | HEISER | HEISER INDUSTRIES | 129.285 | 0 | Commercial | 0 | FAIRFIELD | 7004 | 9 | VANGUARD ENERGY PARTNERS, LLC | PSE&G BPU | No | Complete | 2011-12-27 | 2012-05-25 | 2012-06-06 | 2012-06-06
SRP07810 | SREC Solar | BONIN | TWP OF BRANCHBURG MUNICIPAL COM | 305.76 | 0 | Government Facility | 0 | BRANCHBURG | 8876 | 5 | VANGUARD ENERGY PARTNERS, LLC | JCP&L | No | Complete | 2011-12-27 | 2012-11-02 | 2012-11-29 | 2012-11-29
SRP07811 | SREC Solar | MELGAARD | TROY REALTY, LLC | 20.7 | 0 | Commercial | 0 | TOWACO | 7082 | 3 | MAINLINE SOLAR, LLC | JCP&L | No | Complete | 2011-12-27 | 2011-12-30 | 2012-01-04 | 2012-01-04
SRP07812 | SREC Solar | ANDERSON | STORAGE PARTNERS OF EATONTOWN | 113.96 | 0 | Commercial | 1 | EATONTOWN | 7724 | 17 | G & S INVESTORS | JCP&L | No | Complete | 2011-12-27 | 2012-12-13 | 2013-01-02 | 2013-01-02
SRP07813 | SREC Solar | MISRA |  | 7.695 | 0 | Residential | 0 | PLAINSBORO | 8536 | 11 | SKY HIGH ENERGY, LLC | PSE&G BPU | No | Complete | 2011-12-27 | 2012-06-20 | 2012-07-23 | 2012-07-23
SRP07815 | SREC Solar | ANDERSON | ESS PRISA II LLC | 184.8 | 0 | Commercial | 1 | HO-HO-KUS | 7423 | 7 | G & S INVESTORS | PSE&G BPU | No | Complete | 2011-12-27 | 2012-07-05 | 2012-07-20 | 2012-07-20
SRP07816 | SREC Solar | ANDERSON | ESS PRISA II LLC | 89.32 | 0 | Commercial | 1 | EDGEWATER | 7020 | 7 | G & S INVESTORS | PSE&G BPU | No | Complete | 2011-12-27 | 2012-12-14 | 2012-12-26 | 2012-12-26
SRP07817 | SREC Solar | ANDERSON | ESS WCOT OWN LLC | 92.4 | 0 | Commercial | 1 | SECAUCUS | 7094 | 8 | G & S INVESTORS | PSE&G BPU | No | Complete | 2011-12-27 | 2012-06-07 | 2012-06-19 | 2012-06-19
SRP07818 | SREC Solar | RYDER |  | 8.36 | 0 | Residential | 1 | LAKEWOOD | 8701 | 18 | SUNGEVITY, INC. | JCP&L | No | Complete | 2011-12-27 | 2012-07-20 | 2012-08-06 | 2012-08-06
SRP07819 | SREC Solar | LINN |  | 8.55 | 0 | Residential | 1 | TOMS RIVER | 8757 | 18 | TRINITY HEATING AND AIR | JCP&L | No | Complete | 2011-12-27 | 2012-03-23 | 2012-04-22 | 2012-04-22
SRP07820 | SREC Solar | SCHUCK |  | 3.04 | 0 | Residential | 1 | POINT PLEASANT BEACH | 8742 | 18 | SUNGEVITY, INC. | JCP&L | No | Complete | 2011-12-27 | 2012-11-06 | 2012-11-14 | 2012-11-14
SRP07821 | SREC Solar | STRICKER | WAYNE TEMPLE BETH TIKVAH | 144.48 | 0 | Non Profit | 1 | WAYNE | 7470 | 6 | GREEN ENERGY CONSTRUCTION AND CONSULTING | PSE&G BPU | No | Complete | 2011-12-27 | 2013-11-22 | 2013-11-27 | 2013-11-27
SRP07823 | SREC Solar | VELEZ |  | 4.56 | 0 | Residential | 1 | CLIFTON | 7012 | 6 | SUNGEVITY, INC. | PSE&G BPU | No | Complete | 2011-12-27 | 2012-09-07 | 2012-10-02 | 2012-10-02
SRP07824 | SREC Solar | HILLMAN |  | 7.44 | 0 | Residential | 0 | PENNINGTON | 8534 | 12 | CORBIN SOLAR SOLUTIONS, LLC | PSE&G BPU | No | Complete | 2011-12-27 | 2012-07-18 | 2012-08-06 | 2012-08-06
SRP07825 | SREC Solar | DALZELL |  | 4.05 | 0 | Residential | 0 | RUTHERFORD | 7070 | 7 | CORBIN SOLAR SOLUTIONS, LLC | PSE&G BPU | No | Complete | 2011-12-27 | 2012-06-25 | 2012-09-05 | 2012-09-05
SRP07828 | SREC Solar | CLARK |  | 7.98 | 0 | Residential | 1 | CALIFON | 7830 | 4 | SUNGEVITY, INC. | JCP&L | No | Complete | 2011-12-27 | 2012-07-31 | 2012-08-16 | 2012-08-16
SRP07830 | SREC Solar | MONTAG |  | 7.68 | 0 | Residential | 1 | EAST WINDSOR | 8512 | 11 | TRINITY HEATING AND AIR | JCP&L | No | Complete | 2011-12-27 | 2012-02-08 | 2012-03-02 | 2012-03-02
SRP07831 | SREC Solar | JACOBS |  | 9.2 | 0 | Residential | 1 | BRICK | 8724 | 18 | RELIABLE POWER SERVICES, INC. | JCP&L | No | Complete | 2011-12-27 | 2012-01-31 | 2012-02-28 | 2012-02-28
SRP07832 | SREC Solar | KHOURY |  | 8.97 | 0 | Residential | 0 | HILLSBOROUGH | 8844 | 5 | REC SOLAR, INC. | PSE&G BPU | No | Complete | 2011-12-27 | 2012-04-20 | 2012-06-11 | 2012-06-11
SRP07833 | SREC Solar | VIZZONI |  | 5.13 | 0 | Residential | 1 | ALLENTOWN | 8505 | 13 | TRINITY HEATING AND AIR | PSE&G BPU | No | Complete | 2011-12-27 | 2012-06-04 | 2012-06-15 | 2012-06-15
SRP07834 | SREC Solar | WORTHINGTON |  | 19.6 | 0 | Residential | 0 | SOUTHAMPTON | 8088 | 13 | SELF INSTALL | PSE&G BPU | No | Complete | 2011-12-27 | 2012-03-01 | 2012-04-11 | 2012-04-11
SRP07835 | SREC Solar | MARTOGLIO | RPM CONTRACTING, LLC | 33.84 | 0 | Commercial | 1 | MONTCLAIR | 7042 | 9 | MERCHANT ELECTRIC & LIGHTING SERVICE INC | PSE&G BPU | No | Complete | 2011-12-27 | 2012-01-09 | 2012-04-13 | 2012-04-13
SRP07836 | SREC Solar | NORTH |  | 7.99 | 0 | Residential | 0 | BRIDGEWATER | 8807 | 5 | SKYLINE SOLAR | PSE&G BPU | No | Complete | 2011-12-27 | 2012-03-06 | 2012-04-12 | 2012-04-12
SRP07838 | SREC Solar | BIRD | TUESDAY MORNING INC. | 115.2 | 0 | Commercial | 1 | MATAWAN | 7747 | 17 | GREEN ENERGY SYSTEMS LLC | JCP&L | No | Complete | 2011-12-27 | 2012-04-04 | 2012-04-26 | 2012-04-26
SRP07841 | SREC Solar | JOSEPH |  | 4.56 | 0 | Residential | 0 | KENDALL PARK | 8824 | 11 | SKY HIGH ENERGY, LLC | PSE&G BPU | No | Complete | 2011-12-27 | 2012-05-31 | 2012-06-04 | 2012-06-04
SRP07842 | SREC Solar | YANG |  | 7.095 | 0 | Residential | 1 | MARTLON | 8053 | 13 | RCL ENTERPRISES INC. | PSE&G BPU | No | Complete | 2011-12-27 | 2012-01-10 | 2012-02-09 | 2012-02-09
SRP07844 | SREC Solar | GADE | PRANAYA PHARMACY INC. | 37.26 | 0 | Commercial | 0 | ROOSEVELT | 8555 | 17 | ELITE CONSTRUCTION MANAGEMENT | JCP&L | No | Complete | 2011-12-27 | 2013-11-07 | 2013-11-12 | 2013-11-12
SRP07845 | SREC Solar | LIGUS |  | 8.28 | 0 | Residential | 0 | WEST MILFORD | 7480 | 6 | EAGLE ELECTRICAL CONTRACTING AND REPAIR, | Orange & Rockland Elec | No | Complete | 2011-12-27 | 2012-05-15 | 2012-05-29 | 2012-05-29
SRP07846 | SREC Solar | ALVIK | CABIN DOCTOR | 10.08 | 0 | Commercial | 0 | CREAM RIDGE | 8514 | 17 | TRINITY HEATING AND AIR | JCP&L | No | Complete | 2011-12-27 | 2012-01-26 | 2012-02-24 | 2012-02-24
SRP07848 | SREC Solar | BARRACATO |  | 8.36 | 0 | Residential | 1 | MONROE TWP | 8831 | 11 | TRINITY HEATING AND AIR | JCP&L | No | Complete | 2011-12-27 | 2012-02-07 | 2012-02-29 | 2012-02-29
SRP07849 | SREC Solar | PALMER |  | 9.36 | 0 | Residential | 1 | SUSSEX | 7461 | 1 | ALTERNATIVE ENERGY ASSOCIATES | JCP&L | No | Complete | 2011-12-27 | 2013-03-05 | 2013-03-18 | 2013-03-18
SRP07850 | SREC Solar | TOTARO |  | 7.98 | 0 | Residential | 1 | EAST WINDSOR | 8512 | 11 | TRINITY HEATING AND AIR | JCP&L | No | Complete | 2011-12-27 | 2012-03-12 | 2012-04-19 | 2012-04-19
SRP07851 | SREC Solar | COPE |  | 9.36 | 0 | Residential | 1 | LAFAYETTE | 7848 | 1 | ALTERNATIVE ENERGY ASSOCIATES | JCP&L | No | Complete | 2011-12-27 | 2013-03-05 | 2013-03-18 | 2013-03-18
SRP07852 | SREC Solar | HAAR |  | 7.2 | 0 | Residential | 1 | MANCHESTER | 8759 | 18 | TRINITY HEATING AND AIR | JCP&L | No | Complete | 2011-12-27 | 2012-04-17 | 2012-04-30 | 2012-04-30
SRP07853 | SREC Solar | NORRIS |  | 7.755 | 0 | Residential | 1 | POINT PLEASANT | 8742 | 18 | SOLARCITY CORPORATION | JCP&L | No | Complete | 2011-12-27 | 2012-05-16 | 2012-05-30 | 2012-05-30
SRP07855 | SREC Solar | SHELDON |  | 9.5 | 0 | Residential | 1 | BORDENTOWN | 8505 | 13 | TRINITY HEATING AND AIR | PSE&G BPU | No | Complete | 2011-12-27 | 2012-04-02 | 2012-04-24 | 2012-04-24
SRP07856 | SREC Solar | FORD | ATHLETE'S ALLEY | 27.04 | 0 | Commercial | 0 | SHREWSBURY | 7702 | 17 | STAR INSTALLATIONS | JCP&L | No | Complete | 2011-12-27 | 2012-10-10 | 2012-10-26 | 2012-10-26
SRP07857 | SREC Solar | WILSON |  | 10.56 | 0 | Residential | 1 | WILLIAMSTOWN | 8094 | 15 | TRINITY HEATING AND AIR | AC Electric | No | Complete | 2011-12-27 | 2012-04-25 | 2012-05-21 | 2012-05-21
SRP07858 | SREC Solar | PALIAGA |  | 6.84 | 0 | Residential | 1 | HOWELL | 7731 | 17 | TRINITY HEATING AND AIR | JCP&L | No | Complete | 2011-12-27 | 2012-02-21 | 2012-03-22 | 2012-03-22
SRP07859 | SREC Solar | JAMISON |  | 4.8 | 0 | Residential | 1 | JACKSON | 8527 | 18 | TRINITY HEATING AND AIR | JCP&L | No | Complete | 2011-12-27 | 2012-02-13 | 2012-03-08 | 2012-03-08
SRP07861 | SREC Solar | CAVAGNARO |  | 6.72 | 0 | Residential | 0 | VINELAND | 8037 | 19 | RENERGY, INC. | Vineland Muni Elec | No | Complete | 2011-12-27 | 2012-04-16 | 2012-05-02 | 2012-05-02
SRP07862 | SREC Solar | BEEBE |  | 5.64 | 0 | Residential | 1 | MILLVILLE | 8332 | 20 | SEA BRIGHT SOLAR, LLC | AC Electric | No | Complete | 2011-12-27 | 2012-04-19 | 2012-05-09 | 2012-05-09
SRP07864 | SREC Solar | COPPOLINO |  | 3.36 | 0 | Residential | 1 | SEWELL | 8080 | 15 | TRINITY HEATING AND AIR | AC Electric | No | Complete | 2011-12-27 | 2012-03-29 | 2012-04-22 | 2012-04-22
SRP07866 | SREC Solar | DIPROSPERO |  | 10.8 | 0 | Residential | 0 | MARTINSVILLE | 8836 | 5 | GEOGENIX | PSE&G BPU | No | Complete | 2011-12-27 | 2012-07-13 | 2012-08-20 | 2012-08-20
SRP07867 | SREC Solar | ELLIOTT |  | 4.56 | 0 | Residential | 1 | WHITING | 8759 | 18 | TRINITY HEATING AND AIR | JCP&L | No | Complete | 2011-12-27 | 2012-04-27 | 2012-05-11 | 2012-05-11
SRP07868 | SREC Solar | SHARMA |  | 5.635 | 0 | Residential | 0 | EDISON | 8820 | 11 | 1ST LIGHT ENERGY, INC. | PSE&G BPU | No | Complete | 2011-12-27 | 2012-08-06 | 2012-09-17 | 2012-09-17
SRP07869 | SREC Solar | STEPHENS |  | 3.87 | 0 | Residential | 1 | MONROE | 8831 | 11 | SOLARCITY CORPORATION | JCP&L | No | Complete | 2011-12-27 | 2012-04-25 | 2012-05-11 | 2012-05-11
SRP07870 | SREC Solar | SOPER |  | 6.84 | 0 | Residential | 1 | CHESTERFIELD | 8515 | 13 | SUNGEVITY, INC. | PSE&G BPU | No | Complete | 2011-12-27 | 2012-07-20 | 2012-08-06 | 2012-08-06
SRP07871 | SREC Solar | ROCK |  | 3.84 | 0 | Residential | 1 | SEWELL | 8080 | 15 | TRINITY HEATING AND AIR | AC Electric | No | Complete | 2011-12-27 | 2012-03-29 | 2012-04-22 | 2012-04-22
SRP07872 | SREC Solar | GRISCOM |  | 14.1 | 0 | Residential | 1 | MANNINGTON TWP | 8079 | 16 | SOLARCITY CORPORATION | AC Electric | No | Complete | 2011-12-27 | 2012-11-29 | 2012-12-10 | 2012-12-10
SRP07873 | SREC Solar | FITZGERALD |  | 6.88 | 0 | Residential | 1 | PLAINSBORO | 8536 | 11 | SOLARCITY CORPORATION | PSE&G BPU | No | Complete | 2011-12-27 | 2012-09-14 | 2012-09-25 | 2012-09-25
SRP07874 | SREC Solar | REYNOLDS |  | 12.22 | 0 | Residential | 1 | STIRLING | 7980 | 3 | SOLARCITY CORPORATION | JCP&L | No | Complete | 2011-12-27 | 2012-04-25 | 2012-05-10 | 2012-05-10
SRP07876 | SREC Solar | SANTOS |  | 7.92 | 0 | Residential | 1 | BROWNS MILLS | 8015 | 13 | TRINITY HEATING AND AIR | JCP&L | No | Complete | 2011-12-27 | 2012-04-02 | 2012-04-24 | 2012-04-24
SRP07877 | SREC Solar | SHELINSKY |  | 8.36 | 0 | Residential | 1 | MARLTON | 8053 | 13 | TRINITY HEATING AND AIR | PSE&G BPU | No | Complete | 2011-12-27 | 2012-04-02 | 2012-04-24 | 2012-04-24
SRP07880 | SREC Solar | SEDDON |  | 8.88 | 0 | Residential | 1 | SOUTHAMPTON TWP | 8088 | 13 | SUNGEVITY, INC. | JCP&L | No | Complete | 2011-12-27 | 2012-08-10 | 2012-08-24 | 2012-08-24
SRP07881 | SREC Solar | CENSOPLANO |  | 6.125 | 0 | Residential | 1 | TOMS RIVER | 8757 | 18 | SUNGEVITY, INC. | JCP&L | No | Complete | 2012-01-03 | 2012-08-10 | 2012-08-21 | 2012-08-21
SRP07882 | SREC Solar | FOWLER |  | 7.6 | 0 | Residential | 1 | BROWNS MILLS | 8015 | 13 | SUNGEVITY, INC. | JCP&L | No | Complete | 2012-01-03 | 2012-06-05 | 2012-06-13 | 2012-06-13
SRP07883 | SREC Solar | ANNINOS | SYSCOM TECH | 156.06 | 0 | Commercial | 0 | MOORESTOWN | 8057 | 13 | ADVANCED GREEN TECHNOLOGIES | PSE&G BPU | No | Complete | 2012-01-03 | 2012-05-23 | 2012-06-15 | 2012-06-15
SRP07884 | SREC Solar | DEPIETRO |  | 4.56 | 0 | Residential | 1 | MAPLE SHADE | 8052 | 13 | SUNGEVITY, INC. | PSE&G BPU | No | Complete | 2012-01-03 | 2012-07-31 | 2012-08-16 | 2012-08-16
SRP07886 | SREC Solar | SUMLER |  | 5.7 | 0 | Residential | 1 | VILLAS | 8251 | 21 | SUNGEVITY, INC. | AC Electric | No | Complete | 2012-01-03 | 2012-09-13 | 2012-10-01 | 2012-10-01
SRP07888 | SREC Solar | MEYERKOPF |  | 4.94 | 0 | Residential | 1 | BRIDGEWATER | 8807 | 5 | SUNGEVITY, INC. | PSE&G BPU | No | Complete | 2012-01-03 | 2012-08-07 | 2012-08-20 | 2012-08-20
SRP07889 | SREC Solar | RADICS |  | 4.94 | 0 | Residential | 1 | FRANKLIN | 7416 | 1 | SUNGEVITY, INC. | JCP&L | No | Complete | 2012-01-03 | 2012-07-31 | 2012-08-08 | 2012-08-08
SRP07891 | SREC Solar | KLEMAS |  | 7.695 | 0 | Residential | 0 | KENDALL PARK | 8824 | 11 | SKY HIGH ENERGY, LLC | PSE&G BPU | No | Complete | 2012-01-03 | 2012-04-19 | 2012-04-22 | 2012-04-22
SRP07892 | SREC Solar | ABELLO |  | 7.13 | 0 | Residential | 1 | BARNEGAT | 8005 | 18 | ALLSEASON CONSTRUCTION | JCP&L | No | Complete | 2012-01-03 | 2013-03-12 | 2013-03-27 | 2013-03-27
SRP07893 | SREC Solar | WOLFE |  | 6.24 | 0 | Residential | 1 | LEHT | 8087 | 18 | ALLSEASON CONSTRUCTION | AC Electric | No | Complete | 2012-01-03 | 2012-09-13 | 2012-10-01 | 2012-10-01
SRP07894 | SREC Solar | SPYKER |  | 5.98 | 0 | Residential | 1 | ABSECON | 8205 | 19 | ALLSEASON CONSTRUCTION | AC Electric | No | Complete | 2012-01-03 | 2012-09-18 | 2012-10-09 | 2012-10-09
SRP07895 | SREC Solar | CALES |  | 9.165 | 0 | Residential | 1 | LEHT | 8087 | 18 | ALLSEASON CONSTRUCTION | AC Electric | No | Complete | 2012-01-03 | 2012-09-07 | 2012-10-01 | 2012-10-01
SRP07896 | SREC Solar | MOLLOY |  | 4.14 | 0 | Residential | 1 | LEHT | 8087 | 18 | ALLSEASON CONSTRUCTION | AC Electric | No | Complete | 2012-01-03 | 2012-09-07 | 2012-10-01 | 2012-10-01
SRP07897 | SREC Solar | SIMONE |  | 11.96 | 0 | Residential | 1 | LEHT | 8087 | 18 | ALLSEASON CONSTRUCTION | AC Electric | No | Complete | 2012-01-03 | 2012-08-28 | 2012-09-13 | 2012-09-13
SRP07899 | SREC Solar | KEENEY |  | 5.98 | 0 | Residential | 1 | GALLOWAY | 8205 | 19 | ALLSEASON CONSTRUCTION | AC Electric | No | Complete | 2012-01-03 | 2013-01-08 | 2013-01-25 | 2013-01-25
SRP07900 | SREC Solar | RAFANIELLO |  | 5.52 | 0 | Residential | 1 | TUCKERTON | 8087 | 18 | ALLSEASON CONSTRUCTION | AC Electric | No | Complete | 2012-01-03 | 2012-08-28 | 2012-09-11 | 2012-09-11
SRP07901 | SREC Solar | FEDERICO |  | 7.755 | 0 | Residential | 1 | LEHT | 8087 | 18 | ALLSEASON CONSTRUCTION | AC Electric | No | Complete | 2012-01-03 | 2012-09-18 | 2012-10-03 | 2012-10-03
SRP07902 | SREC Solar | SPINOSA |  | 14.26 | 0 | Residential | 1 | GALLOWAY | 8205 | 19 | ALLSEASON CONSTRUCTION | AC Electric | No | Complete | 2012-01-03 | 2012-09-07 | 2012-09-28 | 2012-09-28
SRP07903 | SREC Solar | TREADWELL |  | 4.6 | 0 | Residential | 1 | GALLOWAY | 8205 | 19 | ALLSEASON CONSTRUCTION | AC Electric | No | Complete | 2012-01-03 | 2012-09-10 | 2012-09-19 | 2012-09-19
SRP07904 | SREC Solar | STOCKS |  | 5.17 | 0 | Residential | 1 | SMITHVILLE | 8201 | 19 | ALLSEASON CONSTRUCTION | AC Electric | No | Complete | 2012-01-03 | 2012-09-07 | 2012-09-17 | 2012-09-17
SRP07905 | SREC Solar | MCCANN |  | 7.99 | 0 | Residential | 1 | LEHT | 8087 | 18 | ALLSEASON CONSTRUCTION | AC Electric | No | Complete | 2012-01-03 | 2012-09-13 | 2012-10-01 | 2012-10-01
SRP07906 | SREC Solar | WALLACE | RMI HOLDING | 380.47 | 0 | Residential | 1 | BURLINGTON | 8016 | 13 | PI SOLAR, LLC | PSE&G BPU | No | Complete | 2012-01-03 | 2013-08-22 | 2013-10-03 | 2013-10-03
SRP07907 | SREC Solar | MASSUCCI |  | 4.8 | 0 | Residential | 1 | GALLOWAY | 8205 | 19 | ALLSEASON CONSTRUCTION | AC Electric | No | Complete | 2012-01-03 | 2012-09-13 | 2012-10-02 | 2012-10-02
SRP07908 | SREC Solar | GRAHAM |  | 5.06 | 0 | Residential | 1 | MANCHESTER | 8759 | 18 | ALLSEASON CONSTRUCTION | JCP&L | No | Complete | 2012-01-03 | 2012-12-05 | 2012-12-26 | 2012-12-26
SRP07909 | SREC Solar | LIBBY |  | 8.93 | 0 | Residential | 1 | EGG HARBOR TOWNSHIP | 8234 | 19 | ALLSEASON CONSTRUCTION | AC Electric | No | Complete | 2012-01-03 | 2013-02-19 | 2013-03-07 | 2013-03-07
SRP07910 | SREC Solar | DOMINIC |  | 8.46 | 0 | Residential | 1 | GALLOWAY | 8205 | 19 | ALLSEASON CONSTRUCTION | AC Electric | No | Complete | 2012-01-03 | 2012-08-28 | 2012-09-06 | 2012-09-06
SRP07911 | SREC Solar | WALLACH |  | 5.64 | 0 | Residential | 1 | SMITHVILLE | 8201 | 19 | ALLSEASON CONSTRUCTION | AC Electric | No | Complete | 2012-01-03 | 2012-09-13 | 2012-10-02 | 2012-10-02
SRP07913 | SREC Solar | BOWERS |  | 8.16 | 0 | Residential | 1 | TUCKERTON | 8087 | 18 | ALLSEASON CONSTRUCTION | AC Electric | No | Complete | 2012-01-03 | 2012-12-05 | 2012-12-20 | 2012-12-20
SRP07914 | SREC Solar | MERRITT |  | 11.96 | 0 | Residential | 1 | EGG HARBOR TOWNSHIP | 8234 | 19 | ALLSEASON CONSTRUCTION | AC Electric | No | Complete | 2012-01-03 | 2012-09-07 | 2012-10-02 | 2012-10-02
SRP07915 | SREC Solar | D' ALESSIO | SPIRAL BINDING | 81.12 | 0 | Commercial | 0 | TOTOWA | 7512 | 6 | AMBERJACK SOLAR ENERGY | PSE&G BPU | No | Complete | 2012-01-03 | 2012-01-26 | 2012-03-08 | 2012-03-08
SRP07917 | SREC Solar | JEON |  | 10.08 | 0 | Residential | 0 | EAST BRUNSWICK | 8816 | 11 | US CLEAN ENERGY LLC | PSE&G BPU | No | Complete | 2012-01-03 | 2012-06-20 | 2012-07-05 | 2012-07-05
SRP07918 | SREC Solar | FOWLER |  | 8.775 | 0 | Residential | 0 | DUNELLEN | 8812 | 11 | SEA BRIGHT SOLAR, LLC | PSE&G BPU | No | Complete | 2012-01-03 | 2012-05-22 | 2012-07-17 | 2012-07-17
SRP07919 | SREC Solar | TROTT |  | 6.9 | 0 | Residential | 0 | HOWELL | 7731 | 17 | SEA BRIGHT SOLAR, LLC | JCP&L | No | Complete | 2012-01-03 | 2012-07-02 | 2012-07-20 | 2012-07-20
SRP07920 | SREC Solar | QUATHER |  | 5.52 | 0 | Residential | 0 | ALLOWAY | 8601 | 12 | CORBIN SOLAR SOLUTIONS, LLC | AC Electric | No | Complete | 2012-01-03 | 2012-05-11 | 2012-05-24 | 2012-05-24
SRP07922 | SREC Solar | POLTRICITSKY |  | 16.92 | 0 | Residential | 0 | FLEMINGTON | 8822 | 4 | NATURAL POWER SOURCES, LLC | JCP&L | No | Complete | 2012-01-03 | 2012-04-10 | 2012-04-30 | 2012-04-30
SRP07923 | SREC Solar | WILLIS |  | 11.04 | 0 | Residential | 0 | PHILLIPSBURG | 8865 | 2 | SONIC DEVELOPMENT INC | JCP&L | No | Complete | 2012-01-03 | 2012-06-01 | 2012-06-11 | 2012-06-11
SRP07925 | SREC Solar | GRANT |  | 3.36 | 0 | Residential | 0 | HAVEN BEACH | 8008 | 18 | TRINITY HEATING AND AIR | AC Electric | No | Complete | 2012-01-03 | 2012-05-15 | 2012-05-29 | 2012-05-29
SRP07927 | SREC Solar | DESILVA |  | 3.12 | 0 | Residential | 1 | ENGLEWOOD | 7631 | 7 | ALTERNATIVE LIGHT & ENERGY SOLUTIONS | PSE&G BPU | No | Complete | 2012-01-03 | 2012-06-27 | 2012-07-17 | 2012-07-17
SRP07928 | SREC Solar | STONE |  | 11.04 | 0 | Residential | 0 | MORRIS TOWNSHIP | 7960 | 3 | THE SOLAR CENTER, INC. | JCP&L | No | Complete | 2012-01-03 | 2012-06-08 | 2012-06-20 | 2012-06-20
SRP07929 | SREC Solar | GARDNER |  | 8.28 | 0 | Residential | 1 | OCEAN | 7712 | 17 | RELIABLE POWER SERVICES, INC. | JCP&L | No | Complete | 2012-01-03 | 2012-02-20 | 2012-03-27 | 2012-03-27
SRP07930 | SREC Solar | DUSHA |  | 9.165 | 0 | Residential | 1 | BEACHWOOD | 8722 | 18 | RELIABLE POWER SERVICES, INC. | JCP&L | No | Complete | 2012-01-03 | 2012-04-06 | 2012-04-26 | 2012-04-26
SRP07931 | SREC Solar | BURKE |  | 5.98 | 0 | Residential | 1 | HOWELL | 7731 | 17 | RELIABLE POWER SERVICES, INC. | JCP&L | No | Complete | 2012-01-03 | 2012-03-07 | 2012-04-17 | 2012-04-17
SRP07932 | SREC Solar | APICELLI |  | 6.58 | 0 | Residential | 1 | JACKSON | 8527 | 18 | RELIABLE POWER SERVICES, INC. | JCP&L | No | Complete | 2012-01-03 | 2012-04-04 | 2012-04-26 | 2012-04-26
SRP07933 | SREC Solar | PERKINS | HARDING HVAC SUPPLY | 9.6 | 0 | Commercial | 1 | PITTSGROVE | 8318 | 16 | PINE ACRES HEATING | AC Electric | No | Complete | 2012-01-03 | 2012-01-30 | 2012-03-02 | 2012-03-02
SRP07934 | SREC Solar | MIRAGLIOTTA |  | 5.98 | 0 | Residential | 1 | LEONARDO | 7737 | 17 | RELIABLE POWER SERVICES, INC. | JCP&L | No | Complete | 2012-01-03 | 2012-01-31 | 2012-02-28 | 2012-02-28
SRP07935 | SREC Solar | PAGE |  | 6.9 | 0 | Residential | 1 | NORTH MIDDLETOWN | 7748 | 17 | RELIABLE POWER SERVICES, INC. | JCP&L | No | Complete | 2012-01-03 | 2012-03-16 | 2012-04-22 | 2012-04-22
SRP07936 | SREC Solar | MENOLD |  | 11.52 | 0 | Residential | 0 | SWEDESBORO | 8085 | 15 | SOLULAR LLC. II | AC Electric | No | Complete | 2012-01-03 | 2012-07-03 | 2012-07-17 | 2012-07-17
SRP07937 | SREC Solar | FANIZZI |  | 5.17 | 0 | Residential | 1 | WARETOWN | 8758 | 18 | RELIABLE POWER SERVICES, INC. | JCP&L | No | Complete | 2012-01-03 | 2012-05-01 | 2012-05-15 | 2012-05-15
SRP07938 | SREC Solar | CARBONE |  | 6.44 | 0 | Residential | 1 | HOWELL | 7731 | 17 | RELIABLE POWER SERVICES, INC. | JCP&L | No | Complete | 2012-01-03 | 2012-03-26 | 2012-04-23 | 2012-04-23
SRP07940 | SREC Solar | SHOTMEYER | SHOTMEYER BROTHERS | 62.985 | 0 | Commercial | 0 | HAWTHORNE | 7506 | 6 | VANGUARD ENERGY PARTNERS, LLC | PSE&G BPU | No | Complete | 2012-01-03 | 2012-06-19 | 2012-06-21 | 2012-06-21
SRP07942 | SREC Solar | POTTER | ALPHA WIRE CORP | 1013.55 | 0 | Commercial | 1 | ELIZABETH | 7207 | 10 | TRINITY HEATING AND AIR | PSE&G BPU | No | Complete | 2012-01-03 | 2012-12-26 | 2013-01-04 | 2013-01-04
SRP07943 | SREC Solar | O'ROURKE |  | 6.44 | 0 | Residential | 0 | FREEHOLD | 7728 | 17 | RELIABLE POWER SERVICES, INC. | JCP&L | No | Complete | 2012-01-03 | 2012-06-19 | 2012-06-26 | 2012-06-26
SRP07944 | SREC Solar | ROLAND |  | 7.59 | 0 | Residential | 1 | MANASQUAN | 8730 | 17 | RELIABLE POWER SERVICES, INC. | JCP&L | No | Complete | 2012-01-03 | 2012-02-13 | 2012-03-08 | 2012-03-08
SRP07945 | SREC Solar | ALEXANDRA |  | 6.075 | 0 | Residential | 0 | YARDVILLE | 8620 | 12 | PROVEN RENEWABLE ENERGY, LLC | PSE&G BPU | No | Complete | 2012-01-03 | 2012-02-16 | 2012-03-20 | 2012-03-20
SRP07946 | SREC Solar | GUIDO |  | 6.11 | 0 | Residential | 1 | WARETOWN | 8758 | 18 | RELIABLE POWER SERVICES, INC. | JCP&L | No | Complete | 2012-01-03 | 2012-04-06 | 2012-06-04 | 2012-06-04
SRP07947 | SREC Solar | GIBBS |  | 7.82 | 0 | Residential | 1 | BRICK | 8723 | 18 | RELIABLE POWER SERVICES, INC. | JCP&L | No | Complete | 2012-01-03 | 2012-03-09 | 2012-04-12 | 2012-04-12
SRP07948 | SREC Solar | STIGIANO |  | 6.11 | 0 | Residential | 1 | WARETOWN | 8758 | 18 | RELIABLE POWER SERVICES, INC. | JCP&L | No | Complete | 2012-01-03 | 2012-03-27 | 2012-04-24 | 2012-04-24
SRP07949 | SREC Solar | GULIAN |  | 9.87 | 0 | Residential | 1 | WARETOWN | 8721 | 18 | RELIABLE POWER SERVICES, INC. | JCP&L | No | Complete | 2012-01-03 | 2012-05-01 | 2012-05-15 | 2012-05-15
SRP07951 | SREC Solar | MAGNER |  | 9.165 | 0 | Residential | 1 | OCEAN | 7712 | 17 | RELIABLE POWER SERVICES, INC. | JCP&L | No | Complete | 2012-01-03 | 2012-04-04 | 2012-04-30 | 2012-04-30
SRP07952 | SREC Solar | MALANGA |  | 5.17 | 0 | Residential | 1 | OCEAN | 7712 | 17 | RELIABLE POWER SERVICES, INC. | JCP&L | No | Complete | 2012-01-03 | 2012-03-07 | 2012-04-13 | 2012-04-13
SRP07953 | SREC Solar | CHRYSSANTHAKOPOULO |  | 6.9 | 0 | Residential | 1 | BRICK | 8723 | 18 | RELIABLE POWER SERVICES, INC. | JCP&L | No | Complete | 2012-01-03 | 2012-06-27 | 2012-07-17 | 2012-07-17
SRP07954 | SREC Solar | MERCES |  | 7.36 | 0 | Residential | 1 | MIDDLETOWN | 7748 | 17 | RELIABLE POWER SERVICES, INC. | JCP&L | No | Complete | 2012-01-03 | 2012-01-31 | 2012-02-29 | 2012-02-29
SRP07955 | SREC Solar | ACHARYA |  | 6.05 | 0 | Residential | 0 | BRIDGEWATER | 8807 | 5 | SKY HIGH ENERGY, LLC | PSE&G BPU | No | Complete | 2012-01-03 | 2012-02-03 | 2012-04-19 | 2012-04-19
SRP07957 | SREC Solar | CHERELLO |  | 7.52 | 0 | Residential | 1 | WARETOWN | 8758 | 18 | RELIABLE POWER SERVICES, INC. | JCP&L | No | Complete | 2012-01-03 | 2012-03-07 | 2012-04-19 | 2012-04-19
SRP07960 | SREC Solar | LOPEZ |  | 6.21 | 0 | Residential | 1 | BRICK | 8723 | 18 | RELIABLE POWER SERVICES, INC. | JCP&L | No | Complete | 2012-01-03 | 2012-03-16 | 2012-04-22 | 2012-04-22
SRP07961 | SREC Solar | DELGADO |  | 6.72 | 0 | Residential | 0 | HAZLET | 7730 | 17 | CORBIN SOLAR SOLUTIONS, LLC | JCP&L | No | Complete | 2012-01-03 | 2012-04-25 | 2012-05-22 | 2012-05-22
SRP07962 | SREC Solar | MATARAZZO |  | 8.28 | 0 | Residential | 1 | TOMS RIVER | 8755 | 18 | RELIABLE POWER SERVICES, INC. | JCP&L | No | Complete | 2012-01-03 | 2012-03-07 | 2012-04-17 | 2012-04-17
SRP07963 | SREC Solar | KURIDZA | KURIDZA REALTY LLC | 14.28 | 0 | Commercial | 1 | CLIFTON | 7011 | 6 | BNK RESTORATION CO., INC | PSE&G BPU | No | Complete | 2012-01-03 | 2012-10-26 | 2012-11-13 | 2012-11-13
SRP07964 | SREC Solar | MATUCH |  | 6.11 | 0 | Residential | 1 | OCEAN | 7712 | 17 | RELIABLE POWER SERVICES, INC. | JCP&L | No | Complete | 2012-01-03 | 2012-05-01 | 2012-05-15 | 2012-05-15
SRP07965 | SREC Solar | MARINACCIO |  | 9.4 | 0 | Residential | 1 | WARETOWN | 8758 | 18 | RELIABLE POWER SERVICES, INC. | JCP&L | No | Complete | 2012-01-03 | 2012-03-27 | 2012-04-23 | 2012-04-23
SRP07966 | SREC Solar | VENTOSO |  | 16.56 | 0 | Residential | 1 | BELFORD | 7718 | 17 | RELIABLE POWER SERVICES, INC. | JCP&L | No | Complete | 2012-01-03 | 2012-03-01 | 2012-04-11 | 2012-04-11
SRP07967 | SREC Solar | O'NEIL |  | 11.97 | 0 | Residential | 1 | ENGLISHTOWN | 7726 | 17 | TRINITY HEATING AND AIR | JCP&L | No | Complete | 2012-01-03 | 2012-03-15 | 2012-04-19 | 2012-04-19
SRP07968 | SREC Solar | OPDERBECK |  | 9.12 | 0 | Residential | 1 | BRICK | 8724 | 18 | TRINITY HEATING AND AIR | JCP&L | No | Complete | 2012-01-03 | 2012-03-08 | 2012-04-13 | 2012-04-13
SRP07969 | SREC Solar | SMICK III | I SMICK & SON | 118.8 | 0 | Commercial | 0 | QUINTON | 8072 | 16 | RCL ENTERPRISES INC. | AC Electric | No | Complete | 2012-01-03 | 2012-04-16 | 2012-04-30 | 2012-04-30
SRP07970 | SREC Solar | GILLESPIE | NJ TRANSIT | 683.28 | 0 | Commercial | 1 | KEARNY | 7032 | 8 | BARRIER ELECTRIC | PSE&G BPU | No | Complete | 2012-01-03 | 2012-10-17 | 2012-11-05 | 2012-11-05
SRP07971 | SREC Solar | GORDON |  | 11.04 | 0 | Residential | 1 | JACKSON | 8527 | 18 | TRINITY HEATING AND AIR | JCP&L | No | Complete | 2012-01-03 | 2012-03-06 | 2012-04-12 | 2012-04-12
SRP07972 | SREC Solar | KRZEMINSKI | MAGNA INDUSTRIES, INC. | 57.96 | 0 | Commercial | 0 | LAKEWOOD | 8701 | 18 | DYNAMIC SOLAR, LLC- WAYNE | JCP&L | No | Complete | 2012-01-03 | 2012-04-26 | 2012-05-10 | 2012-05-10
SRP07973 | SREC Solar | DAVIS |  | 6.46 | 0 | Residential | 0 | BRICK | 8724 | 18 | TRINITY HEATING AND AIR | JCP&L | No | Complete | 2012-01-03 | 2012-04-02 | 2012-04-24 | 2012-04-24
SRP07974 | SREC Solar | MICHALSKI | FALCON INDUSTRIES, INC. | 99.84 | 0 | Commercial | 0 | SOMERSET | 8873 | 5 | MERCURY SOLAR SYSTEMS | PSE&G BPU | No | Complete | 2012-01-03 | 2012-06-15 | 2012-07-17 | 2012-07-17
SRP07975 | SREC Solar | KRZEMINSKI | MAGNA INDUSTRIES INC. | 164.22 | 0 | Commercial | 0 | LAKEWOOD | 8701 | 18 | DYNAMIC SOLAR, LLC- WAYNE | JCP&L | No | Complete | 2012-01-03 | 2012-04-26 | 2012-05-10 | 2012-05-10
SRP07976 | SREC Solar | BURKE |  | 3.36 | 0 | Residential | 0 | GLEN GARDNER | 8826 | 4 | TRINITY HEATING AND AIR | JCP&L | No | Complete | 2012-01-03 | 2012-02-21 | 2012-03-27 | 2012-03-27
SRP07978 | SREC Solar | RUBEN |  | 1.92 | 0 | Residential | 0 | LIVINGSTON | 7039 | 9 | TRINITY HEATING AND AIR | JCP&L | No | Complete | 2012-01-03 | 2012-01-25 | 2012-02-24 | 2012-02-24
SRP07979 | SREC Solar | KRZEMINSKI | MAGNA INDUSTRIES, INC. | 93.38 | 0 | Commercial | 0 | LAKEWOOD | 8701 | 18 | DYNAMIC SOLAR, LLC- WAYNE | JCP&L | No | Complete | 2012-01-03 | 2012-04-26 | 2012-05-10 | 2012-05-10
SRP07980 | SREC Solar | SIMMONS |  | 7.2 | 0 | Residential | 1 | MT. HOLLY | 8060 | 13 | TRINITY HEATING AND AIR | PSE&G BPU | No | Complete | 2012-01-03 | 2012-06-20 | 2012-07-05 | 2012-07-05
SRP07981 | SREC Solar | PINERA | HERTZ CORPORATION | 229.125 | 0 | Commercial | 0 | PARK RIDGE | 7656 | 7 | MARTIFER SOLAR USA | Not Known | No | Complete | 2012-01-03 | 2012-07-16 | 2012-07-31 | 2012-07-31
SRP07982 | SREC Solar | ORTIZ |  | 11.04 | 0 | Residential | 1 | CHERRY HILL | 8003 | 14 | REC SOLAR, INC. | PSE&G BPU | No | Complete | 2012-01-03 | 2012-03-16 | 2012-04-22 | 2012-04-22
SRP07983 | SREC Solar | BROWN |  | 10.32 | 0 | Residential | 1 | BURLINGTON | 8016 | 13 | TRINITY HEATING AND AIR | PSE&G BPU | No | Complete | 2012-01-03 | 2012-04-02 | 2012-04-24 | 2012-04-24
SRP07984 | SREC Solar | GUPTA |  | 7.755 | 0 | Residential | 0 | BRIDGEWATER | 8807 | 5 | REC SOLAR, INC. | PSE&G BPU | No | Complete | 2012-01-03 | 2012-11-27 | 2012-12-10 | 2012-12-10
SRP07985 | SREC Solar | COLLINS |  | 5.17 | 0 | Residential | 1 | STOCKTON | 8559 | 4 | TRINITY HEATING AND AIR | JCP&L | No | Complete | 2012-01-03 | 2012-04-27 | 2012-05-11 | 2012-05-11
SRP07986 | SREC Solar | WOODFIELD |  | 5.04 | 0 | Residential | 1 | TOMS RIVER | 8753 | 18 | NJR HOME SERVICES. | JCP&L | No | Complete | 2012-01-03 | 2012-05-23 | 2012-06-04 | 2012-06-04
SRP07987 | SREC Solar | HAINES |  | 3.99 | 0 | Residential | 1 | BROWNS MILLS | 8015 | 13 | TRINITY HEATING AND AIR | JCP&L | No | Complete | 2012-01-03 | 2012-03-08 | 2012-04-13 | 2012-04-13
SRP07989 | SREC Solar | WERNOCH |  | 8.46 | 0 | Residential | 1 | BRICK | 8723 | 18 | NJR HOME SERVICES. | JCP&L | No | Complete | 2012-01-03 | 2012-10-17 | 2012-11-08 | 2012-11-08
SRP07990 | SREC Solar | RUSSO |  | 10.08 | 0 | Residential | 1 | WEST WINDSOR TWP | 8550 | 12 | TRINITY HEATING AND AIR | PSE&G BPU | No | Complete | 2012-01-03 | 2012-04-27 | 2012-05-11 | 2012-05-11
SRP07991 | SREC Solar | LAMOTH |  | 9.12 | 0 | Residential | 1 | TRENTON | 8610 | 12 | TRINITY HEATING AND AIR | PSE&G BPU | No | Complete | 2012-01-03 | 2012-03-01 | 2012-04-11 | 2012-04-11
SRP07992 | SREC Solar | RONALLO |  | 8.28 | 0 | Residential | 1 | TOMS RIVER | 8757 | 18 | NJR HOME SERVICES. | JCP&L | No | Complete | 2012-01-03 | 2012-03-20 | 2012-04-23 | 2012-04-23
SRP07993 | SREC Solar | BEAMAN |  | 6.44 | 0 | Residential | 0 | STOCKTON | 8559 | 4 | GEOPEAK ENERGY LLC | JCP&L | No | Complete | 2012-01-03 | 2012-04-16 | 2012-05-02 | 2012-05-02
SRP07994 | SREC Solar | WENZEL | SOUTH JERSEY GAS | 2517.32 | 0 | Commercial |  | EGG HARBOR TWP | 8234 | 19 | DCO ENERGY, LLC | AC Electric | Yes | Complete | 2012-01-03 | 2012-03-15 | 2012-04-19 | 2012-04-19
SRP07995 | SREC Solar | CUNNINGHAM |  | 7.755 | 0 | Residential | 1 | EDISON | 8817 | 11 | SUNGEVITY, INC. | PSE&G BPU | No | Complete | 2012-01-03 | 2013-07-18 | 2013-07-23 | 2013-07-23
SRP07997 | SREC Solar | STAVITSKY |  | 5.7 | 0 | Residential | 1 | LAKEWOOD | 8701 | 18 | SUNGEVITY, INC. | JCP&L | No | Complete | 2012-01-03 | 2012-09-07 | 2012-10-03 | 2012-10-03
SRP07999 | SREC Solar | UTTER |  | 4.94 | 0 | Residential | 1 | PHILLIPSBURG | 8865 | 2 | SUNGEVITY, INC. | JCP&L | No | Complete | 2012-01-03 | 2012-12-11 | 2013-01-18 | 2013-01-18
SRP08001 | SREC Solar | MONSU |  | 6.84 | 0 | Residential | 1 | WEST DEPTFORD | 8093 | 15 | SUNGEVITY, INC. | PSE&G BPU | No | Complete | 2012-01-03 | 2012-09-13 | 2012-10-01 | 2012-10-01
SRP08002 | SREC Solar | SUKHARAM | KNIGHTS INN | 109.48 | 0 | Commercial | 1 | MT. LAUREL | 8054 | 13 | GREEN ENERGY CONSTRUCTION AND CONSULTING | PSE&G BPU | No | Complete | 2012-01-03 | 2013-01-18 | 2013-02-01 | 2013-02-01
SRP08003 | SREC Solar | STACHURSKI | CHURCH OF THE RESURRECTION | 80.64 | 0 | Non Profit | 1 | DELRAN | 8075 | 13 | SOLIS PARTNERS, LLC | PSE&G BPU | No | Complete | 2012-01-03 | 2012-09-26 | 2013-01-28 | 2013-01-28
SRP08004 | SREC Solar | STACHURSKI | CHURCH OF RESURRECTION- BLDG | 43.68 | 0 | Non Profit | 1 | DELRAN | 8075 | 13 | SOLIS PARTNERS, LLC | PSE&G BPU | No | Complete | 2012-01-03 | 2012-09-26 | 2012-10-08 | 2012-10-08
SRP08007 | SREC Solar | FOTI MCMULLEN |  | 8.28 | 0 | Residential | 1 | CREAM RIDGE | 8514 | 17 | ACOS ENERGY, LLC | JCP&L | No | Complete | 2012-01-03 | 2012-03-09 | 2012-04-22 | 2012-04-22
SRP08008 | SREC Solar | IRVOLINO |  | 9.87 | 0 | Residential | 1 | EGG HARBOR TWP | 8234 | 19 | ACOS ENERGY, LLC | AC Electric | No | Complete | 2012-01-03 | 2012-06-05 | 2012-06-13 | 2012-06-13
SRP08009 | SREC Solar | MANOY |  | 6.11 | 0 | Residential | 1 | LANOKA HARBOR | 8734 | 18 | SUNGEVITY, INC. | JCP&L | No | Complete | 2012-01-03 | 2012-08-16 | 2012-08-23 | 2012-08-23
SRP08010 | SREC Solar | BIALECKI |  | 7.755 | 0 | Residential | 1 | MANCHESTER | 8759 | 18 | ACOS ENERGY, LLC | JCP&L | No | Complete | 2012-01-03 | 2012-05-03 | 2012-05-17 | 2012-05-17
SRP08011 | SREC Solar | ALLAN |  | 7.755 | 0 | Residential | 1 | MANCHESTER | 8759 | 18 | ACOS ENERGY, LLC | JCP&L | No | Complete | 2012-01-03 | 2012-03-28 | 2012-04-23 | 2012-04-23
SRP08012 | SREC Solar | BERECSKY |  | 7.52 | 0 | Residential | 1 | MONROE | 8831 | 11 | SUNGEVITY, INC. | JCP&L | No | Complete | 2012-01-03 | 2012-07-25 | 2012-08-14 | 2012-08-14
SRP08013 | SREC Solar | FISHINGER |  | 2.47 | 0 | Residential | 1 | SOMERVILLE | 8876 | 5 | SUNGEVITY, INC. | PSE&G BPU | No | Complete | 2012-01-03 | 2012-08-16 | 2012-09-13 | 2012-09-13
SRP08014 | SREC Solar | NACE |  | 6.58 | 0 | Residential | 1 | HAMPTON | 8827 | 4 | SUNGEVITY, INC. | JCP&L | No | Complete | 2012-01-03 | 2013-02-04 | 2013-02-20 | 2013-02-20
SRP08015 | SREC Solar | SHAPIRO |  | 5.98 | 0 | Residential | 1 | LONG BRANCH | 7740 | 17 | RELIABLE POWER SERVICES, INC. | JCP&L | No | Complete | 2012-01-03 | 2012-03-01 | 2012-04-11 | 2012-04-11
SRP08016 | SREC Solar | PHILLIPS |  | 9.165 | 0 | Residential | 1 | NEPTUNE | 7753 | 17 | RELIABLE POWER SERVICES, INC. | JCP&L | No | Complete | 2012-01-03 | 2012-05-24 | 2012-06-04 | 2012-06-04
SRP08017 | SREC Solar | LORETI |  | 6.21 | 0 | Residential | 1 | TOMS RIVER | 8757 | 18 | RELIABLE POWER SERVICES, INC. | JCP&L | No | Complete | 2012-01-03 | 2012-03-16 | 2012-04-22 | 2012-04-22
SRP08018 | SREC Solar | COHEN |  | 7.755 | 0 | Residential | 1 | OCEAN | 7712 | 17 | RELIABLE POWER SERVICES, INC. | JCP&L | No | Complete | 2012-01-03 | 2012-03-07 | 2012-04-12 | 2012-04-12
SRP08019 | SREC Solar | STROBEL |  | 6.44 | 0 | Residential | 1 | BELFORD | 7718 | 17 | RELIABLE POWER SERVICES, INC. | JCP&L | No | Complete | 2012-01-03 | 2012-01-31 | 2012-02-29 | 2012-02-29
SRP08020 | SREC Solar | MUSELLA |  | 7.05 | 0 | Residential | 1 | MANCHESTER | 8759 | 18 | ACOS ENERGY, LLC | JCP&L | No | Complete | 2012-01-03 | 2012-03-27 | 2012-04-23 | 2012-04-23
SRP08021 | SREC Solar | MENDALSKI |  | 7.755 | 0 | Residential | 1 | MANCHESTER | 8759 | 18 | ACOS ENERGY, LLC | JCP&L | No | Complete | 2012-01-03 | 2012-04-30 | 2012-05-15 | 2012-05-15
SRP08022 | SREC Solar | CHARNECKY | CROWN BUSINESS COMPLEX | 31.68 | 0 | Commercial | 0 | BRANCHBURG | 8876 | 5 | SKYLINE SOLAR | JCP&L | No | Complete | 2012-01-03 | 2012-04-16 | 2012-04-30 | 2012-04-30
SRP08023 | SREC Solar | CHARNECKY | CROWN BUSINESS COMPLEX | 21.12 | 0 | Commercial | 0 | BRANCHBURG | 8876 | 5 | SKYLINE SOLAR | JCP&L | No | Complete | 2012-01-03 | 2012-04-16 | 2012-04-30 | 2012-04-30
SRP08024 | SREC Solar | SCHUMACHER |  | 5.13 | 0 | Residential | 1 | BERLIN | 8009 | 14 | SUNGEVITY, INC. | AC Electric | No | Complete | 2012-01-03 | 2012-08-16 | 2012-08-29 | 2012-08-29
SRP08025 | SREC Solar | CHARNECKY | CROWN BUSINESS COMPLEX | 5.28 | 0 | Commercial | 0 | BRANCHBURG | 8876 | 5 | SKYLINE SOLAR | JCP&L | No | Complete | 2012-01-03 | 2012-04-16 | 2012-04-30 | 2012-04-30
SRP08026 | SREC Solar | CHARNECKY | CROWN BUSINESS COMPLEX LLC | 12.48 | 0 | Commercial | 0 | BRANCHBURG | 8876 | 5 | SKYLINE SOLAR | JCP&L | No | Complete | 2012-01-03 | 2012-04-16 | 2012-04-30 | 2012-04-30
SRP08027 | SREC Solar | DUBIN | JACK DANIELS MOTORS | 405.21 | 0 | Commercial | 0 | FAIR LAWN | 7410 | 7 | AMBERJACK SOLAR ENERGY | PSE&G BPU | No | Complete | 2012-01-03 | 2012-11-13 | 2012-11-23 | 2012-11-23
SRP08028 | SREC Solar | UNCHIS |  | 5.55 | 0 | Residential | 0 | VINELAND | 8360 | 20 | LAURY SERVICES | Vineland Muni Elec | No | Complete | 2012-01-03 | 2012-02-03 | 2012-03-22 | 2012-03-22
SRP08029 | SREC Solar | MO |  | 8.16 | 0 | Residential | 0 | MARLBORO | 7746 | 17 | AMERICAN RENEWABLE ENERGY, INC | JCP&L | No | Complete | 2012-01-03 | 2012-03-29 | 2012-04-22 | 2012-04-22
SRP08030 | SREC Solar | BEESLEY |  | 4.83 | 0 | Residential | 1 | SPRING LAKE HEIGHTS | 7762 | 17 | NJR HOME SERVICES. | JCP&L | No | Complete | 2012-01-03 | 2012-03-16 | 2012-04-22 | 2012-04-22
SRP08032 | SREC Solar | HICKEY |  | 11.52 | 0 | Residential | 1 | OCEANPORT | 7757 | 17 | GEOGENIX | JCP&L | No | Complete | 2012-01-03 | 2012-04-19 | 2012-05-09 | 2012-05-09
SRP08033 | SREC Solar | LENIHAN | UCC CRANFORD CAMPUS | 173.195 | 0 | School Other | 1 | CRANFORD | 7016 | 10 | PRO-TECH ENERGY SOLUTIONS | PSE&G BPU | No | Complete | 2012-01-03 | 2012-05-09 | 2012-05-24 | 2012-05-24
SRP08034 | SREC Solar | STEINBERGER |  | 5.98 | 0 | Residential | 1 | HAZLET | 7730 | 17 | NJR HOME SERVICES. | JCP&L | No | Complete | 2012-01-09 | 2012-02-02 | 2012-03-02 | 2012-03-02
SRP08035 | SREC Solar | WANG |  | 16.8 | 0 | Residential | 0 | NEW PROVIDENCE | 7974 | 10 | AMERICAN RENEWABLE ENERGY, INC | JCP&L | No | Complete | 2012-01-09 | 2012-03-08 | 2012-04-12 | 2012-04-12
SRP08036 | SREC Solar | FARES |  | 8.55 | 0 | Residential | 0 | SOMERSET | 8873 | 5 | SKY HIGH ENERGY, LLC | PSE&G BPU | No | Complete | 2012-01-09 | 2012-07-20 | 2012-08-10 | 2012-08-10
SRP08039 | SREC Solar | AVALONE |  | 7.84 | 0 | Residential | 0 | TOMS RIVER | 8753 | 18 | FOUR POINT REFRIGERATION CO., INC. | JCP&L | No | Complete | 2012-01-09 | 2013-11-19 | 2013-11-20 | 2013-11-20
SRP08040 | SREC Solar | LONGA | LEVENTHAL REALTY NJ, LLC | 213.828 | 0 | Commercial | 1 | MOUNT LAUREL | 8054 | 13 | NEW GENERATION ENERGY & ENVIRONMENT II | PSE&G BPU | No | Complete | 2012-01-09 | 2012-09-14 | 2012-10-11 | 2012-10-11
SRP08041 | SREC Solar | STRANG |  | 7.755 | 0 | Residential | 1 | WEST CREEK | 8092 | 18 | RELIABLE POWER SERVICES, INC. | AC Electric | No | Complete | 2012-01-09 | 2012-08-16 | 2012-09-13 | 2012-09-13
SRP08042 | SREC Solar | DUNN |  | 4.935 | 0 | Residential | 0 | WALL | 7719 | 17 | FOUR POINT REFRIGERATION CO., INC. | JCP&L | No | Complete | 2012-01-09 | 2012-04-16 | 2012-04-30 | 2012-04-30
SRP08043 | SREC Solar | MIAO |  | 7.695 | 0 | Residential | 0 | PRINCETON | 8540 | 12 | SKY HIGH ENERGY, LLC | PSE&G BPU | No | Complete | 2012-01-09 | 2012-07-20 | 2012-07-26 | 2012-07-26
SRP08044 | SREC Solar | RITTER | BROOK HOLLOW WINERY LLC | 19.5 | 0 | Commercial | 0 | KNOWLTON TWP COLUMBI | 7832 | 2 | KG BUILDERS - RE DIVISION | JCP&L | No | Complete | 2012-01-09 | 2013-02-28 | 2013-03-19 | 2013-03-19
SRP08045 | SREC Solar | MCDONALD |  | 6.21 | 0 | Residential | 1 | POINT PLEASANT | 8742 | 18 | FOUR POINT REFRIGERATION CO., INC. | JCP&L | No | Complete | 2012-01-09 | 2012-03-14 | 2012-04-19 | 2012-04-19
SRP08046 | SREC Solar | MIHAICH |  | 5.625 | 0 | Residential | 0 | MARLTON | 8053 | 13 | SUN TO SUN | PSE&G BPU | No | Complete | 2012-01-09 | 2012-04-10 | 2012-04-30 | 2012-04-30
SRP08047 | SREC Solar | SCALBRINI | COASTAL LEARNING CENTER | 4.6 | 0 | School Other | 1 | TUCKERTON | 8087 | 18 | PFISTER MAINTENANCE, INC. | AC Electric | No | Complete | 2012-01-09 | 2012-03-07 | 2012-04-13 | 2012-04-13
SRP08049 | SREC Solar | DAWSON |  | 4.44 | 0 | Residential | 1 | HAMILTON | 8610 | 12 | SUNGEVITY, INC. | PSE&G BPU | No | Complete | 2012-01-09 | 2012-08-10 | 2012-08-24 | 2012-08-24
SRP08050 | SREC Solar | OTTENSTROER |  | 6.27 | 0 | Residential | 1 | UNION | 7083 | 10 | SUNGEVITY, INC. | PSE&G BPU | No | Complete | 2012-01-09 | 2012-08-16 | 2012-08-29 | 2012-08-29
SRP08051 | SREC Solar | CAPARELLI | BCS SUPREME | 51.425 | 0 | Commercial | 1 | SOUTH PLAINFIELD | 7060 | 10 | 1ST LIGHT ENERGY, INC. | PSE&G BPU | No | Complete | 2012-01-09 | 2012-01-18 | 2012-04-05 | 2012-04-05
SRP08052 | SREC Solar | KALIA |  | 3.01 | 0 | Residential | 1 | LINWOOD | 8221 | 19 | RCL ENTERPRISES INC. | AC Electric | No | Complete | 2012-01-09 | 2012-03-20 | 2012-04-22 | 2012-04-22
SRP08053 | SREC Solar | PEKAR | FAMILY SERVICE OF BURLINGTON COUN | 3.12 | 0 | Commercial | 1 | MEDFORD | 8055 | 13 | RCL ENTERPRISES INC. | PSE&G BPU | No | Complete | 2012-01-09 | 2012-03-01 | 2012-04-13 | 2012-04-13
SRP08054 | SREC Solar | SPIEGLEMAN |  | 9.6 | 0 | Residential | 1 | WILLIAMSTOWN | 8094 | 15 | GEOGENIX | AC Electric | No | Complete | 2012-01-09 | 2012-04-02 | 2012-04-24 | 2012-04-24
SRP08055 | SREC Solar | OLSEN | OCEAN COUNTY COLLEGE | 13.16 | 1184.4 | School Other | 0 | TOMS RIVER | 8754 | 18 | EMSA SOLAR | JCP&L | No | Complete | 2012-01-09 | 2012-03-07 | 2012-06-06 | 2012-08-16
SRP08056 | SREC Solar | SEROKA |  | 5.28 | 0 | Residential | 1 | TRENTON | 8691 | 12 | TRINITY HEATING AND AIR | PSE&G BPU | No | Complete | 2012-01-09 | 2012-04-27 | 2012-05-17 | 2012-05-17
SRP08057 | SREC Solar | HUEBNER |  | 12 | 0 | Residential | 0 | JACKSON | 8527 | 18 | TRINITY HEATING AND AIR | JCP&L | No | Complete | 2012-01-09 | 2012-03-06 | 2012-04-12 | 2012-04-12
SRP08058 | SREC Solar | QUINONES |  | 4.56 | 0 | Residential | 1 | FANWOOD | 7023 | 10 | SUNGEVITY, INC. | PSE&G BPU | No | Complete | 2012-01-09 | 2012-11-05 | 2012-11-16 | 2012-11-16
SRP08059 | SREC Solar | NARDIELLO |  | 6.48 | 0 | Residential | 0 | NEPTUNE | 7753 | 17 | TRINITY HEATING AND AIR | JCP&L | No | Complete | 2012-01-09 | 2012-04-10 | 2012-04-30 | 2012-04-30
SRP08060 | SREC Solar | FELLERS |  | 7.59 | 0 | Residential | 1 | TOMS RIVER | 8755 | 18 | RELIABLE POWER SERVICES, INC. | JCP&L | No | Complete | 2012-01-09 | 2012-03-07 | 2012-04-13 | 2012-04-13
SRP08061 | SREC Solar | ROTHMAN |  | 13.3 | 0 | Residential | 0 | BORDENTOWN | 8505 | 13 | TRINITY HEATING AND AIR | PSE&G BPU | No | Complete | 2012-01-09 | 2012-03-01 | 2012-04-11 | 2012-04-11
SRP08062 | SREC Solar | SATTERWHITE |  | 8.16 | 0 | Residential | 1 | SICKLERVILLE | 8081 | 14 | TRINITY HEATING AND AIR | AC Electric | No | Complete | 2012-01-09 | 2012-04-03 | 2012-05-10 | 2012-05-10
SRP08063 | SREC Solar | SCALBRINI | COASTAL LEARNING CENTER | 4.14 | 0 | Commercial | 1 | TUCKERTON | 8087 | 18 | PFISTER MAINTENANCE, INC. | AC Electric | No | Complete | 2012-01-09 | 2012-03-07 | 2012-04-12 | 2012-04-12
SRP08064 | SREC Solar | DIDOMENICO | DELTA SELF STORAGE LLC | 147.84 | 0 | Commercial | 0 | BAYONNE | 7002 | 8 | GREENLOGIC LLC | PSE&G BPU | No | Complete | 2012-01-09 | 2012-09-11 | 2012-09-25 | 2012-09-25
SRP08065 | SREC Solar | DIDOMENICO | DELTA SELF STORAGE LLC | 140.448 | 0 | Commercial | 0 | BAYONNE | 7002 | 8 | GREENLOGIC LLC | PSE&G BPU | No | Complete | 2012-01-09 | 2012-09-11 | 2012-09-25 | 2012-09-25
SRP08066 | SREC Solar | SCALBRINI | COASTAL LEARNING CENTER | 4.14 | 0 | School Other | 1 | TUCKERTON | 8087 | 18 | PFISTER MAINTENANCE, INC. | AC Electric | No | Complete | 2012-01-09 | 2012-03-07 | 2012-04-13 | 2012-04-13
SRP08067 | SREC Solar | SCALBRINI | COASTAL LEARNING CENTER | 6.67 | 0 | Commercial | 1 | TUCKERTON | 8087 | 18 | PFISTER MAINTENANCE, INC. | AC Electric | No | Complete | 2012-01-09 | 2012-03-07 | 2012-04-13 | 2012-04-13
SRP08068 | SREC Solar | FENNELL |  | 5.98 | 0 | Residential | 1 | MATAWAN | 7747 | 17 | RELIABLE POWER SERVICES, INC. | JCP&L | No | Complete | 2012-01-09 | 2012-06-19 | 2012-06-26 | 2012-06-26
SRP08069 | SREC Solar | SCALBRINI | COASTAL LEARNING CENTER | 6.44 | 0 | Commercial | 1 | TUCKERTON | 8087 | 18 | PFISTER MAINTENANCE, INC. | AC Electric | No | Complete | 2012-01-09 | 2012-03-07 | 2012-04-12 | 2012-04-12
SRP08070 | SREC Solar | SCALBRINI | COASTAL LEARNING CENTER | 6.44 | 0 | Commercial | 1 | TUCKERTON | 8087 | 18 | PFISTER MAINTENANCE, INC. | AC Electric | No | Complete | 2012-01-09 | 2012-03-07 | 2012-04-13 | 2012-04-13
SRP08072 | SREC Solar | PEKAR | FAMILY SERVICE | 3.9 | 0 | Residential | 1 | SOUTHAMPTON | 8088 | 13 | RCL ENTERPRISES INC. | PSE&G BPU | No | Complete | 2012-01-09 | 2012-02-20 | 2012-03-27 | 2012-03-27
SRP08073 | SREC Solar | SENETRA |  | 11.28 | 0 | Residential | 1 | MULLICA HILL | 8062 | 15 | SUNNYMAC, LLC | AC Electric | No | Complete | 2012-01-09 | 2012-07-20 | 2012-07-30 | 2012-07-30
SRP08075 | SREC Solar | ATKINS |  | 8.64 | 0 | Residential | 0 | WEST ORANGE | 7052 | 9 | CORBIN SOLAR SOLUTIONS, LLC | PSE&G BPU | No | Complete | 2012-01-09 | 2012-05-29 | 2012-06-06 | 2012-06-06
SRP08077 | SREC Solar | INDELICATO |  | 6.98 | 0 | Residential | 1 | MARLBORO | 7746 | 17 | CORBIN SOLAR SOLUTIONS, LLC | JCP&L | No | Complete | 2012-01-09 | 2012-04-02 | 2012-04-24 | 2012-04-24
SRP08079 | SREC Solar | JANY |  | 8.775 | 0 | Residential | 0 | SPARTA | 7871 | 1 | NEW AGE SOLAR, LLC | JCP&L | No | Complete | 2012-01-09 | 2012-04-12 | 2012-04-30 | 2012-04-30
SRP08081 | SREC Solar | DASTI |  | 7.82 | 0 | Residential | 1 | BAYVILLE | 8721 | 18 | NJR HOME SERVICES. | JCP&L | No | Complete | 2012-01-09 | 2012-03-20 | 2012-04-23 | 2012-04-23
SRP08083 | SREC Solar | KUBIAK |  | 14.105 | 0 | Residential | 0 | ROBBINSVILLE | 8691 | 12 | GARY KUBIAK & SON ELECTRIC, INC | PSE&G BPU | No | Complete | 2012-01-09 | 2012-09-17 | 2012-10-16 | 2012-10-16
SRP08084 | SREC Solar | HURST |  | 7.2 | 0 | Residential | 1 | WANAQUE | 7465 | 6 | TRINITY HEATING AND AIR | JCP&L | No | Complete | 2012-01-09 | 2012-03-07 | 2012-04-17 | 2012-04-17
SRP08086 | SREC Solar | ZHAO |  | 11.04 | 0 | Residential | 0 | WARREN | 7059 | 5 | BLUE SKY TECHNOLOGIES USA | JCP&L | No | Complete | 2012-01-09 | 2012-01-10 | 2012-01-13 | 2012-01-13
SRP08087 | SREC Solar | CAPRIGLIONE |  | 6.58 | 0 | Residential | 1 | SUCCASUNNA | 7876 | 3 | TRINITY HEATING AND AIR | JCP&L | No | Complete | 2012-01-09 | 2012-04-03 | 2012-04-24 | 2012-04-24
SRP08088 | SREC Solar | BOONE |  | 11.02 | 0 | Residential | 1 | GALLOWAY | 8205 | 19 | TRINITY HEATING AND AIR | AC Electric | No | Complete | 2012-01-09 | 2012-04-03 | 2012-04-25 | 2012-04-25
SRP08089 | SREC Solar | MEDINA |  | 9.87 | 0 | Residential | 1 | NEW EGYPT | 8853 | 5 | TRINITY HEATING AND AIR | JCP&L | No | Complete | 2012-01-09 | 2012-04-03 | 2012-04-24 | 2012-04-24
SRP08090 | SREC Solar | LONKY |  | 7.03 | 0 | Residential | 1 | YARDVILLE | 8620 | 12 | TRINITY HEATING AND AIR | JCP&L | No | Complete | 2012-01-09 | 2012-02-29 | 2012-04-22 | 2012-04-22
SRP08091 | SREC Solar | FERNANDEZ |  | 13.3 | 0 | Residential | 1 | EGG HARBOR TOWNSHIP | 8234 | 19 | TRINITY HEATING AND AIR | AC Electric | No | Complete | 2012-01-09 | 2012-05-04 | 2012-05-22 | 2012-05-22
SRP08092 | SREC Solar | PECORA |  | 9.9 | 0 | Residential | 0 | HILLSBOROUGH | 8844 | 5 | E2/ECTA INC. | PSE&G BPU | No | Complete | 2012-01-09 | 2012-02-10 | 2012-03-20 | 2012-03-20
SRP08093 | SREC Solar | DUCHINSKY |  | 7.35 | 0 | Residential | 1 | MONTCLAIR | 7042 | 9 | GREEN ENERGY SOLUTIONS NE | PSE&G BPU | No | Complete | 2012-01-17 | 2013-11-06 | 2013-11-12 | 2013-11-12
SRP08095 | SREC Solar | GILES |  | 7.35 | 0 | Residential | 1 | MONTCLAIR | 7042 | 9 | GREEN ENERGY SOLUTIONS NE | PSE&G BPU | No | Complete | 2012-01-17 | 2013-11-06 | 2013-11-12 | 2013-11-12
SRP08096 | SREC Solar | BHALERAO |  | 7.68 | 0 | Residential | 0 | RIDGEWOOD | 7450 | 7 | GEOSCAPE SOLAR | PSE&G BPU | No | Complete | 2012-01-17 | 2013-01-24 | 2013-01-31 | 2013-01-31
SRP08097 | SREC Solar | FIORE |  | 7.35 | 0 | Residential | 1 | MONTCLAIR | 7042 | 9 | GREEN ENERGY SOLUTIONS NE | PSE&G BPU | No | Complete | 2012-01-17 | 2013-11-06 | 2013-11-12 | 2013-11-12
SRP08098 | SREC Solar | SCHNEIER |  | 13.11 | 0 | Residential | 0 | ASBURY | 8802 | 4 | GEOPEAK ENERGY LLC | JCP&L | No | Complete | 2012-01-17 | 2012-05-23 | 2012-06-06 | 2012-06-06
SRP08099 | SREC Solar | DENTE |  | 2.45 | 0 | Residential | 0 | MONTCLAIR | 7042 | 9 | GREEN ENERGY SOLUTIONS NE | PSE&G BPU | No | Complete | 2012-01-17 | 2013-04-19 | 2013-05-06 | 2013-05-06
SRP08100 | SREC Solar | SCHNEIER |  | 4.14 | 0 | Residential | 0 | ASBURY | 8802 | 4 | GEOPEAK ENERGY LLC | JCP&L | No | Complete | 2012-01-17 | 2012-05-22 | 2012-06-01 | 2012-06-01
SRP08101 | SREC Solar | ASHLEY |  | 7.35 | 0 | Residential | 1 | MONTCLAIR | 7042 | 9 | GREEN ENERGY SOLUTIONS NE | PSE&G BPU | No | Complete | 2012-01-17 | 2013-11-06 | 2013-11-12 | 2013-11-12
SRP08102 | SREC Solar | LERRO | BURLEIGH STORAGE | 25.08 | 0 | Commercial | 0 | BURLEIGH | 8210 | 21 | P3 POWER SYSTEMS, LLC | AC Electric | No | Complete | 2012-01-17 | 2013-03-11 | 2013-04-02 | 2013-04-02
SRP08103 | SREC Solar | FIELDS |  | 7.35 | 0 | Residential | 1 | MONTCLAIR | 7981 | 3 | GREEN ENERGY SOLUTIONS NE | PSE&G BPU | No | Complete | 2012-01-17 | 2013-11-06 | 2013-11-12 | 2013-11-12
SRP08104 | SREC Solar | DEFELICE | CAPAGIA, LLC | 30.55 | 0 | Commercial | 1 | KENILWORTH | 7033 | 10 | PRO-TECH ENERGY SOLUTIONS | PSE&G BPU | No | Complete | 2012-01-17 | 2012-02-27 | 2012-03-30 | 2012-03-30
SRP08106 | SREC Solar | TRAINOR |  | 9.25 | 0 | Residential | 1 | BERKELEY | 8010 | 13 | SUNGEVITY, INC. | PSE&G BPU | No | Complete | 2012-01-17 | 2012-07-23 | 2012-08-06 | 2012-08-06
SRP08108 | SREC Solar | FOX |  | 9.5 | 0 | Residential | 1 | MARLTON | 8053 | 13 | SUNGEVITY, INC. | PSE&G BPU | No | Complete | 2012-01-17 | 2012-08-10 | 2012-08-21 | 2012-08-21
SRP08110 | SREC Solar | LOPEZ |  | 3.76 | 0 | Residential | 1 | HASBROUCK HEIGHTS | 7604 | 7 | VIVINT SOLAR | PSE&G BPU | No | Complete | 2012-01-17 | 2012-02-03 | 2012-04-11 | 2012-04-11
SRP08111 | SREC Solar | GARRISON |  | 9.8 | 0 | Residential | 1 | PITTSGROVE | 8318 | 16 | ASTRUM SOLAR, LLC | AC Electric | No | Complete | 2012-01-17 | 2012-10-09 | 2012-10-22 | 2012-10-22
SRP08113 | SREC Solar | SUAREZ |  | 3.8 | 0 | Residential | 1 | TOMS RIVER | 8757 | 18 | TRINITY HEATING AND AIR | JCP&L | No | Complete | 2012-01-17 | 2012-04-25 | 2012-05-10 | 2012-05-10
SRP08114 | SREC Solar | IEVERS |  | 9.12 | 0 | Residential | 0 | MONROE | 8831 | 11 | TRINITY HEATING AND AIR | JCP&L | No | Complete | 2012-01-17 | 2012-02-27 | 2012-04-05 | 2012-04-05
SRP08115 | SREC Solar | LATARIO |  | 7.4 | 0 | Residential | 1 | ALPHA | 8865 | 2 | TRINITY HEATING AND AIR | JCP&L | No | Complete | 2012-01-17 | 2012-02-27 | 2012-04-05 | 2012-04-05
SRP08116 | SREC Solar | KUGELMEYER |  | 9.87 | 0 | Residential | 0 | BRIDGEWATER | 8807 | 5 | RSC SOLAR | PSE&G BPU | No | Complete | 2012-01-17 | 2012-03-28 | 2012-05-11 | 2012-05-11
SRP08117 | SREC Solar | SENKO |  | 12.96 | 0 | Residential | 1 | FORKED RIVER | 8731 | 18 | ROOF DIAGNOSTICS INC | JCP&L | No | Complete | 2012-01-17 | 2012-06-19 | 2012-06-21 | 2012-06-21
SRP08118 | SREC Solar | DAVIS |  | 10.34 | 0 | Residential | 1 | SPRING LAKE | 7762 | 17 | ROOF DIAGNOSTICS INC | JCP&L | No | Complete | 2012-01-17 | 2012-05-22 | 2012-06-01 | 2012-06-01
SRP08119 | SREC Solar | URATO |  | 4.32 | 0 | Residential | 1 | TOMS RIVER | 8753 | 18 | ROOF DIAGNOSTICS INC | JCP&L | No | Complete | 2012-01-17 | 2012-03-30 | 2012-07-31 | 2012-07-31
SRP08120 | SREC Solar | SWEENEY |  | 6 | 0 | Residential | 1 | BRICK | 8723 | 18 | ROOF DIAGNOSTICS INC | JCP&L | No | Complete | 2012-01-17 | 2012-06-26 | 2012-07-10 | 2012-07-10
SRP08121 | SREC Solar | MELODY |  | 6 | 0 | Residential | 1 | BRICK | 8724 | 18 | ROOF DIAGNOSTICS INC | JCP&L | No | Complete | 2012-01-17 | 2012-12-10 | 2012-12-20 | 2012-12-20
SRP08122 | SREC Solar | LANZETTI |  | 10.32 | 0 | Residential | 1 | WHITING | 8755 | 18 | ROOF DIAGNOSTICS INC | JCP&L | No | Complete | 2012-01-17 | 2012-11-06 | 2012-11-14 | 2012-11-14
SRP08123 | SREC Solar | DETRANO |  | 8.4 | 0 | Residential | 1 | TOMS RIVER | 8755 | 18 | ROOF DIAGNOSTICS INC | JCP&L | No | Complete | 2012-01-17 | 2012-03-30 | 2012-04-25 | 2012-04-25
SRP08124 | SREC Solar | READY |  | 4.56 | 0 | Residential | 1 | NEPTUNE | 7753 | 17 | ROOF DIAGNOSTICS INC | JCP&L | No | Complete | 2012-01-17 | 2013-01-04 | 2013-01-28 | 2013-01-28
SRP08125 | SREC Solar | FINCALERO |  | 4.8 | 0 | Residential | 1 | BAYVILLE | 8721 | 18 | ROOF DIAGNOSTICS INC | JCP&L | No | Complete | 2012-01-17 | 2012-11-06 | 2012-11-14 | 2012-11-14
SRP08126 | SREC Solar | FRANK |  | 14.44 | 0 | Residential | 1 | TOMS RIVER | 8753 | 18 | TRINITY HEATING AND AIR | JCP&L | No | Complete | 2012-01-17 | 2012-05-15 | 2012-05-29 | 2012-05-29
SRP08127 | SREC Solar | ROTH |  | 9.12 | 0 | Residential | 1 | BROWNS MILLS | 8015 | 13 | TRINITY HEATING AND AIR | JCP&L | No | Complete | 2012-01-17 | 2012-03-07 | 2012-04-19 | 2012-04-19
SRP08128 | SREC Solar | HADLEY |  | 9.165 | 0 | Residential | 1 | WHITING | 8759 | 18 | ROOF DIAGNOSTICS INC | JCP&L | No | Complete | 2012-01-17 | 2012-03-30 | 2012-04-25 | 2012-04-25
SRP08129 | SREC Solar | BRAUN |  | 7.2 | 0 | Residential | 1 | HACKERSTOWN | 7840 | 2 | TRINITY HEATING AND AIR | JCP&L | No | Complete | 2012-01-17 | 2012-04-02 | 2012-04-24 | 2012-04-24
SRP08130 | SREC Solar | CERTOSIMO |  | 3.84 | 0 | Residential | 1 | OCEAN ACRES | 8050 | 18 | ROOF DIAGNOSTICS INC | AC Electric | No | Complete | 2012-01-17 | 2012-05-22 | 2012-06-01 | 2012-06-01
SRP08131 | SREC Solar | JANAY |  | 7.02 | 0 | Residential | 1 | MAPLEWOOD | 7040 | 9 | ALTERNATIVE LIGHT & ENERGY SOLUTIONS LLC | PSE&G BPU | No | Complete | 2012-01-17 | 2012-02-17 | 2012-03-22 | 2012-03-22
SRP08132 | SREC Solar | PINCA |  | 6.96 | 0 | Residential | 1 | TOMS RIVER | 8757 | 18 | ROOF DIAGNOSTICS INC | JCP&L | No | Complete | 2012-01-17 | 2012-03-30 | 2012-04-25 | 2012-04-25
SRP08134 | SREC Solar | GATTI |  | 5.04 | 0 | Residential | 1 | HOWELL | 7731 | 17 | ROOF DIAGNOSTICS INC | JCP&L | No | Complete | 2012-01-17 | 2012-03-30 | 2012-04-25 | 2012-04-25
SRP08135 | SREC Solar | DAUM | FOUR SEASONS NURSERY | 18 | 0 | Commercial | 1 | ENGLISHTOWN | 7726 | 17 | SOLAR HOME NJ LLC | JCP&L | No | Complete | 2012-01-17 | 2013-02-22 | 2013-02-28 | 2013-02-28
SRP08136 | SREC Solar | DUBY |  | 3.12 | 0 | Residential | 1 | NEW MILFORD | 7626 | 7 | ALTERNATIVE LIGHT & ENERGY SOLUTIONS LLC | PSE&G BPU | No | Complete | 2012-01-17 | 2012-07-31 | 2012-08-08 | 2012-08-08
SRP08137 | SREC Solar | IZZO |  | 5.52 | 0 | Residential | 1 | WHITING | 8759 | 18 | ROOF DIAGNOSTICS INC | JCP&L | No | Complete | 2012-01-17 | 2013-01-04 | 2013-01-28 | 2013-01-28
SRP08138 | SREC Solar | DAUM | FOUR SEASONS NURSERY | 6 | 0 | Commercial | 1 | ENGLISHTOWN | 7726 | 17 | SOLAR HOME NJ LLC | JCP&L | No | Complete | 2012-01-17 | 2013-02-22 | 2013-04-05 | 2013-04-05
SRP08139 | SREC Solar | DAUM | FOUR SEASONS NURSERY | 19.2 | 0 | Residential | 1 | ENGLISHTOWN | 7726 | 17 | SOLAR HOME NJ LLC | JCP&L | No | Complete | 2012-01-17 | 2013-03-19 | 2013-04-01 | 2013-04-01
SRP08140 | SREC Solar | DAUM | FOUR SEASONS NURSERY | 10.8 | 0 | Residential | 1 | ENGLISHTOWN | 7726 | 17 | SOLAR HOME NJ LLC | JCP&L | No | Complete | 2012-01-17 | 2013-02-22 | 2013-02-28 | 2013-02-28
SRP08141 | SREC Solar | IWACHOW |  | 5.46 | 0 | Residential | 1 | CLIFTON | 7011 | 6 | A-TOP ALTERNATIVE ENERGY | PSE&G BPU | No | Complete | 2012-01-17 | 2012-02-27 | 2012-03-30 | 2012-03-30
SRP08142 | SREC Solar | PAGHDAL |  | 2.145 | 0 | Residential | 1 | BLOOMFIELD | 7003 | 9 | A-TOP ALTERNATIVE ENERGY | PSE&G BPU | No | Complete | 2012-01-17 | 2012-03-16 | 2012-04-22 | 2012-04-22
SRP08143 | SREC Solar | KANE |  | 7.755 | 0 | Residential | 1 | JACKSON | 8527 | 18 | REC SOLAR, INC. | JCP&L | No | Complete | 2012-01-17 | 2012-03-23 | 2012-04-22 | 2012-04-22
SRP08144 | SREC Solar | BARKLEY | BARKLEY LLC | 14.16 | 0 | Commercial | 0 | PATERSON | 7508 | 6 | TRINITY HEATING AND AIR | PSE&G BPU | No | Complete | 2012-01-17 | 2012-05-18 | 2012-06-01 | 2012-06-01
SRP08146 | SREC Solar | HORN | THE VETERINARY CARE CTR | 6.84 | 0 | Commercial | 0 | HAMILTON TWP | 8619 | 12 | TRINITY HEATING AND AIR | PSE&G BPU | No | Complete | 2012-01-17 | 2012-04-03 | 2012-04-25 | 2012-04-25
SRP08147 | SREC Solar | DOUKAS |  | 12.96 | 0 | Residential | 1 | ALEXANDRIA TWP | 8848 | 4 | TRINITY HEATING AND AIR | JCP&L | No | Complete | 2012-01-17 | 2012-04-27 | 2012-05-11 | 2012-05-11
SRP08148 | SREC Solar | EQUILS |  | 16.56 | 0 | Residential | 1 | HOWELL | 7731 | 17 | REC SOLAR, INC. | JCP&L | No | Complete | 2012-01-17 | 2012-03-12 | 2012-04-22 | 2012-04-22
SRP08149 | SREC Solar | FURIE |  | 7.2 | 0 | Residential | 1 | FREEHOLD | 7728 | 17 | TRINITY HEATING AND AIR | JCP&L | No | Complete | 2012-01-17 | 2012-04-10 | 2012-04-30 | 2012-04-30
SRP08150 | SREC Solar | SMITH |  | 13.63 | 0 | Residential | 1 | BRIDGETON | 8302 | 20 | TRINITY HEATING AND AIR | AC Electric | No | Complete | 2012-01-17 | 2012-03-26 | 2012-04-22 | 2012-04-22
SRP08151 | SREC Solar | PERI |  | 5.265 | 0 | Residential | 1 | CLIFTON | 7013 | 6 | A-TOP ALTERNATIVE ENERGY | PSE&G BPU | No | Complete | 2012-01-17 | 2012-02-27 | 2012-03-30 | 2012-03-30
SRP08152 | SREC Solar | BELMONTE |  | 3.12 | 0 | Residential | 1 | BLOOMFIELD | 7003 | 9 | A-TOP ALTERNATIVE ENERGY | PSE&G BPU | No | Complete | 2012-01-17 | 2012-03-26 | 2012-04-25 | 2012-04-25
SRP08153 | SREC Solar | DOTY |  | 23.04 | 0 | Residential | 1 | BROWNS MILLS | 8015 | 13 | TRINITY HEATING AND AIR | JCP&L | No | Complete | 2012-01-17 | 2012-07-13 | 2012-08-02 | 2012-08-02
SRP08155 | SREC Solar | GRECO |  | 3.12 | 0 | Residential | 1 | BELLEVILLE | 7109 | 9 | A-TOP ALTERNATIVE ENERGY | PSE&G BPU | No | Complete | 2012-01-17 | 2012-03-16 | 2012-04-22 | 2012-04-22
SRP08156 | SREC Solar | MORRISON |  | 7.52 | 0 | Residential | 1 | BRICK | 8724 | 18 | FOUR POINT REFRIGERATION CO., INC. | JCP&L | No | Complete | 2012-01-23 | 2012-04-04 | 2013-01-07 | 2013-01-07
SRP08157 | SREC Solar | WITT | SWEETWATER SOLAR LLC | 18.865 | 0 | Residential | 0 | CRABURY | 8512 | 11 | CORBIN SOLAR SOLUTIONS, LLC | PSE&G BPU | No | Complete | 2012-01-17 | 2012-03-14 | 2012-04-22 | 2012-04-22
SRP08158 | SREC Solar | BERTHOLD |  | 6.345 | 0 | Residential | 1 | MANCHESTER | 8759 | 18 | SEA BRIGHT SOLAR, LLC | JCP&L | No | Complete | 2012-01-17 | 2012-04-09 | 2012-04-25 | 2012-04-25
SRP08159 | SREC Solar | THOMAS |  | 6.44 | 0 | Residential | 0 | EAST BRUNSWICK | 8816 | 11 | CORBIN SOLAR SOLUTIONS, LLC | PSE&G BPU | No | Complete | 2012-01-17 | 2012-04-12 | 2012-05-02 | 2012-05-02
SRP08160 | SREC Solar | WEST |  | 4.68 | 0 | Residential | 1 | ROSELLE | 7203 | 10 | ALTERNATIVE LIGHT & ENERGY SOLUTIONS LLC | PSE&G BPU | No | Complete | 2012-01-17 | 2012-04-23 | 2012-05-21 | 2012-05-21
SRP08161 | SREC Solar | BONHIVERT |  | 4.14 | 0 | Residential | 0 | SEA BRIGHT | 7760 | 17 | SEA BRIGHT SOLAR, LLC | JCP&L | No | Complete | 2012-01-17 | 2012-04-17 | 2012-05-10 | 2012-05-10
SRP08162 | SREC Solar | KHARAZI |  | 7.04 | 0 | Residential | 0 | SOMERSET | 8873 | 5 | EAST COAST ALTERNATIVE ENERGY | PSE&G BPU | No | Complete | 2012-01-17 | 2012-03-16 | 2012-04-22 | 2012-04-22
SRP08163 | SREC Solar | DONOVAN | DONOVAN PROPERTIES | 6.48 | 0 | Commercial | 0 | MIDDLESEX | 8846 | 11 | GREEN POWER ENERGY LLC | PSE&G BPU | No | Complete | 2012-01-17 | 2012-04-16 | 2012-04-30 | 2012-04-30
SRP08165 | SREC Solar | WOOD |  | 6.12 | 0 | Residential | 0 | COLUMBUS | 8022 | 13 | SOLAR HOME ENERGY SOLUTIONS, LLC | PSE&G BPU | No | Complete | 2012-01-17 | 2012-02-23 | 2012-03-30 | 2012-03-30
SRP08166 | SREC Solar | CHAO |  | 12.5 | 0 | Residential | 0 | PISCATAWAY | 8854 | 11 | GREENTECH SOLAR USA, LLC | PSE&G BPU | No | Complete | 2012-01-17 | 2012-09-28 | 2012-11-09 | 2012-11-09
SRP08167 | SREC Solar | HAM | TABERNACLE BAPTIST CHURCH OF BUR | 184.38 | 0 | Non Profit | 1 | BURLINGTON | 8016 | 13 | FUTURE SOLUTIONS CONTRACTING, LLC | PSE&G BPU | No | Complete | 2012-01-17 | 2012-10-04 | 2012-10-22 | 2012-10-22
SRP08168 | SREC Solar | PAHIRA |  | 10.905 | 0 | Residential | 1 | MONROE TWP | 8831 | 11 | SHOOTING STAR SOLAR, LLC | JCP&L | No | Complete | 2012-01-17 | 2012-10-15 | 2012-10-26 | 2012-10-26
SRP08169 | SREC Solar | KUTZEN | SEA OAK ASSOC | 293.76 | 0 | Commercial | 0 | TINTON FALLS | 7702 | 17 | TRINITY HEATING AND AIR | JCP&L | No | Complete | 2012-01-17 | 2012-09-19 | 2012-10-08 | 2012-10-08
SRP08170 | SREC Solar | HAM | TABERNACLE BAPTIST CHURCH OF BUR | 144.9 | 0 | Non Profit | 1 | BURLINGTON | 8016 | 13 | FUTURE SOLUTIONS CONTRACTING, LLC | PSE&G BPU | No | Complete | 2012-01-17 | 2012-12-18 | 2013-01-02 | 2013-01-02
SRP08171 | SREC Solar | FABRICANT |  | 7.99 | 0 | Residential | 1 | OCEAN | 7712 | 17 | RELIABLE POWER SERVICES, INC. | JCP&L | No | Complete | 2012-01-17 | 2012-04-04 | 2012-04-26 | 2012-04-26
SRP08172 | SREC Solar | HAM | TABERNACLE BAPTIST CHURCH OF BUR | 39.48 | 0 | Non Profit | 1 | BURLINGTON | 8016 | 13 | FUTURE SOLUTIONS CONTRACTING, LLC | PSE&G BPU | No | Complete | 2012-01-17 | 2012-10-04 | 2012-10-22 | 2012-10-22
SRP08173 | SREC Solar | BORGES |  | 9.66 | 0 | Residential | 1 | TOMS RIVER | 8755 | 18 | RELIABLE POWER SERVICES, INC. | JCP&L | No | Complete | 2012-01-17 | 2012-02-29 | 2012-04-11 | 2012-04-11
SRP08174 | SREC Solar | MACDONALD | LINDEN PUBLIC WORKS GARAGE | 288.405 | 0 | Government Facility | 1 | LINDEN | 7036 | 10 | PRO-TECH ENERGY SOLUTIONS | PSE&G BPU | No | Complete | 2012-01-17 | 2012-07-25 | 2012-08-14 | 2012-08-14
SRP08175 | SREC Solar | CORRY |  | 6.72 | 0 | Residential | 0 | EDISON | 8817 | 11 | PRO CUSTOM SOLAR | PSE&G BPU | No | Complete | 2012-01-17 | 2012-08-16 | 2012-09-11 | 2012-09-11
SRP08176 | SREC Solar | FLUEHR | FLUEHR BUILDERS | 10.125 | 0 | Commercial | 0 | SURF CITY | 8008 | 18 | QUANTUM SOLAR SOLUTIONS | AC Electric | No | Complete | 2012-01-17 | 2012-06-05 | 2012-06-13 | 2012-06-13
SRP08177 | SREC Solar | COOK |  | 14.57 | 0 | Residential | 1 | BRICK | 8724 | 18 | FOUR POINT REFRIGERATION CO., INC. | JCP&L | No | Complete | 2012-01-17 | 2012-05-25 | 2012-06-04 | 2012-06-04
SRP08180 | SREC Solar | BALLANCE |  | 7.755 | 0 | Residential | 1 | MANAHAWKIN | 8050 | 18 | RELIABLE POWER SERVICES, INC. | AC Electric | No | Complete | 2012-01-17 | 2012-05-23 | 2012-06-04 | 2012-06-04
SRP08181 | SREC Solar | MOAS |  | 3.23 | 0 | Residential | 1 | ELMWOOD PARK | 7407 | 7 | SUNGEVITY, INC. | PSE&G BPU | No | Complete | 2012-01-17 | 2012-06-05 | 2012-06-13 | 2012-06-13
SRP08182 | SREC Solar | HUANG |  | 5.25 | 0 | Residential | 0 | LIVINGSTON | 7039 | 9 | ACCORD POWER, INC. | PSE&G BPU | No | Complete | 2012-01-17 | 2013-03-04 | 2013-03-14 | 2013-03-14
SRP08183 | SREC Solar | GERLACH |  | 6.48 | 0 | Residential | 1 | SUCCASUNNA | 7876 | 3 | TRINITY HEATING AND AIR | JCP&L | No | Complete | 2012-01-17 | 2012-03-01 | 2012-04-13 | 2012-04-13
SRP08184 | SREC Solar | WINKLE |  | 4.7 | 0 | Residential | 1 | RAHWAY | 7065 | 10 | TRINITY HEATING AND AIR | PSE&G BPU | No | Complete | 2012-01-17 | 2012-06-25 | 2012-07-05 | 2012-07-05
SRP08185 | SREC Solar | MORRONE |  | 10.08 | 0 | Residential | 1 | JACKSON | 8527 | 18 | TRINITY HEATING AND AIR | JCP&L | No | Complete | 2012-01-17 | 2012-03-26 | 2012-04-22 | 2012-04-22
SRP08186 | SREC Solar | BENZ |  | 7.22 | 0 | Residential | 1 | JACKSON | 8527 | 18 | TRINITY HEATING AND AIR | JCP&L | No | Complete | 2012-01-17 | 2012-03-07 | 2012-04-13 | 2012-04-13
SRP08187 | SREC Solar | MCADAM |  | 9.12 | 0 | Residential | 1 | BRICK | 8724 | 18 | TRINITY HEATING AND AIR | JCP&L | No | Complete | 2012-01-17 | 2012-04-27 | 2012-05-11 | 2012-05-11
SRP08188 | SREC Solar | OLSON |  | 4.94 | 0 | Residential | 1 | WARETOWN | 8758 | 18 | TRINITY HEATING AND AIR | JCP&L | No | Complete | 2012-01-17 | 2012-04-09 | 2012-04-25 | 2012-04-25
SRP08189 | SREC Solar | CHARLES |  | 5.52 | 0 | Residential | 1 | SOUTH PLAINFIELD | 7080 | 11 | ECOLOGICAL SYSTEMS-MANALAPAN | PSE&G BPU | No | Complete | 2012-01-17 | 2012-06-05 | 2012-06-15 | 2012-06-15
SRP08190 | SREC Solar | SALPIETRO |  | 6.21 | 0 | Residential | 0 | HOWELL | 7731 | 17 | ECOLOGICAL SYSTEMS-MANALAPAN | JCP&L | No | Complete | 2012-01-17 | 2012-09-06 | 2012-10-04 | 2012-10-04
SRP08191 | SREC Solar | CARRUBE |  | 8.265 | 0 | Residential | 1 | BOUND BROOK | 8805 | 5 | SKY HIGH ENERGY, LLC | PSE&G BPU | No | Complete | 2012-01-17 | 2012-05-24 | 2012-06-11 | 2012-06-11
SRP08192 | SREC Solar | MROZ-BRENNER |  | 4.14 | 0 | Residential | 1 | ROCKY HILL | 8553 | 5 | CORBIN SOLAR SOLUTIONS, LLC | PSE&G BPU | No | Complete | 2012-01-17 | 2012-05-25 | 2012-06-04 | 2012-06-04
SRP08193 | SREC Solar | SATTIN | GENTLE BEAR ENTERPRISES INC | 9.36 | 0 | Commercial | 1 | VOORHEES | 8043 | 14 | NATIONAL ENERGY PARTNERS, LLC | PSE&G BPU | No | Complete | 2012-01-17 | 2013-01-02 | 2013-01-15 | 2013-01-15
SRP08194 | SREC Solar | HANDEE |  | 5.07 | 0 | Residential | 1 | MONTCLAIR | 7043 | 9 | A-TOP ALTERNATIVE ENERGY | PSE&G BPU | No | Complete | 2012-01-17 | 2012-03-16 | 2012-04-19 | 2012-04-19
SRP08195 | SREC Solar | BRANDT | TRAINO'S WINE AND SPIRITS | 103.68 | 0 | Commercial | 1 | VOORHEES | 8043 | 14 | NATIONAL ENERGY PARTNERS, LLC | PSE&G BPU | No | Complete | 2012-01-17 | 2012-12-26 | 2013-01-03 | 2013-01-03
SRP08196 | SREC Solar | FORMAN |  | 3.12 | 0 | Residential | 1 | FAIRLAWN | 7410 | 7 | ALTERNATIVE LIGHT & ENERGY SOLUTIONS LLC | PSE&G BPU | No | Complete | 2012-01-17 | 2012-03-27 | 2012-04-24 | 2012-04-24
SRP08199 | SREC Solar | BENSON |  | 7.755 | 0 | Residential | 1 | MANCHESTER | 8759 | 18 | ACOS ENERGY, LLC | JCP&L | No | Complete | 2012-01-17 | 2012-05-03 | 2012-05-17 | 2012-05-17
SRP08200 | SREC Solar | PITTMAN |  | 5.76 | 0 | Residential | 1 | FORKED RIVER | 8731 | 18 | ACOS ENERGY, LLC | JCP&L | No | Complete | 2012-02-03 | 2012-06-12 | 2012-06-20 | 2012-06-20
SRP08201 | SREC Solar | KLECKO |  | 8.16 | 0 | Residential | 1 | JACKSON | 8527 | 18 | TRINITY HEATING AND AIR | JCP&L | No | Complete | 2012-01-17 | 2012-03-07 | 2012-04-17 | 2012-04-17
SRP08202 | SREC Solar | RUBINO |  | 7.6 | 0 | Residential | 1 | BARNEGAT | 8005 | 18 | TRINITY HEATING AND AIR | JCP&L | No | Complete | 2012-01-17 | 2012-04-02 | 2012-04-24 | 2012-04-24
SRP08203 | SREC Solar | GIORDANO |  | 6.11 | 0 | Residential | 1 | HOWELL | 7731 | 17 | TRINITY HEATING AND AIR | JCP&L | No | Complete | 2012-01-17 | 2012-04-03 | 2012-04-24 | 2012-04-24
SRP08204 | SREC Solar | COSTA |  | 9.165 | 0 | Residential | 1 | BARNEGAT | 8005 | 18 | ACOS ENERGY, LLC | JCP&L | No | Complete | 2012-02-03 | 2012-04-17 | 2012-04-30 | 2012-04-30
SRP08205 | SREC Solar | STABILE |  | 7.41 | 0 | Residential | 1 | NESHANIC STATION | 8853 | 5 | TRINITY HEATING AND AIR | JCP&L | No | Complete | 2012-01-17 | 2012-03-08 | 2012-04-13 | 2012-04-13
SRP08206 | SREC Solar | HEDAYA | INVISION EYE CARE | 24.44 | 0 | Commercial | 0 | LAKEWOOD | 8701 | 18 | MERCURY SOLAR SYSTEMS | JCP&L | No | Complete | 2012-01-17 | 2012-06-12 | 2012-10-16 | 2012-10-16
SRP08207 | SREC Solar | GUGLIELMI |  | 6.58 | 0 | Residential | 1 | LYNDHURST | 7071 | 7 | VIVINT SOLAR | PSE&G BPU | No | Complete | 2012-01-17 | 2012-04-20 | 2012-05-09 | 2012-05-09
SRP08208 | SREC Solar | BOZZETI |  | 9.88 | 0 | Residential | 1 | BRICK | 8723 | 18 | TRINITY HEATING AND AIR | JCP&L | No | Complete | 2012-01-17 | 2012-03-23 | 2012-04-22 | 2012-04-22
SRP08209 | SREC Solar | KUIKEN | REINER & CO | 26.085 | 0 | Commercial | 0 | FAIRLAWN | 7410 | 7 | SUNBLUE ENERGY | PSE&G BPU | No | Complete | 2012-01-17 | 2013-11-04 | 2013-11-08 | 2013-11-08
SRP08210 | SREC Solar | PISHARP | ORBIT MERCHANT | 3.92 | 0 | Commercial | 1 | CLIFTON | 7011 | 6 | BNK RESTORATION CO., INC | PSE&G BPU | No | Complete | 2012-01-17 | 2012-10-22 | 2012-11-07 | 2012-11-07
SRP08211 | SREC Solar | MAMOLA | JACQUES CATERING | 67.62 | 0 | Commercial | 0 | MIDDLETOWN | 7748 | 17 | GARDEN STATE SOLAR LLC | JCP&L | No | Complete | 2012-01-17 | 2012-11-02 | 2012-11-14 | 2012-11-14
SRP08212 | SREC Solar | DONNELLY | ASSOCIATE REFRIGERATION INC | 35.28 | 0 | Commercial | 0 | PENNSAUKEN | 8810 | 11 | H2 CONTRACTING LLC | PSE&G BPU | No | Complete | 2012-01-17 | 2012-04-19 | 2012-05-09 | 2012-05-09
SRP08213 | SREC Solar | COLELLA |  | 5.64 | 0 | Residential | 1 | PARLIN | 8859 | 11 | A-TOP ALTERNATIVE ENERGY | JCP&L | No | Complete | 2012-01-17 | 2012-06-25 | 2012-07-05 | 2012-07-05
SRP08214 | SREC Solar | WEBSTER |  | 9.9 | 0 | Residential | 0 | MONTCLAIR | 7043 | 9 | GEOGENIX LLC | PSE&G BPU | No | Complete | 2012-01-17 | 2012-07-10 | 2012-07-23 | 2012-07-23
SRP08215 | SREC Solar | STROMFELD | JOE CANALS | 152.88 | 0 | Commercial | 1 | EGG HARBOR TOWNSHIP | 8234 | 19 | BRITE IDEA ENERGY | AC Electric | No | Complete | 2012-01-17 | 2012-05-03 | 2012-05-17 | 2012-05-17
SRP08216 | SREC Solar | NEWTON |  | 7.68 | 0 | Residential | 1 | RANDOLPH | 7869 | 3 | GEOGENIX | JCP&L | No | Complete | 2012-01-17 | 2012-04-03 | 2012-04-24 | 2012-04-24
SRP08217 | SREC Solar | VAFIADIS |  | 11.28 | 0 | Residential | 1 | BAYVILLE | 8721 | 18 | NJR HOME SERVICES. | JCP&L | No | Complete | 2012-01-17 | 2012-09-10 | 2012-09-19 | 2012-09-19
SRP08218 | SREC Solar | LAW |  | 7.05 | 0 | Residential | 1 | KEARNY | 7032 | 8 | VIVINT SOLAR | PSE&G BPU | No | Complete | 2012-01-17 | 2012-02-23 | 2012-04-11 | 2012-04-11
SRP08219 | SREC Solar | COCUZZA | 458-464 GLEBE STREET LLC | 4.25 | 0 | Residential | 0 | ORANGE | 7050 | 9 | BYSOLAR, INC. | PSE&G BPU | No | Complete | 2012-01-17 | 2012-09-10 | 2014-02-11 | 2014-02-11
SRP08220 | SREC Solar | HUFF |  | 4.935 | 0 | Residential | 1 | NUTLEY | 7110 | 9 | VIVINT SOLAR | PSE&G BPU | No | Complete | 2012-01-17 | 2012-03-23 | 2012-04-22 | 2012-04-22
SRP08221 | SREC Solar | IAZZETTA |  | 7.755 | 0 | Residential | 1 | MANCHESTER | 8759 | 18 | ACOS ENERGY, LLC | JCP&L | No | Complete | 2012-01-17 | 2012-05-03 | 2012-05-17 | 2012-05-17
SRP08223 | SREC Solar | RUCH |  | 9.2 | 0 | Residential | 0 | FORKED RIVER | 8731 | 18 | SOLAR ENERGY WORLD-W | JCP&L | No | Complete | 2012-02-03 | 2012-05-15 | 2012-06-01 | 2012-06-01
SRP08224 | SREC Solar | NAZZARO |  | 8.46 | 0 | Residential | 1 | MANCHESTER | 8759 | 18 | ACOS ENERGY, LLC | JCP&L | No | Complete | 2012-01-17 | 2012-03-27 | 2012-04-23 | 2012-04-23
SRP08225 | SREC Solar | SCHRECK |  | 5.17 | 0 | Residential | 1 | MANCHESTER | 8759 | 18 | ACOS ENERGY, LLC | JCP&L | No | Complete | 2012-01-17 | 2012-04-30 | 2012-05-15 | 2012-05-15
SRP08226 | SREC Solar | MUKHERJEE |  | 10.545 | 0 | Residential | 0 | PRINCETON JCN | 8550 | 12 | SKY HIGH ENERGY, LLC | PSE&G BPU | No | Complete | 2012-01-17 | 2012-05-21 | 2012-06-11 | 2012-06-11
SRP08227 | SREC Solar | BRANDMAN |  | 7.755 | 0 | Residential | 1 | JACKSON | 8527 | 18 | REC SOLAR, INC. | JCP&L | No | Complete | 2012-01-17 | 2012-04-19 | 2012-05-09 | 2012-05-09
SRP08228 | SREC Solar | MORGAN |  | 6.9 | 0 | Residential | 1 | MANAHAWKIN | 8050 | 18 | NJR HOME SERVICES. | AC Electric | No | Complete | 2012-01-17 | 2012-03-14 | 2012-04-22 | 2012-04-22
SRP08230 | SREC Solar | GARRISON |  | 5.98 | 0 | Residential | 1 | MT. HOLLY | 8060 | 13 | REC SOLAR, INC. | PSE&G BPU | No | Complete | 2012-01-17 | 2012-04-10 | 2012-04-30 | 2012-04-30
SRP08231 | SREC Solar | ST. MAURO |  | 14.95 | 0 | Residential | 0 | SKILLMAN | 8558 | 5 | REC SOLAR, INC. | PSE&G BPU | No | Complete | 2012-01-17 | 2012-07-10 | 2012-07-23 | 2012-07-23
SRP08232 | SREC Solar | DESAI |  | 10.26 | 0 | Residential | 0 | SCOTCH PLAINS | 7070 | 7 | SKY HIGH ENERGY, LLC | PSE&G BPU | No | Complete | 2012-01-17 | 2012-09-11 | 2012-10-02 | 2012-10-02
SRP08233 | SREC Solar | HIROS | BUNG'S BAR TAVERN | 169 | 0 | Commercial | 0 | FLORENCE TWP | 8016 | 13 | FOUR POINT REFRIGERATION CO., INC. | PSE&G BPU | No | Complete | 2012-01-17 | 2012-08-24 | 2012-09-11 | 2012-09-11
SRP08234 | SREC Solar | O'BRIEN |  | 13.44 | 0 | Residential | 0 | BRIGANTINE | 8203 | 19 | P3 INTEGRATION INC. | AC Electric | No | Complete | 2012-01-17 | 2012-03-14 | 2012-04-19 | 2012-04-19
SRP08235 | SREC Solar | WANG | UNIVERSITY SHOPPING PLAZA | 23 | 0 | Commercial | 0 | NEWARK | 7103 | 9 | VARA NRG LLC | PSE&G BPU | No | Complete | 2012-01-17 | 2013-01-03 | 2013-01-09 | 2013-01-09
SRP08236 | SREC Solar | MORSI |  | 16.32 | 0 | Residential | 1 | OCEAN TOWNSHIP | 7712 | 17 | NJ SOLAR SYSTEM LLC | JCP&L | No | Complete | 2012-01-17 | 2012-04-10 | 2012-04-30 | 2012-04-30
SRP08237 | SREC Solar | HERRIGHTY |  | 11.25 | 0 | Residential | 0 | MOUNTAINSIDE | 7092 | 10 | GEOGENIX LLC | PSE&G BPU | No | Complete | 2012-01-17 | 2012-11-19 | 2013-01-28 | 2013-01-28
SRP08238 | SREC Solar | MONDESI |  | 5.64 | 0 | Residential | 1 | ISELIN | 8830 | 11 | SUN ENERGY GROUP | PSE&G BPU | No | Complete | 2012-01-17 | 2012-06-05 | 2012-06-13 | 2012-06-13
SRP08239 | SREC Solar | SU |  | 6.48 | 0 | Residential | 0 | PRINCETON JCN | 8550 | 12 | US CLEAN ENERGY LLC | PSE&G BPU | No | Complete | 2012-01-17 | 2013-03-05 | 2013-03-20 | 2013-03-20
SRP08241 | SREC Solar | RODIO |  | 3.995 | 0 | Residential | 1 | WOOD RIDGE | 7075 | 7 | VIVINT SOLAR | PSE&G BPU | No | Complete | 2012-01-17 | 2012-05-03 | 2012-05-17 | 2012-05-17
SRP08242 | SREC Solar | AZUMA |  | 2.35 | 0 | Residential | 1 | WOODRIDGE | 7075 | 7 | VIVINT SOLAR | PSE&G BPU | No | Complete | 2012-01-17 | 2012-04-16 | 2012-04-30 | 2012-04-30
SRP08243 | SREC Solar | FENELLE |  | 3.995 | 0 | Residential | 1 | MAYWOOD | 7607 | 7 | VIVINT SOLAR | PSE&G BPU | No | Complete | 2012-01-17 | 2013-01-18 | 2013-01-31 | 2013-01-31
SRP08245 | SREC Solar | BAGONIS |  | 6.58 | 0 | Residential | 1 | WANAQUE | 7465 | 6 | VIVINT SOLAR | JCP&L | No | Complete | 2012-01-17 | 2012-08-30 | 2012-09-05 | 2012-09-05
SRP08248 | SREC Solar | PORTELLI |  | 3.995 | 0 | Residential | 1 | KEARNEY | 7032 | 8 | VIVINT SOLAR | PSE&G BPU | No | Complete | 2012-01-17 | 2012-05-10 | 2012-05-30 | 2012-05-30
SRP08249 | SREC Solar | CICCONE |  | 7.99 | 0 | Residential | 1 | SADDLE BROOK | 7663 | 7 | VIVINT SOLAR | PSE&G BPU | No | Complete | 2012-01-17 | 2012-03-23 | 2012-04-22 | 2012-04-22
SRP08250 | SREC Solar | DADDARIO |  | 3.29 | 0 | Residential | 1 | HASBROUCK HEIGHTS | 7604 | 7 | VIVINT SOLAR | PSE&G BPU | No | Complete | 2012-01-17 | 2012-03-14 | 2012-04-13 | 2012-04-13
SRP08251 | SREC Solar | ABRAHAM |  | 5.64 | 0 | Residential | 1 | DUMONT | 7628 | 7 | VIVINT SOLAR | PSE&G BPU | No | Complete | 2012-01-17 | 2012-05-16 | 2012-05-30 | 2012-05-30
SRP08252 | SREC Solar | HOWARD |  | 3.29 | 0 | Residential | 1 | MAYWOOD | 7607 | 7 | VIVINT SOLAR | PSE&G BPU | No | Complete | 2012-01-17 | 2012-02-27 | 2012-04-05 | 2012-04-05
SRP08256 | SREC Solar | CHEN |  | 9.6 | 0 | Residential | 0 | BOONTON | 7005 | 3 | US CLEAN ENERGY LLC | JCP&L | No | Complete | 2012-01-17 | 2013-01-16 | 2013-02-06 | 2013-02-06
SRP08257 | SREC Solar | HAAS |  | 10.34 | 0 | Residential | 1 | LAKEWOOD | 8701 | 18 | KOPP ELECTRIC COMPANY | JCP&L | No | Complete | 2012-01-17 | 2012-04-09 | 2012-04-25 | 2012-04-25
SRP08258 | SREC Solar | MILETTE |  | 4.465 | 0 | Residential | 1 | KEARNY | 7032 | 8 | VIVINT SOLAR | PSE&G BPU | No | Complete | 2012-01-17 | 2012-02-27 | 2012-04-05 | 2012-04-05
SRP08259 | SREC Solar | REDMAN |  | 3.76 | 0 | Residential | 1 | ROCHELLE PARK | 7662 | 7 | VIVINT SOLAR | PSE&G BPU | No | Complete | 2012-01-17 | 2012-03-19 | 2012-04-22 | 2012-04-22
SRP08260 | SREC Solar | FEULNER |  | 4.23 | 0 | Residential | 1 | MAYWOOD | 7607 | 7 | VIVINT SOLAR | PSE&G BPU | No | Complete | 2012-01-17 | 2012-02-03 | 2012-03-08 | 2012-03-08
SRP08261 | SREC Solar | MARGOLIN |  | 12.22 | 0 | Residential | 1 | LAKEWOOD | 8701 | 18 | ALLSEASON CONSTRUCTION | JCP&L | No | Complete | 2012-01-23 | 2012-08-30 | 2012-09-05 | 2012-09-05
SRP08262 | SREC Solar | DAVIS |  | 8.74 | 0 | Residential | 1 | LEHT | 8087 | 18 | ALLSEASON CONSTRUCTION | AC Electric | No | Complete | 2012-01-23 | 2012-09-13 | 2012-10-01 | 2012-10-01
SRP08263 | SREC Solar | MORRIS |  | 3.36 | 0 | Residential | 1 | BARNEGAT | 8005 | 18 | ALLSEASON CONSTRUCTION | AC Electric | No | Complete | 2012-01-23 | 2012-12-03 | 2012-12-07 | 2012-12-07
SRP08264 | SREC Solar | UHL |  | 5.17 | 0 | Residential | 1 | OCEAN GATE | 8740 | 18 | ALLSEASON CONSTRUCTION | JCP&L | No | Complete | 2012-01-23 | 2012-09-07 | 2012-09-19 | 2012-09-19
SRP08265 | SREC Solar | ROACH |  | 9.87 | 0 | Residential | 1 | MARMORA | 8223 | 21 | ALLSEASON CONSTRUCTION | AC Electric | No | Complete | 2012-01-23 | 2012-08-21 | 2012-10-04 | 2012-10-04
SRP08266 | SREC Solar | HUNT |  | 8.82 | 0 | Residential | 1 | MANAHAWKIN | 8050 | 18 | ALLSEASON CONSTRUCTION | AC Electric | No | Complete | 2012-01-23 | 2013-05-16 | 2013-05-23 | 2013-05-23
SRP08267 | SREC Solar | JELLISON |  | 5.52 | 0 | Residential | 1 | WILLIAMSTOWN | 8094 | 15 | ALLSEASON CONSTRUCTION | AC Electric | No | Complete | 2012-01-23 | 2013-01-30 | 2013-02-11 | 2013-02-11
SRP08268 | SREC Solar | DOERNBACH |  | 8.28 | 0 | Residential | 0 | EGG HARBOR CITY | 8215 | 19 | CORBIN SOLAR SOLUTIONS, LLC | AC Electric | No | Complete | 2012-01-23 | 2012-05-09 | 2012-05-30 | 2012-05-30
SRP08269 | SREC Solar | JOHNSON |  | 15.36 | 0 | Residential | 1 | LITTLE EGG HARBOR | 8087 | 18 | ALLSEASON CONSTRUCTION | AC Electric | No | Complete | 2012-01-23 | 2012-09-26 | 2012-10-17 | 2012-10-17
SRP08271 | SREC Solar | SPECTOR |  | 10.34 | 0 | Residential | 1 | LAKEWOOD | 8701 | 18 | ALLSEASON CONSTRUCTION | JCP&L | No | Complete | 2012-01-23 | 2012-09-07 | 2012-10-04 | 2012-10-04
SRP08273 | SREC Solar | ELKO |  | 8.14 | 0 | Residential | 1 | SURF CITY | 8008 | 18 | ASTRUM SOLAR, LLC | AC Electric | No | Complete | 2012-04-23 | 2012-05-31 | 2012-07-26 | 2012-07-26
SRP08274 | SREC Solar | GUFFANTI |  | 8.93 | 0 | Residential | 1 | LAKEWOOD | 8701 | 18 | KOPP ELECTRIC COMPANY | JCP&L | No | Complete | 2012-01-23 | 2012-05-22 | 2012-06-01 | 2012-06-01
SRP08275 | SREC Solar | LUCA | COLONY MANAGEMENT | 4.335 | 0 | Commercial | 0 | PATERSON | 7513 | 6 | SOLAR HOME NJ LLC | PSE&G BPU | No | Complete | 2012-01-23 | 2012-07-23 | 2012-08-08 | 2012-08-08
SRP08277 | SREC Solar | GONZALES | COLONY MANAGEMENT | 2.55 | 0 | Commercial | 0 | PATERSON | 7513 | 6 | SOLAR HOME NJ LLC | PSE&G BPU | No | Complete | 2012-01-23 | 2012-07-23 | 2012-08-08 | 2012-08-08
SRP08278 | SREC Solar | ARCEO |  | 5.04 | 0 | Residential | 1 | JERSEY CITY | 7305 | 8 | ASTRUM SOLAR, LLC | PSE&G BPU | No | Complete | 2012-01-23 | 2012-05-16 | 2012-05-29 | 2012-05-29
SRP08279 | SREC Solar | GIAMBRONE |  | 10.78 | 0 | Residential | 1 | TOMS RIVER | 8753 | 18 | ASTRUM SOLAR, LLC | JCP&L | No | Complete | 2012-01-23 | 2012-11-29 | 2012-12-07 | 2012-12-07
SRP08280 | SREC Solar | TEJADA |  | 3.75 | 0 | Residential | 1 | ORANGE | 7050 | 9 | SOLAR HOME NJ LLC | PSE&G BPU | No | Complete | 2012-01-23 | 2012-09-20 | 2012-10-09 | 2012-10-09
SRP08281 | SREC Solar | HERCOLES |  | 3.75 | 0 | Residential | 1 | ORANGE | 7050 | 9 | SOLAR HOME NJ LLC | PSE&G BPU | No | Complete | 2012-01-23 | 2012-09-10 | 2012-10-09 | 2012-10-09
SRP08282 | SREC Solar | MCDONALD |  | 2.5 | 0 | Residential | 1 | ORANGE | 7050 | 9 | SOLAR HOME NJ LLC | PSE&G BPU | No | Complete | 2012-01-23 | 2012-09-20 | 2012-10-09 | 2012-10-09
SRP08283 | SREC Solar | CROSSLEY |  | 11.28 | 2500 | Residential | 1 | ALLOWAY | 8001 | 16 | RCL ENTERPRISES INC. | AC Electric | No | Complete | 2012-01-23 | 2012-02-17 | 2012-06-06 | 2012-08-16
SRP08284 | SREC Solar | JOHNSON |  | 4.335 | 0 | Residential | 1 | PATERSON | 7513 | 6 | SOLAR HOME NJ LLC | PSE&G BPU | No | Complete | 2012-01-23 | 2012-07-23 | 2012-08-08 | 2012-08-08
SRP08285 | SREC Solar | GALARZA |  | 4.335 | 0 | Residential | 1 | PATERSON | 7513 | 6 | SOLAR HOME NJ LLC | PSE&G BPU | No | Complete | 2012-01-23 | 2012-07-23 | 2012-08-08 | 2012-08-08
SRP08286 | SREC Solar | PAGUAY |  | 3.75 | 0 | Residential | 1 | ORANGE | 7050 | 9 | SOLAR HOME NJ LLC | PSE&G BPU | No | Complete | 2012-01-23 | 2012-09-20 | 2012-10-09 | 2012-10-09
SRP08287 | SREC Solar | VANDENEEN |  | 4.335 | 0 | Residential | 1 | PATERSON | 7513 | 6 | SOLAR HOME NJ LLC | Not Known | No | Complete | 2012-01-23 | 2012-07-23 | 2012-08-08 | 2012-08-08
SRP08288 | SREC Solar | HUSSAIN |  | 6.375 | 0 | Residential | 1 | PATERSON | 7513 | 6 | SOLAR HOME NJ LLC | PSE&G BPU | No | Complete | 2012-01-23 | 2012-07-23 | 2012-08-08 | 2012-08-08
SRP08289 | SREC Solar | MOROCHO |  | 4.25 | 0 | Residential | 1 | ORANGE | 7050 | 9 | SOLAR HOME NJ LLC | PSE&G BPU | No | Complete | 2012-01-23 | 2012-09-20 | 2012-10-09 | 2012-10-09
SRP08290 | SREC Solar | HODGES |  | 2.04 | 0 | Residential | 1 | PATERSON | 7513 | 6 | SOLAR HOME NJ LLC | PSE&G BPU | No | Complete | 2012-01-23 | 2012-07-23 | 2012-08-08 | 2012-08-08
SRP08291 | SREC Solar | SEFFONS |  | 2.04 | 0 | Residential | 1 | PATERSON | 7513 | 6 | SOLAR HOME NJ LLC | PSE&G BPU | No | Complete | 2012-01-23 | 2012-07-23 | 2012-08-08 | 2012-08-08
SRP08293 | SREC Solar | FORTE |  | 4.335 | 0 | Residential | 1 | PATERSON | 7513 | 6 | SOLAR HOME NJ LLC | PSE&G BPU | No | Complete | 2012-01-23 | 2012-07-30 | 2012-11-02 | 2012-11-02
SRP08294 | SREC Solar | KEARNEY |  | 2.04 | 0 | Residential | 1 | PATERSON | 7513 | 6 | SOLAR HOME NJ LLC | PSE&G BPU | No | Complete | 2012-01-23 | 2012-07-23 | 2012-08-06 | 2012-08-06
SRP08295 | SREC Solar | SERBECK |  | 7.77 | 0 | Residential | 1 | DOROTHY | 8317 | 19 | TRINITY HEATING AND AIR | AC Electric | No | Complete | 2012-01-23 | 2012-05-10 | 2012-05-24 | 2012-05-24
SRP08296 | SREC Solar | CARTER |  | 7.35 | 0 | Residential | 1 | MONTCLAIR | 7043 | 9 | GREEN ENERGY SOLUTIONS NE | PSE&G BPU | No | Complete | 2012-01-23 | 2013-11-06 | 2013-11-12 | 2013-11-12
SRP08297 | SREC Solar | HENDERSON |  | 7.35 | 0 | Residential | 1 | MONTCLAIR | 7042 | 9 | GREEN ENERGY SOLUTIONS NE | PSE&G BPU | No | Complete | 2012-01-23 | 2013-11-06 | 2013-11-12 | 2013-11-12
SRP08298 | SREC Solar | MANGER |  | 8.36 | 0 | Residential | 1 | TOMS RIVER | 8757 | 18 | TRINITY HEATING AND AIR | JCP&L | No | Complete | 2012-01-23 | 2012-03-23 | 2012-04-22 | 2012-04-22
SRP08299 | SREC Solar | HUGHES |  | 7.35 | 0 | Residential | 1 | MONTCLAIR | 7981 | 3 | GREEN ENERGY SOLUTIONS NE | PSE&G BPU | No | Complete | 2012-01-23 | 2013-11-06 | 2013-11-12 | 2013-11-12
SRP08300 | SREC Solar | COCUZZA | 458-464 GLEBE LLC | 4.25 | 0 | Residential | 0 | ORANGE | 7050 | 9 | BYSOLAR, INC. | PSE&G BPU | No | Complete | 2012-01-23 | 2012-09-10 | 2014-02-11 | 2014-02-11
SRP08301 | SREC Solar | SUSEENDRAN |  | 9.12 | 0 | Residential | 1 | COLUMBUS | 8022 | 13 | ASTRUM SOLAR, LLC | PSE&G BPU | No | Complete | 2012-01-23 | 2012-06-13 | 2012-06-20 | 2012-06-20
SRP08303 | SREC Solar | NAGEL |  | 6.96 | 0 | Residential | 0 | EDISON | 8817 | 11 | SKYLINE SOLAR | PSE&G BPU | No | Complete | 2012-01-23 | 2012-04-16 | 2012-04-30 | 2012-04-30
SRP08304 | SREC Solar | BRAUN |  | 10.08 | 0 | Residential | 1 | JACKSON | 8527 | 18 | TRINITY HEATING AND AIR | JCP&L | No | Complete | 2012-01-23 | 2012-04-03 | 2012-04-24 | 2012-04-24
SRP08305 | SREC Solar | BARRIENTOS |  | 4.25 | 0 | Residential | 1 | ORANGE | 7050 | 9 | SOLAR HOME NJ LLC | PSE&G BPU | No | Complete | 2012-01-23 | 2012-09-20 | 2012-10-09 | 2012-10-09
SRP08306 | SREC Solar | COCUZZA | 458-464 GLEBE STREET LLC | 4.25 | 0 | Residential | 0 | ORANGE | 7050 | 9 | BYSOLAR, INC. | PSE&G BPU | No | Complete | 2012-01-23 | 2012-09-20 | 2014-02-11 | 2014-02-11
SRP08307 | SREC Solar | WELTER |  | 15.01 | 0 | Residential | 1 | MANCHESTER | 8759 | 18 | TRINITY HEATING AND AIR | JCP&L | No | Complete | 2012-01-23 | 2012-05-04 | 2012-06-01 | 2012-06-01
SRP08309 | SREC Solar | KUVELKAR | 1ST LIGHT | 9.065 | 0 | Residential | 0 | EDISON | 8820 | 11 | 1ST LIGHT ENERGY, INC. | PSE&G BPU | No | Complete | 2012-01-23 | 2012-06-28 | 2012-08-20 | 2012-08-20
SRP08310 | SREC Solar | DELGADO |  | 6.46 | 0 | Residential | 1 | BRICK | 8724 | 18 | TRINITY HEATING AND AIR | JCP&L | No | Complete | 2012-01-23 | 2012-04-02 | 2012-04-24 | 2012-04-24
SRP08311 | SREC Solar | RITORTO |  | 8.64 | 0 | Residential | 0 | MANCHESTER | 8733 | 18 | TRINITY HEATING AND AIR | JCP&L | No | Complete | 2012-01-23 | 2012-04-27 | 2012-05-11 | 2012-05-11
SRP08313 | SREC Solar | DOZENKO |  | 7.05 | 0 | Residential | 0 | MILLTOWN | 8850 | 11 | TRINITY HEATING AND AIR | Boro of Milltown Elec | No | Complete | 2012-01-23 | 2013-06-20 | 2013-07-16 | 2013-07-16
SRP08314 | SREC Solar | BENSON |  | 10.56 | 0 | Residential | 0 | NEWTON | 7860 | 1 | TRINITY HEATING AND AIR | JCP&L | No | Complete | 2012-01-23 | 2012-03-30 | 2012-06-01 | 2012-06-01
SRP08315 | SREC Solar | ESPUGA |  | 5.28 | 0 | Residential | 0 | ROSELLE PARK | 7204 | 10 | ARROW ELECTRIC SERVICES, INC. | PSE&G BPU | No | Complete | 2012-01-23 | 2012-11-29 | 2012-12-10 | 2012-12-10
SRP08316 | SREC Solar | PATAKI |  | 6.72 | 0 | Residential | 0 | LITTLE FALLS | 7424 | 6 | GEOPEAK ENERGY LLC | PSE&G BPU | No | Complete | 2012-01-23 | 2012-04-03 | 2012-04-23 | 2012-04-23
SRP08317 | SREC Solar | REDDY |  | 8.55 | 0 | Residential | 0 | PLAINSBORO | 8536 | 11 | SKY HIGH ENERGY, LLC | PSE&G BPU | No | Complete | 2012-01-23 | 2012-04-30 | 2012-06-11 | 2012-06-11
SRP08318 | SREC Solar | AMIN |  | 6.58 | 0 | Residential | 1 | SICKLETVILLE | 8081 | 14 | SOLARCITY CORPORATION | AC Electric | No | Complete | 2012-01-23 | 2012-06-06 | 2012-06-18 | 2012-06-18
SRP08319 | SREC Solar | COOK |  | 6.88 | 0 | Residential | 1 | JACKSON | 8527 | 18 | SOLARCITY CORPORATION | JCP&L | No | Complete | 2012-01-23 | 2012-05-16 | 2012-05-29 | 2012-05-29
SRP08320 | SREC Solar | REGENYE |  | 8.46 | 0 | Residential | 1 | MANCHESTER | 8759 | 18 | ACOS ENERGY, LLC | JCP&L | No | Complete | 2012-01-23 | 2012-04-30 | 2012-05-15 | 2012-05-15
SRP08321 | SREC Solar | WIENER | AMERICAN TIRE & AUTO CARE | 26 | 0 | Commercial | 0 | OLD BRIDGE | 8857 | 11 | SUN FARM NETWORK | JCP&L | No | Complete | 2012-01-23 | 2012-08-23 | 2012-08-27 | 2012-08-27
SRP08322 | SREC Solar | HONG |  | 6.75 | 0 | Residential | 0 | TENAFLY | 7670 | 7 | GEOGENIX | PSE&G BPU | No | Complete | 2012-01-23 | 2012-09-27 | 2012-10-08 | 2012-10-08
SRP08323 | SREC Solar | RYAN |  | 6.12 | 0 | Residential | 0 | EASTAMPTON | 8060 | 13 | AMPED ON SOLAR | PSE&G BPU | No | Complete | 2012-01-23 | 2012-05-24 | 2012-05-24 | 2012-05-24
SRP08324 | SREC Solar | DONOFRIO |  | 7.65 | 0 | Residential | 1 | BRIGANTINE | 8203 | 19 | RCL ENTERPRISES INC. | PSE&G BPU | No | Complete | 2012-01-23 | 2012-04-16 | 2012-04-30 | 2012-04-30
SRP08325 | SREC Solar | TOMASSETTI | 20 PERISHING LLC | 220.8 | 0 | Commercial | 0 | CARTERET | 7008 | 11 | SOLIS PARTNERS, LLC | PSE&G BPU | No | Complete | 2012-01-23 | 2012-05-03 | 2012-05-15 | 2012-05-15
SRP08326 | SREC Solar | WARRICK |  | 6.27 | 0 | Residential | 0 | COLONIA | 7067 | 10 | SKY HIGH ENERGY, LLC | PSE&G BPU | No | Complete | 2012-01-23 | 2013-01-07 | 2013-02-25 | 2013-02-25
SRP08328 | SREC Solar | WOLF |  | 3.6 | 0 | Residential | 0 | DUNELLEN | 8812 | 11 | SKYLINE SOLAR | PSE&G BPU | No | Complete | 2012-01-23 | 2012-03-23 | 2012-04-22 | 2012-04-22
SRP08329 | SREC Solar | FALCONIO |  | 78.96 | 0 | Residential | 1 | ALLENTOWN | 8501 | 17 | SOLIS PARTNERS, LLC | JCP&L | No | Complete | 2012-01-23 | 2012-05-15 | 2012-05-29 | 2012-05-29
SRP08330 | SREC Solar | DEAL |  | 2.35 | 0 | Residential | 1 | SICKLERVILLE | 8081 | 14 | SOLARCITY CORPORATION | AC Electric | No | Complete | 2012-01-23 | 2012-05-24 | 2012-06-06 | 2012-06-06
SRP08331 | SREC Solar | KELLER |  | 7.2 | 0 | Residential | 1 | MANAHAWKIN | 8050 | 18 | ALLSEASON CONSTRUCTION | AC Electric | No | Complete | 2012-01-23 | 2013-02-19 | 2013-03-07 | 2013-03-07
SRP08332 | SREC Solar | LAZCANO |  | 5.98 | 0 | Residential | 1 | MANAHAWKIN | 8050 | 18 | ALLSEASON CONSTRUCTION | AC Electric | No | Complete | 2012-01-23 | 2012-12-05 | 2012-12-13 | 2012-12-13
SRP08337 | SREC Solar | GARINO | EJJ REALTY | 28.8 | 0 | Commercial | 0 | PARK RIDGE | 7656 | 7 | AMBERJACK SOLAR ENERGY | Boro of Milltown Elec | No | Complete | 2012-01-23 | 2012-03-14 | 2012-04-13 | 2012-04-13
SRP08338 | SREC Solar | MIHALIC |  | 7.98 | 0 | Residential | 1 | HAMILTON TWP | 8610 | 12 | TRINITY HEATING AND AIR | PSE&G BPU | No | Complete | 2012-01-23 | 2012-04-04 | 2012-04-26 | 2012-04-26
SRP08339 | SREC Solar | CAUGHEY |  | 4.8 | 0 | Residential | 1 | RUTHERFORD | 7070 | 7 | TRINITY HEATING AND AIR | PSE&G BPU | No | Complete | 2012-01-23 | 2012-04-25 | 2012-05-10 | 2012-05-10
SRP08340 | SREC Solar | ROY |  | 4.32 | 0 | Residential | 1 | MILLVILLE | 8332 | 20 | TRINITY HEATING AND AIR | AC Electric | No | Complete | 2012-01-23 | 2012-03-26 | 2012-04-22 | 2012-04-22
SRP08341 | SREC Solar | FENNIMORE |  | 11.02 | 0 | Residential | 0 | CREAM RIDGE | 8514 | 17 | TRINITY HEATING AND AIR | JCP&L | No | Complete | 2012-01-23 | 2012-02-27 | 2012-04-05 | 2012-04-05
SRP08342 | SREC Solar | SCHWARTZ |  | 5.28 | 0 | Residential | 0 | MT LAUREL | 8054 | 13 | TRINITY HEATING AND AIR | PSE&G BPU | No | Complete | 2012-01-23 | 2012-03-30 | 2012-04-24 | 2012-04-24
SRP08344 | SREC Solar | SANSGUIRI |  | 7.35 | 0 | Residential | 0 | EDISON | 8820 | 11 | 1ST LIGHT ENERGY, INC. | PSE&G BPU | No | Complete | 2012-01-23 | 2012-07-27 | 2012-09-17 | 2012-09-17
SRP08345 | SREC Solar | WEINTRAUB |  | 13.865 | 0 | Residential | 0 | ROBBINSVILLE | 8691 | 12 | CORBIN SOLAR SOLUTIONS, LLC | JCP&L | No | Complete | 2012-01-23 | 2012-03-12 | 2012-04-13 | 2012-04-13
SRP08347 | SREC Solar | MIRZA |  | 3.99 | 0 | Residential | 0 | HILLSBOROUGH | 8844 | 5 | SKY HIGH ENERGY, LLC | PSE&G BPU | No | Complete | 2012-01-23 | 2013-05-01 | 2013-05-14 | 2013-05-14
SRP08349 | SREC Solar | CARPINO |  | 15.36 | 0 | Residential | 0 | SEAVILLE | 8230 | 21 | GO SOLAR ELECTRIC, LLC | AC Electric | No | Complete | 2012-01-23 | 2012-11-06 | 2012-11-16 | 2012-11-16
SRP08351 | SREC Solar | PASSALACQUA |  | 9.5 | 0 | Residential | 1 | WENONAH | 8090 | 15 | TRINITY HEATING AND AIR | AC Electric | No | Complete | 2012-01-23 | 2012-04-25 | 2012-05-10 | 2012-05-10
SRP08353 | SREC Solar | HAHN |  | 7.2 | 0 | Residential | 0 | MONROE | 8831 | 11 | TRINITY HEATING AND AIR | JCP&L | No | Complete | 2012-01-23 | 2012-03-15 | 2012-04-19 | 2012-04-19
SRP08355 | SREC Solar | CIANGIULLI |  | 8.74 | 0 | Residential | 1 | YARDVILLE | 8620 | 12 | TRINITY HEATING AND AIR | PSE&G BPU | No | Complete | 2012-01-23 | 2012-03-26 | 2012-04-22 | 2012-04-22
SRP08356 | SREC Solar | WINTER |  | 11.78 | 0 | Residential | 1 | ENGLISHTOWN | 7726 | 17 | TRINITY HEATING AND AIR | JCP&L | No | Complete | 2012-01-23 | 2012-03-12 | 2012-04-22 | 2012-04-22
SRP08357 | SREC Solar | MILLER |  | 12.48 | 0 | Residential | 1 | COLUMBUS | 8022 | 13 | TRINITY HEATING AND AIR | PSE&G BPU | No | Complete | 2012-01-23 | 2012-03-28 | 2012-04-23 | 2012-04-23
SRP08359 | SREC Solar | QUINN | NORTHERN EAGLE BEVERAGE CO, INC | 149.76 | 0 | Commercial | 0 | CARLSTADT | 7072 | 7 | GEOGENIX | PSE&G BPU | No | Complete | 2012-01-23 | 2012-05-24 | 2012-06-01 | 2012-06-01
SRP08360 | SREC Solar | DEGENNARO | ZENITH PRECISION INC. | 12.48 | 0 | Commercial | 0 | EAST RUTHERFORD | 7073 | 7 | TRINITY HEATING AND AIR | PSE&G BPU | No | Complete | 2012-01-23 | 2012-05-22 | 2012-06-01 | 2012-06-01
SRP08361 | SREC Solar | SAMARAS |  | 5.52 | 0 | Residential | 1 | HOLMDEL | 7733 | 17 | GARDEN STATE SOLAR LLC | JCP&L | No | Complete | 2012-01-23 | 2012-10-26 | 2012-11-08 | 2012-11-08
SRP08363 | SREC Solar | GATARZ | MONROE STORAGE | 78 | 0 | Commercial | 1 | MONROE | 8831 | 11 | TRINITY HEATING AND AIR | JCP&L | No | Complete | 2012-01-23 | 2012-04-12 | 2012-05-02 | 2012-05-02
SRP08366 | SREC Solar | CAMMARATA |  | 33.28 | 0 | Residential | 0 | MULLICA HILL | 8062 | 15 | SOLULAR LLC. II | AC Electric | No | Complete | 2012-01-23 | 2012-07-03 | 2012-07-18 | 2012-07-18
SRP08367 | SREC Solar | GATARZ | J GATARZ & SONS INC. | 37.44 | 0 | Commercial | 1 | MONROE | 8831 | 11 | TRINITY HEATING AND AIR | JCP&L | No | Complete | 2012-01-23 | 2012-03-12 | 2012-04-19 | 2012-04-19
SRP08368 | SREC Solar | REGAN | 446-460 EAST 19TH ST U.R. LLC | 43.92 | 0 | Residential | 0 | PATERSON | 7524 | 6 | BETTER WORLD BUILDING TECHNOLOGY | PSE&G BPU | No | Complete | 2012-01-23 | 2012-07-03 | 2012-07-18 | 2012-07-18
SRP08369 | SREC Solar | MANNO |  | 10.12 | 0 | Residential | 0 | BURLINGTON | 8016 | 13 | SOLULAR LLC. II | PSE&G BPU | No | Complete | 2012-01-23 | 2013-04-05 | 2013-04-22 | 2013-04-22
SRP08370 | SREC Solar | MILLMAN |  | 9.12 | 0 | Residential | 1 | BRANCHBURG | 8876 | 5 | GEOGENIX | JCP&L | No | Complete | 2012-01-23 | 2012-04-25 | 2012-05-10 | 2012-05-10
SRP08372 | SREC Solar | REGAN | SENIOR HORIZONS AT BAYONNE LLC | 88.8 | 0 | Commercial | 0 | BAYONNE | 7002 | 8 | BETTER WORLD BUILDING TECHNOLOGY | PSE&G BPU | No | Complete | 2012-01-23 | 2012-07-03 | 2012-07-18 | 2012-07-18
SRP08374 | SREC Solar | NGUYEN |  | 9.065 | 0 | Residential | 0 | SOUTH PLAINFIELD | 7080 | 11 | 1ST LIGHT ENERGY, INC. | PSE&G BPU | No | Complete | 2012-01-23 | 2012-07-27 | 2012-09-11 | 2012-09-11
SRP08375 | SREC Solar | REGAN | HORIZONS AT PLAINFIELD LLC | 170.88 | 0 | Commercial | 0 | PLAINFIELD | 7060 | 10 | BETTER WORLD BUILDING TECHNOLOGY | PSE&G BPU | No | Complete | 2012-01-23 | 2012-07-03 | 2012-07-18 | 2012-07-18
SRP08376 | SREC Solar | DAVIS |  | 5.7 | 0 | Residential | 1 | JACKSON | 8527 | 18 | SUNGEVITY, INC. | JCP&L | No | Complete | 2012-01-23 | 2013-05-02 | 2013-05-13 | 2013-05-13
SRP08377 | SREC Solar | WAGNER | TOMS RIVER REGIONAL SCHOOLS | 301.84 | 0 | School Public K-12 | 1 | TOMS RIVER | 8753 | 18 | BARRIER ELECTRIC | JCP&L | No | Complete | 2012-01-23 | 2012-08-16 | 2012-08-23 | 2012-08-23
SRP08379 | SREC Solar | WAGNER | TOMS RIVER REGIONAL SCHOOLS | 304.92 | 0 | School Public K-12 | 1 | TOMS RIVER | 8753 | 18 | BARRIER ELECTRIC | JCP&L | No | Complete | 2012-01-23 | 2012-08-16 | 2012-08-27 | 2012-08-27
SRP08381 | SREC Solar | LA ROSA |  | 6.46 | 0 | Residential | 1 | EAST HANOVER | 7936 | 3 | SUNGEVITY, INC. | JCP&L | No | Complete | 2012-01-23 | 2012-09-07 | 2012-09-19 | 2012-09-19
SRP08383 | SREC Solar | WAGNER | TOMS RIVER REGIONAL SCHOOLS | 125.4 | 0 | School Public K-12 | 1 | TOMS RIVER | 8753 | 18 | BARRIER ELECTRIC | JCP&L | No | Complete | 2012-01-23 | 2012-08-28 | 2012-09-13 | 2012-09-13
SRP08384 | SREC Solar | WAGNER | TOMS RIVER REGIONAL SCHOOLS | 289.52 | 0 | School Public K-12 | 1 | PINE BEACH | 8741 | 18 | BARRIER ELECTRIC | JCP&L | No | Complete | 2012-01-23 | 2012-08-28 | 2012-09-06 | 2012-09-06
SRP08386 | SREC Solar | ROME |  | 6.08 | 0 | Residential | 1 | SUSSEX | 7461 | 1 | SUNGEVITY, INC. | JCP&L | No | Complete | 2012-01-23 | 2012-08-24 | 2012-09-05 | 2012-09-05
SRP08388 | SREC Solar | JACOBSON |  | 13.92 | 0 | Residential | 0 | FLEMINGTON | 8822 | 4 | ALTERIS RENEWABLES | JCP&L | No | Complete | 2012-01-23 | 2012-04-10 | 2012-05-02 | 2012-05-02
SRP08389 | SREC Solar | MORRIS |  | 6.9 | 0 | Residential | 1 | FREEHOLD | 7726 | 17 | ECOLOGICAL SYSTEMS-MANALAPAN | JCP&L | No | Complete | 2012-01-23 | 2012-09-12 | 2012-10-01 | 2012-10-01
SRP08390 | SREC Solar | CAMPBELL |  | 9.165 | 0 | Residential | 0 | CAPE MAY COURT HOUSE | 8210 | 21 | RCL ENTERPRISES INC. | AC Electric | No | Complete | 2012-02-03 | 2012-03-07 | 2012-04-13 | 2012-04-13
SRP08392 | SREC Solar | CRAMER |  | 9.84 | 0 | Residential | 0 | WOODBINE | 8270 | 21 | CORBIN SOLAR SOLUTIONS, LLC | AC Electric | No | Complete | 2012-01-23 | 2012-05-18 | 2012-06-01 | 2012-06-01
SRP08393 | SREC Solar | BUTALA |  | 8.82 | 0 | Residential | 0 | EDISON | 8820 | 11 | 1ST LIGHT ENERGY, INC. | PSE&G BPU | No | Complete | 2012-01-23 | 2012-12-03 | 2012-12-17 | 2012-12-17
SRP08394 | SREC Solar | SICKLER |  | 8.97 | 0 | Residential | 1 | KEYPORT | 7735 | 17 | NJR HOME SERVICES. | JCP&L | No | Complete | 2012-01-23 | 2012-04-04 | 2012-04-26 | 2012-04-26
SRP08396 | SREC Solar | FINALDI |  | 3.29 | 0 | Residential | 0 | HIGHLAND PARK | 8904 | 11 | CORBIN SOLAR SOLUTIONS, LLC | PSE&G BPU | No | Complete | 2012-01-23 | 2012-04-10 | 2012-04-30 | 2012-04-30
SRP08398 | SREC Solar | DARLING |  | 6.125 | 0 | Residential | 0 | SOUTH PLAINFIELD | 7080 | 11 | 1ST LIGHT ENERGY, INC. | PSE&G BPU | No | Complete | 2012-01-23 | 2012-10-24 | 2012-12-11 | 2012-12-11
SRP08399 | SREC Solar | MICHEL |  | 10 | 0 | Residential | 1 | YARDVILLE | 8620 | 12 | ALTERIS RENEWABLES | PSE&G BPU | No | Complete | 2012-01-23 | 2012-05-09 | 2012-05-22 | 2012-05-22
SRP08400 | SREC Solar | COLANGELO |  | 9.165 | 0 | Residential | 1 | TUCKERTON | 8087 | 18 | NJR HOME SERVICES. | AC Electric | No | Complete | 2012-01-23 | 2012-05-22 | 2012-06-08 | 2012-06-08
SRP08401 | SREC Solar | KIRK |  | 4.23 | 0 | Residential | 1 | MANAHAWKIN | 8050 | 18 | NJR HOME SERVICES. | AC Electric | No | Complete | 2012-01-23 | 2012-05-16 | 2012-05-30 | 2012-05-30
SRP08402 | SREC Solar | HILL |  | 7.2 | 0 | Residential | 1 | NEPTUNE | 7753 | 17 | NJR HOME SERVICES. | JCP&L | No | Complete | 2012-01-23 | 2012-09-19 | 2012-10-03 | 2012-10-03
SRP08403 | SREC Solar | PEOPLES |  | 6.24 | 0 | Residential | 1 | POINT PLEASANT | 8742 | 18 | NJR HOME SERVICES. | JCP&L | No | Complete | 2012-01-23 | 2012-09-10 | 2012-09-19 | 2012-09-19
SRP08405 | SREC Solar | CHU | BROADWAY ASSOCIATES OF WARREN | 19.76 | 0 | Commercial | 0 | HAMILTON | 8619 | 12 | ACCORD POWER, INC. | PSE&G BPU | No | Complete | 2012-01-23 | 2013-01-17 | 2013-01-29 | 2013-01-29
SRP08406 | SREC Solar | GREENMAN |  | 12.74 | 0 | Residential | 0 | PRINCETON JCN | 8550 | 12 | REC SOLAR INC | PSE&G BPU | No | Complete | 2012-01-23 | 2012-07-12 | 2012-09-11 | 2012-09-11
SRP08407 | SREC Solar | VERDE | VILLAMARIA RESTAURANT | 48.7 | 0 | Commercial | 1 | HAMILTON | 8619 | 12 | ACCORD POWER, INC. | PSE&G BPU | No | Complete | 2012-01-23 | 2013-01-21 | 2013-01-29 | 2013-01-29
SRP08408 | SREC Solar | HARIHARAN |  | 12.25 | 0 | Residential | 0 | BELLE MEAD | 8502 | 5 | REC SOLAR, INC. | PSE&G BPU | No | Complete | 2012-01-23 | 2013-02-06 | 2013-02-20 | 2013-02-20
SRP08409 | SREC Solar | NIWARGI |  | 4.84 | 0 | Residential | 0 | DAYTON | 8810 | 11 | REC SOLAR, INC. | PSE&G BPU | No | Complete | 2012-01-23 | 2012-07-12 | 2013-03-20 | 2013-03-20
SRP08410 | SREC Solar | BLODGETT |  | 10.965 | 0 | Residential | 1 | BLOOMSBURY | 8804 | 4 | ALTERNATIVE LIGHT & ENERGY SOLUTIONS LLC | JCP&L | No | Complete | 2012-01-23 | 2012-08-31 | 2012-09-14 | 2012-09-14
SRP08411 | SREC Solar | KOTVALI |  | 6.9 | 0 | Residential | 0 | BELLE MEAD | 8502 | 5 | REC SOLAR, INC. | PSE&G BPU | No | Complete | 2012-01-23 | 2013-01-04 | 2013-03-04 | 2013-03-04
SRP08412 | SREC Solar | PIANKO |  | 8.64 | 0 | Residential | 1 | MANCHESTER | 8759 | 18 | ACOS ENERGY, LLC | JCP&L | No | Complete | 2012-01-23 | 2012-07-03 | 2012-07-20 | 2012-07-20
SRP08413 | SREC Solar | DAS |  | 12.005 | 0 | Residential | 0 | HILLSBOROUGH | 8844 | 5 | REC SOLAR, INC. | PSE&G BPU | No | Complete | 2012-01-23 | 2012-10-24 | 2012-11-29 | 2012-11-29
SRP08414 | SREC Solar | FOGG |  | 15.36 | 0 | Residential | 0 | PILESGROVE | 8098 | 16 | RUNNEMEDE PLUMBING HEATING | AC Electric | No | Complete | 2012-01-23 | 2012-04-19 | 2012-06-26 | 2012-06-26
SRP08415 | SREC Solar | RIBNER |  | 14.3 | 0 | Residential | 0 | NORTH BRUNSWICK | 8902 | 11 | REC SOLAR INC | PSE&G BPU | No | Complete | 2012-01-23 | 2012-07-12 | 2012-07-23 | 2012-07-23
SRP08416 | SREC Solar | ALLEN |  | 8.36 | 0 | Residential | 1 | WHITING | 8759 | 18 | TRINITY HEATING AND AIR | JCP&L | No | Complete | 2012-01-23 | 2012-04-25 | 2012-05-11 | 2012-05-11
SRP08417 | SREC Solar | SHAH |  | 9.31 | 0 | Residential | 0 | EDISON | 8820 | 11 | REC SOLAR, INC. | PSE&G BPU | No | Complete | 2012-01-23 | 2013-01-31 | 2013-02-13 | 2013-02-13
SRP08418 | SREC Solar | CHAIT |  | 10.45 | 0 | Residential | 1 | WHITING | 8759 | 18 | TRINITY HEATING AND AIR | JCP&L | No | Complete | 2012-01-23 | 2012-04-27 | 2012-05-11 | 2012-05-11
SRP08419 | SREC Solar | PINCKNEY |  | 5.39 | 0 | Residential | 0 | EDISON | 8820 | 11 | 1ST LIGHT ENERGY, INC. | PSE&G BPU | No | Complete | 2012-01-23 | 2012-06-11 | 2012-07-13 | 2012-07-13
SRP08420 | SREC Solar | HUNT |  | 6.66 | 0 | Residential | 1 | MULLICA HILL | 8062 | 15 | TRINITY HEATING AND AIR | AC Electric | No | Complete | 2012-01-23 | 2012-12-03 | 2012-12-07 | 2012-12-07
SRP08421 | SREC Solar | HARRIS | NEXUS SOLAR LLC | 87.36 | 0 | Commercial | 1 | TOMS RIVER | 8755 | 18 | NEXUS SOLAR LLC | JCP&L | No | Complete | 2012-01-23 | 2012-12-07 | 2012-12-12 | 2012-12-12
SRP08422 | SREC Solar | HUMMEL |  | 5.98 | 0 | Residential | 1 | LITTLE EGG HARBOR | 8087 | 18 | ACOS ENERGY, LLC | AC Electric | No | Complete | 2012-01-23 | 2012-04-03 | 2012-04-24 | 2012-04-24
SRP08423 | SREC Solar | HARRIS | NEXUS SOLAR LLC | 141.12 | 0 | Commercial | 1 | TOMS RIVER | 8753 | 18 | NEXUS SOLAR LLC | JCP&L | No | Complete | 2012-01-23 | 2012-12-07 | 2012-12-12 | 2012-12-12
SRP08424 | SREC Solar | WAGNER | TOMS RIVER REGIONAL SCHOOLS | 284.13 | 0 | School Public K-12 | 1 | TOMS RIVER | 8753 | 18 | BARRIER ELECTRIC | JCP&L | No | Complete | 2012-01-23 | 2012-08-20 | 2012-08-24 | 2012-08-24
SRP08425 | SREC Solar | HARRIS | NEXUS SOLAR LLC | 53.76 | 0 | Commercial | 1 | TRENTON | 8650 | 12 | NEXUS SOLAR LLC | PSE&G BPU | No | Complete | 2012-01-23 | 2012-12-07 | 2013-02-05 | 2013-02-05
SRP08426 | SREC Solar | HOCHMAN |  | 5.52 | 0 | Residential | 1 | MYSTIC ISLANDS | 8087 | 18 | ACOS ENERGY, LLC | AC Electric | No | Complete | 2012-01-23 | 2012-04-04 | 2012-04-26 | 2012-04-26
SRP08427 | SREC Solar | SERBIO |  | 7.41 | 0 | Residential | 1 | BROWNS MILLS | 8015 | 13 | TRINITY HEATING AND AIR | JCP&L | No | Complete | 2012-01-23 | 2012-03-26 | 2012-04-22 | 2012-04-22
SRP08429 | SREC Solar | ALLEGRETTI |  | 7.285 | 0 | Residential | 1 | WAYNE | 7870 | 3 | VIVINT SOLAR | PSE&G BPU | No | Complete | 2012-01-23 | 2012-05-11 | 2012-06-11 | 2012-06-11
SRP08430 | SREC Solar | MINNITI |  | 11.25 | 0 | Residential | 0 | MULLICA HILL | 8062 | 15 | RUNNEMEDE PLUMBING HEATING | AC Electric | No | Complete | 2012-01-23 | 2012-04-30 | 2012-05-15 | 2012-05-15
SRP08431 | SREC Solar | CLANCY |  | 7.755 | 0 | Residential | 1 | MANCHESTER | 8759 | 18 | ACOS ENERGY, LLC | JCP&L | No | Complete | 2012-01-23 | 2012-05-03 | 2012-05-17 | 2012-05-17
SRP08432 | SREC Solar | AKIN |  | 4.7 | 0 | Residential | 1 | TOMS RIVER | 8757 | 18 | VERENGO SOLAR | JCP&L | No | Complete | 2012-01-23 | 2013-02-22 | 2013-03-07 | 2013-03-07
SRP08434 | SREC Solar | OSTROWSKI |  | 9.6 | 0 | Residential | 1 | TRENTON | 8690 | 12 | TRINITY HEATING AND AIR | PSE&G BPU | No | Complete | 2012-01-23 | 2012-03-28 | 2012-04-24 | 2012-04-24
SRP08435 | SREC Solar | WAGNER | TOMS RIVER REGIONAL SCHOOLS | 117.04 | 0 | School Public K-12 | 1 | TOMS RIVER | 8753 | 18 | BARRIER ELECTRIC | JCP&L | No | Complete | 2012-01-23 | 2012-08-16 | 2012-08-27 | 2012-08-27
SRP08437 | SREC Solar | SPIRITO |  | 6.84 | 0 | Residential | 1 | BOREDNTOWN | 8505 | 13 | TRINITY HEATING AND AIR | PSE&G BPU | No | Complete | 2012-02-03 | 2012-03-30 | 2012-04-24 | 2012-04-24
SRP08438 | SREC Solar | HEALY |  | 10.36 | 0 | Residential | 1 | TOMS RIVER | 8753 | 18 | TRINITY HEATING AND AIR | JCP&L | No | Complete | 2012-02-03 | 2012-04-04 | 2012-04-26 | 2012-04-26
SRP08439 | SREC Solar | MYERS |  | 9.12 | 0 | Residential | 1 | BORDENTOWN | 8505 | 13 | TRINITY HEATING AND AIR | PSE&G BPU | No | Complete | 2012-02-03 | 2012-03-30 | 2012-04-24 | 2012-04-24
SRP08440 | SREC Solar | GIBBONS |  | 4.8 | 0 | Residential | 1 | MANCHESTER | 8759 | 18 | TRINITY HEATING AND AIR | JCP&L | No | Complete | 2012-02-03 | 2012-04-17 | 2012-05-10 | 2012-05-10
SRP08441 | SREC Solar | CLIFTON |  | 3.8 | 0 | Residential | 1 | BELMAR | 7719 | 17 | TRINITY HEATING AND AIR | JCP&L | No | Complete | 2012-02-03 | 2012-03-30 | 2012-04-23 | 2012-04-23
SRP08442 | SREC Solar | BENEDETTO |  | 5.13 | 0 | Residential | 1 | PRINCETON | 8540 | 12 | TRINITY HEATING AND AIR | PSE&G BPU | No | Complete | 2012-02-03 | 2012-03-28 | 2012-04-23 | 2012-04-23
SRP08443 | SREC Solar | GUENTHER |  | 11.7 | 0 | Residential | 1 | PORT REPUBLIC | 8241 | 19 | RCL ENTERPRISES INC. | AC Electric | No | Complete | 2012-02-03 | 2012-03-09 | 2012-04-22 | 2012-04-22
SRP08444 | SREC Solar | DEANON |  | 6.72 | 0 | Residential | 0 | BERKLEY | 8721 | 18 | CORBIN SOLAR SOLUTIONS, LLC | JCP&L | No | Complete | 2012-02-03 | 2012-04-06 | 2012-04-25 | 2012-04-25
SRP08445 | SREC Solar | MATA |  | 6.72 | 0 | Residential | 1 | WHITING | 8759 | 18 | FOUR POINT REFRIGERATION CO., INC. | JCP&L | No | Complete | 2012-02-03 | 2014-12-09 | 2015-02-02 | 2015-02-02
SRP08446 | SREC Solar | GAUER |  | 6.72 | 0 | Residential | 1 | POINT PLEASANT | 8742 | 18 | FOUR POINT REFRIGERATION CO., INC. | JCP&L | No | Complete | 2012-02-03 | 2012-07-11 | 2012-11-09 | 2012-11-09
SRP08447 | SREC Solar | MANNO |  | 6.24 | 0 | Residential | 1 | MANCHESTER | 8759 | 18 | TRINITY HEATING AND AIR | JCP&L | No | Complete | 2012-02-03 | 2012-05-15 | 2012-06-11 | 2012-06-11
SRP08448 | SREC Solar | MAJESKE |  | 4.41 | 0 | Residential | 0 | HIGHLAND PARK | 8904 | 11 | REC SOLAR, INC. | PSE&G BPU | No | Complete | 2012-02-03 | 2012-10-26 | 2012-12-26 | 2012-12-26
SRP08449 | SREC Solar | INMAN |  | 7.68 | 0 | Residential | 1 | JACKSON | 8527 | 18 | TRINITY HEATING AND AIR | JCP&L | No | Complete | 2012-02-03 | 2012-07-12 | 2012-08-02 | 2012-08-02
SRP08452 | SREC Solar | TUDDA |  | 9.84 | 0 | Residential | 1 | EAST WINDSOR | 8512 | 11 | TRINITY HEATING AND AIR | JCP&L | No | Complete | 2012-02-03 | 2012-03-26 | 2012-04-22 | 2012-04-22
SRP08453 | SREC Solar | BROOK | THE LAWRENCEVILLE SCHOOL | 6108.83 | 0 | School Other | 1 | LAWRENCEVILLE | 8648 | 12 | J. FLETCHER CREAMER & SON | PSE&G BPU | No | Complete | 2012-02-03 | 2012-06-05 | 2012-06-11 | 2012-06-11
SRP08454 | SREC Solar | CUOMO |  | 6.235 | 0 | Residential | 1 | NEW EGYPT | 8533 | 18 | SOLARCITY CORPORATION | JCP&L | No | Complete | 2012-02-03 | 2012-04-26 | 2012-05-10 | 2012-05-10
SRP08455 | SREC Solar | TUCKER |  | 4.18 | 0 | Residential | 0 | FREEHOLD | 7728 | 17 | TRINITY HEATING AND AIR | JCP&L | No | Complete | 2012-02-03 | 2012-03-26 | 2012-04-22 | 2012-04-22
SRP08457 | SREC Solar | THAKUR |  | 11.4 | 0 | Residential | 1 | FREEHOLD | 7728 | 17 | TRINITY HEATING AND AIR | JCP&L | No | Complete | 2012-02-03 | 2012-04-16 | 2012-04-30 | 2012-04-30
SRP08458 | SREC Solar | LUNDY |  | 10.08 | 0 | Residential | 1 | EASTAMPTON | 8060 | 13 | TRINITY HEATING AND AIR | PSE&G BPU | No | Complete | 2012-02-03 | 2012-04-27 | 2012-05-21 | 2012-05-21
SRP08459 | SREC Solar | REYES |  | 6.48 | 0 | Residential | 1 | PEMBERTON | 8068 | 13 | TRINITY HEATING AND AIR | JCP&L | No | Complete | 2012-02-03 | 2012-02-29 | 2012-04-11 | 2012-04-11
SRP08460 | SREC Solar | GRAFTON |  | 10.34 | 0 | Residential | 1 | CLAYTON | 8312 | 15 | SOLARCITY CORPORATION | AC Electric | No | Complete | 2012-02-03 | 2012-05-11 | 2012-05-24 | 2012-05-24
SRP08461 | SREC Solar | MUZZUPAPPA |  | 22.08 | 0 | Residential | 0 | WILLIAMSTOWN | 8094 | 15 | CODE GREEN SOLAR, LLC | AC Electric | No | Complete | 2012-02-03 | 2012-02-21 | 2012-03-27 | 2012-03-27
SRP08462 | SREC Solar | LEE |  | 6.48 | 0 | Residential | 0 | SCOTCH PLAINS | 7076 | 10 | CORBIN SOLAR SOLUTIONS, LLC | PSE&G BPU | No | Complete | 2012-02-03 | 2012-10-23 | 2012-11-29 | 2012-11-29
SRP08463 | SREC Solar | LYNCH | 13 UPPER MOUNTAIN AVE LLC | 18.8 | 0 | Residential | 0 | ROCKAWAY | 7866 | 3 | CORBIN SOLAR SOLUTIONS, LLC | JCP&L | No | Complete | 2012-02-03 | 2012-03-29 | 2012-05-18 | 2012-05-18
SRP08467 | SREC Solar | AMIN |  | 5.76 | 0 | Residential | 0 | LUMBERTON | 8048 | 13 | CORBIN SOLAR SOLUTIONS, LLC | PSE&G BPU | No | Complete | 2012-02-03 | 2012-03-01 | 2012-04-13 | 2012-04-13
SRP08468 | SREC Solar | YASKULKA |  | 8.46 | 0 | Residential | 1 | MANCHESTER | 8759 | 18 | KOPP ELECTRIC COMPANY | JCP&L | No | Complete | 2012-02-03 | 2012-04-26 | 2012-05-10 | 2012-05-10
SRP08473 | SREC Solar | HALL |  | 2.64 | 0 | Residential | 1 | BURLINGTON | 8016 | 13 | TRINITY HEATING AND AIR | PSE&G BPU | No | Complete | 2012-02-03 | 2012-04-27 | 2012-05-17 | 2012-05-17
SRP08474 | SREC Solar | GAYNOR |  | 6.65 | 0 | Residential | 1 | BORDENTOWN | 8505 | 13 | TRINITY HEATING AND AIR | PSE&G BPU | No | Complete | 2012-02-03 | 2012-03-30 | 2012-04-23 | 2012-04-23
SRP08475 | SREC Solar | DECONCA |  | 8.64 | 0 | Residential | 1 | MANCHESTER | 8759 | 18 | TRINITY HEATING AND AIR | JCP&L | No | Complete | 2012-02-03 | 2012-04-06 | 2012-04-25 | 2012-04-25
SRP08477 | SREC Solar | CARROLL |  | 8.74 | 0 | Residential | 1 | MANSFIELD | 8022 | 13 | TRINITY HEATING AND AIR | PSE&G BPU | No | Complete | 2012-02-03 | 2012-06-14 | 2012-06-26 | 2012-06-26
SRP08478 | SREC Solar | STEWART |  | 5.12 | 0 | Residential | 0 | TOMS RIVER | 8753 | 18 | GEOPEAK ENERGY LLC | JCP&L | No | Complete | 2012-02-03 | 2012-03-27 | 2012-04-23 | 2012-04-23
SRP08480 | SREC Solar | FARIELLO |  | 10.83 | 0 | Residential | 1 | HOWELL | 7731 | 17 | TRINITY HEATING AND AIR | JCP&L | No | Complete | 2012-02-03 | 2012-04-06 | 2012-04-25 | 2012-04-25
SRP08481 | SREC Solar | WETZEL |  | 10.45 | 0 | Residential | 1 | LAKEWOOD | 8701 | 18 | TRINITY HEATING AND AIR | JCP&L | No | Complete | 2012-02-03 | 2012-03-07 | 2012-04-17 | 2012-04-17
SRP08482 | SREC Solar | CANCIO |  | 4.05 | 0 | Residential | 0 | SOMERSET | 8873 | 5 | GEOGENIX | PSE&G BPU | No | Complete | 2012-02-03 | 2012-09-26 | 2012-10-08 | 2012-10-08
SRP08483 | SREC Solar | TEMELES | CLINTON STAFF ASSOCIATES, LP | 143 | 0 | Commercial | 0 | FAIRFIELD | 7004 | 9 | AMBERJACK SOLAR ENERGY | PSE&G BPU | No | Complete | 2012-02-03 | 2012-06-27 | 2012-07-09 | 2012-07-09
SRP08484 | SREC Solar | FELD |  | 6.72 | 0 | Residential | 1 | JACKSON | 8527 | 18 | TRINITY HEATING AND AIR | JCP&L | No | Complete | 2012-02-03 | 2012-03-06 | 2012-04-12 | 2012-04-12
SRP08485 | SREC Solar | FISH | 1101 C.R.N.B. LLC | 172.48 | 0 | Commercial | 1 | NORTH BRUNSWICK | 8902 | 11 | G & S INVESTORS | PSE&G BPU | No | Complete | 2012-02-03 | 2012-05-03 | 2012-05-22 | 2012-05-22
SRP08486 | SREC Solar | SEBASTIANO |  | 6.11 | 0 | Residential | 1 | MANCHESTER | 8759 | 18 | SEA BRIGHT SOLAR, LLC | JCP&L | No | Complete | 2012-02-03 | 2012-08-28 | 2012-09-14 | 2012-09-14
SRP08487 | SREC Solar | FISH | 1112 C.R.N.B. LLC | 400.4 | 0 | Commercial | 1 | NORTH BRUNSWICK | 8902 | 11 | G & S INVESTORS | PSE&G BPU | No | Complete | 2012-02-03 | 2012-08-16 | 2012-08-29 | 2012-08-29
SRP08488 | SREC Solar | CARROLL |  | 3.525 | 0 | Residential | 1 | NUTLEY | 7110 | 9 | VIVINT SOLAR | PSE&G BPU | No | Complete | 2012-02-03 | 2012-02-27 | 2012-04-05 | 2012-04-05
SRP08489 | SREC Solar | SCHULTZ, JR. | SWEPCO TUBE | 455.52 | 0 | Commercial | 0 | CLIFTON | 7011 | 6 | VANGUARD ENERGY PARTNERS, LLC | PSE&G BPU | No | Complete | 2012-02-03 | 2013-10-17 | 2013-10-28 | 2013-10-28
SRP08490 | SREC Solar | MCCLARY |  | 8.225 | 0 | Residential | 1 | HASBROUCK HEIGHTS | 7604 | 7 | VIVINT SOLAR | PSE&G BPU | No | Complete | 2012-02-03 | 2012-03-23 | 2012-04-22 | 2012-04-22
SRP08492 | SREC Solar | DESOUZA |  | 3.995 | 0 | Residential | 1 | NORTH ARLINGTON | 7031 | 7 | VIVINT SOLAR | PSE&G BPU | No | Complete | 2012-02-03 | 2012-04-20 | 2012-05-09 | 2012-05-09
SRP08493 | SREC Solar | BERGEN |  | 2.82 | 0 | Residential | 1 | MOUNT HOLLY | 8060 | 13 | TRINITY HEATING AND AIR | PSE&G BPU | No | Complete | 2012-02-03 | 2012-04-03 | 2012-04-23 | 2012-04-23
SRP08496 | SREC Solar | MORENA |  | 6.345 | 0 | Residential | 1 | HASBROUCK HEIGHTS | 7604 | 7 | VIVINT SOLAR | PSE&G BPU | No | Complete | 2012-02-03 | 2012-04-16 | 2012-04-30 | 2012-04-30
SRP08498 | SREC Solar | ZAKU |  | 6.72 | 0 | Residential | 0 | ELMWOOD | 7407 | 7 | 1ST LIGHT ENERGY, INC. | PSE&G BPU | No | Complete | 2012-02-03 | 2012-10-24 | 2012-12-18 | 2012-12-18
SRP08499 | SREC Solar | BIFULCO |  | 3.525 | 0 | Residential | 1 | LYNDHURST | 7071 | 7 | VIVINT SOLAR | PSE&G BPU | No | Complete | 2012-02-03 | 2012-02-14 | 2012-03-08 | 2012-03-08
SRP08500 | SREC Solar | WEBER |  | 7.755 | 0 | Residential | 1 | KEARNY | 7032 | 8 | VIVINT SOLAR | PSE&G BPU | No | Complete | 2012-02-03 | 2012-05-11 | 2012-08-10 | 2012-08-10
SRP08501 | SREC Solar | MIRAGLIOTTA |  | 2.585 | 0 | Residential | 1 | LYNDHURST | 7071 | 7 | VIVINT SOLAR | PSE&G BPU | No | Complete | 2012-02-03 | 2012-08-28 | 2012-09-14 | 2012-09-14
SRP08502 | SREC Solar | FALCONIO | RIEPHOFF SAW MILL INC. | 164.5 | 0 | Commercial | 0 | ALLENTOWN | 8501 | 17 | SOLIS PARTNERS, LLC | JCP&L | No | Complete | 2012-02-03 | 2012-04-19 | 2012-05-02 | 2012-05-02
SRP08503 | SREC Solar | CHALAS | INSERRA SUPERMARKETS LLC | 184.8 | 0 | Commercial | 1 | HILLSDALE | 7842 | 3 | G & S INVESTORS | PSE&G BPU | No | Complete | 2012-02-03 | 2012-07-13 | 2012-07-26 | 2012-07-26
SRP08504 | SREC Solar | TONERY |  | 3.76 | 0 | Residential | 1 | BELLEVILLE | 7109 | 9 | VIVINT SOLAR | PSE&G BPU | No | Complete | 2012-02-03 | 2012-04-19 | 2012-06-11 | 2012-06-11
SRP08505 | SREC Solar | CHALAS | INSERRA SUPERMARKETS LLC | 341.88 | 0 | Commercial | 1 | HACKENSACK | 7801 | 3 | G & S INVESTORS | PSE&G BPU | No | Complete | 2012-02-03 | 2012-07-05 | 2012-07-23 | 2012-07-23
SRP08506 | SREC Solar | AYRULOVSKI |  | 11.52 | 0 | Residential | 1 | JACKSON | 8527 | 18 | TRINITY HEATING AND AIR | JCP&L | No | Complete | 2012-02-03 | 2012-02-21 | 2012-03-28 | 2012-03-28
SRP08507 | SREC Solar | SENNETT |  | 6.11 | 0 | Residential | 0 | LINWOOD | 8221 | 19 | RCL ENTERPRISES INC. | AC Electric | No | Complete | 2012-02-03 | 2012-03-07 | 2012-04-19 | 2012-04-19
SRP08509 | SREC Solar | MORRIS |  | 5.76 | 0 | Residential | 1 | HAZLET | 7730 | 17 | ROOF DIAGNOSTICS INC | JCP&L | No | Complete | 2012-02-03 | 2012-11-06 | 2012-11-16 | 2012-11-16
SRP08510 | SREC Solar | NASH |  | 5.64 | 0 | Residential | 1 | KEARNY | 7032 | 8 | VIVINT SOLAR | PSE&G BPU | No | Complete | 2012-02-03 | 2012-05-10 | 2012-05-24 | 2012-05-24
SRP08511 | SREC Solar | CALLOWAY |  | 1.71 | 0 | Residential | 1 | SCOTCH PLAINS | 7076 | 10 | SUNGEVITY, INC. | PSE&G BPU | No | Complete | 2012-02-03 | 2012-09-21 | 2012-10-16 | 2012-10-16
SRP08512 | SREC Solar | AMATO |  | 5.64 | 0 | Residential | 1 | BELLEVILLE | 7109 | 9 | VIVINT SOLAR | PSE&G BPU | No | Complete | 2012-02-03 | 2012-03-01 | 2012-04-13 | 2012-04-13
SRP08513 | SREC Solar | THOMAS |  | 13.72 | 0 | Residential | 0 | LAFAYETTE | 7848 | 1 | EAST COAST ALTERNATIVE ENERGY | JCP&L | No | Complete | 2012-02-03 | 2012-03-16 | 2012-04-22 | 2012-04-22
SRP08514 | SREC Solar | SCONZA |  | 3.055 | 0 | Residential | 1 | BELLEVILLE | 7109 | 9 | VIVINT SOLAR | PSE&G BPU | No | Complete | 2012-02-03 | 2012-07-16 | 2012-07-31 | 2012-07-31
SRP08515 | SREC Solar | PANECK |  | 7.92 | 0 | Residential | 1 | BROWER MILLS | 8015 | 13 | ROOF DIAGNOSTICS INC | JCP&L | No | Complete | 2012-02-03 | 2012-03-30 | 2012-04-25 | 2012-04-25
SRP08516 | SREC Solar | CONSTANTINO |  | 4.7 | 0 | Residential | 1 | BELLEVILLE | 7109 | 9 | VIVINT SOLAR | PSE&G BPU | No | Complete | 2012-02-03 | 2012-05-10 | 2012-05-24 | 2012-05-24
SRP08517 | SREC Solar | LAROSA |  | 2.205 | 0 | Residential | 1 | DUMONT | 7628 | 7 | SUNGEVITY, INC. | PSE&G BPU | No | Complete | 2012-02-03 | 2012-12-11 | 2012-12-20 | 2012-12-20
SRP08518 | SREC Solar | ABDELNALEM |  | 8.265 | 0 | Residential | 0 | EAST BRUNSWICK | 8816 | 11 | SKY HIGH ENERGY, LLC | PSE&G BPU | No | Complete | 2012-02-03 | 2012-06-26 | 2012-07-17 | 2012-07-17
SRP08521 | SREC Solar | SHELTON |  | 2.28 | 0 | Residential | 0 | WILLOW GROVE | 8344 | 15 | SEA BRIGHT SOLAR, LLC | AC Electric | No | Complete | 2012-02-03 | 2012-12-07 | 2012-12-13 | 2012-12-13
SRP08522 | SREC Solar | GRACI | SLEEPY'S | 556.6 | 0 | Commercial | 1 | ROBBINSVILLE | 8691 | 12 | G & S INVESTORS | JCP&L | No | Complete | 2012-02-03 | 2012-06-29 | 2012-07-17 | 2012-07-17
SRP08523 | SREC Solar | DONOVAN | DONOVAN PROPERTIES | 2.16 | 0 | Commercial | 0 | MIDDLESEX | 8846 | 11 | GREEN POWER ENERGY LLC | PSE&G BPU | No | Complete | 2012-02-03 | 2012-04-16 | 2012-04-30 | 2012-04-30
SRP08524 | SREC Solar | PEASE |  | 6.11 | 0 | Residential | 1 | WHITING | 8759 | 18 | VERENGO SOLAR | JCP&L | No | Complete | 2012-02-03 | 2013-02-22 | 2013-03-07 | 2013-03-07
SRP08525 | SREC Solar | MCPHILLIPS | PRINCETON ALL POINTS | 1025.64 | 0 | Commercial | 1 | ROBBINSVILLE | 8691 | 12 | G & S INVESTORS | JCP&L | No | Complete | 2012-02-03 | 2012-06-29 | 2012-07-24 | 2012-07-24
SRP08526 | SREC Solar | GRACI | SLEEPY'S | 934.725 | 0 | Commercial | 1 | ROBBINSVILLE | 8691 | 12 | G & S INVESTORS | JCP&L | No | Complete | 2012-02-03 | 2012-06-29 | 2012-07-17 | 2012-07-17
SRP08527 | SREC Solar | LATALLADI |  | 4.29 | 0 | Residential | 1 | LAKE HIAWATHA | 7034 | 3 | ALTERNATIVE LIGHT & ENERGY SOLUTIONS LLC | JCP&L | No | Complete | 2012-02-03 | 2012-05-23 | 2012-07-13 | 2012-07-13
SRP08528 | SREC Solar | LUPICA | MUNICH REINSURANCE AMERICA, INC. | 839.736 | 0 | Commercial | 0 | PLAINSBORO | 8536 | 11 | SUNPOWER CORPORATION | PSE&G BPU | No | Complete | 2012-02-03 | 2012-11-27 | 2012-12-04 | 2012-12-04
SRP08529 | SREC Solar | LUPICA | MUNICH REINSURANCE AMERICA, INC. | 1653.312 | 0 | Commercial | 0 | PLAINSBORO | 8536 | 11 | SUNPOWER CORPORATION | PSE&G BPU | No | Complete | 2012-02-03 | 2012-11-27 | 2012-12-04 | 2012-12-04
SRP08530 | SREC Solar | VARSALONA |  | 8.46 | 0 | Residential | 0 | FRANKLIN TWP | 8540 | 12 | 1ST LIGHT ENERGY, INC. | PSE&G BPU | No | Complete | 2012-02-03 | 2012-06-07 | 2012-07-26 | 2012-07-26
SRP08531 | SREC Solar | VADALIA |  | 4.56 | 0 | Residential | 0 | HILLSBOROUGH | 8844 | 5 | 1ST LIGHT ENERGY, INC. | PSE&G BPU | No | Complete | 2012-02-03 | 2012-08-17 | 2012-09-11 | 2012-09-11
SRP08533 | SREC Solar | BRANDOFINO |  | 12.96 | 0 | Residential | 0 | BRIDGEWATER | 8807 | 5 | GEOPEAK ENERGY LLC | JCP&L | No | Complete | 2012-02-03 | 2012-03-14 | 2012-04-19 | 2012-04-19
SRP08534 | SREC Solar | ASHRAF |  | 9.6 | 0 | Residential | 0 | HILLSBOROUGH | 8844 | 5 | 1ST LIGHT ENERGY, INC. | PSE&G BPU | No | Complete | 2012-02-03 | 2012-10-22 | 2012-12-17 | 2012-12-17
SRP08538 | SREC Solar | POLIDON | CONNECTOR PRODUCTS INC | 73.92 | 0 | Commercial | 0 | CINNAMINSON | 8077 | 13 | 1ST AMERICAN SOLAR | PSE&G BPU | No | Complete | 2012-02-03 | 2012-09-18 | 2012-10-09 | 2012-10-09
SRP08539 | SREC Solar | SHAFTO |  | 5.64 | 0 | Residential | 1 | BRICK | 8724 | 18 | NJR HOME SERVICES. | JCP&L | No | Complete | 2012-02-03 | 2012-06-04 | 2012-06-13 | 2012-06-13
SRP08541 | SREC Solar | MAGG |  | 3.45 | 0 | Residential | 0 | MANALAPAN | 7726 | 17 | SELF INSTALL | JCP&L | No | Complete | 2012-02-03 | 2012-03-07 | 2012-04-12 | 2012-04-12
SRP08542 | SREC Solar | BARONE |  | 17.82 | 0 | Residential | 0 | RINGOES | 8551 | 4 | SUMMIT ELECTRIC CONSTRUCTION | JCP&L | No | Complete | 2012-02-03 | 2012-05-22 | 2012-06-01 | 2012-06-01
SRP08543 | SREC Solar | RUSSELL |  | 5.17 | 0 | Residential | 1 | TOMS RIVER | 8087 | 18 | NJR HOME SERVICES. | JCP&L | No | Complete | 2012-02-03 | 2012-07-25 | 2012-08-16 | 2012-08-16
SRP08544 | SREC Solar | HABERTHUR |  | 5.405 | 0 | Residential | 1 | KEARNY | 7032 | 8 | VIVINT SOLAR | PSE&G BPU | No | Complete | 2012-02-03 | 2012-05-08 | 2012-05-18 | 2012-05-18
SRP08545 | SREC Solar | BROWN |  | 7.68 | 0 | Residential | 0 | LONG VALLEY | 7853 | 3 | GEOPEAK ENERGY LLC | JCP&L | No | Complete | 2012-02-03 | 2012-05-14 | 2012-05-24 | 2012-05-24
SRP08547 | SREC Solar | NAIA |  | 7.755 | 0 | Residential | 1 | FORKED RIVER | 8731 | 18 | NJR HOME SERVICES. | JCP&L | No | Complete | 2012-02-03 | 2012-05-03 | 2012-05-17 | 2012-05-17
SRP08548 | SREC Solar | ASELTA | TRIANGLE MANUFACTURING | 146.64 | 0 | Commercial | 0 | UPPER SADDLE RIVER | 7458 | 7 | AMBERJACK SOLAR ENERGY | Orange & Rockland Elec | No | Complete | 2012-02-03 | 2013-04-26 | 2013-05-09 | 2013-05-09
SRP08549 | SREC Solar | SKAAR |  | 9.24 | 0 | Commercial | 0 | HILLSBOROUGH | 8844 | 5 | GEOPEAK ENERGY LLC | PSE&G BPU | No | Complete | 2012-02-03 | 2012-06-11 | 2012-06-28 | 2012-06-28
SRP08550 | SREC Solar | LEE | HELP USA | 52.2 | 0 | Non Profit | 0 | NEWARK | 7108 | 9 | BAM CONSTRUCTION GROUP, LLC | PSE&G BPU | No | Complete | 2012-02-03 | 2012-12-13 | 2013-01-02 | 2013-01-02
SRP08551 | SREC Solar | SIGALUS |  | 6.08 | 0 | Residential | 1 | MARLBORO | 7746 | 17 | CORBIN SOLAR SOLUTIONS, LLC | JCP&L | No | Complete | 2012-02-03 | 2012-05-16 | 2012-05-30 | 2012-05-30
SRP08552 | SREC Solar | KLEIN |  | 8.64 | 0 | Residential | 0 | MONROE TWP | 8831 | 11 | PROFIT BY SOLAR | JCP&L | No | Complete | 2012-02-03 | 2013-09-12 | 2013-09-19 | 2013-09-19
SRP08553 | SREC Solar | CAPABIANO | BOROUGH OF LITTLE FERRY-SENIOR CT | 28.665 | 0 | Government Facility | 1 | LITTLE FERRY | 7643 | 7 | MARTIFER SOLAR USA | PSE&G BPU | No | Complete | 2012-02-03 | 2012-09-06 | 2012-09-17 | 2012-09-17
SRP08555 | SREC Solar | WONG |  | 6.24 | 0 | Residential | 0 | EDISON | 8820 | 11 | GEOPEAK ENERGY LLC | PSE&G BPU | No | Complete | 2012-02-03 | 2012-04-30 | 2012-05-15 | 2012-05-15
SRP08557 | SREC Solar | DOERR |  | 5.46 | 0 | Residential | 0 | MIDDLETOWN | 7748 | 17 | NJ SOLAR POWER, LLC | JCP&L | No | Complete | 2012-02-03 | 2012-08-20 | 2012-08-27 | 2012-08-27
SRP08558 | SREC Solar | SHAH |  | 3.24 | 0 | Residential | 0 | ISELIN | 8830 | 11 | AROSA SOLAR ENERGY, INC | PSE&G BPU | No | Complete | 2012-02-03 | 2013-04-30 | 2013-05-14 | 2013-05-14
SRP08559 | SREC Solar | CAPABIANO | BORO OF LITTLE FERRY-LIBRARY | 15.925 | 0 | Government Facility | 1 | LITTLE FERRY | 7643 | 7 | MARTIFER SOLAR USA | PSE&G BPU | No | Complete | 2012-02-03 | 2012-08-30 | 2012-09-05 | 2012-09-05
SRP08560 | SREC Solar | CAPABIANO | LITTLE FERRY BOE- MIDDLE SCHOOL | 149.695 | 0 | School Public K-12 | 1 | LITTLE FERRY | 7643 | 7 | MARTIFER SOLAR USA | PSE&G BPU | No | Complete | 2012-02-03 | 2012-10-11 | 2012-10-22 | 2012-10-22
SRP08561 | SREC Solar | SOLOVEYCHIK |  | 7.84 | 0 | Residential | 1 | MARLBORO | 7746 | 17 | CORBIN SOLAR SOLUTIONS, LLC | JCP&L | No | Complete | 2012-02-03 | 2012-03-23 | 2012-04-22 | 2012-04-22
SRP08562 | SREC Solar | CALLAHAN |  | 7.84 | 0 | Residential | 1 | BUDD LAKE | 7828 | 3 | REC SOLAR, INC. | JCP&L | No | Complete | 2012-02-03 | 2012-04-06 | 2012-04-25 | 2012-04-25
SRP08563 | SREC Solar | WOODRUFF, JR | WOODRUFF ENERGY | 87.84 | 0 | Commercial | 0 | BRIDGETON | 8302 | 20 | SOLAR ELECTRIC, NJ | AC Electric | No | Complete | 2012-02-03 | 2012-09-25 | 2012-10-17 | 2012-10-17
SRP08565 | SREC Solar | SUN |  | 18 | 0 | Residential | 0 | LIVINGSTON | 7039 | 9 | US CLEAN ENERGY LLC | PSE&G BPU | No | Complete | 2012-02-03 | 2012-08-16 | 2012-10-02 | 2012-10-02
SRP08566 | SREC Solar | BLAIR |  | 12.5 | 0 | Residential | 1 | HOLMDEL | 7733 | 17 | GARDEN STATE SOLAR LLC | JCP&L | No | Complete | 2012-02-03 | 2012-10-02 | 2012-10-11 | 2012-10-11
SRP08569 | SREC Solar | SHARRY |  | 11.985 | 0 | Residential | 1 | WHITING | 8759 | 18 | NJR HOME SERVICES. | JCP&L | No | Complete | 2012-02-03 | 2012-05-30 | 2012-06-08 | 2012-06-08
SRP08570 | SREC Solar | DUCOS |  | 6.72 | 0 | Residential | 0 | BELLEVILLE | 7109 | 9 | PRO CUSTOM SOLAR | PSE&G BPU | No | Complete | 2012-02-03 | 2013-01-28 | 2013-02-13 | 2013-02-13
SRP08571 | SREC Solar | SZELIGOWSKI |  | 12.95 | 0 | Residential | 0 | EGG HARBOR TWP | 8234 | 19 | BRITE IDEA ENERGY | AC Electric | No | Complete | 2012-02-03 | 2012-03-20 | 2012-04-22 | 2012-04-22
SRP08572 | SREC Solar | BRAAF |  | 4.32 | 0 | Residential | 1 | MANCHESTER | 8759 | 18 | NJR HOME SERVICES. | JCP&L | No | Complete | 2012-02-03 | 2012-08-16 | 2012-08-29 | 2012-08-29
SRP08574 | SREC Solar | SEIDEN |  | 8.784 | 0 | Residential | 0 | MOORESTOWN | 8057 | 13 | SUN SAVER SOLAR SYSTEMS 2 | PSE&G BPU | No | Complete | 2012-02-03 | 2012-04-16 | 2012-05-18 | 2012-05-18
SRP08578 | SREC Solar | SAMUELS | PICTORIAL OFFSET CORP | 446.25 | 0 | Commercial | 1 | CARLSTADT | 7072 | 7 | SOLIS PARTNERS, LLC | PSE&G BPU | No | Complete | 2012-02-03 | 2012-08-23 | 2012-08-31 | 2012-08-31
SRP08579 | SREC Solar | TAM |  | 6.72 | 0 | Residential | 0 | EDISON | 8820 | 11 | GEOPEAK ENERGY LLC | PSE&G BPU | No | Complete | 2012-02-03 | 2012-05-30 | 2012-06-20 | 2012-06-20
SRP08580 | SREC Solar | SAMUELS | PICTORIAL OFFSET CORP | 310.59 | 0 | Commercial | 1 | CARLSTADT | 7072 | 7 | SOLIS PARTNERS, LLC | PSE&G BPU | No | Complete | 2012-02-03 | 2012-08-16 | 2012-08-22 | 2012-08-22
SRP08581 | SREC Solar | BAJPAI |  | 3.42 | 0 | Residential | 0 | EDISON | 8817 | 11 | SKY HIGH ENERGY, LLC | PSE&G BPU | No | Complete | 2012-02-03 | 2012-12-06 | 2013-01-21 | 2013-01-21
SRP08582 | SREC Solar | SINGH |  | 7.695 | 0 | Residential | 0 | PISCATAWAY | 8854 | 11 | SKY HIGH ENERGY, LLC | PSE&G BPU | No | Complete | 2012-02-03 | 2012-06-05 | 2012-07-23 | 2012-07-23
SRP08583 | SREC Solar | ANDERSON | ESS PRISA II LLC | 57.68 | 0 | Commercial | 1 | CHERRY HILL | 8034 | 14 | G & S INVESTORS | PSE&G BPU | No | Complete | 2012-02-03 | 2013-03-20 | 2013-04-10 | 2013-04-10
SRP08584 | SREC Solar | SHAH |  | 8.64 | 0 | Residential | 0 | HILLSBOROUGH | 8854 | 11 | 1ST LIGHT ENERGY, INC. | PSE&G BPU | No | Complete | 2012-02-03 | 2013-01-24 | 2013-01-31 | 2013-01-31
SRP08585 | SREC Solar | SUGARMAN |  | 8.46 | 0 | Residential | 1 | MANALAPAN | 7726 | 17 | SOLARCITY CORPORATION | JCP&L | No | Complete | 2012-02-03 | 2012-07-25 | 2012-08-14 | 2012-08-14
SRP08587 | SREC Solar | BOUDREAU |  | 7.74 | 0 | Residential | 1 | BROWNS MILLS | 8015 | 13 | SOLARCITY CORPORATION | JCP&L | No | Complete | 2012-02-03 | 2012-04-26 | 2012-05-10 | 2012-05-10
SRP08588 | SREC Solar | SASSON |  | 3.6 | 0 | Residential | 0 | HACEKNSACK | 7601 | 7 | 1ST LIGHT ENERGY, INC. | PSE&G BPU | No | Complete | 2012-02-03 | 2012-10-01 | 2012-11-29 | 2012-11-29
SRP08589 | SREC Solar | SONI |  | 4.7 | 0 | Residential | 1 | ERIAL | 8081 | 14 | SOLARCITY CORPORATION | AC Electric | No | Complete | 2012-02-03 | 2012-06-06 | 2012-06-18 | 2012-06-18
SRP08591 | SREC Solar | WAGNER | TOMS RIVER REGIONAL SCHOOLS | 206.36 | 0 | School Public K-12 | 1 | TOMS RIVER | 8753 | 18 | BARRIER ELECTRIC | JCP&L | No | Complete | 2012-02-03 | 2012-08-20 | 2012-08-24 | 2012-08-24
SRP08592 | SREC Solar | KUTNER |  | 10.105 | 0 | Residential | 1 | WARETOWN | 8758 | 18 | RELIABLE POWER SERVICES, INC. | JCP&L | No | Complete | 2012-02-03 | 2012-04-04 | 2012-04-30 | 2012-04-30
SRP08593 | SREC Solar | BARBAGALLO |  | 11.15 | 0 | Residential | 0 | WOOLWICH TWP | 8085 | 15 | ADVANCED SOLAR | AC Electric | No | Complete | 2012-02-03 | 2013-02-15 | 2013-03-04 | 2013-03-04
SRP08594 | SREC Solar | MCCLELLAN |  | 10.81 | 0 | Residential | 1 | LITTLE EGG HARBOR | 8087 | 18 | RELIABLE POWER SERVICES, INC. | AC Electric | No | Complete | 2012-02-03 | 2012-06-06 | 2012-06-19 | 2012-06-19
SRP08595 | SREC Solar | ROGAN |  | 10.8 | 0 | Residential | 1 | BRICKTOWN | 8724 | 18 | TRINITY HEATING AND AIR | JCP&L | No | Complete | 2012-02-03 | 2012-03-30 | 2012-04-24 | 2012-04-24
SRP08596 | SREC Solar | PENETRA |  | 5.5 | 0 | Residential | 0 | UNION | 7083 | 10 | PRO CUSTOM SOLAR | PSE&G BPU | No | Complete | 2012-02-03 | 2012-08-16 | 2012-08-22 | 2012-08-22
SRP08597 | SREC Solar | SINHA |  | 12.48 | 0 | Residential | 0 | HILLSBOROUGH | 8844 | 5 | 1ST LIGHT ENERGY, INC. | PSE&G BPU | No | Complete | 2012-02-07 | 2012-10-22 | 2012-12-20 | 2012-12-20
SRP08598 | SREC Solar | BARNISH | WP PROPERTIES | 219.96 | 0 | Commercial | 1 | DENVILLE | 7834 | 3 | RENEWABLE POWER | JCP&L | No | Complete | 2012-02-03 | 2012-02-16 | 2012-03-27 | 2012-03-27
SRP08599 | SREC Solar | BARNISH | WP PROPERTIES | 168.025 | 0 | Commercial | 1 | DENVILLE | 7834 | 3 | RENEWABLE POWER | JCP&L | No | Complete | 2012-02-03 | 2012-02-16 | 2012-03-15 | 2012-03-15
SRP08601 | SREC Solar | PATEL |  | 9.87 | 0 | Residential | 0 | EDISON | 8820 | 11 | TRINITY HEATING AND AIR | PSE&G BPU | No | Complete | 2012-02-03 | 2012-07-25 | 2012-08-16 | 2012-08-16
SRP08602 | SREC Solar | DRUMELER | SECAUCUS BOE- HUBER ELEMENTARY | 194.285 | 0 | School Public K-12 | 1 | SECAUCUS | 7094 | 8 | MARTIFER SOLAR USA | PSE&G BPU | No | Complete | 2012-02-03 | 2012-12-18 | 2013-01-28 | 2013-01-28
SRP08603 | SREC Solar | DRUMELER | SECAUCUS BOE | 423.605 | 0 | School Public K-12 | 1 | SECAUCUS | 7094 | 8 | MARTIFER SOLAR USA | PSE&G BPU | No | Complete | 2012-02-03 | 2013-01-02 | 2013-01-28 | 2013-01-28
SRP08604 | SREC Solar | PELLEGRINO |  | 4.29 | 0 | Residential | 1 | ISELIN | 8830 | 11 | A-TOP ALTERNATIVE ENERGY | PSE&G BPU | No | Complete | 2012-02-03 | 2012-03-09 | 2012-04-22 | 2012-04-22
SRP08605 | SREC Solar | ALEXANDER |  | 7.03 | 0 | Residential | 0 | MARTINSVILLE | 8836 | 5 | SKY HIGH ENERGY, LLC | PSE&G BPU | No | Complete | 2012-02-03 | 2012-08-16 | 2012-09-11 | 2012-09-11
SRP08607 | SREC Solar | FARBER |  | 5.1 | 0 | Residential | 1 | PERTH AMBOY | 8861 | 11 | A-TOP ALTERNATIVE ENERGY | PSE&G BPU | No | Complete | 2012-02-03 | 2012-06-12 | 2012-06-28 | 2012-06-28
SRP08608 | SREC Solar | LURIE |  | 13.2 | 0 | Residential | 0 | SOUTH ORANGE | 7079 | 9 | POWELL ENERGY AND SOLAR | PSE&G BPU | No | Complete | 2012-02-03 | 2012-07-20 | 2012-08-20 | 2012-08-20
SRP08609 | SREC Solar | ROSARIO |  | 8.16 | 0 | Residential | 1 | SOMERVILLE | 8876 | 5 | A-TOP ALTERNATIVE ENERGY | PSE&G BPU | No | Complete | 2012-02-03 | 2012-03-30 | 2012-04-24 | 2012-04-24
SRP08611 | SREC Solar | MCDONNELL |  | 23.92 | 0 | Residential | 1 | MAYS LANDING | 8330 | 19 | GREENPOINT ENERGY | AC Electric | No | Complete | 2012-02-03 | 2013-03-25 | 2013-04-09 | 2013-04-09
SRP08612 | SREC Solar | CAMPELLONE |  | 9.945 | 0 | Residential | 1 | MOUNT LAUREL | 8054 | 13 | RCL ENTERPRISES INC. | PSE&G BPU | No | Complete | 2012-02-03 | 2012-07-02 | 2012-07-20 | 2012-07-20
SRP08613 | SREC Solar | GARBER |  | 10.34 | 0 | Residential | 0 | SCOTCH PLAINS | 7076 | 10 | 1ST LIGHT ENERGY, INC. | PSE&G BPU | No | Complete | 2012-02-03 | 2012-08-06 | 2012-09-11 | 2012-09-11
SRP08614 | SREC Solar | BRITTON | BRITTON INDUSTRIES | 478.08 | 0 | Commercial | 0 | LAWRENCEVILLE | 8648 | 12 | TRINITY HEATING AND AIR | PSE&G BPU | No | Complete | 2012-02-03 | 2012-07-12 | 2012-08-02 | 2012-08-02
SRP08616 | SREC Solar | PATEL |  | 7.41 | 0 | Residential | 0 | HILLSBOROUGH | 8844 | 5 | 1ST LIGHT ENERGY, INC. | PSE&G BPU | No | Complete | 2012-02-03 | 2012-12-17 | 2013-01-28 | 2013-01-28
SRP08617 | SREC Solar | AHMAD |  | 3.43 | 0 | Residential | 0 | ISELIN | 8830 | 11 | 1ST LIGHT ENERGY, INC. | PSE&G BPU | No | Complete | 2012-02-03 | 2012-07-30 | 2012-08-31 | 2012-08-31
SRP08618 | SREC Solar | GRIFFIN |  | 12.65 | 0 | Residential | 1 | WARETOWN | 8758 | 18 | RELIABLE POWER SERVICES, INC. | JCP&L | No | Complete | 2012-02-03 | 2012-03-27 | 2012-04-23 | 2012-04-23
SRP08621 | SREC Solar | DAVID |  | 4.08 | 0 | Residential | 0 | BELLEVILLE | 7109 | 9 | 1ST LIGHT ENERGY, INC. | PSE&G BPU | No | Complete | 2012-02-03 | 2013-01-03 | 2013-01-15 | 2013-01-15
SRP08622 | SREC Solar | RIVERA | THE TANNING ZONE | 49.2 | 0 | Commercial | 1 | HAMILTON | 8619 | 12 | ACCORD POWER, INC. | PSE&G BPU | No | Complete | 2012-02-03 | 2013-01-24 | 2013-01-29 | 2013-01-29
SRP08623 | SREC Solar | HANDWERKER |  | 9.88 | 0 | Residential | 1 | WESTFIELD | 7090 | 10 | SUNRAY SOLAR, INC. | PSE&G BPU | No | Complete | 2012-02-03 | 2012-06-07 | 2012-06-18 | 2012-06-18
SRP08624 | SREC Solar | GRONAU | PT. PLEASANT BEACH FIRE CO. 2 | 25.92 | 0 | Non Profit | 1 | PT PLEASANT BEACH | 8742 | 18 | TRINITY HEATING AND AIR | JCP&L | No | Complete | 2012-02-03 | 2012-04-12 | 2012-05-02 | 2012-05-02
SRP08625 | SREC Solar | DYE |  | 7.6 | 0 | Residential | 1 | SOMERS POINT | 8244 | 19 | BRITE IDEA ENERGY | AC Electric | No | Complete | 2012-02-07 | 2012-06-25 | 2012-07-05 | 2012-07-05
SRP08627 | SREC Solar | LENNON |  | 3.96 | 0 | Residential | 0 | NO. PLAINFIELD | 7060 | 10 | GEOGENIX | PSE&G BPU | No | Complete | 2012-02-07 | 2013-03-04 | 2013-03-12 | 2013-03-12
SRP08628 | SREC Solar | SANTOMAURO |  | 5.64 | 0 | Residential | 1 | TOMS RIVER | 8753 | 18 | ACOS ENERGY, LLC | JCP&L | No | Complete | 2012-02-07 | 2012-07-12 | 2012-07-23 | 2012-07-23
SRP08629 | SREC Solar | HUANG |  | 9 | 0 | Residential | 0 | WEST WINDSOR | 8550 | 12 | GREENTECH SOLAR USA, LLC | PSE&G BPU | No | Complete | 2012-02-07 | 2012-09-18 | 2012-11-29 | 2012-11-29
SRP08630 | SREC Solar | MARINO |  | 5.64 | 0 | Residential | 1 | LITTLE EGG HARBOR | 8087 | 18 | ACOS ENERGY, LLC | AC Electric | No | Complete | 2012-02-07 | 2012-06-12 | 2012-07-05 | 2012-07-05
SRP08631 | SREC Solar | HUANG |  | 7 | 0 | Residential | 0 | WEST WINDSOR | 8550 | 12 | GREENTECH SOLAR USA, LLC | PSE&G BPU | No | Complete | 2012-02-07 | 2012-09-25 | 2012-11-29 | 2012-11-29
SRP08632 | SREC Solar | BARLOW |  | 6.345 | 0 | Residential | 1 | EGG HARBOR TWP | 8234 | 19 | ACOS ENERGY, LLC | AC Electric | No | Complete | 2012-02-07 | 2012-07-12 | 2012-07-24 | 2012-07-24
SRP08633 | SREC Solar | SCHULTZ |  | 10.56 | 0 | Residential | 1 | WHITING | 8759 | 18 | TRINITY HEATING AND AIR | JCP&L | No | Complete | 2012-02-07 | 2012-04-27 | 2012-05-18 | 2012-05-18
SRP08635 | SREC Solar | GRUN | PARADISE VALLEY FARM | 2.52 | 0 | Farm | 0 | ALLENTOWN | 8501 | 17 | NEW AGE SOLAR, LLC | JCP&L | No | Complete | 2012-02-07 | 2012-10-03 | 2012-10-22 | 2012-10-22
SRP08636 | SREC Solar | HILLMAN |  | 2.004 | 0 | Residential | 0 | RIDGEWOOD | 7450 | 7 | SELF INSTALL | PSE&G BPU | No | Complete | 2012-02-07 | 2013-12-06 | 2013-12-19 | 2013-12-19
SRP08637 | SREC Solar | PICHARDO |  | 5.76 | 0 | Residential | 1 | BROWNS MILLS | 8015 | 13 | TRINITY HEATING AND AIR | JCP&L | No | Complete | 2012-02-07 | 2012-03-30 | 2012-04-24 | 2012-04-24
SRP08638 | SREC Solar | MAJMUDMAR |  | 8.82 | 0 | Residential | 0 | HILLSBOROUGH | 8844 | 5 | 1ST LIGHT ENERGY, INC. | PSE&G BPU | No | Complete | 2012-02-07 | 2013-01-28 | 2013-02-07 | 2013-02-07
SRP08639 | SREC Solar | CARLAMERE |  | 1.11 | 0 | Residential | 0 | BUENA | 8310 | 19 | VARA NRG LLC | AC Electric | No | Complete | 2012-02-07 | 2012-11-21 | 2012-12-05 | 2012-12-05
SRP08640 | SREC Solar | WILLIAMS |  | 7.92 | 0 | Residential | 1 | WOODBURY | 8096 | 15 | TRINITY HEATING AND AIR | PSE&G BPU | No | Complete | 2012-02-07 | 2013-02-05 | 2013-03-19 | 2013-03-19
SRP08642 | SREC Solar | STEHLE |  | 5.76 | 0 | Residential | 1 | MANASQUAN | 8736 | 17 | TRINITY HEATING AND AIR | JCP&L | No | Complete | 2012-02-07 | 2012-05-07 | 2012-05-21 | 2012-05-21
SRP08643 | SREC Solar | PHILBROOK |  | 7.98 | 0 | Residential | 1 | WESTAMPTON | 8060 | 13 | SUNGEVITY, INC. | PSE&G BPU | No | Complete | 2012-02-07 | 2013-02-05 | 2013-02-14 | 2013-02-14
SRP08645 | SREC Solar | REISMAN |  | 3.43 | 0 | Residential | 1 | NUTLEY | 7110 | 9 | SUNGEVITY, INC. | PSE&G BPU | No | Complete | 2012-02-07 | 2012-07-25 | 2012-08-14 | 2012-08-14
SRP08649 | SREC Solar | OROSS | LAKEWOOD TOWNSHIP EMS | 28.665 | 0 | Government Facility | 1 | LAKEWOOD | 8701 | 18 | GREEN POWER DEVELOPERS, LLC | JCP&L | No | Complete | 2012-02-07 | 2013-06-24 | 2013-07-16 | 2013-07-16
SRP08651 | SREC Solar | ARECCHI | LAKEWOOD TOWNSHIP | 752.84 | 0 | Commercial | 1 | LAKEWOOD | 8701 | 18 | GREEN POWER DEVELOPERS, LLC | JCP&L | No | Complete | 2012-02-07 | 2013-08-08 | 2013-08-16 | 2013-08-16
SRP08652 | SREC Solar | NELESSEN | A. NELESSEN ASSOCIATES INC | 11.28 | 0 | Commercial | 0 | BELLE MEAD | 8502 | 5 | GEOSCAPE SOLAR | PSE&G BPU | No | Complete | 2012-02-07 | 2013-01-11 | 2013-01-29 | 2013-01-29
SRP08654 | SREC Solar | COTTER |  | 13.865 | 0 | Residential | 1 | EGG HARBOR TWP | 8234 | 19 | RCL ENTERPRISES INC. | AC Electric | No | Complete | 2012-02-07 | 2012-04-19 | 2012-05-09 | 2012-05-09
SRP08656 | SREC Solar | FERGUSON |  | 13.395 | 0 | Residential | 0 | PRINCETON | 8540 | 12 | SKY HIGH ENERGY, LLC | PSE&G BPU | No | Complete | 2012-02-07 | 2012-09-11 | 2012-10-08 | 2012-10-08
SRP08658 | SREC Solar | PITALE | INNOVATIVE COMPUTER SOLUTIONS | 12 | 0 | Commercial | 0 | BRIELLE | 8730 | 17 | CORBIN SOLAR SOLUTIONS, LLC | JCP&L | No | Complete | 2012-02-07 | 2012-04-17 | 2012-04-30 | 2012-04-30
SRP08659 | SREC Solar | FENICK |  | 6.63 | 0 | Residential | 0 | MARLTON | 8053 | 13 | AMPED ON SOLAR | PSE&G BPU | No | Complete | 2012-02-07 | 2012-10-02 | 2012-10-17 | 2012-10-17
SRP08660 | SREC Solar | KOPELMAN | 4201 TONNELLE AVE, LLC. | 106.08 | 0 | Commercial | 0 | NORTH BERGEN | 7407 | 7 | AMBERJACK SOLAR ENERGY | PSE&G BPU | No | Complete | 2012-02-07 | 2012-10-17 | 2012-11-07 | 2012-11-07
SRP08661 | SREC Solar | KOPELMAN | 4201 TONNELLE AVE, LLC | 185.64 | 0 | Commercial | 0 | NORTH BERGEN | 7407 | 7 | AMBERJACK SOLAR ENERGY | PSE&G BPU | No | Complete | 2012-02-07 | 2012-10-17 | 2012-11-07 | 2012-11-07
SRP08662 | SREC Solar | KOPELMAN | 6605-09 SMITH AVE | 72.93 | 0 | Commercial | 0 | NORTH BERGEN | 7407 | 7 | AMBERJACK SOLAR ENERGY | PSE&G BPU | No | Complete | 2012-02-07 | 2012-08-13 | 2012-08-23 | 2012-08-23
SRP08664 | SREC Solar | PASTERNAK |  | 6.72 | 0 | Residential | 0 | ELIZABETH | 7208 | 10 | 1ST LIGHT ENERGY, INC. | PSE&G BPU | No | Complete | 2012-02-07 | 2012-10-03 | 2012-10-17 | 2012-10-17
SRP08665 | SREC Solar | BARBER |  | 2.82 | 0 | Commercial | 0 | VINELAND | 8361 | 20 | SHERWOOD ELECTRIC CO. INC. | Vineland Muni Elec | No | Complete | 2012-02-07 | 2012-05-15 | 2012-05-17 | 2012-05-17
SRP08666 | SREC Solar | KUTCHER |  | 7.755 | 0 | Residential | 1 | PARLING | 8859 | 11 | FOUR POINT REFRIGERATION CO., INC. | JCP&L | No | Complete | 2012-02-07 | 2012-05-25 | 2012-06-04 | 2012-06-04
SRP08667 | SREC Solar | GUNTHER |  | 8.64 | 0 | Residential | 1 | BRICK | 8723 | 18 | FOUR POINT REFRIGERATION CO., INC. | JCP&L | No | Complete | 2012-02-07 | 2013-08-08 | 2013-08-27 | 2013-08-27
SRP08668 | SREC Solar | GOORIAH |  | 9.405 | 0 | Residential | 0 | FRANKLIN PARK | 8823 | 5 | SKY HIGH ENERGY, LLC | PSE&G BPU | No | Complete | 2012-02-07 | 2012-11-19 | 2012-12-11 | 2012-12-11
SRP08670 | SREC Solar | HERNANDEZ |  | 9.165 | 0 | Residential | 1 | BRICK | 8724 | 18 | FOUR POINT REFRIGERATION CO., INC. | JCP&L | No | Complete | 2012-02-07 | 2012-04-12 | 2012-05-02 | 2012-05-02
SRP08671 | SREC Solar | SINGH |  | 7.36 | 0 | Residential | 0 | EDISON | 8820 | 11 | NATURAL POWER SOURCES, LLC | PSE&G BPU | No | Complete | 2012-02-07 | 2012-05-30 | 2012-06-08 | 2012-06-08
SRP08672 | SREC Solar | PARK |  | 12.48 | 0 | Residential | 0 | SWEDESBORO | 8085 | 15 | GREENPOINTE ENERGY | AC Electric | No | Complete | 2012-02-07 | 2012-07-16 | 2012-07-26 | 2012-07-26
SRP08675 | SREC Solar | GAUDHI |  | 7.755 | 0 | Residential | 1 | EGG HARBOR TWP | 8234 | 19 | VERENGO SOLAR | AC Electric | No | Complete | 2012-02-07 | 2013-06-25 | 2013-06-27 | 2013-06-27
SRP08676 | SREC Solar | WARAPORN |  | 7.095 | 0 | Residential | 1 | WHIPPANY | 7981 | 3 | SOLARCITY CORPORATION | JCP&L | No | Complete | 2012-02-07 | 2012-08-16 | 2012-08-29 | 2012-08-29
SRP08677 | SREC Solar | TALORICO |  | 5.64 | 0 | Residential | 1 | ELMER | 8318 | 16 | VERENGO SOLAR | AC Electric | No | Complete | 2012-02-07 | 2013-02-22 | 2013-03-06 | 2013-03-06
SRP08680 | SREC Solar | BATTISTA |  | 6.16 | 0 | Residential | 1 | SEWELL | 8080 | 15 | SOLARCITY CORPORATION | AC Electric | No | Complete | 2012-02-07 | 2013-01-28 | 2013-02-05 | 2013-02-05
SRP08682 | SREC Solar | CURRY |  | 5.5 | 0 | Residential | 0 | RIVER VALE | 7675 | 7 | SUNDIAL SOLAR INNOVATIONS | PSE&G BPU | No | Complete | 2012-02-07 | 2012-04-19 | 2012-05-09 | 2012-05-09
SRP08683 | SREC Solar | CARNEY | CAREER OPPORTUNITY DEVELOPMENT | 62.4 | 0 | Non Profit | 1 | EGG HARBOR | 8215 | 19 | MERCURY SOLAR SYSTEMS | AC Electric | No | Complete | 2012-02-07 | 2012-05-31 | 2012-06-13 | 2012-06-13
SRP08685 | SREC Solar | CARNEY | CAREER OPPORTUNITY DEVELOPMENT | 43.68 | 0 | Non Profit | 1 | EGG HARBOR CITY | 8215 | 19 | MERCURY SOLAR SYSTEMS | AC Electric | No | Complete | 2012-02-07 | 2012-05-24 | 2012-06-04 | 2012-06-04
SRP08686 | SREC Solar | LAW |  | 4.6 | 0 | Residential | 0 | EDISON | 8820 | 11 | GEOPEAK ENERGY LLC | PSE&G BPU | No | Complete | 2012-02-07 | 2012-05-25 | 2012-06-08 | 2012-06-08
SRP08689 | SREC Solar | ROBICHAUD | SR EQUESTRIAN, FLP | 6.345 | 0 | Commercial | 0 | STOCKTON | 8559 | 4 | INDEPENDENT SOLAR | JCP&L | No | Complete | 2012-02-07 | 2013-11-11 | 2013-12-30 | 2013-12-30
SRP08691 | SREC Solar | DESAI |  | 6.86 | 0 | Residential | 0 | PISCATAWAY | 8854 | 11 | 1ST LIGHT ENERGY, INC. | PSE&G BPU | No | Complete | 2012-02-07 | 2012-08-06 | 2012-09-11 | 2012-09-11
SRP08692 | SREC Solar | RUNKO |  | 7.755 | 0 | Residential | 1 | MANCHESTER | 8759 | 18 | ACOS ENERGY, LLC | JCP&L | No | Complete | 2012-02-07 | 2012-04-30 | 2012-05-15 | 2012-05-15
SRP08693 | SREC Solar | CHALAS | INSERRA SUPERMARKETS, LLC | 323.4 | 0 | Commercial | 1 | WEST MILFORD | 7642 | 7 | G & S INVESTORS | Orange & Rockland Elec | No | Complete | 2012-02-07 | 2012-07-13 | 2012-07-26 | 2012-07-26
SRP08694 | SREC Solar | SEIFERT |  | 8.46 | 0 | Residential | 1 | WHIPPANY | 7981 | 3 | ONE SOURCE ENERGY SOLUTIONS | JCP&L | No | Complete | 2012-02-07 | 2012-05-29 | 2012-06-20 | 2012-06-20
SRP08695 | SREC Solar | CAPABLANO | BOROUGH OF LITTLE FERRY-TOWN HAL | 31.85 | 0 | Government Facility | 1 | LITTLE FERRY | 7643 | 7 | MARTIFER SOLAR USA | PSE&G BPU | No | Complete | 2012-02-07 | 2012-08-30 | 2012-09-13 | 2012-09-13
SRP08696 | SREC Solar | RITTER-CARGILL |  | 6.24 | 0 | Residential | 0 | BRIDGEWATER | 8807 | 5 | 1ST LIGHT ENERGY, INC. | PSE&G BPU | No | Complete | 2012-02-07 | 2012-07-30 | 2012-09-25 | 2012-09-25
SRP08697 | SREC Solar | ESTRADA |  | 7.35 | 0 | Residential | 0 | NORTH ARLINGTON | 7031 | 7 | 1ST LIGHT ENERGY, INC. | PSE&G BPU | No | Complete | 2012-02-07 | 2012-06-28 | 2012-07-30 | 2012-07-30
SRP08700 | SREC Solar | LARMER |  | 9 | 0 | Residential | 0 | SICKLERVILLE | 8081 | 14 | GEOPEAK ENERGY LLC | AC Electric | No | Complete | 2012-02-07 | 2012-05-11 | 2012-05-24 | 2012-05-24
SRP08701 | SREC Solar | PETERSON |  | 4.9 | 0 | Residential | 0 | BELLEVILLE | 7109 | 9 | 1ST LIGHT ENERGY, INC. | PSE&G BPU | No | Complete | 2012-02-07 | 2012-10-22 | 2012-12-18 | 2012-12-18
SRP08702 | SREC Solar | ULLMAN |  | 4.485 | 0 | Residential | 1 | ABSECON | 8201 | 19 | A-TOP ALTERNATIVE ENERGY | AC Electric | No | Complete | 2012-02-07 | 2012-05-30 | 2012-06-08 | 2012-06-08
SRP08703 | SREC Solar | OCARIZA |  | 6 | 0 | Residential | 0 | PISCATAWAY | 8854 | 11 | 1ST LIGHT ENERGY, INC. | PSE&G BPU | No | Complete | 2012-02-07 | 2012-07-26 | 2012-09-25 | 2012-09-25
SRP08704 | SREC Solar | MO |  | 7.68 | 0 | Residential | 0 | MARLBORO | 7746 | 17 | AMERICAN RENEWABLE ENERGY, INC | JCP&L | No | Complete | 2012-02-07 | 2012-03-29 | 2012-04-22 | 2012-04-22
SRP08708 | SREC Solar | FIORITO |  | 6.48 | 0 | Residential | 0 | THREE BRIDGES | 8887 | 4 | AMERICAN RENEWABLE ENERGY, INC | JCP&L | No | Complete | 2012-02-07 | 2012-05-03 | 2012-05-17 | 2012-05-17
SRP08709 | SREC Solar | KHARAZI | MUSLIM FOUNDATION INC. | 24.15 | 0 | Commercial | 1 | SOMERSET | 8873 | 5 | EAST COAST ALTERNATIVE ENERGY | PSE&G BPU | No | Complete | 2012-02-07 | 2013-08-08 | 2013-08-27 | 2013-08-27
SRP08710 | SREC Solar | BATRA |  | 6.72 | 0 | Residential | 0 | COLONIA | 7067 | 10 | ALTERIS RENEWABLES | PSE&G BPU | No | Complete | 2012-02-07 | 2012-10-18 | 2012-11-05 | 2012-11-05
SRP08711 | SREC Solar | SHAW |  | 4.48 | 0 | Residential | 1 | WESTVILLE | 8093 | 15 | CHALOW ELECTRIC | PSE&G BPU | No | Complete | 2012-02-07 | 2013-03-21 | 2013-04-10 | 2013-04-10
SRP08712 | SREC Solar | MOTURI |  | 6.58 | 0 | Residential | 0 | PISCATAWAY | 8854 | 11 | GREEN SUN ENERGY SERVICES | PSE&G BPU | No | Complete | 2012-02-07 | 2012-08-21 | 2012-10-08 | 2012-10-08
SRP08714 | SREC Solar | ALDEN |  | 6.58 | 0 | Residential | 1 | BROWNS MILLS | 8015 | 13 | SOLARCITY CORPORATION | JCP&L | No | Complete | 2012-02-07 | 2012-04-26 | 2012-05-10 | 2012-05-10
SRP08715 | SREC Solar | DENARI |  | 3.6 | 0 | Residential | 0 | ALLENDALE | 7401 | 7 | CORBIN SOLAR SOLUTIONS, LLC | Orange & Rockland Elec | No | Complete | 2012-02-07 | 2012-04-19 | 2012-05-09 | 2012-05-09
SRP08718 | SREC Solar | PARAGANO |  | 5.28 | 0 | Residential | 1 | LAWRENCEVILLE | 8648 | 12 | SOLARCITY CORPORATION | PSE&G BPU | No | Complete | 2012-02-07 | 2012-11-29 | 2012-12-07 | 2012-12-07
SRP08719 | SREC Solar | DYBNER | CONGREGATION BNAI ISRAEL | 66.885 | 0 | Non Profit | 1 | MILBURN | 7041 | 9 | POWELL ENERGY AND SOLAR | JCP&L | No | Complete | 2012-02-07 | 2013-02-13 | 2013-02-28 | 2013-02-28
SRP08720 | SREC Solar | JANKOSKI |  | 11.44 | 0 | Residential | 1 | SOUTH PLAINFIELD | 7080 | 11 | SOLARCITY CORPORATION | PSE&G BPU | No | Complete | 2012-02-07 | 2012-08-22 | 2012-08-27 | 2012-08-27
SRP08722 | SREC Solar | JACOB |  | 6.11 | 0 | Residential | 1 | EAST BRUNSWICK | 8816 | 11 | SOLARCITY CORPORATION | PSE&G BPU | No | Complete | 2012-02-07 | 2012-04-26 | 2012-05-10 | 2012-05-10
SRP08723 | SREC Solar | CHITNIS |  | 13.5 | 0 | Residential | 0 | BELLE MEAD | 8052 | 13 | AMPERICON | PSE&G BPU | No | Complete | 2012-02-07 | 2013-06-25 | 2013-07-16 | 2013-07-16
SRP08724 | SREC Solar | HELWIG |  | 10.34 | 0 | Residential | 0 | BRIDGEWATER | 8807 | 5 | REC SOLAR, INC. | PSE&G BPU | No | Complete | 2012-02-07 | 2012-10-24 | 2012-12-11 | 2012-12-11
SRP08725 | SREC Solar | COTTEN |  | 10.5 | 0 | Residential | 1 | BROWNS MILLS | 8015 | 13 | TRINITY HEATING AND AIR | JCP&L | No | Complete | 2012-02-07 | 2012-07-31 | 2012-08-08 | 2012-08-08
SRP08726 | SREC Solar | MAHONEY |  | 7.755 | 0 | Residential | 1 | BELLE MEAD | 8502 | 5 | SOLARCITY CORPORATION | PSE&G BPU | No | Complete | 2012-02-07 | 2012-06-06 | 2012-06-18 | 2012-06-18
SRP08727 | SREC Solar | DIEP |  | 11.685 | 0 | Residential | 0 | PRINCETON | 8540 | 12 | SKY HIGH ENERGY, LLC | PSE&G BPU | No | Complete | 2012-02-07 | 2012-10-15 | 2012-11-16 | 2012-11-16
SRP08728 | SREC Solar | HABECK |  | 7.55 | 0 | Residential | 1 | ROEBLING | 8554 | 13 | TRINITY HEATING AND AIR | PSE&G BPU | No | Complete | 2012-02-07 | 2012-09-14 | 2012-09-25 | 2012-09-25
SRP08729 | SREC Solar | KIANI |  | 5.52 | 0 | Residential | 1 | ATLANTIC HIGHLANDS | 7716 | 17 | RELIABLE POWER SERVICES, INC. | JCP&L | No | Complete | 2012-02-07 | 2012-05-23 | 2012-06-04 | 2012-06-04
SRP08730 | SREC Solar | PALMORE |  | 4.8 | 0 | Residential | 1 | BROWNS MILLS | 8015 | 13 | TRINITY HEATING AND AIR | JCP&L | No | Complete | 2012-02-07 | 2012-03-30 | 2012-04-24 | 2012-04-24
SRP08731 | SREC Solar | HALLAM |  | 3.45 | 0 | Residential | 1 | ATLANTIC HIGHLANDS | 7716 | 17 | RELIABLE POWER SERVICES, INC. | JCP&L | No | Complete | 2012-02-07 | 2012-03-27 | 2012-04-23 | 2012-04-23
SRP08732 | SREC Solar | DONOVAN |  | 7.98 | 0 | Residential | 1 | WASHINGTON | 7882 | 2 | TRINITY HEATING AND AIR | JCP&L | No | Complete | 2012-02-07 | 2012-04-12 | 2012-05-02 | 2012-05-02
SRP08733 | SREC Solar | WARD |  | 10.08 | 0 | Residential | 1 | MANCHESTER | 8759 | 18 | RELIABLE POWER SERVICES, INC. | JCP&L | No | Complete | 2012-02-07 | 2012-06-06 | 2012-06-18 | 2012-06-18
SRP08734 | SREC Solar | BRIAR | TAH INDUSTRIES/NORDSON EFO | 1781.535 | 0 | Commercial | 1 | ROBBINSVILLE | 8691 | 12 | G & S INVESTORS | JCP&L | No | Complete | 2012-02-21 | 2012-05-24 | 2012-06-06 | 2012-06-06
SRP08736 | SREC Solar | BARNA |  | 5.13 | 0 | Residential | 1 | MANCHESTER | 8759 | 18 | SUNGEVITY, INC. | JCP&L | No | Complete | 2012-02-07 | 2012-08-27 | 2012-09-14 | 2012-09-14
SRP08737 | SREC Solar | HULSE | TRF LEASING | 30.72 | 0 | Commercial | 0 | FLORENCE TWP | 8016 | 13 | KW SOLAR SOLUTIONS | PSE&G BPU | No | Complete | 2012-02-07 | 2012-04-19 | 2012-05-02 | 2012-05-02
SRP08738 | SREC Solar | SCEURMANN | 117 HIBERNIA AVE, LLC | 14.25 | 0 | Commercial | 0 | ROCKAWAY | 7866 | 3 | EAST COAST ALTERNATIVE ENERGY | JCP&L | No | Complete | 2012-02-07 | 2012-12-10 | 2012-12-18 | 2012-12-18
SRP08740 | SREC Solar | PATEL |  | 4.08 | 0 | Residential | 0 | EDISON | 8820 | 11 | 1ST LIGHT ENERGY, INC. | PSE&G BPU | No | Complete | 2012-02-07 | 2013-03-13 | 2013-03-27 | 2013-03-27
SRP08741 | SREC Solar | PATEL |  | 7.5 | 0 | Residential | 0 | PRINCETON | 8540 | 12 | PATEL BUILDERS | PSE&G BPU | No | Complete | 2012-02-07 | 2013-01-09 | 2013-02-07 | 2013-02-07
SRP08743 | SREC Solar | GEMMA | 30 FLORHAM ASSOCIATES, LLC | 39.325 | 0 | Commercial | 1 | FLORHAM PARK | 7932 | 3 | G & S INVESTORS | JCP&L | No | Complete | 2013-02-04 | 2013-02-05 | 2013-03-12 | 2013-03-12
SRP08744 | SREC Solar | PATEL |  | 6.125 | 0 | Residential | 0 | PISCSCATWAY | 8854 | 11 | 1ST LIGHT ENERGY, INC. | PSE&G BPU | No | Complete | 2012-02-07 | 2012-10-24 | 2013-04-02 | 2013-04-02
SRP08746 | SREC Solar | GEMMA | FLORHAM ASSOC. | 48.4 | 0 | Commercial | 1 | FLORHAM PARK | 7932 | 3 | G & S INVESTORS | JCP&L | No | Complete | 2012-12-19 | 2012-12-21 | 2013-01-16 | 2013-01-16
SRP08747 | SREC Solar | GEMMA | 75 MONTGOMERY ASSOCIATES, LLC | 66.55 | 0 | Commercial | 1 | WHIPPANY | 7981 | 3 | G & S INVESTORS | JCP&L | No | Complete | 2012-02-07 | 2013-01-08 | 2013-01-25 | 2013-01-25
SRP08748 | SREC Solar | BIGELOW |  | 6.58 | 0 | Residential | 1 | WEST ORANGE | 7052 | 9 | ONE SOURCE ENERGY SOLUTIONS | PSE&G BPU | No | Complete | 2012-02-07 | 2012-08-20 | 2012-08-29 | 2012-08-29
SRP08749 | SREC Solar | TRINIDAD |  | 4.14 | 0 | Residential | 1 | LEONARDO | 7737 | 17 | SUN ENERGY GROUP | JCP&L | No | Complete | 2012-02-07 | 2012-05-18 | 2012-06-06 | 2012-06-06
SRP08750 | SREC Solar | VOLL |  | 5.17 | 0 | Residential | 1 | ERIAL | 8081 | 14 | SOLARCITY CORPORATION | AC Electric | No | Complete | 2012-02-07 | 2012-12-04 | 2012-12-07 | 2012-12-07
SRP08751 | SREC Solar | DAVIS |  | 8.55 | 0 | Residential | 0 | JACKSON | 8527 | 18 | ECS ENERGY, LTD | JCP&L | No | Complete | 2012-02-07 | 2012-05-25 | 2012-06-04 | 2012-06-04
SRP08752 | SREC Solar | GEMMA | 75 MONTGOMERY ASSOCIATES, LLC | 107.8 | 0 | Commercial | 1 | WHIPPANY | 7981 | 3 | G & S INVESTORS | JCP&L | No | Complete | 2012-07-16 | 2012-11-13 | 2012-11-21 | 2012-11-21
SRP08754 | SREC Solar | REYES |  | 9.18 | 0 | Residential | 1 | WASHINGTON | 7882 | 2 | ALTERNATIVE LIGHT & ENERGY SOLUTIONS LLC | JCP&L | No | Complete | 2012-02-07 | 2012-04-04 | 2012-04-26 | 2012-04-26
SRP08755 | SREC Solar | SNYDER |  | 9.12 | 0 | Residential | 0 | HAMMONTON | 8037 | 19 | GO SOLAR ELECTRIC, LLC | AC Electric | No | Complete | 2012-02-07 | 2012-05-16 | 2012-05-30 | 2012-05-30
SRP08756 | SREC Solar | PATEL |  | 5.04 | 0 | Residential | 0 | FRANKLIN PARK | 8823 | 5 | 1ST LIGHT ENERGY, INC. | PSE&G BPU | No | Complete | 2012-02-07 | 2012-10-01 | 2012-11-09 | 2012-11-09
SRP08757 | SREC Solar | GEMMA | ESPLANADE LIVINGSTON, LLC | 80.08 | 0 | Commercial | 1 | LIVINGSTON | 7039 | 9 | G & S INVESTORS | JCP&L | No | Complete | 2012-07-09 | 2013-04-29 | 2013-06-17 | 2013-06-17
SRP08758 | SREC Solar | LONGO |  | 7.35 | 0 | Residential | 0 | BELLEVILLE | 7109 | 9 | 1ST LIGHT ENERGY, INC. | PSE&G BPU | No | Complete | 2012-02-17 | 2013-01-03 | 2013-01-15 | 2013-01-15
SRP08759 | SREC Solar | MA |  | 4.59 | 0 | Residential | 1 | SUMMIT | 7901 | 10 | ALTERNATIVE LIGHT & ENERGY SOLUTIONS LLC | JCP&L | No | Complete | 2012-02-07 | 2012-03-27 | 2012-04-23 | 2012-04-23
SRP08760 | SREC Solar | ZHANG |  | 8.82 | 0 | Residential | 0 | BRIDGEWATER | 8807 | 5 | 1ST LIGHT ENERGY, INC. | PSE&G BPU | No | Complete | 2012-02-17 | 2012-12-03 | 2012-12-18 | 2012-12-18
SRP08761 | SREC Solar | CARVALHO |  | 7.44 | 0 | Residential | 1 | BAYVILLE | 8721 | 18 | NJR HOME SERVICES. | JCP&L | No | Complete | 2012-02-17 | 2012-07-18 | 2012-07-26 | 2012-07-26
SRP08762 | SREC Solar | GEMMA | 75 MONTGOMERY ASSOCIATES, LLC | 608.025 | 0 | Commercial | 1 | WHIPPANY | 7981 | 3 | G & S INVESTORS | JCP&L | No | Complete | 2012-02-07 | 2012-10-18 | 2012-11-05 | 2012-11-05
SRP08765 | SREC Solar | FITZGERALD |  | 8.93 | 0 | Residential | 1 | OCEAN GATE | 8740 | 18 | ACOS ENERGY, LLC | JCP&L | No | Complete | 2012-02-17 | 2012-06-12 | 2012-06-20 | 2012-06-20
SRP08766 | SREC Solar | GARGANO |  | 7.14 | 0 | Residential | 0 | WOODBRIDGE | 7095 | 11 | AMPED ON SOLAR | PSE&G BPU | No | Complete | 2012-02-07 | 2012-08-02 | 2012-08-10 | 2012-08-10
SRP08768 | SREC Solar | MOLNAR |  | 9.6 | 0 | Residential | 0 | PISCATAWAY | 8854 | 11 | 1ST LIGHT ENERGY, INC. | PSE&G BPU | No | Complete | 2012-02-07 | 2012-08-09 | 2013-04-02 | 2013-04-02
SRP08769 | SREC Solar | DESTEFANO | AMERICAN INVESTMENT REALTY INC 1 | 9.36 | 0 | Commercial | 0 | BRIDGEWATER | 8807 | 5 | E2/ECTA INC. | PSE&G BPU | No | Complete | 2012-02-07 | 2012-07-24 | 2012-08-06 | 2012-08-06
SRP08770 | SREC Solar | DIXON |  | 13.2 | 0 | Residential | 0 | BORDENTOWN | 8505 | 13 | ARROW ELECTRIC SERVICES, INC. | PSE&G BPU | No | Complete | 2012-02-17 | 2012-10-12 | 2012-11-29 | 2012-11-29
SRP08771 | SREC Solar | YANCER |  | 4.8 | 0 | Residential | 0 | HAMILTON | 8610 | 12 | ARROW ELECTRIC SERVICES, INC. | PSE&G BPU | No | Complete | 2012-02-17 | 2013-04-01 | 2013-05-01 | 2013-05-01
SRP08773 | SREC Solar | MONDRAGON | 1114-1116 ,AGNOLIA AVE LLC | 10.34 | 0 | Residential | 0 | ELIZABETH | 7201 | 10 | ARROW ELECTRIC SERVICES, INC. | PSE&G BPU | No | Complete | 2012-02-17 | 2013-03-11 | 2013-03-27 | 2013-03-27
SRP08774 | SREC Solar | DESTEFANO | AMERICAN INVESTMENT REALTY INC | 85.68 | 0 | Commercial | 0 | BRIDGEWATER | 8807 | 5 | E2/ECTA INC. | PSE&G BPU | No | Complete | 2012-02-07 | 2013-01-17 | 2013-02-19 | 2013-02-19
SRP08775 | SREC Solar | SCHWARTZ |  | 9.6 | 0 | Residential | 1 | MANCHESTER | 8759 | 18 | ACOS ENERGY, LLC | JCP&L | No | Complete | 2012-02-17 | 2012-06-05 | 2012-06-13 | 2012-06-13
SRP08776 | SREC Solar | RAMANATHAN |  | 9.6 | 0 | Residential | 0 | PLAINSBORO | 8536 | 11 | SEA BRIGHT SOLAR, LLC | PSE&G BPU | No | Complete | 2012-02-17 | 2012-04-25 | 2012-05-10 | 2012-05-10
SRP08777 | SREC Solar | LEONARD |  | 13.395 | 0 | Residential | 0 | COLUMBUS | 8022 | 13 | ARROW ELECTRIC SERVICES, INC. | PSE&G BPU | No | Complete | 2012-02-17 | 2012-10-17 | 2012-11-09 | 2012-11-09
SRP08778 | SREC Solar | FUNK |  | 6.63 | 0 | Residential | 1 | METUCHEN | 8840 | 11 | A-TOP ALTERNATIVE ENERGY | PSE&G BPU | No | Complete | 2012-02-07 | 2012-03-09 | 2012-04-11 | 2012-04-11
SRP08779 | SREC Solar | ROHRBACH |  | 6.435 | 0 | Residential | 1 | MONROE | 8831 | 11 | ALTERIS RENEWABLES | JCP&L | No | Complete | 2012-02-17 | 2012-07-23 | 2012-08-02 | 2012-08-02
SRP08780 | SREC Solar | GHOSH |  | 6.37 | 0 | Residential | 0 | PRINCETON | 8540 | 12 | 1ST LIGHT ENERGY, INC. | PSE&G BPU | No | Complete | 2012-02-17 | 2013-01-11 | 2013-02-07 | 2013-02-07
SRP08781 | SREC Solar | ANGIUOLI |  | 7.2 | 0 | Residential | 1 | TOMS RIVER | 8757 | 18 | ACOS ENERGY, LLC | JCP&L | No | Complete | 2012-02-17 | 2012-07-03 | 2012-09-13 | 2012-09-13
SRP08783 | SREC Solar | GUREVICH | SECAUCUS OUTLET CENTER, LLC | 500.64 | 0 | Commercial | 1 | SECAUCUS | 7094 | 8 | SHAPIRO & SHAPIRO, LLC | PSE&G BPU | No | Complete | 2012-02-07 | 2012-08-16 | 2012-08-29 | 2012-08-29
SRP08784 | SREC Solar | UR |  | 1.71 | 0 | Residential | 0 | PRINCETON | 8840 | 11 | 1ST LIGHT ENERGY, INC. | PSE&G BPU | No | Complete | 2012-02-07 | 2012-10-24 | 2012-12-11 | 2012-12-11
SRP08785 | SREC Solar | POLLOCK | BPTP FUTURE HOLDINGS LLC | 247.5 | 0 | Commercial | 0 | WALL | 7719 | 17 | TRINITY HEATING AND AIR | JCP&L | No | Complete | 2012-02-17 | 2012-08-10 | 2012-08-21 | 2012-08-21
SRP08787 | SREC Solar | MCGRAW |  | 3.995 | 0 | Residential | 1 | LAKE COMO | 7719 | 17 | NJR HOME SERVICES. | JCP&L | No | Complete | 2012-02-17 | 2012-03-14 | 2012-04-22 | 2012-04-22
SRP08788 | SREC Solar | GILLESPIE |  | 9.12 | 0 | Residential | 1 | TOMS RIVER | 8757 | 18 | NJR HOME SERVICES. | JCP&L | No | Complete | 2012-02-17 | 2012-08-14 | 2012-08-23 | 2012-08-23
SRP08791 | SREC Solar | FONG |  | 13.23 | 0 | Residential | 0 | KENDALL PARK | 8824 | 11 | 1ST LIGHT ENERGY, INC. | PSE&G BPU | No | Complete | 2012-02-07 | 2013-08-30 | 2013-09-11 | 2013-09-11
SRP08792 | SREC Solar | BURAK |  | 6.11 | 0 | Residential | 1 | MANCHESTER | 8759 | 18 | SEA BRIGHT SOLAR, LLC | JCP&L | No | Complete | 2012-02-17 | 2012-04-12 | 2012-04-30 | 2012-04-30
SRP08793 | SREC Solar | FLEETWOOD | BIVALVE PACKAGING CO. INC. | 64.575 | 0 | Commercial | 0 | PORT NORRIS | 8349 | 20 | BRITE IDEA ENERGY | AC Electric | No | Complete | 2012-02-17 | 2013-01-28 | 2013-02-06 | 2013-02-06
SRP08794 | SREC Solar | MARO | MEDFORD PARTNERS LLC | 166.155 | 0 | Commercial | 1 | WILLIAMSTOWN | 8094 | 15 | P3 POWER SYSTEMS, LLC | AC Electric | No | Complete | 2012-02-17 | 2013-05-16 | 2013-05-23 | 2013-05-23
SRP08795 | SREC Solar | AVALLON | HAMILTON STREET SOLAR LLC | 84.24 | 0 | Commercial | 0 | SOMERSET | 8873 | 5 | PFISTER ENERGY, INC. | PSE&G BPU | No | Complete | 2012-02-17 | 2012-06-12 | 2012-07-24 | 2012-07-24
SRP08797 | SREC Solar | PURANDARE |  | 10.14 | 0 | Residential | 0 | HILLSBOROUGH | 8844 | 5 | SOLAR ENERGY WORLD-W | PSE&G BPU | No | Complete | 2012-02-17 | 2013-02-28 | 2013-03-12 | 2013-03-12
SRP08798 | SREC Solar | TORREY |  | 12.925 | 0 | Residential | 1 | WOODSTOWN | 8098 | 16 | VERENGO SOLAR | AC Electric | No | Complete | 2012-02-17 | 2013-02-22 | 2013-03-06 | 2013-03-06
SRP08806 | SREC Solar | BAR |  | 10.12 | 0 | Residential | 0 | HILLSBOROUGH | 8844 | 5 | GEOPEAK ENERGY LLC | PSE&G BPU | No | Complete | 2012-02-17 | 2012-07-25 | 2012-08-10 | 2012-08-10
SRP08807 | SREC Solar | MEEHAN |  | 7.285 | 0 | Residential | 1 | SPRING LAKE HEIGHTS | 7762 | 17 | NJR HOME SERVICES. | JCP&L | No | Complete | 2012-02-17 | 2012-04-03 | 2012-04-25 | 2012-04-25
SRP08810 | SREC Solar | LEE |  | 7.2 | 0 | Residential | 0 | BRIDGEWATER | 8807 | 5 | GEOPEAK ENERGY LLC | JCP&L | No | Complete | 2012-02-17 | 2012-05-11 | 2012-05-24 | 2012-05-24
SRP08812 | SREC Solar | HICHET |  | 9.435 | 0 | Residential | 1 | PHILLIPSSBURG | 8865 | 2 | ALTERNATIVE LIGHT & ENERGY SOLUTIONS LLC | JCP&L | No | Complete | 2012-02-17 | 2012-05-09 | 2012-05-22 | 2012-05-22
SRP08813 | SREC Solar | DE LA CRUZ |  | 8.46 | 0 | Non Profit | 1 | BRICK | 8724 | 18 | REC SOLAR, INC. | JCP&L | No | Complete | 2012-02-17 | 2012-03-19 | 2012-04-22 | 2012-04-22
SRP08814 | SREC Solar | WILLARD |  | 9.555 | 0 | Residential | 0 | DELRAN | 8750 | 17 | ARROW ELECTRIC SERVICES, INC. | PSE&G BPU | No | Complete | 2012-02-17 | 2013-02-11 | 2013-03-12 | 2013-03-12
SRP08817 | SREC Solar | CASTRO |  | 12 | 0 | Residential | 1 | OAK RIDGE | 7438 | 6 | TRINITY HEATING AND AIR | JCP&L | No | Complete | 2012-02-17 | 2012-04-12 | 2012-05-02 | 2012-05-02
SRP08818 | SREC Solar | FAUQUIER |  | 7.6 | 0 | Residential | 1 | SOMERSET | 8873 | 5 | TRINITY HEATING AND AIR | PSE&G BPU | No | Complete | 2012-02-17 | 2012-04-04 | 2012-04-26 | 2012-04-26
SRP08819 | SREC Solar | LYNCH |  | 6.84 | 0 | Residential | 1 | MANCHESTER | 8759 | 18 | TRINITY HEATING AND AIR | JCP&L | No | Complete | 2012-02-17 | 2012-04-04 | 2012-04-26 | 2012-04-26
SRP08821 | SREC Solar | ARBUCKLE |  | 7.59 | 0 | Residential | 0 | NEWARK | 7112 | 9 | FULLERS ENERGY LLC | PSE&G BPU | No | Complete | 2012-02-17 | 2012-04-10 | 2012-04-30 | 2012-04-30
SRP08823 | SREC Solar | ALBERTI |  | 10.56 | 0 | Residential | 1 | BRICK | 8724 | 18 | TRINITY HEATING AND AIR | JCP&L | No | Complete | 2012-02-17 | 2012-05-03 | 2012-05-17 | 2012-05-17
SRP08824 | SREC Solar | DOS SANTOS |  | 9.6 | 0 | Residential | 1 | MANCHESTER | 8759 | 18 | TRINITY HEATING AND AIR | JCP&L | No | Complete | 2012-02-17 | 2012-04-25 | 2012-05-10 | 2012-05-10
SRP08825 | SREC Solar | PALMIERI |  | 9.88 | 0 | Residential | 1 | HAMILTON | 8619 | 12 | TRINITY HEATING AND AIR | PSE&G BPU | No | Complete | 2012-02-17 | 2012-04-27 | 2012-05-11 | 2012-05-11
SRP08826 | SREC Solar | MACELLARI |  | 11.78 | 0 | Residential | 1 | PEMBERTON | 8068 | 13 | TRINITY HEATING AND AIR | JCP&L | No | Complete | 2012-02-17 | 2012-04-04 | 2012-04-26 | 2012-04-26
SRP08827 | SREC Solar | JOHNSON |  | 3.42 | 0 | Residential | 1 | BARNEGAT | 8005 | 18 | TRINITY HEATING AND AIR | JCP&L | No | Complete | 2012-02-17 | 2012-04-30 | 2012-05-15 | 2012-05-15
SRP08828 | SREC Solar | VITALE |  | 7.92 | 0 | Residential | 1 | HOWELL | 7731 | 17 | TRINITY HEATING AND AIR | JCP&L | No | Complete | 2012-02-17 | 2012-04-25 | 2012-05-11 | 2012-05-11
SRP08829 | SREC Solar | SANDROW |  | 7.22 | 0 | Residential | 1 | CHERRY HILL | 8003 | 14 | TRINITY HEATING AND AIR | PSE&G BPU | No | Complete | 2012-02-17 | 2012-03-30 | 2012-04-25 | 2012-04-25
SRP08832 | SREC Solar | HIMM |  | 5.52 | 0 | Residential | 0 | BORDENTOWN | 8505 | 13 | ARROW ELECTRIC SERVICES, INC. | PSE&G BPU | No | Complete | 2012-02-17 | 2012-05-24 | 2012-06-18 | 2012-06-18
SRP08833 | SREC Solar | HACISKI |  | 6.96 | 0 | Residential | 0 | HADDONFIELD | 8033 | 14 | ARROW ELECTRIC SERVICES, INC. | PSE&G BPU | No | Complete | 2012-02-17 | 2012-07-09 | 2012-08-31 | 2012-08-31
SRP08834 | SREC Solar | STOVEKEN |  | 10.64 | 0 | Residential | 1 | LAWRENCE HARBOR | 8879 | 11 | TRINITY HEATING AND AIR | JCP&L | No | Complete | 2012-03-12 | 2012-07-23 | 2012-08-06 | 2012-08-06
SRP08836 | SREC Solar | BAGINSKI |  | 7.98 | 0 | Residential | 1 | PT. PLEASANT | 8742 | 18 | TRINITY HEATING AND AIR | JCP&L | No | Complete | 2012-02-17 | 2012-04-12 | 2012-05-10 | 2012-05-10
SRP08839 | SREC Solar | LOPEZ |  | 2.25 | 0 | Residential | 0 | MARGATE CITY | 8402 | 19 | RICHMOND SOLAR | AC Electric | No | Complete | 2012-02-17 | 2012-03-12 | 2012-04-13 | 2012-04-13
SRP08840 | SREC Solar | DRUBEL | CREDIT SUISSE USA, INC. | 1344.624 | 0 | Commercial | 0 | CLIFTON | 7014 | 6 | SUNPOWER CORPORATION | PSE&G BPU | No | Complete | 2012-02-14 | 2012-09-06 | 2012-09-11 | 2012-09-11
SRP08842 | SREC Solar | SHUSTER |  | 10 | 0 | Residential | 0 | MILLVILLE | 8332 | 20 | ALTERIS RENEWABLES DBA REAL GOODS SOLAR | AC Electric | No | Complete | 2012-02-14 | 2012-07-23 | 2012-08-02 | 2012-08-02
SRP08844 | SREC Solar | PLETCHER |  | 11.52 | 0 | Residential | 0 | MILLVILLE | 8332 | 20 | GEOPEAK ENERGY LLC | AC Electric | No | Complete | 2012-02-14 | 2012-05-22 | 2012-06-01 | 2012-06-01
SRP08845 | SREC Solar | HUSNEY |  | 12.495 | 0 | Residential | 1 | OAKHURST | 7755 | 17 | PURHARVEST ENERGY, LLC LAKEWOOD | JCP&L | No | Complete | 2012-02-14 | 2012-08-01 | 2012-08-10 | 2012-08-10
SRP08846 | SREC Solar | CLARK | UNIVERSITY RADIOLOGY GROUP | 115.2 | 0 | Commercial | 0 | EAST BRUNSWICK | 8816 | 11 | GEOSCAPE SOLAR | PSE&G BPU | No | Complete | 2012-02-14 | 2012-11-27 | 2012-12-04 | 2012-12-04
SRP08847 | SREC Solar | TORLUCCI |  | 7.2 | 0 | Residential | 1 | MANCHESTER | 8759 | 18 | ACOS ENERGY, LLC | JCP&L | No | Complete | 2012-02-17 | 2012-06-05 | 2012-06-13 | 2012-06-13
SRP08848 | SREC Solar | KWAN |  | 5.76 | 0 | Residential | 0 | EDISON | 8820 | 11 | GEOPEAK ENERGY LLC | PSE&G BPU | No | Complete | 2012-02-14 | 2012-07-12 | 2012-07-24 | 2012-07-24
SRP08850 | SREC Solar | DWORKIN |  | 4.8 | 0 | Residential | 1 | MARLBORO | 7746 | 17 | ACOS ENERGY, LLC | JCP&L | No | Complete | 2012-02-17 | 2012-07-12 | 2012-08-14 | 2012-08-14
SRP08851 | SREC Solar | GOLDEN |  | 5.64 | 0 | Residential | 0 | PINE BEACH | 8741 | 18 | TRINITY HEATING AND AIR | JCP&L | No | Complete | 2012-02-17 | 2012-03-30 | 2012-04-25 | 2012-04-25
SRP08852 | SREC Solar | NICCOLI |  | 6.48 | 0 | Residential | 1 | MANCHESTER | 8759 | 18 | TRINITY HEATING AND AIR | JCP&L | No | Complete | 2012-02-17 | 2012-04-17 | 2012-04-30 | 2012-04-30
SRP08853 | SREC Solar | KIRSHNER |  | 6.48 | 0 | Residential | 1 | MANCHESTER | 8759 | 18 | TRINITY HEATING AND AIR | JCP&L | No | Complete | 2012-02-17 | 2012-04-30 | 2012-05-15 | 2012-05-15
SRP08854 | SREC Solar | HANKERSON |  | 5.32 | 0 | Residential | 1 | BORDENTOWN | 8505 | 13 | TRINITY HEATING AND AIR | PSE&G BPU | No | Complete | 2012-02-17 | 2012-04-17 | 2012-04-30 | 2012-04-30
SRP08855 | SREC Solar | LEE |  | 6.12 | 0 | Residential | 1 | RIVERDALE | 7457 | 3 | ALTERNATIVE LIGHT & ENERGY SOLUTIONS LLC | JCP&L | No | Complete | 2012-02-17 | 2012-03-29 | 2012-04-22 | 2012-04-22
SRP08856 | SREC Solar | STOFIK |  | 8.4 | 0 | Residential | 1 | FREEHOLD | 7728 | 17 | TRINITY HEATING AND AIR | JCP&L | No | Complete | 2012-02-17 | 2012-03-12 | 2012-04-22 | 2012-04-22
SRP08857 | SREC Solar | ULDSCHMIDT |  | 8.88 | 0 | Residential | 1 | MANSFIELD TWP | 8022 | 13 | TRINITY HEATING AND AIR | PSE&G BPU | No | Complete | 2012-02-17 | 2012-04-09 | 2012-04-30 | 2012-04-30
SRP08858 | SREC Solar | CAMERI |  | 8.64 | 0 | Residential | 1 | MATAWAN | 7747 | 17 | TRINITY HEATING AND AIR | JCP&L | No | Complete | 2012-02-17 | 2012-07-25 | 2012-08-14 | 2012-08-14
SRP08859 | SREC Solar | GONNELLO |  | 8.4 | 0 | Residential | 1 | TOMS RIVER | 8753 | 18 | TRINITY HEATING AND AIR | JCP&L | No | Complete | 2012-02-17 | 2012-03-28 | 2012-04-24 | 2012-04-24
SRP08860 | SREC Solar | YANNI | PRIMA PAIN RELIEF | 43.52 | 0 | Commercial | 0 | EAST BRUNSWICK | 8816 | 11 | AMERICAN RENEWABLE ENERGY, INC | PSE&G BPU | No | Complete | 2012-02-17 | 2012-06-25 | 2012-07-05 | 2012-07-05
SRP08861 | SREC Solar | FALLON | SB SOUTH | 87.75 | 0 | Commercial | 0 | LAWRENCEVILLE | 8648 | 12 | AMBERJACK SOLAR ENERGY | PSE&G BPU | No | Complete | 2012-02-17 | 2013-03-25 | 2013-04-10 | 2013-04-10
SRP08862 | SREC Solar | USHKOWITZ |  | 17.39 | 0 | Residential | 1 | GREENBROOK | 8812 | 11 | REC SOLAR, INC. | PSE&G BPU | No | Complete | 2012-02-17 | 2012-04-19 | 2012-05-02 | 2012-05-02
SRP08865 | SREC Solar | MOGEL |  | 7.2 | 0 | Residential | 1 | MARLBORO | 7746 | 17 | TRINITY HEATING AND AIR | JCP&L | No | Complete | 2012-02-17 | 2012-04-03 | 2012-04-25 | 2012-04-25
SRP08866 | SREC Solar | PERRO |  | 12.16 | 0 | Residential | 1 | BORDENTOWN | 8505 | 13 | TRINITY HEATING AND AIR | PSE&G BPU | No | Complete | 2012-02-17 | 2012-04-27 | 2012-05-11 | 2012-05-11
SRP08867 | SREC Solar | GEMMA | COLUMBIA CORP. CTR DEVELOP ASSOC | 60.5 | 0 | Commercial | 1 | FLORHAM PARK | 7932 | 3 | G & S INVESTORS | JCP&L | No | Complete | 2012-02-14 | 2012-12-17 | 2012-12-21 | 2012-12-21
SRP08868 | SREC Solar | CARRENO |  | 3.76 | 0 | Residential | 1 | LEONIA | 7605 | 7 | INDEPENDENT SOLAR | PSE&G BPU | No | Complete | 2012-02-14 | 2012-03-30 | 2012-04-23 | 2012-04-23
SRP08869 | SREC Solar | WALSH |  | 12.48 | 0 | Residential | 1 | FLORHAM PARK | 7932 | 3 | TRINITY HEATING AND AIR | JCP&L | No | Complete | 2012-02-17 | 2012-05-04 | 2012-05-21 | 2012-05-21
SRP08870 | SREC Solar | FALLON | FALLON PROPERTIES | 53.04 | 0 | Commercial | 0 | PARAMUS | 7652 | 7 | AMBERJACK SOLAR ENERGY | PSE&G BPU | No | Complete | 2012-02-17 | 2013-02-11 | 2013-02-25 | 2013-02-25
SRP08871 | SREC Solar | AKINS |  | 4.18 | 0 | Residential | 1 | PINE BEACH | 8741 | 18 | TRINITY HEATING AND AIR | JCP&L | No | Complete | 2012-02-17 | 2012-03-28 | 2012-04-24 | 2012-04-24
SRP08872 | SREC Solar | SWIRSKY | MERCER COUNTY TECH. SCHOOL | 399.75 | 0 | School Other | 0 | TRENTON | 8690 | 12 | BARRIER ELECTRIC | PSE&G BPU | No | Complete | 2012-02-17 | 2012-06-07 | 2012-06-19 | 2012-06-19
SRP08874 | SREC Solar | KURYLO |  | 6.48 | 0 | Residential | 1 | CLIFTON | 7013 | 6 | TRINITY HEATING AND AIR | PSE&G BPU | No | Complete | 2012-02-17 | 2012-04-19 | 2012-05-02 | 2012-05-02
SRP08875 | SREC Solar | PRATT | SADDLEBROOK RIDGE EQUESTRIAN CTR | 46 | 0 | Commercial | 1 | INDIAN MILLS | 8098 | 16 | ECOLOGICAL SYSTEMS-MANALAPAN | AC Electric | No | Complete | 2012-02-17 | 2013-03-20 | 2013-04-16 | 2013-04-16
SRP08877 | SREC Solar | HINKLE | GRACE COMMUNITY CHURCH | 43.2 | 0 | Non Profit | 1 | BRIDGEWATER | 8807 | 5 | CORBIN SOLAR SOLUTIONS, LLC | PSE&G BPU | No | Complete | 2012-02-17 | 2012-06-07 | 2012-06-26 | 2012-06-26
SRP08878 | SREC Solar | APPEL |  | 12.96 | 0 | Residential | 1 | BARRINGTON | 8007 | 14 | TRINITY HEATING AND AIR | PSE&G BPU | No | Complete | 2012-02-17 | 2013-01-04 | 2013-01-21 | 2013-01-21
SRP08879 | SREC Solar | SWIRSKY | MERCER COUNTY TECH SCHOOL | 445.25 | 0 | School Other | 1 | PENNINGTON | 8534 | 12 | BARRIER ELECTRIC | PSE&G BPU | No | Complete | 2012-02-17 | 2012-06-07 | 2012-06-21 | 2012-06-21
SRP08880 | SREC Solar | HAASE | SOMERSET TIRE SERVICE INC | 22.08 | 0 | Commercial | 0 | BYRAM | 7821 | 1 | AMBERJACK SOLAR ENERGY | JCP&L | No | Complete | 2012-02-17 | 2013-06-27 | 2013-06-28 | 2013-06-28
SRP08881 | SREC Solar | DUNLOP |  | 5.52 | 0 | Residential | 0 | RUTHERFORD | 7070 | 7 | AMERICAN RENEWABLE ENERGY, INC | PSE&G BPU | No | Complete | 2012-02-17 | 2013-01-24 | 2013-01-31 | 2013-01-31
SRP08882 | SREC Solar | MCLOOF | MCLOOF CORPORATION/CONGDON MILL | 77.056 | 0 | Commercial | 0 | PATERSON | 7501 | 6 | GEOGENIX | PSE&G BPU | No | Complete | 2012-02-17 | 2012-04-24 | 2012-05-10 | 2012-05-10
SRP08883 | SREC Solar | LEPORE |  | 8.64 | 0 | Residential | 1 | HOWELL | 7731 | 17 | TRINITY HEATING AND AIR | JCP&L | No | Complete | 2012-02-17 | 2012-03-30 | 2012-04-25 | 2012-04-25
SRP08885 | SREC Solar | YING |  | 9.6 | 0 | Residential | 0 | WEST WINDSOR | 8550 | 12 | AMERICAN RENEWABLE ENERGY, INC | PSE&G BPU | No | Complete | 2012-02-17 | 2012-05-24 | 2012-06-04 | 2012-06-04
SRP08886 | SREC Solar | GARTNER |  | 6.72 | 0 | Residential | 1 | EAST WINDSOR | 8512 | 11 | TRINITY HEATING AND AIR | JCP&L | No | Complete | 2012-02-17 | 2012-03-29 | 2012-04-23 | 2012-04-23
SRP08887 | SREC Solar | KU |  | 6.48 | 0 | Residential | 0 | MARTINSVILLE | 8836 | 5 | AMERICAN RENEWABLE ENERGY, INC | PSE&G BPU | No | Complete | 2012-02-17 | 2012-12-05 | 2012-12-11 | 2012-12-11
SRP08888 | SREC Solar | VEMIREDDY |  | 9.81 | 0 | Residential | 0 | BELLE MEAD | 8502 | 5 | AMERICAN RENEWABLE ENERGY, INC | PSE&G BPU | No | Complete | 2012-02-17 | 2013-05-02 | 2013-06-04 | 2013-06-04
SRP08890 | SREC Solar | YANNI |  | 16.8 | 0 | Residential | 0 | MONROE | 8831 | 11 | AMERICAN RENEWABLE ENERGY, INC | JCP&L | No | Complete | 2012-02-17 | 2012-06-25 | 2012-07-13 | 2012-07-13
SRP08891 | SREC Solar | PATEL |  | 2.565 | 0 | Residential | 0 | EDISON | 8817 | 11 | SKY HIGH ENERGY, LLC | PSE&G BPU | No | Complete | 2012-02-17 | 2012-08-16 | 2012-09-17 | 2012-09-17
SRP08892 | SREC Solar | FREDA |  | 16.34 | 0 | Residential | 1 | BORDENTOWN | 8505 | 13 | TRINITY HEATING AND AIR | PSE&G BPU | No | Complete | 2012-02-17 | 2012-04-04 | 2012-04-26 | 2012-04-26
SRP08893 | SREC Solar | BROOKS |  | 3.04 | 0 | Residential | 1 | LITTLE EGG HARBOR | 8087 | 18 | TRINITY HEATING AND AIR | AC Electric | No | Complete | 2012-02-17 | 2012-06-12 | 2012-06-20 | 2012-06-20
SRP08896 | SREC Solar | THAKUR | INTERNAL MEDICINE & WEIGHT LOSS 1 | 8.16 | 0 | Commercial | 0 | EDISON | 8820 | 11 | GEOSCAPE SOLAR | PSE&G BPU | No | Complete | 2012-02-17 | 2013-04-25 | 2013-05-08 | 2013-05-08
SRP08897 | SREC Solar | THAKUR | INTERNAL MEDICINE & WEIGHT LOSS 2 | 6.24 | 0 | Commercial | 0 | EDISON | 8820 | 11 | GEOSCAPE SOLAR | PSE&G BPU | No | Complete | 2012-02-17 | 2013-04-25 | 2013-05-08 | 2013-05-08
SRP08899 | SREC Solar | SUTHERLAND | SUTHERLAND PACKAGING, INC. | 611.52 | 0 | Commercial | 1 | ANDOVER | 7821 | 1 | GEOGENIX | JCP&L | No | Complete | 2012-02-17 | 2012-07-20 | 2012-07-26 | 2012-07-26
SRP08900 | SREC Solar | MANZO | CITY OF HOPE INTERNATIONAL CHURCH | 21.6 | 0 | Non Profit | 0 | KEARNY | 7032 | 8 | MERCURY SOLAR SYSTEMS | PSE&G BPU | No | Complete | 2012-02-28 | 2012-04-26 | 2012-05-10 | 2012-05-10
SRP08902 | SREC Solar | CONTRI |  | 10.08 | 0 | Residential | 1 | JACKSON | 8527 | 18 | TRINITY HEATING AND AIR | JCP&L | No | Complete | 2012-03-12 | 2012-12-07 | 2012-12-12 | 2012-12-12
SRP08903 | SREC Solar | HILL |  | 14.7 | 0 | Residential | 0 | HILLSBOROUGH | 8844 | 5 | AMERICAN RENEWABLE ENERGY, INC | JCP&L | No | Complete | 2012-02-17 | 2012-11-28 | 2012-12-05 | 2012-12-05
SRP08904 | SREC Solar | BOSWELL |  | 5.52 | 0 | Residential | 1 | EAST WINDSOR | 8502 | 5 | TRINITY HEATING AND AIR | JCP&L | No | Complete | 2012-02-17 | 2012-03-30 | 2012-04-23 | 2012-04-23
SRP08905 | SREC Solar | POSKAY |  | 10.5 | 0 | Residential | 1 | TOMS RIVER | 8753 | 18 | TRINITY HEATING AND AIR | JCP&L | No | Complete | 2012-02-17 | 2012-03-28 | 2012-04-24 | 2012-04-24
SRP08906 | SREC Solar | HOWE |  | 6.96 | 0 | Residential | 1 | LUMBERTON | 8048 | 13 | TRINITY HEATING AND AIR | PSE&G BPU | No | Complete | 2012-02-17 | 2012-04-06 | 2012-04-25 | 2012-04-25
SRP08907 | SREC Solar | HANEY |  | 21.6 | 0 | Residential | 1 | PITTS GROVE | 8318 | 16 | TRINITY HEATING AND AIR | AC Electric | No | Complete | 2012-02-17 | 2012-09-26 | 2012-10-11 | 2012-10-11
SRP08908 | SREC Solar | BELLANCA |  | 6.46 | 0 | Residential | 1 | ALLENTOWN | 8501 | 17 | TRINITY HEATING AND AIR | PSE&G BPU | No | Complete | 2012-02-17 | 2012-06-19 | 2012-07-24 | 2012-07-24
SRP08909 | SREC Solar | CRISS |  | 9.84 | 0 | Residential | 1 | TOMS RIVER | 8753 | 18 | TRINITY HEATING AND AIR | JCP&L | No | Complete | 2012-02-17 | 2012-04-04 | 2012-04-26 | 2012-04-26
SRP08910 | SREC Solar | KOCIOLEK |  | 12.54 | 0 | Residential | 1 | CREAM RIDGE | 8514 | 17 | TRINITY HEATING AND AIR | JCP&L | No | Complete | 2012-02-17 | 2012-03-12 | 2012-04-19 | 2012-04-19
SRP08911 | SREC Solar | LANGLOIS |  | 15.12 | 0 | Residential | 1 | LAURELDALE | 8330 | 19 | TRINITY HEATING AND AIR | AC Electric | No | Complete | 2012-02-17 | 2012-03-26 | 2012-04-22 | 2012-04-22
SRP08912 | SREC Solar | STOCKTON |  | 7.2 | 0 | Residential | 1 | JACKSON | 8527 | 18 | TRINITY HEATING AND AIR | JCP&L | No | Complete | 2012-02-17 | 2012-04-03 | 2012-04-25 | 2012-04-25
SRP08913 | SREC Solar | REEVES |  | 8.16 | 0 | Residential | 1 | JACKSON | 8527 | 18 | TRINITY HEATING AND AIR | JCP&L | No | Complete | 2012-02-17 | 2012-03-23 | 2012-04-22 | 2012-04-22
SRP08914 | SREC Solar | GIGLIO |  | 9.6 | 0 | Residential | 1 | MANCHESTER | 8759 | 18 | TRINITY HEATING AND AIR | JCP&L | No | Complete | 2012-02-17 | 2012-05-25 | 2012-06-08 | 2012-06-08
SRP08915 | SREC Solar | BARASSO |  | 3.6 | 0 | Residential | 1 | MANCHESTER | 8759 | 18 | TRINITY HEATING AND AIR | JCP&L | No | Complete | 2012-02-17 | 2012-04-25 | 2012-05-11 | 2012-05-11
SRP08916 | SREC Solar | DIDEA | PROFESSIONAL DRY CLEANERS | 22.08 | 0 | Commercial | 1 | CLINTON | 8809 | 4 | GREEN POWER ENERGY LLC | JCP&L | No | Complete | 2012-02-17 | 2013-06-20 | 2013-09-06 | 2013-09-06
SRP08917 | SREC Solar | LODATO |  | 5.32 | 0 | Residential | 1 | MATAWAN | 7747 | 17 | TRINITY HEATING AND AIR | JCP&L | No | Complete | 2012-02-17 | 2012-04-12 | 2012-05-02 | 2012-05-02
SRP08918 | SREC Solar | DOYLE JR |  | 10.64 | 0 | Residential | 1 | BORDENTOWN | 8505 | 13 | TRINITY HEATING AND AIR | PSE&G BPU | No | Complete | 2012-02-17 | 2012-03-30 | 2012-04-23 | 2012-04-23
SRP08919 | SREC Solar | JOSEPH | JOHN JOSEPH INC. | 70.265 | 0 | Commercial | 0 | RINGWOOD | 7456 | 6 | SOLAR ENERGY WORLD-W | JCP&L | No | Complete | 2012-02-17 | 2012-09-07 | 2012-10-03 | 2012-10-03
SRP08920 | SREC Solar | MAURER |  | 10.35 | 0 | Residential | 1 | MONROE TWP | 8831 | 11 | GEOGENIX | JCP&L | No | Complete | 2012-02-17 | 2012-05-03 | 2012-05-17 | 2012-05-17
SRP08921 | SREC Solar | PETERSON | ELECTRONIC MFG COMPANY | 63.36 | 0 | Commercial | 0 | MAPLEWOOD | 7040 | 9 | CORBIN SOLAR SOLUTIONS, LLC | PSE&G BPU | No | Complete | 2012-02-14 | 2012-05-10 | 2012-05-24 | 2012-05-24
SRP08922 | SREC Solar | LOMBARDO |  | 4.7 | 0 | Residential | 0 | BUTLER | 7405 | 3 | SELF INSTALL | Not Known | No | Complete | 2012-02-17 | 2012-08-28 | 2012-09-11 | 2012-09-11
SRP08923 | SREC Solar | ADAMS |  | 2.35 | 0 | Residential | 0 | MILLVILLE | 8332 | 20 | KAITANNA SOLAR, LLC | AC Electric | No | Complete | 2012-02-17 | 2013-01-03 | 2013-01-17 | 2013-01-17
SRP08924 | SREC Solar | PARK | MODERN SPORTSWEAR | 19.5 | 0 | Commercial | 0 | MOONACHIE | 7074 | 7 | AMBERJACK SOLAR ENERGY | PSE&G BPU | No | Complete | 2012-02-17 | 2012-12-18 | 2012-12-26 | 2012-12-26
SRP08925 | SREC Solar | SEITZ |  | 6.72 | 0 | Residential | 1 | HAMILTON | 8690 | 12 | TRINITY HEATING AND AIR | PSE&G BPU | No | Complete | 2012-02-17 | 2012-05-18 | 2012-06-01 | 2012-06-01
SRP08926 | SREC Solar | STANCATI |  | 13.92 | 0 | Residential | 1 | JACKSON | 8527 | 18 | TRINITY HEATING AND AIR | JCP&L | No | Complete | 2012-02-17 | 2012-04-04 | 2012-04-26 | 2012-04-26
SRP08928 | SREC Solar | DEFILIPPO |  | 10.105 | 0 | Residential | 1 | TOMS RIVER | 8753 | 18 | TRINITY HEATING AND AIR | JCP&L | No | Complete | 2012-02-17 | 2012-05-09 | 2012-05-30 | 2012-05-30
SRP08929 | SREC Solar | VOLK |  | 8.2 | 0 | Residential | 1 | SEWELL | 8080 | 15 | TRINITY HEATING AND AIR | AC Electric | No | Complete | 2012-02-17 | 2012-05-16 | 2012-05-29 | 2012-05-29
SRP08930 | SREC Solar | GANDHI |  | 7.2 | 0 | Residential | 1 | EDISON | 8820 | 11 | GEOGENIX | PSE&G BPU | No | Complete | 2012-02-17 | 2012-04-17 | 2012-04-30 | 2012-04-30
SRP08931 | SREC Solar | CONNOLLY |  | 8.28 | 0 | Residential | 0 | MAPLEWOOD | 7040 | 9 | SOLAR ENERGY WORLD-W | PSE&G BPU | No | Complete | 2012-02-17 | 2012-03-20 | 2012-04-23 | 2012-04-23
SRP08933 | SREC Solar | RODA |  | 6.815 | 1703.75 | Residential | 0 | MIDDLETOWN | 7748 | 17 | G-CREW, LLC | JCP&L | No | Complete | 2012-02-14 | 2012-03-15 | 2012-06-06 | 2012-08-16
SRP08934 | SREC Solar | MARSHALL |  | 9.25 | 0 | Residential | 0 | HARVEY CEDARS | 8008 | 18 | BRITE IDEA ENERGY | AC Electric | No | Complete | 2012-02-17 | 2012-04-09 | 2012-04-30 | 2012-04-30
SRP08935 | SREC Solar | JOHN |  | 4.8 | 0 | Residential | 0 | PLAINFIELD | 7060 | 10 | 1ST LIGHT ENERGY, INC. | PSE&G BPU | No | Complete | 2012-02-14 | 2013-01-03 | 2013-01-15 | 2013-01-15
SRP08936 | SREC Solar | RODA |  | 6.58 | 1645 | Residential | 0 | MIDDLETOWN | 7748 | 17 | G-CREW, LLC | JCP&L | No | Complete | 2012-02-14 | 2012-03-15 | 2012-06-06 | 2012-08-16
SRP08937 | SREC Solar | SINHA |  | 10.08 | 0 | Residential | 0 | HILLSBOROUGH | 8844 | 5 | 1ST LIGHT ENERGY, INC. | PSE&G BPU | No | Complete | 2012-02-14 | 2012-10-22 | 2012-11-29 | 2012-11-29
SRP08939 | SREC Solar | REINDEAU |  | 7.36 | 0 | Residential | 0 | FAIRLAWN | 7410 | 7 | GEOPEAK ENERGY LLC | PSE&G BPU | No | Complete | 2012-02-17 | 2012-05-15 | 2012-05-30 | 2012-05-30
SRP08941 | SREC Solar | MENEZES |  | 10.8 | 0 | Residential | 0 | PLAINSBORO | 8512 | 11 | 1ST LIGHT ENERGY, INC. | PSE&G BPU | No | Complete | 2012-02-17 | 2012-09-10 | 2012-10-08 | 2012-10-08
SRP08944 | SREC Solar | SIDDIQI |  | 16.45 | 0 | Residential | 0 | HILLSBOROUGH | 8844 | 5 | 1ST LIGHT ENERGY, INC. | PSE&G BPU | No | Complete | 2012-02-14 | 2013-04-22 | 2013-05-01 | 2013-05-01
SRP08945 | SREC Solar | PIMENTEL | CONTINENTAL TRADING & HARDWARE | 246.48 | 0 | Commercial | 1 | NEWARK | 7105 | 9 | GEOGENIX | PSE&G BPU | No | Complete | 2012-02-21 | 2013-03-11 | 2013-03-28 | 2013-03-28
SRP08946 | SREC Solar | PATRICK |  | 6.12 | 0 | Residential | 1 | MILLVILLE | 8332 | 20 | RCL ENTERPRISES INC. | AC Electric | No | Complete | 2012-02-21 | 2012-04-20 | 2012-05-21 | 2012-05-21
SRP08947 | SREC Solar | SINGH |  | 6.12 | 0 | Residential | 1 | BLOOMFIELD | 7003 | 9 | RCL ENTERPRISES INC. | PSE&G BPU | No | Complete | 2012-02-21 | 2012-06-14 | 2012-06-20 | 2012-06-20
SRP08948 | SREC Solar | MILLER |  | 8.5 | 0 | Residential | 1 | EASTAMPTON | 8060 | 13 | TRINITY HEATING AND AIR | PSE&G BPU | No | Complete | 2012-02-21 | 2012-06-14 | 2012-06-28 | 2012-06-28
SRP08949 | SREC Solar | MATHER |  | 18.24 | 0 | Residential | 1 | NEW EGYPT | 8533 | 18 | MERCURY SOLAR SYSTEMS | JCP&L | No | Complete | 2012-02-21 | 2012-09-07 | 2012-09-19 | 2012-09-19
SRP08950 | SREC Solar | MATHER |  | 10.56 | 0 | Residential | 1 | NEW EGYPT | 8533 | 18 | MERCURY SOLAR SYSTEMS | JCP&L | No | Complete | 2012-02-21 | 2012-09-07 | 2012-09-19 | 2012-09-19
SRP08952 | SREC Solar | DAWSON |  | 11.4 | 0 | Residential | 1 | FRANKLINVILLE | 8322 | 15 | VERENGO SOLAR | AC Electric | No | Complete | 2012-02-21 | 2013-05-08 | 2013-05-17 | 2013-05-17
SRP08953 | SREC Solar | DUNN | MOUNT HOLLY MUNICPAL AUTHORITY | 1238.79 | 0 | Commercial | 1 | LUMBERTON | 8036 | 13 | VANGUARD ENERGY PARTNERS, LLC | PSE&G BPU | No | Complete | 2012-02-21 | 2013-07-29 | 2013-08-01 | 2013-08-01
SRP08955 | SREC Solar | CARFARO | 820 COLFAX, LLC | 87.36 | 0 | Commercial | 0 | KENILWORTH | 7033 | 10 | VANGUARD ENERGY PARTNERS, LLC | PSE&G BPU | No | Complete | 2012-02-21 | 2012-11-02 | 2013-01-03 | 2013-01-03
SRP08956 | SREC Solar | FIGLIO |  | 6.11 | 0 | Residential | 1 | PITTSGROVE | 8316 | 20 | RCL ENTERPRISES INC. | AC Electric | No | Complete | 2012-02-21 | 2012-04-04 | 2012-04-30 | 2012-04-30
SRP08958 | SREC Solar | CHEN |  | 10 | 0 | Residential | 0 | LIVINGSTON | 7039 | 9 | ACCORD POWER, INC. | PSE&G BPU | No | Complete | 2012-02-21 | 2013-03-04 | 2013-03-12 | 2013-03-12
SRP08959 | SREC Solar | CHEN |  | 8.82 | 0 | Residential | 0 | MONMOUTH JUNCTION | 8852 | 11 | SUNSHINE GREEN ENERGY USA, INC. | PSE&G BPU | No | Complete | 2012-02-21 | 2013-01-30 | 2013-02-11 | 2013-02-11
SRP08960 | SREC Solar | CROWE |  | 8.085 | 0 | Residential | 1 | MANCHESTER TWP | 8759 | 18 | SUNGEVITY, INC. | JCP&L | No | Complete | 2012-02-21 | 2012-09-21 | 2012-10-16 | 2012-10-16
SRP08961 | SREC Solar | WEIMMER |  | 8.4 | 0 | Residential | 1 | MANCHESTER | 8759 | 18 | ACOS ENERGY, LLC | JCP&L | No | Complete | 2012-02-21 | 2012-06-05 | 2012-06-13 | 2012-06-13
SRP08964 | SREC Solar | MIKESELL |  | 2.94 | 0 | Residential | 1 | CRANFORD | 7016 | 10 | SUNGEVITY, INC. | PSE&G BPU | No | Complete | 2012-02-21 | 2012-09-13 | 2012-10-01 | 2012-10-01
SRP08965 | SREC Solar | MORETTI |  | 8.64 | 0 | Residential | 1 | MANCHESTER | 8759 | 18 | ACOS ENERGY, LLC | JCP&L | No | Complete | 2012-02-21 | 2012-07-03 | 2012-07-20 | 2012-07-20
SRP08966 | SREC Solar | KIM |  | 8.46 | 0 | Residential | 1 | HACKETTSTOWN | 7840 | 2 | INDEPENDENT SOLAR | JCP&L | No | Complete | 2012-02-21 | 2012-06-27 | 2012-07-09 | 2012-07-09
SRP08969 | SREC Solar | RAO |  | 7.6 | 0 | Residential | 1 | SOUTH PLAINFIELD | 7080 | 11 | SUNGEVITY, INC. | PSE&G BPU | No | Complete | 2012-02-21 | 2012-10-23 | 2012-11-09 | 2012-11-09
SRP08970 | SREC Solar | FERNANDEZ |  | 4.7 | 0 | Residential | 1 | ELMWOOD PARK | 7407 | 7 | 1ST AMERICAN SOLAR | PSE&G BPU | No | Complete | 2012-02-21 | 2012-05-30 | 2012-06-08 | 2012-06-08
SRP08971 | SREC Solar | PUMARADA |  | 4.56 | 0 | Residential | 1 | KENILWORTH | 7033 | 10 | SUNGEVITY, INC. | PSE&G BPU | No | Complete | 2012-02-21 | 2012-09-21 | 2012-10-16 | 2012-10-16
SRP08972 | SREC Solar | CARSKY-WILSON |  | 7 | 0 | Residential | 0 | HOPEWELL | 8525 | 12 | 4 BESTSOLAR | PSE&G BPU | No | Complete | 2012-02-21 | 2012-06-20 | 2012-07-13 | 2012-07-13
SRP08975 | SREC Solar | DICKEY |  | 5.5 | 0 | Residential | 1 | MIDDLETOWN | 7748 | 17 | GARDEN STATE SOLAR LLC | JCP&L | No | Complete | 2012-02-21 | 2012-10-12 | 2012-11-06 | 2012-11-06
SRP08977 | SREC Solar | GRUNET | S+G ASSOCIATES | 12.925 | 0 | Commercial | 1 | PISCATAWAY | 8854 | 11 | GARDEN STATE SOLAR LLC | PSE&G BPU | No | Complete | 2012-02-21 | 2013-01-08 | 2013-01-25 | 2013-01-25
SRP08978 | SREC Solar | MONROE |  | 9.5 | 0 | Residential | 1 | WOOLWICH TWP | 8085 | 15 | VERENGO SOLAR | AC Electric | No | Complete | 2012-02-21 | 2013-03-12 | 2013-03-20 | 2013-03-20
SRP08979 | SREC Solar | FLELLATO | J&L AUTO | 7 | 0 | Commercial | 1 | KEANSBURG | 7734 | 17 | GARDEN STATE SOLAR LLC | JCP&L | No | Complete | 2012-02-21 | 2012-10-09 | 2012-10-22 | 2012-10-22
SRP08981 | SREC Solar | IACOBINO |  | 7.44 | 0 | Residential | 0 | MT. OLIVE | 7828 | 3 | CORBIN SOLAR SOLUTIONS, LLC | JCP&L | No | Complete | 2012-02-21 | 2012-04-23 | 2012-05-09 | 2012-05-09
SRP08982 | SREC Solar | RULLO |  | 5.17 | 0 | Residential | 1 | MONROE TWP | 8831 | 11 | INDEPENDENT SOLAR | JCP&L | No | Complete | 2012-02-21 | 2012-04-03 | 2012-04-25 | 2012-04-25
SRP08983 | SREC Solar | EBNER |  | 7.52 | 0 | Residential | 1 | BRIDGEWATER | 8807 | 5 | INDEPENDENT SOLAR | PSE&G BPU | No | Complete | 2012-02-21 | 2012-05-03 | 2012-05-17 | 2012-05-17
SRP08984 | SREC Solar | GAMBLE |  | 8.8 | 0 | Residential | 0 | PITTSGROVE | 8318 | 16 | KOPP ELECTRIC COMPANY | AC Electric | No | Complete | 2012-02-21 | 2012-04-20 | 2012-05-09 | 2012-05-09
SRP08985 | SREC Solar | SHEPPARD |  | 7.5 | 0 | Residential | 1 | TOMS RIVER | 8753 | 18 | TRINITY HEATING AND AIR | JCP&L | No | Complete | 2012-02-21 | 2012-04-30 | 2012-05-15 | 2012-05-15
SRP08986 | SREC Solar | MORA |  | 8.25 | 0 | Residential | 1 | BURLINGTON | 8016 | 13 | TRINITY HEATING AND AIR | PSE&G BPU | No | Complete | 2012-02-21 | 2012-04-17 | 2012-04-30 | 2012-04-30
SRP08987 | SREC Solar | MARVIN |  | 6 | 0 | Residential | 1 | PEMBERTON | 8068 | 13 | TRINITY HEATING AND AIR | JCP&L | No | Complete | 2012-02-21 | 2012-03-23 | 2012-04-22 | 2012-04-22
SRP08988 | SREC Solar | HOAGLAND |  | 7.22 | 0 | Residential | 1 | ALLENTOWN | 8501 | 17 | TRINITY HEATING AND AIR | PSE&G BPU | No | Complete | 2012-02-21 | 2012-04-27 | 2012-05-11 | 2012-05-11
SRP08989 | SREC Solar | KRZYWICKI |  | 7.2 | 0 | Residential | 0 | TRENTON | 8610 | 12 | TRINITY HEATING AND AIR | PSE&G BPU | No | Complete | 2012-02-21 | 2012-04-27 | 2012-05-17 | 2012-05-17
SRP08990 | SREC Solar | KOCHARLAKOTA |  | 11.5 | 0 | Residential | 0 | SHREWSBURY | 7702 | 17 | GARDEN STATE SOLAR LLC | JCP&L | No | Complete | 2012-02-21 | 2012-10-01 | 2012-10-18 | 2012-10-18
SRP08991 | SREC Solar | CENTONZE |  | 7.98 | 0 | Residential | 1 | CHERRY HILL | 8003 | 14 | TRINITY HEATING AND AIR | PSE&G BPU | No | Complete | 2012-02-21 | 2012-04-27 | 2012-05-11 | 2012-05-11
SRP08995 | SREC Solar | PANTALONE | UNIVERS WORKPLACE BENEFITS | 236.21 | 0 | Commercial | 1 | HAMMONTON | 8037 | 19 | RAY ANGELINI, INC. | AC Electric | No | Complete | 2012-02-21 | 2012-08-13 | 2012-08-23 | 2012-08-23
SRP08999 | SREC Solar | PIMENTEL | CONTINENTAL TRADING & HARDWARE 2 | 327.6 | 0 | Commercial | 1 | NEWARK | 7105 | 9 | GEOGENIX | PSE&G BPU | No | Complete | 2012-02-21 | 2013-03-05 | 2013-03-18 | 2013-03-18
SRP09000 | SREC Solar | PIKE |  | 19.32 | 0 | Residential | 1 | PITTSGROVE | 8318 | 16 | MERCURY SOLAR SYSTEMS | AC Electric | No | Complete | 2012-02-21 | 2012-10-15 | 2012-11-05 | 2012-11-05
SRP09001 | SREC Solar | KELL | LAKESIDE MIDDLE SCHOOL | 201.63 | 0 | School Public K-12 | 0 | MILLVILLE | 8332 | 20 | PROGRESSIVE ELECTRIC, INC. | AC Electric | No | Complete | 2012-02-28 | 2012-08-16 | 2012-08-24 | 2012-08-24
SRP09002 | SREC Solar | SITNICK |  | 6.24 | 0 | Residential | 1 | ENGLISHTOWN | 7726 | 17 | TRINITY HEATING AND AIR | JCP&L | No | Complete | 2012-02-21 | 2012-05-07 | 2012-05-18 | 2012-05-18
SRP09003 | SREC Solar | COHEN | AUTO ACTION DISTRIBUTORS INC | 100.32 | 0 | Commercial | 1 | KENILWORTH | 7033 | 10 | TRINITY HEATING AND AIR | PSE&G BPU | No | Complete | 2012-02-21 | 2012-08-10 | 2012-08-20 | 2012-08-20
SRP09004 | SREC Solar | LACKOW |  | 9.36 | 0 | Residential | 1 | EAST WINDSOR | 8520 | 12 | TRINITY HEATING AND AIR | JCP&L | No | Complete | 2012-02-21 | 2012-03-30 | 2012-04-23 | 2012-04-23
SRP09005 | SREC Solar | HAHN |  | 9.6 | 0 | Residential | 1 | MORRISTOWN | 7960 | 3 | GEOSCAPE SOLAR | JCP&L | No | Complete | 2012-02-21 | 2012-10-03 | 2012-10-22 | 2012-10-22
SRP09006 | SREC Solar | STURLA |  | 9.8 | 0 | Residential | 0 | HILLSBOROUGH | 8844 | 5 | AMERICAN RENEWABLE ENERGY, INC | JCP&L | No | Complete | 2012-02-21 | 2012-09-19 | 2012-10-03 | 2012-10-03
SRP09007 | SREC Solar | PARK | MODERN SPORTSWEAR | 94.25 | 0 | Commercial | 0 | MOONACHIE | 7074 | 7 | AMBERJACK SOLAR ENERGY | PSE&G BPU | No | Complete | 2012-02-21 | 2012-12-18 | 2012-12-26 | 2012-12-26
SRP09008 | SREC Solar | WANG |  | 8.82 | 0 | Residential | 0 | NORTH BRUNSWICK | 8902 | 11 | AMERICAN RENEWABLE ENERGY, INC | PSE&G BPU | No | Complete | 2012-02-21 | 2012-09-19 | 2012-10-04 | 2012-10-04
SRP09009 | SREC Solar | GIAMBELLUCA |  | 5.17 | 0 | Residential | 1 | HAM. TWP. | 8610 | 12 | INDEPENDENT SOLAR | PSE&G BPU | No | Complete | 2012-02-21 | 2012-05-02 | 2012-05-15 | 2012-05-15
SRP09010 | SREC Solar | MASCIOLI |  | 6.37 | 0 | Residential | 0 | HAMMONTON | 8037 | 19 | GUERRIER ELECTRIC | AC Electric | No | Complete | 2012-02-21 | 2012-06-05 | 2012-06-15 | 2012-06-15
SRP09011 | SREC Solar | BIGLER |  | 9.25 | 0 | Residential | 1 | BROWNS MILLS | 8015 | 13 | TRINITY HEATING AND AIR | JCP&L | No | Complete | 2012-02-21 | 2012-04-10 | 2012-04-30 | 2012-04-30
SRP09012 | SREC Solar | LARKIN |  | 5.7 | 0 | Residential | 0 | TRENTON | 8690 | 12 | TRINITY HEATING AND AIR | PSE&G BPU | No | Complete | 2012-02-21 | 2012-03-29 | 2012-04-22 | 2012-04-22
SRP09013 | SREC Solar | RICE JR. |  | 11 | 0 | Residential | 1 | BORDENTOWN | 8505 | 13 | TRINITY HEATING AND AIR | PSE&G BPU | No | Complete | 2012-02-21 | 2012-04-17 | 2012-04-30 | 2012-04-30
SRP09014 | SREC Solar | MOLNAR | DIAGNOSTIC SERVICES INC. | 5.4 | 0 | Commercial | 0 | MIDDLESEX | 8846 | 11 | ECOLOGICAL SYSTEMS BY WATER WIZARD | PSE&G BPU | No | Complete | 2012-02-21 | 2012-12-07 | 2012-12-13 | 2012-12-13
SRP09016 | SREC Solar | FRIENDLY | FRIENDLY STORAGE CENTER | 16.128 | 0 | Commercial | 1 | MIDDLESEX | 8846 | 11 | ECOLOGICAL SYSTEMS BY WATER WIZARD | PSE&G BPU | No | Complete | 2012-02-21 | 2013-11-20 | 2013-12-30 | 2013-12-30
SRP09017 | SREC Solar | SCHIFF | B&S TIRE | 31.4 | 0 | Commercial | 1 | FREEHOLD | 7728 | 17 | ECOLOGICAL SYSTEMS BY WATER WIZARD | JCP&L | No | Complete | 2012-02-21 | 2012-12-04 | 2012-12-07 | 2012-12-07
SRP09018 | SREC Solar | KELL | SENIOR HIGH SCHOOL | 152.75 | 0 | Commercial | 0 | MILLVILLE | 8332 | 20 | DPR ELECTRIC, INC | AC Electric | No | Complete | 2012-02-28 | 2012-08-16 | 2012-09-13 | 2012-09-13
SRP09019 | SREC Solar | GBUR |  | 6.3 | 0 | Residential | 1 | TOMS RIVER | 8757 | 18 | ECOLOGICAL SYSTEMS BY WATER WIZARD | JCP&L | No | Complete | 2012-02-21 | 2013-02-12 | 2013-03-19 | 2013-03-19
SRP09020 | SREC Solar | OLIVERA |  | 4.9 | 0 | Residential | 0 | NEWARK | 7114 | 9 | AMERICAN RENEWABLE ENERGY, INC | PSE&G BPU | No | Complete | 2012-02-21 | 2012-09-21 | 2012-10-16 | 2012-10-16
SRP09021 | SREC Solar | SHERVINGTON |  | 5.17 | 0 | Residential | 1 | WILLINGBORO | 8046 | 13 | TRINITY HEATING AND AIR | PSE&G BPU | No | Complete | 2012-02-21 | 2013-01-10 | 2013-01-29 | 2013-01-29
SRP09022 | SREC Solar | MUROFF |  | 9 | 0 | Residential | 1 | EAST WINDSOR | 8512 | 11 | TRINITY HEATING AND AIR | JCP&L | No | Complete | 2012-02-21 | 2012-03-26 | 2012-04-23 | 2012-04-23
SRP09023 | SREC Solar | KERMIZIAN |  | 10 | 0 | Residential | 1 | SOMERSET | 8873 | 5 | TRINITY HEATING AND AIR | PSE&G BPU | No | Complete | 2012-02-21 | 2012-04-17 | 2012-04-30 | 2012-04-30
SRP09024 | SREC Solar | CAPRUSO |  | 9 | 0 | Residential | 1 | JACKSON | 8527 | 18 | TRINITY HEATING AND AIR | JCP&L | No | Complete | 2012-02-21 | 2012-04-25 | 2012-05-11 | 2012-05-11
SRP09026 | SREC Solar | SMITH | MILK INDUSTRY MANAGEMENT CORP | 308 | 0 | Commercial | 0 | BURLINGTON | 8016 | 13 | SIGNATURE SOLAR | PSE&G BPU | No | Complete | 2012-02-21 | 2012-03-09 | 2012-04-22 | 2012-04-22
SRP09027 | SREC Solar | GARRIDO |  | 3.995 | 0 | Residential | 1 | BUDD LAKE | 7828 | 3 | VIVINT SOLAR | JCP&L | No | Complete | 2012-02-21 | 2012-05-23 | 2012-06-04 | 2012-06-04
SRP09028 | SREC Solar | WILLS |  | 6.3 | 0 | Residential | 0 | SCOTCH PLAINS | 7076 | 10 | SOLAR ENERGY WORLD-W | PSE&G BPU | No | Complete | 2012-02-21 | 2012-04-19 | 2012-05-09 | 2012-05-09
SRP09031 | SREC Solar | DONOVAN |  | 9.9 | 0 | Residential | 1 | WALL | 7753 | 17 | GEOGENIX | JCP&L | No | Complete | 2012-02-21 | 2012-10-15 | 2012-11-02 | 2012-11-02
SRP09033 | SREC Solar | HENNEN |  | 5 | 0 | Residential | 1 | HOWELL | 7731 | 17 | TRINITY HEATING AND AIR | JCP&L | No | Complete | 2012-02-21 | 2012-04-27 | 2012-05-11 | 2012-05-11
SRP09034 | SREC Solar | VENTURA |  | 2.35 | 0 | Residential | 1 | BELLEVILLE | 7109 | 9 | VIVINT SOLAR | PSE&G BPU | No | Complete | 2012-02-21 | 2012-05-18 | 2012-06-06 | 2012-06-06
SRP09035 | SREC Solar | RODRIGUEZ |  | 3.055 | 0 | Residential | 1 | MOONACHIE | 7074 | 7 | VIVINT SOLAR | PSE&G BPU | No | Complete | 2012-02-21 | 2013-01-15 | 2013-02-01 | 2013-02-01
SRP09037 | SREC Solar | JOHNSON |  | 8.5 | 0 | Residential | 1 | TOMS RIVER | 8753 | 18 | TRINITY HEATING AND AIR | JCP&L | No | Complete | 2012-02-21 | 2012-06-19 | 2012-06-21 | 2012-06-21
SRP09039 | SREC Solar | SIMONVICH |  | 10.75 | 0 | Residential | 1 | HAMILTON | 8620 | 12 | TRINITY HEATING AND AIR | PSE&G BPU | No | Complete | 2012-02-21 | 2012-07-12 | 2012-07-23 | 2012-07-23
SRP09040 | SREC Solar | CORREA |  | 6.76 | 0 | Residential | 1 | EGG HARBOR | 8234 | 19 | GREENPOINTE ENERGY | AC Electric | No | Complete | 2012-02-21 | 2013-03-27 | 2013-05-23 | 2013-05-23
SRP09041 | SREC Solar | SADIQ | BROWNS MILLS DENTAL | 23.28 | 0 | Commercial | 0 | BROWNS MILLS | 8018 | 14 | TRINITY HEATING AND AIR | JCP&L | No | Complete | 2012-02-21 | 2012-06-12 | 2012-06-28 | 2012-06-28
SRP09042 | SREC Solar | MCGOVERN |  | 2.585 | 0 | Residential | 1 | N. ARLINGTON | 7031 | 7 | VIVINT SOLAR | PSE&G BPU | No | Complete | 2012-02-21 | 2013-01-03 | 2013-05-06 | 2013-05-06
SRP09044 | SREC Solar | GARRIDO |  | 3.76 | 0 | Residential | 1 | BELLEVILLE | 7109 | 9 | VIVINT SOLAR | PSE&G BPU | No | Complete | 2012-02-21 | 2012-12-27 | 2013-01-07 | 2013-01-07
SRP09045 | SREC Solar | DOLAN |  | 3.76 | 0 | Residential | 1 | N. ARLINGTON | 7031 | 7 | VIVINT SOLAR | PSE&G BPU | No | Complete | 2012-02-21 | 2012-05-10 | 2012-05-24 | 2012-05-24
SRP09046 | SREC Solar | DESMEDT |  | 2.475 | 0 | Residential | 0 | BOONTON | 7005 | 3 | CORBIN SOLAR SOLUTIONS, LLC | JCP&L | No | Complete | 2012-02-21 | 2012-04-23 | 2012-05-22 | 2012-05-22
SRP09047 | SREC Solar | BYRNE |  | 5.76 | 0 | Residential | 0 | OLD BRIDGE | 8857 | 11 | CORBIN SOLAR SOLUTIONS, LLC | JCP&L | No | Complete | 2012-02-21 | 2012-05-30 | 2012-06-08 | 2012-06-08
SRP09048 | SREC Solar | BRILES |  | 7.05 | 0 | Residential | 0 | PITTSGROVE | 8318 | 16 | CORBIN SOLAR SOLUTIONS, LLC | AC Electric | No | Complete | 2012-02-21 | 2012-04-04 | 2012-04-26 | 2012-04-26
SRP09049 | SREC Solar | DEROIAN |  | 5.17 | 0 | Residential | 1 | WALL | 7719 | 17 | SOLARCITY CORPORATION | JCP&L | No | Complete | 2012-02-21 | 2012-08-27 | 2012-09-06 | 2012-09-06
SRP09050 | SREC Solar | RUNK |  | 13.16 | 0 | Residential | 1 | HOPEWELL | 8525 | 12 | SOLARCITY CORPORATION | JCP&L | No | Complete | 2012-02-21 | 2012-05-25 | 2012-06-08 | 2012-06-08
SRP09051 | SREC Solar | AMBERGER |  | 6.58 | 0 | Residential | 1 | FREEHOLD | 7728 | 17 | SOLARCITY CORPORATION | JCP&L | No | Complete | 2012-02-21 | 2012-12-04 | 2012-12-07 | 2012-12-07
SRP09052 | SREC Solar | NATICCHIA | NATICCHIAS WOODWORKING | 65.52 | 0 | Commercial | 0 | EWING | 8638 | 12 | NEXUS SOLAR LLC | PSE&G BPU | No | Complete | 2012-02-21 | 2013-07-01 | 2013-07-08 | 2013-07-08
SRP09053 | SREC Solar | FONES | KENNETH FONES CONSTRUCTION | 18.33 | 0 | Commercial | 0 | WOODSTOWN | 8098 | 16 | A GREEN EARTH ELECTRIC LLC | AC Electric | No | Complete | 2012-02-21 | 2013-01-30 | 2013-02-11 | 2013-02-11
SRP09054 | SREC Solar | VILLANUEVA |  | 8.4 | 0 | Residential | 1 | COLUMBUS | 8022 | 13 | ROOF DIAGNOSTICS INC | PSE&G BPU | No | Complete | 2012-02-21 | 2012-11-15 | 2012-11-27 | 2012-11-27
SRP09055 | SREC Solar | PAGLIA |  | 10.58 | 0 | Residential | 1 | TINTON FALLS | 7724 | 17 | RELIABLE POWER SERVICES, INC. | JCP&L | No | Complete | 2012-02-21 | 2012-05-31 | 2012-06-08 | 2012-06-08
SRP09056 | SREC Solar | GORHAM |  | 5.152 | 0 | Residential | 0 | MANTUA | 8052 | 13 | DAN MAGUIRE ELECTRIC, LLC | AC Electric | No | Complete | 2012-02-21 | 2012-11-29 | 2012-12-20 | 2012-12-20
SRP09059 | SREC Solar | MARCHELLE |  | 11.44 | 0 | Residential | 1 | EGG HARBOR TWP | 8234 | 19 | GREENPOINTE ENERGY | AC Electric | No | Complete | 2012-02-21 | 2013-03-25 | 2013-04-09 | 2013-04-09
SRP09060 | SREC Solar | FLATT | WALLKILL VALLEY REGIONAL H.S. | 648.96 | 0 | Commercial | 0 | HAMBURG | 7419 | 1 | SMAC | JCP&L | No | Complete | 2012-02-21 | 2012-05-01 | 2012-05-15 | 2012-05-15
SRP09061 | SREC Solar | EBRAHIM |  | 8.28 | 0 | Residential | 0 | PISCATAWAY | 8854 | 11 | AMERICAN RENEWABLE ENERGY, INC | PSE&G BPU | No | Complete | 2012-02-21 | 2012-06-21 | 2012-07-05 | 2012-07-05
SRP09062 | SREC Solar | LIAW |  | 9.6 | 0 | Residential | 0 | PLAINSBORO | 8536 | 11 | AMERICAN RENEWABLE ENERGY, INC | PSE&G BPU | No | Complete | 2012-02-21 | 2012-10-02 | 2012-10-22 | 2012-10-22
SRP09063 | SREC Solar | CRUZ | EC ENERGY PARTNERS-RAYMOND PL | 90.48 | 0 | Commercial | 1 | NEWARK | 7105 | 9 | GEOGENIX | PSE&G BPU | No | Complete | 2012-02-27 | 2013-03-19 | 2013-04-22 | 2013-04-22
SRP09064 | SREC Solar | CHALAS | INSERRA SUPERMARKETS LLC | 323.675 | 0 | Commercial | 1 | RAMSEY | 7446 | 7 | CB ELECTRIC, INC. | Orange & Rockland Elec | No | Complete | 2012-02-21 | 2012-07-16 | 2012-08-02 | 2012-08-02
SRP09065 | SREC Solar | CHALAS | INSERRA SUPERMARKETS LLC | 166.32 | 0 | Commercial | 1 | FAIRLAWN | 7410 | 7 | CB ELECTRIC, INC. | PSE&G BPU | No | Complete | 2012-02-21 | 2012-07-09 | 2012-07-20 | 2012-07-20
SRP09066 | SREC Solar | VAONAKIS |  | 6.37 | 0 | Residential | 1 | TOMS RIVER | 8757 | 18 | SUNGEVITY, INC. | JCP&L | No | Complete | 2012-02-21 | 2012-07-25 | 2012-08-10 | 2012-08-10
SRP09067 | SREC Solar | ANNASWAMY |  | 6.37 | 0 | Residential | 1 | EDISON | 8820 | 11 | SUNGEVITY, INC. | PSE&G BPU | No | Complete | 2012-02-21 | 2013-01-25 | 2013-02-11 | 2013-02-11
SRP09069 | SREC Solar | PATEL |  | 5.51 | 0 | Residential | 1 | EDISON | 8817 | 11 | SUNGEVITY, INC. | PSE&G BPU | No | Complete | 2012-02-21 | 2012-07-31 | 2012-09-28 | 2012-09-28
SRP09070 | SREC Solar | PARAUDA |  | 8.085 | 0 | Residential | 1 | RED BANK | 7701 | 17 | SUNGEVITY, INC. | JCP&L | No | Complete | 2012-02-21 | 2012-08-27 | 2012-09-05 | 2012-09-05
SRP09071 | SREC Solar | LUTZ |  | 6.72 | 0 | Residential | 0 | CARTERET | 7008 | 11 | ARROW ELECTRIC SERVICES, INC. | PSE&G BPU | No | Complete | 2012-02-21 | 2013-01-14 | 2013-01-28 | 2013-01-28
SRP09073 | SREC Solar | GOODING | O.C.E.A.N, INC. TUCKERTON HEAD STAR | 22.56 | 0 | Non Profit | 1 | TUCKERTON | 8087 | 18 | MERCURY SOLAR SYSTEMS - PORT CHESTER | AC Electric | No | Complete | 2012-02-21 | 2012-08-20 | 2012-08-29 | 2012-08-29
SRP09075 | SREC Solar | FRITZ |  | 13.8 | 0 | Residential | 0 | ANDOVER | 7821 | 1 | SOLAR ENERGY WORLD-W | JCP&L | No | Complete | 2012-02-21 | 2012-04-10 | 2012-05-15 | 2012-05-15
SRP09076 | SREC Solar | FLEISCHER |  | 8 | 0 | Residential | 1 | MATAWAN | 7747 | 17 | TRINITY HEATING AND AIR | JCP&L | No | Complete | 2012-02-21 | 2012-05-07 | 2012-05-22 | 2012-05-22
SRP09077 | SREC Solar | LANGEVEID | GARDEN STATE BULB CO, LLC | 406.12 | 0 | Commercial | 1 | VINELAND | 8360 | 20 | CB ELECTRIC, INC. | Vineland Muni Elec | No | Complete | 2012-02-21 | 2012-06-29 | 2012-07-20 | 2012-07-20
SRP09078 | SREC Solar | RINALDI |  | 8.58 | 0 | Residential | 1 | FORKED RIVER | 8731 | 18 | GREENPOINTE ENERGY | JCP&L | No | Complete | 2012-02-21 | 2013-03-27 | 2013-04-17 | 2013-04-17
SRP09079 | SREC Solar | ZAFIS |  | 9.6 | 0 | Residential | 1 | BARNEGAT | 8005 | 18 | TRINITY HEATING AND AIR | JCP&L | No | Complete | 2012-02-21 | 2012-04-17 | 2012-04-30 | 2012-04-30
SRP09080 | SREC Solar | WOERMER |  | 11.96 | 0 | Residential | 1 | BAYVILLE | 8721 | 18 | GREENPOINT ENERGY | JCP&L | No | Complete | 2012-02-21 | 2013-03-27 | 2013-04-17 | 2013-04-17
SRP09081 | SREC Solar | PENA |  | 9.12 | 0 | Residential | 1 | HOWELL | 7731 | 17 | TRINITY HEATING AND AIR | JCP&L | No | Complete | 2012-02-21 | 2012-05-23 | 2012-06-04 | 2012-06-04
SRP09082 | SREC Solar | SCHUBER |  | 6.08 | 0 | Residential | 1 | BRICK | 8724 | 18 | TRINITY HEATING AND AIR | JCP&L | No | Complete | 2012-02-21 | 2012-05-25 | 2012-06-08 | 2012-06-08
SRP09084 | SREC Solar | TOLAN |  | 6.24 | 0 | Residential | 1 | BRICK | 8724 | 18 | TRINITY HEATING AND AIR | JCP&L | No | Complete | 2012-02-21 | 2012-08-27 | 2012-09-11 | 2012-09-11
SRP09085 | SREC Solar | GOODING | O.C.E.A.N., INC (BRICK HEAD START) | 21.84 | 0 | Non Profit | 1 | BRICK | 8723 | 18 | MERCURY SOLAR SYSTEMS - PORT CHESTER | JCP&L | No | Complete | 2012-02-21 | 2012-08-07 | 2012-08-16 | 2012-08-16
SRP09086 | SREC Solar | GOODING | O.C.E.A.N., INC (CHILD CTR) | 17.28 | 0 | Non Profit | 1 | TOMS RIVER | 8753 | 18 | MERCURY SOLAR SYSTEMS - PORT CHESTER | JCP&L | No | Complete | 2012-02-21 | 2012-08-16 | 2012-08-29 | 2012-08-29
SRP09087 | SREC Solar | LEVI | BAIS CHINUCH L'BONOS BAIS RUCHEL | 122.1 | 0 | Non Profit | 1 | LAKEWOOD | 8701 | 18 | GREEN POWER DEVELOPERS, LLC | JCP&L | No | Complete | 2012-02-21 | 2012-06-05 | 2012-06-15 | 2012-06-15
SRP09089 | SREC Solar | KELLY | TRI-COUNTY COMMUNITY ACTION | 47.28 | 0 | Non Profit | 1 | GLASSBORO | 8028 | 15 | MERCURY SOLAR SYSTEMS - PORT CHESTER | AC Electric | No | Complete | 2012-02-21 | 2013-02-07 | 2013-02-26 | 2013-02-26
SRP09090 | SREC Solar | MARCHETTI |  | 4.08 | 0 | Residential | 1 | WESTFIELD | 7090 | 10 | ALTERNATIVE LIGHT & ENERGY SOLUTIONS LLC | PSE&G BPU | No | Complete | 2012-02-21 | 2012-05-09 | 2012-05-22 | 2012-05-22
SRP09091 | SREC Solar | ZUECH |  | 6.67 | 0 | Residential | 0 | TOMS RIVER | 8753 | 18 | SOLAR ENERGY WORLD-W | JCP&L | No | Complete | 2012-02-21 | 2012-03-20 | 2012-04-23 | 2012-04-23
SRP09093 | SREC Solar | NAVARRO | COOPER PEST SOLUTIONS | 28.665 | 0 | Commercial | 0 | LAWRENCEVILLE | 8648 | 12 | 4 BESTSOLAR | PSE&G BPU | No | Complete | 2012-02-21 | 2012-06-21 | 2012-07-13 | 2012-07-13
SRP09094 | SREC Solar | HIGGINS |  | 12.88 | 0 | Residential | 0 | BRIDGEWATER | 8807 | 5 | ECO SOLAR SOLUTIONS LLC | JCP&L | No | Complete | 2012-02-21 | 2013-04-12 | 2013-04-26 | 2013-04-26
SRP09097 | SREC Solar | MEDERO |  | 3.08 | 0 | Residential | 1 | TOMS RIVER | 8757 | 18 | SOLARCITY CORPORATION | JCP&L | No | Complete | 2012-02-21 | 2012-12-07 | 2012-12-13 | 2012-12-13
SRP09098 | SREC Solar | KLATT |  | 5.5 | 0 | Residential | 1 | TURNERSVILLE | 8012 | 14 | SOLARCITY CORPORATION | AC Electric | No | Complete | 2012-02-21 | 2012-12-07 | 2013-03-18 | 2013-03-18
SRP09099 | SREC Solar | TRENTACOSTI |  | 14.16 | 0 | Residential | 1 | MILLSTONE TWP | 8535 | 17 | SOLARCITY CORPORATION | JCP&L | No | Complete | 2012-02-21 | 2012-09-24 | 2012-10-16 | 2012-10-16
SRP09100 | SREC Solar | GHARSE |  | 2.58 | 0 | Residential | 1 | EDISON | 8820 | 11 | SOLARCITY CORPORATION | PSE&G BPU | No | Complete | 2012-02-21 | 2012-10-17 | 2012-11-06 | 2012-11-06
SRP09101 | SREC Solar | SCHONWIT |  | 23.5 | 0 | Residential | 1 | TOMS RIVER | 8753 | 18 | SOLARCITY CORPORATION | JCP&L | No | Complete | 2012-02-21 | 2013-02-22 | 2013-03-07 | 2013-03-07
SRP09102 | SREC Solar | CHANCE |  | 5.61 | 0 | Residential | 1 | MILLVILLE | 8332 | 20 | RCL ENTERPRISES INC. | AC Electric | No | Complete | 2012-02-21 | 2012-04-26 | 2012-05-10 | 2012-05-10
SRP09103 | SREC Solar | SCELSO |  | 7.14 | 0 | Residential | 1 | CLEMENTON | 8021 | 14 | RCL ENTERPRISES INC. | AC Electric | No | Complete | 2012-02-21 | 2012-05-18 | 2012-06-06 | 2012-06-06
SRP09106 | SREC Solar | SKIDMORE |  | 4.08 | 0 | Residential | 0 | MT. LAUREL | 8054 | 13 | CORBIN SOLAR SOLUTIONS, LLC | PSE&G BPU | No | Complete | 2012-02-21 | 2012-06-07 | 2012-06-19 | 2012-06-19
SRP09107 | SREC Solar | CAROLL |  | 16.32 | 0 | Residential | 0 | BORDENTOWN | 8505 | 13 | ARROW ELECTRIC SERVICES, INC. | PSE&G BPU | No | Complete | 2012-02-21 | 2012-03-01 | 2012-04-11 | 2012-04-11
SRP09108 | SREC Solar | ARANA |  | 2.82 | 0 | Residential | 1 | BELLEVILLE | 7109 | 9 | VIVINT SOLAR | PSE&G BPU | No | Complete | 2012-02-28 | 2013-05-31 | 2013-06-05 | 2013-06-05
SRP09109 | SREC Solar | HAJEN |  | 3.525 | 0 | Residential | 1 | MAYWOOD | 7607 | 7 | VIVINT SOLAR | PSE&G BPU | No | Complete | 2012-02-28 | 2012-08-27 | 2012-09-11 | 2012-09-11
SRP09110 | SREC Solar | PICCIRILLO |  | 6.21 | 0 | Residential | 0 | GLENWOOD | 7418 | 1 | CORBIN SOLAR SOLUTIONS, LLC | JCP&L | No | Complete | 2012-02-28 | 2012-07-06 | 2012-09-05 | 2012-09-05
SRP09111 | SREC Solar | LAVENIA | MUNICPAL BUILDING | 76.14 | 0 | Commercial | 0 | MAPLE SHADE | 8052 | 13 | EMSA SOLAR | PSE&G BPU | No | Complete | 2012-02-28 | 2012-06-07 | 2012-06-19 | 2012-06-19
SRP09113 | SREC Solar | KRICUN | CAMDEN COUNTY MUNICPAL UTILITY | 1807 | 0 | Government Facility | 1 | CAMDEN | 8104 | 14 | GLOBAL RESOURCE OPTIONS | PSE&G BPU | No | Complete | 2012-02-28 | 2012-10-31 | 2012-11-06 | 2012-11-06
SRP09114 | SREC Solar | MOLNAR |  | 6.48 | 0 | Residential | 0 | RARITAN | 8869 | 5 | 1ST LIGHT ENERGY, INC. | PSE&G BPU | No | Complete | 2012-02-28 | 2012-07-30 | 2012-09-17 | 2012-09-17
SRP09116 | SREC Solar | PORTELLI |  | 4.7 | 0 | Residential | 1 | KEARNY | 7032 | 8 | VIVINT SOLAR | PSE&G BPU | No | Complete | 2012-02-28 | 2013-02-19 | 2013-03-05 | 2013-03-05
SRP09118 | SREC Solar | SHAW |  | 6.21 | 0 | Residential | 1 | OCEAN | 7712 | 17 | SOLAR SYSTEMS LEASING LLC | JCP&L | No | Complete | 2012-02-28 | 2013-04-17 | 2013-05-03 | 2013-05-03
SRP09119 | SREC Solar | MEKLUNE |  | 5.17 | 0 | Residential | 1 | CARTERET | 7008 | 11 | SOLAR SYSTEMS LEASING LLC | PSE&G BPU | No | Complete | 2012-02-28 | 2014-01-02 | 2014-01-17 | 2014-01-17
SRP09122 | SREC Solar | APPELLO |  | 6.58 | 0 | Residential | 1 | BERKLEY | 8757 | 18 | SOLAR SYSTEMS LEASING LLC | JCP&L | No | Complete | 2012-02-28 | 2013-04-17 | 2013-05-06 | 2013-05-06
SRP09123 | SREC Solar | QUACKENBUSH |  | 14.72 | 0 | Residential | 1 | OCEANPORT | 7757 | 17 | SOLAR SYSTEMS LEASING LLC | JCP&L | No | Complete | 2012-02-28 | 2013-04-17 | 2013-05-03 | 2013-05-03
SRP09125 | SREC Solar | PLATT |  | 7.52 | 0 | Residential | 1 | TOMS RIVER | 8757 | 18 | SOLAR SYSTEMS LEASING LLC | JCP&L | No | Complete | 2012-02-28 | 2013-04-17 | 2013-05-06 | 2013-05-06
SRP09127 | SREC Solar | BETANCOURT |  | 5.17 | 0 | Residential | 1 | LONG BRANCH | 7740 | 17 | SOLAR SYSTEMS LEASING LLC | JCP&L | No | Complete | 2012-02-28 | 2014-01-02 | 2014-01-17 | 2014-01-17
SRP09129 | SREC Solar | THIGPEN |  | 3.85 | 0 | Residential | 0 | PRINCETON | 8540 | 12 | SKY HIGH ENERGY, LLC | PSE&G BPU | No | Complete | 2012-02-28 | 2012-03-21 | 2012-04-22 | 2012-04-22
SRP09130 | SREC Solar | GAUTHIER |  | 5.64 | 0 | Residential | 1 | TOMS RIVER | 8757 | 18 | SOLAR SYSTEMS LEASING LLC | JCP&L | No | Complete | 2012-02-28 | 2013-04-17 | 2015-03-03 | 2015-03-03
SRP09131 | SREC Solar | GALLO |  | 6.9 | 0 | Residential | 1 | OCEANPORT | 7757 | 17 | SOLAR SYSTEMS LEASING LLC | JCP&L | No | Complete | 2012-02-28 | 2013-04-17 | 2013-05-06 | 2013-05-06
SRP09132 | SREC Solar | SEXTON |  | 7.285 | 0 | Residential | 1 | BRIELLE | 8730 | 17 | SOLAR SYSTEMS LEASING LLC | JCP&L | No | Complete | 2012-02-28 | 2013-04-17 | 2013-05-06 | 2013-05-06
SRP09133 | SREC Solar | KLINEWSKI |  | 14.455 | 0 | Residential | 0 | CEDAR BROOK | 8018 | 14 | CORNERSTONE ELECTRICAL CONTRACTOR, LLC | AC Electric | No | Complete | 2012-02-28 | 2012-04-03 | 2012-04-25 | 2012-04-25
SRP09134 | SREC Solar | SCHMIDT |  | 8.695 | 0 | Residential | 1 | HAMMONTON | 8037 | 19 | SEA BRIGHT SOLAR, LLC | AC Electric | No | Complete | 2012-02-28 | 2012-05-18 | 2012-06-01 | 2012-06-01
SRP09135 | SREC Solar | TAMARKIN |  | 8.4 | 0 | Residential | 0 | JACKSON | 8527 | 18 | SEA BRIGHT SOLAR, LLC | JCP&L | No | Complete | 2012-02-28 | 2012-04-20 | 2012-05-22 | 2012-05-22
SRP09136 | SREC Solar | SHARMA |  | 5.85 | 0 | Residential | 1 | MANALAPAN | 7726 | 17 | GEOGENIX | JCP&L | No | Complete | 2012-02-28 | 2012-08-09 | 2012-08-22 | 2012-08-22
SRP09138 | SREC Solar | COMUNALE |  | 25.2 | 0 | Residential | 0 | PLEASANTVILLE | 8232 | 19 | TRINITY HEATING AND AIR | AC Electric | No | Complete | 2012-02-28 | 2012-10-12 | 2012-11-08 | 2012-11-08
SRP09139 | SREC Solar | GIORDINO |  | 3.76 | 0 | Residential | 1 | HOWELL | 7731 | 17 | TRINITY HEATING AND AIR | JCP&L | No | Complete | 2012-02-28 | 2012-04-06 | 2012-04-25 | 2012-04-25
SRP09140 | SREC Solar | BENNETT | PRINCETON DAY SCHOOL | 5.76 | 0 | School Other | 0 | PRINCETON | 8542 | 12 | ADVANCED SOLAR PRODUCTS FLEMINGTON | PSE&G BPU | No | Complete | 2012-02-28 | 2012-10-24 | 2012-11-07 | 2012-11-07
SRP09141 | SREC Solar | HABERLEIN |  | 5.32 | 0 | Residential | 1 | MANAHAWKIN | 8050 | 18 | TRINITY HEATING AND AIR | AC Electric | No | Complete | 2012-02-28 | 2012-04-17 | 2012-05-10 | 2012-05-10
SRP09142 | SREC Solar | GREEN |  | 22.44 | 0 | Residential | 0 | VINELAND | 8361 | 20 | JOSEPH R. DELGADO, INC. | Vineland Muni Elec | No | Complete | 2012-02-28 | 2012-08-29 | 2012-09-14 | 2012-09-14
SRP09144 | SREC Solar | MINCHIN |  | 3.995 | 0 | Residential | 1 | FAIRFEILD | 7004 | 9 | VIVINT SOLAR | PSE&G BPU | No | Complete | 2012-02-28 | 2012-06-26 | 2012-07-09 | 2012-07-09
SRP09145 | SREC Solar | HANKS |  | 3.995 | 0 | Residential | 1 | FAIRFIELD | 7004 | 9 | VIVINT SOLAR | PSE&G BPU | No | Complete | 2012-02-28 | 2012-04-04 | 2012-04-26 | 2012-04-26
SRP09148 | SREC Solar | O'SHEA |  | 15.84 | 0 | Residential | 0 | MOUNT LAUREL | 8054 | 13 | RUNNEMEDE PLUMBING HEATING | PSE&G BPU | No | Complete | 2012-02-28 | 2012-07-18 | 2012-08-06 | 2012-08-06
SRP09149 | SREC Solar | O'SHEA |  | 7.2 | 0 | Residential | 0 | SPRAY BEACH | 8008 | 18 | RUNNEMEDE PLUMBING HEATING | AC Electric | No | Complete | 2012-02-28 | 2013-04-19 | 2013-05-03 | 2013-05-03
SRP09151 | SREC Solar | EUSTACE |  | 3.995 | 0 | Residential | 1 | MAYWOOD | 7607 | 7 | VIVINT SOLAR | PSE&G BPU | No | Complete | 2012-02-28 | 2012-05-03 | 2012-05-17 | 2012-05-17
SRP09153 | SREC Solar | HINKLEY |  | 3.995 | 0 | Residential | 1 | KEARNY | 7932 | 3 | VIVINT SOLAR | PSE&G BPU | No | Complete | 2012-02-28 | 2012-03-14 | 2012-04-23 | 2012-04-23
SRP09155 | SREC Solar | SULLIVAN |  | 3.76 | 0 | Residential | 1 | RUTHERFORD | 7070 | 7 | VIVINT SOLAR | PSE&G BPU | No | Complete | 2012-02-28 | 2012-03-16 | 2012-04-22 | 2012-04-22
SRP09157 | SREC Solar | BICHER |  | 5.64 | 0 | Residential | 1 | MAYWOOD | 7607 | 7 | VIVINT SOLAR | PSE&G BPU | No | Complete | 2012-02-28 | 2013-02-19 | 2013-03-07 | 2013-03-07
SRP09158 | SREC Solar | GALLIK |  | 5.875 | 0 | Residential | 1 | SADDLE BROOK | 7663 | 7 | VIVINT SOLAR | PSE&G BPU | No | Complete | 2012-02-28 | 2012-03-16 | 2012-04-22 | 2012-04-22
SRP09159 | SREC Solar | BISHOP |  | 6.345 | 0 | Residential | 1 | KEARNY | 7032 | 8 | VIVINT SOLAR | PSE&G BPU | No | Complete | 2012-02-28 | 2013-01-22 | 2013-02-07 | 2013-02-07
SRP09162 | SREC Solar | DEMICCO |  | 7.52 | 0 | Residential | 1 | PARSIPANNY | 7054 | 3 | VIVINT SOLAR | JCP&L | No | Complete | 2012-02-28 | 2012-08-16 | 2012-08-29 | 2012-08-29
SRP09163 | SREC Solar | WATSON |  | 6.345 | 0 | Residential | 1 | CLIFTON | 7011 | 6 | VIVINT SOLAR | PSE&G BPU | No | Complete | 2012-02-28 | 2012-04-17 | 2012-04-30 | 2012-04-30
SRP09165 | SREC Solar | CIMA |  | 3.76 | 0 | Residential | 1 | LODI | 7644 | 7 | VIVINT SOLAR | PSE&G BPU | No | Complete | 2012-02-28 | 2012-05-22 | 2012-06-01 | 2012-06-01
SRP09166 | SREC Solar | CELEBRE |  | 7.285 | 0 | Residential | 0 | EAST AMWELL | 8551 | 4 | CORBIN SOLAR SOLUTIONS, LLC | JCP&L | No | Complete | 2012-02-28 | 2012-04-27 | 2012-05-11 | 2012-05-11
SRP09168 | SREC Solar | QUON |  | 7.14 | 0 | Residential | 1 | MARLBORO | 7746 | 17 | KP SOLAR | JCP&L | No | Complete | 2012-02-28 | 2012-06-25 | 2012-09-13 | 2012-09-13
SRP09169 | SREC Solar | ORNSTEIN |  | 8.17 | 0 | Residential | 0 | HOWELL | 7731 | 17 | TRINITY HEATING AND AIR | JCP&L | No | Complete | 2012-02-28 | 2012-08-01 | 2012-08-10 | 2012-08-10
SRP09170 | SREC Solar | COLLEMACINE |  | 7.755 | 0 | Residential | 1 | CHERRY HILL | 8034 | 14 | VERENGO SOLAR | PSE&G BPU | No | Complete | 2012-02-28 | 2013-05-20 | 2013-05-28 | 2013-05-28
SRP09171 | SREC Solar | SHONK |  | 15.6 | 0 | Residential | 1 | MONROE TWP | 8831 | 11 | ALTERIS RENEWABLES | JCP&L | No | Complete | 2012-02-28 | 2012-04-23 | 2012-05-09 | 2012-05-09
SRP09173 | SREC Solar | MIGLIACCIO |  | 11.75 | 0 | Residential | 1 | LONG VALLEY | 7853 | 3 | SOLARCITY CORPORATION | JCP&L | No | Complete | 2012-02-28 | 2012-09-14 | 2012-09-25 | 2012-09-25
SRP09174 | SREC Solar | WILSON |  | 6.11 | 0 | Residential | 1 | BARNEGAT | 8005 | 18 | SOLARCITY CORPORATION | AC Electric | No | Complete | 2012-03-05 | 2012-08-27 | 2012-09-14 | 2012-09-14
SRP09175 | SREC Solar | DAHROUGE |  | 6.72 | 0 | Residential | 0 | BELMAR | 7719 | 17 | STEVE WHITMAN SOLAR LLC | JCP&L | No | Complete | 2012-02-28 | 2013-05-06 | 2013-05-14 | 2013-05-14
SRP09176 | SREC Solar | RUSSO |  | 5.64 | 0 | Residential | 1 | JERSEY CITY | 7306 | 8 | SUN ENERGY GROUP | PSE&G BPU | No | Complete | 2012-02-28 | 2012-08-20 | 2012-08-29 | 2012-08-29
SRP09177 | SREC Solar | BERROYA |  | 5.64 | 0 | Residential | 1 | UNION | 7083 | 10 | SUN ENERGY GROUP | PSE&G BPU | No | Complete | 2012-02-28 | 2012-06-12 | 2012-06-26 | 2012-06-26
SRP09180 | SREC Solar | WURST |  | 8.16 | 0 | Residential | 0 | HEWITT | 7421 | 6 | CORBIN SOLAR SOLUTIONS, LLC | Orange & Rockland Elec | No | Complete | 2012-02-28 | 2012-06-29 | 2012-07-13 | 2012-07-13
SRP09183 | SREC Solar | TSAI |  | 7.285 | 0 | Residential | 1 | CHERRY HILL | 8002 | 14 | VERENGO SOLAR | PSE&G BPU | No | Complete | 2012-02-28 | 2013-03-12 | 2013-03-20 | 2013-03-20
SRP09188 | SREC Solar | TREMBLAY | 465 EAGLE ROCK ASSOC. | 154.56 | 0 | Commercial | 0 | ROSELAND | 7068 | 9 | SMART ENERGY GROUP/ DAN DANTON ELECTRIC | PSE&G BPU | No | Complete | 2012-02-28 | 2013-11-20 | 2013-11-26 | 2013-11-26
SRP09189 | SREC Solar | STOTHOFF |  | 18 | 0 | Residential | 1 | PITTSTOWN | 8867 | 4 | GREEN POWER ENERGY LLC | JCP&L | No | Complete | 2012-02-28 | 2012-05-10 | 2012-05-24 | 2012-05-24
SRP09190 | SREC Solar | SUAREZ |  | 5.61 | 0 | Residential | 1 | VINELAND | 8360 | 20 | RCL ENTERPRISES INC. | Vineland Muni Elec | No | Complete | 2012-02-28 | 2012-05-30 | 2012-07-20 | 2012-07-20
SRP09191 | SREC Solar | OKUROWSKI |  | 9.84 | 0 | Residential | 0 | HILLSBOROUGH | 8844 | 5 | GEOPEAK ENERGY LLC | PSE&G BPU | No | Complete | 2012-02-28 | 2012-05-04 | 2012-05-22 | 2012-05-22
SRP09193 | SREC Solar | LOPEZ |  | 7.595 | 0 | Residential | 0 | MOUNTAINSIDE | 7092 | 10 | 1ST LIGHT ENERGY, INC. | PSE&G BPU | No | Complete | 2012-02-28 | 2012-12-17 | 2013-01-07 | 2013-01-07
SRP09194 | SREC Solar | COLLINS |  | 10.304 | 0 | Residential | 0 | FRANKLINVILLE | 8322 | 15 | CHALOW ELECTRIC | AC Electric | No | Complete | 2012-02-28 | 2013-03-12 | 2013-03-20 | 2013-03-20
SRP09199 | SREC Solar | PERRETTE | PRUDENTIAL INSURANCE CO., AMERICA | 1614.405 | 0 | Commercial | 0 | ROSELAND | 7068 | 9 | VANGUARD ENERGY PARTNERS, LLC | PSE&G BPU | No | Complete | 2012-02-28 | 2013-02-01 | 2013-02-19 | 2013-02-19
SRP09200 | SREC Solar | PELLET | NEW YORK STOCK EXCHANGE | 707.07 | 0 | Commercial | 1 | MAHWAH | 7430 | 7 | VANGUARD ENERGY PARTNERS, LLC | Orange & Rockland Elec | No | Complete | 2012-02-28 | 2012-08-13 | 2012-08-22 | 2012-08-22
SRP09201 | SREC Solar | PELLET | NEW YORK STOCK EXCHANGE | 710.255 | 0 | Commercial | 1 | MAHWAH | 7430 | 7 | VANGUARD ENERGY PARTNERS, LLC | Orange & Rockland Elec | No | Complete | 2012-02-28 | 2012-08-13 | 2012-09-25 | 2012-09-25
SRP09202 | SREC Solar | SANTI |  | 10 | 0 | Residential | 1 | JACKSON | 8527 | 18 | TRINITY HEATING AND AIR | JCP&L | No | Complete | 2012-02-28 | 2012-04-16 | 2012-04-30 | 2012-04-30
SRP09203 | SREC Solar | AMOROSO |  | 6.11 | 0 | Residential | 1 | NEPTUNE CITY | 7753 | 17 | TRINITY HEATING AND AIR | JCP&L | No | Complete | 2012-02-28 | 2012-07-25 | 2012-08-10 | 2012-08-10
SRP09204 | SREC Solar | HODGIN |  | 8.5 | 0 | Residential | 1 | HOWELL | 7731 | 17 | TRINITY HEATING AND AIR | JCP&L | No | Complete | 2012-02-28 | 2012-04-27 | 2012-05-17 | 2012-05-17
SRP09205 | SREC Solar | CORBO |  | 6.5 | 0 | Residential | 1 | MAYS LANDING | 8330 | 19 | TRINITY HEATING AND AIR | AC Electric | No | Complete | 2012-02-28 | 2012-05-04 | 2012-05-21 | 2012-05-21
SRP09206 | SREC Solar | TOTO |  | 6 | 0 | Residential | 1 | ALLENTOWN | 8501 | 17 | TRINITY HEATING AND AIR | PSE&G BPU | No | Complete | 2012-02-28 | 2012-04-10 | 2012-04-30 | 2012-04-30
SRP09207 | SREC Solar | PICILLO |  | 11 | 0 | Residential | 1 | MANCHESTER | 8759 | 18 | TRINITY HEATING AND AIR | JCP&L | No | Complete | 2012-02-28 | 2012-05-15 | 2012-05-30 | 2012-05-30
SRP09210 | SREC Solar | NALBONE |  | 5 | 0 | Residential | 1 | YARDVILLE | 8620 | 12 | TRINITY HEATING AND AIR | PSE&G BPU | No | Complete | 2012-02-28 | 2012-04-30 | 2012-05-15 | 2012-05-15
SRP09211 | SREC Solar | ZACHERAU |  | 7.755 | 0 | Residential | 1 | BELLE MEAD | 8502 | 5 | INDEPENDENT SOLAR | PSE&G BPU | No | Complete | 2012-02-28 | 2012-07-16 | 2012-07-31 | 2012-07-31
SRP09213 | SREC Solar | LAVIN |  | 6.16 | 0 | Residential | 1 | VENTNOR | 8406 | 19 | RICHMOND SOLAR | AC Electric | No | Complete | 2012-02-28 | 2012-06-07 | 2012-06-19 | 2012-06-19
SRP09214 | SREC Solar | SLAVINKSI |  | 2.64 | 0 | Residential | 0 | TOMS RIVER | 8755 | 18 | KOPP ELECTRIC COMPANY | JCP&L | No | Complete | 2012-02-28 | 2012-03-27 | 2012-04-23 | 2012-04-23
SRP09215 | SREC Solar | NICOLAY |  | 6.11 | 0 | Residential | 1 | BARNEGAT | 8055 | 13 | VERENGO SOLAR | AC Electric | No | Complete | 2012-02-28 | 2013-05-08 | 2013-05-17 | 2013-05-17
SRP09216 | SREC Solar | SWEZENY |  | 4.935 | 0 | Residential | 1 | EGG HARBOR TWP | 8234 | 19 | VERENGO SOLAR | AC Electric | No | Complete | 2012-02-28 | 2013-02-22 | 2013-03-27 | 2013-03-27
SRP09217 | SREC Solar | KERVIN |  | 16.56 | 0 | Residential | 1 | COOKSTOWN | 8511 | 13 | TRINITY HEATING AND AIR | JCP&L | No | Complete | 2012-02-28 | 2012-04-20 | 2012-05-09 | 2012-05-09
SRP09218 | SREC Solar | MANNING |  | 5.5 | 0 | Residential | 1 | LITTLE EGG HARBOR | 8087 | 18 | TRINITY HEATING AND AIR | AC Electric | No | Complete | 2012-02-28 | 2012-04-27 | 2012-05-11 | 2012-05-11
SRP09219 | SREC Solar | CAPPS |  | 4 | 0 | Residential | 1 | MAPLEWOOD | 7040 | 9 | TRINITY HEATING AND AIR | PSE&G BPU | No | Complete | 2012-02-28 | 2012-05-18 | 2012-06-01 | 2012-06-01
SRP09220 | SREC Solar | GRISOLIA |  | 9 | 0 | Residential | 1 | MANTUA | 8051 | 15 | TRINITY HEATING AND AIR | AC Electric | No | Complete | 2012-02-28 | 2012-06-04 | 2012-06-15 | 2012-06-15
SRP09221 | SREC Solar | CORALLO |  | 8.5 | 0 | Residential | 1 | LAKEWOOD | 8701 | 18 | TRINITY HEATING AND AIR | JCP&L | No | Complete | 2012-02-28 | 2012-05-15 | 2012-05-30 | 2012-05-30
SRP09222 | SREC Solar | MELILLI |  | 4.5 | 0 | Residential | 1 | MANALAPAN | 7726 | 17 | TRINITY HEATING AND AIR | JCP&L | No | Complete | 2012-02-28 | 2012-04-10 | 2012-04-30 | 2012-04-30
SRP09223 | SREC Solar | AGOLIO |  | 8 | 0 | Residential | 1 | SOUTHAMPTON | 8088 | 13 | TRINITY HEATING AND AIR | JCP&L | No | Complete | 2012-02-28 | 2012-04-12 | 2012-05-02 | 2012-05-02
SRP09225 | SREC Solar | MCGRAW |  | 10.34 | 0 | Residential | 1 | BURLEIGH | 8210 | 21 | TRINITY HEATING AND AIR | AC Electric | No | Complete | 2012-02-28 | 2012-07-16 | 2012-07-30 | 2012-07-30
SRP09226 | SREC Solar | MARGARETTEN |  | 2.82 | 0 | Residential | 1 | CRANFORD | 7016 | 10 | SUN ENERGY GROUP | PSE&G BPU | No | Complete | 2012-02-28 | 2012-05-18 | 2012-06-01 | 2012-06-01
SRP09228 | SREC Solar | KLEIBER |  | 2.585 | 0 | Residential | 1 | WOOD RIDGE | 7075 | 7 | VIVINT SOLAR | PSE&G BPU | No | Complete | 2012-02-28 | 2012-04-16 | 2012-04-30 | 2012-04-30
SRP09229 | SREC Solar | TRINCIANTE |  | 4.465 | 0 | Residential | 1 | LODI | 7644 | 7 | VIVINT SOLAR | PSE&G BPU | No | Complete | 2012-02-28 | 2012-05-04 | 2012-05-21 | 2012-05-21
SRP09230 | SREC Solar | D'COSTA |  | 3.995 | 0 | Residential | 1 | CLIFTON | 7011 | 6 | VIVINT SOLAR | PSE&G BPU | No | Complete | 2012-02-28 | 2012-05-10 | 2012-05-24 | 2012-05-24
SRP09231 | SREC Solar | INGLIMA |  | 3.525 | 0 | Residential | 1 | MAYWOOD | 7607 | 7 | VIVINT SOLAR | PSE&G BPU | No | Complete | 2012-02-28 | 2012-08-28 | 2012-09-14 | 2012-09-14
SRP09232 | SREC Solar | GERST |  | 3.995 | 0 | Residential | 1 | SADDLE BROOK | 7663 | 7 | VIVINT SOLAR | PSE&G BPU | No | Complete | 2012-02-28 | 2012-03-19 | 2012-04-22 | 2012-04-22
SRP09233 | SREC Solar | MOHAMMAD | BASHIR | 16.1 | 0 | Commercial | 0 | UNION | 7083 | 10 | ECOLOGICAL SYSTEMS-MANALAPAN | PSE&G BPU | No | Complete | 2012-02-28 | 2013-01-04 | 2013-01-29 | 2013-01-29
SRP09234 | SREC Solar | CABRERA |  | 3.36 | 0 | Residential | 1 | LINDEN | 7036 | 10 | TRINITY HEATING AND AIR | PSE&G BPU | No | Complete | 2012-02-28 | 2012-04-20 | 2012-05-09 | 2012-05-09
SRP09237 | SREC Solar | PACHECO |  | 6.24 | 0 | Residential | 1 | MIDDLETOWN | 7748 | 17 | ACOS ENERGY, LLC | JCP&L | No | Complete | 2012-02-28 | 2012-07-19 | 2012-07-30 | 2012-07-30
SRP09238 | SREC Solar | PARACHA | BEST FOODS INC. | 349.83 | 0 | Commercial | 0 | EDISON | 8817 | 11 | PI SOLAR, LLC | PSE&G BPU | No | Complete | 2012-02-28 | 2013-01-17 | 2013-01-31 | 2013-01-31
SRP09239 | SREC Solar | MARERRO |  | 8.67 | 0 | Residential | 1 | EGG HARBOR | 8234 | 19 | VERENGO SOLAR | AC Electric | No | Complete | 2012-02-28 | 2013-05-08 | 2013-05-17 | 2013-05-17
SRP09240 | SREC Solar | PARASAR |  | 8.88 | 0 | Residential | 0 | HOLMDEL | 7733 | 17 | SHOOTING STAR SOLAR, LLC | JCP&L | No | Complete | 2012-02-28 | 2012-05-30 | 2012-06-08 | 2012-06-08
SRP09242 | SREC Solar | UDOWYCHENKO |  | 8.58 | 0 | Residential | 1 | HILLSBOROUGH | 8844 | 5 | E2/ECTA INC. | PSE&G BPU | No | Complete | 2012-02-28 | 2012-06-05 | 2012-06-15 | 2012-06-15
SRP09243 | SREC Solar | LI |  | 4.41 | 0 | Residential | 1 | SCOTCH PLAINS | 7076 | 10 | SUNGEVITY, INC. | PSE&G BPU | No | Complete | 2012-02-28 | 2013-02-12 | 2013-03-04 | 2013-03-04
SRP09244 | SREC Solar | DEY |  | 10.5 | 0 | Residential | 1 | NEW EGYPT | 8533 | 18 | TRINITY HEATING AND AIR | JCP&L | No | Complete | 2012-02-28 | 2012-03-30 | 2012-04-23 | 2012-04-23
SRP09245 | SREC Solar | MINUCCI |  | 9 | 0 | Residential | 1 | BAYVILLE | 8721 | 18 | TRINITY HEATING AND AIR | JCP&L | No | Complete | 2012-02-28 | 2012-04-12 | 2012-05-02 | 2012-05-02
SRP09246 | SREC Solar | POLYAK |  | 7.25 | 0 | Residential | 1 | HOPEWELL TWP | 8534 | 12 | TRINITY HEATING AND AIR | PSE&G BPU | No | Complete | 2012-02-28 | 2012-04-27 | 2012-05-17 | 2012-05-17
SRP09247 | SREC Solar | BRUCKLER |  | 9.5 | 0 | Residential | 1 | SOUTHAMPTON | 8088 | 13 | TRINITY HEATING AND AIR | PSE&G BPU | No | Complete | 2012-02-28 | 2012-04-27 | 2012-05-11 | 2012-05-11
SRP09248 | SREC Solar | MOLINOWSKI |  | 5.64 | 0 | Residential | 1 | LINWOOD | 8221 | 19 | RCL ENTERPRISES INC. | AC Electric | No | Complete | 2012-02-28 | 2012-10-24 | 2012-11-08 | 2012-11-08
SRP09249 | SREC Solar | SPRINGER |  | 20.9 | 0 | Residential | 1 | FREEHOLD | 7728 | 17 | TRINITY HEATING AND AIR | JCP&L | No | Complete | 2012-02-28 | 2012-06-06 | 2012-06-18 | 2012-06-18
SRP09250 | SREC Solar | JACCO |  | 3.5 | 0 | Residential | 1 | MYSTIC ISLANDS | 8087 | 18 | TRINITY HEATING AND AIR | AC Electric | No | Complete | 2012-02-28 | 2012-05-18 | 2012-06-01 | 2012-06-01
SRP09251 | SREC Solar | CHRISTIAN |  | 6.96 | 0 | Residential | 1 | SAYREVILLE | 8872 | 11 | CORBIN SOLAR SOLUTIONS, LLC | JCP&L | No | Complete | 2012-02-28 | 2012-04-24 | 2012-07-24 | 2012-07-24
SRP09252 | SREC Solar | MONTEIRO |  | 8.5 | 0 | Residential | 1 | LONG BRANCH | 7740 | 17 | TRINITY HEATING AND AIR | JCP&L | No | Complete | 2012-02-28 | 2012-04-16 | 2012-05-10 | 2012-05-10
SRP09253 | SREC Solar | NIGHTINGALE |  | 6 | 0 | Residential | 1 | TOMS RIVER | 8753 | 18 | TRINITY HEATING AND AIR | JCP&L | No | Complete | 2012-02-28 | 2012-05-25 | 2012-06-11 | 2012-06-11
SRP09254 | SREC Solar | TEDESCHI | LIQUID SOLIDS SEPERATION | 51.935 | 0 | Commercial | 0 | RAMSEY | 7446 | 7 | CORBIN SOLAR SOLUTIONS, LLC | Not Known | No | Complete | 2012-02-28 | 2012-09-14 | 2012-09-25 | 2012-09-25
SRP09255 | SREC Solar | PECHALSKI |  | 11.5 | 0 | Residential | 1 | LAWRENCE TWP | 8648 | 12 | TRINITY HEATING AND AIR | PSE&G BPU | No | Complete | 2012-02-28 | 2012-05-04 | 2012-05-21 | 2012-05-21
SRP09256 | SREC Solar | MOHAMMED | HEALTHCARE TRAINING INSTITUTE | 5.52 | 0 | Commercial | 0 | UNION | 7083 | 10 | ECOLOGICAL SYSTEMS-MANALAPAN | PSE&G BPU | No | Complete | 2012-02-28 | 2013-01-04 | 2013-01-29 | 2013-01-29
SRP09257 | SREC Solar | DEGIULIO | BERGEN COUNTY COMMUNITY ACTION | 37.44 | 0 | Non Profit | 1 | BERGENFIELD | 7621 | 7 | MERCURY SOLAR SYSTEMS - PORT CHESTER | PSE&G BPU | No | Complete | 2012-02-28 | 2012-09-07 | 2012-09-19 | 2012-09-19
SRP09258 | SREC Solar | DEGIULIO | BERGEN COUNTY COMMUNITY ACTION | 49.92 | 0 | Non Profit | 1 | GARFIELD | 7026 | 7 | MERCURY SOLAR SYSTEMS - PORT CHESTER | PSE&G BPU | No | Complete | 2012-02-28 | 2012-09-13 | 2012-10-02 | 2012-10-02
SRP09259 | SREC Solar | DEGIULIO | BERGEN COUNTY COMMUNITY ACTION | 37.44 | 0 | Non Profit | 1 | GARFIELD | 7026 | 7 | MERCURY SOLAR SYSTEMS - PORT CHESTER | PSE&G BPU | No | Complete | 2012-02-28 | 2012-10-03 | 2012-10-22 | 2012-10-22
SRP09261 | SREC Solar | CARR |  | 5.5 | 0 | Residential | 1 | WENONAH | 8090 | 15 | TRINITY HEATING AND AIR | AC Electric | No | Complete | 2012-02-28 | 2012-06-05 | 2012-06-15 | 2012-06-15
SRP09262 | SREC Solar | DUNHAM |  | 3.84 | 0 | Residential | 1 | LAKEWOOD | 8701 | 18 | TRINITY HEATING AND AIR | JCP&L | No | Complete | 2012-02-28 | 2012-04-25 | 2012-05-21 | 2012-05-21
SRP09263 | SREC Solar | SMITH |  | 10 | 0 | Residential | 1 | ALLENTOWN | 8501 | 17 | TRINITY HEATING AND AIR | PSE&G BPU | No | Complete | 2012-02-28 | 2012-04-27 | 2012-05-24 | 2012-05-24
SRP09265 | SREC Solar | COLCA |  | 3.995 | 0 | Residential | 1 | CLIFTON | 7013 | 6 | VIVINT SOLAR | PSE&G BPU | No | Complete | 2012-03-05 | 2012-11-06 | 2012-11-21 | 2012-11-21
SRP09266 | SREC Solar | ORDONEZ |  | 2.82 | 0 | Residential | 1 | N. ARLINGTON | 7031 | 7 | VIVINT SOLAR | PSE&G BPU | No | Complete | 2012-03-05 | 2012-07-31 | 2012-08-08 | 2012-08-08
SRP09267 | SREC Solar | MAZZA |  | 2.82 | 0 | Residential | 1 | HASBROUCK HEIGHTS | 7604 | 7 | VIVINT SOLAR | PSE&G BPU | No | Complete | 2012-03-05 | 2012-03-19 | 2012-04-22 | 2012-04-22
SRP09268 | SREC Solar | RULLO |  | 3.29 | 0 | Residential | 1 | BELLEVILLE | 7109 | 9 | VIVINT SOLAR | PSE&G BPU | No | Complete | 2012-03-05 | 2012-08-28 | 2012-09-13 | 2012-09-13
SRP09269 | SREC Solar | SLOTOROFF |  | 4.56 | 0 | Residential | 1 | METUCHEN BORO | 8840 | 11 | TRINITY HEATING AND AIR | PSE&G BPU | No | Complete | 2012-03-05 | 2012-09-10 | 2012-09-17 | 2012-09-17
SRP09270 | SREC Solar | RUA |  | 3.995 | 0 | Residential | 1 | SOMERSET | 8873 | 5 | VIVINT SOLAR | Vineland Muni Elec | No | Complete | 2012-03-05 | 2012-12-27 | 2013-01-07 | 2013-01-07
SRP09271 | SREC Solar | KIASEVICZ | JK CARTING LLC | 23.04 | 0 | Commercial | 0 | PATERSON | 7504 | 6 | TRINITY HEATING AND AIR | PSE&G BPU | No | Complete | 2012-03-05 | 2012-05-04 | 2012-05-21 | 2012-05-21
SRP09272 | SREC Solar | CONOVER | PINELANDS REFORMED CHURCH | 36.49 | 0 | Non Profit | 1 | TOMS RIVER | 8755 | 18 | TRINITY HEATING AND AIR | JCP&L | No | Complete | 2012-03-05 | 2012-05-29 | 2012-06-13 | 2012-06-13
SRP09273 | SREC Solar | REED |  | 10.2 | 0 | Residential | 1 | EGG HARBOR TWP | 8234 | 19 | RCL ENTERPRISES INC. | AC Electric | No | Complete | 2012-03-05 | 2012-06-27 | 2012-07-18 | 2012-07-18
SRP09274 | SREC Solar | LYNCH |  | 7.05 | 0 | Residential | 1 | PLEASANTVILLE | 8232 | 19 | VERENGO SOLAR | AC Electric | No | Complete | 2012-03-05 | 2013-02-22 | 2013-03-07 | 2013-03-07
SRP09276 | SREC Solar | DILLON |  | 10.32 | 0 | Residential | 1 | JACKSON | 8527 | 18 | TRINITY HEATING AND AIR | JCP&L | No | Complete | 2012-03-05 | 2012-04-04 | 2012-04-26 | 2012-04-26
SRP09277 | SREC Solar | LEMMA |  | 6.58 | 0 | Residential | 1 | NUTLEY | 7110 | 9 | VIVINT SOLAR | PSE&G BPU | No | Complete | 2012-03-05 | 2013-02-15 | 2013-02-26 | 2013-02-26
SRP09278 | SREC Solar | MCDONNELL |  | 3.995 | 0 | Residential | 1 | SADDLE BROOK | 7663 | 7 | VIVINT SOLAR | PSE&G BPU | No | Complete | 2012-03-05 | 2012-03-16 | 2012-04-22 | 2012-04-22
SRP09279 | SREC Solar | APICELLA |  | 9.5 | 0 | Residential | 1 | MT. ROYAL | 8061 | 15 | TRINITY HEATING AND AIR | AC Electric | No | Complete | 2012-03-05 | 2012-04-27 | 2012-05-17 | 2012-05-17
SRP09281 | SREC Solar | KJAER |  | 8.2 | 0 | Residential | 1 | FRENCHTOWN | 8825 | 4 | TRINITY HEATING AND AIR | JCP&L | No | Complete | 2012-03-05 | 2012-05-23 | 2012-06-06 | 2012-06-06
SRP09282 | SREC Solar | BITTNER |  | 11.52 | 0 | Residential | 0 | YARDVILLE | 8620 | 12 | ALTERIS RENEWABLES | PSE&G BPU | No | Complete | 2012-03-05 | 2012-05-03 | 2012-05-21 | 2012-05-21
SRP09284 | SREC Solar | VIDWANS |  | 6.45 | 0 | Residential | 1 | EAST WINDSOR | 8520 | 12 | SOLARCITY CORPORATION | JCP&L | No | Complete | 2012-03-05 | 2012-07-30 | 2012-08-08 | 2012-08-08
SRP09285 | SREC Solar | FALEY |  | 4.7 | 0 | Residential | 1 | EAST BRUNSWICK | 8816 | 11 | VIVINT SOLAR | JCP&L | No | Complete | 2012-03-05 | 2013-02-12 | 2013-02-26 | 2013-02-26
SRP09286 | SREC Solar | SANTANA |  | 6.58 | 0 | Residential | 1 | JACKSON | 8527 | 18 | SOLARCITY CORPORATION | JCP&L | No | Complete | 2012-03-05 | 2012-07-16 | 2012-07-31 | 2012-07-31
SRP09287 | SREC Solar | TREIER |  | 6.11 | 0 | Residential | 1 | DENVILLE | 7834 | 3 | SOLARCITY CORPORATION | JCP&L | No | Complete | 2012-03-05 | 2012-05-25 | 2012-06-11 | 2012-06-11
SRP09288 | SREC Solar | CAMPANHA |  | 10.12 | 0 | Residential | 1 | BERKELEY HEIGHTS | 7922 | 10 | SOLARCITY CORPORATION | Not Known | No | Complete | 2012-03-05 | 2012-12-06 | 2013-04-05 | 2013-04-05
SRP09289 | SREC Solar | WINSHIP |  | 10.32 | 0 | Residential | 1 | GLASSBORO | 8028 | 15 | SOLARCITY CORPORATION | AC Electric | No | Complete | 2012-03-05 | 2012-06-28 | 2012-07-10 | 2012-07-10
SRP09290 | SREC Solar | GELARDO |  | 6.63 | 0 | Residential | 1 | VINELAND | 8360 | 20 | RCL ENTERPRISES INC. | AC Electric | No | Complete | 2012-03-05 | 2012-06-25 | 2012-07-20 | 2012-07-20
SRP09291 | SREC Solar | MONTALVO |  | 5.355 | 0 | Residential | 1 | PERTH AMBOY | 8861 | 11 | ALTERNATIVE LIGHT & ENERGY SOLUTIONS LLC | PSE&G BPU | No | Complete | 2012-03-05 | 2012-06-19 | 2012-07-10 | 2012-07-10
SRP09292 | SREC Solar | BRANDT |  | 6.11 | 0 | Residential | 1 | EGG HARBOR TOWNSHIP | 8234 | 19 | KP SOLAR | AC Electric | No | Complete | 2012-03-05 | 2012-06-18 | 2012-06-28 | 2012-06-28
SRP09293 | SREC Solar | JANE | DIAMOND EXPRESS CAR WASH OF NJ | 18.48 | 0 | Commercial | 0 | CHERRY HILL | 8034 | 14 | SOLULAR LLC. II | PSE&G BPU | No | Complete | 2012-03-05 | 2012-10-18 | 2012-11-05 | 2012-11-05
SRP09297 | SREC Solar | DENNIHY |  | 11.78 | 0 | Residential | 0 | ANNANDALE | 8801 | 4 | TRINITY HEATING AND AIR | JCP&L | No | Complete | 2012-03-05 | 2012-04-16 | 2012-04-30 | 2012-04-30
SRP09298 | SREC Solar | ENDRESEN |  | 12.5 | 0 | Residential | 1 | TOMS RIVER | 8753 | 18 | TRINITY HEATING AND AIR | JCP&L | No | Complete | 2012-03-05 | 2012-05-09 | 2012-05-22 | 2012-05-22
SRP09299 | SREC Solar | HORNYAK |  | 7.6 | 0 | Residential | 1 | YARDVILLE | 8620 | 12 | TRINITY HEATING AND AIR | PSE&G BPU | No | Complete | 2012-03-05 | 2012-04-27 | 2012-05-11 | 2012-05-11
SRP09301 | SREC Solar | SCHNITZER |  | 4.23 | 0 | Residential | 1 | EDISON | 8820 | 11 | VERENGO SOLAR | PSE&G BPU | No | Complete | 2012-03-05 | 2013-02-22 | 2013-03-27 | 2013-03-27
SRP09302 | SREC Solar | ALBERTON |  | 7.99 | 0 | Residential | 1 | HOPELAWN | 8861 | 11 | VERENGO SOLAR | PSE&G BPU | No | Complete | 2012-03-05 | 2013-03-12 | 2013-04-05 | 2013-04-05
SRP09303 | SREC Solar | KRUEGER |  | 8.46 | 0 | Residential | 1 | WILLINGBORO | 8046 | 13 | VERENGO SOLAR | PSE&G BPU | No | Complete | 2012-03-05 | 2013-04-22 | 2013-05-03 | 2013-05-03
SRP09304 | SREC Solar | YEAGER |  | 4.8 | 0 | Residential | 1 | BLACKWOOD | 8012 | 14 | TRINITY HEATING AND AIR | PSE&G BPU | No | Complete | 2012-03-05 | 2012-09-26 | 2012-10-17 | 2012-10-17
SRP09305 | SREC Solar | MUSSELWHITE |  | 13.25 | 0 | Residential | 1 | BAYVILLE | 8721 | 18 | TRINITY HEATING AND AIR | JCP&L | No | Complete | 2012-03-05 | 2012-04-20 | 2012-05-09 | 2012-05-09
SRP09306 | SREC Solar | NEWTON |  | 12.96 | 0 | Residential | 1 | WARREN GROVE | 8005 | 18 | TRINITY HEATING AND AIR | AC Electric | No | Complete | 2012-03-05 | 2012-07-20 | 2012-07-30 | 2012-07-30
SRP09308 | SREC Solar | GIAIER | CONNELL EAST, LLC | 1426.36 | 0 | Commercial | 0 | BERKELEY HEIGHTS | 7922 | 10 | SUNDURANCE ENERGY | PSE&G BPU | No | Complete | 2012-03-05 | 2013-02-04 | 2013-02-13 | 2013-02-13
SRP09309 | SREC Solar | MALKOWITZ |  | 6.11 | 0 | Residential | 1 | CLIFTON | 7012 | 6 | VIVINT SOLAR | PSE&G BPU | No | Complete | 2012-03-05 | 2012-12-28 | 2013-01-03 | 2013-01-03
SRP09310 | SREC Solar | ROXBURY |  | 9.4 | 0 | Residential | 1 | LEBANON | 8833 | 4 | REC SOLAR, INC. | JCP&L | No | Complete | 2012-03-05 | 2012-07-16 | 2012-07-31 | 2012-07-31
SRP09311 | SREC Solar | MUIR |  | 7.755 | 0 | Residential | 1 | JACKSON | 8527 | 18 | REC SOLAR, INC. | JCP&L | No | Complete | 2012-03-05 | 2012-05-18 | 2012-06-04 | 2012-06-04
SRP09314 | SREC Solar | WIEDEMAN | AVIONIC INSTRUMENTS | 241.345 | 0 | Commercial | 1 | WOODBRIDGE | 7001 | 11 | ECOLOGICAL SYSTEMS-MANALAPAN | PSE&G BPU | No | Complete | 2012-03-05 | 2013-11-13 | 2013-11-20 | 2013-11-20
SRP09315 | SREC Solar | RODRIGUEZ |  | 6.11 | 0 | Residential | 1 | DOVER | 7801 | 3 | VIVINT SOLAR | JCP&L | No | Complete | 2012-03-05 | 2012-09-07 | 2012-09-19 | 2012-09-19
SRP09316 | SREC Solar | FAGANS |  | 7.755 | 0 | Residential | 1 | ALLENTOWN | 8501 | 17 | VERENGO SOLAR | JCP&L | No | Complete | 2012-03-05 | 2013-04-17 | 2013-05-06 | 2013-05-06
SRP09317 | SREC Solar | DUNN | LINCROFT FIRE CO | 19.74 | 0 | Non Profit | 1 | LINCROFT | 7738 | 17 | TRINITY HEATING AND AIR | JCP&L | No | Complete | 2012-03-05 | 2012-06-14 | 2012-06-28 | 2012-06-28
SRP09318 | SREC Solar | PANNA |  | 4.56 | 0 | Residential | 1 | MEDFORD | 8055 | 13 | TRINITY HEATING AND AIR | PSE&G BPU | No | Complete | 2012-03-05 | 2012-06-27 | 2012-07-09 | 2012-07-09
SRP09319 | SREC Solar | GIANNINI |  | 7.14 | 0 | Residential | 1 | VINELAND | 8341 | 19 | RCL ENTERPRISES INC. | AC Electric | No | Complete | 2012-03-05 | 2012-07-25 | 2012-08-14 | 2012-08-14
SRP09320 | SREC Solar | ECKHARDT | CHRISTMAS TREE SHOPS, INC. | 146.496 | 0 | Commercial | 0 | PARAMUS | 7652 | 7 | SUNPOWER CORPORATION | PSE&G BPU | No | Complete | 2012-03-05 | 2013-02-11 | 2013-02-27 | 2013-02-27
SRP09321 | SREC Solar | CASALE | DEVELOPMENT DISABILITIES ASSOC. | 12 | 0 | Non Profit | 1 | RIDGEFORD PARK | 7660 | 7 | MERCURY SOLAR SYSTEMS - PORT CHESTER | PSE&G BPU | No | Complete | 2012-03-19 | 2012-07-06 | 2012-07-20 | 2012-07-20
SRP09323 | SREC Solar | CHASABONIS |  | 3.29 | 0 | Residential | 1 | KEARNY | 7032 | 8 | VIVINT SOLAR | PSE&G BPU | No | Complete | 2012-03-05 | 2013-01-03 | 2013-02-13 | 2013-02-13
SRP09324 | SREC Solar | ESTRADA |  | 3.525 | 0 | Residential | 1 | WOODRIDGE | 7075 | 7 | VIVINT SOLAR | PSE&G BPU | No | Complete | 2012-03-05 | 2012-06-26 | 2012-07-17 | 2012-07-17
SRP09325 | SREC Solar | LEE |  | 3.76 | 0 | Residential | 1 | BELLEVILLE | 7109 | 9 | VIVINT SOLAR | PSE&G BPU | No | Complete | 2012-03-05 | 2012-11-13 | 2013-01-29 | 2013-01-29
SRP09327 | SREC Solar | CRISTINO |  | 11.045 | 0 | Residential | 1 | HOLMDEL | 7733 | 17 | VERENGO SOLAR | JCP&L | No | Complete | 2012-03-05 | 2013-02-22 | 2013-06-11 | 2013-06-11
SRP09329 | SREC Solar | HUMPHREY |  | 6.11 | 0 | Residential | 1 | CLEMENTON | 8021 | 14 | TRINITY HEATING AND AIR | AC Electric | No | Complete | 2012-03-05 | 2012-06-04 | 2012-06-13 | 2012-06-13
SRP09330 | SREC Solar | WHITE |  | 9.43 | 0 | Residential | 1 | MARLTON | 8053 | 13 | TRINITY HEATING AND AIR | PSE&G BPU | No | Complete | 2012-03-05 | 2012-05-16 | 2012-05-30 | 2012-05-30
SRP09331 | SREC Solar | LAKE |  | 13.68 | 0 | Residential | 1 | HOWELL | 7731 | 17 | TRINITY HEATING AND AIR | JCP&L | No | Complete | 2012-03-05 | 2012-05-22 | 2012-06-04 | 2012-06-04
SRP09332 | SREC Solar | PULSIANO |  | 9.12 | 0 | Residential | 1 | RIVERVALE | 7675 | 7 | TRINITY HEATING AND AIR | PSE&G BPU | No | Complete | 2012-03-05 | 2012-06-12 | 2012-06-20 | 2012-06-20
SRP09334 | SREC Solar | SHERBER |  | 3.29 | 0 | Residential | 1 | EDISON | 8820 | 11 | VERENGO SOLAR | PSE&G BPU | No | Complete | 2012-03-05 | 2013-02-22 | 2013-05-14 | 2013-05-14
SRP09335 | SREC Solar | ERICKSON | PRINCETON PRESBYTERIAN CHURCH | 56.81 | 0 | Non Profit | 1 | PRINCETON | 8540 | 12 | AMERICAN RENEWABLE ENERGY, INC | PSE&G BPU | No | Complete | 2012-03-05 | 2013-01-02 | 2013-01-15 | 2013-01-15
SRP09336 | SREC Solar | GRAHAM |  | 6.58 | 0 | Residential | 1 | ROCKAWAY | 7866 | 3 | VERENGO SOLAR | JCP&L | No | Complete | 2012-03-05 | 2013-03-04 | 2013-03-12 | 2013-03-12
SRP09337 | SREC Solar | MEDINA |  | 4.7 | 0 | Residential | 1 | LODI | 7644 | 7 | VERENGO SOLAR | PSE&G BPU | No | Complete | 2012-03-05 | 2013-05-15 | 2013-05-28 | 2013-05-28
SRP09338 | SREC Solar | SUPRUNOV |  | 13.392 | 0 | Residential | 0 | FLEMINGTON | 8822 | 4 | SELF INSTALL | JCP&L | No | Complete | 2012-03-05 | 2012-03-22 | 2012-04-22 | 2012-04-22
SRP09339 | SREC Solar | DUKE |  | 2.82 | 0 | Residential | 1 | CLIFTON | 7011 | 6 | VIVINT SOLAR | PSE&G BPU | No | Complete | 2012-03-05 | 2012-06-26 | 2012-07-09 | 2012-07-09
SRP09340 | SREC Solar | MCKNIGHT |  | 3.995 | 0 | Residential | 1 | CLIFTON | 7013 | 6 | VIVINT SOLAR | PSE&G BPU | No | Complete | 2012-03-05 | 2012-09-13 | 2012-10-01 | 2012-10-01
SRP09342 | SREC Solar | ROSTA |  | 5.405 | 0 | Residential | 1 | CLIFTON | 7011 | 6 | VIVINT SOLAR | PSE&G BPU | No | Complete | 2012-03-05 | 2013-01-10 | 2013-01-29 | 2013-01-29
SRP09343 | SREC Solar | HAUCK | MONMOUTH UNIVERSITY (MAGILL COM) | 98.02 | 0 | School Other | 1 | WEST LONG BRANCH | 7764 | 17 | PRO-TECH ENERGY SOLUTIONS | JCP&L | No | Complete | 2012-03-05 | 2012-07-25 | 2012-08-14 | 2012-08-14
SRP09344 | SREC Solar | HAUCK | MONMOUTH UNIVERSITY (MCALLEN) | 23.66 | 0 | School Other | 1 | WEST LONG BRANCH | 7764 | 17 | PRO-TECH ENERGY SOLUTIONS | JCP&L | No | Complete | 2012-03-05 | 2012-07-25 | 2012-08-14 | 2012-08-14
SRP09345 | SREC Solar | ANANKO |  | 7.05 | 0 | Residential | 1 | BAYVILLE | 8721 | 18 | NJR HOME SERVICES. | JCP&L | No | Complete | 2012-03-05 | 2012-04-25 | 2012-05-10 | 2012-05-10
SRP09349 | SREC Solar | PEREIRAS |  | 7.755 | 0 | Residential | 1 | CLIFTON | 7013 | 6 | VIVINT SOLAR | PSE&G BPU | No | Complete | 2012-03-05 | 2013-01-28 | 2013-02-13 | 2013-02-13
SRP09350 | SREC Solar | SANTANA PAEZ |  | 5.64 | 0 | Residential | 1 | NORTH ARLINGTON | 7031 | 7 | VIVINT SOLAR | PSE&G BPU | No | Complete | 2012-03-05 | 2012-12-28 | 2013-01-09 | 2013-01-09
SRP09351 | SREC Solar | D'ULISSE |  | 5.405 | 0 | Residential | 1 | MAYWOOD | 7607 | 7 | VIVINT SOLAR | PSE&G BPU | No | Complete | 2012-03-05 | 2012-05-03 | 2012-05-17 | 2012-05-17
SRP09353 | SREC Solar | PATEL |  | 6.58 | 0 | Residential | 1 | CLIFTON | 7013 | 6 | VIVINT SOLAR | PSE&G BPU | No | Complete | 2012-03-05 | 2012-05-23 | 2012-10-02 | 2012-10-02
SRP09354 | SREC Solar | MILES |  | 2.82 | 0 | Residential | 1 | CLIFTON | 7011 | 6 | VIVINT SOLAR | PSE&G BPU | No | Complete | 2012-03-05 | 2012-06-12 | 2012-06-20 | 2012-06-20
SRP09355 | SREC Solar | MAZZILLI |  | 3.96 | 0 | Residential | 0 | COLUMBUS | 8022 | 13 | GEOGENIX | PSE&G BPU | No | Complete | 2012-03-05 | 2013-01-25 | 2013-03-05 | 2013-03-05
SRP09356 | SREC Solar | SMITH |  | 5.64 | 0 | Residential | 1 | CLIFTON | 7013 | 6 | VIVINT SOLAR | PSE&G BPU | No | Complete | 2012-03-05 | 2012-05-10 | 2012-05-24 | 2012-05-24
SRP09357 | SREC Solar | CAPODICE | UNION COUNTY VO-TECH SCHOOL | 106.925 | 0 | Government Facility | 1 | SCOTCH PLAINS | 7076 | 10 | PRO-TECH ENERGY SOLUTIONS | PSE&G BPU | No | Complete | 2012-03-26 | 2012-06-20 | 2012-07-13 | 2012-07-13
SRP09358 | SREC Solar | HAUCK | MONMOUTH UNI (PLANGERA HALL) | 64.22 | 0 | School Other | 1 | WEST LONG BRANCH | 7764 | 17 | PRO-TECH ENERGY SOLUTIONS | JCP&L | No | Complete | 2012-03-05 | 2012-08-06 | 2012-08-20 | 2012-08-20
SRP09359 | SREC Solar | HAUCK | MONMOUTH UNI (EDISON HOWARD MAC | 324.48 | 0 | Residential | 1 | WEST LONG BRANCH | 7764 | 17 | PRO-TECH ENERGY SOLUTIONS | JCP&L | No | Complete | 2012-03-05 | 2012-08-28 | 2012-09-28 | 2012-09-28
SRP09363 | SREC Solar | SO |  | 8.46 | 0 | Residential | 1 | EAST BRUNSWICK | 8816 | 11 | REC SOLAR, INC. | PSE&G BPU | No | Complete | 2012-03-05 | 2012-06-29 | 2012-07-17 | 2012-07-17
SRP09364 | SREC Solar | DREW |  | 6.5 | 0 | Residential | 1 | SOUTH AMBOY | 8088 | 13 | TRINITY HEATING AND AIR | PSE&G BPU | No | Complete | 2012-03-05 | 2012-06-06 | 2012-06-18 | 2012-06-18
SRP09365 | SREC Solar | HAFKE |  | 6.24 | 0 | Residential | 0 | HIGH BRIDGE | 8829 | 4 | TRINITY HEATING AND AIR | JCP&L | No | Complete | 2012-03-05 | 2012-04-20 | 2012-05-09 | 2012-05-09
SRP09366 | SREC Solar | PERRY |  | 5 | 0 | Residential | 1 | YARDVILLE | 8620 | 12 | TRINITY HEATING AND AIR | PSE&G BPU | No | Complete | 2012-03-05 | 2012-04-27 | 2012-05-11 | 2012-05-11
SRP09367 | SREC Solar | PENZO |  | 4 | 0 | Residential | 1 | MT. LAUREL | 8054 | 13 | TRINITY HEATING AND AIR | PSE&G BPU | No | Complete | 2012-03-05 | 2012-04-27 | 2012-05-11 | 2012-05-11
SRP09368 | SREC Solar | SCHWARTZ |  | 9.12 | 0 | Residential | 1 | WARETOWN | 8758 | 18 | ACOS ENERGY, LLC | JCP&L | No | Complete | 2012-03-05 | 2012-08-16 | 2012-08-29 | 2012-08-29
SRP09369 | SREC Solar | CROCCO |  | 6.5 | 0 | Residential | 1 | MANCHESTER | 8739 | 18 | TRINITY HEATING AND AIR | JCP&L | No | Complete | 2012-03-05 | 2012-07-03 | 2012-07-20 | 2012-07-20
SRP09370 | SREC Solar | VAN BRUG |  | 7.5 | 0 | Residential | 1 | LAKEWOOD | 8701 | 18 | TRINITY HEATING AND AIR | JCP&L | No | Complete | 2012-03-05 | 2012-04-09 | 2012-04-25 | 2012-04-25
SRP09372 | SREC Solar | BATTITO |  | 7.5 | 0 | Residential | 1 | BRICK | 8723 | 18 | TRINITY HEATING AND AIR | JCP&L | No | Complete | 2012-03-05 | 2012-05-03 | 2012-05-17 | 2012-05-17
SRP09374 | SREC Solar | JANKOWSKI |  | 3 | 0 | Residential | 1 | MANALAPAN | 7726 | 17 | TRINITY HEATING AND AIR | JCP&L | No | Complete | 2012-03-05 | 2012-05-25 | 2012-06-13 | 2012-06-13
SRP09375 | SREC Solar | CRONK |  | 12.25 | 0 | Residential | 0 | MONREOVILLE | 8343 | 16 | GEOPEAK ENERGY LLC | AC Electric | No | Complete | 2012-03-19 | 2012-07-30 | 2012-08-08 | 2012-08-08
SRP09376 | SREC Solar | DRAPER |  | 4.08 | 0 | Residential | 1 | IRVINGTON | 7111 | 9 | A-TOP ALTERNATIVE ENERGY | PSE&G BPU | No | Complete | 2012-03-05 | 2012-10-24 | 2012-11-06 | 2012-11-06
SRP09377 | SREC Solar | COLE |  | 16.5 | 0 | Residential | 1 | TOMS RIVER | 8755 | 18 | TRINITY HEATING AND AIR | JCP&L | No | Complete | 2012-03-05 | 2012-06-06 | 2012-06-18 | 2012-06-18
SRP09378 | SREC Solar | ST. AUBYN |  | 0.705 | 0 | Residential | 0 | MILLVILLE | 8332 | 20 | KAITANNA SOLAR, LLC | AC Electric | No | Complete | 2012-03-05 | 2013-02-25 | 2013-03-18 | 2013-03-18
SRP09380 | SREC Solar | COCOLA |  | 5.5 | 0 | Residential | 1 | LAKEWOOD | 8701 | 18 | TRINITY HEATING AND AIR | JCP&L | No | Complete | 2012-03-05 | 2012-04-12 | 2012-05-02 | 2012-05-02
SRP09381 | SREC Solar | SHARMA |  | 6.72 | 0 | Residential | 1 | FREEHOLD | 7728 | 17 | GEOGENIX | JCP&L | No | Complete | 2012-03-05 | 2012-08-06 | 2012-09-06 | 2012-09-06
SRP09382 | SREC Solar | WILLIAMS |  | 5.13 | 0 | Residential | 1 | ENGLISHTOWN | 7726 | 17 | SUNGEVITY, INC. | JCP&L | No | Complete | 2012-03-12 | 2012-10-10 | 2012-11-29 | 2012-11-29
SRP09383 | SREC Solar | NIXHOLM | DOWNSTOWN AIRPORT | 3.055 | 0 | Commercial | 1 | FRANKLINVILLE | 8322 | 15 | PALMIERI SOLAR SOLUTIONS | AC Electric | No | Complete | 2012-03-12 | 2012-06-07 | 2012-06-18 | 2012-06-18
SRP09384 | SREC Solar | NIXHOLM | DOWNSTOWN AIRPORT | 18.33 | 0 | Commercial | 1 | DOWNSTOWN | 8310 | 19 | PALMIERI SOLAR SOLUTIONS | AC Electric | No | Complete | 2012-03-12 | 2012-06-07 | 2012-06-18 | 2012-06-18
SRP09385 | SREC Solar | CARTER JR. |  | 9.165 | 0 | Residential | 1 | WILLIAMSTOWN | 8094 | 15 | PALMIERI SOLAR SOLUTIONS | AC Electric | No | Complete | 2012-03-12 | 2012-06-19 | 2012-06-28 | 2012-06-28
SRP09386 | SREC Solar | WOSKA |  | 57.6 | 0 | Residential | 1 | MARLBORO | 7746 | 17 | GEOGENIX | JCP&L | No | Complete | 2012-03-12 | 2012-08-07 | 2012-09-28 | 2012-09-28
SRP09387 | SREC Solar | AHMED |  | 10.56 | 0 | Residential | 0 | ENGLISHTOWN | 7726 | 17 | TRINITY HEATING AND AIR | JCP&L | No | Complete | 2012-03-12 | 2012-05-25 | 2012-06-06 | 2012-06-06
SRP09388 | SREC Solar | GRIMBILAS | PASSAIC COUNTY WELDERS | 162.24 | 0 | Residential | 0 | WAYNE | 7470 | 6 | CORBIN SOLAR SOLUTIONS, LLC | PSE&G BPU | No | Complete | 2012-03-12 | 2013-02-05 | 2013-02-19 | 2013-02-19
SRP09389 | SREC Solar | ECKHARDT | BED, BATH & BEYOND, INC. | 517.968 | 0 | Commercial | 0 | SECAUCUS | 7094 | 8 | SUNPOWER CORPORATION | PSE&G BPU | No | Complete | 2012-03-12 | 2013-03-14 | 2013-04-01 | 2013-04-01
SRP09390 | SREC Solar | MEYERS |  | 9.75 | 0 | Residential | 0 | HAMILTON TWP | 8610 | 12 | ASTRUM SOLAR, LLC | PSE&G BPU | No | Complete | 2012-03-12 | 2012-07-20 | 2012-07-30 | 2012-07-30
SRP09392 | SREC Solar | ZEBRO | PISCATAWAY AUTO BODY | 35.52 | 0 | Commercial | 0 | PISCATAWAY | 8854 | 11 | TRINITY HEATING AND AIR | PSE&G BPU | No | Complete | 2012-03-12 | 2012-09-19 | 2012-10-11 | 2012-10-11
SRP09394 | SREC Solar | WONG |  | 5.76 | 0 | Residential | 0 | EATONTOWN | 7724 | 17 | GEOPEAK ENERGY LLC | JCP&L | No | Complete | 2012-03-12 | 2012-05-14 | 2012-05-30 | 2012-05-30
SRP09395 | SREC Solar | OCASIO | LA CASA DE DON PEDRO | 12.96 | 0 | Non Profit | 1 | NEWARK | 7104 | 9 | MERCURY SOLAR SYSTEMS - PORT CHESTER | PSE&G BPU | No | Complete | 2012-03-12 | 2012-08-27 | 2012-09-06 | 2012-09-06
SRP09396 | SREC Solar | THOFT |  | 9.165 | 0 | Residential | 0 | PRINCETON | 8540 | 12 | JD SOLAR SOLUTIONS | PSE&G BPU | No | Complete | 2012-03-12 | 2013-02-15 | 2013-03-04 | 2013-03-04
SRP09397 | SREC Solar | MASTRATASQUA |  | 4.5 | 0 | Residential | 1 | MANCHESTER | 8759 | 18 | TRINITY HEATING AND AIR | JCP&L | No | Complete | 2012-03-12 | 2012-06-05 | 2012-06-13 | 2012-06-13
SRP09399 | SREC Solar | LEARY |  | 7.2 | 0 | Residential | 1 | HOWELL | 7731 | 17 | TRINITY HEATING AND AIR | JCP&L | No | Complete | 2012-03-12 | 2012-05-22 | 2012-06-01 | 2012-06-01
SRP09400 | SREC Solar | BLISS |  | 5.5 | 0 | Residential | 1 | BRICK | 8723 | 18 | TRINITY HEATING AND AIR | JCP&L | No | Complete | 2012-03-12 | 2012-06-19 | 2012-06-21 | 2012-06-21
SRP09401 | SREC Solar | DECKER |  | 10.5 | 0 | Residential | 1 | MANCHESTER | 8759 | 18 | TRINITY HEATING AND AIR | JCP&L | No | Complete | 2012-03-12 | 2012-05-25 | 2012-06-08 | 2012-06-08
SRP09402 | SREC Solar | OROST |  | 16.8 | 0 | Residential | 1 | TOMS RIVER | 8753 | 18 | SOLARCITY CORPORATION | JCP&L | No | Complete | 2012-03-12 | 2012-08-06 | 2012-09-28 | 2012-09-28
SRP09403 | SREC Solar | DESIMONE |  | 10.34 | 0 | Residential | 1 | LANOKA HARBOR | 8734 | 18 | SOLARCITY CORPORATION | JCP&L | No | Complete | 2012-03-12 | 2012-09-14 | 2012-10-03 | 2012-10-03
SRP09405 | SREC Solar | BLAZESKI | GS GROUP | 128.57 | 0 | Commercial | 1 | PATERSON | 7514 | 6 | APS CONTRACTORS | PSE&G BPU | No | Complete | 2012-03-12 | 2012-10-04 | 2012-12-11 | 2012-12-11
SRP09411 | SREC Solar | HENDRICKSON | FEDERAL REALTY INVESTMENT TRUST | 149.76 | 0 | Commercial | 1 | LAWRENCEVILLE | 8648 | 12 | SAFARI ENERGY LLC | PSE&G BPU | No | Complete | 2012-03-12 | 2012-06-08 | 2012-06-18 | 2012-06-18
SRP09412 | SREC Solar | CLARKE |  | 15.91 | 0 | Residential | 1 | MULLICA HILL | 8062 | 15 | SOLARCITY CORPORATION | AC Electric | No | Complete | 2012-03-12 | 2013-01-28 | 2013-02-05 | 2013-02-05
SRP09414 | SREC Solar | PONZIO |  | 15.2 | 0 | Residential | 1 | LUMBERTON | 8048 | 13 | SUNGEVITY, INC. | PSE&G BPU | No | Complete | 2012-03-12 | 2012-08-16 | 2012-08-24 | 2012-08-24
SRP09415 | SREC Solar | OLSEN |  | 7.905 | 0 | Residential | 1 | BARNEGAT | 8005 | 18 | VERENGO SOLAR | JCP&L | No | Complete | 2012-03-12 | 2013-03-15 | 2013-04-15 | 2013-04-15
SRP09417 | SREC Solar | MCNASSAR |  | 7.14 | 0 | Residential | 1 | MOUNT LAUREL | 8054 | 13 | VERENGO SOLAR | PSE&G BPU | No | Complete | 2012-03-12 | 2013-03-04 | 2013-03-14 | 2013-03-14
SRP09418 | SREC Solar | DION |  | 4.56 | 0 | Residential | 1 | MICKLETON | 8056 | 15 | SUNGEVITY, INC. | AC Electric | No | Complete | 2012-03-12 | 2012-05-30 | 2012-06-08 | 2012-06-08
SRP09419 | SREC Solar | MOSER | HAPPY HOOVES | 27.6 | 0 | Farm | 0 | LUMBERTON | 8048 | 13 | FIRST POWER AND LIGHT | PSE&G BPU | No | Complete | 2012-03-12 | 2013-11-04 | 2013-11-11 | 2013-11-11
SRP09420 | SREC Solar | POTT |  | 3.04 | 0 | Residential | 1 | TRENTON | 8611 | 12 | SUNGEVITY, INC. | PSE&G BPU | No | Complete | 2012-03-12 | 2012-11-28 | 2012-12-05 | 2012-12-05
SRP09421 | SREC Solar | LAMBETH | THE PARISH OF ST. THERESA | 101.745 | 0 | Non Profit | 1 | LITTLE EGG HARBOR | 8087 | 18 | SOLIS PARTNERS, LLC | AC Electric | No | Complete | 2012-03-12 | 2012-06-07 | 2012-06-19 | 2012-06-19
SRP09422 | SREC Solar | HARDIE | TOWNSHIP OF PARSIPPANY | 30.08 | 0 | Government Facility | 0 | LAKE HIAWATHA | 7034 | 3 | SOLAR MITE SOLUTIONS II | JCP&L | No | Complete | 2012-03-12 | 2012-07-26 | 2012-09-17 | 2012-09-17
SRP09424 | SREC Solar | LU |  | 5.17 | 0 | Residential | 1 | PLAINSBORO | 8536 | 11 | VERENGO SOLAR | PSE&G BPU | No | Complete | 2012-03-12 | 2013-03-04 | 2013-03-12 | 2013-03-12
SRP09425 | SREC Solar | DEATS |  | 2.82 | 0 | Residential | 1 | MILFORD | 8848 | 4 | VERENGO SOLAR | JCP&L | No | Complete | 2012-03-12 | 2013-03-15 | 2013-04-01 | 2013-04-01
SRP09426 | SREC Solar | HESSELEIN |  | 11 | 0 | Residential | 1 | UPPER FREEHOLD | 8501 | 17 | GARY KUBIAK & SON ELECTRIC, INC | PSE&G BPU | No | Complete | 2012-03-12 | 2012-09-18 | 2012-10-03 | 2012-10-03
SRP09427 | SREC Solar | ANGELINI | 5 INTERNATIONAL AVENUE, LLC | 42.77 | 0 | Commercial | 0 | DEPTFORD | 8090 | 15 | RAY ANGELINI, INC. | AC Electric | No | Complete | 2012-03-12 | 2013-10-02 | 2013-10-23 | 2013-10-23
SRP09428 | SREC Solar | WILLIAMS |  | 6.58 | 0 | Residential | 1 | PISCATAWAY | 8854 | 11 | VIVINT SOLAR | PSE&G BPU | No | Complete | 2012-03-12 | 2013-01-03 | 2013-01-18 | 2013-01-18
SRP09429 | SREC Solar | MILES | OCEAN FIRE COMPANY 1 | 24.48 | 0 | Commercial | 1 | POINT PLEASANT BEACH | 8742 | 18 | TRINITY HEATING AND AIR | JCP&L | No | Complete | 2012-03-12 | 2012-12-12 | 2012-12-20 | 2012-12-20
SRP09430 | SREC Solar | MERRING |  | 7.05 | 0 | Residential | 1 | PISCATAWAY | 8854 | 11 | VIVINT SOLAR | PSE&G BPU | No | Complete | 2012-03-12 | 2013-01-21 | 2013-02-13 | 2013-02-13
SRP09431 | SREC Solar | PERRETTE, VP | PRUDENTIAL INSURANCE CO., AMERICA | 2197.845 | 0 | Commercial | 0 | ROSELAND | 7068 | 9 | VANGUARD ENERGY PARTNERS, LLC | PSE&G BPU | No | Complete | 2012-03-12 | 2013-11-12 | 2013-12-12 | 2013-12-12
SRP09432 | SREC Solar | MITCHELL |  | 2.82 | 0 | Residential | 1 | PISCATAWAY | 8854 | 11 | VIVINT SOLAR | PSE&G BPU | No | Complete | 2012-03-12 | 2012-05-29 | 2012-06-06 | 2012-06-06
SRP09433 | SREC Solar | BODNAR |  | 3.995 | 0 | Residential | 1 | PISCATAWAY | 8854 | 11 | VIVINT SOLAR | PSE&G BPU | No | Complete | 2012-03-12 | 2012-08-30 | 2012-09-05 | 2012-09-05
SRP09434 | SREC Solar | DOUGLAS-KRUK |  | 3.25 | 0 | Residential | 1 | BOONTON | 7005 | 3 | TRINITY HEATING AND AIR | JCP&L | No | Complete | 2012-03-12 | 2012-06-05 | 2012-06-15 | 2012-06-15
SRP09436 | SREC Solar | DAMON |  | 8.46 | 0 | Residential | 1 | BURLINGTON | 8016 | 13 | SOLARCITY CORPORATION | PSE&G BPU | No | Complete | 2012-03-12 | 2012-11-29 | 2012-12-07 | 2012-12-07
SRP09437 | SREC Solar | D'AMICO |  | 6.11 | 0 | Residential | 1 | HASBROUCK HEIGHTS | 7604 | 7 | VIVINT SOLAR | PSE&G BPU | No | Complete | 2012-03-12 | 2012-12-21 | 2013-01-04 | 2013-01-04
SRP09438 | SREC Solar | GROOP |  | 12 | 0 | Residential | 1 | BRICK | 8723 | 18 | TRINITY HEATING AND AIR | JCP&L | No | Complete | 2012-03-12 | 2012-07-18 | 2012-07-26 | 2012-07-26
SRP09439 | SREC Solar | ATWELL |  | 6.58 | 0 | Residential | 1 | KEARNY | 7032 | 8 | VIVINT SOLAR | PSE&G BPU | No | Complete | 2012-03-12 | 2013-01-03 | 2013-01-18 | 2013-01-18
SRP09440 | SREC Solar | FERNANDEZ |  | 6 | 0 | Residential | 1 | LAKEWOOD | 8701 | 18 | TRINITY HEATING AND AIR | JCP&L | No | Complete | 2012-03-12 | 2012-04-25 | 2012-05-11 | 2012-05-11
SRP09441 | SREC Solar | SCHIAVO |  | 14.245 | 0 | Residential | 1 | LUMBERTON | 8048 | 13 | TRINITY HEATING AND AIR | PSE&G BPU | No | Complete | 2012-03-12 | 2012-04-27 | 2012-05-11 | 2012-05-11
SRP09442 | SREC Solar | FLANAGAN | SMYTHE VOLVO (CANOPY) | 96.72 | 0 | Commercial | 0 | SUMMIT | 7901 | 10 | VANGUARD ENERGY PARTNERS, LLC | JCP&L | No | Complete | 2012-03-12 | 2013-08-14 | 2013-09-13 | 2013-09-13
SRP09443 | SREC Solar | ASHTON |  | 8.25 | 0 | Residential | 1 | TOMS RIVER | 8757 | 18 | TRINITY HEATING AND AIR | JCP&L | No | Complete | 2012-03-12 | 2012-05-31 | 2012-06-08 | 2012-06-08
SRP09445 | SREC Solar | BLAESS |  | 8 | 0 | Residential | 1 | JACKSON | 8527 | 18 | TRINITY HEATING AND AIR | JCP&L | No | Complete | 2012-03-12 | 2012-04-12 | 2012-05-02 | 2012-05-02
SRP09446 | SREC Solar | MCCONAGHIE |  | 6 | 0 | Residential | 1 | BRICK | 8723 | 18 | TRINITY HEATING AND AIR | JCP&L | No | Complete | 2012-03-12 | 2012-05-18 | 2012-06-01 | 2012-06-01
SRP09447 | SREC Solar | TEDESCO | SOUTH JERSEY WELANDS INSTITUTE | 11.75 | 0 | Non Profit | 0 | STONE HARBOR | 8247 | 21 | TRINITY HEATING AND AIR | AC Electric | No | Complete | 2012-03-12 | 2012-05-25 | 2012-06-06 | 2012-06-06
SRP09448 | SREC Solar | SOKOLAWSKI |  | 11.515 | 0 | Residential | 0 | PISCATAWAY | 8854 | 11 | SUREWAVE SOLAR | PSE&G BPU | No | Complete | 2012-03-12 | 2012-10-05 | 2012-10-22 | 2012-10-22
SRP09449 | SREC Solar | ASCHER |  | 8 | 0 | Residential | 1 | EAST WINDSOR | 8512 | 11 | TRINITY HEATING AND AIR | JCP&L | No | Complete | 2012-03-12 | 2012-05-03 | 2012-05-17 | 2012-05-17
SRP09451 | SREC Solar | WOJCIK |  | 11.25 | 0 | Residential | 1 | WARETOWN | 8758 | 18 | TRINITY HEATING AND AIR | JCP&L | No | Complete | 2012-03-12 | 2012-06-06 | 2012-06-18 | 2012-06-18
SRP09452 | SREC Solar | CLINTON |  | 7.7 | 0 | Residential | 1 | DELANCO | 8075 | 13 | SOLARCITY CORPORATION | PSE&G BPU | No | Complete | 2012-03-12 | 2012-12-07 | 2012-12-12 | 2012-12-12
SRP09453 | SREC Solar | BAUER |  | 4.8 | 0 | Residential | 0 | PITMAN | 8071 | 15 | ARROW ELECTRIC SERVICES, INC. | AC Electric | No | Complete | 2012-03-12 | 2012-07-10 | 2012-07-23 | 2012-07-23
SRP09454 | SREC Solar | JENNINGS JR. |  | 10.08 | 0 | Residential | 0 | LAWRENCE | 8648 | 12 | GEOPEAK ENERGY LLC | PSE&G BPU | No | Complete | 2012-03-12 | 2012-06-21 | 2012-07-05 | 2012-07-05
SRP09455 | SREC Solar | O'DONNELL |  | 10 | 0 | Residential | 1 | WOLLWICH | 8085 | 15 | ASTRUM SOLAR, LLC | AC Electric | No | Complete | 2012-03-12 | 2012-07-20 | 2012-07-30 | 2012-07-30
SRP09456 | SREC Solar | GEORGETT |  | 9.46 | 0 | Residential | 1 | STOCKTON | 8559 | 4 | SOLARCITY CORPORATION | JCP&L | No | Complete | 2012-03-12 | 2012-05-23 | 2012-06-04 | 2012-06-04
SRP09457 | SREC Solar | KOCIS |  | 6.48 | 0 | Residential | 1 | MYSTIC ISLANDS | 8087 | 18 | SOLARCITY CORPORATION | AC Electric | No | Complete | 2012-03-12 | 2013-01-11 | 2013-02-06 | 2013-02-06
SRP09458 | SREC Solar | WADE |  | 7.2 | 0 | Residential | 1 | HACKENSACK | 7601 | 7 | SOLARCITY CORPORATION | PSE&G BPU | No | Complete | 2012-03-12 | 2012-11-29 | 2013-03-27 | 2013-03-27
SRP09459 | SREC Solar | MURDOCH |  | 7.65 | 0 | Residential | 1 | STEWARTSVILLE | 8886 | 2 | ALTERNATIVE LIGHT & ENERGY SOLUTIONS LLC | JCP&L | No | Complete | 2012-03-12 | 2012-10-02 | 2012-10-11 | 2012-10-11
SRP09460 | SREC Solar | KUBICHECK |  | 7.92 | 0 | Residential | 1 | OCEAN GATE | 8740 | 18 | SOLARCITY CORPORATION | JCP&L | No | Complete | 2012-03-12 | 2012-11-29 | 2012-12-07 | 2012-12-07
SRP09461 | SREC Solar | EGOLF |  | 7.755 | 0 | Residential | 1 | ERIAL | 8081 | 14 | SOLARCITY CORPORATION | AC Electric | No | Complete | 2012-03-12 | 2012-09-12 | 2012-10-01 | 2012-10-01
SRP09462 | SREC Solar | MINZER |  | 9.6 | 0 | Residential | 1 | PITTSTOWN | 8867 | 4 | EAST COAST ALTERNATIVE ENERGY | JCP&L | No | Complete | 2012-03-12 | 2012-05-25 | 2012-06-04 | 2012-06-04
SRP09466 | SREC Solar | DYER |  | 6.375 | 0 | Residential | 1 | PARLIN | 8859 | 11 | A-TOP ALTERNATIVE ENERGY | JCP&L | No | Complete | 2012-03-12 | 2012-05-14 | 2012-05-30 | 2012-05-30
SRP09467 | SREC Solar | STARGEL | ST. PETER'S COLLEGE | 192.58 | 0 | School Other | 1 | JERSEY CITY | 7306 | 8 | RENEWABLE POWER | PSE&G BPU | No | Complete | 2012-03-12 | 2012-09-27 | 2013-02-07 | 2013-02-07
SRP09468 | SREC Solar | MCDONALD |  | 9.5 | 0 | Residential | 1 | HAINESPORT | 8036 | 13 | ALTERIS RENEWABLES DBA REAL GOODS SOLAR | PSE&G BPU | No | Complete | 2012-03-12 | 2012-07-23 | 2012-08-06 | 2012-08-06
SRP09469 | SREC Solar | MUI |  | 20.4 | 0 | Residential | 0 | COLTS NECK | 7722 | 17 | SKYLINE SOLAR | JCP&L | No | Complete | 2012-03-12 | 2012-07-18 | 2012-07-23 | 2012-07-23
SRP09470 | SREC Solar | MAGNOLIA JOSEPH |  | 5.76 | 0 | Residential | 1 | LEBANON | 8833 | 4 | GREEN POWER ENERGY LLC | JCP&L | No | Complete | 2012-03-12 | 2012-05-09 | 2012-05-22 | 2012-05-22
SRP09471 | SREC Solar | SARICA |  | 11.52 | 0 | Residential | 1 | FORKED RIVER | 8731 | 18 | GREEN POWER ENERGY LLC | JCP&L | No | Complete | 2012-03-12 | 2012-05-04 | 2012-05-22 | 2012-05-22
SRP09472 | SREC Solar | PARK |  | 9.89 | 0 | Residential | 0 | SADDLE RIVER | 7458 | 7 | ONE SOURCE ENERGY SOLUTIONS | PSE&G BPU | No | Complete | 2012-03-12 | 2012-09-19 | 2012-12-18 | 2012-12-18
SRP09473 | SREC Solar | STEVENSON |  | 17.92 | 0 | Residential | 1 | BAPTISTOWN | 8803 | 4 | GREEN POWER ENERGY LLC | JCP&L | No | Complete | 2012-03-12 | 2012-06-06 | 2012-06-26 | 2012-06-26
SRP09474 | SREC Solar | PETRY |  | 3.29 | 0 | Residential | 1 | KEARNY | 7032 | 8 | VIVINT SOLAR | PSE&G BPU | No | Complete | 2012-03-12 | 2012-05-10 | 2012-05-30 | 2012-05-30
SRP09475 | SREC Solar | BRETT | HIGHLANDS SELF STORAGE | 48.96 | 0 | Commercial | 0 | FRANKLIN | 7416 | 1 | KC GREEN ENERGY | JCP&L | No | Complete | 2012-03-12 | 2012-11-28 | 2013-02-27 | 2013-02-27
SRP09476 | SREC Solar | CARTER SR. |  | 18.33 | 0 | Residential | 1 | FRANKLINVILLE | 8322 | 15 | PALMIERI SOLAR SOLUTIONS | AC Electric | No | Complete | 2012-03-12 | 2012-07-17 | 2012-07-26 | 2012-07-26
SRP09478 | SREC Solar | CARTER SR. | SOUTHERN CROSS AIRPORT | 6.11 | 0 | Commercial | 1 | WILLIAMSTOWN | 8094 | 15 | PALMIERI SOLAR SOLUTIONS | AC Electric | No | Complete | 2012-03-12 | 2012-07-20 | 2012-08-16 | 2012-08-16
SRP09479 | SREC Solar | ZIELKE |  | 9.165 | 0 | Residential | 1 | WILLIAMSTOWN | 8094 | 15 | PALMIERI SOLAR SOLUTIONS | AC Electric | No | Complete | 2012-03-12 | 2012-10-15 | 2012-11-06 | 2012-11-06
SRP09480 | SREC Solar | KYTE |  | 9.36 | 0 | Residential | 0 | GLEN GARDNER | 8826 | 4 | ALTERIS RENEWABLES | JCP&L | No | Complete | 2012-03-12 | 2012-05-07 | 2012-06-15 | 2012-06-15
SRP09482 | SREC Solar | NASSO |  | 6.815 | 0 | Residential | 1 | WEST WINDSOR | 8550 | 12 | INDEPENDENT SOLAR | JCP&L | No | Complete | 2012-03-12 | 2012-07-06 | 2012-07-26 | 2012-07-26
SRP09483 | SREC Solar | SANATANA-STICKLE |  | 3.29 | 0 | Residential | 1 | WHARTON | 7885 | 3 | VERENGO SOLAR | JCP&L | No | Complete | 2012-03-12 | 2013-02-22 | 2014-02-11 | 2014-02-11
SRP09484 | SREC Solar | IMMORDINO |  | 6.345 | 0 | Residential | 1 | LAWRENCE TWP | 8648 | 12 | VERENGO SOLAR | PSE&G BPU | No | Complete | 2012-03-12 | 2013-02-28 | 2013-03-18 | 2013-03-18
SRP09488 | SREC Solar | SALERNO | CORPORATE AUTO | 8.225 | 0 | Commercial | 1 | KEANSBURG | 7734 | 17 | GARDEN STATE SOLAR LLC | JCP&L | No | Complete | 2012-03-12 | 2012-10-26 | 2012-11-08 | 2012-11-08
SRP09489 | SREC Solar | KISBY |  | 5.61 | 0 | Residential | 1 | LINWOOD | 8221 | 19 | PARAMOUNT SOLAR, LLC | AC Electric | No | Complete | 2012-03-12 | 2013-01-03 | 2013-01-15 | 2013-01-15
SRP09490 | SREC Solar | ECKHARDT | BED, BATH, & BEYOND, INC. | 863.28 | 0 | Commercial | 0 | UNION | 7083 | 10 | SUNPOWER CORPORATION | PSE&G BPU | No | Complete | 2012-03-12 | 2013-04-05 | 2013-06-13 | 2013-06-13
SRP09491 | SREC Solar | SPECIALE |  | 9 | 0 | Residential | 1 | SOUTHAMPTON | 8088 | 13 | TRINITY HEATING AND AIR | PSE&G BPU | No | Complete | 2012-03-19 | 2012-05-16 | 2012-05-29 | 2012-05-29
SRP09494 | SREC Solar | BESTAFKA |  | 6.25 | 0 | Residential | 1 | MANCHESTER | 8759 | 18 | TRINITY HEATING AND AIR | JCP&L | No | Complete | 2012-03-19 | 2012-05-25 | 2012-06-06 | 2012-06-06
SRP09495 | SREC Solar | REDMOND |  | 3.5 | 0 | Residential | 1 | MANVILLE | 8836 | 5 | TRINITY HEATING AND AIR | PSE&G BPU | No | Complete | 2012-03-19 | 2012-06-05 | 2012-06-13 | 2012-06-13
SRP09496 | SREC Solar | CEVALLAS |  | 2.76 | 0 | Residential | 0 | CLIFFSIDE PARK | 7010 | 7 | CORBIN SOLAR SOLUTIONS, LLC | PSE&G BPU | No | Complete | 2012-03-19 | 2012-07-10 | 2012-07-23 | 2012-07-23
SRP09497 | SREC Solar | ECKMAN |  | 5 | 0 | Residential | 1 | BARNEGAT | 8005 | 18 | TRINITY HEATING AND AIR | JCP&L | No | Complete | 2012-03-19 | 2012-05-07 | 2012-05-21 | 2012-05-21
SRP09498 | SREC Solar | REDMOND |  | 3.5 | 0 | Residential | 1 | MANVILLE | 8835 | 5 | TRINITY HEATING AND AIR | PSE&G BPU | No | Complete | 2012-03-19 | 2012-06-05 | 2012-06-26 | 2012-06-26
SRP09499 | SREC Solar | ACOLIA |  | 8.25 | 0 | Residential | 0 | COLUMBUS | 8022 | 13 | GEOGENIX | PSE&G BPU | No | Complete | 2012-03-19 | 2012-12-06 | 2012-12-18 | 2012-12-18
SRP09500 | SREC Solar | GOLLNICK | MONMOUTH COUNTY PARK SYSTEM | 13.77 | 0 | Government Facility | 0 | FREEHOLD | 7728 | 17 | PRIME SOLAR POWER | JCP&L | No | Complete | 2012-03-19 | 2012-04-24 | 2012-05-21 | 2012-05-21
SRP09502 | SREC Solar | BULLOCK |  | 7 | 0 | Residential | 1 | WILLINGBORO | 8046 | 13 | TRINITY HEATING AND AIR | PSE&G BPU | No | Complete | 2012-03-19 | 2012-05-18 | 2012-06-01 | 2012-06-01
SRP09503 | SREC Solar | GRUNBAUM |  | 10 | 0 | Residential | 1 | EAST WINDSOR | 8512 | 11 | TRINITY HEATING AND AIR | JCP&L | No | Complete | 2012-03-19 | 2012-05-03 | 2012-05-17 | 2012-05-17
SRP09504 | SREC Solar | P. GLEASON |  | 5.17 | 0 | Residential | 1 | PISCATWAY | 8854 | 11 | VIVINT SOLAR | PSE&G BPU | No | Complete | 2012-03-19 | 2013-01-15 | 2013-02-05 | 2013-02-05
SRP09505 | SREC Solar | SCHWIEDEREK |  | 3.76 | 0 | Residential | 1 | CLIFTON | 7013 | 6 | VIVINT SOLAR | PSE&G BPU | No | Complete | 2012-03-19 | 2012-06-26 | 2012-07-09 | 2012-07-09
SRP09511 | SREC Solar | DIDEA | D&D ENTERPRISES OF CLINTON INC. | 3.6 | 0 | Commercial | 0 | CLINTON | 8809 | 4 | GREEN POWER ENERGY LLC | JCP&L | No | Complete | 2012-03-19 | 2013-06-20 | 2013-07-16 | 2013-07-16
SRP09512 | SREC Solar | ZANGHI | UNDERWOOD MEMORIAL HOSPITAL | 278.88 | 0 | Non Profit | 1 | WOODBURY | 8096 | 15 | NEXUS SOLAR LLC | PSE&G BPU | No | Complete | 2012-03-19 | 2012-12-06 | 2013-01-03 | 2013-01-03
SRP09514 | SREC Solar | BONACORDA | RAS PROCESS EQUIPMENT | 152.88 | 0 | Commercial | 1 | ROBBINSVILLE | 8691 | 12 | NEXUS SOLAR LLC | JCP&L | No | Complete | 2012-03-19 | 2013-03-25 | 2013-04-17 | 2013-04-17
SRP09515 | SREC Solar | LIEFESTE |  | 2.99 | 0 | Residential | 1 | SHIP BOTTOM | 7067 | 10 | ALLSEASON CONSTRUCTION | AC Electric | No | Complete | 2012-03-19 | 2012-09-18 | 2012-10-03 | 2012-10-03
SRP09516 | SREC Solar | ZANGHI | UNDERWOOD MEMORIAL HOSPITAL | 147.84 | 0 | Non Profit | 1 | WOODBURY | 8096 | 15 | NEXUS SOLAR LLC | PSE&G BPU | No | Complete | 2012-03-19 | 2012-12-06 | 2012-12-13 | 2012-12-13
SRP09518 | SREC Solar | CHRIST |  | 7.59 | 0 | Residential | 1 | WARETOWN | 8005 | 18 | ALLSEASON CONSTRUCTION | JCP&L | No | Complete | 2012-03-19 | 2013-02-19 | 2013-03-19 | 2013-03-19
SRP09519 | SREC Solar | GOUJANI |  | 5.06 | 0 | Residential | 1 | LEHT | 8087 | 18 | ALLSEASON CONSTRUCTION | AC Electric | No | Complete | 2012-03-19 | 2012-08-30 | 2012-09-05 | 2012-09-05
SRP09520 | SREC Solar | VOWELL |  | 7.59 | 0 | Residential | 1 | BEECHWOOD | 8722 | 18 | ALLSEASON CONSTRUCTION | JCP&L | No | Complete | 2012-03-19 | 2012-12-06 | 2012-12-11 | 2012-12-11
SRP09521 | SREC Solar | CAPICOTTO |  | 5.98 | 0 | Residential | 1 | LITTE EGG HARBOR | 8087 | 18 | ALLSEASON CONSTRUCTION | AC Electric | No | Complete | 2012-03-19 | 2012-05-09 | 2012-05-22 | 2012-05-22
SRP09522 | SREC Solar | JOHNSON | BARCLAY FARMS SWIM CLUB | 5.06 | 0 | Non Profit | 0 | CHERRY HILL | 8034 | 14 | ALLSEASON CONSTRUCTION | PSE&G BPU | No | Complete | 2012-03-19 | 2013-03-21 | 2013-04-09 | 2013-04-09
SRP09523 | SREC Solar | THOMPSON |  | 7.05 | 0 | Residential | 1 | MILLVILLE | 8332 | 20 | SEA BRIGHT SOLAR, LLC | AC Electric | No | Complete | 2012-03-19 | 2012-05-10 | 2012-05-30 | 2012-05-30
SRP09526 | SREC Solar | WARREN |  | 4.68 | 0 | Residential | 1 | EGG HARBOR TWP | 8234 | 19 | GREENPOINTE ENERGY | AC Electric | No | Complete | 2012-03-19 | 2013-03-27 | 2013-04-19 | 2013-04-19
SRP09528 | SREC Solar | SMITH | PUMPING SERVICES | 195.795 | 0 | Commercial | 0 | MIDDLESEX | 8846 | 11 | SOLAR ENERGY IS POWER INC. | PSE&G BPU | No | Complete | 2012-03-19 | 2012-05-11 | 2012-05-24 | 2012-05-24
SRP09529 | SREC Solar | GEMMA | THIRTY VREELAND ASSOCIATES LLC | 136.125 | 0 | Commercial | 1 | FLORHAM PARK | 7932 | 3 | G & S INVESTORS | JCP&L | No | Complete | 2012-07-09 | 2013-03-20 | 2013-04-10 | 2013-04-10
SRP09530 | SREC Solar | GEMMA | THIRTY VREELAND ASSOCIATES LLC | 650.375 | 0 | Commercial | 1 | FLORHAM PARK | 7932 | 3 | G & S INVESTORS | JCP&L | No | Complete | 2012-03-19 | 2013-03-20 | 2013-04-10 | 2013-04-10
SRP09531 | SREC Solar | CHALAS | INSERRA SUPERMARKETS LLC | 130.075 | 0 | Commercial | 1 | BAYONNE | 7002 | 8 | CB ELECTRIC, INC. | PSE&G BPU | No | Complete | 2012-03-19 | 2012-12-13 | 2013-01-02 | 2013-01-02
SRP09533 | SREC Solar | OGTIINGER | SCOTLAND RUN PROPERTIES | 299.46 | 0 | Commercial | 0 | WILLIAMSTOWN | 8094 | 15 | DEERFIELD ELECTRIC LLC | AC Electric | No | Complete | 2012-03-19 | 2012-06-14 | 2012-06-26 | 2012-06-26
SRP09534 | SREC Solar | CAPORASO |  | 8.36 | 0 | Residential | 1 | OCEAN | 7712 | 17 | TRINITY HEATING AND AIR | JCP&L | No | Complete | 2012-03-19 | 2012-05-25 | 2012-06-06 | 2012-06-06
SRP09535 | SREC Solar | EDELSTEIN |  | 7 | 0 | Residential | 1 | EAST WINDSOR | 8512 | 11 | TRINITY HEATING AND AIR | JCP&L | No | Complete | 2012-03-19 | 2012-04-30 | 2012-05-18 | 2012-05-18
SRP09536 | SREC Solar | GALLO |  | 7.25 | 0 | Residential | 1 | OCEAN ACRES | 8050 | 18 | TRINITY HEATING AND AIR | AC Electric | No | Complete | 2012-03-19 | 2012-05-09 | 2012-05-22 | 2012-05-22
SRP09537 | SREC Solar | JIMENEZ |  | 2.82 | 0 | Residential | 1 | NORTH PLAINFIELD | 7060 | 10 | VIVINT SOLAR | PSE&G BPU | No | Complete | 2012-03-19 | 2013-01-11 | 2013-01-29 | 2013-01-29
SRP09538 | SREC Solar | MOORE |  | 14.8 | 0 | Residential | 1 | PORT NORRIS | 8349 | 20 | BRITE IDEA ENERGY | AC Electric | No | Complete | 2012-03-19 | 2012-07-31 | 2012-08-08 | 2012-08-08
SRP09539 | SREC Solar | KEISER |  | 8.36 | 0 | Residential | 1 | MARGATE | 8402 | 19 | BRITE IDEA ENERGY | AC Electric | No | Complete | 2012-03-19 | 2012-06-25 | 2012-07-05 | 2012-07-05
SRP09540 | SREC Solar | ZIOBRO |  | 10.08 | 0 | Residential | 1 | JACKSON | 8527 | 18 | REC SOLAR, INC. | JCP&L | No | Complete | 2012-03-19 | 2012-05-18 | 2012-06-01 | 2012-06-01
SRP09542 | SREC Solar | GALANAKIS |  | 4.7 | 0 | Residential | 1 | BRICK | 8724 | 18 | REC SOLAR, INC. | JCP&L | No | Complete | 2012-03-19 | 2012-05-09 | 2012-05-30 | 2012-05-30
SRP09543 | SREC Solar | PETERSEN |  | 8.36 | 0 | Residential | 1 | LAKEWOOD | 8701 | 18 | TRINITY HEATING AND AIR | JCP&L | No | Complete | 2012-03-19 | 2012-06-12 | 2012-06-20 | 2012-06-20
SRP09544 | SREC Solar | GREENE |  | 17.1 | 0 | Residential | 1 | PERRINEVILLE | 8535 | 17 | TRINITY HEATING AND AIR | JCP&L | No | Complete | 2012-03-19 | 2012-07-12 | 2012-08-02 | 2012-08-02
SRP09545 | SREC Solar | KUMAR |  | 10.12 | 0 | Residential | 1 | MONROE | 8831 | 11 | SOLARCITY CORPORATION | JCP&L | No | Complete | 2012-03-19 | 2012-08-06 | 2012-08-21 | 2012-08-21
SRP09546 | SREC Solar | GRAZIANO |  | 7.04 | 0 | Residential | 1 | SMITHVILLE | 8201 | 19 | SOLARCITY CORPORATION | AC Electric | No | Complete | 2012-03-19 | 2013-01-22 | 2013-02-11 | 2013-02-11
SRP09547 | SREC Solar | IOVINO |  | 6.9 | 0 | Residential | 1 | GALLOWAY | 8205 | 19 | ALLSEASON CONSTRUCTION | AC Electric | No | Complete | 2012-03-19 | 2012-11-29 | 2012-12-07 | 2012-12-07
SRP09548 | SREC Solar | JOHNSON |  | 6.345 | 0 | Residential | 1 | LUMBERTON | 8048 | 13 | SOLARCITY CORPORATION | PSE&G BPU | No | Complete | 2012-03-19 | 2012-07-25 | 2012-08-14 | 2012-08-14
SRP09549 | SREC Solar | MAYNARD |  | 4.7 | 0 | Residential | 1 | LEHT | 8087 | 18 | ALLSEASON CONSTRUCTION | AC Electric | No | Complete | 2012-03-19 | 2012-09-13 | 2012-10-02 | 2012-10-02
SRP09550 | SREC Solar | LANDRY |  | 5.04 | 0 | Residential | 1 | BRICK | 8724 | 18 | FOUR POINT REFRIGERATION CO., INC. | JCP&L | No | Complete | 2012-03-19 | 2013-11-20 | 2013-11-27 | 2013-11-27
SRP09551 | SREC Solar | BHASURY |  | 7.92 | 0 | Residential | 1 | DAYTON | 8810 | 11 | SOLARCITY CORPORATION | PSE&G BPU | No | Complete | 2012-03-19 | 2013-01-16 | 2013-02-01 | 2013-02-01
SRP09552 | SREC Solar | SING |  | 4.41 | 0 | Residential | 0 | PLAINSBORO | 8536 | 11 | AMERICAN RENEWABLE ENERGY, INC | PSE&G BPU | No | Complete | 2012-03-19 | 2013-01-30 | 2013-02-07 | 2013-02-07
SRP09553 | SREC Solar | HEAPHY |  | 6.5 | 0 | Residential | 1 | MANCHESTER | 8759 | 18 | TRINITY HEATING AND AIR | JCP&L | No | Complete | 2012-03-19 | 2012-07-03 | 2012-07-20 | 2012-07-20
SRP09554 | SREC Solar | TRIANO | UNION COUNTY RUTOLO JUSTICE CTR | 46.41 | 0 | Government Facility | 1 | ELIZABETH | 7202 | 10 | EMSA SOLAR | PSE&G BPU | No | Complete | 2012-03-19 | 2012-10-02 | 2012-11-29 | 2012-11-29
SRP09555 | SREC Solar | COWLEY | UNION COUNTY NEW JUVENILE DENTENT | 76.245 | 0 | Government Facility | 1 | LINDEN | 7036 | 10 | EMSA SOLAR | PSE&G BPU | No | Complete | 2012-03-19 | 2012-09-26 | 2012-10-18 | 2012-10-18
SRP09556 | SREC Solar | LAROSA |  | 11.5 | 0 | Residential | 1 | BRICK | 8723 | 18 | TRINITY HEATING AND AIR | JCP&L | No | Complete | 2012-03-19 | 2012-06-14 | 2012-06-26 | 2012-06-26
SRP09557 | SREC Solar | BERTSCH | UNION COUNTY TRAILSIDE NATURE CTR | 16.065 | 0 | Government Facility | 1 | MOUNTAINSIDE | 7082 | 3 | EMSA SOLAR | PSE&G BPU | No | Complete | 2012-03-19 | 2012-09-26 | 2012-10-18 | 2012-10-18
SRP09558 | SREC Solar | CASCONE | LAW & PUBLIC SAFETY BUILDING | 321.36 | 0 | Commercial | 1 | MAHWAH | 7430 | 7 | EMSA SOLAR | Orange & Rockland Elec | No | Complete | 2012-03-19 | 2012-09-26 | 2012-10-17 | 2012-10-17
SRP09559 | SREC Solar | LINDEMULDER |  | 5 | 0 | Residential | 0 | BLOOMSBURY | 8804 | 4 | SELF INSTALL | JCP&L | No | Complete | 2012-03-19 | 2012-06-05 | 2012-06-26 | 2012-06-26
SRP09560 | SREC Solar | SCARPONE |  | 15 | 0 | Residential | 1 | MANCHESTER | 8759 | 18 | TRINITY HEATING AND AIR | JCP&L | No | Complete | 2012-03-19 | 2012-06-04 | 2012-06-15 | 2012-06-15
SRP09561 | SREC Solar | CASCONE | COMMUNITY SERVICES BUILDING | 115.44 | 0 | Non Profit | 1 | PARAMUS | 7652 | 7 | EMSA SOLAR | PSE&G BPU | No | Complete | 2012-03-19 | 2012-09-26 | 2012-10-17 | 2012-10-17
SRP09562 | SREC Solar | MARQUES |  | 3.995 | 0 | Residential | 1 | PERTH AMBOY | 8861 | 11 | VIVINT SOLAR | PSE&G BPU | No | Complete | 2012-03-19 | 2012-11-13 | 2012-11-23 | 2012-11-23
SRP09563 | SREC Solar | HAGG |  | 7.99 | 0 | Residential | 1 | S. PLAINFIELD | 7080 | 11 | VIVINT SOLAR | PSE&G BPU | No | Complete | 2012-03-19 | 2012-08-23 | 2012-09-06 | 2012-09-06
SRP09564 | SREC Solar | SZYCHULSKI |  | 10 | 0 | Residential | 1 | SOUTHAMPTON | 8088 | 13 | TRINITY HEATING AND AIR | PSE&G BPU | No | Complete | 2012-03-19 | 2012-05-23 | 2012-06-04 | 2012-06-04
SRP09565 | SREC Solar | HECKER |  | 8 | 0 | Residential | 1 | SEWELL | 8080 | 15 | TRINITY HEATING AND AIR | AC Electric | No | Complete | 2012-03-19 | 2012-05-23 | 2012-06-06 | 2012-06-06
SRP09566 | SREC Solar | WALSH |  | 4.5 | 0 | Residential | 1 | SICKLERVILLE | 8081 | 14 | TRINITY HEATING AND AIR | AC Electric | No | Complete | 2012-03-19 | 2012-08-13 | 2012-08-22 | 2012-08-22
SRP09567 | SREC Solar | ZIMMERMAN |  | 9.12 | 0 | Residential | 1 | CREAM RIDGE | 8514 | 17 | TRINITY HEATING AND AIR | JCP&L | No | Complete | 2012-03-19 | 2012-04-30 | 2012-05-15 | 2012-05-15
SRP09568 | SREC Solar | BROWN |  | 6.08 | 0 | Residential | 0 | MAPLE SHADE | 8052 | 13 | TRINITY HEATING AND AIR | PSE&G BPU | No | Complete | 2012-03-19 | 2012-06-19 | 2012-06-28 | 2012-06-28
SRP09569 | SREC Solar | BAYNE |  | 10 | 0 | Residential | 1 | NEPTUNE | 7753 | 17 | TRINITY HEATING AND AIR | JCP&L | No | Complete | 2012-03-19 | 2012-08-10 | 2012-08-20 | 2012-08-20
SRP09570 | SREC Solar | HOFFMANN |  | 9 | 0 | Residential | 1 | GALLOWAY | 8205 | 19 | TRINITY HEATING AND AIR | AC Electric | No | Complete | 2012-03-19 | 2012-05-15 | 2012-05-30 | 2012-05-30
SRP09571 | SREC Solar | BRIDGES |  | 2.5 | 0 | Residential | 1 | BORDENTOWN | 8505 | 13 | TRINITY HEATING AND AIR | PSE&G BPU | No | Complete | 2012-03-19 | 2012-05-18 | 2012-06-01 | 2012-06-01
SRP09572 | SREC Solar | AGOSTINI |  | 8 | 0 | Residential | 1 | HAINESPORT | 8036 | 13 | TRINITY HEATING AND AIR | PSE&G BPU | No | Complete | 2012-03-19 | 2012-05-07 | 2012-06-01 | 2012-06-01
SRP09573 | SREC Solar | PICCOLI |  | 9 | 0 | Residential | 1 | TOMS RIVER | 8755 | 18 | TRINITY HEATING AND AIR | JCP&L | No | Complete | 2012-03-19 | 2012-04-25 | 2012-05-11 | 2012-05-11
SRP09574 | SREC Solar | MOLLIN |  | 6 | 0 | Residential | 1 | BORDENTOWN | 8505 | 13 | TRINITY HEATING AND AIR | PSE&G BPU | No | Complete | 2012-03-19 | 2012-05-18 | 2012-06-06 | 2012-06-06
SRP09575 | SREC Solar | BULLOCK |  | 8.5 | 0 | Residential | 1 | WESTAMPTON | 8060 | 13 | TRINITY HEATING AND AIR | PSE&G BPU | No | Complete | 2012-03-19 | 2012-05-22 | 2012-06-01 | 2012-06-01
SRP09576 | SREC Solar | RUNYON |  | 2.4 | 0 | Residential | 1 | BRICK | 8723 | 18 | TRINITY HEATING AND AIR | JCP&L | No | Complete | 2012-03-19 | 2012-04-12 | 2012-05-02 | 2012-05-02
SRP09579 | SREC Solar | CRUZ |  | 6.58 | 0 | Residential | 1 | PERTH AMBOY | 8861 | 11 | VIVINT SOLAR | PSE&G BPU | No | Complete | 2012-03-19 | 2013-01-25 | 2013-02-19 | 2013-02-19
SRP09580 | SREC Solar | LEITNER |  | 3.995 | 0 | Residential | 1 | PISCATAWAY | 8854 | 11 | VIVINT SOLAR | PSE&G BPU | No | Complete | 2012-03-19 | 2012-06-21 | 2012-07-13 | 2012-07-13
SRP09581 | SREC Solar | KRUS |  | 3.995 | 0 | Residential | 1 | LINDEN | 7036 | 10 | VIVINT SOLAR | PSE&G BPU | No | Complete | 2012-03-19 | 2012-05-23 | 2012-06-06 | 2012-06-06
SRP09582 | SREC Solar | COPPOLA |  | 6.48 | 0 | Residential | 1 | MANCHESTER | 8759 | 18 | TRINITY HEATING AND AIR | JCP&L | No | Complete | 2012-03-19 | 2012-06-05 | 2012-06-15 | 2012-06-15
SRP09583 | SREC Solar | ROMAN |  | 10 | 0 | Residential | 1 | HOWELL | 7731 | 17 | TRINITY HEATING AND AIR | JCP&L | No | Complete | 2012-03-19 | 2012-06-20 | 2012-07-05 | 2012-07-05
SRP09584 | SREC Solar | DAMASO |  | 6.345 | 0 | Residential | 1 | NUTLEY | 7110 | 9 | VIVINT SOLAR | PSE&G BPU | No | Complete | 2012-03-19 | 2012-12-27 | 2013-01-07 | 2013-01-07
SRP09585 | SREC Solar | RUTHSHAUSER | FIRE DEPARTMENT | 65.8 | 0 | Government Facility | 1 | RIDGEWOOD | 7451 | 7 | ADVANCED SOLAR PRODUCTS FLEMINGTON | PSE&G BPU | No | Complete | 2012-03-19 | 2013-04-30 | 2013-05-14 | 2013-05-14
SRP09586 | SREC Solar | ROSENFELD |  | 5.5 | 0 | Residential | 1 | SOMERSET | 8873 | 5 | TRINITY HEATING AND AIR | PSE&G BPU | No | Complete | 2012-03-19 | 2012-08-06 | 2012-08-22 | 2012-08-22
SRP09588 | SREC Solar | GUNSON III |  | 8.25 | 0 | Residential | 1 | BORDENTOWN | 8505 | 13 | TRINITY HEATING AND AIR | PSE&G BPU | No | Complete | 2012-03-19 | 2012-05-18 | 2012-06-01 | 2012-06-01
SRP09589 | SREC Solar | BLOUNT JR |  | 6 | 0 | Residential | 1 | BORDENTOWN | 8505 | 13 | TRINITY HEATING AND AIR | PSE&G BPU | No | Complete | 2012-03-19 | 2012-06-19 | 2012-06-28 | 2012-06-28
SRP09590 | SREC Solar | ALLA |  | 4.32 | 0 | Residential | 1 | EAST BRUNSWICK | 8816 | 11 | SOLARCITY CORPORATION | PSE&G BPU | No | Complete | 2012-03-19 | 2013-01-16 | 2013-02-01 | 2013-02-01
SRP09591 | SREC Solar | PEREZ |  | 7.99 | 0 | Residential | 1 | PERTH AMBOY | 8861 | 11 | VIVINT SOLAR | PSE&G BPU | No | Complete | 2012-03-19 | 2012-12-18 | 2012-12-21 | 2012-12-21
SRP09592 | SREC Solar | PERAGINE | SEAGROVE GARDEN CENTER | 28.8 | 0 | Commercial | 1 | OCEAN VIEW | 8230 | 21 | PERONE ELECTRIC INC. | AC Electric | No | Complete | 2012-03-19 | 2013-01-18 | 2013-01-31 | 2013-01-31
SRP09593 | SREC Solar | MAURIELLO |  | 9.5 | 0 | Residential | 1 | MANCHESTER | 8759 | 18 | TRINITY HEATING AND AIR | JCP&L | No | Complete | 2012-03-19 | 2012-04-17 | 2012-04-30 | 2012-04-30
SRP09594 | SREC Solar | PRAWETZ |  | 7.52 | 0 | Residential | 1 | MIDDLETOWN | 7748 | 17 | TRINITY HEATING AND AIR | JCP&L | No | Complete | 2012-03-19 | 2012-04-06 | 2012-04-25 | 2012-04-25
SRP09595 | SREC Solar | HANSELL |  | 6 | 0 | Residential | 1 | EAST WINDSOR | 8512 | 11 | TRINITY HEATING AND AIR | JCP&L | No | Complete | 2012-03-19 | 2012-05-03 | 2012-05-17 | 2012-05-17
SRP09596 | SREC Solar | FIRMENICH |  | 44.799 | 0 | Residential | 0 | PRINCETON | 8540 | 12 | GEOPEAK ENERGY LLC | PSE&G BPU | No | Complete | 2012-03-19 | 2012-09-26 | 2012-10-17 | 2012-10-17
SRP09597 | SREC Solar | GOLD |  | 4.5 | 0 | Residential | 0 | RED BANK | 7701 | 17 | SELF INSTALL | JCP&L | No | Complete | 2012-03-19 | 2012-06-20 | 2012-07-05 | 2012-07-05
SRP09598 | SREC Solar | DESANTIS-ORSI |  | 7.5 | 0 | Residential | 1 | SEWELL | 8080 | 15 | TRINITY HEATING AND AIR | AC Electric | No | Complete | 2012-03-19 | 2012-08-01 | 2012-08-16 | 2012-08-16
SRP09599 | SREC Solar | HOGAN |  | 7.99 | 0 | Residential | 1 | SOUTH PLAINFIELD | 7080 | 11 | VIVINT SOLAR | PSE&G BPU | No | Complete | 2012-03-19 | 2012-11-13 | 2012-11-27 | 2012-11-27
SRP09600 | SREC Solar | CISEK |  | 8 | 0 | Residential | 1 | HOWELL | 7731 | 17 | TRINITY HEATING AND AIR | JCP&L | No | Complete | 2012-03-19 | 2012-06-21 | 2012-08-14 | 2012-08-14
SRP09601 | SREC Solar | SAMUELSON |  | 3.29 | 0 | Residential | 1 | NUTLEY | 7710 | 17 | VIVINT SOLAR | PSE&G BPU | No | Complete | 2012-03-19 | 2013-01-31 | 2013-02-19 | 2013-02-19
SRP09602 | SREC Solar | DE PALMA |  | 6.5 | 0 | Residential | 1 | HAMILTON TWP | 8619 | 12 | TRINITY HEATING AND AIR | PSE&G BPU | No | Complete | 2012-03-19 | 2012-11-28 | 2012-12-04 | 2012-12-04
SRP09606 | SREC Solar | DILIBERTO |  | 7.285 | 0 | Residential | 1 | NUTLEY | 7110 | 9 | VIVINT SOLAR | PSE&G BPU | No | Complete | 2012-03-19 | 2012-11-13 | 2012-11-23 | 2012-11-23
SRP09607 | SREC Solar | CULLEN |  | 6.84 | 0 | Residential | 0 | OCEANPORT | 7757 | 17 | GEOGENIX | JCP&L | No | Complete | 2012-03-19 | 2012-08-09 | 2012-08-22 | 2012-08-22
SRP09608 | SREC Solar | CAMPIZ |  | 4.465 | 0 | Residential | 1 | PISCATAWAY | 8854 | 11 | VIVINT SOLAR | PSE&G BPU | No | Complete | 2012-03-19 | 2012-05-25 | 2012-06-13 | 2012-06-13
SRP09609 | SREC Solar | ROSENBERG |  | 10.56 | 0 | Residential | 1 | MARLTON | 8053 | 13 | REC SOLAR, INC. | PSE&G BPU | No | Complete | 2012-03-19 | 2012-06-29 | 2012-07-13 | 2012-07-13
SRP09611 | SREC Solar | PUSILLO |  | 7.755 | 0 | Residential | 1 | CARTERET | 7008 | 11 | VIVINT SOLAR | PSE&G BPU | No | Complete | 2012-03-19 | 2012-06-21 | 2012-07-05 | 2012-07-05
SRP09613 | SREC Solar | NELSON |  | 5.64 | 0 | Residential | 1 | PISCATAWAY | 8854 | 11 | VIVINT SOLAR | PSE&G BPU | No | Complete | 2012-03-19 | 2012-05-25 | 2012-06-04 | 2012-06-04
SRP09615 | SREC Solar | GERNAY |  | 7.99 | 0 | Residential | 1 | PISCATAWAY | 8854 | 11 | VIVINT SOLAR | PSE&G BPU | No | Complete | 2012-03-19 | 2012-08-21 | 2012-09-13 | 2012-09-13
SRP09616 | SREC Solar | HURLEY |  | 12.75 | 0 | Residential | 1 | BRICK | 7823 | 2 | TRINITY HEATING AND AIR | JCP&L | No | Complete | 2012-03-19 | 2012-05-25 | 2012-06-06 | 2012-06-06
SRP09617 | SREC Solar | EARLEY |  | 6 | 0 | Residential | 1 | LUMBERTON | 8048 | 13 | TRINITY HEATING AND AIR | PSE&G BPU | No | Complete | 2012-03-19 | 2012-04-27 | 2012-05-11 | 2012-05-11
SRP09618 | SREC Solar | AGUIAR |  | 10 | 0 | Residential | 1 | ENGLISHTOWN | 7726 | 17 | TRINITY HEATING AND AIR | JCP&L | No | Complete | 2012-03-19 | 2012-05-18 | 2012-06-01 | 2012-06-01
SRP09619 | SREC Solar | ANDERSON |  | 8 | 0 | Residential | 1 | OLD BRIDGE | 8857 | 11 | TRINITY HEATING AND AIR | JCP&L | No | Complete | 2012-03-19 | 2012-08-16 | 2012-08-29 | 2012-08-29
SRP09621 | SREC Solar | MAXWELL |  | 10.5 | 0 | Residential | 1 | BORDENTWON | 8620 | 12 | TRINITY HEATING AND AIR | PSE&G BPU | No | Complete | 2012-03-19 | 2012-05-04 | 2012-05-24 | 2012-05-24
SRP09623 | SREC Solar | CAPODICE | UNION COUNTY VO-TECH SCHOOL(BIST | 639.21 | 0 | Government Facility | 1 | SCOTCH PLAINS | 7076 | 10 | PRO-TECH ENERGY SOLUTIONS | PSE&G BPU | No | Complete | 2012-03-26 | 2012-06-20 | 2012-07-10 | 2012-07-10
SRP09624 | SREC Solar | DACK | MARLOW PARK | 99.84 | 0 | Commercial | 0 | MIDLAND PARK | 7432 | 7 | AMBERJACK SOLAR ENERGY | PSE&G BPU | No | Complete | 2012-03-26 | 2012-12-18 | 2012-12-26 | 2012-12-26
SRP09625 | SREC Solar | FIVEHOUSE | STAR STAINLESS SCREW CO | 98.56 | 0 | Commercial | 0 | TOTOWA | 7512 | 6 | SAL'S ELECTRIC CO. | PSE&G BPU | No | Complete | 2012-03-26 | 2012-09-11 | 2012-09-28 | 2012-09-28
SRP09629 | SREC Solar | STETZEL |  | 28.16 | 0 | Residential | 0 | SPARTA | 7848 | 1 | AMERICAN RENEWABLE ENERGY, INC | JCP&L | No | Complete | 2012-03-26 | 2012-04-10 | 2012-04-30 | 2012-04-30
SRP09631 | SREC Solar | ZHANG |  | 6.21 | 0 | Residential | 1 | SKILLMAN | 8558 | 5 | AMERICAN RENEWABLE ENERGY, INC | PSE&G BPU | No | Complete | 2012-03-26 | 2012-07-27 | 2012-08-08 | 2012-08-08
SRP09632 | SREC Solar | CHEN |  | 7.2 | 0 | Residential | 1 | KEARNY | 7032 | 8 | AMERICAN RENEWABLE ENERGY, INC | PSE&G BPU | No | Complete | 2012-03-26 | 2012-06-19 | 2012-10-18 | 2012-10-18
SRP09633 | SREC Solar | BUI |  | 9.8 | 0 | Residential | 1 | EGG HARBOR | 8234 | 19 | AMERICAN RENEWABLE ENERGY, INC | AC Electric | No | Complete | 2012-03-26 | 2012-11-19 | 2012-11-28 | 2012-11-28
SRP09634 | SREC Solar | JOHNSON |  | 5.72 | 0 | Residential | 1 | HOWELL | 7731 | 17 | SUNRAY SOLAR, INC. | JCP&L | No | Complete | 2012-03-26 | 2012-06-07 | 2012-06-20 | 2012-06-20
SRP09636 | SREC Solar | PRENDEVILLE |  | 6.48 | 0 | Residential | 1 | FORKED RIVER | 8731 | 18 | NJR HOME SERVICES. | JCP&L | No | Complete | 2012-03-26 | 2012-05-25 | 2012-06-06 | 2012-06-06
SRP09637 | SREC Solar | RULLSHAUSER | WATER POLLUTION CONTROL FACILITY | 52.5 | 0 | Government Facility | 1 | GLEN ROCK | 7452 | 7 | ADVANCED SOLAR PRODUCTS FLEMINGTON | PSE&G BPU | No | Complete | 2012-03-26 | 2013-04-29 | 2013-05-08 | 2013-05-08
SRP09638 | SREC Solar | CAMBRIA |  | 4.8 | 0 | Residential | 1 | PINE BROOK | 7058 | 3 | NJR HOME SERVICES. | JCP&L | No | Complete | 2012-03-26 | 2012-10-23 | 2012-11-09 | 2012-11-09
SRP09640 | SREC Solar | PRASAD |  | 18.72 | 0 | Residential | 0 | FRANKLIN PARK | 8823 | 5 | GREEN POWER ENERGY LLC | PSE&G BPU | No | Complete | 2012-03-26 | 2012-09-13 | 2012-10-02 | 2012-10-02
SRP09641 | SREC Solar | RODEMANN |  | 6.72 | 0 | Residential | 1 | TOMS RIVER | 8753 | 18 | NJR HOME SERVICES. | JCP&L | No | Complete | 2012-03-26 | 2012-06-04 | 2012-06-15 | 2012-06-15
SRP09642 | SREC Solar | REDIG | GENERAL GROWTH PROPERTIES | 149.76 | 0 | Commercial | 0 | PARAMUS | 7652 | 7 | SAFARI ENERGY LLC | PSE&G BPU | No | Complete | 2012-03-26 | 2012-10-10 | 2012-10-22 | 2012-10-22
SRP09643 | SREC Solar | EARLE |  | 6 | 0 | Residential | 1 | NEW MONMOUTH | 7748 | 17 | NJR HOME SERVICES. | JCP&L | No | Complete | 2012-03-26 | 2012-09-07 | 2012-10-02 | 2012-10-02
SRP09644 | SREC Solar | REDIG | GENERAL GROWTH PROPERTIES | 1163.76 | 0 | Commercial | 0 | WAYNE | 7470 | 6 | SAFARI ENERGY LLC | PSE&G BPU | No | Complete | 2012-03-26 | 2013-01-24 | 2013-01-31 | 2013-01-31
SRP09645 | SREC Solar | REDIG | GENERAL GROWTH PROPERTIES | 147.345 | 0 | Commercial | 0 | BRIDGEWATER | 8807 | 5 | SAFARI ENERGY LLC | PSE&G BPU | No | Complete | 2012-03-26 | 2013-04-26 | 2013-05-09 | 2013-05-09
SRP09646 | SREC Solar | REDIG | GENERAL GROWTH PROPERTIES | 147.345 | 0 | Commercial | 0 | BRIDGEWATER | 8807 | 5 | SAFARI ENERGY LLC | PSE&G BPU | No | Complete | 2012-03-26 | 2013-04-26 | 2013-05-09 | 2013-05-09
SRP09647 | SREC Solar | REDIG | GENERAL GROWTH PROPERTIES | 149.76 | 0 | Commercial | 0 | BRIDGEWATER | 8807 | 5 | SAFARI ENERGY LLC | PSE&G BPU | No | Complete | 2012-03-26 | 2012-09-11 | 2012-09-25 | 2012-09-25
SRP09648 | SREC Solar | REDIG | GENERAL GROWTH PROPERTIES | 147.345 | 0 | Commercial | 0 | BRIDGEWATER | 8807 | 5 | SAFARI ENERGY LLC | PSE&G BPU | No | Complete | 2012-03-26 | 2013-04-26 | 2013-05-09 | 2013-05-09
SRP09649 | SREC Solar | REDIG | GENERAL GROWTH PROPERTIES | 583.44 | 0 | Commercial | 0 | PARAMUS | 7652 | 7 | SAFARI ENERGY LLC | PSE&G BPU | No | Complete | 2012-03-26 | 2012-10-10 | 2012-10-22 | 2012-10-22
SRP09650 | SREC Solar | REDIG | GENERAL GROWTH PROPERTIES | 149.76 | 0 | Commercial | 0 | BRIDGEWATER | 8807 | 5 | SAFARI ENERGY LLC | PSE&G BPU | No | Complete | 2012-03-26 | 2012-09-07 | 2012-09-28 | 2012-09-28
SRP09651 | SREC Solar | REDIG | GENERAL GROWTH PROPERTIES | 149.76 | 0 | Commercial | 0 | PARAMUS | 7652 | 7 | SAFARI ENERGY LLC | PSE&G BPU | No | Complete | 2012-03-26 | 2012-10-10 | 2012-10-22 | 2012-10-22
SRP09652 | SREC Solar | REDIG | GENERAL GROWTH PROPERTIES | 842.4 | 0 | Commercial | 0 | WOODBRIDGE | 7095 | 11 | SAFARI ENERGY LLC | PSE&G BPU | No | Complete | 2012-03-26 | 2012-11-05 | 2012-12-10 | 2012-12-10
SRP09653 | SREC Solar | REDIG | GENERAL GROWTH PROPERTIES | 630.24 | 0 | Commercial | 0 | WOODBRIDGE | 7095 | 11 | SAFARI ENERGY LLC | PSE&G BPU | No | Complete | 2012-03-26 | 2012-11-05 | 2012-12-10 | 2012-12-10
SRP09654 | SREC Solar | REDIG | GENERAL GROWTH PROPERTIES | 149.76 | 0 | Commercial | 0 | PARAMUS | 7652 | 7 | SAFARI ENERGY LLC | PSE&G BPU | No | Complete | 2012-03-26 | 2012-10-10 | 2012-10-22 | 2012-10-22
SRP09655 | SREC Solar | STROUD |  | 3.525 | 0 | Residential | 1 | HASBROUCK HTS | 7604 | 7 | VIVINT SOLAR | PSE&G BPU | No | Complete | 2012-03-26 | 2012-05-10 | 2012-05-24 | 2012-05-24
SRP09656 | SREC Solar | WATSON | GERRESHEIMER GLASS | 2808.765 | 0 | Commercial | 1 | VINELAND | 8360 | 20 | INOVATEUS SOLAR LLC | Vineland Muni Elec | No | Complete | 2012-03-26 | 2012-11-19 | 2012-11-27 | 2012-11-27
SRP09657 | SREC Solar | LEVY | DR.'S EYECARE CENTER | 78.96 | 0 | Commercial | 1 | BURLINGTON | 8016 | 13 | ECO-MERICA INC. | PSE&G BPU | No | Complete | 2012-03-26 | 2012-05-15 | 2012-05-29 | 2012-05-29
SRP09659 | SREC Solar | FIVEHOUSE | STAR STAINLESS SCREW CO. | 409.64 | 0 | Commercial | 0 | TOTOWA | 7512 | 6 | SAL'S ELECTRIC CO. | PSE&G BPU | No | Complete | 2012-03-26 | 2012-09-11 | 2012-09-28 | 2012-09-28
SRP09660 | SREC Solar | SWEENEY |  | 7.99 | 0 | Residential | 1 | MILLVILLE | 8332 | 20 | SEA BRIGHT SOLAR, LLC | AC Electric | No | Complete | 2012-03-26 | 2012-05-18 | 2012-06-01 | 2012-06-01
SRP09661 | SREC Solar | SHAH |  | 6.63 | 0 | Residential | 1 | PARAMUS | 7652 | 7 | A-TOP ALTERNATIVE ENERGY | PSE&G BPU | No | Complete | 2012-03-26 | 2012-06-25 | 2012-07-05 | 2012-07-05
SRP09662 | SREC Solar | MCCARTHY |  | 4.32 | 0 | Residential | 1 | BARNEGAT | 8005 | 18 | ACOS ENERGY, LLC | AC Electric | No | Complete | 2012-03-26 | 2012-09-13 | 2012-10-01 | 2012-10-01
SRP09664 | SREC Solar | KERR |  | 7.92 | 0 | Residential | 1 | NORTH CAPE MAY | 8204 | 21 | ACOS ENERGY, LLC | AC Electric | No | Complete | 2012-03-26 | 2012-07-19 | 2012-08-02 | 2012-08-02
SRP09665 | SREC Solar | FERNANDES |  | 3.995 | 0 | Residential | 1 | LODI | 7644 | 7 | VIVINT SOLAR | PSE&G BPU | No | Complete | 2012-03-26 | 2012-05-03 | 2012-05-18 | 2012-05-18
SRP09666 | SREC Solar | DANIELS | ALL TOOL COMPANY (PHASE 2) | 33.605 | 0 | Commercial | 0 | UNION | 7083 | 10 | LIGHT, ENERGY AND SERVICES | PSE&G BPU | No | Complete | 2012-03-26 | 2012-06-26 | 2012-07-13 | 2012-07-13
SRP09667 | SREC Solar | DANIELS | ALL TOOL COMPANY | 109.98 | 0 | Commercial | 0 | UNION | 7083 | 10 | LIGHT, ENERGY AND SERVICES | PSE&G BPU | No | Complete | 2012-03-26 | 2012-06-26 | 2012-07-17 | 2012-07-17
SRP09668 | SREC Solar | RYBAKOWSKI |  | 7.5 | 0 | Residential | 1 | HAZLET | 7730 | 17 | TRINITY HEATING AND AIR | JCP&L | No | Complete | 2012-04-02 | 2012-07-31 | 2012-08-08 | 2012-08-08
SRP09669 | SREC Solar | DOMENICO |  | 7.92 | 0 | Residential | 1 | GLENDORA | 8029 | 14 | RUNNEMEDE PLUMBING HEATING | PSE&G BPU | No | Complete | 2012-04-02 | 2013-02-19 | 2013-03-07 | 2013-03-07
SRP09670 | SREC Solar | MARTIN |  | 7.25 | 0 | Residential | 1 | BARGAINTOWN | 8234 | 19 | TRINITY HEATING AND AIR | AC Electric | No | Complete | 2012-04-02 | 2012-06-21 | 2012-07-13 | 2012-07-13
SRP09671 | SREC Solar | MILLS |  | 7.5 | 0 | Residential | 1 | BEECHWOOD | 8722 | 18 | TRINITY HEATING AND AIR | JCP&L | No | Complete | 2012-04-02 | 2012-04-27 | 2012-05-11 | 2012-05-11
SRP09672 | SREC Solar | BLISZCZ |  | 9.5 | 0 | Residential | 1 | WHITING | 8759 | 18 | TRINITY HEATING AND AIR | JCP&L | No | Complete | 2012-04-02 | 2012-07-27 | 2012-08-08 | 2012-08-08
SRP09674 | SREC Solar | KORMAN |  | 7 | 0 | Residential | 1 | FAIR LAWN | 7410 | 7 | TRINITY HEATING AND AIR | PSE&G BPU | No | Complete | 2012-04-02 | 2012-05-23 | 2012-06-06 | 2012-06-06
SRP09675 | SREC Solar | SKOLNICK |  | 8.5 | 0 | Residential | 1 | LAKEHURST | 8733 | 18 | TRINITY HEATING AND AIR | JCP&L | No | Complete | 2012-04-02 | 2012-07-03 | 2012-07-24 | 2012-07-24
SRP09676 | SREC Solar | ROSEN |  | 9.25 | 0 | Residential | 1 | JACKSON | 8527 | 18 | TRINITY HEATING AND AIR | JCP&L | No | Complete | 2012-04-02 | 2012-07-12 | 2012-07-23 | 2012-07-23
SRP09678 | SREC Solar | HUETZ |  | 10 | 0 | Residential | 1 | MANCHESTER | 8759 | 18 | TRINITY HEATING AND AIR | JCP&L | No | Complete | 2012-04-02 | 2012-07-12 | 2012-07-31 | 2012-07-31
SRP09679 | SREC Solar | KALAGARA |  | 8.008 | 0 | Residential | 1 | PRINCETON | 8540 | 12 | AMERICAN RENEWABLE ENERGY, INC | PSE&G BPU | No | Complete | 2012-04-02 | 2012-07-25 | 2012-08-10 | 2012-08-10
SRP09680 | SREC Solar | DORST |  | 5.5 | 0 | Residential | 1 | TOMS RIVER | 8755 | 18 | TRINITY HEATING AND AIR | JCP&L | No | Complete | 2012-04-02 | 2012-06-20 | 2012-07-10 | 2012-07-10
SRP09681 | SREC Solar | MILLER |  | 8 | 0 | Residential | 1 | COLUMBUS | 8022 | 13 | TRINITY HEATING AND AIR | PSE&G BPU | No | Complete | 2012-04-02 | 2012-05-10 | 2012-05-24 | 2012-05-24
SRP09682 | SREC Solar | CARNEY |  | 15.84 | 0 | Residential | 1 | BRANCHVILLE | 7826 | 1 | EAST COAST ALTERNATIVE ENERGY | JCP&L | No | Complete | 2012-04-02 | 2012-10-15 | 2012-12-12 | 2012-12-12
SRP09683 | SREC Solar | GRANT-BARSOTTI |  | 9 | 0 | Residential | 1 | DEPTFORD | 8096 | 15 | TRINITY HEATING AND AIR | PSE&G BPU | No | Complete | 2012-04-02 | 2012-12-20 | 2013-01-04 | 2013-01-04
SRP09685 | SREC Solar | LUDWIG |  | 11.75 | 0 | Residential | 1 | NORTHFIELD | 8225 | 19 | ASTRUM SOLAR, LLC | AC Electric | No | Complete | 2012-04-02 | 2012-07-20 | 2012-07-30 | 2012-07-30
SRP09686 | SREC Solar | MITCHELL |  | 7.92 | 0 | Residential | 0 | MONROEVILLE | 8343 | 16 | RCL ENTERPRISES INC. | AC Electric | No | Complete | 2012-04-02 | 2012-06-20 | 2012-07-05 | 2012-07-05
SRP09687 | SREC Solar | YOUNG |  | 7.98 | 0 | Residential | 1 | SKILLMAN | 8558 | 5 | MERCURY SOLAR SYSTEMS | PSE&G BPU | No | Complete | 2012-04-02 | 2012-06-11 | 2012-06-28 | 2012-06-28
SRP09688 | SREC Solar | SUN |  | 7.5 | 0 | Residential | 1 | BELLE MEAD | 8502 | 5 | TRINITY HEATING AND AIR | PSE&G BPU | No | Complete | 2012-04-02 | 2012-06-07 | 2012-06-20 | 2012-06-20
SRP09690 | SREC Solar | ROTH |  | 3.995 | 0 | Residential | 1 | SOUTH PLAINFIELD | 7080 | 11 | VIVINT SOLAR | PSE&G BPU | No | Complete | 2012-04-02 | 2012-12-18 | 2013-01-18 | 2013-01-18
SRP09691 | SREC Solar | STASIULEWICZ |  | 2.82 | 0 | Residential | 1 | LINDEN | 7036 | 10 | VIVINT SOLAR | PSE&G BPU | No | Complete | 2012-04-02 | 2012-07-19 | 2012-09-25 | 2012-09-25
SRP09692 | SREC Solar | ROMEO |  | 9 | 0 | Residential | 1 | MANCHESTER | 8759 | 18 | TRINITY HEATING AND AIR | JCP&L | No | Complete | 2012-04-02 | 2012-06-06 | 2012-06-19 | 2012-06-19
SRP09693 | SREC Solar | SANTIAGO |  | 7.99 | 0 | Residential | 1 | CLIFTON | 7013 | 6 | VIVINT SOLAR | PSE&G BPU | No | Complete | 2012-04-02 | 2013-03-04 | 2013-03-14 | 2013-03-14
SRP09696 | SREC Solar | VITALE |  | 7.99 | 0 | Residential | 1 | CLIFTON | 7011 | 6 | VIVINT SOLAR | PSE&G BPU | No | Complete | 2012-04-02 | 2012-08-30 | 2012-09-14 | 2012-09-14
SRP09697 | SREC Solar | KARABINOS |  | 7.99 | 0 | Residential | 1 | WOODBRIDGE | 7095 | 11 | VIVINT SOLAR | PSE&G BPU | No | Complete | 2012-04-02 | 2013-01-22 | 2013-02-07 | 2013-02-07
SRP09699 | SREC Solar | COMPELL |  | 10.29 | 0 | Residential | 0 | HILLSBOROUGH | 8844 | 5 | GEOPEAK ENERGY LLC | PSE&G BPU | No | Complete | 2012-04-02 | 2012-09-13 | 2012-10-16 | 2012-10-16
SRP09700 | SREC Solar | LUGO |  | 3.995 | 0 | Residential | 1 | PERTH AMBOY | 8861 | 11 | VIVINT SOLAR | PSE&G BPU | No | Complete | 2012-04-02 | 2012-11-06 | 2012-11-16 | 2012-11-16
SRP09701 | SREC Solar | HARPER |  | 4.8 | 0 | Residential | 1 | BARNEGAT | 8005 | 18 | NJ SENSIBLE SOLAR | JCP&L | No | Complete | 2012-04-02 | 2012-05-11 | 2012-05-24 | 2012-05-24
SRP09702 | SREC Solar | HOLSTEN |  | 9 | 0 | Residential | 1 | HOWELL | 7731 | 17 | TRINITY HEATING AND AIR | JCP&L | No | Complete | 2012-04-02 | 2012-05-23 | 2012-06-04 | 2012-06-04
SRP09703 | SREC Solar | PRIMAVERA |  | 7.99 | 0 | Residential | 1 | NEWTON | 7860 | 1 | VIVINT SOLAR | JCP&L | No | Complete | 2012-04-02 | 2013-03-04 | 2013-03-14 | 2013-03-14
SRP09704 | SREC Solar | MURCH |  | 14 | 0 | Residential | 1 | COLTS NECK | 7722 | 17 | TRINITY HEATING AND AIR | JCP&L | No | Complete | 2012-04-02 | 2012-06-06 | 2012-06-18 | 2012-06-18
SRP09705 | SREC Solar | MACGREGOR |  | 6.125 | 0 | Residential | 1 | HAINESPORT | 8036 | 13 | SUNGEVITY, INC. | PSE&G BPU | No | Complete | 2012-04-02 | 2012-08-10 | 2012-08-21 | 2012-08-21
SRP09706 | SREC Solar | MOREAU |  | 6.11 | 0 | Residential | 1 | PISCATWAY | 8854 | 11 | VIVINT SOLAR | PSE&G BPU | No | Complete | 2012-04-02 | 2012-10-03 | 2012-11-08 | 2012-11-08
SRP09707 | SREC Solar | NIKOLA |  | 49.377 | 0 | Residential | 0 | COLTS NECK | 7722 | 17 | GEOPEAK ENERGY LLC | JCP&L | No | Complete | 2012-05-14 | 2012-09-07 | 2012-10-03 | 2012-10-03
SRP09708 | SREC Solar | BOYNTON |  | 9 | 0 | Residential | 1 | TOMS RIVER | 8753 | 18 | TRINITY HEATING AND AIR | JCP&L | No | Complete | 2012-04-02 | 2012-05-23 | 2012-06-04 | 2012-06-04
SRP09709 | SREC Solar | MOTURI |  | 6.11 | 0 | Residential | 0 | LAWRENCEVILLE | 8648 | 12 | GREEN SUN ENERGY SERVICES | PSE&G BPU | No | Complete | 2012-04-02 | 2012-07-17 | 2012-08-31 | 2012-08-31
SRP09710 | SREC Solar | NEWMAN |  | 8.75 | 0 | Residential | 1 | OCEAN GATE | 8740 | 18 | TRINITY HEATING AND AIR | JCP&L | No | Complete | 2012-04-02 | 2012-05-07 | 2012-05-22 | 2012-05-22
SRP09713 | SREC Solar | ANSALONE |  | 13.8 | 0 | Residential | 0 | EAST BRUNSWICK | 8816 | 11 | SOLAR ENERGY WORLD-W | JCP&L | No | Complete | 2012-04-02 | 2012-06-14 | 2012-06-28 | 2012-06-28
SRP09714 | SREC Solar | KROHN |  | 14.08 | 0 | Residential | 0 | MOORESTOWN | 8057 | 13 | ROOF DIAGNOSTICS INC | PSE&G BPU | No | Complete | 2012-04-02 | 2012-08-24 | 2012-09-05 | 2012-09-05
SRP09715 | SREC Solar | FRITZ |  | 10.8 | 0 | Residential | 0 | ANDOVER | 7821 | 1 | SOLAR ENERGY WORLD-W | JCP&L | No | Complete | 2012-04-02 | 2012-05-10 | 2012-05-24 | 2012-05-24
SRP09716 | SREC Solar | REDIG | GENERAL GROWTH PROPERTIES | 570.57 | 0 | Commercial | 0 | BRIDGEWATER | 8807 | 5 | SAFARI ENERGY LLC | PSE&G BPU | No | Complete | 2012-04-02 | 2013-04-26 | 2013-05-09 | 2013-05-09
SRP09717 | SREC Solar | AVALLON | HAMILTON STREET SOLAR LLC | 56.16 | 0 | Commercial | 0 | SOMERSET | 8873 | 5 | PFISTER ENERGY, INC. | PSE&G BPU | No | Complete | 2012-04-02 | 2012-06-12 | 2012-07-24 | 2012-07-24
SRP09718 | SREC Solar | REDIG | GENERAL GROWTH PROPERTIES | 147.345 | 0 | Commercial | 1 | BRIDGEWATER | 8807 | 5 | SAFARI ENERGY LLC | PSE&G BPU | No | Complete | 2012-04-02 | 2013-04-26 | 2013-05-09 | 2013-05-09
SRP09719 | SREC Solar | MEDINA |  | 5.52 | 0 | Residential | 0 | KEARNY | 7032 | 8 | SOLAR ENERGY WORLD-W | PSE&G BPU | No | Complete | 2012-04-02 | 2012-06-12 | 2012-06-20 | 2012-06-20
SRP09720 | SREC Solar | SARANATHAN |  | 9.12 | 0 | Residential | 0 | BRIDGEWATER | 8807 | 5 | SOLAR ENERGY WORLD-W | PSE&G BPU | No | Complete | 2012-04-02 | 2012-12-26 | 2013-01-15 | 2013-01-15
SRP09721 | SREC Solar | NATARAJAN |  | 7.36 | 0 | Residential | 0 | KENDALL PARK | 8824 | 11 | SOLAR ENERGY WORLD-W | PSE&G BPU | No | Complete | 2012-04-02 | 2013-02-26 | 2013-03-04 | 2013-03-04
SRP09722 | SREC Solar | WEISMAN | 18-00 FLA LLC | 53.94 | 0 | Commercial | 0 | FAIR LAWN | 7410 | 7 | SOLAR ENERGY IS POWER INC. | PSE&G BPU | No | Complete | 2012-04-02 | 2012-09-10 | 2012-09-19 | 2012-09-19
SRP09725 | SREC Solar | DONOHUE |  | 6.075 | 0 | Residential | 0 | OCEAN CITY | 8826 | 4 | AZTEC SOLAR POWER | AC Electric | No | Complete | 2012-04-02 | 2012-11-05 | 2012-11-13 | 2012-11-13
SRP09726 | SREC Solar | CAMPBELL |  | 7 | 0 | Residential | 1 | HOPEWELL TWP | 8534 | 12 | TRINITY HEATING AND AIR | PSE&G BPU | No | Complete | 2012-04-02 | 2012-06-19 | 2012-06-21 | 2012-06-21
SRP09727 | SREC Solar | CHRISTOPHER |  | 9.5 | 0 | Residential | 1 | HOWELL | 7731 | 17 | TRINITY HEATING AND AIR | JCP&L | No | Complete | 2012-04-02 | 2012-07-23 | 2012-08-06 | 2012-08-06
SRP09729 | SREC Solar | LAURY | LAURY HEATING COMPANY | 14.63 | 0 | Commercial | 0 | SALEM | 8079 | 16 | LAURY SERVICES | AC Electric | No | Complete | 2012-04-02 | 2013-03-27 | 2013-05-01 | 2013-05-01
SRP09730 | SREC Solar | DILLMAN |  | 7.5 | 0 | Residential | 1 | EAST WINDSOR | 8512 | 11 | TRINITY HEATING AND AIR | JCP&L | No | Complete | 2012-04-02 | 2012-05-23 | 2012-06-04 | 2012-06-04
SRP09733 | SREC Solar | BERCAW | BURLINGTON ASSEMBLY OF GOD | 624.96 | 0 | Non Profit | 1 | BURLINGTON | 8016 | 13 | NEXUS SOLAR LLC | PSE&G BPU | No | Complete | 2012-04-02 | 2012-12-07 | 2013-01-18 | 2013-01-18
SRP09734 | SREC Solar | CORKERY |  | 7.75 | 0 | Residential | 1 | TOMS RIVER | 8753 | 18 | TRINITY HEATING AND AIR | JCP&L | No | Complete | 2012-04-02 | 2012-07-03 | 2012-07-20 | 2012-07-20
SRP09735 | SREC Solar | BERCAW | BURLINGTON ASSEMBLY OF GOD | 403.2 | 0 | Non Profit | 1 | BURLINGTON | 8016 | 13 | NEXUS SOLAR LLC | PSE&G BPU | No | Complete | 2012-04-02 | 2012-12-06 | 2012-12-13 | 2012-12-13
SRP09736 | SREC Solar | GREENWALD | GLOPAK INC. | 148.68 | 0 | Commercial | 0 | PERTH AMBOY | 8861 | 11 | GREEN POWER DEVELOPERS, LLC | PSE&G BPU | No | Complete | 2012-04-02 | 2013-12-02 | 2013-12-06 | 2013-12-06
SRP09737 | SREC Solar | CROOKS |  | 12.25 | 0 | Residential | 1 | FORKED RIVER | 8731 | 18 | AMERICAN RENEWABLE ENERGY, INC | JCP&L | No | Complete | 2012-04-02 | 2012-10-15 | 2012-11-05 | 2012-11-05
SRP09738 | SREC Solar | PATEL |  | 4.935 | 0 | Residential | 1 | PISCATAWAY | 8854 | 11 | VIVINT SOLAR | PSE&G BPU | No | Complete | 2012-04-02 | 2012-12-19 | 2012-12-26 | 2012-12-26
SRP09739 | SREC Solar | MAYBE |  | 5.76 | 0 | Residential | 0 | LAKEWOOD | 8701 | 18 | KOPP ELECTRIC COMPANY | JCP&L | No | Complete | 2012-04-02 | 2012-05-22 | 2012-06-01 | 2012-06-01
SRP09741 | SREC Solar | CORMANES |  | 4.5 | 0 | Residential | 1 | LITTLE EGG HARBOR | 8087 | 18 | TRINITY HEATING AND AIR | AC Electric | No | Complete | 2012-04-02 | 2012-06-21 | 2012-07-05 | 2012-07-05
SRP09742 | SREC Solar | HOUSTON |  | 9.36 | 0 | Residential | 1 | WHITING | 8759 | 18 | TRINITY HEATING AND AIR | JCP&L | No | Complete | 2012-04-02 | 2012-05-15 | 2012-05-29 | 2012-05-29
SRP09743 | SREC Solar | INZANO |  | 8.5 | 0 | Residential | 1 | JACKSON | 8527 | 18 | TRINITY HEATING AND AIR | JCP&L | No | Complete | 2012-04-02 | 2012-06-04 | 2012-06-15 | 2012-06-15
SRP09744 | SREC Solar | SAVERHOFF |  | 12.25 | 0 | Residential | 1 | SPRINGFIELD | 7081 | 10 | SEA BRIGHT SOLAR, LLC | JCP&L | No | Complete | 2012-04-02 | 2012-09-26 | 2012-11-08 | 2012-11-08
SRP09745 | SREC Solar | ASHKAR |  | 5.75 | 0 | Residential | 1 | TOMS RIVER | 8757 | 18 | TRINITY HEATING AND AIR | JCP&L | No | Complete | 2012-04-02 | 2012-05-29 | 2012-06-11 | 2012-06-11
SRP09746 | SREC Solar | MOYER |  | 9.5 | 0 | Residential | 1 | JACKSON | 8527 | 18 | TRINITY HEATING AND AIR | JCP&L | No | Complete | 2012-04-02 | 2012-05-03 | 2012-05-17 | 2012-05-17
SRP09747 | SREC Solar | FRANKLIN |  | 8.25 | 0 | Residential | 1 | MANALANPAN | 7726 | 17 | TRINITY HEATING AND AIR | JCP&L | No | Complete | 2012-04-02 | 2012-06-07 | 2012-06-19 | 2012-06-19
SRP09748 | SREC Solar | VIZZARD |  | 9.75 | 0 | Residential | 1 | HALEYVILLE | 8330 | 19 | TRINITY HEATING AND AIR | AC Electric | No | Complete | 2012-04-02 | 2012-07-16 | 2012-07-31 | 2012-07-31
SRP09749 | SREC Solar | WILCZYNSKI |  | 13.395 | 0 | Residential | 0 | BRIDGEWATER | 8807 | 5 | ELECTRICAL EDGE, INC. | PSE&G BPU | No | Complete | 2012-04-02 | 2012-08-09 | 2012-08-22 | 2012-08-22
SRP09750 | SREC Solar | BETHAPUDI |  | 7.99 | 0 | Residential | 0 | CHESTERFIELD | 8515 | 13 | ELECTRICAL EDGE, INC. | PSE&G BPU | No | Complete | 2012-04-02 | 2012-07-03 | 2012-07-18 | 2012-07-18
SRP09751 | SREC Solar | CICCHI | COUNTY OF MIDDLESEX ADMINISTRATIO | 4198.465 | 0 | Commercial | 1 | NORTH BRUNSWICK | 8901 | 11 | SUNDURANCE ENERGY | PSE&G BPU | No | Complete | 2012-04-02 | 2013-05-13 | 2013-05-22 | 2013-05-22
SRP09752 | SREC Solar | CAMPION | MIDDLESEX COUNTY DIV. PUBLIC WORK | 81.25 | 0 | Commercial | 1 | NORTH BRUNSWICK | 8902 | 11 | SUNDURANCE ENERGY | PSE&G BPU | No | Complete | 2012-04-02 | 2013-05-10 | 2013-05-22 | 2013-05-22
SRP09753 | SREC Solar | CAMPION | MIDDLESEX COUNTY DIV. PUBLIC ARCHI | 42.25 | 0 | Commercial | 1 | NORTH BRUNSWICK | 8902 | 11 | SUNDURANCE ENERGY | PSE&G BPU | No | Complete | 2012-04-02 | 2013-05-10 | 2013-06-11 | 2013-06-11
SRP09754 | SREC Solar | CICCHI | MIDDLESEX COUNTY JUVENILE CORREC | 152.75 | 0 | Commercial | 1 | NORTH BRUNSWICK | 8902 | 11 | SUNDURANCE ENERGY | PSE&G BPU | No | Complete | 2012-04-02 | 2013-05-13 | 2013-05-22 | 2013-05-22
SRP09756 | SREC Solar | MARTINEZ |  | 6.5 | 0 | Residential | 1 | LITTLE FERRY | 7643 | 7 | TRINITY HEATING AND AIR | PSE&G BPU | No | Complete | 2012-04-02 | 2012-08-07 | 2012-08-20 | 2012-08-20
SRP09757 | SREC Solar | PICCININNI |  | 5.52 | 0 | Residential | 0 | LITTLE EGG HARBOR | 8087 | 18 | SOLAR ENERGY WORLD-W | AC Electric | No | Complete | 2012-04-02 | 2012-05-15 | 2012-05-29 | 2012-05-29
SRP09758 | SREC Solar | SOUNDARARAJ |  | 8.36 | 0 | Residential | 0 | FRANKLIN PARK | 8823 | 5 | TRINITY HEATING AND AIR | PSE&G BPU | No | Complete | 2012-04-02 | 2012-06-19 | 2012-06-28 | 2012-06-28
SRP09759 | SREC Solar | COURTET |  | 3.995 | 0 | Residential | 1 | RANDOLPH | 7869 | 3 | VIVINT SOLAR | JCP&L | No | Complete | 2012-04-02 | 2012-12-18 | 2012-12-21 | 2012-12-21
SRP09760 | SREC Solar | ARNEY |  | 5.17 | 0 | Residential | 1 | ROCKAWAY | 7866 | 3 | ALTERNATIVE LIGHT & ENERGY SOLUTIONS | JCP&L | No | Complete | 2012-04-02 | 2012-05-25 | 2012-07-30 | 2012-07-30
SRP09762 | SREC Solar | BUTRICO |  | 6.11 | 0 | Residential | 1 | SOUTH PLAINFIELD | 7080 | 11 | VIVINT SOLAR | PSE&G BPU | No | Complete | 2012-04-02 | 2012-06-21 | 2012-07-05 | 2012-07-05
SRP09763 | SREC Solar | WEN | EAST BERGEN CHRISTIAN CHURCH | 13.8 | 0 | Non Profit | 1 | TEANECK | 7666 | 7 | VARA NRG LLC | PSE&G BPU | No | Complete | 2012-04-02 | 2012-11-12 | 2012-11-21 | 2012-11-21
SRP09764 | SREC Solar | MORRISON |  | 5.64 | 0 | Residential | 1 | SOUTH PLAINFIELD | 7080 | 11 | VIVINT SOLAR | PSE&G BPU | No | Complete | 2012-04-02 | 2012-11-13 | 2012-11-23 | 2012-11-23
SRP09765 | SREC Solar | TERRITO |  | 7.2 | 0 | Residential | 1 | SANDYSTON | 7826 | 1 | EAST COAST ALTERNATIVE ENERGY | JCP&L | No | Complete | 2012-04-02 | 2012-05-16 | 2012-05-29 | 2012-05-29
SRP09766 | SREC Solar | POLLOCK |  | 6.815 | 0 | Residential | 1 | FAIRFIELD | 7004 | 9 | VIVINT SOLAR | PSE&G BPU | No | Complete | 2012-04-02 | 2012-06-25 | 2012-07-17 | 2012-07-17
SRP09767 | SREC Solar | SCHAEFFER |  | 4.08 | 0 | Residential | 1 | UNION | 7083 | 10 | A-TOP ALTERNATIVE ENERGY | PSE&G BPU | No | Complete | 2012-04-02 | 2012-05-30 | 2012-06-08 | 2012-06-08
SRP09768 | SREC Solar | KATZ |  | 5.17 | 0 | Residential | 1 | BELLE MEAD | 8502 | 5 | ALTERNATIVE LIGHT & ENERGY SOLUTIONS | PSE&G BPU | No | Complete | 2012-04-02 | 2012-08-14 | 2012-08-21 | 2012-08-21
SRP09769 | SREC Solar | COLLINS |  | 5.76 | 0 | Residential | 1 | LITTLE EGG HARBOR | 8087 | 18 | ACOS ENERGY, LLC | AC Electric | No | Complete | 2012-04-02 | 2012-09-07 | 2012-09-17 | 2012-09-17
SRP09770 | SREC Solar | KESTEN |  | 7.92 | 0 | Residential | 1 | MANCHSETER | 8759 | 18 | ACOS ENERGY, LLC | JCP&L | No | Complete | 2012-04-02 | 2012-09-07 | 2012-10-04 | 2012-10-04
SRP09771 | SREC Solar | MAIMBERG |  | 7.92 | 0 | Residential | 1 | MANCHESTER | 8759 | 18 | ACOS ENERGY, LLC | JCP&L | No | Complete | 2012-04-02 | 2012-07-03 | 2012-07-20 | 2012-07-20
SRP09772 | SREC Solar | CASTLE |  | 11.5 | 0 | Residential | 1 | WARETOWN | 8758 | 18 | SOLULAR LLC. II | JCP&L | No | Complete | 2012-04-02 | 2012-10-23 | 2012-11-09 | 2012-11-09
SRP09775 | SREC Solar | PATEL |  | 9.87 | 0 | Residential | 0 | MONROE | 8831 | 11 | PATEL BUILDERS | JCP&L | No | Complete | 2012-04-02 | 2012-07-03 | 2012-07-18 | 2012-07-18
SRP09777 | SREC Solar | HELLER |  | 4.59 | 0 | Residential | 1 | SOUTH PLAINFIELD | 7080 | 11 | VERENGO SOLAR | PSE&G BPU | No | Complete | 2012-04-02 | 2013-03-04 | 2013-03-14 | 2013-03-14
SRP09778 | SREC Solar | RITTER |  | 7.05 | 0 | Residential | 1 | JAMESBURG | 8831 | 11 | VERENGO SOLAR | JCP&L | No | Complete | 2012-04-02 | 2013-04-05 | 2013-04-25 | 2013-04-25
SRP09779 | SREC Solar | BENDJOUYA |  | 6.9 | 0 | Residential | 1 | WARETOWN | 8758 | 18 | FOUR POINT REFRIGERATION CO., INC. | JCP&L | No | Complete | 2012-04-02 | 2012-04-16 | 2012-04-30 | 2012-04-30
SRP09781 | SREC Solar | MILIN |  | 7.2 | 0 | Residential | 1 | TOMS RIVER | 8753 | 18 | FOUR POINT REFRIGERATION CO., INC. | JCP&L | No | Complete | 2012-04-02 | 2012-07-11 | 2012-07-23 | 2012-07-23
SRP09783 | SREC Solar | KEINTZ |  | 9.35 | 0 | Residential | 0 | CHESTERFIELD | 8515 | 13 | SKY HIGH ENERGY, LLC | PSE&G BPU | No | Complete | 2012-04-02 | 2013-02-07 | 2013-02-20 | 2013-02-20
SRP09785 | SREC Solar | MITTEN | CENTER SUN, LLC | 396.48 | 0 | Commercial | 0 | EDGEWATER | 7020 | 7 | AMERICAN CAPITAL ENERGY | PSE&G BPU | No | Complete | 2012-04-02 | 2012-04-04 | 2012-04-26 | 2012-04-26
SRP09787 | SREC Solar | DUGANDZIC | NJ AMERICAN WATER COMPANY, INC. | 890.34 | 0 | Commercial | 0 | MANSFIELD | 8022 | 13 | ENERACTIVE SOLUTIONS, LLC | PSE&G BPU | No | Complete | 2012-04-09 | 2012-08-22 | 2012-09-06 | 2012-09-06
SRP09788 | SREC Solar | FOX |  | 12.69 | 0 | Residential | 0 | LAWRENCEVILLE | 8648 | 12 | JD SOLAR SOLUTIONS | PSE&G BPU | No | Complete | 2012-04-09 | 2012-06-19 | 2012-06-21 | 2012-06-21
SRP09789 | SREC Solar | DUFF |  | 6.58 | 0 | Residential | 1 | FORKED RIVER | 8731 | 18 | SUNRAY SOLAR, INC. | JCP&L | No | Complete | 2012-04-09 | 2012-07-12 | 2012-07-24 | 2012-07-24
SRP09791 | SREC Solar | LAFFOON |  | 9.9 | 0 | Residential | 0 | HILLSBOROUGH | 8844 | 5 | SKY HIGH ENERGY, LLC | PSE&G BPU | No | Complete | 2012-04-09 | 2012-09-26 | 2012-10-08 | 2012-10-08
SRP09794 | SREC Solar | EICHEN | BARBILL ASSOCIATES | 62.64 | 0 | Commercial | 0 | EDISON | 8817 | 11 | GEOPEAK ENERGY LLC | PSE&G BPU | No | Complete | 2012-04-09 | 2012-08-20 | 2012-08-31 | 2012-08-31
SRP09795 | SREC Solar | COOK |  | 6 | 0 | Residential | 0 | PEMBERTON | 8068 | 13 | TRINITY HEATING AND AIR | JCP&L | No | Complete | 2012-04-09 | 2012-05-16 | 2012-05-29 | 2012-05-29
SRP09796 | SREC Solar | DIMAGGIO |  | 16 | 0 | Residential | 1 | MANALAPAN | 7726 | 17 | TRINITY HEATING AND AIR | JCP&L | No | Complete | 2012-04-09 | 2012-07-02 | 2012-07-18 | 2012-07-18
SRP09797 | SREC Solar | WYCKOFF |  | 8 | 0 | Residential | 1 | FLORENCE | 8518 | 13 | TRINITY HEATING AND AIR | PSE&G BPU | No | Complete | 2012-04-09 | 2012-08-09 | 2012-08-21 | 2012-08-21
SRP09800 | SREC Solar | DEVETORI | NORTH JERSEY MEDIA GROUP | 4964.47 | 0 | Commercial | 1 | ROCKAWAY | 7688 | 7 | LIGHTON INDUSTRIES | JCP&L | No | Complete | 2012-04-09 | 2013-04-29 | 2013-05-07 | 2013-05-07
SRP09801 | SREC Solar | SALVESTRINI |  | 5.76 | 0 | Residential | 1 | BEACH HAVEN | 8050 | 18 | ROOF DIAGNOSTICS INC | Unknown | No | Complete | 2012-04-09 | 2012-05-22 | 2012-06-01 | 2012-06-01
SRP09802 | SREC Solar | HAUPT |  | 6.72 | 0 | Residential | 1 | UNION | 7083 | 10 | ROOF DIAGNOSTICS INC | PSE&G BPU | No | Complete | 2012-04-09 | 2012-11-27 | 2012-12-04 | 2012-12-04
SRP09803 | SREC Solar | RUTH |  | 5.04 | 0 | Residential | 1 | BRICK | 8723 | 18 | ROOF DIAGNOSTICS INC | JCP&L | No | Complete | 2012-04-09 | 2012-05-22 | 2012-06-01 | 2012-06-01
SRP09804 | SREC Solar | MANNING |  | 6.86 | 0 | Residential | 1 | LOPATCONG | 8865 | 2 | ROOF DIAGNOSTICS INC | JCP&L | No | Complete | 2012-04-09 | 2012-07-25 | 2012-08-10 | 2012-08-10
SRP09805 | SREC Solar | SIRI | NEWARK FARMERS' MARKET | 1137.045 | 0 | Commercial | 1 | NEWARK | 7105 | 9 | VANGUARD ENERGY PARTNERS, LLC | PSE&G BPU | No | Complete | 2012-04-09 | 2013-10-29 | 2013-11-07 | 2013-11-07
SRP09806 | SREC Solar | AUSTIN |  | 7.03 | 0 | Residential | 1 | PINE BEACH | 8741 | 18 | ASTRUM SOLAR, LLC | JCP&L | No | Complete | 2012-04-09 | 2012-07-20 | 2012-07-30 | 2012-07-30
SRP09807 | SREC Solar | THOMSON |  | 8.88 | 0 | Residential | 1 | NORTH WILDWOOD | 8260 | 21 | ASTRUM SOLAR, LLC | AC Electric | No | Complete | 2012-04-09 | 2012-05-31 | 2012-06-08 | 2012-06-08
SRP09808 | SREC Solar | DURINA |  | 18.24 | 0 | Residential | 1 | ASBURY | 8802 | 4 | ASTRUM SOLAR, LLC | JCP&L | No | Complete | 2012-04-09 | 2012-10-23 | 2012-11-07 | 2012-11-07
SRP09809 | SREC Solar | PEACOCK |  | 13.2 | 0 | Residential | 1 | MANCHESTER | 8759 | 18 | ROOF DIAGNOSTICS INC | JCP&L | No | Complete | 2012-04-09 | 2012-05-22 | 2012-06-08 | 2012-06-08
SRP09810 | SREC Solar | FARKAS |  | 9.12 | 0 | Residential | 1 | LAKEWOOD | 8701 | 18 | POWERLUTIONS, LLC | JCP&L | No | Complete | 2012-04-09 | 2012-06-04 | 2012-06-13 | 2012-06-13
SRP09811 | SREC Solar | ALFIERI |  | 7.75 | 0 | Residential | 1 | WARETOWN | 8758 | 18 | TRINITY HEATING AND AIR | JCP&L | No | Complete | 2012-04-09 | 2012-06-27 | 2012-07-17 | 2012-07-17
SRP09812 | SREC Solar | CUASAY |  | 6.345 | 0 | Residential | 1 | BARNEGAT | 8005 | 18 | VERENGO SOLAR | JCP&L | No | Complete | 2012-04-09 | 2013-04-08 | 2013-04-23 | 2013-04-23
SRP09813 | SREC Solar | BILARDO |  | 9 | 0 | Residential | 1 | BORDENTOWN | 8505 | 13 | TRINITY HEATING AND AIR | PSE&G BPU | No | Complete | 2012-04-09 | 2012-07-25 | 2012-08-06 | 2012-08-06
SRP09814 | SREC Solar | BANASIAK-ZIZZA |  | 6.12 | 0 | Residential | 1 | LYNDHURST | 7071 | 7 | A-TOP ALTERNATIVE ENERGY | PSE&G BPU | No | Complete | 2012-04-09 | 2012-09-10 | 2012-10-17 | 2012-10-17
SRP09815 | SREC Solar | CHERNYAKHOVSKY |  | 6.5 | 0 | Residential | 1 | FREEHOLD | 7728 | 17 | TRINITY HEATING AND AIR | JCP&L | No | Complete | 2012-04-09 | 2012-06-27 | 2012-07-09 | 2012-07-09
SRP09816 | SREC Solar | MARCHIONE |  | 4.59 | 0 | Residential | 1 | NUTLEY | 7110 | 9 | A-TOP ALTERNATIVE ENERGY | PSE&G BPU | No | Complete | 2012-04-09 | 2012-07-10 | 2012-10-02 | 2012-10-02
SRP09817 | SREC Solar | LANGAN | RIVERFRONT RESIDENTIAL 1, LLC | 19.2 | 0 | Commercial | 0 | ELMWOOD PARK | 7407 | 7 | AMBERJACK SOLAR ENERGY | PSE&G BPU | No | Complete | 2012-04-09 | 2012-09-12 | 2012-10-02 | 2012-10-02
SRP09818 | SREC Solar | WALKER |  | 9.18 | 0 | Residential | 0 | BURLINGTON | 8016 | 13 | KC GREEN ENERGY | PSE&G BPU | No | Complete | 2012-04-09 | 2012-09-17 | 2012-10-01 | 2012-10-01
SRP09819 | SREC Solar | CRAWFORD |  | 4.5 | 0 | Residential | 0 | PRINCETON JUNCTION | 8550 | 12 | SUN SAVER SOLAR SYSTEMS 2 | PSE&G BPU | No | Complete | 2012-04-09 | 2012-06-19 | 2012-08-10 | 2012-08-10
SRP09820 | SREC Solar | MACFIE |  | 6.24 | 0 | Residential | 1 | BRANCHVILLE | 7826 | 1 | EAST COAST ALTERNATIVE ENERGY | New Jersey Power | No | Complete | 2012-04-09 | 2012-06-06 | 2012-06-20 | 2012-06-20
SRP09821 | SREC Solar | GELDART |  | 5.64 | 0 | Residential | 1 | LEHT | 8087 | 18 | ALLSEASON CONSTRUCTION | AC Electric | No | Complete | 2012-04-09 | 2012-08-30 | 2012-09-13 | 2012-09-13
SRP09822 | SREC Solar | CATANZARITI |  | 12.96 | 0 | Residential | 1 | LUMBERTON | 8048 | 13 | ALTERIS RENEWABLES DBA REAL GOODS SOLAR | PSE&G BPU | No | Complete | 2012-04-09 | 2012-05-15 | 2012-05-30 | 2012-05-30
SRP09823 | SREC Solar | COCHRANE |  | 10.4 | 0 | Residential | 1 | EGG HARBOR TOWNSHIP | 8234 | 19 | GREENPOINT ENERGY | AC Electric | No | Complete | 2012-04-09 | 2013-03-27 | 2013-04-19 | 2013-04-19
SRP09824 | SREC Solar | HUANG | CHIA SIN FARM | 36.66 | 0 | Commercial | 1 | PITTSTOWN | 8867 | 4 | AMERICAN RENEWABLE ENERGY - CHERRY HILL | JCP&L | No | Complete | 2012-04-09 | 2013-01-18 | 2013-02-01 | 2013-02-01
SRP09826 | SREC Solar | TRAN |  | 7.28 | 0 | Residential | 1 | EGG HARBOR TOWNSHIP | 8234 | 19 | GREENPOINT ENERGY | AC Electric | No | Complete | 2012-04-09 | 2013-04-05 | 2013-04-22 | 2013-04-22
SRP09827 | SREC Solar | HANINI |  | 8.1 | 0 | Residential | 1 | TOTOWA | 7512 | 6 | SUN FARM NETWORK | PSE&G BPU | No | Complete | 2012-04-09 | 2012-09-11 | 2012-09-28 | 2012-09-28
SRP09828 | SREC Solar | BALTO |  | 3.36 | 0 | Residential | 0 | LITTLE SILVER | 7739 | 17 | CORBIN SOLAR SOLUTIONS, LLC | JCP&L | No | Complete | 2012-04-09 | 2012-07-25 | 2012-08-10 | 2012-08-10
SRP09829 | SREC Solar | PUGLIESE |  | 4.465 | 0 | Residential | 1 | CALIFON | 7830 | 4 | ALTERNATIVE LIGHT & ENERGY SOLUTIONS | JCP&L | No | Complete | 2012-04-09 | 2012-08-14 | 2012-08-21 | 2012-08-21
SRP09831 | SREC Solar | LLOYD |  | 15.64 | 0 | Residential | 1 | LITTLE SILVER | 7739 | 17 | SEA BRIGHT SOLAR, LLC | JCP&L | No | Complete | 2012-04-09 | 2012-10-18 | 2012-11-05 | 2012-11-05
SRP09832 | SREC Solar | ROTHMAN |  | 10.56 | 0 | Residential | 1 | LAVALLETTE | 8735 | 18 | SEA BRIGHT SOLAR, LLC | Unknown | No | Complete | 2012-04-09 | 2012-07-12 | 2012-07-24 | 2012-07-24
SRP09833 | SREC Solar | DI GUISEPPI |  | 5.17 | 0 | Residential | 1 | MILLVILLE | 8332 | 20 | SEA BRIGHT SOLAR, LLC | AC Electric | No | Complete | 2012-04-09 | 2012-08-01 | 2012-08-10 | 2012-08-10
SRP09834 | SREC Solar | SEKORA |  | 12 | 0 | Residential | 1 | BRICK | 8724 | 18 | SEA BRIGHT SOLAR, LLC | JCP&L | No | Complete | 2012-04-09 | 2012-10-22 | 2012-11-07 | 2012-11-07
SRP09837 | SREC Solar | KRONYAK SR |  | 2.82 | 0 | Residential | 1 | HASBROUCK HEIGHTS | 7604 | 7 | VIVINT SOLAR | PSE&G BPU | No | Complete | 2012-04-09 | 2012-05-25 | 2012-06-06 | 2012-06-06
SRP09839 | SREC Solar | FAVER |  | 5.64 | 0 | Residential | 1 | CLIFTON | 7013 | 6 | VIVINT SOLAR | PSE&G BPU | No | Complete | 2012-04-09 | 2012-12-18 | 2012-12-26 | 2012-12-26
SRP09840 | SREC Solar | GULARDO |  | 5.64 | 0 | Residential | 1 | CLIFTON | 7013 | 6 | VIVINT SOLAR | PSE&G BPU | No | Complete | 2012-04-09 | 2013-01-15 | 2013-02-01 | 2013-02-01
SRP09841 | SREC Solar | VILLANOVA |  | 6.11 | 0 | Residential | 1 | CLIFTON | 7013 | 6 | VIVINT SOLAR | PSE&G BPU | No | Complete | 2012-04-09 | 2012-05-31 | 2012-06-08 | 2012-06-08
SRP09842 | SREC Solar | OTTINGER | SEASHORE ASPHALT | 566.72 | 0 | Commercial | 0 | WOODBINE | 8270 | 21 | DEERFIELD ELECTRIC LLC | AC Electric | No | Complete | 2012-04-09 | 2012-04-20 | 2012-05-15 | 2012-05-15
SRP09843 | SREC Solar | DO |  | 1.88 | 0 | Residential | 1 | BELLEVILLE | 7109 | 9 | VIVINT SOLAR | PSE&G BPU | No | Complete | 2012-04-09 | 2012-10-09 | 2012-10-25 | 2012-10-25
SRP09844 | SREC Solar | SPRUILL |  | 6.11 | 0 | Residential | 1 | PISCATAWAY | 8854 | 11 | VIVINT SOLAR | PSE&G BPU | No | Complete | 2012-04-09 | 2013-01-15 | 2013-02-06 | 2013-02-06
SRP09845 | SREC Solar | VALDEZ |  | 4.655 | 0 | Residential | 1 | BAYVILLE | 8721 | 18 | ROOF DIAGNOSTICS INC | JCP&L | No | Complete | 2012-04-09 | 2012-10-17 | 2012-11-06 | 2012-11-06
SRP09846 | SREC Solar | O'RAZZI |  | 5.64 | 0 | Residential | 1 | PISCATAWAY | 8854 | 11 | VIVINT SOLAR | PSE&G BPU | No | Complete | 2012-04-09 | 2012-11-21 | 2012-12-04 | 2012-12-04
SRP09847 | SREC Solar | CHIAVAROLI |  | 9.8 | 0 | Residential | 0 | SOMERSET | 8873 | 5 | GEOPEAK ENERGY LLC | PSE&G BPU | No | Complete | 2012-04-09 | 2012-07-19 | 2012-08-02 | 2012-08-02
SRP09848 | SREC Solar | VALENTINE |  | 5.52 | 0 | Residential | 1 | JACKSON | 8527 | 18 | ROOF DIAGNOSTICS INC | JCP&L | No | Complete | 2012-04-09 | 2012-11-06 | 2012-11-16 | 2012-11-16
SRP09849 | SREC Solar | LEVENSTEIN |  | 10.34 | 0 | Residential | 1 | HACKETTSTOWN | 7840 | 2 | REC SOLAR, INC. | JCP&L | No | Complete | 2012-04-09 | 2012-08-10 | 2012-08-21 | 2012-08-21
SRP09851 | SREC Solar | FREEMAN |  | 5.52 | 0 | Residential | 1 | MANASQUAN | 8736 | 17 | ROOF DIAGNOSTICS INC | JCP&L | No | Complete | 2012-04-09 | 2012-05-22 | 2012-06-01 | 2012-06-01
SRP09852 | SREC Solar | WEI |  | 3.055 | 0 | Residential | 1 | EAST BRUNSWICK | 8816 | 11 | REC SOLAR, INC. | PSE&G BPU | No | Complete | 2012-04-09 | 2012-06-11 | 2012-06-26 | 2012-06-26
SRP09853 | SREC Solar | MINGO |  | 11.75 | 0 | Residential | 0 | HAMILTON | 8690 | 12 | CRYSTAL LITE SOLAR LLC | PSE&G BPU | No | Complete | 2012-04-09 | 2013-02-12 | 2013-02-22 | 2013-02-22
SRP09854 | SREC Solar | MORRIS |  | 10.8 | 0 | Residential | 1 | HOWELL | 7731 | 17 | ROOF DIAGNOSTICS INC | JCP&L | No | Complete | 2012-04-09 | 2012-10-10 | 2012-10-26 | 2012-10-26
SRP09855 | SREC Solar | GARREFFA |  | 2.94 | 0 | Residential | 1 | SPRING LAKE | 7762 | 17 | ROOF DIAGNOSTICS INC | JCP&L | No | Complete | 2012-04-09 | 2012-09-26 | 2012-10-12 | 2012-10-12
SRP09856 | SREC Solar | LARSEN |  | 3.84 | 0 | Residential | 1 | OCEAN | 7712 | 17 | ROOF DIAGNOSTICS INC | JCP&L | No | Complete | 2012-04-09 | 2012-11-28 | 2012-12-04 | 2012-12-04
SRP09857 | SREC Solar | FINGER | TEANECK BOARD OF EDUCATION | 202.37 | 0 | School Public K-12 | 1 | TEANECK | 7666 | 7 | BARRIER ELECTRIC | PSE&G BPU | No | Complete | 2012-04-09 | 2013-03-15 | 2013-04-15 | 2013-04-15
SRP09858 | SREC Solar | BUTTS |  | 11.75 | 0 | Residential | 1 | WILLIAMSTOWN | 8094 | 15 | ALLSEASON CONSTRUCTION | AC Electric | No | Complete | 2012-04-09 | 2013-01-07 | 2013-01-28 | 2013-01-28
SRP09859 | SREC Solar | FINGER | TEANECK BOARD OF EDUCATION | 102.9 | 0 | School Public K-12 | 1 | TEANECK | 7666 | 7 | BARRIER ELECTRIC | PSE&G BPU | No | Complete | 2012-04-09 | 2013-03-22 | 2013-04-10 | 2013-04-10
SRP09860 | SREC Solar | DITTRICK |  | 5.55 | 0 | Residential | 0 | WHIPPANY | 7981 | 3 | ALLIANCE COOPERATIVE ENERGY | JCP&L | No | Complete | 2012-04-09 | 2013-01-21 | 2013-02-13 | 2013-02-13
SRP09861 | SREC Solar | KNIGHT |  | 6.48 | 0 | Residential | 1 | BAYVILLE | 8721 | 18 | ROOF DIAGNOSTICS INC | JCP&L | No | Complete | 2012-04-09 | 2012-05-22 | 2012-06-01 | 2012-06-01
SRP09862 | SREC Solar | FEENEY |  | 5.52 | 0 | Residential | 1 | HOWELL | 7731 | 17 | ROOF DIAGNOSTICS INC | JCP&L | No | Complete | 2012-04-09 | 2012-06-07 | 2012-06-20 | 2012-06-20
SRP09863 | SREC Solar | DICKSON |  | 7.2 | 0 | Residential | 1 | SURF CITY | 8008 | 18 | ROOF DIAGNOSTICS INC | AC Electric | No | Complete | 2012-04-09 | 2012-11-28 | 2012-12-07 | 2012-12-07
SRP09864 | SREC Solar | SCHOUTEN |  | 8.88 | 0 | Residential | 1 | MANCHESTER | 8759 | 18 | ROOF DIAGNOSTICS INC | JCP&L | No | Complete | 2012-04-09 | 2012-11-20 | 2012-12-05 | 2012-12-05
SRP09865 | SREC Solar | GEBBIA |  | 15.12 | 0 | Residential | 1 | MANCHESTER | 8759 | 18 | ROOF DIAGNOSTICS INC | JCP&L | No | Complete | 2012-04-09 | 2012-05-16 | 2012-05-29 | 2012-05-29
SRP09866 | SREC Solar | NEW |  | 5.76 | 0 | Residential | 1 | WALL | 7719 | 17 | ROOF DIAGNOSTICS INC | JCP&L | No | Complete | 2012-04-09 | 2012-04-30 | 2012-05-18 | 2012-05-18
SRP09867 | SREC Solar | WINTHROP |  | 6 | 0 | Residential | 1 | BELMAR | 7719 | 17 | ROOF DIAGNOSTICS INC | JCP&L | No | Complete | 2012-04-09 | 2012-06-04 | 2012-06-11 | 2012-06-11
SRP09868 | SREC Solar | LECHNER |  | 9.12 | 0 | Residential | 1 | BRICK | 8724 | 18 | ROOF DIAGNOSTICS INC | JCP&L | No | Complete | 2012-04-09 | 2012-06-07 | 2012-06-19 | 2012-06-19
SRP09869 | SREC Solar | FINCH |  | 5.04 | 0 | Residential | 1 | LUMBERTON | 8048 | 13 | ROOF DIAGNOSTICS INC | PSE&G BPU | No | Complete | 2012-04-09 | 2012-12-21 | 2013-01-04 | 2013-01-04
SRP09870 | SREC Solar | BROWN |  | 2.88 | 0 | Residential | 1 | SPRING LAKE HEIGHTS | 7762 | 17 | ROOF DIAGNOSTICS INC | JCP&L | No | Complete | 2012-04-09 | 2012-05-22 | 2012-06-01 | 2012-06-01
SRP09871 | SREC Solar | DEANGELIS |  | 15.12 | 0 | Residential | 1 | BRANCHBURG | 8876 | 5 | ROOF DIAGNOSTICS INC | JCP&L | No | Complete | 2012-04-09 | 2012-05-09 | 2012-05-22 | 2012-05-22
SRP09872 | SREC Solar | NELSON |  | 5.04 | 0 | Residential | 1 | HOWELL | 7731 | 17 | ROOF DIAGNOSTICS INC | JCP&L | No | Complete | 2012-04-09 | 2013-01-02 | 2013-05-08 | 2013-05-08
SRP09873 | SREC Solar | FINGER | TEANECK BOE | 157.78 | 0 | School Public K-12 | 1 | TEANECK | 7666 | 7 | BARRIER ELECTRIC | PSE&G BPU | No | Complete | 2012-04-09 | 2013-03-22 | 2013-04-10 | 2013-04-10
SRP09874 | SREC Solar | FINGER | TEANECK BOE | 294.98 | 0 | School Public K-12 | 1 | TEANECK | 7666 | 7 | BARRIER ELECTRIC | PSE&G BPU | No | Complete | 2012-04-09 | 2013-03-15 | 2013-04-05 | 2013-04-05
SRP09875 | SREC Solar | SENATORE |  | 5.76 | 0 | Residential | 1 | MANCHESTER | 8759 | 18 | ROOF DIAGNOSTICS INC | JCP&L | No | Complete | 2012-04-09 | 2012-08-20 | 2012-08-31 | 2012-08-31
SRP09876 | SREC Solar | PETRO | GLOBAL SOFT DIGITAL INC. | 122.2 | 0 | Commercial | 1 | MAHWAH | 7430 | 7 | MERCURY SOLAR SYSTEMS - PORT CHESTER | Orange & Rockland Elec | No | Complete | 2012-04-09 | 2012-08-13 | 2012-08-23 | 2012-08-23
SRP09877 | SREC Solar | SHEN |  | 10.08 | 0 | Residential | 0 | METUCHEN | 8840 | 11 | NATURAL POWER SOURCES, LLC | PSE&G BPU | No | Complete | 2012-04-09 | 2012-06-15 | 2012-06-21 | 2012-06-21
SRP09878 | SREC Solar | PALMIERI | CASINO REINVESTMENT DEVELOPMENT | 402.48 | 0 | Government Facility | 0 | ATLANTIC CITY | 8401 | 19 | VANGUARD ENERGY PARTNERS, LLC | AC Electric | No | Complete | 2012-04-09 | 2012-05-10 | 2012-06-11 | 2012-06-11
SRP09879 | SREC Solar | PAYNE | PATTI CLEANERS | 7.2 | 0 | Commercial | 1 | MAPLE SHADE | 8056 | 15 | AMERICAN RENEWABLE ENERGY, INC | PSE&G BPU | No | Complete | 2012-04-09 | 2012-09-26 | 2012-10-16 | 2012-10-16
SRP09880 | SREC Solar | CARBONE |  | 6 | 0 | Residential | 1 | WEST ORANGE | 7052 | 9 | ROOF DIAGNOSTICS INC | PSE&G BPU | No | Complete | 2012-04-09 | 2012-09-26 | 2012-10-12 | 2012-10-12
SRP09881 | SREC Solar | ALLENDORF |  | 4.928 | 0 | Residential | 1 | ROSELAND | 7015 | 6 | AMERICAN RENEWABLE ENERGY, INC | PSE&G BPU | No | Complete | 2012-04-09 | 2012-11-13 | 2012-11-23 | 2012-11-23
SRP09882 | SREC Solar | ELL |  | 7.92 | 0 | Residential | 1 | LAVALLETTE | 8735 | 18 | ROOF DIAGNOSTICS INC | JCP&L | No | Complete | 2012-04-09 | 2012-07-18 | 2012-08-06 | 2012-08-06
SRP09883 | SREC Solar | DOMARACKI |  | 7.44 | 0 | Residential | 1 | PT. PLEASANT | 8742 | 18 | ROOF DIAGNOSTICS INC | JCP&L | No | Complete | 2012-04-09 | 2012-11-27 | 2012-12-04 | 2012-12-04
SRP09884 | SREC Solar | MORROW |  | 6.58 | 0 | Residential | 1 | BRICK | 8723 | 18 | SUNGEVITY, INC. | JCP&L | No | Complete | 2012-04-09 | 2013-03-06 | 2013-03-14 | 2013-03-14
SRP09885 | SREC Solar | SANTORIELLO |  | 7.755 | 0 | Residential | 1 | EAST HANOVER | 7936 | 3 | INDEPENDENT SOLAR | JCP&L | No | Complete | 2012-04-09 | 2012-05-25 | 2012-06-06 | 2012-06-06
SRP09886 | SREC Solar | PLATTETER | NRG ENERGY CENTER PRINCETON LLC | 202.8 | 0 | Commercial | 0 | PLAINSBORO | 8536 | 11 | SUNDURANCE ENERGY | PSE&G BPU | No | Complete | 2012-04-09 | 2012-12-28 | 2013-01-03 | 2013-01-03
SRP09887 | SREC Solar | CICCHI | MIDDLESEX COUTNY JUVENILE CORREC | 1504.555 | 0 | Commercial | 1 | NORTH BRUNSWICK | 8901 | 11 | SUNDURANCE ENERGY | PSE&G BPU | No | Complete | 2012-04-09 | 2013-05-13 | 2013-05-22 | 2013-05-22
SRP09889 | SREC Solar | CAMPION | MIDDLESEX COUNTY JUVENILE CORREC | 237.25 | 0 | Commercial | 1 | NORTH BRUNSWICK | 8902 | 11 | SUNDURANCE ENERGY | PSE&G BPU | No | Complete | 2012-04-09 | 2013-05-14 | 2013-05-22 | 2013-05-22
SRP09890 | SREC Solar | RULLSHAUSER | EMERGENCY MEDICAL SERVICES BLDG | 7 | 0 | Government Facility | 1 | RIDGEWOOD | 7450 | 7 | ADVANCED SOLAR PRODUCTS FLEMINGTON | PSE&G BPU | No | Complete | 2012-04-09 | 2013-04-29 | 2013-05-08 | 2013-05-08
SRP09891 | SREC Solar | CLAYTON |  | 6.72 | 0 | Residential | 0 | SPRING LAKE | 7762 | 17 | ROOF DIAGNOSTICS INC | JCP&L | No | Complete | 2012-04-09 | 2013-07-02 | 2013-07-10 | 2013-07-10
SRP09892 | SREC Solar | RULLSHAUSER | VILLAGE HALL | 67.83 | 0 | Government Facility | 1 | RIDGEWOOD | 7451 | 7 | ADVANCED SOLAR PRODUCTS FLEMINGTON | PSE&G BPU | No | Complete | 2012-04-09 | 2013-04-29 | 2013-05-08 | 2013-05-08
SRP09893 | SREC Solar | CAMPION | MIDDLESEX COUNTY SHERIFF DEPT. | 156 | 0 | Commercial | 1 | NORTH BRUNSWICK | 8902 | 11 | SUNDURANCE ENERGY | PSE&G BPU | No | Complete | 2012-04-09 | 2013-05-14 | 2013-05-22 | 2013-05-22
SRP09894 | SREC Solar | GALLAS |  | 5.76 | 0 | Residential | 1 | BAYVILLE | 8721 | 18 | ROOF DIAGNOSTICS INC | JCP&L | No | Complete | 2012-04-09 | 2012-09-07 | 2012-10-02 | 2012-10-02
SRP09895 | SREC Solar | TALBOT |  | 4.655 | 0 | Residential | 1 | MANCHESTER | 8759 | 18 | ROOF DIAGNOSTICS INC | JCP&L | No | Complete | 2012-04-09 | 2012-08-20 | 2012-08-31 | 2012-08-31
SRP09896 | SREC Solar | SAMMAN |  | 9 | 0 | Residential | 0 | W. MILFORD | 7480 | 6 | SOLAR ENERGY WORLD-W | JCP&L | No | Complete | 2012-04-09 | 2012-04-27 | 2012-05-11 | 2012-05-11
SRP09897 | SREC Solar | MORIARTY |  | 6.96 | 0 | Residential | 1 | MIDDLETOWN | 7701 | 17 | ROOF DIAGNOSTICS INC | JCP&L | No | Complete | 2012-04-09 | 2013-08-05 | 2013-08-06 | 2013-08-06
SRP09898 | SREC Solar | KNAPP | SCENIC LANDSCAPING | 38.1 | 0 | Commercial | 0 | HASKELL | 7420 | 6 | AMBERJACK SOLAR ENERGY | JCP&L | No | Complete | 2012-04-09 | 2012-04-12 | 2012-04-12 | 2012-04-12
SRP09899 | SREC Solar | TENAGLIA |  | 11.76 | 0 | Residential | 1 | MANCHESTER | 8759 | 18 | ROOF DIAGNOSTICS INC | JCP&L | No | Complete | 2012-04-09 | 2012-11-20 | 2012-12-11 | 2012-12-11
SRP09900 | SREC Solar | FITTERER |  | 12.88 | 0 | Residential | 0 | BARNEGAT | 8005 | 18 | SOLAR ENERGY WORLD-W | JCP&L | No | Complete | 2012-04-09 | 2012-05-22 | 2012-06-15 | 2012-06-15
SRP09901 | SREC Solar | BROWN |  | 14.7 | 0 | Residential | 0 | STOCKTON | 8559 | 4 | SKYLINE SOLAR | JCP&L | No | Complete | 2012-04-09 | 2012-06-29 | 2012-07-10 | 2012-07-10
SRP09902 | SREC Solar | SHARKEY |  | 8.575 | 0 | Residential | 1 | TOMS RIVER | 8753 | 18 | ROOF DIAGNOSTICS INC | JCP&L | No | Complete | 2012-04-09 | 2012-06-25 | 2012-07-09 | 2012-07-09
SRP09904 | SREC Solar | QUESADA |  | 6.615 | 0 | Residential | 1 | BRICK | 8724 | 18 | ROOF DIAGNOSTICS INC | JCP&L | No | Complete | 2012-04-09 | 2012-09-19 | 2012-11-09 | 2012-11-09
SRP09905 | SREC Solar | PIERINI | 1160 AMBOY AVE LLC | 131.04 | 0 | Commercial | 0 | PERTH AMBOY | 8861 | 11 | EXCALIBUR GROUP | PSE&G BPU | No | Complete | 2012-04-09 | 2012-05-15 | 2012-05-29 | 2012-05-29
SRP09906 | SREC Solar | PATEL |  | 8.4 | 0 | Residential | 1 | BRIDGEWATER | 8807 | 5 | SEA BRIGHT SOLAR, LLC | JCP&L | No | Complete | 2012-04-09 | 2012-05-25 | 2012-06-04 | 2012-06-04
SRP09907 | SREC Solar | CHENG |  | 5.76 | 0 | Residential | 1 | MANCHESTER | 8759 | 18 | ROOF DIAGNOSTICS INC | JCP&L | No | Complete | 2012-04-09 | 2012-09-19 | 2012-10-03 | 2012-10-03
SRP09908 | SREC Solar | ROBERTS |  | 8.64 | 0 | Residential | 1 | ATLANTIC | 7716 | 17 | FOUR POINT REFRIGERATION CO., INC. | JCP&L | No | Complete | 2012-04-09 | 2012-07-11 | 2012-07-23 | 2012-07-23
SRP09909 | SREC Solar | ROSANDER |  | 6 | 0 | Residential | 0 | PT. PLEASANT | 8742 | 18 | ROOF DIAGNOSTICS INC | JCP&L | No | Complete | 2012-04-09 | 2012-11-28 | 2012-12-05 | 2012-12-05
SRP09910 | SREC Solar | FINGER | TEANECK B.O.E | 48.02 | 0 | School Public K-12 | 1 | TEANECK | 7666 | 7 | BARRIER ELECTRIC | PSE&G BPU | No | Complete | 2012-04-09 | 2013-03-15 | 2013-04-15 | 2013-04-15
SRP09911 | SREC Solar | FRAYNE |  | 6.48 | 0 | Residential | 1 | BRICK | 8723 | 18 | ROOF DIAGNOSTICS INC | JCP&L | No | Complete | 2012-04-09 | 2012-05-16 | 2012-05-30 | 2012-05-30
SRP09912 | SREC Solar | MASTROLACASA |  | 11.73 | 0 | Residential | 0 | HACKETTSTOWN | 7840 | 2 | SOLAR ENERGY WORLD-W | JCP&L | No | Complete | 2012-04-09 | 2012-05-03 | 2012-05-21 | 2012-05-21
SRP09913 | SREC Solar | HALLENBECK |  | 5.04 | 0 | Residential | 1 | MILLVILLE | 8332 | 20 | SEA BRIGHT SOLAR, LLC | AC Electric | No | Complete | 2012-04-09 | 2012-09-07 | 2012-10-03 | 2012-10-03
SRP09914 | SREC Solar | BOUSELLI |  | 6.345 | 0 | Residential | 1 | MANCHESTER | 8759 | 18 | SUNGEVITY, INC. | JCP&L | No | Complete | 2012-04-09 | 2012-08-24 | 2012-09-05 | 2012-09-05
SRP09915 | SREC Solar | NIELSEN |  | 6.96 | 0 | Residential | 1 | TOMS RIVER | 8757 | 18 | NJR HOME SERVICES. | JCP&L | No | Complete | 2012-04-09 | 2012-07-31 | 2012-08-08 | 2012-08-08
SRP09916 | SREC Solar | HILL |  | 8.16 | 0 | Residential | 1 | BAYVILLE | 8721 | 18 | NJR HOME SERVICES. | JCP&L | No | Complete | 2012-04-09 | 2012-09-07 | 2012-10-02 | 2012-10-02
SRP09917 | SREC Solar | FONES |  | 9.165 | 0 | Residential | 0 | WOODSTOWN | 8098 | 16 | A GREEN EARTH ELECTRIC LLC | AC Electric | No | Complete | 2012-04-09 | 2013-01-30 | 2013-02-07 | 2013-02-07
SRP09918 | SREC Solar | DANIELS |  | 5.64 | 0 | Residential | 1 | POINT PLEASANT | 8742 | 18 | ROOF DIAGNOSTICS INC | JCP&L | No | Complete | 2012-04-09 | 2012-04-17 | 2012-04-30 | 2012-04-30
SRP09919 | SREC Solar | SGRO |  | 7.92 | 0 | Residential | 1 | PINE BEACH | 8741 | 18 | ROOF DIAGNOSTICS INC | JCP&L | No | Complete | 2012-04-09 | 2012-08-16 | 2012-08-31 | 2012-08-31
SRP09920 | SREC Solar | BRKAL |  | 5.28 | 0 | Residential | 1 | MANASQUAN | 8736 | 17 | ROOF DIAGNOSTICS INC | JCP&L | No | Complete | 2012-04-09 | 2012-04-30 | 2012-05-18 | 2012-05-18
SRP09921 | SREC Solar | LOMAZZO | COUNT BASIE THEATRE | 11.04 | 0 | Non Profit | 1 | RED BANK | 7740 | 17 | MIKE CHAMBERS OAKHURST ELECTRIC | JCP&L | No | Complete | 2012-04-09 | 2012-07-05 | 2012-07-20 | 2012-07-20
SRP09922 | SREC Solar | ROANE |  | 7 | 0 | Residential | 1 | MAGNOLIA | 8049 | 14 | TRINITY HEATING AND AIR | PSE&G BPU | No | Complete | 2012-04-09 | 2012-07-23 | 2012-08-06 | 2012-08-06
SRP09923 | SREC Solar | BATTEN |  | 5.88 | 0 | Residential | 0 | FAIRTON | 8320 | 20 | SHERWOOD ELECTRIC CO. INC. | AC Electric | No | Complete | 2012-04-09 | 2012-05-15 | 2012-06-01 | 2012-06-01
SRP09924 | SREC Solar | SPINELLI-AMBOS |  | 7.03 | 0 | Residential | 0 | HOWELL | 7731 | 17 | TRINITY HEATING AND AIR | JCP&L | No | Complete | 2012-04-09 | 2012-08-01 | 2012-08-10 | 2012-08-10
SRP09925 | SREC Solar | DEROSA |  | 7.52 | 0 | Residential | 1 | LAKEWOOD | 8701 | 18 | ROOF DIAGNOSTICS INC | JCP&L | No | Complete | 2012-04-09 | 2012-08-24 | 2012-09-05 | 2012-09-05
SRP09926 | SREC Solar | CARINGI | TRI-STATE PUMP | 51.45 | 0 | Commercial | 0 | FARMINGDALE | 7727 | 17 | SUNERGY AMERICA | JCP&L | No | Complete | 2012-04-09 | 2013-12-12 | 2013-12-27 | 2013-12-27
SRP09927 | SREC Solar | WHALEY |  | 4.56 | 0 | Residential | 1 | WILLINGBORO | 8046 | 13 | SOLULAR LLC. II | PSE&G BPU | No | Complete | 2012-04-09 | 2012-11-14 | 2012-11-21 | 2012-11-21
SRP09928 | SREC Solar | COYLE |  | 5.71 | 0 | Residential | 1 | BRICK | 8724 | 18 | SUNGEVITY, INC. | JCP&L | No | Complete | 2012-04-09 | 2012-10-17 | 2012-11-08 | 2012-11-08
SRP09929 | SREC Solar | SAUCEDA |  | 3.12 | 0 | Residential | 1 | EGG HARBOR TOWNSHIP | 8234 | 19 | GREENPOINT ENERGY | AC Electric | No | Complete | 2012-04-09 | 2013-03-25 | 2013-04-15 | 2013-04-15
SRP09931 | SREC Solar | GABER |  | 7.44 | 0 | Residential | 0 | MARGATE | 8402 | 19 | ROOF DIAGNOSTICS INC | AC Electric | No | Complete | 2012-04-09 | 2012-11-28 | 2012-12-04 | 2012-12-04
SRP09932 | SREC Solar | ARASIM |  | 6.58 | 0 | Residential | 1 | GLEN GARDNER | 8826 | 4 | INDEPENDENT SOLAR | JCP&L | No | Complete | 2012-04-09 | 2012-05-10 | 2012-05-24 | 2012-05-24
SRP09933 | SREC Solar | CAMP |  | 3.675 | 0 | Residential | 1 | VENTNOR | 8406 | 19 | ROOF DIAGNOSTICS INC | AC Electric | No | Complete | 2012-04-09 | 2012-11-15 | 2012-11-27 | 2012-11-27
SRP09934 | SREC Solar | FLEMING |  | 7.35 | 0 | Residential | 1 | BRICK | 8724 | 18 | ROOF DIAGNOSTICS INC | JCP&L | No | Complete | 2012-04-09 | 2012-08-20 | 2012-08-31 | 2012-08-31
SRP09935 | SREC Solar | SALERNO |  | 5.39 | 0 | Residential | 1 | SOMERS POINT | 8244 | 19 | ROOF DIAGNOSTICS INC | AC Electric | No | Complete | 2012-04-09 | 2012-05-22 | 2012-06-01 | 2012-06-01
SRP09936 | SREC Solar | BALICKI |  | 9 | 0 | Residential | 1 | RED BANK | 7701 | 17 | TRINITY HEATING AND AIR | JCP&L | No | Complete | 2012-04-09 | 2012-04-25 | 2012-05-10 | 2012-05-10
SRP09937 | SREC Solar | HEMPHILL |  | 7.44 | 0 | Residential | 1 | FREEHOLD | 7728 | 17 | NJR HOME SERVICES. | JCP&L | No | Complete | 2012-04-16 | 2012-08-14 | 2012-08-22 | 2012-08-22
SRP09938 | SREC Solar | CHIARAMONTE |  | 8 | 0 | Residential | 1 | JACKSON | 8527 | 18 | TRINITY HEATING AND AIR | JCP&L | No | Complete | 2012-04-16 | 2012-05-07 | 2012-05-22 | 2012-05-22
SRP09939 | SREC Solar | BAKER |  | 7.8 | 0 | Residential | 1 | FLORENCE | 8518 | 13 | REC SOLAR, INC. | PSE&G BPU | No | Complete | 2012-04-16 | 2012-10-03 | 2012-10-25 | 2012-10-25
SRP09940 | SREC Solar | LEIBOWITZ |  | 6.86 | 0 | Residential | 1 | TOMS RIVER | 8755 | 18 | ROOF DIAGNOSTICS INC | JCP&L | No | Complete | 2012-04-16 | 2012-06-25 | 2012-07-09 | 2012-07-09
SRP09942 | SREC Solar | STADLER |  | 9.45 | 0 | Residential | 1 | PISCATAWAY | 8854 | 11 | AMERICAN RENEWABLE ENERGY, INC | PSE&G BPU | No | Complete | 2012-04-16 | 2012-06-06 | 2012-06-20 | 2012-06-20
SRP09943 | SREC Solar | CURLEY |  | 9.84 | 0 | Residential | 1 | FREEHOLD | 7728 | 17 | ROOF DIAGNOSTICS INC | JCP&L | No | Complete | 2012-04-16 | 2012-10-23 | 2012-11-13 | 2012-11-13
SRP09944 | SREC Solar | PENN |  | 7.99 | 0 | Residential | 1 | PISCATAWAY | 8854 | 11 | VIVINT SOLAR | PSE&G BPU | No | Complete | 2012-04-16 | 2013-01-02 | 2013-01-17 | 2013-01-17
SRP09946 | SREC Solar | DECHERT |  | 7.25 | 0 | Residential | 1 | BARNEGAT | 8005 | 18 | TRINITY HEATING AND AIR | JCP&L | No | Complete | 2012-04-16 | 2012-07-18 | 2012-07-26 | 2012-07-26
SRP09947 | SREC Solar | CIURZAK |  | 8.4 | 0 | Residential | 0 | FREEHOLD | 7728 | 17 | SKYLINE SOLAR | JCP&L | No | Complete | 2012-04-16 | 2012-05-29 | 2012-06-06 | 2012-06-06
SRP09948 | SREC Solar | O' BRIEN |  | 4.32 | 0 | Residential | 1 | SPRING LAKE HEIGHTS | 7762 | 17 | ROOF DIAGNOSTICS INC | JCP&L | No | Complete | 2012-04-16 | 2013-01-02 | 2013-01-17 | 2013-01-17
SRP09949 | SREC Solar | PATEL |  | 5.4 | 0 | Residential | 1 | PRINCETON | 8540 | 12 | AMERICAN RENEWABLE ENERGY, INC | PSE&G BPU | No | Complete | 2012-04-16 | 2012-07-27 | 2012-08-08 | 2012-08-08
SRP09950 | SREC Solar | CLARKE |  | 7.848 | 0 | Residential | 1 | RAHWAY | 7065 | 10 | AMERICAN RENEWABLE ENERGY, INC | PSE&G BPU | No | Complete | 2012-04-16 | 2013-01-28 | 2013-02-05 | 2013-02-05
SRP09951 | SREC Solar | LICCIARDELLO |  | 11.52 | 0 | Residential | 1 | MULLICA HILL | 8062 | 15 | P3 INTEGRATION INC. | AC Electric | No | Complete | 2012-04-16 | 2012-07-13 | 2012-07-26 | 2012-07-26
SRP09952 | SREC Solar | AYALA |  | 7.25 | 0 | Residential | 1 | WHITING | 8753 | 18 | TRINITY HEATING AND AIR | JCP&L | No | Complete | 2012-04-16 | 2012-06-27 | 2012-07-09 | 2012-07-09
SRP09953 | SREC Solar | WILLS |  | 10 | 0 | Residential | 1 | TOMS RIVER | 8757 | 18 | TRINITY HEATING AND AIR | JCP&L | No | Complete | 2012-04-16 | 2012-06-04 | 2012-06-13 | 2012-06-13
SRP09954 | SREC Solar | CREMEANS |  | 8 | 0 | Residential | 1 | EATONTOWN | 7724 | 17 | TRINITY HEATING AND AIR | JCP&L | No | Complete | 2012-04-16 | 2012-07-20 | 2012-07-30 | 2012-07-30
SRP09955 | SREC Solar | ULRICH |  | 10.8 | 0 | Residential | 1 | SOUTHAMPTON | 8088 | 13 | SOLULAR LLC. II | JCP&L | No | Complete | 2012-04-16 | 2012-10-02 | 2012-10-18 | 2012-10-18
SRP09956 | SREC Solar | SPIEKER |  | 5.875 | 0 | Residential | 1 | PISCATAWAY | 8854 | 11 | VIVINT SOLAR | PSE&G BPU | No | Complete | 2012-04-16 | 2013-01-22 | 2013-02-07 | 2013-02-07
SRP09957 | SREC Solar | TARTZA |  | 9 | 0 | Residential | 1 | JACKSON | 8527 | 18 | TRINITY HEATING AND AIR | JCP&L | No | Complete | 2012-04-16 | 2012-05-25 | 2012-06-06 | 2012-06-06
SRP09958 | SREC Solar | MENDOZA-CABRERA |  | 11.76 | 0 | Residential | 0 | MANALAPAN | 7726 | 17 | GEOPEAK ENERGY LLC | JCP&L | No | Complete | 2012-04-16 | 2012-08-10 | 2012-08-22 | 2012-08-22
SRP09959 | SREC Solar | MULLER | FLYING FISH BREWING COMPANY | 129.36 | 0 | Commercial | 1 | SOMERDALE | 8083 | 14 | MERCURY SOLAR SYSTEMS | PSE&G BPU | No | Complete | 2012-04-16 | 2012-07-31 | 2012-08-10 | 2012-08-10
SRP09960 | SREC Solar | OOSTDYK | OK AUTO, 4WD & TIRE | 119.02 | 0 | Commercial | 0 | STEWARTSVILLE | 8886 | 2 | METRO -TEK ELECTRICAL | JCP&L | No | Complete | 2012-04-16 | 2013-11-12 | 2013-11-14 | 2013-11-14
SRP09961 | SREC Solar | ZAUCK |  | 8.16 | 0 | Residential | 1 | OCEAN VIEW | 8230 | 21 | SOLULAR LLC. II | AC Electric | No | Complete | 2012-04-16 | 2012-11-05 | 2012-11-13 | 2012-11-13
SRP09962 | SREC Solar | GROSSMAN |  | 12.48 | 0 | Residential | 1 | SOUTHAMPTON | 8088 | 13 | SOLULAR LLC. II | PSE&G BPU | No | Complete | 2012-04-16 | 2012-08-29 | 2012-09-13 | 2012-09-13
SRP09963 | SREC Solar | BAAKE |  | 5.544 | 0 | Residential | 1 | MARGATE | 8402 | 19 | RICHMOND SOLAR | AC Electric | No | Complete | 2012-04-16 | 2012-08-16 | 2012-08-24 | 2012-08-24
SRP09964 | SREC Solar | UNDERWOOD |  | 5.17 | 0 | Residential | 1 | LONG VALLEY | 7853 | 3 | ALTERNATIVE LIGHT & ENERGY SOLUTIONS | JCP&L | No | Complete | 2012-04-16 | 2012-08-13 | 2012-08-23 | 2012-08-23
SRP09965 | SREC Solar | KENNEDY |  | 5.145 | 0 | Residential | 0 | NORTH BRUNSWICK | 8902 | 11 | SKYLINE SOLAR | PSE&G BPU | No | Complete | 2012-04-16 | 2012-08-07 | 2012-08-20 | 2012-08-20
SRP09966 | SREC Solar | SAGRADO |  | 4.5 | 0 | Residential | 1 | BORDENTOWN | 8505 | 13 | TRINITY HEATING AND AIR | PSE&G BPU | No | Complete | 2012-04-16 | 2012-06-06 | 2012-06-18 | 2012-06-18
SRP09967 | SREC Solar | STRZALKOWSKI |  | 14 | 0 | Residential | 1 | FREEHOLD | 7728 | 17 | KOPP ELECTRIC COMPANY | JCP&L | No | Complete | 2012-04-16 | 2012-11-02 | 2012-11-14 | 2012-11-14
SRP09968 | SREC Solar | TRIVEDI |  | 9.6 | 0 | Residential | 0 | MORRISTOWN | 7960 | 3 | GEOPEAK ENERGY LLC | JCP&L | No | Complete | 2012-04-16 | 2012-05-14 | 2012-05-24 | 2012-05-24
SRP09969 | SREC Solar | KUBIAK | IGG LIMITED PARTNERSHIP | 23.715 | 0 | Commercial | 0 | ALLENTOWN | 8501 | 17 | GARY KUBIAK & SON ELECTRIC, INC | JCP&L | No | Complete | 2012-04-16 | 2013-04-12 | 2013-05-02 | 2013-05-02
SRP09970 | SREC Solar | STEFANOWICZ |  | 7.68 | 0 | Residential | 1 | JACKSON | 8527 | 18 | TRINITY HEATING AND AIR | JCP&L | No | Complete | 2012-04-16 | 2012-05-22 | 2012-06-08 | 2012-06-08
SRP09971 | SREC Solar | BENNER |  | 7.35 | 0 | Residential | 1 | TOMS RIVER | 8755 | 18 | ROOF DIAGNOSTICS INC | JCP&L | No | Complete | 2012-04-16 | 2012-05-25 | 2012-06-06 | 2012-06-06
SRP09972 | SREC Solar | LEANZA |  | 5.635 | 0 | Residential | 1 | TINTON FALLS | 7724 | 17 | ROOF DIAGNOSTICS INC | JCP&L | No | Complete | 2012-04-16 | 2012-12-20 | 2013-01-29 | 2013-01-29
SRP09973 | SREC Solar | POLO |  | 11.76 | 0 | Residential | 1 | TOMS RIVER | 8753 | 18 | ROOF DIAGNOSTICS INC | JCP&L | No | Complete | 2012-04-16 | 2012-07-25 | 2012-08-10 | 2012-08-10
SRP09975 | SREC Solar | BLISS |  | 8.82 | 0 | Residential | 1 | WHARTON | 7885 | 3 | GEOSCAPE SOLAR | JCP&L | No | Complete | 2012-04-16 | 2012-10-17 | 2012-11-05 | 2012-11-05
SRP09976 | SREC Solar | FROST |  | 9.5 | 0 | Residential | 1 | RANDOLPH | 7869 | 3 | GEOSCAPE SOLAR | JCP&L | No | Complete | 2012-04-16 | 2012-10-15 | 2012-11-02 | 2012-11-02
SRP09977 | SREC Solar | DISCAFANI | HAMPTON ANIMAL HOSPITAL | 29.61 | 0 | Commercial | 0 | BELEVIDERE | 7823 | 2 | FULLERS ENERGY LLC | JCP&L | No | Complete | 2012-04-16 | 2012-12-06 | 2012-12-11 | 2012-12-11
SRP09978 | SREC Solar | ROBINSON |  | 4.08 | 0 | Residential | 1 | TOMS RIVER | 8753 | 18 | NJR HOME SERVICES. | JCP&L | No | Complete | 2012-04-16 | 2012-08-16 | 2012-08-29 | 2012-08-29
SRP09979 | SREC Solar | REBACK |  | 7.2 | 0 | Residential | 1 | OLD BRIDGE | 8857 | 11 | GEOGENIX | JCP&L | No | Complete | 2012-04-16 | 2012-08-09 | 2012-08-22 | 2012-08-22
SRP09980 | SREC Solar | BLAZOVIC |  | 7.68 | 0 | Residential | 1 | BARNEGAT | 8005 | 18 | NJR HOME SERVICES. | JCP&L | No | Complete | 2012-04-16 | 2012-08-22 | 2012-09-05 | 2012-09-05
SRP09981 | SREC Solar | GROGEN |  | 8.5 | 0 | Residential | 1 | JACKSON | 8527 | 18 | TRINITY HEATING AND AIR | JCP&L | No | Complete | 2012-04-16 | 2012-06-06 | 2012-06-19 | 2012-06-19
SRP09982 | SREC Solar | HANSEN |  | 7.755 | 0 | Residential | 1 | SOMERSET | 8873 | 5 | ALTERNATIVE LIGHT & ENERGY SOLUTIONS | PSE&G BPU | No | Complete | 2012-04-16 | 2012-08-14 | 2012-08-22 | 2012-08-22
SRP09983 | SREC Solar | MILESKI |  | 8.5 | 0 | Residential | 1 | BORDENTOWN | 8620 | 12 | TRINITY HEATING AND AIR | PSE&G BPU | No | Complete | 2012-04-16 | 2012-06-04 | 2012-06-13 | 2012-06-13
SRP09984 | SREC Solar | CAMPBELL |  | 10.5 | 0 | Residential | 1 | TOMS RIVER | 8753 | 18 | TRINITY HEATING AND AIR | JCP&L | No | Complete | 2012-04-16 | 2012-08-20 | 2012-08-24 | 2012-08-24
SRP09985 | SREC Solar | TORRES |  | 2.585 | 0 | Residential | 1 | PATERSON | 7502 | 6 | VIVINT SOLAR | PSE&G BPU | No | Complete | 2012-04-16 | 2012-12-28 | 2013-01-21 | 2013-01-21
SRP09986 | SREC Solar | CASKEY |  | 8.5 | 0 | Residential | 1 | SOMERVILLE | 8876 | 5 | TRINITY HEATING AND AIR | PSE&G BPU | No | Complete | 2012-04-16 | 2012-06-05 | 2012-06-15 | 2012-06-15
SRP09987 | SREC Solar | PELLEW |  | 6.11 | 0 | Residential | 1 | PISCATAWAY | 8854 | 11 | VIVINT SOLAR | PSE&G BPU | No | Complete | 2012-04-16 | 2012-12-27 | 2013-02-05 | 2013-02-05
SRP09988 | SREC Solar | TOO |  | 4 | 0 | Residential | 1 | JACKSON | 8527 | 18 | TRINITY HEATING AND AIR | JCP&L | No | Complete | 2012-04-16 | 2012-05-10 | 2012-05-24 | 2012-05-24
SRP09991 | SREC Solar | FELDMAN |  | 7.25 | 0 | Residential | 1 | MANALAPAN | 7726 | 17 | TRINITY HEATING AND AIR | JCP&L | No | Complete | 2012-04-16 | 2012-07-03 | 2012-07-20 | 2012-07-20
SRP09992 | SREC Solar | JANIAK |  | 9.435 | 0 | Residential | 1 | BAYVILLE | 8721 | 18 | ROOF DIAGNOSTICS INC | JCP&L | No | Complete | 2012-04-16 | 2012-10-10 | 2012-10-25 | 2012-10-25
SRP09993 | SREC Solar | AGOSTINI |  | 7 | 0 | Residential | 1 | MANCHESTER | 8759 | 18 | TRINITY HEATING AND AIR | JCP&L | No | Complete | 2012-04-16 | 2012-07-03 | 2012-07-20 | 2012-07-20
SRP09994 | SREC Solar | KLUTHE | GRACE UNITED METHODIST CHURCH | 42.72 | 0 | Non Profit | 0 | WYCKOFF | 8722 | 18 | ROOF DIAGNOSTICS INC | Orange & Rockland Elec | No | Complete | 2012-04-16 | 2013-03-06 | 2013-03-28 | 2013-03-28
SRP09995 | SREC Solar | FINNE |  | 7.7 | 0 | Residential | 0 | HILLSBOROUGH | 8853 | 5 | SELF INSTALL | JCP&L | No | Complete | 2012-04-16 | 2012-08-06 | 2012-10-16 | 2012-10-16
SRP09997 | SREC Solar | MAHER |  | 11.04 | 0 | Residential | 1 | MILLSTONE | 8510 | 17 | SUNRAY SOLAR, INC. | JCP&L | No | Complete | 2012-04-16 | 2013-01-03 | 2013-01-18 | 2013-01-18
SRP09998 | SREC Solar | TOMASZEK |  | 13.5 | 0 | Residential | 1 | SOUTHAMPTON | 8088 | 13 | TRINITY HEATING AND AIR | JCP&L | No | Complete | 2012-04-16 | 2012-06-06 | 2012-06-20 | 2012-06-20
SRP09999 | SREC Solar | COSME |  | 5.5 | 0 | Residential | 1 | TOMS RIVER | 8755 | 18 | TRINITY HEATING AND AIR | JCP&L | No | Complete | 2012-04-16 | 2012-06-27 | 2012-07-17 | 2012-07-17
SRP10000 | SREC Solar | LISKA |  | 12.5 | 0 | Residential | 1 | NEW MILFORD | 7646 | 7 | TRINITY HEATING AND AIR | JCP&L | No | Complete | 2012-04-16 | 2012-07-23 | 2012-08-06 | 2012-08-06
SRP10001 | SREC Solar | DUNNELL |  | 10.464 | 0 | Residential | 1 | BURLINGTON | 8016 | 13 | GEOPEAK ENERGY LLC | PSE&G BPU | No | Complete | 2012-04-16 | 2012-12-07 | 2013-01-03 | 2013-01-03
SRP10002 | SREC Solar | KEAMS | THE ARC MERCER, INC | 59.28 | 0 | Government Facility | 1 | EWING | 8638 | 12 | NEXUS SOLAR LLC | PSE&G BPU | No | Complete | 2012-04-16 | 2012-12-06 | 2012-12-12 | 2012-12-12
SRP10003 | SREC Solar | CONDINA |  | 7.92 | 0 | Residential | 1 | MANCHESTER | 8759 | 18 | ACOS ENERGY, LLC | JCP&L | No | Complete | 2012-04-16 | 2012-07-03 | 2012-07-20 | 2012-07-20
SRP10004 | SREC Solar | SZCZESNY |  | 5.76 | 0 | Residential | 1 | TOMS RIVER | 8753 | 18 | ACOS ENERGY, LLC | JCP&L | No | Complete | 2012-04-16 | 2012-09-13 | 2012-10-02 | 2012-10-02
SRP10005 | SREC Solar | SMITH |  | 22.77 | 0 | Residential | 0 | SOUTHAMPTON | 8088 | 13 | PARADISE SOLAR LLC | JCP&L | No | Complete | 2012-04-16 | 2012-08-28 | 2012-09-13 | 2012-09-13
SRP10007 | SREC Solar | LANGLAIS |  | 3.995 | 0 | Residential | 1 | S. PLAINFIELD | 7080 | 11 | VIVINT SOLAR | PSE&G BPU | No | Complete | 2012-04-16 | 2013-01-31 | 2013-03-05 | 2013-03-05
SRP10008 | SREC Solar | SABO |  | 7.2 | 0 | Residential | 1 | RED BANK | 7701 | 17 | GEOGENIX | JCP&L | No | Complete | 2012-04-16 | 2012-07-23 | 2012-08-06 | 2012-08-06
SRP10009 | SREC Solar | ALESSI |  | 8.5 | 0 | Residential | 1 | MANCHESTER | 8759 | 18 | TRINITY HEATING AND AIR | JCP&L | No | Complete | 2012-04-16 | 2012-06-27 | 2012-07-09 | 2012-07-09
SRP10011 | SREC Solar | MALEY |  | 11.2 | 0 | Residential | 1 | TITUSVILLE | 8560 | 12 | CORBIN SOLAR SOLUTIONS, LLC | PSE&G BPU | No | Complete | 2012-04-16 | 2012-07-31 | 2012-08-08 | 2012-08-08
SRP10013 | SREC Solar | SAMBAMURTY | AUROLIFE PHARMA, LLC | 355.68 | 0 | Commercial | 0 | DAYTON | 8810 | 11 | MERCURY SOLAR SYSTEMS - PORT CHESTER | PSE&G BPU | No | Complete | 2012-04-16 | 2013-02-15 | 2013-02-28 | 2013-02-28
SRP10014 | SREC Solar | BRENNAN |  | 5.52 | 0 | Residential | 0 | BRANCHVILLE | 7826 | 1 | SOLAR ENERGY WORLD-W | JCP&L | No | Complete | 2012-04-16 | 2012-05-03 | 2012-05-21 | 2012-05-21
SRP10015 | SREC Solar | CICCARELLI |  | 9.66 | 0 | Residential | 1 | WALL | 7719 | 17 | ECOLOGICAL SYSTEMS-MANALAPAN | JCP&L | No | Complete | 2012-04-16 | 2013-05-20 | 2013-05-28 | 2013-05-28
SRP10016 | SREC Solar | STRZALKOWSKI |  | 6.16 | 0 | Residential | 0 | FORKED RIVER | 8731 | 18 | KOPP ELECTRIC COMPANY | JCP&L | No | Complete | 2012-04-16 | 2012-08-30 | 2012-09-05 | 2012-09-05
SRP10018 | SREC Solar | KEAMS | THE ARC MERCER, INC | 81.12 | 0 | Government Facility | 1 | TRENTON | 8638 | 12 | NEXUS SOLAR LLC | PSE&G BPU | No | Complete | 2012-04-17 | 2012-12-06 | 2012-12-13 | 2012-12-13
SRP10019 | SREC Solar | SEGGEL |  | 10.08 | 0 | Residential | 1 | LAVALLETTE | 8735 | 18 | ROOF DIAGNOSTICS INC | JCP&L | No | Complete | 2012-04-16 | 2012-11-15 | 2012-11-21 | 2012-11-21
SRP10020 | SREC Solar | SUCHAK |  | 3.84 | 0 | Residential | 1 | BERKELEY | 8757 | 18 | ROOF DIAGNOSTICS INC | JCP&L | No | Complete | 2012-04-16 | 2012-06-04 | 2012-06-15 | 2012-06-15
SRP10021 | SREC Solar | MESSINA |  | 5.28 | 0 | Residential | 1 | HOWELL | 7751 | 17 | ROOF DIAGNOSTICS INC | JCP&L | No | Complete | 2012-04-16 | 2012-11-06 | 2012-11-14 | 2012-11-14
SRP10022 | SREC Solar | PING |  | 6 | 0 | Residential | 1 | WALL | 8736 | 17 | ROOF DIAGNOSTICS INC | JCP&L | No | Complete | 2012-04-16 | 2012-11-15 | 2012-11-27 | 2012-11-27
SRP10023 | SREC Solar | MORTON |  | 3.995 | 0 | Residential | 1 | PERTH AMBOY | 8861 | 11 | VIVINT SOLAR | PSE&G BPU | No | Complete | 2012-04-16 | 2013-02-07 | 2013-02-26 | 2013-02-26
SRP10024 | SREC Solar | MUJTABA |  | 3.29 | 0 | Residential | 1 | PISCATAWAY | 8854 | 11 | VIVINT SOLAR | PSE&G BPU | No | Complete | 2012-04-16 | 2012-11-13 | 2012-12-17 | 2012-12-17
SRP10026 | SREC Solar | INGRAM |  | 5.17 | 0 | Residential | 1 | TOWACO | 7082 | 3 | ALTERNATIVE LIGHT & ENERGY SOLUTIONS | JCP&L | No | Complete | 2012-04-16 | 2012-07-12 | 2012-07-24 | 2012-07-24
SRP10027 | SREC Solar | SOLOVAY |  | 14.25 | 0 | Residential | 1 | CLINTON | 8809 | 4 | SKY HIGH ENERGY, LLC | JCP&L | No | Complete | 2012-04-16 | 2012-10-19 | 2012-11-13 | 2012-11-13
SRP10028 | SREC Solar | NADOLNY |  | 7.44 | 0 | Residential | 1 | MANAHAWKIN | 8050 | 18 | ACOS ENERGY, LLC | AC Electric | No | Complete | 2012-04-16 | 2012-09-13 | 2012-10-01 | 2012-10-01
SRP10029 | SREC Solar | DAMORE |  | 6.24 | 0 | Residential | 1 | MANCHESTER | 8759 | 18 | ACOS ENERGY, LLC | JCP&L | No | Complete | 2012-04-16 | 2012-07-03 | 2012-07-18 | 2012-07-18
SRP10030 | SREC Solar | PHAM |  | 8.06 | 0 | Residential | 1 | EGG HARBOR TWP | 8234 | 19 | GREENPOINTE ENERGY | AC Electric | No | Complete | 2012-04-16 | 2013-03-27 | 2013-04-19 | 2013-04-19
SRP10031 | SREC Solar | IZZO |  | 6.72 | 0 | Residential | 1 | MONROE | 8831 | 11 | ROOF DIAGNOSTICS INC | JCP&L | No | Complete | 2012-04-16 | 2012-06-05 | 2012-06-11 | 2012-06-11
SRP10032 | SREC Solar | ROTSHTEYN |  | 5.28 | 0 | Residential | 1 | JAMESBURG | 8831 | 11 | ECOMEN SOLAR LLC | JCP&L | No | Complete | 2012-04-16 | 2012-07-31 | 2012-08-08 | 2012-08-08
SRP10033 | SREC Solar | ADAMS |  | 7.99 | 0 | Residential | 0 | FORDS | 8863 | 11 | SUN SAVER SOLAR SYSTEMS 2 | PSE&G BPU | No | Complete | 2012-04-16 | 2012-07-23 | 2012-08-10 | 2012-08-10
SRP10034 | SREC Solar | COMER |  | 4.165 | 0 | Residential | 1 | OCEAN | 7712 | 17 | SUNGEVITY, INC. | JCP&L | No | Complete | 2012-04-16 | 2012-07-25 | 2012-08-10 | 2012-08-10
SRP10037 | SREC Solar | BUTLER |  | 5.4 | 0 | Residential | 0 | LAWRENCEVILLE | 8648 | 12 | SOLAR ENERGY WORLD-W | PSE&G BPU | No | Complete | 2012-04-16 | 2012-06-14 | 2012-06-21 | 2012-06-21
SRP10038 | SREC Solar | DOMINGUEZ |  | 7.285 | 0 | Residential | 1 | KEARNY | 7032 | 8 | VIVINT SOLAR | PSE&G BPU | No | Complete | 2012-04-16 | 2012-07-18 | 2012-08-06 | 2012-08-06
SRP10039 | SREC Solar | POLHEMUS |  | 9 | 0 | Residential | 1 | JACKSON | 8527 | 18 | TRINITY HEATING AND AIR | JCP&L | No | Complete | 2012-04-16 | 2012-05-16 | 2012-05-30 | 2012-05-30
SRP10040 | SREC Solar | DYL |  | 8 | 0 | Residential | 1 | JACKSON | 8527 | 18 | TRINITY HEATING AND AIR | JCP&L | No | Complete | 2012-04-16 | 2012-06-04 | 2012-06-15 | 2012-06-15
SRP10041 | SREC Solar | SEXTON |  | 8 | 0 | Residential | 1 | ROOSEVELT | 8555 | 17 | TRINITY HEATING AND AIR | JCP&L | No | Complete | 2012-04-16 | 2012-07-12 | 2012-08-02 | 2012-08-02
SRP10042 | SREC Solar | SCHERTZER |  | 10 | 0 | Residential | 1 | TOMS RIVER | 8757 | 18 | TRINITY HEATING AND AIR | JCP&L | No | Complete | 2012-04-16 | 2012-07-27 | 2012-08-08 | 2012-08-08
SRP10043 | SREC Solar | DEVANEY |  | 4.08 | 0 | Residential | 1 | TOMS RIVER | 8753 | 18 | NJR HOME SERVICES. | JCP&L | No | Complete | 2012-04-16 | 2012-08-22 | 2012-09-05 | 2012-09-05
SRP10044 | SREC Solar | HONUNG |  | 17 | 0 | Residential | 1 | HOWELL | 7731 | 17 | TRINITY HEATING AND AIR | JCP&L | No | Complete | 2012-04-16 | 2012-06-05 | 2012-06-15 | 2012-06-15
SRP10045 | SREC Solar | HOLUB |  | 8.82 | 0 | Residential | 0 | HACKETSTOWN | 7840 | 2 | SKYLINE SOLAR | JCP&L | No | Complete | 2012-04-16 | 2012-07-13 | 2012-07-26 | 2012-07-26
SRP10046 | SREC Solar | FINGER | TEANECK BOE | 92.61 | 0 | School Public K-12 | 1 | TEANECK | 7666 | 7 | BARRIER ELECTRIC | PSE&G BPU | No | Complete | 2012-04-16 | 2013-03-15 | 2013-04-05 | 2013-04-05
SRP10047 | SREC Solar | SODANO |  | 7 | 0 | Residential | 1 | MANCHESTER | 8759 | 18 | TRINITY HEATING AND AIR | JCP&L | No | Complete | 2012-04-16 | 2012-07-12 | 2012-08-14 | 2012-08-14
SRP10048 | SREC Solar | SUPLEE |  | 6.235 | 0 | Residential | 1 | GLASSBORO | 8028 | 15 | SOLARCITY CORPORATION | AC Electric | No | Complete | 2012-04-16 | 2012-08-27 | 2012-09-14 | 2012-09-14
SRP10049 | SREC Solar | LEVINE |  | 6.25 | 0 | Residential | 1 | OCEAN | 7712 | 17 | TRINITY HEATING AND AIR | JCP&L | No | Complete | 2012-04-16 | 2012-07-25 | 2012-08-14 | 2012-08-14
SRP10050 | SREC Solar | PATEL |  | 6.88 | 0 | Residential | 1 | PLAINSBORO | 8536 | 11 | SOLARCITY CORPORATION | PSE&G BPU | No | Complete | 2012-04-16 | 2013-03-13 | 2013-04-05 | 2013-04-05
SRP10051 | SREC Solar | FORD |  | 9 | 0 | Residential | 1 | BRICK | 8723 | 18 | TRINITY HEATING AND AIR | JCP&L | No | Complete | 2012-04-16 | 2012-06-14 | 2012-06-21 | 2012-06-21
SRP10052 | SREC Solar | IANNACCONE |  | 7.7 | 0 | Residential | 1 | SMITHVILLE | 8201 | 19 | SOLARCITY CORPORATION | AC Electric | No | Complete | 2012-04-16 | 2012-12-04 | 2012-12-07 | 2012-12-07
SRP10053 | SREC Solar | POVIO |  | 6 | 0 | Residential | 1 | TRENTON | 8620 | 12 | TRINITY HEATING AND AIR | PSE&G BPU | No | Complete | 2012-04-16 | 2012-05-25 | 2012-06-11 | 2012-06-11
SRP10054 | SREC Solar | RAMROOP |  | 6.75 | 0 | Residential | 1 | TOMS RIVER | 8753 | 18 | TRINITY HEATING AND AIR | JCP&L | No | Complete | 2012-04-16 | 2012-06-27 | 2012-07-09 | 2012-07-09
SRP10055 | SREC Solar | PAGAN |  | 5.75 | 0 | Residential | 1 | OCEAN CITY | 8226 | 21 | TRINITY HEATING AND AIR | AC Electric | No | Complete | 2012-04-16 | 2012-09-26 | 2012-10-11 | 2012-10-11
SRP10056 | SREC Solar | HUGHES |  | 9 | 0 | Residential | 1 | HOWELL | 7731 | 17 | TRINITY HEATING AND AIR | JCP&L | No | Complete | 2012-04-16 | 2012-06-25 | 2012-07-05 | 2012-07-05
SRP10057 | SREC Solar | BENSEL |  | 7 | 0 | Residential | 1 | COLUMBUS | 8022 | 13 | TRINITY HEATING AND AIR | PSE&G BPU | No | Complete | 2012-04-16 | 2012-06-14 | 2012-06-26 | 2012-06-26
SRP10058 | SREC Solar | ALSPACH |  | 28.905 | 0 | Residential | 1 | MALAGA | 8328 | 15 | TRINITY HEATING AND AIR | AC Electric | No | Complete | 2012-04-16 | 2012-11-09 | 2012-11-21 | 2012-11-21
SRP10059 | SREC Solar | KAMAL |  | 6.11 | 0 | Residential | 1 | ENGLEWOOD | 7631 | 7 | A-TOP ALTERNATIVE ENERGY | PSE&G BPU | No | Complete | 2012-04-16 | 2012-10-16 | 2012-11-02 | 2012-11-02
SRP10060 | SREC Solar | WYCKOFF |  | 3 | 0 | Residential | 1 | LAWRENCE | 8648 | 12 | TRINITY HEATING AND AIR | PSE&G BPU | No | Complete | 2012-04-16 | 2012-05-15 | 2012-05-29 | 2012-05-29
SRP10061 | SREC Solar | BRAMLETTE |  | 9.25 | 0 | Residential | 1 | WEST CREEK | 8092 | 18 | TRINITY HEATING AND AIR | AC Electric | No | Complete | 2012-04-16 | 2012-06-28 | 2012-07-13 | 2012-07-13
SRP10062 | SREC Solar | MANNUZZA |  | 7.75 | 0 | Residential | 1 | FREEHOLD | 7728 | 17 | TRINITY HEATING AND AIR | JCP&L | No | Complete | 2012-04-16 | 2012-08-07 | 2012-08-16 | 2012-08-16
SRP10064 | SREC Solar | KONCEN |  | 4.935 | 0 | Residential | 1 | ELIZABETH | 7208 | 10 | A-TOP ALTERNATIVE ENERGY | PSE&G BPU | No | Complete | 2012-04-16 | 2012-07-10 | 2012-07-26 | 2012-07-26
SRP10065 | SREC Solar | ATEN |  | 7.35 | 0 | Residential | 1 | BRICK | 8724 | 18 | ROOF DIAGNOSTICS INC | JCP&L | No | Complete | 2012-04-16 | 2012-10-10 | 2012-11-02 | 2012-11-02
SRP10066 | SREC Solar | INGEMI |  | 7.595 | 0 | Residential | 1 | HAMMONTON | 8037 | 19 | ROOF DIAGNOSTICS INC | AC Electric | No | Complete | 2012-04-16 | 2012-07-03 | 2012-07-18 | 2012-07-18
SRP10067 | SREC Solar | CHOWDHRY |  | 5.28 | 0 | Residential | 1 | TOMS RIVER | 8755 | 18 | ROOF DIAGNOSTICS INC | JCP&L | No | Complete | 2012-04-16 | 2012-12-10 | 2012-12-20 | 2012-12-20
SRP10068 | SREC Solar | NEVAR |  | 10.24 | 0 | Residential | 1 | BRANCHBURG | 8853 | 5 | GREEN POWER ENERGY LLC | JCP&L | No | Complete | 2012-04-16 | 2012-06-29 | 2012-07-13 | 2012-07-13
SRP10069 | SREC Solar | HARPER |  | 6.72 | 0 | Residential | 1 | PISCATAWAY | 8854 | 11 | AMERICAN RENEWABLE ENERGY, INC | PSE&G BPU | No | Complete | 2012-04-16 | 2012-07-25 | 2012-08-10 | 2012-08-10
SRP10070 | SREC Solar | HAAS |  | 6.54 | 0 | Residential | 1 | HOWELL | 7731 | 17 | AMERICAN RENEWABLE ENERGY, INC | JCP&L | No | Complete | 2012-04-16 | 2012-08-27 | 2012-09-14 | 2012-09-14
SRP10071 | SREC Solar | HUANG |  | 4.9 | 0 | Residential | 1 | EDISON | 8820 | 11 | AMERICAN RENEWABLE ENERGY, INC | PSE&G BPU | No | Complete | 2012-04-16 | 2012-11-15 | 2012-11-21 | 2012-11-21
SRP10072 | SREC Solar | ZACKRIA |  | 7.82 | 0 | Residential | 1 | PISCATAWAY | 8854 | 11 | AMERICAN RENEWABLE ENERGY, INC | PSE&G BPU | No | Complete | 2012-04-16 | 2012-09-26 | 2012-10-17 | 2012-10-17
SRP10073 | SREC Solar | PATEL |  | 4.9 | 0 | Residential | 1 | PISCATAWAY | 8854 | 11 | AMERICAN RENEWABLE ENERGY, INC | PSE&G BPU | No | Complete | 2012-04-16 | 2012-08-07 | 2012-08-20 | 2012-08-20
SRP10074 | SREC Solar | WEINROTH | BRUNSWICK VILLAGE URBAN RENEWAL | 13.16 | 0 | Commercial | 0 | TRENTON | 8638 | 12 | FUTURE SOLUTIONS CONTRACTING, LLC | PSE&G BPU | No | Complete | 2012-04-16 | 2013-08-07 | 2013-08-09 | 2013-08-09
SRP10075 | SREC Solar | WEINROTH | BRUNSWICK VILLAGE URBAN RENEWAL | 18.33 | 0 | Commercial | 0 | TRENTON | 8638 | 12 | FUTURE SOLUTIONS CONTRACTING, LLC | PSE&G BPU | No | Complete | 2012-04-16 | 2013-08-07 | 2013-08-09 | 2013-08-09
SRP10076 | SREC Solar | WEINROTH | BRUNSWICK VILLAGE URBAN RENEWAL | 19.74 | 0 | Commercial | 0 | TRENTON | 8638 | 12 | FUTURE SOLUTIONS CONTRACTING, LLC | PSE&G BPU | No | Complete | 2012-04-16 | 2013-08-07 | 2013-08-09 | 2013-08-09
SRP10077 | SREC Solar | WEINROTH | BRUNSWICK VILLAGE URBAN RENEWAL | 9.165 | 0 | Commercial | 0 | TRENTON | 8638 | 12 | FUTURE SOLUTIONS CONTRACTING, LLC | PSE&G BPU | No | Complete | 2012-04-16 | 2013-08-07 | 2013-08-09 | 2013-08-09
SRP10078 | SREC Solar | WEINROTH | BRUNSWICK VILLAGE URBAN RENEWAL | 25.38 | 0 | Commercial | 0 | TRENTON | 8638 | 12 | FUTURE SOLUTIONS CONTRACTING, LLC | PSE&G BPU | No | Complete | 2012-04-16 | 2013-08-07 | 2013-08-09 | 2013-08-09
SRP10079 | SREC Solar | WEINROTH | BRUNSWICK VILLAGE URBAN RENEWAL | 34.075 | 0 | Commercial | 0 | TRENTON | 8638 | 12 | FUTURE SOLUTIONS CONTRACTING, LLC | PSE&G BPU | No | Complete | 2012-04-16 | 2013-08-07 | 2013-08-09 | 2013-08-09
SRP10080 | SREC Solar | WEINROTH | BRUNSWICK VILLAGE URBAN RENEWAL | 19.74 | 0 | Commercial | 0 | TRENTON | 8638 | 12 | FUTURE SOLUTIONS CONTRACTING, LLC | PSE&G BPU | No | Complete | 2012-04-16 | 2013-08-07 | 2013-08-09 | 2013-08-09
SRP10081 | SREC Solar | WEINROTH | BRUNSWICK VILLAGE URBAN RENEWAL | 13.16 | 0 | Commercial | 0 | TRENTON | 8638 | 12 | FUTURE SOLUTIONS CONTRACTING, LLC | PSE&G BPU | No | Complete | 2012-04-16 | 2013-08-07 | 2013-08-09 | 2013-08-09
SRP10082 | SREC Solar | DRAHUSCHAK |  | 6.72 | 0 | Residential | 1 | BURLINGTON | 8016 | 13 | SOLULAR LLC. II | PSE&G BPU | No | Complete | 2012-04-16 | 2013-04-17 | 2013-05-14 | 2013-05-14
SRP10083 | SREC Solar | WU | SUMMIT IMPORT CORP | 984.75 | 0 | Commercial | 0 | JERSEY CITY | 7305 | 8 | AMERICAN RENEWABLE ENERGY, INC | PSE&G BPU | No | Complete | 2012-04-16 | 2013-04-23 | 2013-05-06 | 2013-05-06
SRP10084 | SREC Solar | NEWCOMER |  | 6.96 | 0 | Residential | 1 | KRESSON | 8053 | 13 | SOLARCITY CORPORATION | AC Electric | No | Complete | 2012-04-16 | 2012-10-24 | 2012-11-06 | 2012-11-06
SRP10087 | SREC Solar | BOYNTON |  | 9.5 | 0 | Residential | 1 | TOMS RIVER | 8753 | 18 | TRINITY HEATING AND AIR | JCP&L | No | Complete | 2012-04-23 | 2012-06-27 | 2012-07-09 | 2012-07-09
SRP10088 | SREC Solar | GRIFFIN |  | 9 | 0 | Residential | 1 | CAPE MAY COURT HOUSE | 8210 | 21 | TRINITY HEATING AND AIR | AC Electric | No | Complete | 2012-04-23 | 2012-07-20 | 2012-07-30 | 2012-07-30
SRP10089 | SREC Solar | FIDUCIA |  | 2.34 | 0 | Residential | 1 | LONG BRANCH | 7740 | 17 | SOLARCITY CORPORATION | JCP&L | No | Complete | 2012-04-23 | 2012-12-11 | 2012-12-20 | 2012-12-20
SRP10090 | SREC Solar | UMANA |  | 8.17 | 0 | Residential | 1 | EAST WINDSOR | 8512 | 11 | SOLARCITY CORPORATION | JCP&L | No | Complete | 2012-04-23 | 2012-06-06 | 2012-07-05 | 2012-07-05
SRP10091 | SREC Solar | KHATRI |  | 6.11 | 0 | Residential | 1 | DELANCO | 8075 | 13 | SOLARCITY CORPORATION | PSE&G BPU | No | Complete | 2012-04-23 | 2012-07-23 | 2012-08-02 | 2012-08-02
SRP10092 | SREC Solar | WONG |  | 7.48 | 0 | Residential | 1 | HILLSBOROUGH | 8844 | 5 | SOLARCITY CORPORATION | PSE&G BPU | No | Complete | 2012-04-23 | 2013-01-11 | 2013-02-06 | 2013-02-06
SRP10094 | SREC Solar | BOYLE |  | 9.36 | 0 | Residential | 1 | GLEN GARDNER | 8826 | 4 | SOLARCITY CORPORATION | JCP&L | No | Complete | 2012-04-23 | 2012-12-04 | 2012-12-07 | 2012-12-07
SRP10095 | SREC Solar | METTLE |  | 8.64 | 0 | Residential | 1 | PISCATAWAY | 8854 | 11 | SOLARCITY CORPORATION | PSE&G BPU | No | Complete | 2012-04-23 | 2012-08-22 | 2012-09-13 | 2012-09-13
SRP10096 | SREC Solar | VENKATACHARI |  | 9.46 | 0 | Residential | 1 | EAST WINDSOR | 8520 | 12 | SOLARCITY CORPORATION | JCP&L | No | Complete | 2012-04-23 | 2012-09-24 | 2012-10-16 | 2012-10-16
SRP10098 | SREC Solar | LIPAY |  | 7.5 | 0 | Residential | 1 | MANCHSTER | 8759 | 18 | TRINITY HEATING AND AIR | JCP&L | No | Complete | 2012-04-23 | 2012-08-15 | 2012-08-27 | 2012-08-27
SRP10099 | SREC Solar | VERBEL |  | 5.5 | 0 | Residential | 1 | SOMERSET | 8873 | 5 | TRINITY HEATING AND AIR | PSE&G BPU | No | Complete | 2012-04-23 | 2012-07-18 | 2012-07-26 | 2012-07-26
SRP10100 | SREC Solar | SINNOTT |  | 9.165 | 0 | Residential | 1 | MILLINGTON | 7946 | 3 | ALTERNATIVE LIGHT & ENERGY SOLUTIONS | JCP&L | No | Complete | 2012-04-23 | 2012-08-20 | 2012-08-31 | 2012-08-31
SRP10101 | SREC Solar | BRENNAN |  | 8 | 0 | Residential | 1 | TOMS RIVER | 8757 | 18 | TRINITY HEATING AND AIR | JCP&L | No | Complete | 2012-04-23 | 2012-08-27 | 2012-09-13 | 2012-09-13
SRP10102 | SREC Solar | FOWLER |  | 5 | 0 | Residential | 1 | HAINESPORT | 8036 | 13 | TRINITY HEATING AND AIR | PSE&G BPU | No | Complete | 2012-04-23 | 2012-08-07 | 2012-08-20 | 2012-08-20
SRP10104 | SREC Solar | BHATKI |  | 5.886 | 0 | Residential | 1 | PISCATAWAY | 8854 | 11 | AMERICAN RENEWABLE ENERGY, INC | PSE&G BPU | No | Complete | 2012-04-23 | 2012-09-14 | 2012-10-08 | 2012-10-08
SRP10106 | SREC Solar | BURGOYNE |  | 6.9 | 0 | Residential | 1 | LANOKA HARBOR | 8734 | 18 | ENERGY SOLUTIONS OF NEW JERSEY LLC | JCP&L | No | Complete | 2012-04-23 | 2013-10-30 | 2013-11-07 | 2013-11-07
SRP10107 | SREC Solar | BELLOISE | WINDSOR PREP | 49.92 | 0 | Non Profit | 1 | PARAMUS | 7652 | 7 | MERCURY SOLAR SYSTEMS - PORT CHESTER | PSE&G BPU | No | Complete | 2012-04-23 | 2012-10-02 | 2012-10-12 | 2012-10-12
SRP10108 | SREC Solar | MONACO |  | 8.17 | 0 | Residential | 1 | MIDDLETOWN | 7748 | 17 | NJ SOLAR POWER, LLC | JCP&L | No | Complete | 2012-04-23 | 2012-07-12 | 2012-07-23 | 2012-07-23
SRP10109 | SREC Solar | KILDARE |  | 7 | 0 | Residential | 1 | NEW EGYPT | 8533 | 18 | TRINITY HEATING AND AIR | JCP&L | No | Complete | 2012-04-23 | 2012-05-23 | 2012-06-04 | 2012-06-04
SRP10110 | SREC Solar | THOMPSON |  | 4.23 | 0 | Residential | 1 | MANCHESTER | 8759 | 18 | ENERGY SOLUTIONS OF NEW JERSEY LLC | JCP&L | No | Complete | 2012-08-20 | 2012-10-23 | 2012-11-14 | 2012-11-14
SRP10111 | SREC Solar | LEPORE |  | 6.5 | 0 | Residential | 1 | COLTS NECK | 7722 | 17 | TRINITY HEATING AND AIR | JCP&L | No | Complete | 2012-04-23 | 2012-06-04 | 2012-06-13 | 2012-06-13
SRP10112 | SREC Solar | DEL-RIO MUNOZ |  | 4.25 | 0 | Residential | 1 | BLOOMFIELD | 7003 | 9 | TRINITY HEATING AND AIR | PSE&G BPU | No | Complete | 2012-04-23 | 2012-08-20 | 2012-08-31 | 2012-08-31
SRP10113 | SREC Solar | BERGSTROM |  | 6.9 | 0 | Residential | 1 | FORKED RIVER | 8731 | 18 | ENERGY SOLUTIONS OF NEW JERSEY LLC | JCP&L | No | Complete | 2012-04-23 | 2013-07-26 | 2013-08-01 | 2013-08-01
SRP10114 | SREC Solar | MCDOW |  | 9.25 | 0 | Residential | 1 | HOWELL | 7731 | 17 | TRINITY HEATING AND AIR | JCP&L | No | Complete | 2012-04-23 | 2012-06-19 | 2012-06-28 | 2012-06-28
SRP10116 | SREC Solar | REYCRAFT | TOWNSHIP OF ABERDEEN | 217.68 | 0 | Government Facility | 1 | ABERDEEN | 7747 | 17 | NEXUS SOLAR LLC | JCP&L | No | Complete | 2012-04-23 | 2013-12-16 | 2013-12-30 | 2013-12-30
SRP10117 | SREC Solar | REYCRAFT | TOWNSHIP OF ABERDEEN | 47.04 | 0 | Government Facility | 1 | ABERDEEN | 7735 | 17 | NEXUS SOLAR LLC | JCP&L | No | Complete | 2012-04-23 | 2013-06-13 | 2013-06-18 | 2013-06-18
SRP10118 | SREC Solar | REYCRAFT | TOWNSHIP OF ABERDEEN | 120.96 | 0 | Government Facility | 1 | ABERDEEN | 7747 | 17 | NEXUS SOLAR LLC | JCP&L | No | Complete | 2012-04-23 | 2013-12-16 | 2013-12-30 | 2013-12-30
SRP10119 | SREC Solar | VERTUSI |  | 5.17 | 0 | Residential | 1 | PISCATAWAY | 8854 | 11 | VIVINT SOLAR | PSE&G BPU | No | Complete | 2012-04-23 | 2012-12-28 | 2013-01-15 | 2013-01-15
SRP10120 | SREC Solar | REYCRAFT | TOWNSHIP OF ABERDEEN | 90.72 | 0 | Government Facility | 1 | ABERDEEN | 7735 | 17 | NEXUS SOLAR LLC | JCP&L | No | Complete | 2012-04-23 | 2013-06-13 | 2013-06-18 | 2013-06-18
SRP10121 | SREC Solar | BRADY |  | 6.58 | 0 | Residential | 1 | PISCATAWAY | 7080 | 11 | VIVINT SOLAR | PSE&G BPU | No | Complete | 2012-04-23 | 2012-07-31 | 2012-08-24 | 2012-08-24
SRP10122 | SREC Solar | REYCRAFT | TOWNSHIP OF ABERDEEN | 65.04 | 0 | Government Facility | 1 | ABERDEEN | 7735 | 17 | NEXUS SOLAR LLC | JCP&L | No | Complete | 2012-04-23 | 2013-12-16 | 2013-12-30 | 2013-12-30
SRP10123 | SREC Solar | FOGARTY |  | 9.4 | 0 | Residential | 1 | PISCATAWAY | 8854 | 11 | VIVINT SOLAR | PSE&G BPU | No | Complete | 2012-04-23 | 2013-04-25 | 2013-05-14 | 2013-05-14
SRP10124 | SREC Solar | JALAS | PLASTICO PRODUCTS LLC | 267.96 | 0 | Commercial | 1 | IRVINGTON | 7111 | 9 | GREEN POWER DEVELOPERS, LLC | PSE&G BPU | No | Complete | 2012-04-23 | 2013-03-04 | 2013-03-28 | 2013-03-28
SRP10125 | SREC Solar | RODRIGUEZ |  | 3.29 | 0 | Residential | 1 | BELLEVILLE | 7109 | 9 | VIVINT SOLAR | PSE&G BPU | No | Complete | 2012-04-23 | 2012-11-06 | 2012-11-16 | 2012-11-16
SRP10126 | SREC Solar | RANDION |  | 6.345 | 0 | Residential | 1 | PATERSON | 7504 | 6 | VIVINT SOLAR | PSE&G BPU | No | Complete | 2012-04-23 | 2013-02-07 | 2013-02-26 | 2013-02-26
SRP10127 | SREC Solar | HARRIS | NEXUS PROPERTIES | 112.32 | 0 | Commercial | 0 | WEST WINDSOR | 8540 | 12 | SELF INSTALL | PSE&G BPU | No | Complete | 2012-04-23 | 2013-03-25 | 2013-04-02 | 2013-04-02
SRP10129 | SREC Solar | HARRIS | NEXUS PROPERTIES | 97.92 | 0 | Commercial | 0 | WEST WINDSOR | 8540 | 12 | SELF INSTALL | PSE&G BPU | No | Complete | 2012-04-23 | 2013-03-25 | 2013-04-24 | 2013-04-24
SRP10131 | SREC Solar | BROWN |  | 12.48 | 0 | Residential | 1 | NORTHFIELD | 8225 | 19 | SOLULAR LLC. II | AC Electric | No | Complete | 2012-05-14 | 2013-04-15 | 2013-05-03 | 2013-05-03
SRP10132 | SREC Solar | ECKHARDT | BED, BATH, & BEYOND, INC | 599.064 | 0 | Commercial | 0 | TOTOWA | 7512 | 6 | SUNPOWER CORPORATION | PSE&G BPU | No | Complete | 2012-04-23 | 2013-01-15 | 2013-02-06 | 2013-02-06
SRP10133 | SREC Solar | GIAMPIETRO |  | 4.41 | 0 | Residential | 1 | HAZLET | 7730 | 17 | ROOF DIAGNOSTICS INC | JCP&L | No | Complete | 2012-04-23 | 2012-07-19 | 2012-07-30 | 2012-07-30
SRP10134 | SREC Solar | WHITEHEAD |  | 16.1 | 0 | Residential | 1 | MONTCLAIR | 7042 | 9 | ASTRUM SOLAR, LLC | PSE&G BPU | No | Complete | 2012-04-23 | 2012-10-18 | 2012-11-05 | 2012-11-05
SRP10135 | SREC Solar | GUM |  | 7.81 | 0 | Residential | 1 | BRICK | 8723 | 18 | SUNGEVITY, INC. | JCP&L | No | Complete | 2012-04-23 | 2012-08-28 | 2012-09-28 | 2012-09-28
SRP10136 | SREC Solar | BECHTOLDT |  | 7.2 | 0 | Residential | 1 | SOUTH PLAINFIELD | 7080 | 11 | EAST COAST ALTERNATIVE ENERGY | PSE&G BPU | No | Complete | 2012-04-23 | 2012-06-15 | 2012-06-21 | 2012-06-21
SRP10137 | SREC Solar | KOO |  | 9 | 0 | Residential |  | MORGANVILLE | 7751 | 17 | ASTRUM SOLAR, LLC | JCP&L | No | Complete | 2012-04-23 | 2013-04-25 | 2013-05-08 | 2013-05-08
SRP10138 | SREC Solar | PARKANYI |  | 8.64 | 0 | Residential | 1 | ANNANDALE | 8801 | 4 | ASTRUM SOLAR, LLC | JCP&L | No | Complete | 2012-04-23 | 2012-10-17 | 2012-11-05 | 2012-11-05
SRP10140 | SREC Solar | PEREIRA |  | 10.25 | 0 | Residential | 1 | TOMS RIVER | 8753 | 18 | ASTRUM SOLAR, LLC | JCP&L | No | Complete | 2012-04-23 | 2012-10-09 | 2012-10-25 | 2012-10-25
SRP10141 | SREC Solar | PRASAD |  | 12 | 0 | Residential | 0 | MONROE TOWNSHIP | 8831 | 11 | ASTRUM SOLAR, LLC | JCP&L | No | Complete | 2012-04-23 | 2012-07-20 | 2012-07-30 | 2012-07-30
SRP10142 | SREC Solar | FLYNN |  | 7.095 | 0 | Residential | 1 | BEACH HAVEN | 8008 | 18 | SOLARCITY CORPORATION | AC Electric | No | Complete | 2012-04-23 | 2013-03-15 | 2013-04-01 | 2013-04-01
SRP10143 | SREC Solar | HENDERSON |  | 5.76 | 0 | Residential | 1 | GLENWOOD | 7418 | 1 | SOLARCITY CORPORATION | JCP&L | No | Complete | 2012-04-23 | 2013-03-15 | 2013-04-05 | 2013-04-05
SRP10144 | SREC Solar | KANDRU |  | 6.615 | 0 | Residential | 0 | MONMOUTH JUNCTION | 8852 | 11 | GEOPEAK ENERGY LLC | PSE&G BPU | No | Complete | 2012-04-23 | 2012-07-23 | 2012-08-06 | 2012-08-06
SRP10145 | SREC Solar | HANDSON |  | 7.2 | 0 | Residential | 1 | LINWOOD | 8221 | 19 | SOLULAR LLC. II | AC Electric | No | Complete | 2012-05-14 | 2012-11-14 | 2012-11-23 | 2012-11-23
SRP10146 | SREC Solar | MANERI |  | 11.52 | 0 | Residential | 1 | BLOOMSBURY | 8804 | 4 | ASTRUM SOLAR, LLC | JCP&L | No | Complete | 2012-04-23 | 2012-08-13 | 2012-08-23 | 2012-08-23
SRP10147 | SREC Solar | ZWARLKRUIS | SIKA CORPORATION | 102.44 | 0 | Commercial | 1 | LYNDHURST | 7071 | 7 | AMERICAN SOLAR AND ALTERNATIVE POWER | PSE&G BPU | No | Complete | 2012-04-23 | 2013-05-15 | 2013-05-28 | 2013-05-28
SRP10148 | SREC Solar | JALAS | FANTASTIC INDUSTRIES INC. | 119.7 | 0 | Commercial | 1 | CARTERET | 7008 | 11 | GREEN POWER DEVELOPERS, LLC | PSE&G BPU | No | Complete | 2012-04-23 | 2012-09-10 | 2012-09-19 | 2012-09-19
SRP10149 | SREC Solar | ZMYEWSKI |  | 7.99 | 0 | Residential | 1 | BARNEGAT | 8005 | 18 | RELIABLE POWER SERVICES, INC. | JCP&L | No | Complete | 2012-04-23 | 2012-05-23 | 2012-06-04 | 2012-06-04
SRP10150 | SREC Solar | RUTKOWSKI |  | 6.345 | 0 | Residential | 1 | MANAHAWKIN | 8050 | 18 | RELIABLE POWER SERVICES, INC. | AC Electric | No | Complete | 2012-04-23 | 2012-05-31 | 2012-07-18 | 2012-07-18
SRP10151 | SREC Solar | CHRISTENSEN |  | 6.615 | 0 | Non Profit | 1 | FLEMINGTON | 8822 | 4 | AMERICAN RENEWABLE ENERGY, INC | JCP&L | No | Complete | 2012-04-23 | 2012-07-27 | 2012-08-08 | 2012-08-08
SRP10152 | SREC Solar | KANE_CIVITANO |  | 8.695 | 0 | Residential | 1 | JACKSON | 8527 | 18 | RELIABLE POWER SERVICES, INC. | JCP&L | No | Complete | 2012-04-23 | 2012-10-17 | 2012-11-07 | 2012-11-07
SRP10153 | SREC Solar | RUIZ |  | 9.856 | 0 | Residential | 1 | EDISON | 8837 | 11 | AMERICAN RENEWABLE ENERGY, INC | PSE&G BPU | No | Complete | 2012-04-23 | 2012-11-02 | 2012-11-29 | 2012-11-29
SRP10154 | SREC Solar | WITHAM |  | 6.24 | 0 | Residential | 1 | WHITING | 8759 | 18 | RELIABLE POWER SERVICES, INC. | JCP&L | No | Complete | 2012-04-23 | 2012-07-19 | 2012-08-02 | 2012-08-02
SRP10155 | SREC Solar | ROSE |  | 3.8 | 0 | Residential | 1 | MARGATE | 8402 | 19 | RCL ENTERPRISES INC. | AC Electric | No | Complete | 2012-04-23 | 2012-06-29 | 2012-07-13 | 2012-07-13
SRP10156 | SREC Solar | VREELAND |  | 9.4 | 0 | Residential | 1 | REDBANK | 7701 | 17 | RELIABLE POWER SERVICES, INC. | JCP&L | No | Complete | 2012-04-23 | 2012-06-13 | 2012-06-20 | 2012-06-20
SRP10158 | SREC Solar | DICAPUA |  | 9.36 | 0 | Residential | 1 | BARNEGAT | 8005 | 18 | RELIABLE POWER SERVICES, INC. | JCP&L | No | Complete | 2012-04-23 | 2012-05-23 | 2012-06-04 | 2012-06-04
SRP10159 | SREC Solar | ALOUPIS |  | 7.755 | 0 | Residential | 1 | OCEAN | 7712 | 17 | RELIABLE POWER SERVICES, INC. | JCP&L | No | Complete | 2012-04-23 | 2012-06-11 | 2012-07-10 | 2012-07-10
SRP10160 | SREC Solar | WILSON |  | 3.995 | 0 | Residential | 1 | TOMS RIVER | 8757 | 18 | RELIABLE POWER SERVICES, INC. | JCP&L | No | Complete | 2012-04-23 | 2012-07-18 | 2012-08-14 | 2012-08-14
SRP10161 | SREC Solar | HEALY |  | 7.92 | 0 | Residential | 0 | LOWER TOWNSHIP | 8204 | 21 | CORBIN SOLAR SOLUTIONS, LLC | AC Electric | No | Complete | 2012-04-23 | 2013-01-21 | 2013-02-19 | 2013-02-19
SRP10162 | SREC Solar | PARETI |  | 3.84 | 0 | Residential | 0 | FORKED RIVER | 7072 | 7 | SOLAR MITE SOLUTIONS II | JCP&L | No | Complete | 2012-04-23 | 2012-06-27 | 2012-07-10 | 2012-07-10
SRP10163 | SREC Solar | SCIARRA |  | 7.59 | 0 | Residential | 1 | JACKSON | 8527 | 18 | STEVE WHITMAN SOLAR LLC | JCP&L | No | Complete | 2012-04-23 | 2012-10-17 | 2012-11-05 | 2012-11-05
SRP10164 | SREC Solar | SASSANO |  | 6.3 | 0 | Residential | 1 | WASHINGTON | 7882 | 2 | SOLULAR LLC. II | JCP&L | No | Complete | 2012-04-23 | 2012-08-07 | 2012-08-16 | 2012-08-16
SRP10165 | SREC Solar | WEST |  | 6 | 0 | Residential | 1 | MANCHESTER | 8759 | 18 | TRINITY HEATING AND AIR | JCP&L | No | Complete | 2012-04-23 | 2012-06-04 | 2012-06-11 | 2012-06-11
SRP10168 | SREC Solar | COOVER |  | 5.405 | 0 | Residential | 1 | PISCATAWAY | 8854 | 11 | VIVINT SOLAR | PSE&G BPU | No | Complete | 2012-04-23 | 2012-09-07 | 2012-10-04 | 2012-10-04
SRP10170 | SREC Solar | BELLIOISE | ST. AGNES CHURCH | 109.2 | 0 | Non Profit | 1 | CLARK | 7066 | 10 | MERCURY SOLAR SYSTEMS - PORT CHESTER | PSE&G BPU | No | Complete | 2012-04-23 | 2012-12-17 | 2012-12-21 | 2012-12-21
SRP10171 | SREC Solar | TERCEK |  | 7.755 | 0 | Residential | 1 | SOUTH PLAINFIELD | 7080 | 11 | VIVINT SOLAR | PSE&G BPU | No | Complete | 2012-04-23 | 2012-11-13 | 2012-12-17 | 2012-12-17
SRP10173 | SREC Solar | PEREZ |  | 3.87 | 0 | Residential | 1 | NORTHFIELD | 8225 | 19 | PARAMOUNT SOLAR, LLC | AC Electric | No | Complete | 2012-04-23 | 2012-05-21 | 2012-06-01 | 2012-06-01
SRP10174 | SREC Solar | BERGER | HAWK ISLAND MARINA | 3.29 | 0 | Commercial | 0 | DELANCO | 8075 | 13 | GDS ELECTRIC INC. | PSE&G BPU | No | Complete | 2012-04-23 | 2012-06-06 | 2012-06-13 | 2012-06-13
SRP10175 | SREC Solar | WILLIAMS |  | 4 | 0 | Residential | 1 | NEPTUNE | 7753 | 17 | TRINITY HEATING AND AIR | JCP&L | No | Complete | 2012-04-23 | 2012-08-13 | 2012-08-22 | 2012-08-22
SRP10176 | SREC Solar | NGUYEN |  | 12.48 | 0 | Residential | 1 | CLINTON | 8809 | 4 | SOLARCITY CORPORATION | JCP&L | No | Complete | 2012-04-23 | 2012-07-23 | 2012-08-02 | 2012-08-02
SRP10177 | SREC Solar | JONES |  | 10.25 | 0 | Residential | 1 | SCOTCH PLAINS | 7076 | 10 | TRINITY HEATING AND AIR | PSE&G BPU | No | Complete | 2012-04-23 | 2012-07-16 | 2012-08-14 | 2012-08-14
SRP10178 | SREC Solar | RADWANSKI |  | 8.36 | 0 | Residential | 1 | EGG HARBOR TWP | 8234 | 19 | BRITE IDEA ENERGY | AC Electric | No | Complete | 2012-04-23 | 2012-08-01 | 2012-08-14 | 2012-08-14
SRP10179 | SREC Solar | ESTERSON |  | 1.41 | 0 | Residential | 0 | HADDON TWP | 8108 | 14 | VARA NRG LLC | PSE&G BPU | No | Complete | 2012-04-23 | 2012-05-15 | 2012-05-29 | 2012-05-29
SRP10180 | SREC Solar | KLEIN |  | 6.5 | 0 | Residential | 1 | BARNEGAT | 8005 | 18 | TRINITY HEATING AND AIR | JCP&L | No | Complete | 2012-04-23 | 2012-06-27 | 2012-07-09 | 2012-07-09
SRP10182 | SREC Solar | HEIDENRY | MARGARET MORRISON LLC | 32.13 | 0 | Commercial | 0 | HOBOKEN | 7030 | 8 | SELF INSTALL | PSE&G BPU | No | Complete | 2012-04-23 | 2013-11-14 | 2013-11-20 | 2013-11-20
SRP10183 | SREC Solar | VOIGTMAN |  | 1.41 | 0 | Residential | 0 | MT. ARLINGTON | 7856 | 3 | VARA NRG LLC | JCP&L | No | Complete | 2012-04-23 | 2012-05-23 | 2012-06-06 | 2012-06-06
SRP10185 | SREC Solar | SANDT |  | 4.5 | 0 | Residential | 1 | ALPHA | 8865 | 2 | TRINITY HEATING AND AIR | JCP&L | No | Complete | 2012-04-23 | 2012-06-06 | 2012-06-20 | 2012-06-20
SRP10186 | SREC Solar | DONNELL |  | 7.75 | 0 | Residential | 1 | ROEBLING | 8554 | 13 | TRINITY HEATING AND AIR | PSE&G BPU | No | Complete | 2012-04-23 | 2012-07-20 | 2012-08-16 | 2012-08-16
SRP10187 | SREC Solar | KLOSINSKI |  | 6.5 | 0 | Residential | 1 | YARDVILLE | 8620 | 12 | TRINITY HEATING AND AIR | PSE&G BPU | No | Complete | 2012-04-23 | 2012-06-19 | 2012-06-21 | 2012-06-21
SRP10188 | SREC Solar | NGUYEN |  | 8.33 | 0 | Residential | 0 | HOWELL | 7731 | 17 | GEOPEAK ENERGY LLC | JCP&L | No | Complete | 2012-04-23 | 2012-06-20 | 2012-07-05 | 2012-07-05
SRP10190 | SREC Solar | GARCED |  | 27.04 | 0 | Residential | 0 | OCEAN | 7712 | 17 | STAR INSTALLATIONS | JCP&L | No | Complete | 2012-04-23 | 2013-05-01 | 2013-05-16 | 2013-05-16
SRP10191 | SREC Solar | FREEMAN |  | 3.45 | 0 | Residential | 1 | S. PLAINFIELD | 7080 | 11 | VIVINT SOLAR | PSE&G BPU | No | Complete | 2012-04-23 | 2012-11-13 | 2012-11-23 | 2012-11-23
SRP10192 | SREC Solar | CONKLIN |  | 2.82 | 0 | Residential | 1 | BELLEVILLE | 7109 | 9 | VIVINT SOLAR | PSE&G BPU | No | Complete | 2012-04-23 | 2012-11-21 | 2012-12-04 | 2012-12-04
SRP10193 | SREC Solar | SERRANO |  | 3.995 | 0 | Residential | 1 | PATERSON | 7503 | 6 | VIVINT SOLAR | PSE&G BPU | No | Complete | 2012-04-23 | 2013-01-02 | 2013-01-17 | 2013-01-17
SRP10194 | SREC Solar | HOPKINS |  | 8.28 | 0 | Residential | 1 | PISCATAWAY | 8854 | 11 | VIVINT SOLAR | PSE&G BPU | No | Complete | 2012-04-23 | 2012-09-13 | 2013-05-14 | 2013-05-14
SRP10195 | SREC Solar | FROMOWITZ |  | 8.28 | 0 | Residential | 1 | LAKEWOOD | 8701 | 18 | SOLARCITY CORPORATION | JCP&L | No | Complete | 2012-04-23 | 2012-07-16 | 2012-07-31 | 2012-07-31
SRP10196 | SREC Solar | WAGENHOFFER |  | 8.93 | 0 | Residential | 1 | RAHWAY | 7065 | 10 | GONE GREEN TECHNOLOGIES | PSE&G BPU | No | Complete | 2012-04-23 | 2012-09-10 | 2012-09-19 | 2012-09-19
SRP10197 | SREC Solar | HAVEN |  | 6 | 0 | Residential | 1 | SWEDESBORO | 8085 | 15 | SOLARCITY CORPORATION | AC Electric | No | Complete | 2012-04-23 | 2012-08-22 | 2012-08-27 | 2012-08-27
SRP10198 | SREC Solar | DHUPAR |  | 5 | 0 | Residential | 1 | MAHWAH | 7430 | 7 | TRINITY HEATING AND AIR | Orange & Rockland Elec | No | Complete | 2012-04-23 | 2012-06-06 | 2012-06-18 | 2012-06-18
SRP10199 | SREC Solar | COLE |  | 10 | 0 | Residential | 1 | YARDVILLE | 8620 | 12 | TRINITY HEATING AND AIR | PSE&G BPU | No | Complete | 2012-04-23 | 2012-07-02 | 2012-07-18 | 2012-07-18
SRP10200 | SREC Solar | MENDEZ |  | 12.25 | 0 | Residential | 1 | BOONTON | 7005 | 3 | TRINITY HEATING AND AIR | JCP&L | No | Complete | 2012-04-23 | 2012-07-03 | 2012-07-20 | 2012-07-20
SRP10201 | SREC Solar | BERT |  | 4 | 0 | Residential | 1 | EGG HARBOR | 8234 | 19 | TRINITY HEATING AND AIR | Not Known | No | Complete | 2012-04-23 | 2012-07-23 | 2012-08-16 | 2012-08-16
SRP10202 | SREC Solar | VAUGHAN |  | 7.5 | 0 | Residential | 1 | OCEAN TWP | 7712 | 17 | TRINITY HEATING AND AIR | JCP&L | No | Complete | 2012-04-23 | 2012-06-06 | 2012-06-18 | 2012-06-18
SRP10203 | SREC Solar | SWAN | PSE&G POLE ATTACHED 2012-03 | 1091.78 | 0 | Commercial |  | EAST ORANGE CITY | 7017 | 9 | RIGGS DISTILLER & CO INC | PSE&G BPU | Yes | Complete | 2012-04-19 | 2012-03-31 | N/A | 2014-02-25
SRP10204 | SREC Solar | CAPUANO |  | 9.5 | 0 | Residential | 1 | TOMS RIVER | 8757 | 18 | TRINITY HEATING AND AIR | JCP&L | No | Complete | 2012-04-23 | 2012-09-10 | 2012-09-28 | 2012-09-28
SRP10206 | SREC Solar | SWAN | PSE&G POLE ATTACHED 2012-04 | 851.94 | 0 | Commercial |  | MONTCLAIR TWP | 7042 | 9 | RIGGS DISTILLER & CO INC | PSE&G BPU | Yes | Complete | 2012-04-19 | 2012-04-30 | N/A | 2014-02-25
SRP10208 | SREC Solar | VALENZANO |  | 21.6 | 0 | Residential | 1 | SHAMONG | 8088 | 13 | SOLULAR LLC. II | AC Electric | No | Complete | 2012-04-23 | 2012-07-17 | 2012-07-26 | 2012-07-26
SRP10209 | SREC Solar | CHERINGER |  | 10.12 | 0 | Residential | 1 | MANCHESTER | 8759 | 18 | ENERGY SOLUTIONS OF NEW JERSEY LLC | JCP&L | No | Complete | 2012-04-23 | 2013-07-26 | 2013-08-01 | 2013-08-01
SRP10212 | SREC Solar | ALEGRE |  | 8.28 | 0 | Residential | 1 | TOMS RIVER | 8753 | 18 | ENERGY SOLUTIONS OF NEW JERSEY LLC | JCP&L | No | Complete | 2012-04-23 | 2013-11-05 | 2013-11-07 | 2013-11-07
SRP10213 | SREC Solar | RUE |  | 7.285 | 0 | Residential | 1 | S PLAINFIELD | 7080 | 11 | VIVINT SOLAR | PSE&G BPU | No | Complete | 2012-04-23 | 2013-01-10 | 2013-01-25 | 2013-01-25
SRP10215 | SREC Solar | MARQUEZ |  | 2.35 | 0 | Residential | 1 | PATERSON | 7503 | 6 | VIVINT SOLAR | PSE&G BPU | No | Complete | 2012-04-23 | 2014-01-27 | 2014-01-30 | 2014-01-30
SRP10218 | SREC Solar | REYES | PINEWALD FIRE CO. | 19.32 | 0 | Commercial | 1 | BAYVILLE | 8721 | 18 | RELIABLE POWER SERVICES, INC. | JCP&L | No | Complete | 2012-04-23 | 2012-05-23 | 2012-06-04 | 2012-06-04
SRP10219 | SREC Solar | WEST |  | 5.76 | 0 | Residential | 1 | WARETOWN | 8758 | 18 | SOLULAR LLC. II | JCP&L | No | Complete | 2012-04-23 | 2013-06-05 | 2013-06-14 | 2013-06-14
SRP10220 | SREC Solar | LANSING |  | 6.48 | 0 | Residential | 1 | MYSTIC ISLANDS | 8087 | 18 | SOLULAR LLC. II | AC Electric | No | Complete | 2012-05-14 | 2013-04-23 | 2013-05-06 | 2013-05-06
SRP10221 | SREC Solar | GARCED |  | 30.42 | 0 | Residential | 0 | OCEAN | 7712 | 17 | STAR INSTALLATIONS | JCP&L | No | Complete | 2012-04-23 | 2013-05-01 | 2013-05-16 | 2013-05-16
SRP10222 | SREC Solar | ADAMSBAUM |  | 8.82 | 0 | Residential | 1 | BUDD LAKE | 7828 | 3 | GEOSCAPE SOLAR | JCP&L | No | Complete | 2012-04-23 | 2012-10-23 | 2012-11-07 | 2012-11-07
SRP10223 | SREC Solar | STINGO |  | 8.25 | 0 | Residential | 1 | ENGLISHTOWN | 7726 | 17 | TRINITY HEATING AND AIR | JCP&L | No | Complete | 2012-04-23 | 2012-08-01 | 2012-08-10 | 2012-08-10
SRP10224 | SREC Solar | SEIBERT | SADDLE RIVER REFORMED CHURCH | 27 | 0 | Commercial | 1 | UPPER SADDLE RIVER | 7458 | 7 | AMBERJACK SOLAR ENERGY | Orange & Rockland Elec | No | Complete | 2012-04-23 | 2012-06-04 | 2012-06-13 | 2012-06-13
SRP10225 | SREC Solar | PELISSIER | RAHWAY CITY OF DPW | 33.94 | 0 | Commercial | 1 | RAHWAY | 7065 | 10 | PRO-TECH ENERGY SOLUTIONS | PSE&G BPU | No | Complete | 2012-04-23 | 2012-07-25 | 2012-08-14 | 2012-08-14
SRP10227 | SREC Solar | SWAN | PSE&G POLE ATTACHED 2012-05 | 603.235 | 0 | Commercial |  | CAMDEN CITY | 8105 | 14 | RIGGS DISTILLER & CO INC | PSE&G BPU | Yes | Complete | 2012-04-20 | 2012-05-31 | N/A | 2014-02-25
SRP10228 | SREC Solar | SWAN | PSE&G POLE ATTACHED 2012-06 | 1056.095 | 0 | Commercial |  | JERSEY CITY | 7306 | 8 | RIGGS DISTILLER & CO INC | PSE&G BPU | Yes | Complete | 2012-04-20 | 2012-06-30 | N/A | 2014-02-25
SRP10229 | SREC Solar | BELLOISE | OL VALLEY CHURCH GYM | 59.28 | 0 | Non Profit | 1 | ORANGE | 7050 | 9 | MERCURY SOLAR SYSTEMS - PORT CHESTER | PSE&G BPU | No | Complete | 2012-04-23 | 2012-07-25 | 2012-08-06 | 2012-08-06
SRP10231 | SREC Solar | HSIAO |  | 3.91 | 0 | Residential | 0 | OAKLAND | 7436 | 7 | CORBIN SOLAR SOLUTIONS, LLC | Orange & Rockland Elec | No | Complete | 2012-04-23 | 2012-08-14 | 2012-08-22 | 2012-08-22
SRP10232 | SREC Solar | MANN |  | 3.44 | 0 | Residential | 1 | COLTS NECK | 7722 | 17 | SOLARCITY CORPORATION | JCP&L | No | Complete | 2012-04-23 | 2012-07-16 | 2012-07-31 | 2012-07-31
SRP10233 | SREC Solar | SWAN | PSE&G POLE ATTACHED 2012-07 | 767.925 | 0 | Commercial |  | ELIZABETH CITY | 7202 | 10 | RIGGS DISTILLER & CO INC | PSE&G BPU | Yes | Complete | 2012-04-20 | 2012-07-31 | N/A | 2014-02-25
SRP10234 | SREC Solar | HARRIS | STRIPER PARTNERS LLC | 60.48 | 0 | Commercial | 1 | WEST WINDSOR | 8540 | 12 | SELF INSTALL | PSE&G BPU | No | Complete | 2012-04-23 | 2013-03-25 | 2013-04-02 | 2013-04-02
SRP10235 | SREC Solar | DEROCCKIS |  | 7.59 | 0 | Residential | 1 | SHREWSBURY | 7702 | 17 | STEVE WHITMAN SOLAR LLC | JCP&L | No | Complete | 2012-04-23 | 2012-10-17 | 2012-11-05 | 2012-11-05
SRP10236 | SREC Solar | MILLISON |  | 9.12 | 0 | Residential | 0 | MONTVILLE | 7045 | 3 | SOLAR ENERGY WORLD-W | JCP&L | No | Complete | 2012-04-23 | 2012-05-15 | 2012-05-29 | 2012-05-29
SRP10237 | SREC Solar | CARNICELLA |  | 7.68 | 0 | Residential | 1 | NUTLEY | 7110 | 9 | SOLARCITY CORPORATION | PSE&G BPU | No | Complete | 2012-04-23 | 2012-12-06 | 2012-12-20 | 2012-12-20
SRP10238 | SREC Solar | SWAN | PSE&G POLE ATTACHED 2012-08 | 1074.96 | 0 | Commercial |  | SOUTH PLAINFIELD BORO | 7080 | 11 | RIGGS DISTILLER & CO INC | PSE&G BPU | Yes | Complete | 2012-04-20 | 2012-08-30 | N/A | 2014-02-25
SRP10239 | SREC Solar | DELMONICO |  | 9 | 0 | Residential | 1 | HOWELL | 7731 | 17 | TRINITY HEATING AND AIR | JCP&L | No | Complete | 2012-04-23 | 2012-07-20 | 2012-07-30 | 2012-07-30
SRP10240 | SREC Solar | PREVITI |  | 4.515 | 0 | Residential | 1 | SMITHVILLE | 8201 | 19 | SOLARCITY CORPORATION | AC Electric | No | Complete | 2012-04-23 | 2013-03-12 | 2013-04-24 | 2013-04-24
SRP10241 | SREC Solar | SWAN | PSE&G POLE ATTACHED 2012-09 | 869.17 | 0 | Commercial |  | EDISON TWP | 8837 | 11 | RIGGS DISTILLER & CO INC | PSE&G BPU | Yes | Complete | 2012-04-20 | 2012-09-28 | N/A | 2014-02-25
SRP10242 | SREC Solar | SWAN | PSE&G POLE ATTACHED 2012-10 | 1006.525 | 0 | Commercial |  | NEWARK CITY | 7106 | 9 | RIGGS DISTILLER & CO INC | PSE&G BPU | Yes | Complete | 2012-04-20 | 2012-10-26 | N/A | 2014-02-25
SRP10243 | SREC Solar | SWAN | PSE&G POLE ATTACHED 2012-11 | 166.52 | 0 | Commercial |  | BLOOMFIELD TWP. | 7003 | 9 | RIGGS DISTILLER & CO INC | PSE&G BPU | Yes | Complete | 2012-04-20 | 2012-11-29 | N/A | 2014-02-25
SRP10244 | SREC Solar | SWAN | PSE&G POLE ATTACHED 2012-12 | 591.535 | 0 | Commercial |  | HAMILTON TWP. | 8619 | 12 | RIGGS DISTILLER & CO INC | PSE&G BPU | Yes | Complete | 2012-04-20 | 2012-12-27 | N/A | 2014-02-25
SRP10245 | SREC Solar | BALSARA |  | 8.64 | 0 | Residential | 1 | COLONIA | 7067 | 10 | SOLARCITY CORPORATION | PSE&G BPU | No | Complete | 2012-04-23 | 2012-09-24 | 2012-10-16 | 2012-10-16
SRP10246 | SREC Solar | DEVITO |  | 5.72 | 0 | Residential | 1 | SMITHVILLE | 8201 | 19 | SOLARCITY CORPORATION | AC Electric | No | Complete | 2012-04-23 | 2013-03-12 | 2013-03-20 | 2013-03-20
SRP10247 | SREC Solar | CARNICELL |  | 4.23 | 0 | Residential | 1 | NUTLEY | 7110 | 9 | SOLARCITY CORPORATION | PSE&G BPU | No | Complete | 2012-04-23 | 2013-01-08 | 2013-01-29 | 2013-01-29
SRP10249 | SREC Solar | KOSIBOROD |  | 9.4 | 0 | Residential | 1 | FRANKLIN LAKES | 7417 | 7 | SUNRAY SOLAR, INC. | Orange & Rockland Elec | No | Complete | 2012-04-23 | 2013-01-16 | 2013-02-01 | 2013-02-01
SRP10250 | SREC Solar | LIPKA |  | 6.58 | 0 | Residential | 1 | POINT PLEASANT | 8742 | 18 | SOLIGENT LEASING | JCP&L | No | Complete | 2012-04-23 | 2013-08-14 | 2013-08-20 | 2013-08-20
SRP10251 | SREC Solar | VANDERWERF |  | 11.76 | 0 | Residential | 0 | LANOKA HARBOR | 8734 | 18 | GEOPEAK ENERGY LLC | JCP&L | No | Complete | 2012-04-23 | 2012-08-06 | 2012-08-20 | 2012-08-20
SRP10253 | SREC Solar | TISELLANO |  | 5.52 | 0 | Residential | 1 | ELMWOOD PARK | 7407 | 7 | SOLARCITY CORPORATION | PSE&G BPU | No | Complete | 2012-04-30 | 2013-01-04 | 2013-01-21 | 2013-01-21
SRP10254 | SREC Solar | MAC FARLANE |  | 6.48 | 0 | Residential | 1 | MANAHAWKIN | 8050 | 18 | SOLARCITY CORPORATION | JCP&L | No | Complete | 2012-04-30 | 2012-12-13 | 2013-01-02 | 2013-01-02
SRP10255 | SREC Solar | SANDERS |  | 5.52 | 0 | Residential | 1 | MOTTS CREEK | 8201 | 19 | ROOF DIAGNOSTICS INC | AC Electric | No | Complete | 2012-04-30 | 2012-07-18 | 2012-07-30 | 2012-07-30
SRP10258 | SREC Solar | ELAYAVALLI |  | 9.2 | 0 | Residential | 0 | KENDALL PARK | 8824 | 11 | SOLAR ENERGY WORLD-W | PSE&G BPU | No | Complete | 2012-04-30 | 2013-03-06 | 2013-03-20 | 2013-03-20
SRP10261 | SREC Solar | SARWAL |  | 7.92 | 0 | Residential | 1 | BRIDGEWATER | 8807 | 5 | SOLARCITY CORPORATION | JCP&L | No | Complete | 2012-04-30 | 2012-12-06 | 2013-01-03 | 2013-01-03
SRP10262 | SREC Solar | BRYAN |  | 5.17 | 0 | Residential | 1 | MAPLEWOOD | 7040 | 9 | ROOF DIAGNOSTICS INC | PSE&G BPU | No | Complete | 2012-04-30 | 2012-05-16 | 2012-10-17 | 2012-10-17
SRP10264 | SREC Solar | SANDERS |  | 6.11 | 0 | Residential | 1 | COLOMBUS | 8022 | 13 | ROOF DIAGNOSTICS INC | PSE&G BPU | No | Complete | 2012-04-30 | 2012-06-19 | 2012-06-28 | 2012-06-28
SRP10265 | SREC Solar | QUINTANA |  | 5.76 | 0 | Residential | 1 | COLONIA | 7067 | 10 | SOLARCITY CORPORATION | PSE&G BPU | No | Complete | 2012-04-30 | 2013-02-26 | 2013-03-07 | 2013-03-07
SRP10266 | SREC Solar | FRASER |  | 12 | 0 | Residential | 1 | MANCHESTER | 8759 | 18 | TRINITY HEATING AND AIR | JCP&L | No | Complete | 2012-04-30 | 2012-06-29 | 2012-07-24 | 2012-07-24
SRP10267 | SREC Solar | ZSAMBA |  | 9 | 0 | Residential | 1 | LITTLE EGG HARBOR | 8087 | 18 | TRINITY HEATING AND AIR | AC Electric | No | Complete | 2012-04-30 | 2012-07-12 | 2012-08-02 | 2012-08-02
SRP10268 | SREC Solar | POWELL |  | 12 | 0 | Residential | 1 | BAYVILLE | 8721 | 18 | TRINITY HEATING AND AIR | JCP&L | No | Complete | 2012-04-30 | 2012-08-01 | 2012-08-16 | 2012-08-16
SRP10270 | SREC Solar | PRUSCINO |  | 9.84 | 0 | Residential | 1 | HOLMDEL | 7733 | 17 | SOLARCITY CORPORATION | JCP&L | No | Complete | 2012-04-30 | 2012-09-26 | 2012-10-17 | 2012-10-17
SRP10271 | SREC Solar | TUSO |  | 5.5 | 0 | Residential | 1 | SEWELL | 8080 | 15 | TRINITY HEATING AND AIR | AC Electric | No | Complete | 2012-04-30 | 2012-07-12 | 2012-08-02 | 2012-08-02
SRP10272 | SREC Solar | MOORE |  | 9.25 | 0 | Residential | 1 | LITTLE EGG HARBOR | 8087 | 18 | TRINITY HEATING AND AIR | AC Electric | No | Complete | 2012-04-30 | 2012-07-31 | 2012-08-23 | 2012-08-23
SRP10274 | SREC Solar | GLEBA |  | 3.995 | 0 | Residential | 1 | CLIFTON | 7013 | 6 | VIVINT SOLAR | PSE&G BPU | No | Complete | 2012-04-30 | 2012-12-17 | 2012-12-21 | 2012-12-21
SRP10275 | SREC Solar | SCOTT |  | 7.99 | 0 | Residential | 1 | PISCATAWAY | 8854 | 11 | VIVINT SOLAR | PSE&G BPU | No | Complete | 2012-04-30 | 2013-01-02 | 2013-01-17 | 2013-01-17
SRP10276 | SREC Solar | KRAUSE |  | 11.772 | 0 | Residential | 1 | PRINCETON | 8540 | 12 | GREEN POWER ENERGY LLC | PSE&G BPU | No | Complete | 2012-04-30 | 2012-10-03 | 2012-10-22 | 2012-10-22
SRP10277 | SREC Solar | GOLASZESKI |  | 7.68 | 0 | Residential | 1 | TOMS RIVER | 8757 | 18 | NJR HOME SERVICES. | JCP&L | No | Complete | 2012-04-30 | 2012-09-12 | 2012-10-03 | 2012-10-03
SRP10280 | SREC Solar | DEPALMA |  | 9.75 | 0 | Residential | 1 | PORT MURRAY | 7885 | 3 | ASTRUM SOLAR, LLC | JCP&L | No | Complete | 2012-04-30 | 2012-07-20 | 2012-07-30 | 2012-07-30
SRP10281 | SREC Solar | DSILVA |  | 6.86 | 0 | Residential | 1 | MANALAPAN | 7726 | 17 | ROOF DIAGNOSTICS INC | JCP&L | No | Complete | 2012-04-30 | 2012-07-03 | 2012-07-18 | 2012-07-18
SRP10282 | SREC Solar | PILCER |  | 5.28 | 0 | Residential | 1 | EAST BRUNSWICK | 8816 | 11 | ROOF DIAGNOSTICS INC | PSE&G BPU | No | Complete | 2012-04-30 | 2012-05-16 | 2012-05-29 | 2012-05-29
SRP10283 | SREC Solar | DOLSON |  | 6.375 | 0 | Residential | 1 | BELFORD | 7718 | 17 | A-TOP ALTERNATIVE ENERGY | JCP&L | No | Complete | 2012-04-30 | 2012-05-14 | 2012-05-24 | 2012-05-24
SRP10284 | SREC Solar | PERCEVAULT |  | 5.232 | 0 | Residential | 1 | PISCATAWAY | 8854 | 11 | AMERICAN RENEWABLE ENERGY, INC | PSE&G BPU | No | Complete | 2012-04-30 | 2012-09-17 | 2012-10-09 | 2012-10-09
SRP10285 | SREC Solar | MCNAMARA |  | 9.84 | 0 | Residential | 1 | MANALAPAN | 7726 | 17 | ROOF DIAGNOSTICS INC | JCP&L | No | Complete | 2012-04-30 | 2012-10-10 | 2012-11-08 | 2012-11-08
SRP10286 | SREC Solar | GALLEROS |  | 9.555 | 0 | Residential | 1 | CREAM RIDGE | 8514 | 17 | ROOF DIAGNOSTICS INC | JCP&L | No | Complete | 2012-04-30 | 2012-08-07 | 2012-08-16 | 2012-08-16
SRP10287 | SREC Solar | EMERY |  | 7.35 | 0 | Residential | 1 | POINT PLEASANT | 8742 | 18 | ROOF DIAGNOSTICS INC | JCP&L | No | Complete | 2012-04-30 | 2012-09-26 | 2012-10-17 | 2012-10-17
SRP10289 | SREC Solar | KLEIN |  | 9.31 | 0 | Residential | 1 | TOMS RIVER | 8755 | 18 | ROOF DIAGNOSTICS INC | JCP&L | No | Complete | 2012-04-30 | 2012-08-27 | 2012-09-11 | 2012-09-11
SRP10291 | SREC Solar | HODGE |  | 5.28 | 0 | Residential | 1 | WHITING | 8759 | 18 | ROOF DIAGNOSTICS INC | JCP&L | No | Complete | 2012-04-30 | 2012-07-25 | 2012-08-14 | 2012-08-14
SRP10292 | SREC Solar | WONDOLOWSKI |  | 5.88 | 0 | Residential | 1 | POINT PLEASANT | 8742 | 18 | ROOF DIAGNOSTICS INC | JCP&L | No | Complete | 2012-04-30 | 2012-08-20 | 2012-08-27 | 2012-08-27
SRP10293 | SREC Solar | SKIBAR |  | 7.755 | 0 | Residential | 1 | PISCATAWAY | 8854 | 11 | VIVINT SOLAR | PSE&G BPU | No | Complete | 2012-04-30 | 2013-01-08 | 2013-01-29 | 2013-01-29
SRP10294 | SREC Solar | SMART |  | 7.2 | 0 | Residential | 1 | WILLIAMSTOWN | 8094 | 15 | SOLARCITY CORPORATION | AC Electric | No | Complete | 2012-04-30 | 2012-07-19 | 2012-08-06 | 2012-08-06
SRP10295 | SREC Solar | MILANES |  | 7.82 | 0 | Residential | 1 | SADDLEBROOK | 7663 | 7 | VIVINT SOLAR | PSE&G BPU | No | Complete | 2012-04-30 | 2012-10-26 | 2012-11-14 | 2012-11-14
SRP10296 | SREC Solar | BERESFORD II |  | 4.935 | 0 | Residential | 1 | SOUTH PLAINFIELD | 7080 | 11 | VIVINT SOLAR | PSE&G BPU | No | Complete | 2012-04-30 | 2013-01-25 | 2013-02-12 | 2013-02-12
SRP10298 | SREC Solar | BELLOISE | COMMUNITY SCHOOL OF BERGEN COUN | 84.24 | 0 | Non Profit | 1 | TEANECK | 7666 | 7 | MERCURY SOLAR SYSTEMS - PORT CHESTER | PSE&G BPU | No | Complete | 2012-04-30 | 2013-01-28 | 2013-02-13 | 2013-02-13
SRP10299 | SREC Solar | GROHMAN |  | 5 | 0 | Residential | 1 | HAZLET | 7730 | 17 | CROSS RIVER SOLAR & ENVIRO CONST., LLC | JCP&L | No | Complete | 2012-04-30 | 2013-01-04 | 2013-01-25 | 2013-01-25
SRP10300 | SREC Solar | MINK |  | 9.165 | 0 | Residential | 1 | PISCATAWAY | 8854 | 11 | VIVINT SOLAR | PSE&G BPU | No | Complete | 2012-04-30 | 2012-11-06 | 2012-12-17 | 2012-12-17
SRP10301 | SREC Solar | CARUSO |  | 7.05 | 0 | Residential | 1 | MOONACHIE | 7074 | 7 | VIVINT SOLAR | PSE&G BPU | No | Complete | 2012-04-30 | 2012-07-31 | 2012-08-08 | 2012-08-08
SRP10302 | SREC Solar | SCIOLARO |  | 3.995 | 0 | Residential | 1 | CLIFTON | 7011 | 6 | VIVINT SOLAR | PSE&G BPU | No | Complete | 2012-04-30 | 2012-06-28 | 2012-09-05 | 2012-09-05
SRP10303 | SREC Solar | PYSE | KEPS LANDHOLDINGS LLC | 6692.62 | 0 | Commercial |  | MEDFORD | 8055 | 13 | GEHRLICHER SOLAR AMERICA CORP. | PSE&G BPU | Yes | Complete | 2012-04-30 | 2012-10-11 | 2013-06-18 | 2013-06-18
SRP10304 | SREC Solar | STRUGALA |  | 6.72 | 0 | Residential | 1 | WHITING | 8759 | 18 | ROOF DIAGNOSTICS INC | JCP&L | No | Complete | 2012-04-30 | 2012-06-19 | 2012-06-28 | 2012-06-28
SRP10306 | SREC Solar | ADENAU |  | 7.52 | 0 | Residential | 1 | SOUTH PLAINFIELD | 7082 | 3 | VIVINT SOLAR | PSE&G BPU | No | Complete | 2012-04-30 | 2012-08-28 | 2012-09-14 | 2012-09-14
SRP10307 | SREC Solar | HUGHES |  | 3.76 | 0 | Residential | 1 | SOUTH PLAINFIELD | 7080 | 11 | VIVINT SOLAR | PSE&G BPU | No | Complete | 2012-04-30 | 2012-08-21 | 2012-09-05 | 2012-09-05
SRP10308 | SREC Solar | DELILLO |  | 3.995 | 0 | Residential | 1 | MANAHAWKIN | 8050 | 18 | VIVINT SOLAR | AC Electric | No | Complete | 2012-04-30 | 2013-02-19 | 2013-03-07 | 2013-03-07
SRP10310 | SREC Solar | LACARA |  | 10.5 | 0 | Residential | 1 | BRICK | 8724 | 18 | TRINITY HEATING AND AIR | JCP&L | No | Complete | 2012-04-30 | 2012-08-20 | 2012-08-31 | 2012-08-31
SRP10311 | SREC Solar | SPINA |  | 6.58 | 0 | Residential |  | SOUTH PLAINFIELD | 7080 | 11 | VIVINT SOLAR | PSE&G BPU | No | Complete | 2012-04-30 | 2013-03-07 | 2013-03-19 | 2013-03-19
SRP10312 | SREC Solar | STRONGARONE |  | 6 | 0 | Residential | 1 | JACKSON | 8527 | 18 | TRINITY HEATING AND AIR | JCP&L | No | Complete | 2012-04-30 | 2012-05-31 | 2012-06-08 | 2012-06-08
SRP10313 | SREC Solar | CLAWANS |  | 3.995 | 0 | Residential | 1 | SOUTH PLAINFIELD | 7080 | 11 | VIVINT SOLAR | PSE&G BPU | No | Complete | 2012-04-30 | 2012-12-19 | 2012-12-26 | 2012-12-26
SRP10316 | SREC Solar | SCHLOSS |  | 10.5 | 0 | Residential | 1 | YARDVILLE | 8620 | 12 | TRINITY HEATING AND AIR | PSE&G BPU | No | Complete | 2012-04-30 | 2012-06-21 | 2012-07-13 | 2012-07-13
SRP10317 | SREC Solar | RAO |  | 9.87 | 0 | Residential | 1 | WAYNE | 7470 | 6 | SUNGEVITY, INC. | PSE&G BPU | No | Complete | 2012-04-30 | 2012-08-10 | 2012-08-22 | 2012-08-22
SRP10318 | SREC Solar | BARQUERO |  | 7.2 | 0 | Residential | 1 | NEW PROVIDENCE | 7974 | 10 | SOLARCITY CORPORATION | JCP&L | No | Complete | 2012-04-30 | 2012-08-21 | 2012-09-05 | 2012-09-05
SRP10319 | SREC Solar | BROWNBACK |  | 7 | 0 | Residential | 1 | MT. LAUREL | 8054 | 13 | TRINITY HEATING AND AIR | PSE&G BPU | No | Complete | 2012-04-30 | 2012-07-16 | 2012-07-31 | 2012-07-31
SRP10320 | SREC Solar | TERESAK |  | 7.285 | 0 | Residential | 1 | PISCATAWAY | 8854 | 11 | VIVINT SOLAR | PSE&G BPU | No | Complete | 2012-04-30 | 2012-12-18 | 2012-12-21 | 2012-12-21
SRP10321 | SREC Solar | PENNA |  | 7 | 0 | Residential | 1 | PINE BEACH | 8741 | 18 | TRINITY HEATING AND AIR | JCP&L | No | Complete | 2012-04-30 | 2012-09-07 | 2012-09-19 | 2012-09-19
SRP10322 | SREC Solar | STEIDER |  | 9.165 | 0 | Residential | 1 | BRICK | 8724 | 18 | ROOF DIAGNOSTICS INC | JCP&L | No | Complete | 2012-04-30 | 2012-05-10 | 2012-05-24 | 2012-05-24
SRP10323 | SREC Solar | SAVIDGE |  | 10.08 | 0 | Residential | 1 | MARLTON | 8053 | 13 | SOLARCITY CORPORATION | PSE&G BPU | No | Complete | 2012-04-30 | 2012-07-23 | 2012-08-02 | 2012-08-02
SRP10324 | SREC Solar | RODRIGUEZ |  | 7.2 | 0 | Residential | 1 | BRIDGEWATER | 8807 | 5 | SOLARCITY CORPORATION | PSE&G BPU | No | Complete | 2012-04-30 | 2012-08-27 | 2012-09-14 | 2012-09-14
SRP10325 | SREC Solar | TREUTLEIN |  | 8.46 | 0 | Residential | 1 | BOONTON | 7005 | 3 | SUNGEVITY, INC. | JCP&L | No | Complete | 2012-04-30 | 2012-08-28 | 2012-09-14 | 2012-09-14
SRP10327 | SREC Solar | LUBNER |  | 20.825 | 0 | Residential | 1 | SOUTHAMPTON | 8088 | 13 | ASC SOLAR SOLUTIONS, LLC | PSE&G BPU | No | Complete | 2012-04-30 | 2012-07-25 | 2012-08-06 | 2012-08-06
SRP10328 | SREC Solar | POLLOCK | BPTP FUTURE HOLDINGS LLC | 72.05 | 0 | Commercial | 0 | WALL | 7719 | 17 | TRINITY HEATING AND AIR | JCP&L | No | Complete | 2012-04-30 | 2012-08-10 | 2012-08-21 | 2012-08-21
SRP10330 | SREC Solar | GERLACH |  | 7 | 0 | Residential | 1 | HOWELL | 7731 | 17 | TRINITY HEATING AND AIR | JCP&L | No | Complete | 2012-04-30 | 2012-12-07 | 2012-12-13 | 2012-12-13
SRP10332 | SREC Solar | DEAN |  | 8.75 | 0 | Residential | 1 | JACKSON | 8527 | 18 | TRINITY HEATING AND AIR | JCP&L | No | Complete | 2012-04-30 | 2012-07-02 | 2012-07-18 | 2012-07-18
SRP10333 | SREC Solar | PILOTE |  | 14.4 | 0 | Residential | 1 | HARDWICK | 7825 | 2 | SOLARCITY CORPORATION | JCP&L | No | Complete | 2012-04-30 | 2013-01-11 | 2013-02-06 | 2013-02-06
SRP10334 | SREC Solar | BRATERIS |  | 10.56 | 0 | Residential | 1 | BELMAR | 7719 | 17 | SOLARCITY CORPORATION | JCP&L | No | Complete | 2012-04-30 | 2012-08-23 | 2012-09-06 | 2012-09-06
SRP10335 | SREC Solar | BOEHM |  | 3.5 | 0 | Residential | 1 | TOMS RIVER | 8757 | 18 | TRINITY HEATING AND AIR | JCP&L | No | Complete | 2012-04-30 | 2012-08-13 | 2012-08-22 | 2012-08-22
SRP10336 | SREC Solar | PATUFKA |  | 7.68 | 0 | Residential | 1 | TOMS RIVER | 8757 | 18 | SOLARCITY CORPORATION | JCP&L | No | Complete | 2012-04-30 | 2013-01-02 | 2013-01-29 | 2013-01-29
SRP10337 | SREC Solar | BAROR |  | 9.02 | 0 | Residential | 1 | MONMOUTH BEACH | 7750 | 17 | SOLARCITY CORPORATION | JCP&L | No | Complete | 2012-04-30 | 2012-10-17 | 2012-11-09 | 2012-11-09
SRP10338 | SREC Solar | STEPHENSON |  | 6.72 | 0 | Residential | 1 | MYSTIC ISLANDS | 8087 | 18 | SOLARCITY CORPORATION | AC Electric | No | Complete | 2012-04-30 | 2012-11-02 | 2012-11-14 | 2012-11-14
SRP10339 | SREC Solar | TADEPALLI |  | 7.99 | 0 | Residential | 1 | DAYTON | 8810 | 11 | SOLARCITY CORPORATION | PSE&G BPU | No | Complete | 2012-04-30 | 2012-11-05 | 2012-11-29 | 2012-11-29
SRP10340 | SREC Solar | CIMASZEWSKI |  | 9.36 | 0 | Residential | 1 | SEWELL | 8080 | 15 | SOLARCITY CORPORATION | AC Electric | No | Complete | 2012-04-30 | 2013-01-16 | 2013-02-01 | 2013-02-01
SRP10341 | SREC Solar | DALEY |  | 19.635 | 0 | Residential | 1 | TOMS RIVER | 8755 | 18 | ROOF DIAGNOSTICS INC | JCP&L | No | Complete | 2012-04-30 | 2012-06-25 | 2012-07-24 | 2012-07-24
SRP10342 | SREC Solar | MUSSER |  | 5.76 | 0 | Residential | 1 | UNION | 7083 | 10 | ROOF DIAGNOSTICS INC | PSE&G BPU | No | Complete | 2012-04-30 | 2012-07-18 | 2012-07-30 | 2012-07-30
SRP10343 | SREC Solar | KLEIN |  | 12.96 | 0 | Residential | 1 | OCEAN | 7712 | 17 | ROOF DIAGNOSTICS INC | JCP&L | No | Complete | 2012-04-30 | 2012-05-22 | 2012-06-06 | 2012-06-06
SRP10344 | SREC Solar | SANSONE |  | 5.865 | 0 | Residential | 1 | BRICK | 8723 | 18 | ROOF DIAGNOSTICS INC | JCP&L | No | Complete | 2012-04-30 | 2012-08-06 | 2012-08-20 | 2012-08-20
SRP10345 | SREC Solar | DESILVIS |  | 5.76 | 0 | Residential | 1 | SOUTHAMPTON | 8088 | 13 | SOLARCITY CORPORATION | PSE&G BPU | No | Complete | 2012-04-30 | 2012-07-19 | 2012-08-06 | 2012-08-06
SRP10346 | SREC Solar | NUZZI |  | 10.045 | 0 | Residential | 1 | HOLMDEL | 7733 | 17 | ROOF DIAGNOSTICS INC | JCP&L | No | Complete | 2012-04-30 | 2012-05-30 | 2012-06-18 | 2012-06-18
SRP10347 | SREC Solar | GETZ |  | 7.2 | 0 | Residential | 1 | BRICK | 8724 | 18 | ROOF DIAGNOSTICS INC | JCP&L | No | Complete | 2012-04-30 | 2012-09-19 | 2012-10-03 | 2012-10-03
SRP10348 | SREC Solar | CHANG |  | 5.76 | 0 | Residential | 1 | MONROE | 8831 | 11 | SOLARCITY CORPORATION | JCP&L | No | Complete | 2012-04-30 | 2012-09-14 | 2012-10-03 | 2012-10-03
SRP10349 | SREC Solar | PATEL |  | 9.36 | 0 | Residential | 1 | EDISON | 8820 | 11 | ROOF DIAGNOSTICS INC | PSE&G BPU | No | Complete | 2012-04-30 | 2012-09-18 | 2012-10-08 | 2012-10-08
SRP10350 | SREC Solar | PODGURSKI |  | 11.28 | 0 | Residential | 1 | RANDOLPH | 7869 | 3 | SOLARCITY CORPORATION | JCP&L | No | Complete | 2012-04-30 | 2012-08-22 | 2012-08-27 | 2012-08-27
SRP10351 | SREC Solar | DEGE |  | 8.36 | 0 | Residential | 1 | BRICK | 8723 | 18 | SUNGEVITY, INC. | JCP&L | No | Complete | 2012-04-30 | 2012-08-28 | 2012-09-14 | 2012-09-14
SRP10352 | SREC Solar | TWOMEY |  | 4.5 | 0 | Residential | 1 | BRICK | 8723 | 18 | TRINITY HEATING AND AIR | JCP&L | No | Complete | 2012-04-30 | 2012-07-25 | 2012-08-14 | 2012-08-14
SRP10354 | SREC Solar | PATEL |  | 8.64 | 0 | Residential | 1 | BRIDGEWATER | 8807 | 5 | ROOF DIAGNOSTICS INC | PSE&G BPU | No | Complete | 2012-04-30 | 2012-09-26 | 2012-10-18 | 2012-10-18
SRP10355 | SREC Solar | EVANS |  | 6.72 | 0 | Residential | 1 | WILLINGBORO | 8046 | 13 | SOLULAR LLC. II | PSE&G BPU | No | Complete | 2012-04-30 | 2012-08-20 | 2012-08-31 | 2012-08-31
SRP10356 | SREC Solar | FERNA |  | 5.17 | 0 | Residential | 1 | TOMS RIVER | 8757 | 18 | ROOF DIAGNOSTICS INC | JCP&L | No | Complete | 2012-04-30 | 2012-05-22 | 2012-06-21 | 2012-06-21
SRP10357 | SREC Solar | NON |  | 12.25 | 0 | Residential | 0 | PARAMUS | 7652 | 7 | GEOPEAK ENERGY LLC | PSE&G BPU | No | Complete | 2012-04-30 | 2012-08-30 | 2012-09-05 | 2012-09-05
SRP10358 | SREC Solar | PRICE |  | 11.52 | 0 | Residential | 1 | WHITING | 8759 | 18 | SOLARCITY CORPORATION | JCP&L | No | Complete | 2012-04-30 | 2013-01-07 | 2013-01-25 | 2013-01-25
SRP10359 | SREC Solar | LICKNACK |  | 4.5 | 0 | Residential | 1 | BEACHWOOD | 8722 | 18 | GARDEN STATE SOLAR LLC | JCP&L | No | Complete | 2012-04-30 | 2012-10-05 | 2012-10-25 | 2012-10-25
SRP10361 | SREC Solar | DEANGELIS |  | 10.08 | 0 | Residential | 1 | TOMS RIVER | 8757 | 18 | NJR HOME SERVICES. | JCP&L | No | Complete | 2012-04-30 | 2012-09-12 | 2012-10-03 | 2012-10-03
SRP10362 | SREC Solar | ROBERTSON |  | 4.08 | 0 | Residential | 1 | NEPTUNE CITY | 7753 | 17 | NJR HOME SERVICES | JCP&L | No | Complete | 2012-04-30 | 2012-12-03 | 2012-12-10 | 2012-12-10
SRP10363 | SREC Solar | BUDDEN |  | 5.04 | 0 | Residential | 1 | TOMS RIVER | 8757 | 18 | NJR HOME SERVICES | JCP&L | No | Complete | 2012-04-30 | 2012-09-12 | 2012-10-02 | 2012-10-02
SRP10364 | SREC Solar | LOFARO |  | 7.68 | 0 | Residential | 1 | LAKRHURST | 8733 | 18 | NJR HOME SERVICES | JCP&L | No | Complete | 2012-04-30 | 2012-08-22 | 2012-09-05 | 2012-09-05
SRP10365 | SREC Solar | VAZQUEZ |  | 8.28 | 0 | Residential | 0 | LONG VALLEY | 7853 | 3 | PARADIGM SERVICES | JCP&L | No | Complete | 2012-04-30 | 2013-12-23 | 2014-01-10 | 2014-01-10
SRP10367 | SREC Solar | ACKERMAN |  | 9.87 | 0 | Residential | 1 | MONTVILLE | 7045 | 3 | REC SOLAR, INC. | JCP&L | No | Complete | 2012-04-30 | 2012-06-19 | 2012-06-28 | 2012-06-28
SRP10368 | SREC Solar | CHAPMAN |  | 16.56 | 0 | Residential | 0 | RANDOLPH | 7869 | 3 | US CLEAN ENERGY LLC | JCP&L | No | Complete | 2012-04-30 | 2012-07-12 | 2012-07-23 | 2012-07-23
SRP10370 | SREC Solar | SIANA |  | 7.35 | 0 | Residential | 1 | POINT PLEASANT | 8742 | 18 | ROOF DIAGNOSTICS INC | JCP&L | No | Complete | 2012-04-30 | 2012-09-26 | 2012-10-12 | 2012-10-12
SRP10371 | SREC Solar | NEGRO |  | 13.5 | 0 | Residential | 1 | FARMINGDALE | 7727 | 17 | TRINITY HEATING AND AIR | JCP&L | No | Complete | 2012-04-30 | 2012-08-15 | 2012-08-27 | 2012-08-27
SRP10372 | SREC Solar | KRAL |  | 13.92 | 0 | Residential | 0 | GLENWOOD | 7418 | 1 | SOLAR ENERGY WORLD-W | JCP&L | No | Complete | 2012-04-30 | 2012-05-23 | 2012-06-04 | 2012-06-04
SRP10373 | SREC Solar | JONES |  | 7.595 | 0 | Residential | 1 | BRANCHWOOD | 8722 | 18 | ROOF DIAGNOSTICS INC | JCP&L | No | Complete | 2012-04-30 | 2012-05-16 | 2012-05-30 | 2012-05-30
SRP10374 | SREC Solar | IRBY |  | 6.63 | 0 | Residential | 1 | EATONTOWN | 7724 | 17 | ROOF DIAGNOSTICS INC | JCP&L | No | Complete | 2012-04-30 | 2012-08-06 | 2012-08-20 | 2012-08-20
SRP10375 | SREC Solar | HESSELEIN | PLEASANT RUN NURSERY | 60 | 0 | Commercial | 0 | UPPER FREEHOLD | 8501 | 17 | GARY KUBIAK & SON ELECTRIC, INC | PSE&G BPU | No | Complete | 2012-04-30 | 2012-09-18 | 2012-10-09 | 2012-10-09
SRP10376 | SREC Solar | FIORE-COLEMAN |  | 13.16 | 0 | Residential | 1 | VINELAND | 8360 | 20 | AMPED ON SOLAR | AC Electric | No | Complete | 2012-04-30 | 2012-09-07 | 2012-10-03 | 2012-10-03
SRP10377 | SREC Solar | MARCUS |  | 10.83 | 0 | Residential | 1 | MONROE | 8831 | 11 | SKY HIGH ENERGY, LLC | JCP&L | No | Complete | 2012-04-30 | 2012-10-03 | 2012-11-16 | 2012-11-16
SRP10378 | SREC Solar | RODRIGUEZ |  | 3.57 | 0 | Residential | 1 | WESTFIELD | 7090 | 10 | ALTERNATIVE LIGHT & ENERGY SOLUTIONS | PSE&G BPU | No | Complete | 2012-04-30 | 2012-06-04 | 2012-06-11 | 2012-06-11
SRP10379 | SREC Solar | HESSELEIN | PLEASANT RUN NURSERY | 9 | 0 | Commercial | 0 | UPPER FREEHOLD | 8501 | 17 | GARY KUBIAK & SON ELECTRIC, INC | PSE&G BPU | No | Complete | 2012-04-30 | 2012-09-19 | 2012-10-03 | 2012-10-03
SRP10381 | SREC Solar | BELLAFRONTE |  | 3.96 | 0 | Residential | 1 | MIDDLESEX | 8846 | 11 | SOLARCITY CORPORATION | PSE&G BPU | No | Complete | 2012-04-30 | 2012-08-27 | 2012-09-14 | 2012-09-14
SRP10382 | SREC Solar | HU |  | 8 | 0 | Residential | 1 | LIVINGSTON | 7039 | 9 | ACCORD POWER, INC. | PSE&G BPU | No | Complete | 2012-04-30 | 2012-10-02 | 2012-11-16 | 2012-11-16
SRP10383 | SREC Solar | ALESCI |  | 5.76 | 0 | Residential | 1 | WALL | 7719 | 17 | ROOF DIAGNOSTICS INC | JCP&L | No | Complete | 2012-04-30 | 2012-05-16 | 2012-05-29 | 2012-05-29
SRP10384 | SREC Solar | SENSI |  | 4.32 | 0 | Residential | 1 | TRENTON | 8610 | 12 | SOLARCITY CORPORATION | PSE&G BPU | No | Complete | 2012-04-30 | 2012-09-24 | 2012-10-16 | 2012-10-16
SRP10385 | SREC Solar | CRAIG |  | 7.84 | 0 | Residential | 1 | MANASQUAN | 8736 | 17 | ROOF DIAGNOSTICS INC | JCP&L | No | Complete | 2012-04-30 | 2012-06-07 | 2012-06-20 | 2012-06-20
SRP10387 | SREC Solar | PIVKNEY |  | 9.945 | 0 | Residential | 1 | SICKLERVILLE | 8081 | 14 | RCL ENTERPRISES INC. | AC Electric | No | Complete | 2012-04-30 | 2012-08-07 | 2012-08-16 | 2012-08-16
SRP10388 | SREC Solar | SCHILL |  | 3.36 | 0 | Residential | 1 | OCEAN GATE | 8740 | 18 | ROOF DIAGNOSTICS INC | JCP&L | No | Complete | 2012-04-30 | 2012-06-04 | 2012-06-13 | 2012-06-13
SRP10389 | SREC Solar | OGDEN |  | 5.76 | 0 | Residential | 1 | BRIDGEWATER | 8807 | 5 | SOLARCITY CORPORATION | PSE&G BPU | No | Complete | 2012-04-30 | 2012-09-13 | 2012-10-01 | 2012-10-01
SRP10390 | SREC Solar | CHOINISKI |  | 5.16 | 0 | Residential | 1 | SOUTH AMBOY | 8879 | 11 | SOLARCITY CORPORATION | JCP&L | No | Complete | 2012-04-30 | 2012-07-26 | 2012-09-28 | 2012-09-28
SRP10391 | SREC Solar | ROY |  | 5.39 | 0 | Residential | 1 | SPRING LAKE | 7762 | 17 | ROOF DIAGNOSTICS INC | JCP&L | No | Complete | 2012-04-30 | 2012-05-16 | 2012-05-29 | 2012-05-29
SRP10393 | SREC Solar | LEOTTI |  | 5.28 | 0 | Residential | 0 | MULLICA HILL | 8062 | 15 | P3 INTEGRATION INC. | AC Electric | No | Complete | 2012-04-30 | 2013-02-15 | 2013-02-26 | 2013-02-26
SRP10394 | SREC Solar | ROBERTS |  | 3.315 | 0 | Residential | 1 | LANOKA HARBOR | 8734 | 18 | ROOF DIAGNOSTICS INC | JCP&L | No | Complete | 2012-04-30 | 2012-06-28 | 2012-07-13 | 2012-07-13
SRP10395 | SREC Solar | RAPPLEYEA |  | 7.595 | 0 | Residential | 1 | JACKSON | 8527 | 18 | ROOF DIAGNOSTICS INC | JCP&L | No | Complete | 2012-04-30 | 2012-08-28 | 2012-09-14 | 2012-09-14
SRP10396 | SREC Solar | COLON |  | 4.32 | 0 | Residential | 1 | NEPTUNE | 7753 | 17 | ROOF DIAGNOSTICS INC | JCP&L | No | Complete | 2012-04-30 | 2012-08-28 | 2012-09-14 | 2012-09-14
SRP10397 | SREC Solar | PONIK |  | 7.59 | 0 | Residential | 0 | SEWAREN | 7077 | 11 | ADVANCED SOLAR & ENERGY SOLUTIONS | PSE&G BPU | No | Complete | 2012-04-30 | 2012-09-21 | 2012-10-16 | 2012-10-16
SRP10398 | SREC Solar | BUFFALOE |  | 6.125 | 0 | Residential | 1 | LONG BRANCH | 7740 | 17 | ROOF DIAGNOSTICS INC | JCP&L | No | Complete | 2012-04-30 | 2012-05-25 | 2012-06-06 | 2012-06-06
SRP10399 | SREC Solar | FLORES |  | 11.28 | 0 | Residential | 1 | TOMS RIVER | 8757 | 18 | ROOF DIAGNOSTICS INC | JCP&L | No | Complete | 2012-04-30 | 2012-11-28 | 2012-12-05 | 2012-12-05
SRP10400 | SREC Solar | BROWN |  | 8.64 | 0 | Residential | 1 | BEACHWOOD | 8722 | 18 | ROOF DIAGNOSTICS INC | JCP&L | No | Complete | 2012-04-30 | 2012-05-16 | 2012-10-04 | 2012-10-04
SRP10401 | SREC Solar | MIRANDA |  | 10.2 | 0 | Residential | 1 | BARNEGAT | 8005 | 18 | VERENGO SOLAR | PSE&G BPU | No | Complete | 2012-04-30 | 2013-04-05 | 2013-04-25 | 2013-04-25
SRP10402 | SREC Solar | LEUTHAUSER |  | 4.95 | 0 | Residential | 0 | SOMERSET | 8873 | 5 | GEOGENIX | PSE&G BPU | No | Complete | 2012-04-30 | 2012-11-14 | 2012-11-21 | 2012-11-21
SRP10403 | SREC Solar | DAVIS |  | 4.23 | 0 | Residential | 1 | ROSELLE | 7203 | 10 | VERENGO SOLAR | PSE&G BPU | No | Complete | 2012-04-30 | 2013-01-17 | 2013-02-19 | 2013-02-19
SRP10405 | SREC Solar | REILY |  | 10.71 | 0 | Residential | 1 | POINT PLEASANT | 8742 | 18 | VERENGO SOLAR | JCP&L | No | Complete | 2012-04-30 | 2013-05-16 | 2013-05-23 | 2013-05-23
SRP10406 | SREC Solar | ZYDORSKI |  | 11.22 | 0 | Residential | 1 | NEW EGYPT | 8533 | 18 | VERENGO SOLAR | JCP&L | No | Complete | 2012-04-30 | 2013-03-04 | 2013-03-14 | 2013-03-14
SRP10409 | SREC Solar | GARRETT |  | 4.7 | 0 | Residential | 1 | WOODBRIDGE | 7075 | 7 | VIVINT SOLAR | PSE&G BPU | No | Complete | 2012-04-30 | 2013-01-03 | 2013-01-09 | 2013-01-09
SRP10410 | SREC Solar | TIMPANO |  | 7.194 | 0 | Residential | 1 | UNION | 7083 | 10 | RENEWERGY SOLUTIONS GROUP | PSE&G BPU | No | Complete | 2012-04-30 | 2012-11-05 | 2012-11-29 | 2012-11-29
SRP10411 | SREC Solar | MARTIN |  | 4.68 | 0 | Residential | 1 | PEQUANNOCK | 7440 | 3 | RENEWERGY SOLUTIONS GROUP | JCP&L | No | Complete | 2012-04-30 | 2012-07-18 | 2012-07-31 | 2012-07-31
SRP10412 | SREC Solar | SANTANIELLO |  | 9.9 | 0 | Residential | 1 | MORRISTOWN | 7960 | 3 | GEOGENIX | JCP&L | No | Complete | 2012-04-30 | 2012-08-07 | 2012-08-16 | 2012-08-16
SRP10413 | SREC Solar | KILLI |  | 9.6 | 0 | Residential | 1 | FORKED RIVER | 8731 | 18 | GEOGENIX | JCP&L | No | Complete | 2012-04-30 | 2012-08-09 | 2012-08-22 | 2012-08-22
SRP10414 | SREC Solar | RITT |  | 4.8 | 0 | Residential | 1 | TOMS RIVER | 8753 | 18 | NJR HOME SERVICES. | JCP&L | No | Complete | 2012-04-30 | 2012-06-04 | 2012-06-13 | 2012-06-13
SRP10416 | SREC Solar | FEIBELMAN |  | 9.12 | 0 | Residential | 1 | MANALAPAN | 7726 | 17 | NJR HOME SERVICES. | JCP&L | No | Complete | 2012-04-30 | 2012-07-18 | 2012-07-31 | 2012-07-31
SRP10417 | SREC Solar | PALM |  | 12.375 | 0 | Residential | 0 | DENVILLE | 7834 | 3 | SOLAR ENERGY WORLD-W | JCP&L | No | Complete | 2012-04-30 | 2012-05-10 | 2012-05-24 | 2012-05-24
SRP10418 | SREC Solar | ROWAN |  | 5.232 | 0 | Residential | 1 | DUNELLEN | 8812 | 11 | SEA BRIGHT SOLAR, LLC | PSE&G BPU | No | Complete | 2012-04-30 | 2012-09-26 | 2012-10-12 | 2012-10-12
SRP10419 | SREC Solar | LUCANTE |  | 4.8 | 0 | Residential | 1 | BRICK | 8723 | 18 | EZNERGY LLC | JCP&L | No | Complete | 2012-04-30 | 2012-12-03 | 2012-12-10 | 2012-12-10
SRP10420 | SREC Solar | CATALDI |  | 12.48 | 0 | Residential | 0 | CLEMENTON | 8021 | 14 | SPECTRUM ENERGY INC | AC Electric | No | Complete | 2012-05-07 | 2012-08-28 | 2012-09-11 | 2012-09-11
SRP10421 | SREC Solar | KUCHARSKI |  | 3.87 | 0 | Residential |  | FLEMINGTON | 8822 | 4 | ALTERNATIVE LIGHT & ENERGY SOLUTIONS | JCP&L | No | Complete | 2012-04-30 | 2012-05-02 | 2012-05-02 | 2012-05-02
SRP10422 | SREC Solar | MARONEY |  | 7.2 | 0 | Residential | 1 | SWEDESBORO | 8085 | 15 | ROOF DIAGNOSTICS INC | AC Electric | No | Complete | 2012-05-07 | 2012-08-20 | 2012-08-27 | 2012-08-27
SRP10423 | SREC Solar | BORST |  | 10.045 | 0 | Residential | 1 | SPOTSWOOD | 8884 | 11 | ROOF DIAGNOSTICS INC | JCP&L | No | Complete | 2012-05-07 | 2012-10-10 | 2012-10-26 | 2012-10-26
SRP10424 | SREC Solar | BROWN |  | 5.635 | 0 | Residential | 1 | NEPTUNE | 7753 | 17 | ROOF DIAGNOSTICS INC | JCP&L | No | Complete | 2012-05-07 | 2012-10-17 | 2012-11-06 | 2012-11-06
SRP10425 | SREC Solar | KOZAR |  | 5.145 | 0 | Residential | 1 | HOWELL | 7719 | 17 | ROOF DIAGNOSTICS INC | JCP&L | No | Complete | 2012-05-07 | 2012-07-25 | 2012-08-14 | 2012-08-14
SRP10426 | SREC Solar | MARCOTULLIO |  | 5.635 | 0 | Residential | 1 | HOWELL | 7731 | 17 | ROOF DIAGNOSTICS INC | JCP&L | No | Complete | 2012-05-07 | 2012-11-06 | 2012-11-16 | 2012-11-16
SRP10427 | SREC Solar | CHREBET |  | 8.225 | 0 | Residential | 1 | FORKED RIVER | 8731 | 18 | ROOF DIAGNOSTICS INC | JCP&L | No | Complete | 2012-05-07 | 2012-05-16 | 2012-05-29 | 2012-05-29
SRP10428 | SREC Solar | YOUNG |  | 5.64 | 0 | Residential | 1 | JACKSON | 8527 | 18 | ROOF DIAGNOSTICS INC | JCP&L | No | Complete | 2012-05-07 | 2012-11-06 | 2012-11-14 | 2012-11-14
SRP10429 | SREC Solar | BLASSE |  | 7.755 | 0 | Residential | 1 | TOMS RIVER | 8750 | 17 | ROOF DIAGNOSTICS INC | JCP&L | No | Complete | 2012-05-07 | 2012-06-19 | 2012-06-28 | 2012-06-28
SRP10430 | SREC Solar | GROWNEY |  | 7.05 | 0 | Residential | 1 | LAVALLETTE | 8735 | 18 | ROOF DIAGNOSTICS INC | JCP&L | No | Complete | 2012-05-07 | 2012-06-25 | 2012-07-20 | 2012-07-20
SRP10431 | SREC Solar | FLORES |  | 10.535 | 0 | Residential | 1 | EGG HARBOR TWP | 8234 | 19 | ROOF DIAGNOSTICS INC | AC Electric | No | Complete | 2012-05-07 | 2013-10-29 | 2013-11-07 | 2013-11-07
SRP10432 | SREC Solar | NICHOLS |  | 6.12 | 0 | Residential | 1 | EAST BRUNSWICK | 8816 | 11 | ROOF DIAGNOSTICS INC | JCP&L | No | Complete | 2012-05-07 | 2012-11-19 | 2012-12-17 | 2012-12-17
SRP10433 | SREC Solar | BRINO |  | 5.88 | 0 | Residential | 1 | BRICK | 8723 | 18 | ROOF DIAGNOSTICS INC | JCP&L | No | Complete | 2012-05-07 | 2012-09-14 | 2012-10-04 | 2012-10-04
SRP10434 | SREC Solar | PROCE |  | 6.96 | 0 | Residential | 1 | FREEHOLD | 7728 | 17 | ROOF DIAGNOSTICS INC | JCP&L | No | Complete | 2012-05-07 | 2012-05-22 | 2012-06-01 | 2012-06-01
SRP10435 | SREC Solar | MARSH |  | 6 | 0 | Residential | 1 | TINTON FALLS | 7724 | 17 | ROOF DIAGNOSTICS INC | JCP&L | No | Complete | 2012-05-07 | 2012-08-16 | 2012-08-24 | 2012-08-24
SRP10436 | SREC Solar | DESANTI |  | 11.475 | 0 | Residential | 1 | BARNEGAT | 8005 | 18 | ROOF DIAGNOSTICS INC | JCP&L | No | Complete | 2012-05-07 | 2012-08-06 | 2012-08-20 | 2012-08-20
SRP10437 | SREC Solar | GIMINEZ |  | 7.35 | 0 | Residential | 1 | BARNEGAT | 8005 | 18 | ROOF DIAGNOSTICS INC | JCP&L | No | Complete | 2012-05-07 | 2012-08-20 | 2012-08-27 | 2012-08-27
SRP10438 | SREC Solar | ANNUNZIATA |  | 6.86 | 0 | Residential | 1 | NEPTUNE CITY | 7753 | 17 | ROOF DIAGNOSTICS INC | JCP&L | No | Complete | 2012-05-07 | 2012-11-19 | 2012-11-28 | 2012-11-28
SRP10439 | SREC Solar | CAPASSO |  | 8.82 | 0 | Residential | 1 | JACKSON | 8527 | 18 | ROOF DIAGNOSTICS INC | JCP&L | No | Complete | 2012-05-07 | 2012-09-28 | 2012-10-22 | 2012-10-22
SRP10440 | SREC Solar | RAZON |  | 3.43 | 0 | Residential | 1 | COLONIA | 7067 | 10 | ROOF DIAGNOSTICS INC | PSE&G BPU | No | Complete | 2012-05-07 | 2012-12-20 | 2013-01-04 | 2013-01-04
SRP10441 | SREC Solar | STEINER | CAPE MAY CITY CONVENTION CTR | 48.75 | 0 | Government Facility | 1 | CAPE MAY | 8204 | 21 | EMSA SOLAR | AC Electric | No | Complete | 2012-05-07 | 2012-09-26 | 2013-01-29 | 2013-01-29
SRP10442 | SREC Solar | KLABIN | KLABIN FRAGRANCES | 22.32 | 0 | Commercial | 1 | CEDAR GROVE | 7009 | 9 | TRINITY HEATING AND AIR | PSE&G BPU | No | Complete | 2012-05-07 | 2012-08-20 | 2012-08-31 | 2012-08-31
SRP10443 | SREC Solar | MAYERSON |  | 7.5 | 0 | Residential | 1 | MARLBORO | 7746 | 17 | TRINITY HEATING AND AIR | JCP&L | No | Complete | 2012-05-07 | 2012-07-13 | 2012-07-26 | 2012-07-26
SRP10445 | SREC Solar | MCCLENEHAN |  | 10.56 | 0 | Residential | 1 | LUMBERTON | 8048 | 13 | ALTERIS RENEWABLES DBA RGS ENERGY | PSE&G BPU | No | Complete | 2012-05-07 | 2012-08-23 | 2012-09-11 | 2012-09-11
SRP10446 | SREC Solar | AGARWAL |  | 14.4 | 0 | Residential | 1 | HOHOKUS BORO | 7423 | 7 | NATURAL POWER SOURCES, LLC | PSE&G BPU | No | Complete | 2012-05-07 | 2012-08-07 | 2012-08-20 | 2012-08-20
SRP10447 | SREC Solar | HOLMES |  | 11 | 0 | Residential | 1 | HAINESPORT | 8036 | 13 | ALTERIS RENEWABLES DBA RGS ENERGY | PSE&G BPU | No | Complete | 2012-05-07 | 2012-10-26 | 2012-11-13 | 2012-11-13
SRP10448 | SREC Solar | CYZNER | LENAPE HOLDINGS LLC | 10.92 | 0 | Commercial | 0 | GREENBROOK | 8812 | 11 | ECOLUTION ENERGY | PSE&G BPU | No | Complete | 2012-05-07 | 2013-04-24 | 2013-05-07 | 2013-05-07
SRP10449 | SREC Solar | TRIVEDI |  | 6.76 | 0 | Residential | 1 | EGG HARBOR TWP | 8234 | 19 | GREENPOINTE ENERGY | AC Electric | No | Complete | 2012-05-07 | 2013-03-25 | 2013-04-10 | 2013-04-10
SRP10450 | SREC Solar | JALAS | FANTASTIC INDUSTRIES INC | 215.175 | 0 | Commercial | 1 | CARTERET | 7008 | 11 | GREEN POWER DEVELOPERS, LLC | PSE&G BPU | No | Complete | 2012-05-07 | 2012-09-10 | 2012-09-19 | 2012-09-19
SRP10451 | SREC Solar | RODRIGUEZ |  | 4.9 | 0 | Residential | 1 | BARNEGAT | 8005 | 18 | ROOF DIAGNOSTICS INC | JCP&L | No | Complete | 2012-05-07 | 2012-08-06 | 2012-08-20 | 2012-08-20
SRP10453 | SREC Solar | LAM |  | 5.635 | 0 | Residential | 1 | FREEHOLD | 7728 | 17 | ROOF DIAGNOSTICS INC | JCP&L | No | Complete | 2012-05-07 | 2012-12-20 | 2013-01-04 | 2013-01-04
SRP10454 | SREC Solar | CRUICKSHANK |  | 8.085 | 0 | Residential | 1 | JACKSON | 8527 | 18 | ROOF DIAGNOSTICS INC | JCP&L | No | Complete | 2012-05-07 | 2012-11-06 | 2012-11-16 | 2012-11-16
SRP10455 | SREC Solar | MORRIS |  | 6.615 | 0 | Residential | 1 | BARNEGAT | 8005 | 18 | ROOF DIAGNOSTICS INC | JCP&L | No | Complete | 2012-05-07 | 2012-11-19 | 2012-11-28 | 2012-11-28
SRP10456 | SREC Solar | MCGEOCH |  | 8.085 | 0 | Residential | 1 | TUCKERTON | 8087 | 18 | ROOF DIAGNOSTICS INC | AC Electric | No | Complete | 2012-05-07 | 2012-11-15 | 2012-11-21 | 2012-11-21
SRP10457 | SREC Solar | CONCANNON |  | 6.125 | 0 | Residential | 1 | NEPTUNE | 7753 | 17 | ROOF DIAGNOSTICS INC | JCP&L | No | Complete | 2012-05-07 | 2013-06-04 | 2013-06-14 | 2013-06-14
SRP10458 | SREC Solar | CUMISKEY |  | 7.285 | 0 | Residential | 1 | TOMS RIVER | 8757 | 18 | ROOF DIAGNOSTICS INC | JCP&L | No | Complete | 2012-05-07 | 2012-05-22 | 2012-06-01 | 2012-06-01
SRP10459 | SREC Solar | NEKRASZ |  | 8.085 | 0 | Residential | 1 | OCEAN | 7712 | 17 | ROOF DIAGNOSTICS INC | JCP&L | No | Complete | 2012-05-07 | 2012-06-28 | 2012-07-13 | 2012-07-13
SRP10460 | SREC Solar | TORRES |  | 16.8 | 0 | Residential | 1 | WOOLWICH | 8085 | 15 | ROOF DIAGNOSTICS INC | AC Electric | No | Complete | 2012-05-07 | 2013-07-25 | 2013-07-30 | 2013-07-30
SRP10461 | SREC Solar | GRONE |  | 10.08 | 0 | Residential | 1 | MANCHESTER | 8759 | 18 | NJR HOME SERVICES. | JCP&L | No | Complete | 2012-05-07 | 2012-08-22 | 2012-09-05 | 2012-09-05
SRP10462 | SREC Solar | NISKOCH |  | 7.35 | 0 | Residential | 1 | NEPTUNE | 7753 | 17 | SEA BRIGHT SOLAR, LLC | JCP&L | No | Complete | 2012-05-07 | 2012-12-18 | 2012-12-26 | 2012-12-26
SRP10463 | SREC Solar | MANRIQUE |  | 16.023 | 0 | Residential | 1 | HILLSBOROUGH | 8844 | 5 | SEA BRIGHT SOLAR, LLC | PSE&G BPU | No | Complete | 2012-05-07 | 2012-11-19 | 2012-11-28 | 2012-11-28
SRP10464 | SREC Solar | COFFEY |  | 21.16 | 0 | Residential | 1 | RED BANK | 7701 | 17 | SEA BRIGHT SOLAR, LLC | JCP&L | No | Complete | 2012-05-07 | 2012-10-02 | 2012-10-22 | 2012-10-22
SRP10465 | SREC Solar | DOLAN |  | 7.848 | 0 | Residential | 1 | BRIGANTINE | 8203 | 19 | SEA BRIGHT SOLAR, LLC | AC Electric | No | Complete | 2012-05-07 | 2012-11-19 | 2012-11-28 | 2012-11-28
SRP10466 | SREC Solar | BOOTHE |  | 7.99 | 0 | Residential | 1 | PORT MURRAY | 7865 | 2 | VIVINT SOLAR | JCP&L | No | Complete | 2012-05-07 | 2013-02-11 | 2013-02-26 | 2013-02-26
SRP10467 | SREC Solar | VIERECK |  | 7.28 | 0 | Residential | 0 | WOOLWICH | 8085 | 15 | C&F GREEN CONSTRUCTION, LLC | AC Electric | No | Complete | 2012-05-07 | 2012-09-24 | 2012-10-16 | 2012-10-16
SRP10468 | SREC Solar | DEMARCO |  | 7.8 | 0 | Residential | 0 | CHERRY HILL | 8003 | 14 | C&F GREEN CONSTRUCTION, LLC | PSE&G BPU | No | Complete | 2012-05-14 | 2012-08-07 | 2012-08-24 | 2012-08-24
SRP10469 | SREC Solar | VIERECK, JR | VIERECK FARMS | 9.856 | 0 | Farm | 0 | WOOLWICH TWP | 8085 | 15 | C&F GREEN CONSTRUCTION, LLC | AC Electric | No | Complete | 2012-05-07 | 2012-09-24 | 2012-10-16 | 2012-10-16
SRP10470 | SREC Solar | HYE |  | 9.87 | 0 | Residential | 1 | PISCATAWAY | 8854 | 11 | VIVINT SOLAR | PSE&G BPU | No | Complete | 2012-05-07 | 2013-01-10 | 2013-01-28 | 2013-01-28
SRP10473 | SREC Solar | MAIETTA |  | 6.11 | 0 | Residential | 1 | HOWELL | 7731 | 17 | ROOF DIAGNOSTICS INC | JCP&L | No | Complete | 2012-05-07 | 2012-06-19 | 2012-06-28 | 2012-06-28
SRP10474 | SREC Solar | GUPTA |  | 8.4 | 0 | Residential | 0 | BRIDGEWATER | 8807 | 5 | GEOGENIX | PSE&G BPU | No | Complete | 2012-05-07 | 2012-11-19 | 2012-12-18 | 2012-12-18
SRP10475 | SREC Solar | KAMINER |  | 6.86 | 0 | Residential | 1 | LAKEWOOD | 8701 | 18 | ROOF DIAGNOSTICS INC | JCP&L | No | Complete | 2012-05-07 | 2012-05-16 | 2012-05-29 | 2012-05-29
SRP10476 | SREC Solar | MORENO |  | 6.24 | 0 | Residential | 1 | TOMS RIVER | 8757 | 18 | ROOF DIAGNOSTICS INC | JCP&L | No | Complete | 2012-05-07 | 2012-12-06 | 2012-12-13 | 2012-12-13
SRP10479 | SREC Solar | NIEDOBA | 246 ASSOCIATES LLC | 47.94 | 0 | Commercial | 0 | BERLIN | 8009 | 14 | CODE GREEN SOLAR, LLC | AC Electric | No | Complete | 2012-05-07 | 2012-11-29 | 2012-12-10 | 2012-12-10
SRP10480 | SREC Solar | HADDON |  | 18.06 | 0 | Residential | 1 | BAYVILLE | 8721 | 18 | NJ SOLAR POWER, LLC | JCP&L | No | Complete | 2012-05-07 | 2012-09-26 | 2012-11-29 | 2012-11-29
SRP10481 | SREC Solar | STEFFANELLI |  | 7.68 | 0 | Residential | 1 | STOCKTON | 8559 | 4 | ALTERIS RENEWABLES DBA RGS ENERGY | JCP&L | No | Complete | 2012-05-07 | 2012-08-23 | 2012-09-11 | 2012-09-11
SRP10482 | SREC Solar | GARDENIER |  | 6.86 | 0 | Residential | 1 | BARNEGAT | 8005 | 18 | ROOF DIAGNOSTICS INC | JCP&L | No | Complete | 2012-05-07 | 2012-10-17 | 2012-11-06 | 2012-11-06
SRP10483 | SREC Solar | KORTENHAUS |  | 9 | 0 | Residential | 1 | HOWELL | 7731 | 17 | TRINITY HEATING AND AIR | JCP&L | No | Complete | 2012-05-07 | 2012-08-29 | 2012-09-13 | 2012-09-13
SRP10484 | SREC Solar | SPITALIERI |  | 10 | 0 | Residential | 1 | MANALAPAN | 7726 | 17 | TRINITY HEATING AND AIR | JCP&L | No | Complete | 2012-05-07 | 2012-06-27 | 2012-07-09 | 2012-07-09
SRP10485 | SREC Solar | COAN |  | 9.75 | 0 | Residential | 1 | BRICK | 8724 | 18 | TRINITY HEATING AND AIR | JCP&L | No | Complete | 2012-05-07 | 2012-07-18 | 2012-07-26 | 2012-07-26
SRP10486 | SREC Solar | WEEKS |  | 10.5 | 0 | Residential | 1 | LITTLE EGG HARBOR | 8087 | 18 | TRINITY HEATING AND AIR | AC Electric | No | Complete | 2012-05-07 | 2012-09-10 | 2012-09-17 | 2012-09-17
SRP10487 | SREC Solar | COSTALAS |  | 7.25 | 0 | Residential | 1 | ALLENTOWN | 8501 | 17 | TRINITY HEATING AND AIR | PSE&G BPU | No | Complete | 2012-05-07 | 2012-07-20 | 2012-07-30 | 2012-07-30
SRP10488 | SREC Solar | COSTA |  | 9.36 | 0 | Residential | 1 | FORKED RIVER | 8731 | 18 | GREENPOINTE ENERGY | JCP&L | No | Complete | 2012-05-07 | 2013-08-14 | 2013-08-20 | 2013-08-20
SRP10489 | SREC Solar | MATTOON |  | 7.14 | 0 | Residential | 0 | CHERRY HILL | 8002 | 14 | KC GREEN ENERGY | PSE&G BPU | No | Complete | 2012-05-07 | 2012-07-13 | 2012-09-11 | 2012-09-11
SRP10490 | SREC Solar | YAM |  | 3.995 | 0 | Residential | 1 | HACKENSACK | 7601 | 7 | VIVINT SOLAR | PSE&G BPU | No | Complete | 2012-05-07 | 2012-12-28 | 2013-01-03 | 2013-01-03
SRP10491 | SREC Solar | TEECE |  | 7.05 | 0 | Residential | 1 | S. PLAINFIELD | 7080 | 11 | VIVINT SOLAR | PSE&G BPU | No | Complete | 2012-05-07 | 2013-01-15 | 2013-02-01 | 2013-02-01
SRP10493 | SREC Solar | INGENITO |  | 7.5 | 0 | Residential | 1 | BRICK | 8724 | 18 | TRINITY HEATING AND AIR | JCP&L | No | Complete | 2012-05-07 | 2012-06-14 | 2012-06-26 | 2012-06-26
SRP10494 | SREC Solar | BARLOW |  | 8 | 0 | Residential | 1 | CINNAMINSON | 8077 | 13 | TRINITY HEATING AND AIR | PSE&G BPU | No | Complete | 2012-05-07 | 2012-06-29 | 2012-07-13 | 2012-07-13
SRP10495 | SREC Solar | GIL |  | 3.76 | 0 | Residential | 1 | PATERSON | 7502 | 6 | VIVINT SOLAR | PSE&G BPU | No | Complete | 2012-05-07 | 2013-04-25 | 2013-05-22 | 2013-05-22
SRP10496 | SREC Solar | SUCHYAN |  | 3.995 | 0 | Residential | 1 | EGG HARBOR TWP | 8234 | 19 | GREENPOINTE ENERGY | AC Electric | No | Complete | 2012-05-07 | 2013-04-22 | 2013-05-14 | 2013-05-14
SRP10497 | SREC Solar | QUIROZ |  | 9.66 | 0 | Residential | 0 | UNION | 7083 | 10 | SOLAR ENERGY WORLD-W | PSE&G BPU | No | Complete | 2012-05-07 | 2012-06-11 | 2012-06-26 | 2012-06-26
SRP10498 | SREC Solar | PARENTE |  | 9.81 | 0 | Residential | 1 | TOMS RIVER | 8755 | 18 | SEA BRIGHT SOLAR, LLC | JCP&L | No | Complete | 2012-05-07 | 2012-08-07 | 2012-08-20 | 2012-08-20
SRP10499 | SREC Solar | VAZQUEZ |  | 7.05 | 0 | Residential | 0 | CHESTER | 7885 | 3 | PARADIGM SERVICES | JCP&L | No | Complete | 2012-05-07 | 2013-12-02 | 2013-12-17 | 2013-12-17
SRP10500 | SREC Solar | BULLINGHAM |  | 4.945 | 0 | Residential | 0 | MILFORD | 8848 | 4 | CORBIN SOLAR SOLUTIONS, LLC | JCP&L | No | Complete | 2012-05-07 | 2012-08-07 | 2012-08-20 | 2012-08-20
SRP10501 | SREC Solar | SINHA |  | 6.24 | 0 | Residential | 1 | MONMOUTH JUNCTION | 8852 | 11 | 1ST LIGHT ENERGY, INC. | PSE&G BPU | No | Complete | 2012-05-07 | 2012-07-30 | 2012-08-08 | 2012-08-08
SRP10502 | SREC Solar | NOWACKI |  | 9.165 | 0 | Residential | 1 | VINCENTOWN | 8088 | 13 | AMPED ON SOLAR | PSE&G BPU | No | Complete | 2012-05-07 | 2012-08-27 | 2012-09-14 | 2012-09-14
SRP10503 | SREC Solar | ROBERTAZZI |  | 2.82 | 0 | Residential | 1 | NUTLEY | 7110 | 9 | VIVINT SOLAR | PSE&G BPU | No | Complete | 2012-05-07 | 2012-12-28 | 2013-01-18 | 2013-01-18
SRP10504 | SREC Solar | NICHOLS | THE SUDLER COMPANIES | 108.9 | 0 | Commercial | 1 | LAKEWOOD | 8701 | 18 | ALL STAR ELECTRIC | JCP&L | No | Complete | 2012-07-02 | 2012-07-13 | 2012-08-16 | 2012-08-16
SRP10506 | SREC Solar | KRETKOWSKI |  | 6.5 | 0 | Residential | 1 | FORKED RIVER | 8731 | 18 | TRINITY HEATING AND AIR | JCP&L | No | Complete | 2012-05-07 | 2012-07-03 | 2012-07-20 | 2012-07-20
SRP10507 | SREC Solar | SWANSON |  | 12.21 | 0 | Residential | 1 | MULLICA HILL | 8062 | 15 | TRINITY HEATING AND AIR | AC Electric | No | Complete | 2012-05-07 | 2012-09-11 | 2012-09-25 | 2012-09-25
SRP10508 | SREC Solar | HAZELL |  | 9.25 | 0 | Residential | 1 | CINNAMINSON | 8077 | 13 | TRINITY HEATING AND AIR | PSE&G BPU | No | Complete | 2012-05-07 | 2012-06-21 | 2012-07-05 | 2012-07-05
SRP10509 | SREC Solar | DANIELSON |  | 7.5 | 0 | Residential | 1 | BRICK | 8723 | 18 | TRINITY HEATING AND AIR | JCP&L | No | Complete | 2012-05-07 | 2012-07-25 | 2012-08-16 | 2012-08-16
SRP10510 | SREC Solar | BRANDT |  | 10.5 | 0 | Residential | 1 | ALLENTOWN | 8501 | 17 | TRINITY HEATING AND AIR | PSE&G BPU | No | Complete | 2012-05-07 | 2012-06-19 | 2012-06-26 | 2012-06-26
SRP10511 | SREC Solar | WELLINS |  | 2.35 | 0 | Residential | 1 | CLIFTON | 7012 | 6 | VIVINT SOLAR | PSE&G BPU | No | Complete | 2012-05-07 | 2012-12-27 | 2013-01-07 | 2013-01-07
SRP10512 | SREC Solar | CRANMER |  | 9.5 | 0 | Residential | 1 | JACKSON | 8753 | 18 | TRINITY HEATING AND AIR | JCP&L | No | Complete | 2012-05-07 | 2012-07-12 | 2012-07-23 | 2012-07-23
SRP10514 | SREC Solar | ROMAN |  | 2.22 | 0 | Residential | 0 | WILLIAMSTOWN | 8084 | 14 | TRINITY HEATING AND AIR | AC Electric | No | Complete | 2012-05-14 | 2013-02-05 | 2013-02-19 | 2013-02-19
SRP10515 | SREC Solar | DIFRANCESCO |  | 8.25 | 0 | Residential | 1 | FORKED RIVER | 8731 | 18 | TRINITY HEATING AND AIR | JCP&L | No | Complete | 2012-05-07 | 2012-06-27 | 2012-07-09 | 2012-07-09
SRP10517 | SREC Solar | PUGLISI |  | 8.225 | 0 | Residential | 1 | HOWELL | 7731 | 17 | SOLARCITY CORPORATION | JCP&L | No | Complete | 2012-05-07 | 2012-06-06 | 2012-06-21 | 2012-06-21
SRP10518 | SREC Solar | BAJZATH |  | 14.16 | 0 | Residential | 1 | YARDVILLE | 8620 | 12 | SOLARCITY CORPORATION | PSE&G BPU | No | Complete | 2012-05-07 | 2013-03-13 | 2013-04-05 | 2013-04-05
SRP10520 | SREC Solar | MELCHERT |  | 20.68 | 0 | Residential | 1 | ELMER | 8318 | 16 | SOLARCITY CORPORATION | AC Electric | No | Complete | 2012-05-07 | 2013-03-28 | 2013-04-17 | 2013-04-17
SRP10521 | SREC Solar | BATTLE |  | 5.28 | 0 | Residential | 1 | SICKLERVILLE | 8081 | 14 | RCL ENTERPRISES INC. | AC Electric | No | Complete | 2012-05-07 | 2012-11-06 | 2012-11-16 | 2012-11-16
SRP10522 | SREC Solar | BEATRICE |  | 6.9 | 0 | Residential | 1 | EGG HARBOR TWP | 8087 | 18 | ALLSEASON CONSTRUCTION | AC Electric | No | Complete | 2012-05-07 | 2012-08-21 | 2012-09-05 | 2012-09-05
SRP10523 | SREC Solar | WUTTKE |  | 7.59 | 0 | Residential | 1 | MYSTIC ISLANDS | 8087 | 18 | ALLSEASON CONSTRUCTION | AC Electric | No | Complete | 2012-05-07 | 2012-09-07 | 2012-09-17 | 2012-09-17
SRP10524 | SREC Solar | COHEN |  | 10.12 | 0 | Residential | 1 | LITTLE EGG HARBOR | 8087 | 18 | ALLSEASON CONSTRUCTION | AC Electric | No | Complete | 2012-05-07 | 2012-05-30 | 2012-06-08 | 2012-06-08
SRP10525 | SREC Solar | CRUZ |  | 7.68 | 0 | Residential | 1 | HAMMONTON | 8037 | 19 | ALLSEASON CONSTRUCTION | AC Electric | No | Complete | 2012-05-07 | 2012-09-19 | 2012-10-09 | 2012-10-09
SRP10526 | SREC Solar | WUBBENHORST |  | 4.7 | 0 | Residential | 1 | LEHT | 8087 | 18 | ALLSEASON CONSTRUCTION | AC Electric | No | Complete | 2012-05-07 | 2012-09-19 | 2012-10-04 | 2012-10-04
SRP10527 | SREC Solar | LEWIS |  | 5.76 | 0 | Residential | 1 | LAKEWOOD NJ | 8701 | 18 | ALLSEASON CONSTRUCTION | JCP&L | No | Complete | 2012-05-07 | 2013-02-12 | 2013-02-22 | 2013-02-22
SRP10528 | SREC Solar | GRAVES |  | 7.52 | 0 | Residential | 1 | PISCATAWAY | 8854 | 11 | VIVINT SOLAR | PSE&G BPU | No | Complete | 2012-05-07 | 2013-01-03 | 2013-01-09 | 2013-01-09
SRP10529 | SREC Solar | KLEIN |  | 5.06 | 0 | Residential | 1 | LEHT | 8087 | 18 | ALLSEASON CONSTRUCTION | AC Electric | No | Complete | 2012-05-07 | 2012-05-30 | 2012-06-08 | 2012-06-08
SRP10530 | SREC Solar | MAZZAGATTI |  | 9.945 | 0 | Residential | 1 | EGG HARBOR TWP | 8234 | 19 | RCL ENTERPRISES INC. | AC Electric | No | Complete | 2012-05-07 | 2012-08-16 | 2012-08-29 | 2012-08-29
SRP10532 | SREC Solar | RODKIN |  | 5.52 | 0 | Residential | 0 | TRENTON | 8611 | 12 | SOLAR ENERGY WORLD-W | PSE&G BPU | No | Complete | 2012-05-07 | 2013-05-01 | 2013-05-15 | 2013-05-15
SRP10533 | SREC Solar | IANNARONE |  | 7.52 | 0 | Residential | 1 | BRICK | 8724 | 18 | ENERGY SOLUTIONS OF NEW JERSEY LLC | JCP&L | No | Complete | 2012-09-20 | 2012-10-23 | 2012-11-09 | 2012-11-09
SRP10534 | SREC Solar | FERRERO |  | 9.6 | 0 | Residential | 1 | GLEN GARDNER | 8826 | 4 | SOLARCITY CORPORATION | JCP&L | No | Complete | 2012-05-07 | 2012-09-24 | 2012-10-16 | 2012-10-16
SRP10535 | SREC Solar | DEEGAN |  | 9.635 | 0 | Residential | 1 | MANCHESTER | 8759 | 18 | ENERGY SOLUTIONS OF NEW JERSEY LLC | JCP&L | No | Complete | 2012-05-14 | 2012-10-23 | 2012-11-09 | 2012-11-09
SRP10536 | SREC Solar | CONDON |  | 5.72 | 0 | Residential | 1 | EAST WINDSOR | 8520 | 12 | SOLARCITY CORPORATION | JCP&L | No | Complete | 2012-05-07 | 2012-08-24 | 2012-09-11 | 2012-09-11
SRP10537 | SREC Solar | STEVENS |  | 5.76 | 0 | Residential | 1 | WENONAH | 8090 | 15 | SOLARCITY CORPORATION | AC Electric | No | Complete | 2012-05-07 | 2012-11-02 | 2012-11-14 | 2012-11-14
SRP10538 | SREC Solar | REED |  | 5.52 | 0 | Residential | 1 | BRICK | 8724 | 18 | ENERGY SOLUTIONS OF NEW JERSEY LLC | JCP&L | No | Complete | 2012-05-07 | 2013-11-05 | 2013-11-07 | 2013-11-07
SRP10539 | SREC Solar | MOKE |  | 7.04 | 0 | Residential | 1 | JACKSON | 8527 | 18 | SOLARCITY CORPORATION | JCP&L | No | Complete | 2012-05-07 | 2012-08-23 | 2012-09-06 | 2012-09-06
SRP10540 | SREC Solar | JUREWICZ |  | 6.24 | 0 | Residential | 1 | NORTH BRUNSWICK | 8902 | 11 | SOLARCITY CORPORATION | PSE&G BPU | No | Complete | 2012-05-07 | 2013-01-08 | 2013-01-28 | 2013-01-28
SRP10542 | SREC Solar | CONTE |  | 7.92 | 0 | Residential | 1 | PRINCETON | 8540 | 12 | SOLARCITY CORPORATION | PSE&G BPU | No | Complete | 2012-06-11 | 2013-01-08 | 2013-01-28 | 2013-01-28
SRP10543 | SREC Solar | VAN HOUTEN |  | 10.56 | 0 | Residential | 1 | POINT PLEASANT | 8742 | 18 | SOLARCITY CORPORATION | JCP&L | No | Complete | 2012-05-07 | 2012-08-23 | 2012-09-06 | 2012-09-06
SRP10546 | SREC Solar | RING |  | 8.36 | 0 | Residential | 1 | SOUTHAMPTON | 8088 | 13 | SOLARCITY CORPORATION | PSE&G BPU | No | Complete | 2012-08-27 | 2012-12-14 | 2013-01-18 | 2013-01-18
SRP10548 | SREC Solar | TIMNEY |  | 9.36 | 0 | Residential | 0 | TINTON FALLS | 7724 | 17 | TRINITY HEATING AND AIR | JCP&L | No | Complete | 2012-05-07 | 2012-08-10 | 2012-08-21 | 2012-08-21
SRP10549 | SREC Solar | LOGAN |  | 5.28 | 0 | Residential | 0 | MORRIS PLAINS | 7950 | 3 | ASTRUM SOLAR, LLC | JCP&L | No | Complete | 2012-05-07 | 2012-10-09 | 2012-10-25 | 2012-10-25
SRP10550 | SREC Solar | WOJAS |  | 5 | 0 | Residential | 1 | MANVILLE | 8835 | 5 | TRINITY HEATING AND AIR | PSE&G BPU | No | Complete | 2012-05-07 | 2012-09-21 | 2012-10-16 | 2012-10-16
SRP10551 | SREC Solar | THOMAS |  | 6 | 0 | Residential | 1 | ROCKAWAY TWP | 7866 | 3 | TRINITY HEATING AND AIR | JCP&L | No | Complete | 2012-05-07 | 2012-07-20 | 2012-07-30 | 2012-07-30
SRP10552 | SREC Solar | LIMALDI |  | 8 | 0 | Residential | 1 | HOWELL | 7731 | 17 | TRINITY HEATING AND AIR | JCP&L | No | Complete | 2012-05-07 | 2012-07-18 | 2012-07-26 | 2012-07-26
SRP10553 | SREC Solar | KENT |  | 3 | 0 | Residential | 1 | TOMS RIVER | 8757 | 18 | TRINITY HEATING AND AIR | JCP&L | No | Complete | 2012-05-07 | 2012-07-18 | 2012-07-26 | 2012-07-26
SRP10554 | SREC Solar | CIMA |  | 3.995 | 0 | Residential | 1 | LODI | 7644 | 7 | VIVINT SOLAR | PSE&G BPU | No | Complete | 2012-05-07 | 2012-09-10 | 2012-09-19 | 2012-09-19
SRP10556 | SREC Solar | AVILES |  | 4.7 | 0 | Residential | 1 | PISCATAWAY | 8854 | 11 | VIVINT SOLAR | PSE&G BPU | No | Complete | 2012-05-07 | 2012-12-28 | 2013-01-09 | 2013-01-09
SRP10557 | SREC Solar | LEON |  | 9.4 | 0 | Residential | 1 | BELLEVILLE | 7109 | 9 | VIVINT SOLAR | PSE&G BPU | No | Complete | 2012-05-07 | 2012-12-28 | 2013-01-09 | 2013-01-09
SRP10558 | SREC Solar | NEILING |  | 5 | 0 | Residential | 0 | PENNSVILLE | 8070 | 16 | SUNNYMAC, LLC | AC Electric | No | Complete | 2012-05-07 | 2012-07-20 | 2012-07-30 | 2012-07-30
SRP10559 | SREC Solar | AMATULLI |  | 10.8 | 0 | Residential | 0 | JACKSON | 8527 | 18 | SOLAR ENERGY WORLD-W | JCP&L | No | Complete | 2012-05-07 | 2012-05-23 | 2012-06-04 | 2012-06-04
SRP10560 | SREC Solar | MAHONEY |  | 8.085 | 0 | Residential | 1 | SMITHVILLE | 8201 | 19 | GEOSCAPE SOLAR | AC Electric | No | Complete | 2012-05-07 | 2013-01-02 | 2013-01-15 | 2013-01-15
SRP10561 | SREC Solar | MANTINEO |  | 9.12 | 0 | Residential | 0 | SADDLEBROOK | 7663 | 7 | SOLAR ENERGY WORLD-W | PSE&G BPU | No | Complete | 2012-05-07 | 2012-06-06 | 2012-06-18 | 2012-06-18
SRP10562 | SREC Solar | PANARIELLO |  | 9.2 | 0 | Residential | 0 | WEST MILFORD | 7480 | 6 | SOLAR ENERGY WORLD-W | Orange & Rockland Elec | No | Complete | 2012-05-07 | 2012-05-22 | 2012-06-26 | 2012-06-26
SRP10564 | SREC Solar | CANTWELL |  | 8.6 | 0 | Residential | 1 | BURLINGTON TWP | 8016 | 13 | SOLARCITY CORPORATION | PSE&G BPU | No | Complete | 2012-05-07 | 2012-09-24 | 2012-11-29 | 2012-11-29
SRP10565 | SREC Solar | PATEL |  | 4.3 | 0 | Residential | 1 | PISCATAWAY | 8854 | 11 | SOLARCITY CORPORATION | PSE&G BPU | No | Complete | 2012-05-07 | 2012-09-13 | 2013-04-24 | 2013-04-24
SRP10566 | SREC Solar | COLLINS |  | 5.405 | 0 | Residential | 1 | RUMSON | 7760 | 17 | SOLARCITY CORPORATION | JCP&L | No | Complete | 2012-05-07 | 2012-06-19 | 2012-06-28 | 2012-06-28
SRP10567 | SREC Solar | GREEN |  | 7.92 | 0 | Residential | 1 | JACKSON | 8527 | 18 | SOLARCITY CORPORATION | JCP&L | No | Complete | 2012-05-07 | 2012-08-22 | 2012-08-27 | 2012-08-27
SRP10568 | SREC Solar | SENSI |  | 12.96 | 0 | Residential | 1 | COLUMBUS | 8022 | 13 | SOLARCITY CORPORATION | PSE&G BPU | No | Complete | 2012-05-07 | 2012-12-06 | 2012-12-20 | 2012-12-20
SRP10569 | SREC Solar | CABURIS |  | 8.82 | 0 | Residential | 1 | HOWELL | 7731 | 17 | ROOF DIAGNOSTICS INC | JCP&L | No | Complete | 2012-05-07 | 2012-11-06 | 2012-11-14 | 2012-11-14
SRP10571 | SREC Solar | FOTI |  | 7.35 | 0 | Residential | 1 | WOODBRIDGE | 7095 | 11 | ROOF DIAGNOSTICS INC | PSE&G BPU | No | Complete | 2012-05-07 | 2012-09-28 | 2012-10-22 | 2012-10-22
SRP10572 | SREC Solar | JOSEPH |  | 13.5 | 0 | Residential | 0 | HEWITT | 7421 | 6 | SOLAR ENERGY WORLD-W | Orange & Rockland Elec | No | Complete | 2012-05-07 | 2012-09-07 | 2012-10-02 | 2012-10-02
SRP10573 | SREC Solar | WALL | N ARLINGTON SCHUYLER AVE FIRE HOU | 8.75 | 0 | Non Profit | 0 | NORTH ARLINGTON | 7031 | 7 | ALTERIS RENEWABLES DBA RGS ENERGY | PSE&G BPU | No | Complete | 2012-05-07 | 2012-09-07 | 2012-09-17 | 2012-09-17
SRP10574 | SREC Solar | WALKER |  | 12 | 0 | Residential | 1 | HAMMERSVILLE | 8079 | 16 | RCL ENTERPRISES INC. | AC Electric | No | Complete | 2012-05-07 | 2012-10-16 | 2012-11-02 | 2012-11-02
SRP10575 | SREC Solar | ESCHINGER |  | 9.6 | 0 | Residential | 1 | COLTS NECK | 7722 | 17 | ROOF DIAGNOSTICS INC | JCP&L | No | Complete | 2012-05-07 | 2012-12-06 | 2012-12-12 | 2012-12-12
SRP10576 | SREC Solar | HELM |  | 7.59 | 0 | Residential | 1 | WARETOWN | 8758 | 18 | ENERGY SOLUTIONS OF NEW JERSEY LLC | JCP&L | No | Complete | 2012-05-07 | 2013-12-02 | 2013-12-18 | 2013-12-18
SRP10578 | SREC Solar | HARDY |  | 11.25 | 0 | Residential | 1 | SOUTHAMPTON | 8088 | 13 | TRINITY HEATING AND AIR | PSE&G BPU | No | Complete | 2012-05-07 | 2012-07-02 | 2012-07-24 | 2012-07-24
SRP10579 | SREC Solar | SENGEBUSH |  | 10.56 | 0 | Residential | 1 | LAKE HOPATCONG | 7849 | 3 | SOLARCITY CORPORATION | JCP&L | No | Complete | 2012-05-14 | 2012-08-10 | 2012-10-02 | 2012-10-02
SRP10581 | SREC Solar | KAPLAN |  | 11.02 | 0 | Residential | 1 | JACKSON | 8527 | 18 | RCL ENTERPRISES INC. | JCP&L | No | Complete | 2012-05-14 | 2012-07-23 | 2012-08-06 | 2012-08-06
SRP10582 | SREC Solar | HOPELY |  | 24.48 | 0 | Residential | 1 | EGG HARBOR | 8234 | 19 | RCL ENTERPRISES INC. | AC Electric | No | Complete | 2012-05-14 | 2012-08-14 | 2012-08-23 | 2012-08-23
SRP10583 | SREC Solar | ANBARASAN | DENI REALTY, LLC | 22.08 | 0 | Commercial | 0 | JERSEY CITY | 7305 | 8 | AA RICHARDS HEATING & COOLING | PSE&G BPU | No | Complete | 2012-05-14 | 2012-07-10 | 2012-07-23 | 2012-07-23
SRP10584 | SREC Solar | MELNIK |  | 5.39 | 0 | Residential | 1 | GALLOWAY | 8205 | 19 | ROOF DIAGNOSTICS INC | AC Electric | No | Complete | 2012-05-14 | 2012-12-10 | 2012-12-20 | 2012-12-20
SRP10585 | SREC Solar | SANCHEZ |  | 7.52 | 0 | Residential | 1 | CLIFTON | 7011 | 6 | VIVINT SOLAR | PSE&G BPU | No | Complete | 2012-05-14 | 2013-01-02 | 2013-01-17 | 2013-01-17
SRP10586 | SREC Solar | DEFLURI |  | 5.88 | 0 | Residential | 1 | BRICK | 8724 | 18 | ROOF DIAGNOSTICS INC | JCP&L | No | Complete | 2012-05-14 | 2012-10-17 | 2012-11-06 | 2012-11-06
SRP10589 | SREC Solar | RIVAS |  | 5.17 | 0 | Residential | 1 | PISCATAWAY | 8854 | 11 | VIVINT SOLAR | PSE&G BPU | No | Complete | 2012-05-14 | 2013-01-02 | 2013-01-17 | 2013-01-17
SRP10590 | SREC Solar | PORTH |  | 16.17 | 0 | Residential | 1 | JACKSON | 8527 | 18 | ROOF DIAGNOSTICS INC | JCP&L | No | Complete | 2012-06-11 | 2013-07-24 | 2013-07-29 | 2013-07-29
SRP10591 | SREC Solar | HAMILTON |  | 8.225 | 0 | Residential | 1 | PISCATAWAY | 8854 | 11 | VIVINT SOLAR | PSE&G BPU | No | Complete | 2012-05-14 | 2012-12-28 | 2013-01-09 | 2013-01-09
SRP10592 | SREC Solar | ROSSELL |  | 3.675 | 0 | Residential | 1 | JAMESBURG | 8831 | 11 | ROOF DIAGNOSTICS INC | JCP&L | No | Complete | 2012-05-14 | 2012-11-06 | 2012-12-17 | 2012-12-17
SRP10593 | SREC Solar | UMBACH |  | 3.995 | 0 | Residential | 1 | CLIFTON | 7013 | 6 | VIVINT SOLAR | PSE&G BPU | No | Complete | 2012-05-14 | 2012-12-27 | 2013-01-28 | 2013-01-28
SRP10594 | SREC Solar | FITZGERALD |  | 8.575 | 0 | Residential | 1 | TOMS RIVER | 8755 | 18 | ROOF DIAGNOSTICS INC | JCP&L | No | Complete | 2012-05-14 | 2012-09-14 | 2012-11-02 | 2012-11-02
SRP10595 | SREC Solar | ORDILLE |  | 9.84 | 0 | Residential | 1 | HAMMONTON | 8037 | 19 | GO SOLAR ELECTRIC, LLC | AC Electric | No | Complete | 2012-05-14 | 2012-11-06 | 2012-11-16 | 2012-11-16
SRP10597 | SREC Solar | BRANCATO |  | 6.86 | 0 | Residential | 1 | BRICK | 8723 | 18 | ROOF DIAGNOSTICS INC | JCP&L | No | Complete | 2012-05-14 | 2012-10-17 | 2012-11-06 | 2012-11-06
SRP10598 | SREC Solar | PLANT |  | 4.7 | 0 | Residential | 1 | BEACHWOOD | 8722 | 18 | ROOF DIAGNOSTICS INC | JCP&L | No | Complete | 2012-05-14 | 2012-06-19 | 2012-06-28 | 2012-06-28
SRP10599 | SREC Solar | TOCCI |  | 6.86 | 0 | Residential | 1 | TOMS RIVER | 8757 | 18 | ROOF DIAGNOSTICS INC | JCP&L | No | Complete | 2012-05-14 | 2012-11-15 | 2012-11-21 | 2012-11-21
SRP10600 | SREC Solar | BENNARDO |  | 8.64 | 0 | Residential | 1 | MANCHESTER | 8759 | 18 | ACOS ENERGY, LLC | JCP&L | No | Complete | 2012-05-14 | 2012-07-19 | 2012-07-30 | 2012-07-30
SRP10601 | SREC Solar | PALMIERI |  | 3.995 | 0 | Residential | 1 | PISCATAWAY | 8854 | 11 | VIVINT SOLAR | PSE&G BPU | No | Complete | 2012-05-14 | 2013-01-16 | 2013-02-06 | 2013-02-06
SRP10602 | SREC Solar | CENTANNI |  | 7.2 | 0 | Residential | 1 | MANCHESTER | 8759 | 18 | ACOS ENERGY, LLC | JCP&L | No | Complete | 2012-05-14 | 2012-07-03 | 2012-07-18 | 2012-07-18
SRP10603 | SREC Solar | MORGANTI |  | 9.12 | 0 | Residential | 1 | MAYS LANDING | 8330 | 19 | ACOS ENERGY, LLC | AC Electric | No | Complete | 2012-05-14 | 2012-11-06 | 2012-11-16 | 2012-11-16
SRP10604 | SREC Solar | ELIAS |  | 7.2 | 0 | Residential | 1 | MANCHESTER | 8759 | 18 | ACOS ENERGY, LLC | JCP&L | No | Complete | 2012-05-14 | 2012-07-20 | 2012-07-30 | 2012-07-30
SRP10605 | SREC Solar | ZABALLERO |  | 6.63 | 0 | Residential | 1 | PISCATAWAY | 8854 | 11 | VERENGO SOLAR | PSE&G BPU | No | Complete | 2012-05-14 | 2013-04-11 | 2013-05-02 | 2013-05-02
SRP10606 | SREC Solar | POALETTI |  | 13.395 | 0 | Residential | 0 | MOORESTOWN | 8057 | 13 | SUN SAVER SOLAR SYSTEMS 2 | PSE&G BPU | No | Complete | 2012-05-14 | 2012-08-16 | 2012-08-31 | 2012-08-31
SRP10607 | SREC Solar | GIANNI |  | 5.76 | 0 | Residential | 1 | BARNEGAT TWP | 8005 | 18 | SOLARCITY CORPORATION | JCP&L | No | Complete | 2012-05-14 | 2012-07-30 | 2012-08-08 | 2012-08-08
SRP10608 | SREC Solar | PONATO |  | 8.415 | 0 | Residential | 1 | JACKSON | 8527 | 18 | VERENGO SOLAR | JCP&L | No | Complete | 2012-05-14 | 2013-03-04 | 2013-03-14 | 2013-03-14
SRP10609 | SREC Solar | VASHI |  | 6.48 | 0 | Residential | 1 | TOWACO | 7082 | 3 | SOLARCITY CORPORATION | JCP&L | No | Complete | 2012-05-14 | 2012-09-26 | 2012-10-18 | 2012-10-18
SRP10610 | SREC Solar | HERCEL | LIBERTY SCIENCE CENTER | 574.08 | 0 | Commercial | 0 | JERSEY CITY | 7305 | 8 | RAY ANGELINI, INC. | PSE&G BPU | No | Complete | 2012-05-14 | 2013-05-29 | 2013-05-31 | 2013-05-31
SRP10611 | SREC Solar | FAMULARO |  | 9.36 | 0 | Residential | 1 | OXFORD | 7863 | 2 | SOLARCITY CORPORATION | JCP&L | No | Complete | 2012-05-14 | 2013-01-04 | 2013-01-21 | 2013-01-21
SRP10612 | SREC Solar | KWONG |  | 5.544 | 0 | Residential | 0 | EAST HANOVER | 7936 | 3 | SOLAR ENERGY WORLD-W | JCP&L | No | Complete | 2012-05-14 | 2012-05-23 | 2012-06-04 | 2012-06-04
SRP10614 | SREC Solar | MORAN | BJ'S WHOLESALE CLUB (LINDEN) | 720.72 | 0 | Commercial | 1 | LINDEN | 7036 | 10 | PRO-TECH ENERGY SOLUTIONS | PSE&G BPU | No | Complete | 2012-05-14 | 2012-08-16 | 2012-08-22 | 2012-08-22
SRP10615 | SREC Solar | PYLKKANEN-AHMAD |  | 3.055 | 0 | Residential | 1 | MILLBURN | 7041 | 9 | ALTERNATIVE LIGHT & ENERGY SOLUTIONS LLC | JCP&L | No | Complete | 2012-05-14 | 2012-08-24 | 2012-09-05 | 2012-09-05
SRP10616 | SREC Solar | SLATTERY |  | 7.44 | 0 | Residential | 1 | MANCHESTER | 8759 | 18 | ACOS ENERGY, LLC | JCP&L | No | Complete | 2012-05-14 | 2012-07-19 | 2012-07-30 | 2012-07-30
SRP10617 | SREC Solar | CAVALIER | GREEN THUMB DAYCARE | 7.755 | 0 | Commercial | 0 | BARNEGAT | 8005 | 18 | NJ SENSIBLE SOLAR | JCP&L | No | Complete | 2012-05-14 | 2012-09-10 | 2012-09-14 | 2012-09-14
SRP10618 | SREC Solar | RUBIN |  | 8.925 | 0 | Residential | 1 | METUCHEN | 8840 | 11 | INDEPENDENT SOLAR | PSE&G BPU | No | Complete | 2012-05-14 | 2012-09-07 | 2012-10-02 | 2012-10-02
SRP10619 | SREC Solar | BECKER-PROCACCINO |  | 9.75 | 0 | Residential | 1 | STRATHMERE | 8248 | 21 | ASTRUM SOLAR, LLC | AC Electric | No | Complete | 2012-05-14 | 2013-04-25 | 2013-05-08 | 2013-05-08
SRP10620 | SREC Solar | MILLER | CENTENARY COLLEGE | 211.51 | 0 | School Other | 1 | HACKETTSTOWN | 7840 | 2 | DYNAMIC SOLAR, LLC- WAYNE | JCP&L | No | Complete | 2012-05-14 | 2013-02-06 | 2013-02-22 | 2013-02-22
SRP10622 | SREC Solar | KIM |  | 5.06 | 0 | Residential | 1 | ENGLEWOOD CLIFFS | 7632 | 7 | ONE SOURCE ENERGY SOLUTIONS | PSE&G BPU | No | Complete | 2012-05-14 | 2012-09-18 | 2012-10-09 | 2012-10-09
SRP10623 | SREC Solar | SHULESKI |  | 1.41 | 0 | Residential | 0 | HILLSBOROUGH | 8844 | 5 | VARA NRG LLC | PSE&G BPU | No | Complete | 2012-05-14 | 2012-06-25 | 2012-07-05 | 2012-07-05
SRP10624 | SREC Solar | COLLINS |  | 8.82 | 0 | Residential | 1 | MONROEVILLE | 8343 | 16 | ROOF DIAGNOSTICS INC | AC Electric | No | Complete | 2012-05-14 | 2012-12-06 | 2012-12-11 | 2012-12-11
SRP10625 | SREC Solar | MAGAHAN |  | 6.37 | 0 | Residential | 1 | BAYVILLE | 8721 | 18 | ROOF DIAGNOSTICS INC | JCP&L | No | Complete | 2012-05-14 | 2012-10-25 | 2012-11-08 | 2012-11-08
SRP10627 | SREC Solar | GRINER |  | 7.44 | 0 | Residential | 1 | BRIDGETON | 8302 | 20 | RCL ENTERPRISES INC. | AC Electric | No | Complete | 2012-05-14 | 2012-09-26 | 2012-10-18 | 2012-10-18
SRP10628 | SREC Solar | HAMILTON |  | 7.595 | 0 | Residential | 1 | NEPTUNE | 7753 | 17 | ROOF DIAGNOSTICS INC | JCP&L | No | Complete | 2012-05-14 | 2012-09-19 | 2012-10-03 | 2012-10-03
SRP10629 | SREC Solar | CASACELI |  | 7.05 | 0 | Residential | 1 | HOWELL | 7731 | 17 | ROOF DIAGNOSTICS INC | JCP&L | No | Complete | 2012-05-14 | 2012-06-28 | 2012-07-17 | 2012-07-17
SRP10630 | SREC Solar | LARSEN |  | 9.9 | 0 | Residential | 0 | TINTON FALLS | 7724 | 17 | SELF INSTALL | JCP&L | No | Complete | 2012-05-14 | 2012-09-19 | 2012-10-03 | 2012-10-03
SRP10631 | SREC Solar | WAWRZYNIAK |  | 5.76 | 0 | Residential | 1 | SALEM | 8079 | 16 | RCL ENTERPRISES INC. | AC Electric | No | Complete | 2012-05-14 | 2012-12-14 | 2012-12-21 | 2012-12-21
SRP10632 | SREC Solar | SPOLTORE |  | 11.52 | 0 | Residential | 1 | CLERMONT | 8210 | 21 | RCL ENTERPRISES INC. | AC Electric | No | Complete | 2012-05-14 | 2013-11-06 | 2013-11-13 | 2013-11-13
SRP10633 | SREC Solar | SPOLTORE |  | 9.36 | 0 | Residential | 1 | EGG HARBOR TWP | 8234 | 19 | RCL ENTERPRISES INC. | AC Electric | No | Complete | 2012-05-14 | 2012-08-27 | 2012-09-13 | 2012-09-13
SRP10634 | SREC Solar | HABERMAN |  | 8.46 | 0 | Residential | 1 | JACKSON | 8527 | 18 | ROOF DIAGNOSTICS INC | JCP&L | No | Complete | 2012-05-14 | 2012-05-30 | 2012-06-08 | 2012-06-08
SRP10635 | SREC Solar | DESANTIS |  | 6.58 | 0 | Residential | 1 | WEST LONG BRANCH | 7764 | 17 | ROOF DIAGNOSTICS INC | JCP&L | No | Complete | 2012-05-14 | 2012-05-30 | 2012-06-13 | 2012-06-13
SRP10636 | SREC Solar | MILLER | CENTENARY COLLEGE | 78 | 0 | School Other | 1 | LONG VALLEY | 7853 | 3 | DYNAMIC SOLAR, LLC- WAYNE | JCP&L | No | Complete | 2012-05-14 | 2013-02-06 | 2013-02-20 | 2013-02-20
SRP10637 | SREC Solar | OFFENBERGER |  | 7.36 | 0 | Residential | 0 | CEDARBROOK | 8018 | 14 | SOLAR ENERGY WORLD-W | AC Electric | No | Complete | 2012-05-14 | 2013-04-30 | 2013-05-14 | 2013-05-14
SRP10638 | SREC Solar | DEPALMA |  | 7.5 | 0 | Residential | 1 | LAKEWOOD | 8701 | 18 | TRINITY HEATING AND AIR | JCP&L | No | Complete | 2012-05-14 | 2012-06-14 | 2012-07-10 | 2012-07-10
SRP10639 | SREC Solar | JONES |  | 5.635 | 0 | Residential | 1 | LONG BRANCH | 7740 | 17 | ROOF DIAGNOSTICS INC | JCP&L | No | Complete | 2012-05-14 | 2012-09-26 | 2012-10-11 | 2012-10-11
SRP10640 | SREC Solar | BLADES |  | 12.25 | 0 | Residential | 1 | YARDVILLE | 8620 | 12 | TRINITY HEATING AND AIR | PSE&G BPU | No | Complete | 2012-05-14 | 2012-07-12 | 2012-07-23 | 2012-07-23
SRP10641 | SREC Solar | ADAMS |  | 7.75 | 0 | Residential | 1 | BROWNS MILLS | 8015 | 13 | TRINITY HEATING AND AIR | JCP&L | No | Complete | 2012-05-14 | 2012-07-02 | 2012-07-18 | 2012-07-18
SRP10642 | SREC Solar | KOTSCHESSA |  | 5.75 | 0 | Residential | 1 | BEACHWOOD | 8722 | 18 | TRINITY HEATING AND AIR | JCP&L | No | Complete | 2012-05-14 | 2012-07-13 | 2012-07-26 | 2012-07-26
SRP10643 | SREC Solar | TURNER |  | 15 | 0 | Residential | 1 | BRICK | 8724 | 18 | TRINITY HEATING AND AIR | JCP&L | No | Complete | 2012-05-14 | 2012-06-05 | 2012-06-15 | 2012-06-15
SRP10644 | SREC Solar | CASALE |  | 12 | 0 | Residential | 1 | BAYVILLE | 8721 | 18 | TRINITY HEATING AND AIR | JCP&L | No | Complete | 2012-05-14 | 2012-08-07 | 2012-08-20 | 2012-08-20
SRP10645 | SREC Solar | MILLER | CENTENARY COLLEGE | 45.5 | 0 | School Other | 1 | LONG VALLEY | 7853 | 3 | DYNAMIC SOLAR, LLC- WAYNE | JCP&L | No | Complete | 2012-05-14 | 2013-02-06 | 2013-04-23 | 2013-04-23
SRP10646 | SREC Solar | CARTER |  | 12.5 | 0 | Residential | 1 | NEW EGYPT | 8533 | 18 | TRINITY HEATING AND AIR | JCP&L | No | Complete | 2012-05-14 | 2012-08-06 | 2012-08-16 | 2012-08-16
SRP10647 | SREC Solar | TIGER |  | 15.696 | 0 | Residential | 1 | BASKING RIDGE | 7920 | 5 | GREEN POWER ENERGY LLC | JCP&L | No | Complete | 2012-05-14 | 2012-07-23 | 2012-08-06 | 2012-08-06
SRP10648 | SREC Solar | STUSSI-LETTERA |  | 3.5 | 0 | Residential | 1 | MANAHAWKIN | 8050 | 18 | TRINITY HEATING AND AIR | AC Electric | No | Complete | 2012-05-14 | 2012-06-29 | 2012-07-13 | 2012-07-13
SRP10650 | SREC Solar | RAICS |  | 7 | 0 | Residential | 1 | FRENCHTOWN | 8825 | 4 | TRINITY HEATING AND AIR | JCP&L | No | Complete | 2012-05-14 | 2012-09-26 | 2012-10-11 | 2012-10-11
SRP10651 | SREC Solar | JONES |  | 5.635 | 0 | Residential | 1 | HOWELL | 7731 | 17 | ROOF DIAGNOSTICS INC | JCP&L | No | Complete | 2012-05-14 | 2012-11-06 | 2012-11-16 | 2012-11-16
SRP10652 | SREC Solar | COE |  | 5.405 | 0 | Residential | 1 | BAYVILLE | 8721 | 18 | ROOF DIAGNOSTICS INC | JCP&L | No | Complete | 2012-05-14 | 2012-09-26 | 2012-11-09 | 2012-11-09
SRP10653 | SREC Solar | MOORE |  | 9.6 | 0 | Residential | 0 | MOUNTAINSIDE | 7092 | 10 | SOLAR ENERGY WORLD-W | PSE&G BPU | No | Complete | 2012-05-14 | 2012-09-19 | 2012-10-03 | 2012-10-03
SRP10654 | SREC Solar | O' HARA |  | 9.6 | 0 | Residential | 1 | SMITHVILLE | 8205 | 19 | SOLARCITY CORPORATION | AC Electric | No | Complete | 2012-05-14 | 2012-12-07 | 2012-12-20 | 2012-12-20
SRP10655 | SREC Solar | HALLANAN |  | 4.14 | 0 | Residential | 0 | JERSEY CITY | 7310 | 8 | SOLAR ENERGY WORLD-W | PSE&G BPU | No | Complete | 2012-05-14 | 2012-09-28 | 2012-10-12 | 2012-10-12
SRP10656 | SREC Solar | GETZ |  | 7.92 | 0 | Residential | 1 | SWEDESBORO | 8085 | 15 | ROOF DIAGNOSTICS INC | AC Electric | No | Complete | 2012-05-14 | 2012-06-07 | 2012-06-20 | 2012-06-20
SRP10657 | SREC Solar | LEE |  | 13.8 | 0 | Residential | 1 | ROCKAWAY | 7866 | 3 | POWER SOLAR LLC | JCP&L | No | Complete | 2012-05-14 | 2012-09-21 | 2012-10-12 | 2012-10-12
SRP10659 | SREC Solar | FLYNN |  | 10 | 0 | Residential | 1 | BLACKWOOD | 8012 | 14 | TRINITY HEATING AND AIR | PSE&G BPU | No | Complete | 2012-05-14 | 2012-09-14 | 2012-09-25 | 2012-09-25
SRP10660 | SREC Solar | GILLEN |  | 11.76 | 0 | Residential | 1 | ATCO | 8004 | 14 | SOLAR SOLUTIONS LLC | AC Electric | No | Complete | 2012-05-14 | 2013-02-05 | 2013-02-14 | 2013-02-14
SRP10661 | SREC Solar | MARTER |  | 6.12 | 0 | Residential | 1 | FLORENCE | 8518 | 13 | AMPED ON SOLAR | PSE&G BPU | No | Complete | 2012-05-14 | 2012-10-02 | 2012-10-18 | 2012-10-18
SRP10662 | SREC Solar | FARRELL |  | 7.848 | 0 | Residential | 1 | TOMS RIVER | 8753 | 18 | AMERICAN RENEWABLE ENERGY, INC | JCP&L | No | Complete | 2012-05-14 | 2012-07-27 | 2012-08-10 | 2012-08-10
SRP10663 | SREC Solar | CITIZENS | ASSOC FOR RETARDED CITIZENS | 10.34 | 0 | Residential | 1 | GOSHEN | 8218 | 21 | TRINITY HEATING AND AIR | AC Electric | No | Complete | 2012-05-14 | 2012-11-09 | 2012-11-21 | 2012-11-21
SRP10664 | SREC Solar | WAN |  | 6.54 | 0 | Residential | 1 | ENGLEWOOD CLIFFS | 7632 | 7 | AMERICAN RENEWABLE ENERGY, INC | PSE&G BPU | No | Complete | 2012-05-14 | 2012-08-27 | 2012-09-14 | 2012-09-14
SRP10665 | SREC Solar | MCMANUS | BRIELLE BOARD OF EDUCATION | 272.16 | 0 | School Public K-12 | 1 | BRIELLE | 8730 | 17 | DOBCO SOLAR & ELECTRIC LLC | JCP&L | No | Complete | 2012-05-14 | 2012-10-05 | 2012-11-09 | 2012-11-09
SRP10666 | SREC Solar | GARVEY |  | 7.35 | 0 | Residential | 1 | WEST CREEK | 8092 | 18 | ROOF DIAGNOSTICS INC | AC Electric | No | Complete | 2012-05-14 | 2012-09-28 | 2012-10-22 | 2012-10-22
SRP10667 | SREC Solar | MELKOTE |  | 8.64 | 0 | Residential | 1 | BASKING RIDGE | 7920 | 5 | 1ST LIGHT ENERGY, INC. | JCP&L | No | Complete | 2012-05-14 | 2012-10-23 | 2012-11-14 | 2012-11-14
SRP10668 | SREC Solar | MANNING |  | 10 | 0 | Residential | 1 | OLD BRIDGE | 8857 | 11 | ASTRUM SOLAR, LLC | JCP&L | No | Complete | 2012-05-14 | 2012-10-09 | 2012-10-25 | 2012-10-25
SRP10669 | SREC Solar | MUSTARO | SOCIETY MARIA SS DEL BONCAMINO PK | 20.93 | 0 | Commercial | 1 | N. BERGEN | 7047 | 8 | AMBERJACK SOLAR ENERGY | PSE&G BPU | No | Complete | 2012-05-14 | 2012-10-17 | 2012-11-07 | 2012-11-07
SRP10670 | SREC Solar | GIACOMETTI |  | 6.37 | 0 | Residential | 1 | IRVINGTON | 7111 | 9 | 1ST LIGHT ENERGY, INC. | PSE&G BPU | No | Complete | 2012-05-14 | 2013-05-08 | 2013-05-23 | 2013-05-23
SRP10671 | SREC Solar | GOYAL |  | 7 | 0 | Residential | 1 | OLD BRIDGE | 8857 | 11 | ASTRUM SOLAR, LLC | JCP&L | No | Complete | 2012-05-14 | 2012-10-09 | 2012-10-25 | 2012-10-25
SRP10672 | SREC Solar | TOKARCZYK |  | 7.755 | 0 | Residential | 1 | BORDENTOWN | 8505 | 13 | AMPED ON SOLAR | PSE&G BPU | No | Complete | 2012-05-14 | 2012-08-16 | 2012-08-24 | 2012-08-24
SRP10673 | SREC Solar | ALGAZE |  | 6.72 | 0 | Residential | 1 | FORDS | 8863 | 11 | GONE GREEN TECHNOLOGIES | PSE&G BPU | No | Complete | 2012-05-14 | 2012-09-19 | 2012-10-08 | 2012-10-08
SRP10674 | SREC Solar | GILLIGAN |  | 8.4 | 0 | Residential | 1 | BRICK | 8723 | 18 | RELIABLE POWER SERVICES, INC. | JCP&L | No | Complete | 2012-05-14 | 2012-06-28 | 2012-07-20 | 2012-07-20
SRP10675 | SREC Solar | GORGLIONE |  | 10.12 | 0 | Residential | 0 | BORDENTOWN | 8504 | 5 | SOLAR ENERGY WORLD-W | PSE&G BPU | No | Complete | 2012-05-14 | 2012-06-05 | 2012-07-24 | 2012-07-24
SRP10677 | SREC Solar | NADIMPALLY |  | 6.02 | 0 | Residential | 1 | EDISON | 8820 | 11 | A-TOP ALTERNATIVE ENERGY | PSE&G BPU | No | Complete | 2012-05-14 | 2012-11-21 | 2012-12-11 | 2012-12-11
SRP10678 | SREC Solar | MEHOFUZ |  | 5.28 | 0 | Residential | 1 | PATERSON | 7502 | 6 | A-TOP ALTERNATIVE ENERGY | PSE&G BPU | No | Complete | 2012-05-14 | 2013-02-05 | 2013-02-19 | 2013-02-19
SRP10679 | SREC Solar | LOWENFELS |  | 6.24 | 0 | Residential | 1 | TOMS RIVER | 8755 | 18 | A-TOP ALTERNATIVE ENERGY | JCP&L | No | Complete | 2012-05-14 | 2012-12-03 | 2012-12-07 | 2012-12-07
SRP10680 | SREC Solar | GULIZIO |  | 4.6 | 0 | Residential | 1 | MIDDLETOWN | 7748 | 17 | RELIABLE POWER SERVICES, INC. | JCP&L | No | Complete | 2012-05-14 | 2012-06-11 | 2012-06-26 | 2012-06-26
SRP10681 | SREC Solar | DOUGLAS |  | 9.635 | 0 | Residential | 1 | BRICK | 8724 | 18 | RELIABLE POWER SERVICES, INC. | JCP&L | No | Complete | 2012-05-14 | 2012-06-11 | 2012-06-28 | 2012-06-28
SRP10682 | SREC Solar | RUSSELL |  | 8 | 0 | Residential | 1 | HOWELL | 7731 | 17 | TRINITY HEATING AND AIR | JCP&L | No | Complete | 2012-05-14 | 2012-08-20 | 2012-08-29 | 2012-08-29
SRP10683 | SREC Solar | AUER |  | 4.312 | 0 | Residential | 1 | WESTWOOD | 7675 | 7 | SOLAR ENERGY WORLD-W | PSE&G BPU | No | Complete | 2012-05-14 | 2012-06-12 | 2012-06-26 | 2012-06-26
SRP10684 | SREC Solar | RAHILL |  | 6.815 | 0 | Residential | 1 | MIDDLETOWN | 7748 | 17 | ROOF DIAGNOSTICS INC | JCP&L | No | Complete | 2012-05-14 | 2012-06-28 | 2012-07-18 | 2012-07-18
SRP10685 | SREC Solar | BROWN |  | 13.77 | 0 | Residential | 1 | WALL | 7719 | 17 | ROOF DIAGNOSTICS INC | JCP&L | No | Complete | 2012-05-14 | 2012-09-28 | 2012-11-02 | 2012-11-02
SRP10686 | SREC Solar | MCCOY |  | 8.575 | 0 | Residential | 1 | HAZLET | 7730 | 17 | SEA BRIGHT SOLAR, LLC | JCP&L | No | Complete | 2012-05-14 | 2012-12-06 | 2012-12-12 | 2012-12-12
SRP10687 | SREC Solar | MARCUS |  | 8.82 | 0 | Residential | 1 | MORGANVILLE | 7751 | 17 | ROOF DIAGNOSTICS INC | JCP&L | No | Complete | 2012-05-14 | 2012-08-06 | 2012-08-16 | 2012-08-16
SRP10688 | SREC Solar | LOBUONO |  | 2.58 | 0 | Commercial | 0 | SPRING LAKE HEIGHTS | 7762 | 17 | MID-STATE SOLAR | JCP&L | No | Complete | 2012-05-14 | 2013-12-12 | 2014-01-02 | 2014-01-02
SRP10689 | SREC Solar | BONANNO |  | 7.2 | 0 | Residential | 1 | OAK RIDGE | 7438 | 6 | GEOSCAPE SOLAR | JCP&L | No | Complete | 2012-05-14 | 2012-10-12 | 2012-12-18 | 2012-12-18
SRP10691 | SREC Solar | MASON |  | 5.76 | 0 | Residential | 1 | CHATHAM | 7928 | 3 | A-TOP ALTERNATIVE ENERGY | JCP&L | No | Complete | 2012-05-14 | 2012-08-27 | 2012-09-14 | 2012-09-14
SRP10692 | SREC Solar | VOLKOV |  | 17.48 | 0 | Residential | 0 | FRANKLIN LAKES | 7417 | 7 | HEAT SHED | Orange & Rockland Elec | No | Complete | 2012-05-14 | 2012-07-20 | 2012-07-30 | 2012-07-30
SRP10693 | SREC Solar | PARIKH |  | 9 | 0 | Residential | 0 | HILLSBOROUGH | 8844 | 5 | GEOGENIX | PSE&G BPU | No | Complete | 2012-05-14 | 2012-07-18 | 2012-09-14 | 2012-09-14
SRP10694 | SREC Solar | CULVER |  | 30 | 0 | Residential | 1 | LUMBERTON | 8048 | 13 | AMPED ON SOLAR | PSE&G BPU | No | Complete | 2012-05-14 | 2012-09-26 | 2012-10-18 | 2012-10-18
SRP10695 | SREC Solar | ARIAS |  | 5.28 | 0 | Residential | 1 | CLIFTON | 7012 | 6 | A-TOP ALTERNATIVE ENERGY | PSE&G BPU | No | Complete | 2012-05-14 | 2012-09-07 | 2012-10-02 | 2012-10-02
SRP10696 | SREC Solar | BALDWIN |  | 7.6 | 0 | Residential | 1 | GALLOWAY | 8205 | 19 | BRITE IDEA ENERGY | AC Electric | No | Complete | 2012-05-14 | 2012-08-07 | 2012-08-20 | 2012-08-20
SRP10697 | SREC Solar | PERKINS |  | 3.76 | 0 | Residential | 1 | MORRISTOWN | 7960 | 3 | A-TOP ALTERNATIVE ENERGY | JCP&L | No | Complete | 2012-05-14 | 2012-09-20 | 2012-10-09 | 2012-10-09
SRP10698 | SREC Solar | ANDREWS |  | 7.14 | 0 | Residential | 1 | HADDON TWP | 8108 | 14 | VERENGO SOLAR | PSE&G BPU | No | Complete | 2012-05-14 | 2013-04-11 | 2013-05-02 | 2013-05-02
SRP10699 | SREC Solar | CUSTER |  | 6.885 | 0 | Residential | 1 | WILDWOOD CREST | 8260 | 21 | VERENGO SOLAR | AC Electric | No | Complete | 2012-05-14 | 2013-03-04 | 2013-03-14 | 2013-03-14
SRP10700 | SREC Solar | WILLIAMS |  | 5.72 | 0 | Residential | 1 | WHITEHOUSE STATION | 8889 | 4 | A-TOP ALTERNATIVE ENERGY | JCP&L | No | Complete | 2012-05-14 | 2012-10-10 | 2012-11-05 | 2012-11-05
SRP10702 | SREC Solar | PETRILLO |  | 4.23 | 0 | Residential | 1 | SOUTH PLAINFIELD | 7080 | 11 | VIVINT SOLAR | PSE&G BPU | No | Complete | 2012-05-14 | 2012-08-20 | 2012-08-27 | 2012-08-27
SRP10705 | SREC Solar | LULG | CUMBERLAND REGIONAL SCHOOL DIST | 260 | 0 | School Public K-12 | 1 | SEABROOK | 8302 | 20 | RAY ANGELINI, INC. | AC Electric | No | Complete | 2012-05-14 | 2012-12-11 | 2012-12-20 | 2012-12-20
SRP10706 | SREC Solar | HENDERSON |  | 46 | 0 | Residential | 0 | SKILLMAN | 8525 | 12 | SOLAR ENERGY WORLD-W | PSE&G BPU | No | Complete | 2012-05-14 | 2012-06-15 | 2012-06-21 | 2012-06-21
SRP10707 | SREC Solar | HOLT | JOHNSTONE SUPPLY | 120.4 | 0 | Commercial | 0 | TINTON FALLS | 7712 | 17 | TRINITY HEATING AND AIR | JCP&L | No | Complete | 2012-05-14 | 2012-05-25 | 2012-06-06 | 2012-06-06
SRP10708 | SREC Solar | DAVENPORT |  | 4 | 0 | Residential | 1 | LAKEWOOD | 8701 | 18 | TRINITY HEATING AND AIR | JCP&L | No | Complete | 2012-05-14 | 2012-06-25 | 2012-07-05 | 2012-07-05
SRP10709 | SREC Solar | CRUZ |  | 3.29 | 0 | Residential | 1 | BLOOMFIELD | 7003 | 9 | VIVINT SOLAR | PSE&G BPU | No | Complete | 2012-05-14 | 2013-12-05 | 2013-12-17 | 2013-12-17
SRP10710 | SREC Solar | ORMROD |  | 9.31 | 0 | Residential | 0 | HOPATCONG | 7843 | 1 | GEOPEAK ENERGY LLC | JCP&L | No | Complete | 2012-05-14 | 2012-09-10 | 2012-09-19 | 2012-09-19
SRP10711 | SREC Solar | LEFKANDINOS |  | 5.355 | 0 | Residential | 1 | CLIFTON | 7014 | 6 | ALTERNATIVE LIGHT & ENERGY SOLUTIONS | PSE&G BPU | No | Complete | 2012-05-14 | 2012-12-07 | 2012-12-13 | 2012-12-13
SRP10715 | SREC Solar | BUELL-BYRNES |  | 6.9 | 0 | Residential | 1 | TOMS RIVER | 8753 | 18 | ENERGY SOLUTIONS OF NEW JERSEY LLC | JCP&L | No | Complete | 2012-05-14 | 2013-07-29 | 2013-08-01 | 2013-08-01
SRP10716 | SREC Solar | REID |  | 6.9 | 0 | Residential | 1 | BRICK | 8724 | 18 | ENERGY SOLUTIONS OF NEW JERSEY LLC | JCP&L | No | Complete | 2012-05-14 | 2013-07-26 | 2013-08-05 | 2013-08-05
SRP10717 | SREC Solar | EDWARDS |  | 2.82 | 0 | Residential | 1 | PISCATAWAY | 8854 | 11 | VIVINT SOLAR | PSE&G BPU | No | Complete | 2012-05-14 | 2012-12-19 | 2012-12-26 | 2012-12-26
SRP10718 | SREC Solar | IMPALLOMENI |  | 4.7 | 0 | Residential | 1 | MANALAPAN | 7728 | 17 | ENERGY SOLUTIONS OF NEW JERSEY LLC | JCP&L | No | Complete | 2012-05-14 | 2012-11-05 | 2012-11-13 | 2012-11-13
SRP10719 | SREC Solar | KUMAR |  | 6.5 | 0 | Residential | 1 | COLUMBUS | 8022 | 13 | TRINITY HEATING AND AIR | PSE&G BPU | No | Complete | 2012-05-14 | 2012-08-09 | 2012-08-24 | 2012-08-24
SRP10721 | SREC Solar | GROEBER |  | 5.25 | 0 | Residential | 1 | EDGEWATER | 8010 | 13 | TRINITY HEATING AND AIR | PSE&G BPU | No | Complete | 2012-05-14 | 2012-09-13 | 2012-10-01 | 2012-10-01
SRP10722 | SREC Solar | SHERRICK | CHRISTIAN LIFE CENTER | 14.4 | 0 | Non Profit | 1 | PENNSVILLE | 8070 | 16 | RCL ENTERPRISES INC. | AC Electric | No | Complete | 2012-05-14 | 2013-12-17 | 2014-01-07 | 2014-01-07
SRP10723 | SREC Solar | MINARDI |  | 7 | 0 | Residential | 0 | KINNELTON | 7405 | 3 | RENEWERGY SOLUTIONS GROUP | Unknown | No | Complete | 2012-05-14 | 2012-07-13 | 2012-07-26 | 2012-07-26
SRP10724 | SREC Solar | ZAGOREN | THE JEWEL SHOP | 17.28 | 0 | Commercial | 0 | METUCHEN | 8840 | 11 | DELTA CONTRACTING SERVICES | PSE&G BPU | No | Complete | 2012-06-11 | 2012-11-09 | 2012-11-27 | 2012-11-27
SRP10726 | SREC Solar | TIELUSZECKI |  | 7.02 | 0 | Residential | 1 | HASKELL | 7420 | 6 | RENEWERGY SOLUTIONS GROUP | JCP&L | No | Complete | 2012-05-14 | 2013-02-22 | 2013-02-27 | 2013-02-27
SRP10727 | SREC Solar | HUETTER |  | 5.76 | 0 | Residential | 1 | WALL | 7719 | 17 | SEA BRIGHT SOLAR, LLC | JCP&L | No | Complete | 2012-05-14 | 2012-10-09 | 2012-10-25 | 2012-10-25
SRP10728 | SREC Solar | MAZZEO |  | 9.66 | 0 | Residential | 1 | MANCHESTER | 8759 | 18 | SEA BRIGHT SOLAR, LLC | JCP&L | No | Complete | 2012-05-14 | 2012-06-28 | 2012-07-20 | 2012-07-20
SRP10729 | SREC Solar | SHERRICK | CHRISTIAN LIFE CENTER | 24 | 0 | Non Profit | 1 | PENNSVILLE | 8070 | 16 | RCL ENTERPRISES INC. | AC Electric | No | Complete | 2012-05-14 | 2013-12-16 | 2013-12-30 | 2013-12-30
SRP10730 | SREC Solar | SKURZYNSKI |  | 7.194 | 0 | Residential | 0 | MARLBORO | 7746 | 17 | GEOPEAK ENERGY LLC | JCP&L | No | Complete | 2012-05-14 | 2012-07-06 | 2012-07-20 | 2012-07-20
SRP10731 | SREC Solar | JONES |  | 12.9 | 0 | Residential | 1 | CHESTERFIELD | 8515 | 13 | SOLARCITY CORPORATION | PSE&G BPU | No | Complete | 2012-05-14 | 2012-07-30 | 2012-08-08 | 2012-08-08
SRP10732 | SREC Solar | DACK | MARLOW PARK | 304.98 | 0 | Commercial | 0 | MIDLAND PARK | 7432 | 7 | AMBERJACK SOLAR ENERGY | PSE&G BPU | No | Complete | 2012-05-14 | 2013-02-19 | 2013-03-12 | 2013-03-12
SRP10733 | SREC Solar | CONREY |  | 4.8 | 0 | Residential | 1 | BURLINGTON TWP | 8016 | 13 | SOLARCITY CORPORATION | PSE&G BPU | No | Complete | 2012-05-14 | 2013-03-12 | 2013-03-20 | 2013-03-20
SRP10734 | SREC Solar | GRANO |  | 6.48 | 0 | Residential | 1 | SOUTH AMBOY | 8879 | 11 | SOLARCITY CORPORATION | JCP&L | No | Complete | 2012-05-14 | 2012-09-26 | 2012-10-18 | 2012-10-18
SRP10736 | SREC Solar | TESTA |  | 4.9 | 0 | Residential | 1 | BOONTON | 7005 | 3 | REC SOLAR, INC. | JCP&L | No | Complete | 2012-05-14 | 2012-07-16 | 2012-07-31 | 2012-07-31
SRP10737 | SREC Solar | TESTA |  | 3.43 | 0 | Residential | 1 | BOONTON | 7005 | 3 | REC SOLAR, INC. | JCP&L | No | Complete | 2012-05-14 | 2012-07-16 | 2012-07-31 | 2012-07-31
SRP10738 | SREC Solar | VERMA |  | 6.58 | 0 | Residential | 1 | CEDAR KNOLLS | 7927 | 3 | VIVINT SOLAR | JCP&L | No | Complete | 2012-05-14 | 2013-05-13 | 2013-05-22 | 2013-05-22
SRP10739 | SREC Solar | DREXEL |  | 4.7 | 0 | Residential | 1 | DOVER | 7801 | 3 | VIVINT SOLAR | JCP&L | No | Complete | 2012-05-14 | 2013-01-10 | 2013-01-28 | 2013-01-28
SRP10740 | SREC Solar | HERMAN |  | 7.05 | 0 | Residential | 1 | S PLAINFIELD | 7080 | 11 | VIVINT SOLAR | PSE&G BPU | No | Complete | 2012-05-14 | 2012-12-27 | 2013-01-07 | 2013-01-07
SRP10741 | SREC Solar | DAVIS |  | 8.46 | 0 | Residential | 1 | PISCATAWAY | 8854 | 11 | VIVINT SOLAR | PSE&G BPU | No | Complete | 2012-05-14 | 2013-03-06 | 2013-03-18 | 2013-03-18
SRP10742 | SREC Solar | MCKAY |  | 3.995 | 0 | Residential | 1 | NEWARK | 7106 | 9 | VIVINT SOLAR | PSE&G BPU | No | Complete | 2012-05-14 | 2013-04-23 | 2013-05-09 | 2013-05-09
SRP10744 | SREC Solar | SURATI |  | 5.5 | 0 | Residential | 1 | METUCHEN | 8840 | 11 | SOLARCITY CORPORATION | PSE&G BPU | No | Complete | 2012-05-21 | 2012-09-24 | 2012-10-16 | 2012-10-16
SRP10745 | SREC Solar | GRAY |  | 7.99 | 0 | Residential | 1 | UNION | 7083 | 10 | VIVINT SOLAR | PSE&G BPU | No | Complete | 2012-05-21 | 2013-01-10 | 2013-01-28 | 2013-01-28
SRP10748 | SREC Solar | PERKINS |  | 3.29 | 0 | Residential | 1 | SKILLMAN | 8558 | 5 | SOLARCITY CORPORATION | PSE&G BPU | No | Complete | 2012-05-21 | 2012-11-29 | 2012-12-07 | 2012-12-07
SRP10749 | SREC Solar | PEREZ |  | 11.04 | 0 | Residential | 1 | COLUMBUS | 8022 | 13 | SOLARCITY CORPORATION | PSE&G BPU | No | Complete | 2012-05-21 | 2012-12-06 | 2012-12-12 | 2012-12-12
SRP10750 | SREC Solar | WILSON |  | 12.925 | 0 | Residential | 1 | MANAHAWKIN | 8050 | 18 | SOLARCITY CORPORATION | AC Electric | No | Complete | 2012-05-21 | 2012-10-23 | 2012-11-13 | 2012-11-13
SRP10751 | SREC Solar | GREGG |  | 8.16 | 0 | Residential | 1 | BROWNS MILLS | 8015 | 13 | ALTERIS RENEWABLES DBA RGS ENERGY | JCP&L | No | Complete | 2012-05-21 | 2012-09-25 | 2012-10-12 | 2012-10-12
SRP10754 | SREC Solar | CHEN |  | 9.165 | 0 | Residential | 1 | BRIDGEWATER | 8807 | 5 | JD SOLAR SOLUTIONS | PSE&G BPU | No | Complete | 2012-05-21 | 2012-08-01 | 2012-08-10 | 2012-08-10
SRP10755 | SREC Solar | KNIGHT |  | 7.52 | 0 | Residential | 1 | PISCATAWAY | 8854 | 11 | VIVINT SOLAR | PSE&G BPU | No | Complete | 2012-05-21 | 2012-11-19 | 2012-11-27 | 2012-11-27
SRP10756 | SREC Solar | OTTINGER | SOUTH STATE, INC | 591.78 | 0 | Commercial | 0 | WILLIAMSTOWN | 8094 | 15 | SELF INSTALL | AC Electric | No | Complete | 2012-05-14 | 2012-05-23 | 2012-06-04 | 2012-06-04
SRP10758 | SREC Solar | REMELGADO |  | 7.285 | 0 | Residential | 1 | LINDEN | 7036 | 10 | VIVINT SOLAR | PSE&G BPU | No | Complete | 2012-05-21 | 2013-03-06 | 2013-03-18 | 2013-03-18
SRP10759 | SREC Solar | BRAHMS |  | 5.76 | 0 | Residential | 1 | HADDON HEIGHTS | 8035 | 14 | SOLARCITY CORPORATION | PSE&G BPU | No | Complete | 2012-07-09 | 2013-03-28 | 2013-04-16 | 2013-04-16
SRP10760 | SREC Solar | KNITTEL |  | 12.54 | 0 | Residential | 0 | BRICK | 8723 | 18 | SOLAR ENERGY WORLD-W | JCP&L | No | Complete | 2012-05-21 | 2012-12-06 | 2012-12-13 | 2012-12-13
SRP10761 | SREC Solar | SANSEVERO |  | 8.46 | 0 | Residential | 1 | HAZLET | 7730 | 17 | SOLAR SYSTEMS LEASING LLC | JCP&L | No | Complete | 2012-05-21 | 2014-01-02 | 2014-01-24 | 2014-01-24
SRP10762 | SREC Solar | LINDSEY |  | 16.53 | 0 | Residential | 1 | STOCKTON | 8559 | 4 | SKY HIGH ENERGY, LLC | JCP&L | No | Complete | 2012-05-21 | 2013-03-29 | 2013-04-17 | 2013-04-17
SRP10763 | SREC Solar | SCHWARTZ |  | 25 | 0 | Residential | 1 | MANALAPAN | 7726 | 17 | ASTRUM SOLAR, LLC | JCP&L | No | Complete | 2012-05-21 | 2012-10-09 | 2012-10-26 | 2012-10-26
SRP10764 | SREC Solar | PARIKH |  | 8 | 0 | Residential | 1 | OLD BRIDGE | 8875 | 5 | ASTRUM SOLAR, LLC | JCP&L | No | Complete | 2012-05-21 | 2012-10-09 | 2012-10-25 | 2012-10-25
SRP10766 | SREC Solar | MURPHY |  | 3.12 | 0 | Residential | 0 | WILDWOOD | 8260 | 21 | JEM ELECTRICAL CONTRACTORS | AC Electric | No | Complete | 2012-05-21 | 2012-12-03 | 2012-12-07 | 2012-12-07
SRP10767 | SREC Solar | CATOVIC |  | 13.52 | 0 | Residential | 1 | BELLE MEAD | 8502 | 5 | A-TOP ALTERNATIVE ENERGY | PSE&G BPU | No | Complete | 2012-05-21 | 2012-12-14 | 2012-12-21 | 2012-12-21
SRP10768 | SREC Solar | TRONOLONE |  | 10.78 | 0 | Residential | 0 | WHITEHOUSE STATION | 8889 | 4 | GEOPEAK ENERGY LLC | JCP&L | No | Complete | 2012-05-21 | 2012-08-23 | 2012-08-27 | 2012-08-27
SRP10769 | SREC Solar | MEDINA | MEDINA INVESTMENTS | 39.36 | 0 | Commercial | 0 | SKILLMAN | 8558 | 5 | GREEN POWER ENERGY LLC | PSE&G BPU | No | Complete | 2012-05-21 | 2013-02-25 | 2013-03-04 | 2013-03-04
SRP10770 | SREC Solar | SANGSTER |  | 6.58 | 0 | Residential | 1 | EDISON | 8820 | 11 | SUNRAY SOLAR, INC. | PSE&G BPU | No | Complete | 2012-05-21 | 2012-12-18 | 2012-12-26 | 2012-12-26
SRP10771 | SREC Solar | ATOCHE |  | 11.52 | 0 | Residential | 1 | HARDWICK | 7825 | 2 | ALTERNATIVE ENERGY ASSOCIATES | JCP&L | No | Complete | 2012-05-21 | 2013-03-04 | 2013-03-19 | 2013-03-19
SRP10772 | SREC Solar | CASTANO |  | 3.76 | 0 | Residential | 1 | UNION | 7083 | 10 | VIVINT SOLAR | PSE&G BPU | No | Complete | 2012-05-21 | 2013-02-19 | 2013-03-07 | 2013-03-07
SRP10773 | SREC Solar | MCCARTIN-UR |  | 12.24 | 0 | Residential | 1 | NEWTON | 7860 | 1 | EAST COAST ALTERNATIVE ENERGY | JCP&L | No | Complete | 2012-05-21 | 2013-01-24 | 2013-04-15 | 2013-04-15
SRP10774 | SREC Solar | BASSETTI | BASSETTI PHOTO | 13.8 | 0 | Commercial | 0 | MINOTOLA | 8341 | 19 | ASC SOLAR SOLUTIONS, LLC | AC Electric | No | Complete | 2012-05-21 | 2012-07-13 | 2012-07-26 | 2012-07-26
SRP10775 | SREC Solar | FOSTER |  | 17.885 | 0 | Residential | 1 | PITTSGROVE | 8318 | 16 | CORBIN SOLAR SOLUTIONS, LLC | AC Electric | No | Complete | 2012-05-21 | 2012-08-07 | 2012-08-20 | 2012-08-20
SRP10776 | SREC Solar | HOFSTETTER |  | 8.16 | 0 | Residential | 1 | MILLVILLE | 8332 | 20 | SEA BRIGHT SOLAR, LLC | AC Electric | No | Complete | 2012-05-21 | 2012-08-28 | 2012-09-06 | 2012-09-06
SRP10777 | SREC Solar | BRANIN |  | 3.12 | 0 | Residential | 1 | MILLVILLE | 8332 | 20 | SEA BRIGHT SOLAR, LLC | AC Electric | No | Complete | 2012-05-21 | 2012-08-27 | 2012-09-14 | 2012-09-14
SRP10778 | SREC Solar | LA MARTINA |  | 8.28 | 0 | Residential | 0 | MARLBORO | 7746 | 17 | SOLAR ENERGY WORLD-W | JCP&L | No | Complete | 2012-05-21 | 2012-07-25 | 2012-08-21 | 2012-08-21
SRP10779 | SREC Solar | CASALINO |  | 6.72 | 0 | Residential | 0 | BELLEVILLE | 7109 | 9 | SOLAR ENERGY WORLD-W | PSE&G BPU | No | Complete | 2012-05-21 | 2012-12-05 | 2012-12-11 | 2012-12-11
SRP10780 | SREC Solar | RIVAS |  | 5.875 | 0 | Residential | 1 | KEARNY | 7032 | 8 | VIVINT SOLAR | PSE&G BPU | No | Complete | 2012-05-21 | 2012-12-26 | 2013-01-07 | 2013-01-07
SRP10781 | SREC Solar | RIVAS |  | 2.115 | 0 | Residential | 1 | HARRISON | 7029 | 8 | VIVINT SOLAR | PSE&G BPU | No | Complete | 2012-05-21 | 2013-01-22 | 2013-02-12 | 2013-02-12
SRP10785 | SREC Solar | SALEK |  | 7.05 | 0 | Residential | 0 | AUGUSTA | 7822 | 1 | ENDLESS MOUNTAINS SOLAR SERVICES | JCP&L | No | Complete | 2012-05-21 | 2012-09-25 | 2012-10-18 | 2012-10-18
SRP10787 | SREC Solar | KASUKURTHI |  | 5.72 | 0 | Residential | 1 | DAYTON | 8810 | 11 | SOLARCITY CORPORATION | PSE&G BPU | No | Complete | 2012-05-21 | 2013-03-12 | 2013-03-20 | 2013-03-20
SRP10788 | SREC Solar | FRYZOWICZ |  | 6.665 | 0 | Residential | 1 | SPOTSWOOD | 8884 | 11 | SOLARCITY CORPORATION | JCP&L | No | Complete | 2012-05-21 | 2012-06-06 | 2012-06-18 | 2012-06-18
SRP10789 | SREC Solar | CREGLIA |  | 8.385 | 0 | Residential | 1 | ROOSEVELT | 8555 | 17 | SOLARCITY CORPORATION | JCP&L | No | Complete | 2012-05-21 | 2012-09-12 | 2012-10-01 | 2012-10-01
SRP10791 | SREC Solar | BELLOISE | ST. JAMES CHURCH | 81.12 | 0 | Commercial | 1 | NEWARK CITY | 7105 | 9 | MERCURY SOLAR SYSTEMS - PORT CHESTER | PSE&G BPU | No | Complete | 2012-05-21 | 2013-01-30 | 2013-02-07 | 2013-02-07
SRP10792 | SREC Solar | KNIFIC |  | 6.24 | 0 | Residential | 1 | MANCHESTER | 8759 | 18 | EZNERGY LLC | JCP&L | No | Complete | 2012-05-21 | 2014-01-08 | 2014-01-23 | 2014-01-23
SRP10793 | SREC Solar | WYNN |  | 7.68 | 0 | Residential | 1 | COLUMBUS | 8022 | 13 | EZNERGY LLC | PSE&G BPU | No | Complete | 2012-05-21 | 2012-12-03 | 2012-12-10 | 2012-12-10
SRP10794 | SREC Solar | RUTLEDGE |  | 7.285 | 0 | Residential | 1 | PISCATAWAY | 8854 | 11 | VIVINT SOLAR | PSE&G BPU | No | Complete | 2012-05-21 | 2012-12-18 | 2013-01-02 | 2013-01-02
SRP10796 | SREC Solar | GRISOLIA |  | 4.5 | 0 | Residential | 1 | RUNNEMEDE | 8078 | 14 | TRINITY HEATING AND AIR | PSE&G BPU | No | Complete | 2012-05-21 | 2012-12-06 | 2012-12-11 | 2012-12-11
SRP10797 | SREC Solar | SMITH |  | 11.5 | 0 | Residential | 1 | WALL | 7719 | 17 | TRINITY HEATING AND AIR | JCP&L | No | Complete | 2012-05-21 | 2012-06-29 | 2012-07-18 | 2012-07-18
SRP10798 | SREC Solar | GARRICK |  | 17 | 0 | Residential | 1 | HOWELL | 7731 | 17 | 1ST LIGHT ENERGY, INC. | JCP&L | No | Complete | 2012-05-21 | 2012-11-06 | 2012-11-14 | 2012-11-14
SRP10799 | SREC Solar | SMITH |  | 11.76 | 0 | Residential | 0 | BRICK | 8724 | 18 | GEOPEAK ENERGY LLC | JCP&L | No | Complete | 2012-05-21 | 2012-07-27 | 2012-08-10 | 2012-08-10
SRP10800 | SREC Solar | MARCHESE |  | 13.63 | 0 | Residential | 1 | RED BANK | 7701 | 17 | RELIABLE POWER SERVICES, INC. | JCP&L | No | Complete | 2012-05-21 | 2012-06-11 | 2012-06-28 | 2012-06-28
SRP10801 | SREC Solar | WITHAM |  | 4.23 | 0 | Residential | 1 | TOMS RIVER | 8757 | 18 | RELIABLE POWER SERVICES, INC. | JCP&L | No | Complete | 2012-05-29 | 2012-06-28 | 2012-07-10 | 2012-07-10
SRP10802 | SREC Solar | WILK |  | 4.8 | 0 | Residential | 1 | OCEAN | 7712 | 17 | RELIABLE POWER SERVICES, INC. | JCP&L | No | Complete | 2012-05-21 | 2012-06-11 | 2012-06-28 | 2012-06-28
SRP10805 | SREC Solar | NATTER |  | 6.24 | 0 | Residential | 1 | MANCHESTER | 8759 | 18 | ACOS ENERGY, LLC | JCP&L | No | Complete | 2012-05-21 | 2012-06-12 | 2012-06-26 | 2012-06-26
SRP10806 | SREC Solar | KOZLOWSKI |  | 10.5 | 0 | Residential | 1 | YARDVILLE | 8620 | 12 | TRINITY HEATING AND AIR | PSE&G BPU | No | Complete | 2012-05-21 | 2012-08-07 | 2012-08-24 | 2012-08-24
SRP10807 | SREC Solar | MATT |  | 4.9 | 0 | Residential | 1 | MAYS LANDING | 8830 | 11 | ROOF DIAGNOSTICS INC | AC Electric | No | Complete | 2012-05-21 | 2013-01-07 | 2013-01-25 | 2013-01-25
SRP10808 | SREC Solar | GEMMA | CK BERGEN ASSOCIATES, LLC | 363.44 | 0 | Commercial | 1 | FAIR LAWN | 7410 | 7 | TO BE DETERMINED | PSE&G BPU | No | Complete | 2012-05-21 | 2012-12-06 | 2012-12-12 | 2012-12-12
SRP10809 | SREC Solar | LEE |  | 13.475 | 0 | Residential | 0 | NESHANIC STATION | 8853 | 5 | EVER READY ELECTRIC | JCP&L | No | Complete | 2012-05-21 | 2012-12-28 | 2013-01-15 | 2013-01-15
SRP10810 | SREC Solar | LEFANTO |  | 6.25 | 0 | Residential | 1 | MANCHESTER | 8759 | 18 | TRINITY HEATING AND AIR | JCP&L | No | Complete | 2012-05-21 | 2012-06-26 | 2012-07-05 | 2012-07-05
SRP10811 | SREC Solar | PURO |  | 10 | 0 | Residential | 1 | FREEHOLD | 7728 | 17 | TRINITY HEATING AND AIR | JCP&L | No | Complete | 2012-05-21 | 2012-09-11 | 2012-09-28 | 2012-09-28
SRP10812 | SREC Solar | LONG |  | 8.5 | 0 | Residential | 1 | FLORENCE | 8518 | 13 | TRINITY HEATING AND AIR | PSE&G BPU | No | Complete | 2012-05-21 | 2012-07-20 | 2012-07-30 | 2012-07-30
SRP10813 | SREC Solar | RUSH |  | 3.84 | 0 | Residential | 1 | KEANSBURG | 7734 | 17 | TRINITY HEATING AND AIR | JCP&L | No | Complete | 2012-05-21 | 2012-06-27 | 2012-07-18 | 2012-07-18
SRP10814 | SREC Solar | WILSON |  | 6.5 | 0 | Residential | 0 | GLASSBORO | 8028 | 15 | TRINITY HEATING AND AIR | AC Electric | No | Complete | 2012-05-21 | 2012-11-09 | 2012-11-23 | 2012-11-23
SRP10815 | SREC Solar | MENENDEZ |  | 3.92 | 0 | Residential | 1 | LAKE COMO | 7719 | 17 | ROOF DIAGNOSTICS INC | JCP&L | No | Complete | 2012-05-21 | 2012-07-18 | 2012-08-14 | 2012-08-14
SRP10816 | SREC Solar | BELLIOSE | ST NICHOLAS R C SCHOOL | 37.44 | 0 | School Other | 1 | PALISADES PARK BORO | 7650 | 7 | MERCURY SOLAR SYSTEMS - PORT CHESTER | PSE&G BPU | No | Complete | 2012-05-21 | 2012-10-23 | 2012-11-07 | 2012-11-07
SRP10817 | SREC Solar | DELLISANTI |  | 5.875 | 0 | Residential | 1 | HOWELL | 7731 | 17 | ROOF DIAGNOSTICS INC | JCP&L | No | Complete | 2012-05-21 | 2012-06-28 | 2012-07-13 | 2012-07-13
SRP10818 | SREC Solar | SCHLEGEL |  | 16.5 | 0 | Residential | 1 | BRICK | 8723 | 18 | TRINITY HEATING AND AIR | JCP&L | No | Complete | 2012-05-21 | 2012-06-29 | 2012-07-10 | 2012-07-10
SRP10819 | SREC Solar | VACCARINO |  | 7 | 0 | Residential | 1 | JACKSON | 8527 | 18 | TRINITY HEATING AND AIR | JCP&L | No | Complete | 2012-05-21 | 2012-06-07 | 2012-06-18 | 2012-06-18
SRP10820 | SREC Solar | MCKEE |  | 10.5 | 0 | Residential | 1 | MANCHESTER | 8759 | 18 | TRINITY HEATING AND AIR | JCP&L | No | Complete | 2012-05-21 | 2012-07-27 | 2012-08-10 | 2012-08-10
SRP10821 | SREC Solar | SALERNO | CALVARY TABERNACLE | 226.135 | 0 | Commercial | 1 | CRANFORD | 7016 | 10 | GEOGENIX | PSE&G BPU | No | Complete | 2012-05-21 | 2013-05-15 | 2013-05-28 | 2013-05-28
SRP10822 | SREC Solar | MALACO |  | 6.5 | 0 | Residential | 1 | ELIZABETH | 7202 | 10 | TRINITY HEATING AND AIR | PSE&G BPU | No | Complete | 2012-05-21 | 2012-12-21 | 2013-01-09 | 2013-01-09
SRP10823 | SREC Solar | CRESCTELLI |  | 15 | 0 | Residential | 1 | FOREST GROVE | 8360 | 20 | TRINITY HEATING AND AIR | AC Electric | No | Complete | 2012-05-21 | 2012-08-20 | 2012-09-28 | 2012-09-28
SRP10824 | SREC Solar | BELLOISE | OUR LADY OF VICTORIES | 62.4 | 0 | Commercial | 1 | HARRINGTON PARK | 7640 | 7 | MERCURY SOLAR SYSTEMS - PORT CHESTER | Orange & Rockland Elec | No | Complete | 2012-05-21 | 2012-10-25 | 2012-12-17 | 2012-12-17
SRP10825 | SREC Solar | NOWAK |  | 5 | 0 | Residential | 1 | LITTLE EGG HARBOR | 8087 | 18 | TRINITY HEATING AND AIR | AC Electric | No | Complete | 2012-05-21 | 2012-09-10 | 2012-09-17 | 2012-09-17
SRP10826 | SREC Solar | SENG |  | 6.5 | 0 | Residential | 1 | MANCHESTER | 8759 | 18 | TRINITY HEATING AND AIR | JCP&L | No | Complete | 2012-05-21 | 2012-07-12 | 2012-07-23 | 2012-07-23
SRP10827 | SREC Solar | MAZZACCA |  | 11.75 | 0 | Residential | 1 | MANCHESTER | 8759 | 18 | RELIABLE POWER SERVICES, INC. | JCP&L | No | Complete | 2012-05-21 | 2012-07-18 | 2012-07-26 | 2012-07-26
SRP10828 | SREC Solar | MOUNT |  | 6.44 | 0 | Residential | 1 | LAKEHURST | 8733 | 18 | RELIABLE POWER SERVICES, INC. | JCP&L | No | Complete | 2012-05-21 | 2012-06-04 | 2012-06-11 | 2012-06-11
SRP10829 | SREC Solar | POSNER |  | 7.52 | 0 | Residential | 1 | BARNEGAT | 8005 | 18 | RELIABLE POWER SERVICES, INC. | JCP&L | No | Complete | 2012-05-21 | 2012-06-04 | 2012-06-13 | 2012-06-13
SRP10830 | SREC Solar | NICHOLS | THE SUDLER COMPANIES | 278.3 | 0 | Commercial | 1 | LAKEWOOD | 8701 | 18 | G & S INVESTORS | JCP&L | No | Complete | 2012-05-21 | 2012-07-18 | 2012-07-30 | 2012-07-30
SRP10831 | SREC Solar | KEARNEY |  | 6.11 | 0 | Residential | 1 | HOWELL | 7731 | 17 | RELIABLE POWER SERVICES, INC. | JCP&L | No | Complete | 2012-05-21 | 2012-06-04 | 2012-06-13 | 2012-06-13
SRP10832 | SREC Solar | CRUZ |  | 4.465 | 0 | Residential | 1 | SOUTH TOMS RIVER | 8757 | 18 | RELIABLE POWER SERVICES, INC. | JCP&L | No | Complete | 2012-05-21 | 2012-06-04 | 2012-06-13 | 2012-06-13
SRP10833 | SREC Solar | WEINGROFF |  | 8.46 | 0 | Residential | 1 | BEACHWOOD | 8722 | 18 | RELIABLE POWER SERVICES, INC. | JCP&L | No | Complete | 2012-05-21 | 2012-06-04 | 2012-06-13 | 2012-06-13
SRP10834 | SREC Solar | TUMAS |  | 5.28 | 0 | Residential | 1 | BRICK | 8724 | 18 | RELIABLE POWER SERVICES, INC. | JCP&L | No | Complete | 2012-05-21 | 2012-07-10 | 2012-07-24 | 2012-07-24
SRP10835 | SREC Solar | MAZZELLA |  | 7.755 | 0 | Residential | 1 | BRICK | 8723 | 18 | RELIABLE POWER SERVICES, INC. | JCP&L | No | Complete | 2012-05-21 | 2012-06-04 | 2012-06-11 | 2012-06-11
SRP10836 | SREC Solar | VERDIER |  | 16.92 | 0 | Residential | 1 | FORKED RIVER | 8731 | 18 | RELIABLE POWER SERVICES, INC. | JCP&L | No | Complete | 2012-05-21 | 2012-06-04 | 2012-06-13 | 2012-06-13
SRP10837 | SREC Solar | WILSON |  | 7.36 | 0 | Residential | 1 | BRICK | 8723 | 18 | RELIABLE POWER SERVICES, INC. | JCP&L | No | Complete | 2012-05-21 | 2012-06-04 | 2012-06-15 | 2012-06-15
SRP10838 | SREC Solar | SCHROEDER |  | 10.35 | 0 | Residential | 1 | JACKSON | 8527 | 18 | RELIABLE POWER SERVICES, INC. | JCP&L | No | Complete | 2012-05-21 | 2012-06-26 | 2012-07-17 | 2012-07-17
SRP10839 | SREC Solar | GILLEN |  | 3.995 | 0 | Residential | 1 | KEARNY | 7032 | 8 | VIVINT SOLAR | PSE&G BPU | No | Complete | 2012-05-21 | 2013-06-27 | 2013-07-05 | 2013-07-05
SRP10840 | SREC Solar | BECKFORD |  | 5.875 | 0 | Residential | 1 | PISCATAWAY | 8854 | 11 | VIVINT SOLAR | PSE&G BPU | No | Complete | 2012-05-21 | 2013-01-02 | 2013-01-17 | 2013-01-17
SRP10841 | SREC Solar | SALERNO |  | 2.82 | 0 | Residential | 1 | PISCATAWAY | 8854 | 11 | VIVINT SOLAR | PSE&G BPU | No | Complete | 2012-05-21 | 2012-12-17 | 2012-12-21 | 2012-12-21
SRP10843 | SREC Solar | FISCINA |  | 5.17 | 0 | Residential | 1 | LODI | 7644 | 7 | VIVINT SOLAR | PSE&G BPU | No | Complete | 2012-05-21 | 2012-12-21 | 2013-01-04 | 2013-01-04
SRP10844 | SREC Solar | MAHLER |  | 4.7 | 0 | Residential | 1 | KEARNY | 7032 | 8 | VIVINT SOLAR | PSE&G BPU | No | Complete | 2012-05-21 | 2012-12-26 | 2013-01-09 | 2013-01-09
SRP10845 | SREC Solar | MARCELLUS |  | 3.12 | 0 | Residential | 1 | EAST ORANGE | 7017 | 9 | A-TOP ALTERNATIVE ENERGY | PSE&G BPU | No | Complete | 2012-05-21 | 2013-05-21 | 2013-05-29 | 2013-05-29
SRP10846 | SREC Solar | RAFFO |  | 7.755 | 0 | Residential | 1 | NEW MILFORD | 7646 | 7 | A-TOP ALTERNATIVE ENERGY | PSE&G BPU | No | Complete | 2012-05-21 | 2012-10-24 | 2012-11-06 | 2012-11-06
SRP10847 | SREC Solar | ROARK |  | 3.38 | 0 | Residential | 1 | MAPLEWOOD | 7040 | 9 | A-TOP ALTERNATIVE ENERGY | PSE&G BPU | No | Complete | 2012-05-21 | 2012-10-11 | 2012-10-22 | 2012-10-22
SRP10848 | SREC Solar | GEMMA | 75 MONTGOMERY ASSOCIATES, LLC | 48.4 | 0 | Commercial | 1 | WHIPPANY | 7981 | 3 | TO BE DETERMINED | JCP&L | No | Complete | 2012-05-21 | 2012-08-16 | 2012-08-27 | 2012-08-27
SRP10850 | SREC Solar | LINDA |  | 8 | 0 | Residential | 1 | MANCHESTER | 8759 | 18 | TRINITY HEATING AND AIR | JCP&L | No | Complete | 2012-05-21 | 2012-09-13 | 2012-10-01 | 2012-10-01
SRP10851 | SREC Solar | LESTER |  | 6 | 0 | Residential | 1 | SOMERSET | 8873 | 5 | TRINITY HEATING AND AIR | PSE&G BPU | No | Complete | 2012-05-21 | 2012-07-27 | 2012-08-08 | 2012-08-08
SRP10852 | SREC Solar | MERENDA |  | 10 | 0 | Residential | 1 | FLORENCE | 8505 | 13 | TRINITY HEATING AND AIR | PSE&G BPU | No | Complete | 2012-05-21 | 2012-08-09 | 2012-08-21 | 2012-08-21
SRP10853 | SREC Solar | SACHS |  | 6.5 | 0 | Residential | 1 | JACKSON | 8527 | 18 | TRINITY HEATING AND AIR | JCP&L | No | Complete | 2012-05-21 | 2012-06-07 | 2012-06-18 | 2012-06-18
SRP10854 | SREC Solar | BOHN |  | 6.5 | 0 | Residential | 1 | JACKSON | 8527 | 18 | TRINITY HEATING AND AIR | JCP&L | No | Complete | 2012-05-21 | 2012-10-10 | 2012-11-02 | 2012-11-02
SRP10855 | SREC Solar | ZHENG |  | 7 | 0 | Residential | 1 | HILLSBOROUGH | 8844 | 5 | TRINITY HEATING AND AIR | PSE&G BPU | No | Complete | 2012-05-21 | 2012-08-27 | 2012-09-05 | 2012-09-05
SRP10856 | SREC Solar | TARTAGLIONE |  | 4.59 | 0 | Residential | 1 | SOMERS POINT | 8244 | 19 | RCL ENTERPRISES INC. | AC Electric | No | Complete | 2012-05-21 | 2012-08-20 | 2012-08-31 | 2012-08-31
SRP10858 | SREC Solar | MAENE |  | 2.64 | 0 | Residential | 1 | VENTNOR | 8406 | 19 | RCL ENTERPRISES INC. | AC Electric | No | Complete | 2012-05-21 | 2012-09-26 | 2012-10-12 | 2012-10-12
SRP10859 | SREC Solar | LAMB |  | 5.28 | 0 | Residential | 1 | MANCHESTER | 8759 | 18 | ACOS ENERGY, LLC | JCP&L | No | Complete | 2012-05-21 | 2013-05-08 | 2013-05-17 | 2013-05-17
SRP10860 | SREC Solar | BURKETT |  | 6.125 | 0 | Residential | 1 | BRICK | 8724 | 18 | ROOF DIAGNOSTICS INC | JCP&L | No | Complete | 2012-05-21 | 2012-12-05 | 2012-12-20 | 2012-12-20
SRP10861 | SREC Solar | DELLA PIETRO |  | 6.96 | 0 | Residential | 1 | BRICK | 8724 | 18 | ROOF DIAGNOSTICS INC | JCP&L | No | Complete | 2012-05-21 | 2012-11-20 | 2012-12-05 | 2012-12-05
SRP10862 | SREC Solar | FERRARA |  | 7.05 | 0 | Residential | 1 | HOWELL | 7731 | 17 | ROOF DIAGNOSTICS INC | JCP&L | No | Complete | 2012-05-21 | 2012-06-19 | 2012-06-28 | 2012-06-28
SRP10863 | SREC Solar | PAHANG |  | 5.2 | 0 | Residential | 1 | MAYS LANDING | 8330 | 19 | GREENPOINTE ENERGY | AC Electric | No | Complete | 2012-05-21 | 2013-03-25 | 2013-04-09 | 2013-04-09
SRP10865 | SREC Solar | POTLURI |  | 8.502 | 0 | Residential | 1 | BELLE MEAD | 8502 | 5 | AMERICAN RENEWABLE ENERGY, INC | PSE&G BPU | No | Complete | 2012-05-21 | 2013-01-16 | 2013-02-06 | 2013-02-06
SRP10866 | SREC Solar | MCCABE |  | 10.08 | 0 | Residential | 0 | BELLEVILLE | 7109 | 9 | SOLAR ENERGY WORLD-W | PSE&G BPU | No | Complete | 2012-05-21 | 2013-03-14 | 2013-05-01 | 2013-05-01
SRP10867 | SREC Solar | DIX |  | 10.2 | 0 | Residential | 1 | FLORENCE | 8518 | 13 | ALTERIS RENEWABLES DBA RGS ENERGY | PSE&G BPU | No | Complete | 2012-05-21 | 2012-10-16 | 2012-11-08 | 2012-11-08
SRP10868 | SREC Solar | WOOLFOLK |  | 9.18 | 0 | Residential | 1 | MONROE | 8831 | 11 | ROOF DIAGNOSTICS INC | JCP&L | No | Complete | 2012-05-21 | 2012-11-15 | 2012-11-21 | 2012-11-21
SRP10869 | SREC Solar | COFONE |  | 13.52 | 0 | Residential | 1 | SWEDESBORO | 8085 | 15 | GREENPOINTE ENERGY | AC Electric | No | Complete | 2012-05-21 | 2013-04-04 | 2013-04-23 | 2013-04-23
SRP10870 | SREC Solar | PRASAD |  | 11.27 | 0 | Residential | 1 | BRIDGEWATER | 8807 | 5 | 1ST LIGHT ENERGY, INC. | JCP&L | No | Complete | 2012-05-21 | 2013-02-11 | 2013-02-26 | 2013-02-26
SRP10872 | SREC Solar | ARNOLD SR. |  | 8 | 0 | Residential | 1 | HOWELL | 7731 | 17 | TRINITY HEATING AND AIR | JCP&L | No | Complete | 2012-05-21 | 2012-08-01 | 2012-08-10 | 2012-08-10
SRP10873 | SREC Solar | WITKOWSKI | RUTGERS, STATE UNIV. OF NJ | 2278.12 | 0 | Commercial | 1 | PISCATAWAY | 8854 | 11 | SUNDURANCE ENERGY | PSE&G BPU | No | Complete | 2012-05-21 | 2012-11-19 | 2012-11-28 | 2012-11-28
SRP10874 | SREC Solar | HARMON |  | 15.5 | 0 | Residential | 1 | BRICK | 8723 | 18 | TRINITY HEATING AND AIR | JCP&L | No | Complete | 2012-05-21 | 2012-08-22 | 2012-09-06 | 2012-09-06
SRP10875 | SREC Solar | MERLI |  | 6.5 | 0 | Residential | 1 | E. RUTHERFORD | 7073 | 7 | TRINITY HEATING AND AIR | PSE&G BPU | No | Complete | 2012-05-21 | 2012-09-26 | 2012-10-18 | 2012-10-18
SRP10876 | SREC Solar | HUTCHISON |  | 6.5 | 0 | Residential | 1 | PINE BEACH | 8741 | 18 | TRINITY HEATING AND AIR | JCP&L | No | Complete | 2012-05-21 | 2012-07-20 | 2012-07-30 | 2012-07-30
SRP10877 | SREC Solar | WITKOWSKI | RUTGERS STATE UNIVERSITY OF NJ | 5739.24 | 0 | Commercial | 1 | PISCATAWAY | 8854 | 11 | SUNDURANCE ENERGY | PSE&G BPU | No | Complete | 2012-05-21 | 2013-02-06 | 2013-02-22 | 2013-02-22
SRP10878 | SREC Solar | BEZERRA |  | 7.25 | 0 | Residential | 1 | TOTOWA | 7512 | 6 | TRINITY HEATING AND AIR | PSE&G BPU | No | Complete | 2012-05-21 | 2012-09-07 | 2012-09-17 | 2012-09-17
SRP10879 | SREC Solar | BEZERRA |  | 9 | 0 | Residential | 1 | BELLEVILLE | 7109 | 9 | TRINITY HEATING AND AIR | PSE&G BPU | No | Complete | 2012-05-21 | 2012-10-10 | 2012-11-02 | 2012-11-02
SRP10880 | SREC Solar | D' ALESSANDRO |  | 11.5 | 0 | Residential | 1 | MANVILLE | 8234 | 19 | SEA BRIGHT SOLAR, LLC | AC Electric | No | Complete | 2012-05-21 | 2012-11-19 | 2012-11-28 | 2012-11-28
SRP10881 | SREC Solar | RAMAN | INTEGRATED CONSTRUCTION ENT | 17.39 | 0 | Commercial | 1 | BELLEVILLE | 7109 | 9 | SELF INSTALL | PSE&G BPU | No | Complete | 2012-05-21 | 2013-05-28 | 2013-06-04 | 2013-06-04
SRP10882 | SREC Solar | RISAFI |  | 7.92 | 0 | Residential | 1 | MANCHESTER | 8759 | 18 | ACOS ENERGY, LLC | JCP&L | No | Complete | 2012-05-21 | 2012-08-16 | 2012-08-27 | 2012-08-27
SRP10883 | SREC Solar | GILLISS |  | 11.44 | 0 | Residential | 1 | EGG HARBOR TWP | 8234 | 19 | GREENPOINTE ENERGY | AC Electric | No | Complete | 2012-05-21 | 2013-03-25 | 2013-04-09 | 2013-04-09
SRP10884 | SREC Solar | BROWN |  | 11.7 | 0 | Residential | 0 | TEANECK | 7666 | 7 | SOLAR ENERGY WORLD-W | PSE&G BPU | No | Complete | 2012-05-21 | 2013-05-29 | 2013-06-04 | 2013-06-04
SRP10885 | SREC Solar | BHIDE |  | 10 | 0 | Residential | 1 | EAST BRUNSWICK | 8816 | 11 | ASTRUM SOLAR, LLC | PSE&G BPU | No | Complete | 2012-05-21 | 2012-10-09 | 2012-10-25 | 2012-10-25
SRP10886 | SREC Solar | WHIPPIE | LIGHTHOUSE CHURCH | 104.72 | 0 | Non Profit | 1 | BURLEIGH | 8210 | 21 | P3 INTEGRATION INC. | AC Electric | No | Complete | 2012-05-21 | 2013-06-10 | 2013-06-17 | 2013-06-17
SRP10887 | SREC Solar | JAGANNATHAN |  | 7.392 | 0 | Residential | 0 | RAHWAY | 7065 | 10 | SOLAR ENERGY WORLD-W | PSE&G BPU | No | Complete | 2012-05-21 | 2013-02-22 | 2013-02-27 | 2013-02-27
SRP10888 | SREC Solar | SAINT-ULYSSE |  | 7.2 | 0 | Residential | 1 | CHESTERFIELD | 8515 | 13 | SOLARCITY CORPORATION | PSE&G BPU | No | Complete | 2012-05-21 | 2012-08-22 | 2012-09-05 | 2012-09-05
SRP10890 | SREC Solar | ROIG |  | 10.14 | 0 | Residential | 1 | GALLOWAY | 8205 | 19 | GREENPOINTE ENERGY | AC Electric | No | Complete | 2012-05-21 | 2013-03-27 | 2013-04-19 | 2013-04-19
SRP10891 | SREC Solar | LITTLE |  | 9.43 | 0 | Residential | 0 | LAWRENCEVILLE | 8648 | 12 | SOLAR ENERGY WORLD-W | PSE&G BPU | No | Complete | 2012-05-21 | 2013-06-06 | 2013-06-13 | 2013-06-13
SRP10892 | SREC Solar | ALLEN |  | 6.48 | 0 | Residential | 1 | HAMILTON | 8610 | 12 | SOLARCITY CORPORATION | PSE&G BPU | No | Complete | 2012-05-21 | 2012-12-07 | 2012-12-20 | 2012-12-20
SRP10893 | SREC Solar | CORBETT |  | 11.22 | 0 | Residential | 1 | EASTAMPTON | 8060 | 13 | AMPED ON SOLAR | PSE&G BPU | No | Complete | 2012-06-11 | 2012-08-27 | 2012-09-05 | 2012-09-05
SRP10894 | SREC Solar | OREILLY | LIFETIME BRANDS, INC | 1913.8 | 0 | Commercial | 1 | ROBBINSVILLE | 8691 | 12 | TO BE DETERMINED | JCP&L | No | Complete | 2012-05-21 | 2012-10-18 | 2012-11-05 | 2012-11-05
SRP10896 | SREC Solar | GOLDSTEIN |  | 8 | 0 | Residential | 1 | JACKSON | 8527 | 18 | TRINITY HEATING AND AIR | JCP&L | No | Complete | 2012-05-21 | 2012-07-18 | 2012-07-26 | 2012-07-26
SRP10897 | SREC Solar | BUONO | 54TH STREET PARTNERSHIP, LLC | 271.44 | 0 | Commercial | 0 | VINELAND | 8361 | 20 | RAY ANGELINI, INC. | Vineland Muni Elec | No | Complete | 2012-05-21 | 2012-09-06 | 2012-10-04 | 2012-10-04
SRP10898 | SREC Solar | TEIXEIRA |  | 5 | 0 | Residential | 1 | COLONIA | 7067 | 10 | TRINITY HEATING AND AIR | PSE&G BPU | No | Complete | 2012-05-21 | 2012-08-16 | 2012-08-23 | 2012-08-23
SRP10901 | SREC Solar | KUNZ |  | 15.696 | 0 | Residential | 0 | SOUTH HAMPTON | 8088 | 13 | SOLAR ENERGY WORLD-W | PSE&G BPU | No | Complete | 2012-05-21 | 2013-05-28 | 2013-06-04 | 2013-06-04
SRP10902 | SREC Solar | BATZEL-GALATOLA |  | 10 | 0 | Residential | 1 | JACKSON | 8527 | 18 | TRINITY HEATING AND AIR | JCP&L | No | Complete | 2012-05-21 | 2012-07-20 | 2012-07-30 | 2012-07-30
SRP10903 | SREC Solar | CHALMERS |  | 4 | 0 | Residential | 1 | TOMS RIVER | 8757 | 18 | TRINITY HEATING AND AIR | JCP&L | No | Complete | 2012-05-21 | 2012-08-30 | 2012-09-14 | 2012-09-14
SRP10904 | SREC Solar | FRIEDENTHAL |  | 12.099 | 0 | Residential | 1 | RINGOES | 8551 | 4 | AMERICAN RENEWABLE ENERGY, INC | JCP&L | No | Complete | 2012-05-21 | 2012-09-17 | 2012-10-09 | 2012-10-09
SRP10905 | SREC Solar | FRANKLIN |  | 10 | 0 | Residential | 1 | FREEHOLD | 7728 | 17 | TRINITY HEATING AND AIR | JCP&L | No | Complete | 2012-05-21 | 2012-08-30 | 2012-10-16 | 2012-10-16
SRP10906 | SREC Solar | BROWN |  | 10.25 | 0 | Residential | 1 | LITTLE EGG HARBOR | 8087 | 18 | TRINITY HEATING AND AIR | AC Electric | No | Complete | 2012-05-21 | 2012-11-13 | 2012-11-23 | 2012-11-23
SRP10908 | SREC Solar | SPARAPANI |  | 14.8 | 0 | Residential | 0 | ENGLISHTOWN | 7726 | 17 | TRINITY HEATING AND AIR | JCP&L | No | Complete | 2012-05-21 | 2012-08-23 | 2012-09-06 | 2012-09-06
SRP10909 | SREC Solar | ORLOWSKI | SPRING HILL REALTY CO. NJ LP | 98.9 | 0 | Commercial | 0 | MOUNT LAUREL | 8054 | 13 | SOLULAR LLC. II | PSE&G BPU | No | Complete | 2012-05-21 | 2012-07-30 | 2012-11-29 | 2012-11-29
SRP10910 | SREC Solar | CAPRA |  | 8.58 | 0 | Residential | 0 | DENVILLE | 7834 | 3 | BYSOLAR, INC. | JCP&L | No | Complete | 2012-05-21 | 2013-01-28 | 2013-03-27 | 2013-03-27
SRP10911 | SREC Solar | KUMAR SINGH |  | 7.35 | 0 | Residential | 0 | BRICK | 8723 | 18 | GEOPEAK ENERGY LLC | JCP&L | No | Complete | 2012-05-21 | 2012-08-14 | 2012-08-23 | 2012-08-23
SRP10912 | SREC Solar | LINDACHER |  | 12.48 | 0 | Residential | 1 | EGG HARBOR TOWNSHIP | 8234 | 19 | GREENPOINTE ENERGY | AC Electric | No | Complete | 2012-05-29 | 2013-03-27 | 2013-04-17 | 2013-04-17
SRP10914 | SREC Solar | ROCCO |  | 6.125 | 0 | Residential | 1 | HOWELL | 7731 | 17 | ROOF DIAGNOSTICS INC | JCP&L | No | Complete | 2012-05-29 | 2012-08-06 | 2012-08-16 | 2012-08-16
SRP10916 | SREC Solar | MAJORINO |  | 9.8 | 0 | Residential | 1 | MANAHAWKIN | 8050 | 18 | ROOF DIAGNOSTICS INC | AC Electric | No | Complete | 2012-05-29 | 2012-10-17 | 2012-11-06 | 2012-11-06
SRP10917 | SREC Solar | ORNE |  | 7.5 | 0 | Residential | 1 | MANCHESTER | 8759 | 18 | TRINITY HEATING AND AIR | JCP&L | No | Complete | 2012-05-29 | 2012-07-27 | 2012-08-16 | 2012-08-16
SRP10918 | SREC Solar | SNYDER |  | 6.75 | 0 | Residential | 1 | RUTHERFORD | 7070 | 7 | TRINITY HEATING AND AIR | PSE&G BPU | No | Complete | 2012-05-29 | 2012-07-12 | 2012-08-02 | 2012-08-02
SRP10919 | SREC Solar | AMATO |  | 7.68 | 0 | Residential | 1 | HOWELL | 7731 | 17 | TRINITY HEATING AND AIR | JCP&L | No | Complete | 2012-05-29 | 2012-06-12 | 2012-07-05 | 2012-07-05
SRP10922 | SREC Solar | TAWIL | NASCO STONE & TILE LLC | 64.68 | 0 | Commercial | 0 | PORT READING | 7064 | 11 | E2/ECTA INC. | PSE&G BPU | No | Complete | 2012-05-29 | 2012-11-06 | 2012-11-16 | 2012-11-16
SRP10924 | SREC Solar | KHAN |  | 8.25 | 0 | Residential | 1 | HILLSBOROUGH | 8844 | 5 | GEOGENIX LLC | PSE&G BPU | No | Complete | 2012-05-29 | 2012-10-19 | 2012-11-02 | 2012-11-02
SRP10927 | SREC Solar | BUONTEMPO |  | 13.5 | 0 | Residential | 1 | CRANFORD | 7016 | 10 | SOLAR ENERGY WORLD-W | PSE&G BPU | No | Complete | 2012-06-11 | 2012-09-26 | 2012-10-11 | 2012-10-11
SRP10928 | SREC Solar | CHOW | SPS PROJECT 1, LLC | 2299.08 | 0 | Commercial | 0 | PITTSTOWN | 8867 | 4 | ROWE ELECTRIC INC | JCP&L | Yes | Complete | 2012-05-29 | 2013-12-23 | 2013-12-27 | 2013-12-27
SRP10929 | SREC Solar | DEMERCHANT |  | 6.345 | 0 | Residential | 1 | ELMWOOD PARK | 7407 | 7 | VIVINT SOLAR | PSE&G BPU | No | Complete | 2012-05-29 | 2013-02-08 | 2013-04-24 | 2013-04-24
SRP10930 | SREC Solar | REED |  | 8.64 | 0 | Residential | 1 | NEWARK | 7106 | 9 | SOLAR ENERGY WORLD | PSE&G BPU | No | Complete | 2012-05-29 | 2012-11-28 | 2012-12-05 | 2012-12-05
SRP10931 | SREC Solar | ROSANIA |  | 12.012 | 0 | Residential | 1 | ANDOVER | 7821 | 1 | SOLAR ENERGY WORLD | JCP&L | No | Complete | 2012-05-29 | 2013-03-14 | 2013-04-01 | 2013-04-01
SRP10932 | SREC Solar | JOHNSON |  | 4.8 | 0 | Residential | 1 | LITTLE EGG HARBOR | 8087 | 18 | NJR HOME SERVICES. | AC Electric | No | Complete | 2012-05-29 | 2012-09-12 | 2012-10-03 | 2012-10-03
SRP10933 | SREC Solar | SHIPMAN |  | 4.8 | 0 | Residential | 1 | MANCHESTER | 8759 | 18 | NJR HOME SERVICES | JCP&L | No | Complete | 2012-05-29 | 2012-10-17 | 2012-11-06 | 2012-11-06
SRP10934 | SREC Solar | DUBANE |  | 4.08 | 0 | Residential | 1 | BARNEGAT | 8005 | 18 | NJR HOME SERVICES | JCP&L | No | Complete | 2012-05-29 | 2012-07-18 | 2012-07-31 | 2012-07-31
SRP10937 | SREC Solar | ALESTIEN |  | 6.38 | 0 | Residential | 1 | SOUTHAMPTON | 8088 | 13 | SOLARCITY CORPORATION | PSE&G BPU | No | Complete | 2012-05-29 | 2013-03-12 | 2013-03-20 | 2013-03-20
SRP10938 | SREC Solar | BOCCUTO |  | 11.445 | 0 | Residential | 1 | BEACH HAVEN | 8008 | 18 | SEA BRIGHT SOLAR, LLC | AC Electric | No | Complete | 2012-05-29 | 2012-11-28 | 2012-12-05 | 2012-12-05
SRP10939 | SREC Solar | SHAH |  | 5.76 | 0 | Residential | 1 | KENILWORTH | 7033 | 10 | SOLARCITY CORPORATION | PSE&G BPU | No | Complete | 2012-05-29 | 2012-12-04 | 2012-12-07 | 2012-12-07
SRP10940 | SREC Solar | WESLEY |  | 5.805 | 0 | Residential | 1 | MORGANVILLE | 7751 | 17 | SOLARCITY CORPORATION | JCP&L | No | Complete | 2012-05-29 | 2012-12-07 | 2012-12-18 | 2012-12-18
SRP10941 | SREC Solar | VANNAUKER |  | 11.75 | 0 | Residential | 1 | NEW EGYPT | 8533 | 18 | SOLARCITY CORPORATION | JCP&L | No | Complete | 2012-05-29 | 2012-09-24 | 2012-10-16 | 2012-10-16
SRP10942 | SREC Solar | SCHAFFER |  | 6.48 | 0 | Residential | 1 | BUDD LAKE | 7828 | 3 | SOLARCITY CORPORATION | JCP&L | No | Complete | 2012-05-29 | 2012-08-27 | 2012-09-05 | 2012-09-05
SRP10943 | SREC Solar | WILLIAMS |  | 4.8 | 0 | Residential | 1 | SUSSEX | 7461 | 1 | SOLARCITY CORPORATION | JCP&L | No | Complete | 2012-05-29 | 2012-10-10 | 2012-10-26 | 2012-10-26
SRP10944 | SREC Solar | PITSCH |  | 6.48 | 0 | Residential | 1 | WASHINGTON | 7882 | 2 | SOLARCITY CORPORATION | JCP&L | No | Complete | 2012-05-29 | 2012-12-04 | 2012-12-07 | 2012-12-07
SRP10945 | SREC Solar | KHAN |  | 7.2 | 0 | Residential | 1 | BRIDGEWATER | 8807 | 5 | SOLARCITY CORPORATION | JCP&L | No | Complete | 2012-05-29 | 2013-03-06 | 2013-03-14 | 2013-03-14
SRP10946 | SREC Solar | KRAMER |  | 4.4 | 0 | Residential | 1 | E. WINDSOR | 8512 | 11 | SOLARCITY CORPORATION | JCP&L | No | Complete | 2012-05-29 | 2012-11-28 | 2012-12-05 | 2012-12-05
SRP10947 | SREC Solar | GONCALVES |  | 6.235 | 0 | Residential | 1 | LINDEN | 7036 | 10 | SOLARCITY CORPORATION | PSE&G BPU | No | Complete | 2012-05-29 | 2012-07-18 | 2012-07-31 | 2012-07-31
SRP10948 | SREC Solar | MUCHLER |  | 11.515 | 0 | Residential | 1 | FRANKLINVILLE | 8322 | 15 | GO SOLAR ELECTRIC, LLC | AC Electric | No | Complete | 2012-05-29 | 2012-11-13 | 2012-11-23 | 2012-11-23
SRP10949 | SREC Solar | WENNLUND |  | 3 | 0 | Residential | 1 | TOMS RIVER | 8753 | 18 | TRINITY HEATING AND AIR | JCP&L | No | Complete | 2012-05-29 | 2012-08-15 | 2012-08-29 | 2012-08-29
SRP10950 | SREC Solar | GREGORIA |  | 8.75 | 0 | Residential | 1 | WALL | 7727 | 17 | TRINITY HEATING AND AIR | JCP&L | No | Complete | 2012-05-29 | 2012-07-25 | 2012-08-06 | 2012-08-06
SRP10951 | SREC Solar | VENI |  | 8 | 0 | Residential | 1 | BRICK | 8723 | 18 | TRINITY HEATING AND AIR | JCP&L | No | Complete | 2012-05-29 | 2012-07-30 | 2012-08-08 | 2012-08-08
SRP10952 | SREC Solar | CODISPOTI |  | 6.76 | 0 | Residential | 1 | MILLVILLE | 8332 | 20 | PARAMOUNT SOLAR, LLC | AC Electric | No | Complete | 2012-05-29 | 2012-09-07 | 2012-10-04 | 2012-10-04
SRP10953 | SREC Solar | GILLIAM |  | 6.24 | 0 | Residential | 1 | NORTH CAPE MAY | 8204 | 21 | PARAMOUNT SOLAR, LLC | AC Electric | No | Complete | 2012-05-29 | 2012-08-27 | 2012-09-13 | 2012-09-13
SRP10954 | SREC Solar | YABOR |  | 5.17 | 0 | Residential | 1 | CAPE MAY | 8204 | 21 | PARAMOUNT SOLAR, LLC | AC Electric | No | Complete | 2012-05-30 | 2012-08-06 | 2012-08-16 | 2012-08-16
SRP10955 | SREC Solar | KONTOS |  | 9.065 | 0 | Residential | 1 | HOLMDEL | 7733 | 17 | ROOF DIAGNOSTICS INC | JCP&L | No | Complete | 2012-05-29 | 2013-01-02 | 2013-01-17 | 2013-01-17
SRP10956 | SREC Solar | BEHHRING |  | 8.085 | 0 | Residential | 1 | ATLANTIC HIGHLANDS | 7716 | 17 | ROOF DIAGNOSTICS INC | JCP&L | No | Complete | 2012-05-29 | 2012-09-14 | 2012-10-04 | 2012-10-04
SRP10957 | SREC Solar | CHARETTE |  | 5.635 | 0 | Residential | 1 | BRADLEY BEACH | 7720 | 17 | ROOF DIAGNOSTICS INC | JCP&L | No | Complete | 2012-05-29 | 2012-10-17 | 2012-11-08 | 2012-11-08
SRP10958 | SREC Solar | VASPORY |  | 9.555 | 0 | Residential | 1 | HAMILTON | 8690 | 12 | 1ST LIGHT ENERGY, INC. | PSE&G BPU | No | Complete | 2012-05-29 | 2012-09-26 | 2012-10-17 | 2012-10-17
SRP10959 | SREC Solar | FORNAROTTO |  | 6.24 | 0 | Residential | 1 | NEW EGYPT | 8533 | 18 | ROOF DIAGNOSTICS INC | JCP&L | No | Complete | 2012-05-29 | 2012-06-07 | 2012-06-20 | 2012-06-20
SRP10960 | SREC Solar | BLAIR |  | 6.615 | 0 | Residential | 1 | BAYVILLE | 8721 | 18 | ROOF DIAGNOSTICS INC | JCP&L | No | Complete | 2012-05-29 | 2012-07-18 | 2012-07-31 | 2012-07-31
SRP10962 | SREC Solar | YOGER |  | 12.25 | 0 | Residential | 1 | MORGANVILLE | 7751 | 17 | ROOF DIAGNOSTICS INC | JCP&L | No | Complete | 2012-05-29 | 2012-09-19 | 2012-10-03 | 2012-10-03
SRP10963 | SREC Solar | DALPRA |  | 6.86 | 0 | Residential | 1 | SEA BRIGHT | 7760 | 17 | ROOF DIAGNOSTICS INC | JCP&L | No | Complete | 2012-05-29 | 2012-08-06 | 2012-10-04 | 2012-10-04
SRP10964 | SREC Solar | SITAR | SHOP RITE OF CARTERET | 698.88 | 0 | Commercial | 1 | CARTERET | 7008 | 11 | GEOGENIX | PSE&G BPU | No | Complete | 2012-05-29 | 2013-05-30 | 2013-06-13 | 2013-06-13
SRP10965 | SREC Solar | CARLSON |  | 13.515 | 0 | Residential | 1 | JACKSON | 8527 | 18 | ROOF DIAGNOSTICS INC | PSE&G BPU | No | Complete | 2012-05-29 | 2012-10-23 | 2012-11-13 | 2012-11-13
SRP10966 | SREC Solar | STONER |  | 6.63 | 0 | Residential | 1 | FREEHOLD | 7728 | 17 | ROOF DIAGNOSTICS INC | JCP&L | No | Complete | 2012-05-29 | 2012-09-26 | 2012-10-17 | 2012-10-17
SRP10967 | SREC Solar | KIM |  | 4.41 | 0 | Residential | 1 | EDISON | 8817 | 11 | ROOF DIAGNOSTICS INC | PSE&G BPU | No | Complete | 2012-05-29 | 2013-12-16 | 2013-12-19 | 2013-12-19
SRP10968 | SREC Solar | GEHSMANN |  | 15.3 | 0 | Residential | 1 | MORRISTOWN | 7960 | 3 | GEOGENIX | JCP&L | No | Complete | 2012-05-29 | 2013-03-14 | 2013-04-01 | 2013-04-01
SRP10969 | SREC Solar | MACKOWN |  | 3.92 | 0 | Residential | 1 | BRIELLE | 8730 | 17 | ROOF DIAGNOSTICS INC | JCP&L | No | Complete | 2012-05-29 | 2012-06-07 | 2012-06-19 | 2012-06-19
SRP10970 | SREC Solar | BEDELL |  | 7.14 | 0 | Residential | 1 | MT. HOLLY | 8060 | 13 | ALTERIS RENEWABLES INC | PSE&G BPU | No | Complete | 2012-05-29 | 2012-09-26 | 2012-10-17 | 2012-10-17
SRP10971 | SREC Solar | RICKERT |  | 9.18 | 0 | Residential | 1 | WEST BERLIN | 8091 | 14 | RCL ENTERPRISES INC. | AC Electric | No | Complete | 2012-05-29 | 2012-08-24 | 2012-09-05 | 2012-09-05
SRP10972 | SREC Solar | GARB | HARTZ MOUNTAIN INDUSTRIES | 521.36 | 0 | Commercial | 1 | WAYNE | 7047 | 8 | SOLAR ENERGY, LLC | PSE&G BPU | No | Complete | 2012-05-29 | 2012-08-29 | 2012-08-31 | 2012-08-31
SRP10973 | SREC Solar | HAUGNEY |  | 11.97 | 0 | Residential | 1 | PITTSTOWN | 8867 | 4 | SKY HIGH ENERGY, LLC | JCP&L | No | Complete | 2012-05-29 | 2012-10-18 | 2012-11-05 | 2012-11-05
SRP10974 | SREC Solar | GRAY |  | 7.2 | 0 | Residential | 1 | BERKELEY TOWNSHIP | 8757 | 18 | EZNERGY LLC | JCP&L | No | Complete | 2012-05-29 | 2012-12-03 | 2012-12-10 | 2012-12-10
SRP10975 | SREC Solar | PROFACI | COLAVITA USA | 816.2 | 0 | Commercial | 1 | EDISON TOWNSHIP | 8817 | 11 | PRO-TECH ENERGY SOLUTIONS | PSE&G BPU | No | Complete | 2012-05-29 | 2012-09-14 | 2012-10-16 | 2012-10-16
SRP10977 | SREC Solar | MURPHY |  | 3.76 | 0 | Residential | 1 | PISCATAWAY | 8854 | 11 | VIVINT SOLAR | PSE&G BPU | No | Complete | 2012-05-29 | 2013-01-08 | 2013-01-25 | 2013-01-25
SRP10978 | SREC Solar | CRUZ |  | 6.11 | 0 | Residential | 1 | LINDEN | 7036 | 10 | VIVINT SOLAR | PSE&G BPU | No | Complete | 2012-05-29 | 2012-12-27 | 2013-01-07 | 2013-01-07
SRP10980 | SREC Solar | DEVITO |  | 7.75 | 0 | Residential | 1 | COLTS NECK | 7722 | 17 | TRINITY HEATING AND AIR | JCP&L | No | Complete | 2012-05-29 | 2012-07-18 | 2012-08-02 | 2012-08-02
SRP10981 | SREC Solar | BAIER |  | 11.5 | 0 | Residential | 1 | JACKSON | 8527 | 18 | TRINITY HEATING AND AIR | JCP&L | No | Complete | 2012-05-29 | 2012-07-12 | 2012-08-02 | 2012-08-02
SRP10982 | SREC Solar | FOSTER |  | 7 | 0 | Residential | 1 | LITTLE EGG HARBOR | 8087 | 18 | TRINITY HEATING AND AIR | AC Electric | No | Complete | 2012-05-29 | 2012-09-10 | 2012-09-17 | 2012-09-17
SRP10983 | SREC Solar | DECRISTOFANO |  | 9.5 | 0 | Residential | 1 | HOWELL | 7731 | 17 | TRINITY HEATING AND AIR | JCP&L | No | Complete | 2012-05-29 | 2012-09-17 | 2012-10-09 | 2012-10-09
SRP10984 | SREC Solar | GLASSER |  | 6.75 | 0 | Residential | 1 | TOMS RIVER | 8753 | 18 | TRINITY HEATING AND AIR | JCP&L | No | Complete | 2012-05-29 | 2012-08-20 | 2012-09-05 | 2012-09-05
SRP10985 | SREC Solar | KAMINSKI |  | 8.5 | 0 | Residential | 1 | BAYVILLE | 8721 | 18 | TRINITY HEATING AND AIR | JCP&L | No | Complete | 2012-05-29 | 2012-09-12 | 2012-10-01 | 2012-10-01
SRP10986 | SREC Solar | SARAMA |  | 14 | 0 | Residential | 1 | MANCHESTER | 8759 | 18 | TRINITY HEATING AND AIR | JCP&L | No | Complete | 2012-05-29 | 2012-08-28 | 2012-09-14 | 2012-09-14
SRP10987 | SREC Solar | DAVE |  | 6.125 | 0 | Residential | 1 | LAKE HOPATCONG | 7849 | 3 | CORBIN SOLAR SOLUTIONS, LLC | JCP&L | No | Complete | 2012-05-29 | 2012-10-02 | 2012-10-18 | 2012-10-18
SRP10988 | SREC Solar | SHAH |  | 5.88 | 0 | Residential | 1 | LAKE HOPATCONG | 7849 | 3 | CORBIN SOLAR SOLUTIONS, LLC | JCP&L | No | Complete | 2012-05-29 | 2012-10-22 | 2012-11-07 | 2012-11-07
SRP10990 | SREC Solar | VELLA |  | 8.085 | 0 | Residential | 1 | BRICK | 8724 | 18 | ROOF DIAGNOSTICS INC | JCP&L | No | Complete | 2012-05-29 | 2013-10-29 | 2013-11-07 | 2013-11-07
SRP10991 | SREC Solar | OWSIK |  | 8.82 | 0 | Residential | 1 | TOMS RIVER | 8753 | 18 | ROOF DIAGNOSTICS INC | JCP&L | No | Complete | 2012-05-29 | 2012-11-27 | 2012-12-04 | 2012-12-04
SRP10992 | SREC Solar | REINECKE |  | 5.635 | 0 | Residential | 1 | TOMS RIVER | 8753 | 18 | ROOF DIAGNOSTICS INC | PSE&G BPU | No | Complete | 2012-05-29 | 2012-08-27 | 2012-09-06 | 2012-09-06
SRP10993 | SREC Solar | HUNTER |  | 5.25 | 0 | Residential | 1 | EAST ORANGE | 7017 | 9 | TRINITY HEATING AND AIR | PSE&G BPU | No | Complete | 2012-05-29 | 2012-08-10 | 2012-08-21 | 2012-08-21
SRP10994 | SREC Solar | ELIAS |  | 8.75 | 0 | Residential | 1 | HOWELL | 7731 | 17 | TRINITY HEATING AND AIR | JCP&L | No | Complete | 2012-05-29 | 2012-07-18 | 2012-08-02 | 2012-08-02
SRP10995 | SREC Solar | MCMAHON |  | 7.955 | 0 | Residential | 1 | FORKED RIVER | 8731 | 18 | TRINITY HEATING AND AIR | JCP&L | No | Complete | 2012-05-29 | 2012-06-12 | 2012-06-26 | 2012-06-26
SRP10996 | SREC Solar | HANERFELD |  | 7.75 | 0 | Residential | 1 | TOMS RIVER | 8753 | 18 | TRINITY HEATING AND AIR | JCP&L | No | Complete | 2012-05-29 | 2012-07-25 | 2012-08-14 | 2012-08-14
SRP10997 | SREC Solar | CHIACCHIO |  | 6.5 | 0 | Residential | 1 | BORDENTOWN | 8505 | 13 | TRINITY HEATING AND AIR | PSE&G BPU | No | Complete | 2012-05-29 | 2012-09-10 | 2012-09-17 | 2012-09-17
SRP10999 | SREC Solar | TURRIN |  | 11 | 0 | Residential | 1 | BRICK | 8723 | 18 | TRINITY HEATING AND AIR | JCP&L | No | Complete | 2012-05-29 | 2012-08-20 | 2012-08-31 | 2012-08-31
SRP11000 | SREC Solar | VIVADELLI |  | 10 | 0 | Residential | 1 | BAYVILLE | 8721 | 18 | TRINITY HEATING AND AIR | JCP&L | No | Complete | 2012-05-29 | 2012-08-22 | 2012-09-05 | 2012-09-05
SRP11001 | SREC Solar | SLABODA |  | 8.75 | 0 | Residential | 1 | BORDENTOWN | 8505 | 13 | TRINITY HEATING AND AIR | PSE&G BPU | No | Complete | 2012-05-29 | 2012-10-05 | 2012-10-25 | 2012-10-25
SRP11002 | SREC Solar | LOSQUADRO |  | 8 | 0 | Residential | 1 | JACKSON | 8527 | 18 | TRINITY HEATING AND AIR | JCP&L | No | Complete | 2012-05-29 | 2012-06-20 | 2012-07-05 | 2012-07-05
SRP11003 | SREC Solar | MATHIESON JR. |  | 9.5 | 0 | Residential | 1 | SWEDESBORO | 8085 | 15 | TRINITY HEATING AND AIR | AC Electric | No | Complete | 2012-05-29 | 2012-09-10 | 2012-09-17 | 2012-09-17
SRP11004 | SREC Solar | COLALLILO | SHOPRITE OF HUNTERDON COUNTY, INC | 573.16 | 0 | Commercial | 1 | CLINTON | 8822 | 4 | SOLAR NATION NEW JERSEY LLC | JCP&L | No | Complete | 2012-05-29 | 2012-08-21 | 2012-09-05 | 2012-09-05
SRP11005 | SREC Solar | CLEMENTE |  | 5.16 | 0 | Residential | 1 | BRICK | 8724 | 18 | NJ SOLAR POWER, LLC | JCP&L | No | Complete | 2012-05-29 | 2012-09-26 | 2012-10-12 | 2012-10-12
SRP11009 | SREC Solar | MONTGOMERY |  | 7.35 | 0 | Residential | 1 | NEPTUNE CITY | 7753 | 17 | ROOF DIAGNOSTICS INC | JCP&L | No | Complete | 2012-05-29 | 2012-10-17 | 2012-11-06 | 2012-11-06
SRP11010 | SREC Solar | ROSENBERG |  | 6.72 | 0 | Residential | 1 | MARLTON | 8053 | 13 | SOLULAR LLC. II | AC Electric | No | Complete | 2012-05-29 | 2013-04-17 | 2013-05-06 | 2013-05-06
SRP11011 | SREC Solar | MATOS |  | 9.18 | 0 | Residential | 1 | LONG BRANCH | 7740 | 17 | ROOF DIAGNOSTICS INC | JCP&L | No | Complete | 2012-05-29 | 2012-11-20 | 2012-12-04 | 2012-12-04
SRP11012 | SREC Solar | RANSONE |  | 9.12 | 0 | Residential | 1 | ABSECON | 8201 | 19 | RCL ENTERPRISES INC. | AC Electric | No | Complete | 2012-05-29 | 2012-11-16 | 2012-11-27 | 2012-11-27
SRP11013 | SREC Solar | CORRELL |  | 13.08 | 0 | Residential | 1 | TOMS RIVER | 8753 | 18 | SEA BRIGHT SOLAR, LLC | JCP&L | No | Complete | 2012-05-29 | 2012-11-19 | 2012-11-28 | 2012-11-28
SRP11014 | SREC Solar | DICKEL |  | 5.28 | 0 | Residential | 1 | MALAGA | 8328 | 15 | RCL ENTERPRISES INC. | AC Electric | No | Complete | 2012-05-29 | 2012-11-06 | 2012-11-16 | 2012-11-16
SRP11015 | SREC Solar | ROSENKA |  | 1.47 | 0 | Residential | 1 | HIGH BRIDGE | 8829 | 4 | INDEPENDENT SOLAR | JCP&L | No | Complete | 2012-05-29 | 2012-07-23 | 2012-08-06 | 2012-08-06
SRP11016 | SREC Solar | KIM |  | 6.11 | 0 | Residential | 1 | GREAT MEADOWS | 7838 | 2 | INDEPENDENT SOLAR | JCP&L | No | Complete | 2012-05-29 | 2012-07-10 | 2012-07-23 | 2012-07-23
SRP11017 | SREC Solar | BOEHM |  | 6 | 0 | Residential | 1 | BROWNS MILLS | 8015 | 13 | TRINITY HEATING AND AIR | JCP&L | No | Complete | 2012-05-29 | 2012-06-26 | 2012-07-09 | 2012-07-09
SRP11018 | SREC Solar | PIERCE |  | 9.8 | 0 | Residential | 1 | PLAINSBORO | 8536 | 11 | 1ST LIGHT ENERGY, INC. | PSE&G BPU | No | Complete | 2012-05-29 | 2012-10-09 | 2012-10-25 | 2012-10-25
SRP11020 | SREC Solar | O'CONNOR |  | 6.37 | 0 | Residential | 1 | FLEMINGTON | 8822 | 4 | 1ST LIGHT ENERGY, INC. | JCP&L | No | Complete | 2012-05-29 | 2012-12-14 | 2012-12-28 | 2012-12-28
SRP11021 | SREC Solar | CANSANG |  | 5 | 0 | Residential | 1 | BRIDGEWATER | 8807 | 5 | 1ST LIGHT ENERGY, INC. | JCP&L | No | Complete | 2012-05-29 | 2012-10-02 | 2012-10-18 | 2012-10-18
SRP11023 | SREC Solar | PAGUT |  | 8.415 | 0 | Residential | 1 | FREEHOLD | 7728 | 17 | VERENGO SOLAR | JCP&L | No | Complete | 2012-05-29 | 2013-03-18 | 2013-04-15 | 2013-04-15
SRP11024 | SREC Solar | THEILER |  | 5.1 | 0 | Residential | 0 | PARKERTOWN | 8087 | 18 | ALTERNATIVE CHARGE ELECTRIC, LLC | AC Electric | No | Complete | 2012-05-29 | 2013-03-13 | 2013-04-05 | 2013-04-05
SRP11026 | SREC Solar | WALSH |  | 9.165 | 0 | Residential | 1 | FREEHOLD | 7728 | 17 | ROOF DIAGNOSTICS INC | JCP&L | No | Complete | 2012-05-29 | 2012-06-07 | 2012-06-19 | 2012-06-19
SRP11028 | SREC Solar | VANSKIKE |  | 8.16 | 0 | Residential | 1 | BRIDGEWATER | 8807 | 5 | A-TOP ALTERNATIVE ENERGY | PSE&G BPU | No | Complete | 2012-05-29 | 2012-06-12 | 2012-06-20 | 2012-06-20
SRP11029 | SREC Solar | KARKOSKA |  | 8.75 | 0 | Residential | 1 | TOMS RIVER | 8753 | 18 | TRINITY HEATING AND AIR | JCP&L | No | Complete | 2012-05-29 | 2012-07-31 | 2012-08-24 | 2012-08-24
SRP11030 | SREC Solar | APPLEGET |  | 7.755 | 0 | Residential | 1 | EGG HARBOR TOWNSHIP | 8234 | 19 | GREENPOINTE ENERGY | AC Electric | No | Complete | 2012-05-29 | 2013-04-01 | 2013-04-19 | 2013-04-19
SRP11031 | SREC Solar | LAYTON |  | 5.28 | 0 | Residential | 0 | MULLICA HILL | 8062 | 15 | P3 INTEGRATION INC. | AC Electric | No | Complete | 2012-05-29 | 2013-02-15 | 2013-02-26 | 2013-02-26
SRP11032 | SREC Solar | COUGHLIN |  | 7.14 | 0 | Residential | 1 | MT. HOLLY | 8060 | 13 | ALTERIS RENEWABLES DBA RGS ENERGY | PSE&G BPU | No | Complete | 2012-05-29 | 2012-10-22 | 2012-11-07 | 2012-11-07
SRP11033 | SREC Solar | DEJESUS |  | 3.57 | 0 | Residential | 1 | N. ARLINGTON | 7031 | 7 | VERENGO SOLAR | PSE&G BPU | No | Complete | 2012-05-29 | 2013-03-21 | 2013-04-09 | 2013-04-09
SRP11035 | SREC Solar | NICHOLSON |  | 8.16 | 0 | Residential | 1 | JACKSON | 8527 | 18 | VERENGO SOLAR | JCP&L | No | Complete | 2012-05-29 | 2013-04-22 | 2013-05-03 | 2013-05-03
SRP11036 | SREC Solar | JANG |  | 8.415 | 0 | Residential | 1 | PENNSVILLE | 8070 | 16 | VERENGO SOLAR | AC Electric | No | Complete | 2012-05-29 | 2013-01-14 | 2013-02-01 | 2013-02-01
SRP11037 | SREC Solar | SCARFONE |  | 6.885 | 0 | Residential | 1 | BAYONNE | 7002 | 8 | VERENGO SOLAR | PSE&G BPU | No | Complete | 2012-05-29 | 2013-03-18 | 2013-04-15 | 2013-04-15
SRP11038 | SREC Solar | MOSKOVITZ |  | 10.08 | 0 | Residential | 0 | WEST ORANGE | 7052 | 9 | PRO CUSTOM SOLAR | PSE&G BPU | No | Complete | 2012-05-29 | 2013-03-13 | 2013-03-27 | 2013-03-27
SRP11039 | SREC Solar | ROSE |  | 19.635 | 0 | Residential | 0 | OAKLAND | 7436 | 7 | SKYLINE SOLAR | Orange & Rockland Elec | No | Complete | 2012-05-29 | 2012-10-03 | 2012-10-22 | 2012-10-22
SRP11040 | SREC Solar | FAILLA |  | 9.69 | 0 | Residential | 1 | SOMERSET | 8873 | 5 | RCL ENTERPRISES INC. | PSE&G BPU | No | Complete | 2012-05-29 | 2012-12-06 | 2013-01-03 | 2013-01-03
SRP11041 | SREC Solar | MARR |  | 10.2 | 0 | Residential | 1 | BELLMAWR | 8031 | 14 | ALTERIS RENEWABLES DBA RGS ENERGY | PSE&G BPU | No | Complete | 2012-05-29 | 2012-10-17 | 2012-11-05 | 2012-11-05
SRP11043 | SREC Solar | DIETZMAN |  | 5.61 | 0 | Residential | 1 | HILLSBOROUGH | 8906 | 11 | RCL ENTERPRISES INC. | PSE&G BPU | No | Complete | 2012-06-11 | 2013-07-26 | 2013-08-01 | 2013-08-01
SRP11045 | SREC Solar | NOWACKI |  | 20.68 | 0 | Residential | 1 | TABERNACLE | 8088 | 13 | AMPED ON SOLAR | AC Electric | No | Complete | 2012-05-29 | 2012-09-07 | 2012-10-02 | 2012-10-02
SRP11046 | SREC Solar | JANCO |  | 9.165 | 0 | Residential | 1 | SOUTHAMPTON | 8088 | 13 | AMPED ON SOLAR | PSE&G BPU | No | Complete | 2012-05-29 | 2012-08-13 | 2012-08-22 | 2012-08-22
SRP11047 | SREC Solar | PUSHPALA |  | 7.35 | 0 | Residential | 0 | BRIDGEWATER | 8807 | 5 | GEOPEAK ENERGY LLC | PSE&G BPU | No | Complete | 2012-05-29 | 2012-12-14 | 2012-12-21 | 2012-12-21
SRP11048 | SREC Solar | VIRA |  | 10.535 | 0 | Residential | 0 | TUCKERTON | 8087 | 18 | GEOPEAK ENERGY LLC | AC Electric | No | Complete | 2012-05-29 | 2012-07-16 | 2012-08-02 | 2012-08-02
SRP11049 | SREC Solar | SCHIAVO |  | 2.22 | 0 | Residential | 1 | LUMBERTON | 8048 | 13 | TRINITY HEATING AND AIR | PSE&G BPU | No | Complete | 2012-05-29 | 2012-09-26 | 2012-10-17 | 2012-10-17
SRP11050 | SREC Solar | JOHNSON |  | 8.5 | 0 | Residential | 1 | BEACHWOOD | 8722 | 18 | TRINITY HEATING AND AIR | JCP&L | No | Complete | 2012-05-29 | 2012-06-26 | 2012-07-09 | 2012-07-09
SRP11051 | SREC Solar | GARB | HARTZ MOUNTAIN INDUSTRIES | 1051.05 | 0 | Commercial | 1 | NORTH BERGEN | 7047 | 8 | TURTLE & HUGHES | PSE&G BPU | No | Complete | 2012-05-29 | 2013-01-07 | 2013-02-13 | 2013-02-13
SRP11052 | SREC Solar | VOGIA |  | 16 | 0 | Residential | 1 | TITUSVILLE | 8560 | 12 | TRINITY HEATING AND AIR | JCP&L | No | Complete | 2012-05-29 | 2012-12-14 | 2013-01-18 | 2013-01-18
SRP11053 | SREC Solar | VOGIA |  | 51.75 | 0 | Residential | 1 | TITUSVILLE | 8560 | 12 | TRINITY HEATING AND AIR | JCP&L | No | Complete | 2012-05-29 | 2012-12-14 | 2013-02-07 | 2013-02-07
SRP11054 | SREC Solar | YOUNG |  | 14.5 | 0 | Residential | 1 | MICKELTON | 8056 | 15 | TRINITY HEATING AND AIR | AC Electric | No | Complete | 2012-05-29 | 2012-09-10 | 2012-09-17 | 2012-09-17
SRP11055 | SREC Solar | PATTERSON |  | 18 | 0 | Residential | 1 | MANCHESTER | 8759 | 18 | TRINITY HEATING AND AIR | JCP&L | No | Complete | 2012-05-29 | 2012-08-20 | 2012-08-31 | 2012-08-31
SRP11056 | SREC Solar | DON |  | 8.25 | 0 | Residential | 1 | FORKED RIVER | 8731 | 18 | TRINITY HEATING AND AIR | JCP&L | No | Complete | 2012-05-29 | 2012-07-03 | 2012-07-20 | 2012-07-20
SRP11058 | SREC Solar | MAHALY |  | 10.5 | 0 | Residential | 1 | TOMS RIVER | 8757 | 18 | TRINITY HEATING AND AIR | JCP&L | No | Complete | 2012-05-29 | 2012-07-27 | 2012-08-08 | 2012-08-08
SRP11059 | SREC Solar | SHEPPARD |  | 6.48 | 0 | Residential | 1 | NEWARK | 7104 | 9 | GEOSCAPE SOLAR, LLC | PSE&G BPU | No | Complete | 2012-05-29 | 2013-05-20 | 2013-06-10 | 2013-06-10
SRP11060 | SREC Solar | BERTOLOTTI |  | 11 | 0 | Residential | 1 | EDISON | 8817 | 11 | 1ST LIGHT ENERGY, INC. | PSE&G BPU | No | Complete | 2012-05-29 | 2012-11-09 | 2012-11-23 | 2012-11-23
SRP11061 | SREC Solar | TREGLIA |  | 7.05 | 0 | Residential | 1 | HAMILTON | 8610 | 12 | VENOSE ELECTRIC | PSE&G BPU | No | Complete | 2012-05-29 | 2013-04-17 | 2013-05-06 | 2013-05-06
SRP11062 | SREC Solar | CROCE |  | 8.33 | 0 | Residential | 1 | BLACKWOOD | 8102 | 14 | SOLAR ENERGY WORLD-W | AC Electric | No | Complete | 2012-05-29 | 2013-12-10 | 2013-12-20 | 2013-12-20
SRP11066 | SREC Solar | SARSON |  | 5.76 | 0 | Residential | 1 | HILLSIDE | 7205 | 10 | ALTERNATIVE LIGHT & ENERGY SOLUTIONS | PSE&G BPU | No | Complete | 2012-05-29 | 2013-04-05 | 2013-04-22 | 2013-04-22
SRP11067 | SREC Solar | BARRY |  | 9.12 | 0 | Residential | 1 | MONTVALE | 7645 | 7 | ALTERNATIVE LIGHT & ENERGY SOLUTIONS | Orange & Rockland Elec | No | Complete | 2012-05-29 | 2012-09-17 | 2012-10-09 | 2012-10-09
SRP11068 | SREC Solar | LAMPERT |  | 3.12 | 0 | Residential | 1 | CARLSTADT | 7072 | 7 | ALTERNATIVE LIGHT & ENERGY SOLUTIONS | PSE&G BPU | No | Complete | 2012-05-29 | 2012-09-14 | 2012-09-25 | 2012-09-25
SRP11070 | SREC Solar | TAYLOR |  | 3.38 | 0 | Residential | 1 | MONTCLAIR | 7042 | 9 | ALTERNATIVE LIGHT & ENERGY SOLUTIONS LLC | PSE&G BPU | No | Complete | 2012-05-29 | 2012-12-10 | 2012-12-18 | 2012-12-18
SRP11072 | SREC Solar | BELLIOISA | OUR LADY OF MOUNT VIRGIN | 40.56 | 0 | Non Profit | 1 | GARFIELD | 7026 | 7 | MERCURY SOLAR SYSTEMS - PORT CHESTER | PSE&G BPU | No | Complete | 2012-05-29 | 2013-01-28 | 2013-02-13 | 2013-02-13
SRP11073 | SREC Solar | DRUCKER |  | 4.94 | 0 | Residential | 1 | MONTCLAIR | 7043 | 9 | ALTERNATIVE LIGHT & ENERGY SOLUTIONS | PSE&G BPU | No | Complete | 2012-05-29 | 2013-02-14 | 2013-02-27 | 2013-02-27
SRP11074 | SREC Solar | VITALOS |  | 6.24 | 0 | Residential | 1 | WASHINGTON | 7882 | 2 | ALTERNATIVE LIGHT & ENERGY SOLUTIONS LLC | JCP&L | No | Complete | 2012-05-29 | 2013-02-06 | 2013-02-20 | 2013-02-20
SRP11075 | SREC Solar | SHAN |  | 6.37 | 0 | Residential | 1 | LAKE HOPATCONG | 7849 | 3 | CORBIN SOLAR SOLUTIONS, LLC | JCP&L | No | Complete | 2012-05-29 | 2012-10-02 | 2012-10-18 | 2012-10-18
SRP11076 | SREC Solar | LEUTZ |  | 7.755 | 0 | Residential | 1 | TOMS RIVER | 8753 | 18 | CORBIN SOLAR SOLUTIONS, LLC | JCP&L | No | Complete | 2012-05-29 | 2012-10-22 | 2012-11-08 | 2012-11-08
SRP11078 | SREC Solar | GUPTA |  | 5.145 | 0 | Residential | 1 | LAKE HOPATCONG | 7849 | 3 | CORBIN SOLAR SOLUTIONS, LLC | JCP&L | No | Complete | 2012-05-29 | 2012-10-10 | 2012-10-26 | 2012-10-26
SRP11079 | SREC Solar | FILLER | CUTTING EDGE INDUSTRIES | 99.84 | 0 | Commercial | 0 | LINDEN | 7036 | 10 | VANGUARD ENERGY PARTNERS, LLC | PSE&G BPU | No | Complete | 2012-05-29 | 2013-03-27 | 2013-04-17 | 2013-04-17
SRP11080 | SREC Solar | HOUGHTON |  | 9 | 0 | Residential | 0 | TRENTON | 8619 | 12 | GEOGENIX LLC | PSE&G BPU | No | Complete | 2012-05-29 | 2012-11-19 | 2012-11-27 | 2012-11-27
SRP11081 | SREC Solar | CORBELLA |  | 6.72 | 0 | Residential | 1 | OCEAN | 7712 | 17 | RELIABLE POWER SERVICES, INC. | JCP&L | No | Complete | 2012-06-11 | 2012-06-19 | 2012-07-10 | 2012-07-10
SRP11082 | SREC Solar | FERRANTE-LAIRD |  | 4.7 | 0 | Residential | 1 | FORKED RIVER | 8731 | 18 | RELIABLE POWER SERVICES, INC. | JCP&L | No | Complete | 2012-06-11 | 2012-06-19 | 2012-06-28 | 2012-06-28
SRP11083 | SREC Solar | WILSON |  | 9.6 | 0 | Residential | 1 | OCEAN | 7712 | 17 | RELIABLE POWER SERVICES, INC. | JCP&L | No | Complete | 2012-06-11 | 2012-07-16 | 2012-08-14 | 2012-08-14
SRP11084 | SREC Solar | LIPPI |  | 9.87 | 0 | Residential | 1 | BELFORD | 7718 | 17 | RELIABLE POWER SERVICES, INC. | JCP&L | No | Complete | 2012-06-11 | 2012-06-19 | 2012-07-10 | 2012-07-10
SRP11085 | SREC Solar | FENTON |  | 19.11 | 0 | Residential | 1 | WINSLOW | 8095 | 14 | SOLAR SOLUTIONS LLC | AC Electric | No | Complete | 2012-06-11 | 2013-04-09 | 2013-04-26 | 2013-04-26
SRP11086 | SREC Solar | DIFINO |  | 4.32 | 0 | Residential | 1 | OCEAN | 7712 | 17 | RELIABLE POWER SERVICES, INC. | JCP&L | No | Complete | 2012-06-11 | 2012-06-14 | 2012-06-28 | 2012-06-28
SRP11087 | SREC Solar | STURMAN |  | 5.76 | 0 | Residential | 1 | FORKED RIVER | 8731 | 18 | RELIABLE POWER SERVICES, INC. | JCP&L | No | Complete | 2012-06-11 | 2012-07-10 | 2012-07-31 | 2012-07-31
SRP11088 | SREC Solar | HUBIAK |  | 7.755 | 0 | Residential | 1 | TOMS RIVER | 8753 | 18 | RELIABLE POWER SERVICES, INC. | JCP&L | No | Complete | 2012-06-11 | 2012-06-28 | 2012-07-13 | 2012-07-13
SRP11089 | SREC Solar | PARTEE |  | 6.615 | 0 | Residential | 1 | SICKLERVILLE | 8081 | 14 | RUNNEMEDE PLUMBING HEATING | AC Electric | No | Complete | 2012-06-11 | 2013-02-21 | 2013-02-27 | 2013-02-27
SRP11090 | SREC Solar | VIRAY |  | 7.25 | 0 | Residential | 1 | TOMS RIVER | 8753 | 18 | 1ST LIGHT ENERGY, INC. | JCP&L | No | Complete | 2012-06-11 | 2013-01-03 | 2013-01-18 | 2013-01-18
SRP11091 | SREC Solar | GALASSO |  | 6.24 | 0 | Residential | 1 | LAKEWOOD | 8701 | 18 | RELIABLE POWER SERVICES, INC. | JCP&L | No | Complete | 2012-06-11 | 2012-06-14 | 2012-06-20 | 2012-06-20
SRP11092 | SREC Solar | MACINTYRE |  | 11.76 | 0 | Residential | 1 | MANAHAWKIN | 8050 | 18 | RELIABLE POWER SERVICES, INC. | AC Electric | No | Complete | 2012-06-18 | 2012-08-16 | 2012-08-29 | 2012-08-29
SRP11094 | SREC Solar | COUGHLIN |  | 6.48 | 0 | Residential | 1 | MANAHAWKIN | 8050 | 18 | RELIABLE POWER SERVICES, INC. | AC Electric | No | Complete | 2012-06-11 | 2012-06-19 | 2012-06-28 | 2012-06-28
SRP11095 | SREC Solar | BENDER |  | 5.7 | 0 | Residential | 0 | BAYVILLE | 8721 | 18 | SOLAR ENERGY WORLD-W | JCP&L | No | Complete | 2012-06-11 | 2012-10-16 | 2012-11-02 | 2012-11-02
SRP11096 | SREC Solar | ERDMAN |  | 7.44 | 0 | Residential | 1 | WHITING | 8759 | 18 | RELIABLE POWER SERVICES, INC. | JCP&L | No | Complete | 2012-06-11 | 2012-07-19 | 2012-07-31 | 2012-07-31
SRP11097 | SREC Solar | O' BRIEN |  | 4.51 | 0 | Residential | 0 | LEONIA | 7605 | 7 | SOLAR ENERGY WORLD-W | PSE&G BPU | No | Complete | 2012-06-11 | 2013-02-19 | 2013-03-07 | 2013-03-07
SRP11098 | SREC Solar | KOPCZYNSKI |  | 7.2 | 0 | Residential | 1 | TRENTON | 8620 | 12 | 4 BESTSOLAR | PSE&G BPU | No | Complete | 2012-06-11 | 2013-11-20 | 2013-11-27 | 2013-11-27
SRP11099 | SREC Solar | NIXHOLM |  | 18.33 | 0 | Residential | 1 | SIX POINTS | 8318 | 16 | PALMIERI SOLAR SOLUTIONS | AC Electric | No | Complete | 2012-06-11 | 2012-09-26 | 2012-10-12 | 2012-10-12
SRP11100 | SREC Solar | MO | GLORY INTERNATIONAL INC | 7.36 | 0 | Commercial | 0 | PARAMUS | 7652 | 7 | VARA NRG LLC | PSE&G BPU | No | Complete | 2012-06-11 | 2012-10-23 | 2012-11-09 | 2012-11-09
SRP11101 | SREC Solar | CAMPANILE |  | 11.52 | 0 | Residential | 1 | LAFAYETTE | 7848 | 1 | SOLARCITY CORPORATION | JCP&L | No | Complete | 2012-06-11 | 2013-01-28 | 2013-02-05 | 2013-02-05
SRP11102 | SREC Solar | BANKS |  | 4.32 | 0 | Residential | 1 | ROSELLE PARK | 7204 | 10 | SOLARCITY CORPORATION | PSE&G BPU | No | Complete | 2012-06-11 | 2012-12-04 | 2013-01-18 | 2013-01-18
SRP11103 | SREC Solar | MUCCI |  | 9.12 | 0 | Residential | 1 | MARLBORO | 7746 | 17 | SOLARCITY CORPORATION | JCP&L | No | Complete | 2012-07-09 | 2012-09-24 | 2012-10-16 | 2012-10-16
SRP11104 | SREC Solar | ARKUSH |  | 7.92 | 0 | Residential | 1 | WARETOWN | 8758 | 18 | SOLARCITY CORPORATION | JCP&L | No | Complete | 2012-06-11 | 2013-04-05 | 2013-05-02 | 2013-05-02
SRP11105 | SREC Solar | HUGHEN |  | 6.72 | 0 | Residential | 1 | HAMBURG | 7419 | 1 | SOLARCITY CORPORATION | JCP&L | No | Complete | 2012-06-11 | 2012-12-06 | 2012-12-12 | 2012-12-12
SRP11106 | SREC Solar | CARCICH |  | 9.2 | 0 | Residential | 1 | MANASQUAN | 8736 | 17 | RELIABLE POWER SERVICES, INC. | JCP&L | No | Complete | 2012-06-11 | 2012-06-19 | 2012-06-21 | 2012-06-21
SRP11107 | SREC Solar | POWERS |  | 10.34 | 0 | Residential | 1 | MANALAPAN | 7726 | 17 | RELIABLE POWER SERVICES, INC. | JCP&L | No | Complete | 2012-06-11 | 2013-12-02 | 2014-03-27 | 2014-03-27
SRP11108 | SREC Solar | CRUZ |  | 11.045 | 0 | Residential | 1 | BAYVILLE | 8721 | 18 | RELIABLE POWER SERVICES, INC. | JCP&L | No | Complete | 2012-06-11 | 2012-07-10 | 2012-07-26 | 2012-07-26
SRP11109 | SREC Solar | VANDRIEL |  | 9.84 | 0 | Residential | 1 | MORGANVILLE | 7751 | 17 | RELIABLE POWER SERVICES, INC. | JCP&L | No | Complete | 2012-06-11 | 2012-07-18 | 2012-07-31 | 2012-07-31
SRP11110 | SREC Solar | MEYER |  | 13.2 | 0 | Residential | 1 | HOWELL | 7731 | 17 | RELIABLE POWER SERVICES, INC. | JCP&L | No | Complete | 2012-06-11 | 2012-10-17 | 2012-11-07 | 2012-11-07
SRP11111 | SREC Solar | AGARD |  | 6.5 | 0 | Residential | 1 | PISCATAWAY | 8854 | 11 | TRINITY HEATING AND AIR | PSE&G BPU | No | Complete | 2012-06-11 | 2012-11-20 | 2012-12-04 | 2012-12-04
SRP11112 | SREC Solar | TOTH |  | 6.105 | 0 | Residential | 1 | TOMS RIVER | 8757 | 18 | TRINITY HEATING AND AIR | JCP&L | No | Complete | 2012-06-11 | 2012-09-12 | 2012-10-02 | 2012-10-02
SRP11113 | SREC Solar | KERSTEIN |  | 9.25 | 0 | Residential | 1 | SOMERSET | 8873 | 5 | TRINITY HEATING AND AIR | PSE&G BPU | No | Complete | 2012-06-11 | 2012-08-10 | 2012-08-21 | 2012-08-21
SRP11114 | SREC Solar | KAMPS |  | 2.5 | 0 | Residential | 1 | BURLINGTON | 8016 | 13 | TRINITY HEATING AND AIR | PSE&G BPU | No | Complete | 2012-06-11 | 2012-08-23 | 2012-09-06 | 2012-09-06
SRP11115 | SREC Solar | CHEWNING |  | 7.92 | 0 | Residential | 1 | COLUMBUS | 8022 | 13 | TRINITY HEATING AND AIR | PSE&G BPU | No | Complete | 2012-06-11 | 2012-07-20 | 2012-08-16 | 2012-08-16
SRP11116 | SREC Solar | MUSTO |  | 8.64 | 0 | Residential | 1 | FREEHOLD | 7728 | 17 | TRINITY HEATING AND AIR | JCP&L | No | Complete | 2012-06-11 | 2012-10-05 | 2012-10-25 | 2012-10-25
SRP11117 | SREC Solar | YALGI |  | 6.72 | 0 | Residential | 1 | BRIDGEWATER | 8807 | 5 | TRINITY HEATING AND AIR | PSE&G BPU | No | Complete | 2012-06-11 | 2012-09-13 | 2012-10-01 | 2012-10-01
SRP11118 | SREC Solar | ZDZCHOWSKI |  | 3.055 | 0 | Residential | 1 | EDISON | 8817 | 11 | VIVINT SOLAR | PSE&G BPU | No | Complete | 2012-06-11 | 2013-03-25 | 2013-04-02 | 2013-04-02
SRP11119 | SREC Solar | BLANCO |  | 3.995 | 0 | Residential | 1 | N. PLAINFIELD | 7060 | 10 | VIVINT SOLAR | PSE&G BPU | No | Complete | 2012-06-11 | 2013-01-22 | 2013-02-12 | 2013-02-12
SRP11121 | SREC Solar | ABBOMONDI |  | 10.464 | 0 | Residential | 0 | MAYS LANDING | 8330 | 19 | GEOPEAK ENERGY LLC | AC Electric | No | Complete | 2012-06-11 | 2012-12-13 | 2013-01-02 | 2013-01-02
SRP11122 | SREC Solar | ZANKI | BLUE MOON BED & BREAKFAST | 11 | 0 | Commercial | 0 | JACKSON | 8527 | 18 | SOLAR ENERGY WORLD-W | JCP&L | No | Complete | 2012-06-11 | 2013-07-16 | 2013-07-22 | 2013-07-22
SRP11123 | SREC Solar | JARETSKY |  | 8.829 | 0 | Residential | 0 | ANDOVER | 7821 | 1 | SOLAR ENERGY WORLD-W | JCP&L | No | Complete | 2012-06-11 | 2013-02-22 | 2013-02-28 | 2013-02-28
SRP11124 | SREC Solar | HENDRICKS |  | 5.13 | 0 | Residential | 0 | BEVERLY | 8010 | 13 | SOLAR ENERGY WORLD-W | PSE&G BPU | No | Complete | 2012-06-11 | 2012-12-14 | 2012-12-28 | 2012-12-28
SRP11125 | SREC Solar | MALYON |  | 7.848 | 0 | Residential | 0 | OAKLAND | 7436 | 7 | SOLAR ENERGY WORLD-W | Orange & Rockland Elec | No | Complete | 2012-06-11 | 2012-12-19 | 2013-01-28 | 2013-01-28
SRP11126 | SREC Solar | CHRISTOU |  | 3.25 | 0 | Residential | 0 | CRANFORD | 7066 | 10 | SOLAR ENERGY WORLD-W | PSE&G BPU | No | Complete | 2012-06-11 | 2013-02-22 | 2013-03-27 | 2013-03-27
SRP11127 | SREC Solar | COPELAND |  | 6.24 | 0 | Residential | 1 | EGG HARBOR TWP | 8234 | 19 | ACOS ENERGY, LLC | AC Electric | No | Complete | 2012-06-11 | 2013-04-22 | 2013-05-06 | 2013-05-06
SRP11128 | SREC Solar | DUNNE |  | 7.92 | 0 | Residential | 1 | ABSECON | 8201 | 19 | ACOS ENERGY, LLC | AC Electric | No | Complete | 2012-06-11 | 2013-01-24 | 2013-02-12 | 2013-02-12
SRP11129 | SREC Solar | HARRIS |  | 7.92 | 0 | Residential | 1 | MANCHESTER | 8759 | 18 | ACOS ENERGY, LLC | JCP&L | No | Complete | 2012-06-11 | 2012-08-01 | 2012-08-14 | 2012-08-14
SRP11130 | SREC Solar | CILLI-GORMALEY |  | 3.96 | 0 | Residential | 0 | LITTLE FERRY | 7643 | 7 | GEOGENIX | PSE&G BPU | No | Complete | 2012-06-11 | 2013-02-25 | 2013-04-23 | 2013-04-23
SRP11131 | SREC Solar | MEEKER |  | 12.24 | 0 | Residential | 1 | WHITING | 8759 | 18 | ACOS ENERGY, LLC | JCP&L | No | Complete | 2012-06-11 | 2013-05-06 | 2013-05-16 | 2013-05-16
SRP11132 | SREC Solar | DRUMELER | TOWN OF SECAUCUS PARKING LOT # 1 | 152.88 | 0 | Commercial | 1 | SECAUCUS | 7094 | 8 | MARTIFER SOLAR USA | PSE&G BPU | No | Complete | 2012-06-11 | 2012-11-07 | 2012-12-10 | 2012-12-10
SRP11133 | SREC Solar | LOUCANIDES |  | 12 | 0 | Residential | 1 | MANAHAWKIN | 8050 | 18 | ACOS ENERGY, LLC | AC Electric | No | Complete | 2012-06-11 | 2013-01-28 | 2013-02-06 | 2013-02-06
SRP11134 | SREC Solar | CYBENKO |  | 5.28 | 0 | Residential | 1 | MANCHESTER | 8757 | 18 | ACOS ENERGY, LLC | JCP&L | No | Complete | 2012-06-11 | 2012-08-16 | 2012-08-29 | 2012-08-29
SRP11135 | SREC Solar | MITTLEBERG |  | 7.92 | 0 | Residential | 1 | BRICK | 8724 | 18 | ACOS ENERGY, LLC | JCP&L | No | Complete | 2012-06-11 | 2012-07-19 | 2012-07-31 | 2012-07-31
SRP11136 | SREC Solar | MARENO |  | 4.655 | 0 | Residential | 1 | TOMS RIVER | 8753 | 18 | CORBIN SOLAR SOLUTIONS, LLC | JCP&L | No | Complete | 2012-06-11 | 2012-08-21 | 2012-09-05 | 2012-09-05
SRP11138 | SREC Solar | MARQUES |  | 3.525 | 0 | Residential | 1 | KEARNY | 7032 | 8 | VIVINT SOLAR | PSE&G BPU | No | Complete | 2012-06-11 | 2012-12-26 | 2013-01-09 | 2013-01-09
SRP11139 | SREC Solar | BARAN |  | 5.7 | 0 | Residential | 1 | BRIDGETON | 8302 | 20 | SUNGEVITY, INC. | AC Electric | No | Complete | 2012-06-11 | 2012-11-06 | 2012-11-16 | 2012-11-16
SRP11140 | SREC Solar | RIZZA |  | 4.7 | 0 | Residential | 1 | NUTLEY | 7110 | 9 | VIVINT SOLAR | PSE&G BPU | No | Complete | 2012-06-11 | 2013-01-25 | 2013-03-05 | 2013-03-05
SRP11141 | SREC Solar | WOODRUFF |  | 10.78 | 0 | Residential | 1 | HACKETTSTOWN | 7840 | 2 | SUNGEVITY, INC. | JCP&L | No | Complete | 2012-06-11 | 2012-08-21 | 2012-08-31 | 2012-08-31
SRP11142 | SREC Solar | ACCARDI |  | 4.935 | 0 | Residential | 1 | SOUTH PLAINFIELD | 7080 | 11 | VIVINT SOLAR | PSE&G BPU | No | Complete | 2012-06-11 | 2013-01-03 | 2013-01-18 | 2013-01-18
SRP11143 | SREC Solar | KWANTORO |  | 5.64 | 0 | Residential | 1 | FLANDERS | 7836 | 3 | SUNGEVITY, INC. | JCP&L | No | Complete | 2012-06-11 | 2012-11-27 | 2012-12-04 | 2012-12-04
SRP11144 | SREC Solar | BATHGATE |  | 1.715 | 0 | Residential | 1 | BERGENFIELD | 7621 | 7 | SUNGEVITY, INC. | PSE&G BPU | No | Complete | 2012-06-11 | 2012-12-19 | 2013-01-02 | 2013-01-02
SRP11145 | SREC Solar | REVESZ |  | 4.165 | 0 | Residential | 1 | CEDAR GROVE | 7009 | 9 | SUNGEVITY, INC. | PSE&G BPU | No | Complete | 2012-06-11 | 2012-11-05 | 2012-11-14 | 2012-11-14
SRP11146 | SREC Solar | GOHIL |  | 11.27 | 0 | Residential | 1 | EDISON | 8820 | 11 | SUNGEVITY, INC. | PSE&G BPU | No | Complete | 2012-06-11 | 2012-12-11 | 2012-12-20 | 2012-12-20
SRP11147 | SREC Solar | TARRICONE |  | 10.07 | 0 | Residential | 1 | FORKED RIVER | 8731 | 18 | SUNGEVITY, INC. | JCP&L | No | Complete | 2012-06-11 | 2012-12-11 | 2012-12-20 | 2012-12-20
SRP11148 | SREC Solar | HARVATH |  | 7.05 | 0 | Residential | 1 | SOUTH PLAINFIELD | 7080 | 11 | VIVINT SOLAR | PSE&G BPU | No | Complete | 2012-06-11 | 2013-01-03 | 2013-01-18 | 2013-01-18
SRP11149 | SREC Solar | LA CAVA |  | 6.11 | 0 | Residential | 1 | JAMESBURG | 8831 | 11 | SUNGEVITY, INC. | JCP&L | No | Complete | 2012-06-11 | 2012-09-07 | 2012-10-02 | 2012-10-02
SRP11150 | SREC Solar | WHITE |  | 6.58 | 0 | Residential | 1 | LAKEWOOD | 8701 | 18 | SUNGEVITY, INC. | JCP&L | No | Complete | 2012-06-11 | 2013-04-03 | 2013-04-22 | 2013-04-22
SRP11151 | SREC Solar | DEMESA |  | 3.995 | 0 | Residential | 1 | SOUTH PLAINFIELD | 7080 | 11 | VIVINT SOLAR | PSE&G BPU | No | Complete | 2012-06-11 | 2013-05-16 | 2013-05-23 | 2013-05-23
SRP11152 | SREC Solar | BARRETT |  | 3.995 | 0 | Residential | 1 | PISCATAWAY | 8854 | 11 | VIVINT SOLAR | PSE&G BPU | No | Complete | 2012-06-11 | 2013-02-19 | 2013-03-27 | 2013-03-27
SRP11153 | SREC Solar | MANZIONE |  | 4.41 | 0 | Residential | 1 | PITTSTOWN | 8867 | 4 | SUNGEVITY, INC. | JCP&L | No | Complete | 2012-06-11 | 2013-12-12 | 2013-12-27 | 2013-12-27
SRP11154 | SREC Solar | EDWARDS |  | 6.58 | 0 | Residential | 1 | BAYVILLE | 8721 | 18 | ROOF DIAGNOSTICS INC | JCP&L | No | Complete | 2012-06-11 | 2012-06-25 | 2012-07-09 | 2012-07-09
SRP11159 | SREC Solar | JACKSON |  | 4.41 | 0 | Residential | 1 | JACKSON | 8527 | 18 | ROOF DIAGNOSTICS INC | JCP&L | No | Complete | 2012-06-11 | 2012-09-18 | 2012-10-09 | 2012-10-09
SRP11160 | SREC Solar | SILVA |  | 7.75 | 0 | Residential | 1 | TOMS RIVER | 8753 | 18 | TRINITY HEATING AND AIR | JCP&L | No | Complete | 2012-06-11 | 2012-08-01 | 2012-08-10 | 2012-08-10
SRP11161 | SREC Solar | BARRY |  | 10.045 | 0 | Residential | 1 | BRICK | 8724 | 18 | ROOF DIAGNOSTICS INC | JCP&L | No | Complete | 2012-06-11 | 2012-10-17 | 2012-11-07 | 2012-11-07
SRP11162 | SREC Solar | LEGRAS |  | 10.56 | 0 | Residential | 1 | WALL | 7719 | 17 | ROOF DIAGNOSTICS INC | JCP&L | No | Complete | 2012-06-11 | 2012-12-20 | 2013-08-05 | 2013-08-05
SRP11163 | SREC Solar | MASONE |  | 6.58 | 0 | Residential | 1 | HOWELL | 7731 | 17 | ROOF DIAGNOSTICS INC | JCP&L | No | Complete | 2012-06-11 | 2012-06-19 | 2012-06-21 | 2012-06-21
SRP11164 | SREC Solar | PADILLA |  | 7.2 | 0 | Residential | 1 | BAYVILLE | 8721 | 18 | ROOF DIAGNOSTICS INC | JCP&L | No | Complete | 2012-06-11 | 2012-07-18 | 2012-07-31 | 2012-07-31
SRP11165 | SREC Solar | WEEDEN |  | 5.1 | 0 | Residential | 1 | BELMAR | 7719 | 17 | ROOF DIAGNOSTICS INC | JCP&L | No | Complete | 2012-06-11 | 2012-09-28 | 2012-10-22 | 2012-10-22
SRP11166 | SREC Solar | BERTOLDO |  | 7.05 | 0 | Residential | 1 | HOWELL | 7731 | 17 | ROOF DIAGNOSTICS INC | JCP&L | No | Complete | 2012-06-11 | 2012-08-16 | 2012-08-29 | 2012-08-29
SRP11167 | SREC Solar | GJONBALAJ |  | 11.27 | 0 | Residential | 1 | FREEHOLD | 7728 | 17 | ROOF DIAGNOSTICS INC | JCP&L | No | Complete | 2012-06-11 | 2012-12-06 | 2012-12-13 | 2012-12-13
SRP11168 | SREC Solar | HAWLEY |  | 8.82 | 0 | Residential | 1 | WHITING | 8759 | 18 | ROOF DIAGNOSTICS INC | JCP&L | No | Complete | 2012-06-11 | 2012-09-14 | 2012-09-25 | 2012-09-25
SRP11170 | SREC Solar | BRADLEY |  | 9.6 | 0 | Residential | 1 | WOODBRIDGE | 7095 | 11 | GONE GREEN TECHNOLOGIES | PSE&G BPU | No | Complete | 2012-06-11 | 2012-09-10 | 2012-10-16 | 2012-10-16
SRP11171 | SREC Solar | WEEKS |  | 8.64 | 0 | Residential | 1 | PORT REBULIC | 8241 | 19 | RCL ENTERPRISES INC. | AC Electric | No | Complete | 2012-06-11 | 2012-11-09 | 2012-11-23 | 2012-11-23
SRP11173 | SREC Solar | OLIVERO |  | 5.5 | 0 | Residential | 1 | TOMS RIVER | 8757 | 18 | TRINITY HEATING AND AIR | JCP&L | No | Complete | 2012-06-11 | 2012-09-10 | 2012-09-28 | 2012-09-28
SRP11174 | SREC Solar | CARUCCI |  | 5 | 0 | Residential | 1 | JACKSON | 8527 | 18 | TRINITY HEATING AND AIR | JCP&L | No | Complete | 2012-06-11 | 2012-07-03 | 2012-07-18 | 2012-07-18
SRP11175 | SREC Solar | CALHOUN |  | 7.02 | 0 | Residential | 0 | ANDOVER | 7821 | 1 | ENERGY SOLUTIONS BY TOTAL | JCP&L | No | Complete | 2012-06-11 | 2013-05-08 | 2013-05-22 | 2013-05-22
SRP11176 | SREC Solar | ADRIEN |  | 4.8 | 0 | Residential | 1 | FREEHOLD | 7728 | 17 | TRINITY HEATING AND AIR | JCP&L | No | Complete | 2012-06-11 | 2013-01-22 | 2013-02-07 | 2013-02-07
SRP11177 | SREC Solar | VOGEL |  | 5.17 | 0 | Residential | 1 | ALLENWOOD | 8720 | 17 | ROOF DIAGNOSTICS INC | JCP&L | No | Complete | 2012-06-11 | 2012-11-19 | 2012-11-29 | 2012-11-29
SRP11178 | SREC Solar | PIERSON |  | 3.33 | 0 | Residential | 1 | WILLIAMSTOWN | 8094 | 15 | TRINITY HEATING AND AIR | AC Electric | No | Complete | 2012-06-11 | 2012-10-24 | 2012-11-06 | 2012-11-06
SRP11179 | SREC Solar | RICCIARDI |  | 4.8 | 0 | Residential | 1 | HOWELL | 7731 | 17 | ROOF DIAGNOSTICS INC | JCP&L | No | Complete | 2012-06-11 | 2012-06-20 | 2012-07-05 | 2012-07-05
SRP11180 | SREC Solar | APPELLANIZ |  | 6.58 | 0 | Residential | 1 | TOMS RIVER | 8755 | 18 | ROOF DIAGNOSTICS INC | JCP&L | No | Complete | 2012-06-11 | 2012-06-19 | 2012-06-21 | 2012-06-21
SRP11181 | SREC Solar | BURDSALL |  | 6.24 | 0 | Residential | 1 | RIO GRAND | 8242 | 21 | ACOS ENERGY, LLC | AC Electric | No | Complete | 2012-06-11 | 2012-11-06 | 2012-11-14 | 2012-11-14
SRP11182 | SREC Solar | LANDI |  | 6.72 | 0 | Residential | 1 | LITTLE EGG HARBOR | 8087 | 18 | ROOF DIAGNOSTICS INC | AC Electric | No | Complete | 2012-06-11 | 2012-12-04 | 2012-12-11 | 2012-12-11
SRP11183 | SREC Solar | VIRGIL-FAWCETT |  | 8.16 | 0 | Residential | 1 | EAST WINDSOR | 8520 | 12 | ROOF DIAGNOSTICS INC | JCP&L | No | Complete | 2012-06-11 | 2013-06-04 | 2013-06-14 | 2013-06-14
SRP11184 | SREC Solar | CRUZ | CRUZ CONSTRUCTION | 24.08 | 0 | Commercial | 0 | HOWELL | 7731 | 17 | TRINITY HEATING AND AIR | JCP&L | No | Complete | 2012-06-11 | 2012-12-20 | 2013-01-04 | 2013-01-04
SRP11185 | SREC Solar | COLBERG |  | 4.23 | 0 | Residential | 1 | PT PLEASANT | 8742 | 18 | ROOF DIAGNOSTICS INC | JCP&L | No | Complete | 2012-06-11 | 2012-07-18 | 2012-07-31 | 2012-07-31
SRP11186 | SREC Solar | DAVE |  | 4.44 | 0 | Residential | 1 | FORDS | 8863 | 11 | TRINITY HEATING AND AIR | PSE&G BPU | No | Complete | 2012-06-11 | 2012-09-07 | 2012-09-17 | 2012-09-17
SRP11187 | SREC Solar | YEASKY |  | 7.44 | 0 | Residential | 1 | TOMS RIVER | 8757 | 18 | SEA BRIGHT SOLAR, LLC | JCP&L | No | Complete | 2012-06-11 | 2012-09-26 | 2012-10-17 | 2012-10-17
SRP11188 | SREC Solar | DOYLE |  | 8 | 0 | Residential | 1 | BOONTON | 7005 | 3 | TRINITY HEATING AND AIR | JCP&L | No | Complete | 2012-06-11 | 2012-11-13 | 2012-11-27 | 2012-11-27
SRP11189 | SREC Solar | MONTMORE |  | 6.345 | 0 | Residential | 1 | BRICK | 8724 | 18 | ROOF DIAGNOSTICS INC | JCP&L | No | Complete | 2012-06-11 | 2012-11-06 | 2012-11-16 | 2012-11-16
SRP11190 | SREC Solar | TAZZA |  | 5.5 | 0 | Residential | 1 | YARDVILLE | 8620 | 12 | TRINITY HEATING AND AIR | PSE&G BPU | No | Complete | 2012-06-11 | 2012-07-12 | 2012-08-02 | 2012-08-02
SRP11191 | SREC Solar | CHEEKS |  | 5.75 | 0 | Residential | 1 | SOUTHAMPTON | 8088 | 13 | TRINITY HEATING AND AIR | PSE&G BPU | No | Complete | 2012-06-11 | 2012-08-10 | 2012-08-21 | 2012-08-21
SRP11192 | SREC Solar | MALLANO |  | 8.5 | 0 | Residential | 1 | HOWELL | 7731 | 17 | TRINITY HEATING AND AIR | JCP&L | No | Complete | 2012-06-11 | 2012-09-12 | 2012-10-02 | 2012-10-02
SRP11193 | SREC Solar | HUDSON |  | 8 | 0 | Residential | 1 | EAST WINDSOR | 8512 | 11 | TRINITY HEATING AND AIR | JCP&L | No | Complete | 2012-06-11 | 2012-07-25 | 2012-08-16 | 2012-08-16
SRP11194 | SREC Solar | PIERI |  | 4.23 | 0 | Residential | 1 | S. PLAINFIELD | 7080 | 11 | VIVINT SOLAR | PSE&G BPU | No | Complete | 2012-06-11 | 2013-01-10 | 2013-01-28 | 2013-01-28
SRP11195 | SREC Solar | SPITALERI |  | 6.867 | 0 | Residential | 1 | BEDMINSTER | 7921 | 5 | GREEN POWER ENERGY LLC | JCP&L | No | Complete | 2012-06-11 | 2012-09-10 | 2012-09-14 | 2012-09-14
SRP11196 | SREC Solar | BROWN |  | 9.12 | 0 | Residential | 1 | TOMS RIVER | 8753 | 18 | SEA BRIGHT SOLAR, LLC | JCP&L | No | Complete | 2012-06-11 | 2012-09-07 | 2012-10-02 | 2012-10-02
SRP11197 | SREC Solar | O'SULLIVAN | THE GREAT ATLANTIC & PACIFIC TEA C | 433.44 | 0 | Commercial | 1 | NEWARK | 7105 | 9 | MARTIFER SOLAR USA - CT | PSE&G BPU | No | Complete | 2012-06-11 | 2013-01-18 | 2013-01-28 | 2013-01-28
SRP11198 | SREC Solar | LUU |  | 9.36 | 0 | Residential | 1 | GALLOWAY | 8205 | 19 | GREENPOINTE ENERGY | AC Electric | No | Complete | 2012-06-11 | 2013-03-25 | 2013-04-09 | 2013-04-09
SRP11199 | SREC Solar | BELLOISE | ST. MARY'S CHURCH | 31.2 | 0 | Non Profit | 1 | PLAINFIELD | 7060 | 10 | MERCURY SOLAR SYSTEMS - PORT CHESTER | PSE&G BPU | No | Complete | 2012-06-11 | 2013-01-02 | 2013-01-15 | 2013-01-15
SRP11201 | SREC Solar | SILVA |  | 3.525 | 0 | Residential | 1 | NORTH ARLINGTON | 7031 | 7 | VIVINT SOLAR | PSE&G BPU | No | Complete | 2012-06-11 | 2012-12-21 | 2013-01-04 | 2013-01-04
SRP11202 | SREC Solar | FOLEY |  | 7.848 | 0 | Residential | 1 | ATLANTIC CITY | 8401 | 19 | RUNNEMEDE PLUMBING HEATING | AC Electric | No | Complete | 2012-06-11 | 2013-03-12 | 2013-03-19 | 2013-03-19
SRP11204 | SREC Solar | VIVIANO |  | 15.696 | 0 | Residential | 1 | MONROEVILLE | 8343 | 16 | RUNNEMEDE PLUMBING HEATING | AC Electric | No | Complete | 2012-06-11 | 2013-02-21 | 2013-04-05 | 2013-04-05
SRP11205 | SREC Solar | CASSARA |  | 6.345 | 0 | Residential | 1 | S. PLAINFIELD | 7080 | 11 | VIVINT SOLAR | PSE&G BPU | No | Complete | 2012-06-11 | 2012-12-20 | 2013-01-04 | 2013-01-04
SRP11206 | SREC Solar | VIVIANO |  | 11.04 | 0 | Residential | 1 | MONROEVILLE | 8343 | 16 | RUNNEMEDE PLUMBING HEATING | AC Electric | No | Complete | 2012-06-11 | 2013-03-04 | 2013-03-19 | 2013-03-19
SRP11207 | SREC Solar | CONNALLON |  | 6.29 | 0 | Residential | 1 | YARDVILLE | 8620 | 12 | TRINITY HEATING AND AIR | PSE&G BPU | No | Complete | 2012-06-11 | 2012-08-07 | 2012-08-20 | 2012-08-20
SRP11208 | SREC Solar | SEMBELLO |  | 3.84 | 0 | Residential | 1 | MANAHAWKIN | 8050 | 18 | NJR HOME SERVICES. | AC Electric | No | Complete | 2012-06-11 | 2012-12-11 | 2012-12-20 | 2012-12-20
SRP11209 | SREC Solar | SCHOEN |  | 9.87 | 0 | Residential | 1 | SOUTH PLAINFIELD | 7080 | 11 | VIVINT SOLAR | PSE&G BPU | No | Complete | 2012-06-11 | 2013-02-14 | 2013-03-04 | 2013-03-04
SRP11210 | SREC Solar | BECRAFT |  | 8.4 | 0 | Residential | 1 | MANAHAWKIN | 8050 | 18 | NJR HOME SERVICES. | AC Electric | No | Complete | 2012-06-11 | 2012-10-02 | 2012-10-12 | 2012-10-12
SRP11211 | SREC Solar | MESSLER |  | 4.8 | 0 | Residential | 1 | MANAHAWKIN | 8050 | 18 | NJR HOME SERVICES. | AC Electric | No | Complete | 2012-06-11 | 2012-11-29 | 2012-12-11 | 2012-12-11
SRP11212 | SREC Solar | BUBENAS |  | 6.96 | 0 | Residential | 1 | RED BANK | 7701 | 17 | NJR HOME SERVICES. | JCP&L | No | Complete | 2012-06-11 | 2012-08-28 | 2012-09-11 | 2012-09-11
SRP11213 | SREC Solar | MCMAHON | DIAMOND CHEMICAL CO | 1470 | 0 | Commercial | 1 | EAST RUTHERFORD | 7073 | 7 | SOLAR NATION NEW JERSEY LLC | PSE&G BPU | No | Complete | 2012-06-11 | 2013-06-10 | 2013-06-17 | 2013-06-17
SRP11214 | SREC Solar | KOSBERG |  | 6.44 | 0 | Residential | 1 | SHREWSBURY | 7702 | 17 | SEA BRIGHT SOLAR, LLC | JCP&L | No | Complete | 2012-06-11 | 2012-11-09 | 2012-11-23 | 2012-11-23
SRP11215 | SREC Solar | BERMO |  | 3.995 | 0 | Residential | 1 | SOUTH PLAINFIELD | 7080 | 11 | VIVINT SOLAR | PSE&G BPU | No | Complete | 2012-06-11 | 2012-12-26 | 2013-01-09 | 2013-01-09
SRP11216 | SREC Solar | AIXINJUELUO |  | 19.44 | 0 | Residential | 0 | MORGANVILLE | 7751 | 17 | US CLEAN ENERGY LLC | JCP&L | No | Complete | 2012-06-11 | 2013-01-30 | 2013-02-11 | 2013-02-11
SRP11217 | SREC Solar | CRECCA |  | 4.23 | 0 | Residential | 0 | N. CAPE MAY | 8204 | 21 | JBS SOLAR AND WIND, LLC | AC Electric | No | Complete | 2012-06-11 | 2013-02-04 | 2013-02-20 | 2013-02-20
SRP11221 | SREC Solar | FERRARO |  | 6.9 | 0 | Residential | 1 | BRICK | 8723 | 18 | ENERGY SOLUTIONS OF NEW JERSEY LLC | JCP&L | No | Complete | 2012-06-11 | 2013-07-26 | 2013-08-01 | 2013-08-01
SRP11223 | SREC Solar | FAY |  | 16.83 | 0 | Residential | 1 | VINELAND | 8361 | 20 | RCL ENTERPRISES INC. | Vineland Muni Elec | No | Complete | 2012-06-11 | 2012-06-25 | 2012-07-09 | 2012-07-09
SRP11224 | SREC Solar | YARD |  | 14.16 | 0 | Residential | 1 | ABSECON | 8201 | 19 | RCL ENTERPRISES INC. | AC Electric | No | Complete | 2012-06-11 | 2013-04-01 | 2013-04-17 | 2013-04-17
SRP11225 | SREC Solar | LAWRENCE |  | 1.575 | 0 | Residential | 1 | FORKED RIVER | 8721 | 18 | TRINITY HEATING AND AIR | JCP&L | No | Complete | 2012-06-11 | 2012-07-03 | 2012-07-23 | 2012-07-23
SRP11227 | SREC Solar | GUTMAN |  | 14.715 | 0 | Residential | 1 | BRIDGEWATER | 8807 | 5 | AMERICAN RENEWABLE ENERGY, INC | PSE&G BPU | No | Complete | 2012-06-11 | 2012-09-26 | 2012-10-18 | 2012-10-18
SRP11228 | SREC Solar | ROLAK |  | 11.27 | 0 | Residential | 1 | BAYVILLE | 8721 | 18 | SKYLINE SOLAR | JCP&L | No | Complete | 2012-06-11 | 2012-07-31 | 2012-08-08 | 2012-08-08
SRP11229 | SREC Solar | PEKAR |  | 23.4 | 0 | Residential | 1 | MY HOLLY | 8060 | 13 | RCL ENTERPRISES INC. | PSE&G BPU | No | Complete | 2012-06-11 | 2012-09-10 | 2012-09-19 | 2012-09-19
SRP11230 | SREC Solar | PEKAR |  | 23.4 | 0 | Residential | 1 | MT HOLLY | 8060 | 13 | RCL ENTERPRISES INC. | PSE&G BPU | No | Complete | 2012-06-11 | 2012-09-10 | 2012-09-19 | 2012-09-19
SRP11231 | SREC Solar | DAGNALL |  | 3.84 | 0 | Residential | 1 | BARNEGAT | 8005 | 18 | NJR HOME SERVICES. | JCP&L | No | Complete | 2012-06-11 | 2012-08-23 | 2012-08-27 | 2012-08-27
SRP11232 | SREC Solar | ROSS |  | 12.22 | 0 | Residential | 1 | PEQUANNOCK | 7440 | 3 | RENEWERGY SOLUTIONS GROUP | JCP&L | No | Complete | 2012-06-11 | 2012-11-20 | 2012-12-05 | 2012-12-05
SRP11233 | SREC Solar | BATTLES |  | 5.886 | 0 | Residential | 1 | MAMORA | 8223 | 21 | RICHMOND SOLAR | AC Electric | No | Complete | 2012-06-11 | 2012-08-23 | 2012-09-11 | 2012-09-11
SRP11234 | SREC Solar | VAN BUREN |  | 8.46 | 0 | Residential | 1 | BRICK | 8723 | 18 | ENERGY SOLUTIONS OF NEW JERSEY LLC | JCP&L | No | Complete | 2012-06-11 | 2012-12-06 | 2012-12-13 | 2012-12-13
SRP11235 | SREC Solar | ARDIS |  | 8.46 | 0 | Residential | 1 | TOMS RIVER | 8755 | 18 | ENERGY SOLUTIONS OF NEW JERSEY LLC | JCP&L | No | Complete | 2012-06-11 | 2012-10-26 | 2012-11-16 | 2012-11-16
SRP11236 | SREC Solar | BEAGLE |  | 6.72 | 0 | Residential | 1 | BRIGANTINE | 8203 | 19 | RCL ENTERPRISES INC. | AC Electric | No | Complete | 2012-06-11 | 2012-09-10 | 2012-09-14 | 2012-09-14
SRP11237 | SREC Solar | HEINZE | TINAS PRODUCTIONS INC. | 37.24 | 0 | Commercial | 1 | CAMDEN | 8104 | 14 | G. E. SMITH ELECTRIC INC | PSE&G BPU | No | Complete | 2012-06-11 | 2012-11-19 | 2012-11-27 | 2012-11-27
SRP11238 | SREC Solar | KUENSEL | FERRY AVENUE LLC | 5.88 | 0 | Commercial | 1 | CAMDEN | 8104 | 14 | G. E. SMITH ELECTRIC INC | PSE&G BPU | No | Complete | 2012-06-11 | 2012-10-03 | 2012-11-14 | 2012-11-14
SRP11239 | SREC Solar | KUENSEL | FERRY AVENUE LLC | 16.17 | 0 | Commercial | 1 | CAMDEN | 8104 | 14 | G. E. SMITH ELECTRIC INC | PSE&G BPU | No | Complete | 2012-06-11 | 2012-10-03 | 2012-10-22 | 2012-10-22
SRP11240 | SREC Solar | GREGORY |  | 6.93 | 0 | Residential | 1 | LAWRENCVILLE | 8648 | 12 | TRINITY HEATING AND AIR | PSE&G BPU | No | Complete | 2012-06-11 | 2012-09-14 | 2012-09-25 | 2012-09-25
SRP11241 | SREC Solar | LANGAN |  | 6.845 | 0 | Residential | 1 | HOWELL | 7731 | 17 | TRINITY HEATING AND AIR | JCP&L | No | Complete | 2012-06-11 | 2012-08-16 | 2012-08-29 | 2012-08-29
SRP11242 | SREC Solar | RESNICK |  | 4.44 | 0 | Residential | 1 | MANALAPAN | 7726 | 17 | TRINITY HEATING AND AIR | JCP&L | No | Complete | 2012-06-11 | 2012-09-10 | 2012-09-14 | 2012-09-14
SRP11243 | SREC Solar | NUNEZ JR. |  | 3.76 | 0 | Residential | 1 | JERSEY CITY | 7305 | 8 | TRINITY HEATING AND AIR | PSE&G BPU | No | Complete | 2012-06-11 | 2013-05-22 | 2013-05-30 | 2013-05-30
SRP11244 | SREC Solar | ONORATO | SHAMONG TOWNSHIP | 43.005 | 0 | Government Facility | 1 | SHAMONG TWP | 8088 | 13 | ECLIPSE SOLAR | AC Electric | No | Complete | 2012-06-11 | 2012-10-26 | 2012-11-13 | 2012-11-13
SRP11245 | SREC Solar | HUGHES |  | 8.5 | 0 | Residential | 1 | JACKSON | 8527 | 18 | TRINITY HEATING AND AIR | JCP&L | No | Complete | 2012-06-11 | 2012-07-12 | 2012-07-24 | 2012-07-24
SRP11246 | SREC Solar | MCGRATH |  | 7.955 | 0 | Residential | 1 | BAYVILLE | 8721 | 18 | TRINITY HEATING AND AIR | JCP&L | No | Complete | 2012-06-11 | 2012-12-03 | 2012-12-07 | 2012-12-07
SRP11247 | SREC Solar | BRODHECKER |  | 5.28 | 0 | Residential | 0 | NEWTON | 7826 | 1 | SELF INSTALL | JCP&L | No | Complete | 2012-06-11 | 2014-01-23 | 2014-01-30 | 2014-01-30
SRP11248 | SREC Solar | MURRAY |  | 5.145 | 0 | Residential | 1 | SPRING LAKE | 7762 | 17 | SUNGEVITY, INC. | JCP&L | No | Complete | 2012-06-11 | 2012-10-10 | 2012-10-26 | 2012-10-26
SRP11249 | SREC Solar | BRUCE |  | 10.12 | 0 | Residential | 1 | MT. LAUREL | 8054 | 13 | SOLARCITY CORPORATION | PSE&G BPU | No | Complete | 2012-06-11 | 2013-03-12 | 2013-03-20 | 2013-03-20
SRP11250 | SREC Solar | PATEL |  | 7.68 | 0 | Residential | 1 | BRIDGEWATER | 8807 | 5 | SOLARCITY CORPORATION | JCP&L | No | Complete | 2012-06-11 | 2012-09-28 | 2012-10-22 | 2012-10-22
SRP11253 | SREC Solar | SINCKLER |  | 3.995 | 0 | Residential | 1 | PISCATAWAY | 8854 | 11 | VIVINT SOLAR | PSE&G BPU | No | Complete | 2012-06-11 | 2013-01-03 | 2013-01-18 | 2013-01-18
SRP11255 | SREC Solar | NICHOLAS |  | 5.405 | 0 | Residential | 1 | LODI | 7644 | 7 | VIVINT SOLAR | PSE&G BPU | No | Complete | 2012-06-11 | 2013-02-25 | 2013-03-06 | 2013-03-06
SRP11258 | SREC Solar | PETROZIELLO |  | 5.405 | 0 | Residential | 1 | SOUTH PLAINFIELD | 7080 | 11 | VIVINT SOLAR | PSE&G BPU | No | Complete | 2012-06-11 | 2012-12-17 | 2012-12-21 | 2012-12-21
SRP11260 | SREC Solar | BELLOISE | OUR LADY OF MOUNT CARMEL SCHOOL | 84.24 | 0 | Non Profit | 1 | JERSEY CITY | 7306 | 8 | MERCURY SOLAR SYSTEMS - PORT CHESTER | PSE&G BPU | No | Complete | 2012-06-11 | 2014-01-16 | 2014-01-27 | 2014-01-27
SRP11261 | SREC Solar | MORRIS |  | 7.5 | 0 | Residential | 1 | MAYS LANDING | 8330 | 19 | TRINITY HEATING AND AIR | AC Electric | No | Complete | 2012-06-11 | 2012-10-25 | 2012-11-14 | 2012-11-14
SRP11262 | SREC Solar | MERDINGER | HILLSBOROUGH TWP | 53.76 | 0 | Government Facility | 1 | HILLSBOROUGH | 8844 | 5 | SIEMENS INDUSTRY | PSE&G BPU | No | Complete | 2012-06-11 | 2012-07-12 | 2012-07-23 | 2012-07-23
SRP11263 | SREC Solar | TITMAS |  | 7.5 | 0 | Residential | 1 | BARNEGAT | 8005 | 18 | TRINITY HEATING AND AIR | JCP&L | No | Complete | 2012-06-11 | 2012-10-09 | 2012-10-25 | 2012-10-25
SRP11264 | SREC Solar | MERDINGER | HILLSBOROUGH TWP | 318.24 | 0 | Government Facility | 1 | HILLSBOROUGH | 8844 | 5 | SIEMENS INDUSTRY | PSE&G BPU | No | Complete | 2012-06-11 | 2012-07-12 | 2012-07-23 | 2012-07-23
SRP11265 | SREC Solar | FURINO |  | 14.5 | 0 | Residential | 1 | PITTSTOWN | 8867 | 4 | TRINITY HEATING AND AIR | JCP&L | No | Complete | 2012-06-11 | 2012-08-16 | 2012-08-27 | 2012-08-27
SRP11267 | SREC Solar | CONWAY |  | 9.36 | 0 | Residential | 0 | MT EPHRAIM | 8059 | 14 | FIX IT ALL, LLC | PSE&G BPU | No | Complete | 2012-06-11 | 2012-11-06 | 2012-11-13 | 2012-11-13
SRP11268 | SREC Solar | GILLETTE |  | 5.64 | 0 | Residential | 1 | PISCATAWAY | 8854 | 11 | VIVINT SOLAR | PSE&G BPU | No | Complete | 2012-06-11 | 2012-12-19 | 2012-12-26 | 2012-12-26
SRP11269 | SREC Solar | KNOWICKI | KROWICKI FARM MARKET | 24 | 0 | Commercial | 0 | NEW EGYPT | 8533 | 18 | TRINITY HEATING AND AIR | JCP&L | No | Complete | 2012-06-11 | 2012-08-23 | 2012-09-06 | 2012-09-06
SRP11270 | SREC Solar | VITALICIO |  | 7.285 | 0 | Residential | 1 | PISCATAWAY | 8854 | 11 | VIVINT SOLAR | PSE&G BPU | No | Complete | 2012-06-11 | 2012-12-19 | 2012-12-26 | 2012-12-26
SRP11271 | SREC Solar | SNYDER |  | 9.4 | 0 | Residential | 1 | PISCATAWAY | 8854 | 11 | VIVINT SOLAR | PSE&G BPU | No | Complete | 2012-06-11 | 2012-12-19 | 2012-12-26 | 2012-12-26
SRP11272 | SREC Solar | FOX |  | 7.99 | 0 | Residential | 1 | FRANKLINVILLE | 8322 | 15 | ASTON SOLAR | AC Electric | No | Complete | 2012-06-11 | 2013-12-09 | 2013-12-17 | 2013-12-17
SRP11273 | SREC Solar | HARVEY |  | 9.5 | 0 | Residential |  | HIGH BAR HARBOR | 8006 | 18 | MERCURY SOLAR SYSTEMS | AC Electric | No | Complete | 2012-06-11 | 2013-12-17 | 2014-01-02 | 2014-01-02
SRP11274 | SREC Solar | ALMEIDA |  | 9.18 | 0 | Residential | 0 | HOWELL | 7731 | 17 | SKYLINE SOLAR | JCP&L | No | Complete | 2012-06-11 | 2012-08-13 | 2012-08-22 | 2012-08-22
SRP11276 | SREC Solar | BUTTERFIELD |  | 3.84 | 0 | Residential | 1 | LEHT | 8087 | 18 | ALLSEASON CONSTRUCTION | AC Electric | No | Complete | 2012-06-11 | 2012-09-12 | 2012-10-02 | 2012-10-02
SRP11277 | SREC Solar | CASTILLO |  | 7.848 | 0 | Residential | 1 | OAK RIDGE | 7438 | 6 | RENEWERGY SOLUTIONS GROUP | JCP&L | No | Complete | 2012-06-11 | 2012-12-11 | 2012-12-21 | 2012-12-21
SRP11278 | SREC Solar | BLAIR |  | 6.58 | 0 | Residential | 1 | CLIFTON | 7013 | 6 | VIVINT SOLAR | PSE&G BPU | No | Complete | 2012-06-11 | 2012-12-17 | 2012-12-26 | 2012-12-26
SRP11279 | SREC Solar | MASON |  | 8.829 | 0 | Residential | 1 | POMPTON PLAINS | 7444 | 3 | RENEWERGY SOLUTIONS GROUP | JCP&L | No | Complete | 2012-06-11 | 2012-11-15 | 2012-11-21 | 2012-11-21
SRP11280 | SREC Solar | BYTHEWAY |  | 12.25 | 0 | Residential | 1 | SOUTHAMPTON | 8088 | 13 | SOLULAR LLC. II | JCP&L | No | Complete | 2012-06-11 | 2013-05-01 | 2013-05-14 | 2013-05-14
SRP11281 | SREC Solar | SPINGLER |  | 2.82 | 0 | Residential | 1 | RAMSEY | 7446 | 7 | VIVINT SOLAR | Orange & Rockland Elec | No | Complete | 2012-06-11 | 2012-12-27 | 2013-02-20 | 2013-02-20
SRP11282 | SREC Solar | MACDONALD | JOHN T. GREGORIO RECREATION CENTE | 9.945 | 0 | Government Facility | 1 | LINDEN | 7036 | 10 | PRO-TECH ENERGY SOLUTIONS | PSE&G BPU | No | Complete | 2012-06-11 | 2012-07-03 | 2012-07-18 | 2012-07-18
SRP11284 | SREC Solar | TRIGGIANO |  | 4.32 | 0 | Residential | 1 | MANASQUAN | 8736 | 17 | ROOF DIAGNOSTICS INC | JCP&L | No | Complete | 2012-06-11 | 2012-08-20 | 2012-08-27 | 2012-08-27
SRP11285 | SREC Solar | CAG |  | 5.17 | 0 | Residential | 1 | PERTH AMBOY | 8861 | 11 | VIVINT SOLAR | PSE&G BPU | No | Complete | 2012-06-11 | 2012-12-18 | 2013-01-02 | 2013-01-02
SRP11287 | SREC Solar | ALTMAN |  | 10.8 | 0 | Residential | 1 | FORKED RIVER | 8731 | 18 | ROOF DIAGNOSTICS INC | JCP&L | No | Complete | 2012-06-11 | 2012-11-15 | 2012-11-23 | 2012-11-23
SRP11288 | SREC Solar | WINTER |  | 11.118 | 0 | Residential | 1 | BUTLER | 7405 | 3 | RENEWERGY SOLUTIONS GROUP | New Construction | No | Complete | 2012-06-11 | 2013-01-04 | 2013-01-21 | 2013-01-21
SRP11289 | SREC Solar | INGEMI |  | 5.39 | 0 | Residential | 1 | HAMMONTON | 8037 | 19 | ROOF DIAGNOSTICS INC | AC Electric | No | Complete | 2012-06-11 | 2012-07-18 | 2012-08-23 | 2012-08-23
SRP11290 | SREC Solar | SAFDAR |  | 15.48 | 0 | Residential | 0 | EWING | 8628 | 12 | STANDARD SOLAR, INC. | PSE&G BPU | No | Complete | 2012-06-11 | 2012-06-25 | 2012-07-13 | 2012-07-13
SRP11291 | SREC Solar | LAVALLE |  | 5.886 | 0 | Residential | 1 | LITTLE FALLS | 7424 | 6 | RENEWERGY SOLUTIONS GROUP | PSE&G BPU | No | Complete | 2012-06-11 | 2012-08-27 | 2012-10-08 | 2012-10-08
SRP11292 | SREC Solar | DESIMONE |  | 4.8 | 0 | Residential | 1 | PT. PLEASANT | 8742 | 18 | ROOF DIAGNOSTICS INC | JCP&L | No | Complete | 2012-06-11 | 2012-10-23 | 2012-11-09 | 2012-11-09
SRP11293 | SREC Solar | GILLETTE |  | 5.232 | 0 | Residential | 1 | LONG VALLEY | 7853 | 3 | RENEWERGY SOLUTIONS GROUP | JCP&L | No | Complete | 2012-06-11 | 2012-11-02 | 2012-12-11 | 2012-12-11
SRP11294 | SREC Solar | MUEHLBAUER |  | 5.145 | 0 | Residential | 1 | LAKEWOOD | 8701 | 18 | ROOF DIAGNOSTICS INC | JCP&L | No | Complete | 2012-06-11 | 2012-08-07 | 2012-08-16 | 2012-08-16
SRP11295 | SREC Solar | WALLACE |  | 9.84 | 0 | Residential | 1 | TOMS RIVER | 8757 | 18 | ROOF DIAGNOSTICS INC | JCP&L | No | Complete | 2012-06-11 | 2012-10-23 | 2012-11-29 | 2012-11-29
SRP11296 | SREC Solar | INTOCI |  | 7.105 | 0 | Residential | 1 | KENDALL PARK | 8824 | 11 | ROOF DIAGNOSTICS INC | PSE&G BPU | No | Complete | 2012-06-11 | 2012-12-20 | 2013-01-04 | 2013-01-04
SRP11297 | SREC Solar | FLIPSE |  | 3.29 | 0 | Residential | 1 | BRADLEY BEACH | 7726 | 17 | ROOF DIAGNOSTICS INC | JCP&L | No | Complete | 2012-06-11 | 2012-06-25 | 2012-07-05 | 2012-07-05
SRP11298 | SREC Solar | DEAN |  | 7.755 | 0 | Residential | 1 | MIDDLETOWN | 7748 | 17 | ROOF DIAGNOSTICS INC | JCP&L | No | Complete | 2012-06-11 | 2013-01-02 | 2013-01-16 | 2013-01-16
SRP11299 | SREC Solar | BREUL |  | 9.66 | 0 | Residential | 1 | MONROE TWP | 8831 | 11 | RENEWERGY SOLUTIONS GROUP | JCP&L | No | Complete | 2012-06-11 | 2012-08-27 | 2012-09-14 | 2012-09-14
SRP11301 | SREC Solar | SANCHEZ |  | 11.045 | 0 | Residential | 0 | NORTH BRUNSWICK | 8902 | 11 | SUN SAVER SOLAR SYSTEMS 2 | PSE&G BPU | No | Complete | 2012-06-11 | 2012-08-06 | 2012-08-20 | 2012-08-20
SRP11302 | SREC Solar | FORE |  | 7.25 | 0 | Residential | 1 | WOODBURY | 8096 | 15 | 1ST LIGHT ENERGY, INC. | PSE&G BPU | No | Complete | 2012-06-11 | 2013-01-07 | 2013-01-28 | 2013-01-28
SRP11303 | SREC Solar | WRIGHT |  | 7.74 | 0 | Residential | 1 | CARNEYS PT. | 8069 | 16 | RCL ENTERPRISES INC. | AC Electric | No | Complete | 2012-06-11 | 2012-11-15 | 2012-12-17 | 2012-12-17
SRP11305 | SREC Solar | LAGO |  | 8.88 | 0 | Residential | 1 | VINELAND | 8360 | 20 | RCL ENTERPRISES INC. | AC Electric | No | Complete | 2012-06-11 | 2013-06-13 | 2013-07-01 | 2013-07-01
SRP11306 | SREC Solar | MILLER |  | 5.76 | 0 | Residential | 1 | PETERSBURG | 8270 | 21 | RCL ENTERPRISES INC. | AC Electric | No | Complete | 2012-06-11 | 2012-10-10 | 2012-10-22 | 2012-10-22
SRP11307 | SREC Solar | SANTAGATA |  | 8.64 | 0 | Residential | 1 | HOWELL | 7731 | 17 | ROOF DIAGNOSTICS INC | JCP&L | No | Complete | 2012-06-11 | 2012-10-10 | 2012-10-22 | 2012-10-22
SRP11308 | SREC Solar | VISCARDI |  | 6.615 | 0 | Residential | 1 | BRICK | 8724 | 18 | ROOF DIAGNOSTICS INC | JCP&L | No | Complete | 2012-06-11 | 2012-11-19 | 2012-11-27 | 2012-11-27
SRP11309 | SREC Solar | PONNAPALLI |  | 8.175 | 0 | Residential | 1 | BELLE MEAD | 8502 | 5 | AMERICAN RENEWABLE ENERGY, INC | PSE&G BPU | No | Complete | 2012-06-11 | 2012-10-18 | 2012-11-05 | 2012-11-05
SRP11311 | SREC Solar | MOSKOWITZ |  | 3.96 | 0 | Residential | 1 | COLUMBUS | 8022 | 13 | GEOGENIX | PSE&G BPU | No | Complete | 2012-06-11 | 2013-01-18 | 2013-02-13 | 2013-02-13
SRP11312 | SREC Solar | LEVY |  | 10.08 | 0 | Residential | 0 | EAST BRUNSWICK | 8816 | 11 | SKYLINE SOLAR | JCP&L | No | Complete | 2012-06-11 | 2012-07-30 | 2012-08-08 | 2012-08-08
SRP11313 | SREC Solar | BRINDLEY |  | 6.375 | 0 | Residential | 1 | BRICK | 8724 | 18 | ROOF DIAGNOSTICS INC | JCP&L | No | Complete | 2012-06-11 | 2012-10-10 | 2012-10-22 | 2012-10-22
SRP11314 | SREC Solar | MORTELLITO |  | 10.464 | 0 | Residential | 1 | SOMERSET | 8873 | 5 | AMERICAN RENEWABLE ENERGY, INC | PSE&G BPU | No | Complete | 2012-06-11 | 2012-09-26 | 2012-10-17 | 2012-10-17
SRP11315 | SREC Solar | BOGERT |  | 4.578 | 0 | Residential | 1 | MAHWAH | 7432 | 7 | GEOGENIX LLC | Orange & Rockland Elec | No | Complete | 2012-06-11 | 2013-01-18 | 2013-01-31 | 2013-01-31
SRP11316 | SREC Solar | NG |  | 7.35 | 0 | Residential | 1 | EGG HARBOR TWP | 8234 | 19 | ROOF DIAGNOSTICS INC | AC Electric | No | Complete | 2012-06-11 | 2012-11-20 | 2012-12-04 | 2012-12-04
SRP11317 | SREC Solar | COHEN |  | 7.395 | 0 | Residential | 1 | RED BANK | 7701 | 17 | ROOF DIAGNOSTICS INC | JCP&L | No | Complete | 2012-06-11 | 2012-11-28 | 2012-12-20 | 2012-12-20
SRP11318 | SREC Solar | JACOBY |  | 6.885 | 0 | Residential | 1 | COLUMBUS | 8022 | 13 | SOLULAR LLC. II | PSE&G BPU | No | Complete | 2012-06-11 | 2012-11-05 | 2012-11-13 | 2012-11-13
SRP11319 | SREC Solar | CARTER |  | 11.96 | 0 | Residential | 1 | CAPE MAY CT. HOUSE | 8210 | 21 | GREENPOINTE ENERGY | AC Electric | No | Complete | 2012-06-11 | 2013-04-05 | 2013-04-22 | 2013-04-22
SRP11320 | SREC Solar | CERRETANI |  | 6.615 | 0 | Residential | 1 | HOWELL | 7731 | 17 | ROOF DIAGNOSTICS INC | JCP&L | No | Complete | 2012-06-11 | 2012-06-25 | 2012-07-09 | 2012-07-09
SRP11322 | SREC Solar | BALDINO |  | 8 | 0 | Residential | 1 | WEST DEPTFORD | 8086 | 15 | TRINITY HEATING AND AIR | PSE&G BPU | No | Complete | 2012-06-11 | 2012-08-06 | 2012-08-16 | 2012-08-16
SRP11324 | SREC Solar | BUCOLO |  | 7.92 | 0 | Residential | 1 | PITTSGROVE | 8318 | 16 | ROOF DIAGNOSTICS INC | AC Electric | No | Complete | 2012-06-11 | 2012-09-27 | 2012-11-08 | 2012-11-08
SRP11325 | SREC Solar | KONCEWICZ |  | 5.635 | 0 | Residential | 1 | HAZLET | 7730 | 17 | ROOF DIAGNOSTICS INC | JCP&L | No | Complete | 2012-06-11 | 2012-10-10 | 2012-10-25 | 2012-10-25
SRP11326 | SREC Solar | MATTHEWS |  | 7.2 | 0 | Residential | 1 | SEA GIRT | 8750 | 17 | ROOF DIAGNOSTICS INC | JCP&L | No | Complete | 2012-06-11 | 2012-11-15 | 2012-11-23 | 2012-11-23
SRP11327 | SREC Solar | MABREY |  | 8.46 | 0 | Residential | 1 | BELMAR | 7719 | 17 | ROOF DIAGNOSTICS INC | JCP&L | No | Complete | 2012-06-11 | 2012-10-17 | 2012-11-06 | 2012-11-06
SRP11328 | SREC Solar | CRAWFORD |  | 5.76 | 0 | Residential | 1 | EGG HARBOR CITY | 8215 | 19 | ALLSEASON CONSTRUCTION | AC Electric | No | Complete | 2012-06-11 | 2012-09-18 | 2012-10-03 | 2012-10-03
SRP11329 | SREC Solar | LEARY |  | 4.8 | 0 | Residential | 1 | WEST TUCKERTON | 8087 | 18 | ALLSEASON CONSTRUCTION | AC Electric | No | Complete | 2012-06-11 | 2012-12-10 | 2012-12-18 | 2012-12-18
SRP11330 | SREC Solar | SGRO |  | 5.76 | 0 | Residential | 1 | BAYVILLE | 8721 | 18 | ROOF DIAGNOSTICS INC | JCP&L | No | Complete | 2012-06-11 | 2012-11-06 | 2012-11-14 | 2012-11-14
SRP11331 | SREC Solar | COSTELLO |  | 6.37 | 0 | Residential | 1 | FORKED RIVER | 8731 | 18 | ROOF DIAGNOSTICS INC | JCP&L | No | Complete | 2012-06-11 | 2012-10-23 | 2012-11-09 | 2012-11-09
SRP11332 | SREC Solar | NIVEN |  | 5.355 | 0 | Residential | 1 | ALLENWOOD | 8720 | 17 | SKYLINE SOLAR | JCP&L | No | Complete | 2012-06-11 | 2012-09-18 | 2012-10-16 | 2012-10-16
SRP11333 | SREC Solar | GERMOSEN |  | 4.935 | 0 | Residential | 1 | NORTH BRUNSWICK | 8902 | 11 | SUNGEVITY, INC. | PSE&G BPU | No | Complete | 2012-06-11 | 2012-09-07 | 2012-10-03 | 2012-10-03
SRP11334 | SREC Solar | KAPADIA |  | 3.675 | 0 | Residential | 1 | HIGHTSTOWN | 8520 | 12 | SUNGEVITY, INC. | JCP&L | No | Complete | 2012-06-11 | 2012-09-07 | 2012-10-03 | 2012-10-03
SRP11335 | SREC Solar | STUCKY |  | 2.45 | 0 | Residential | 1 | LYNDHURST | 7071 | 7 | SUNGEVITY, INC. | PSE&G BPU | No | Complete | 2012-06-11 | 2013-01-02 | 2013-01-17 | 2013-01-17
SRP11336 | SREC Solar | STEINBERG | 1227 WEST REALTY | 88.83 | 0 | Residential | 1 | LINDEN | 7036 | 10 | ABSOLUTELY ENERGIZED SOLAR, LLC | PSE&G BPU | No | Complete | 2012-06-11 | 2013-02-28 | 2013-04-05 | 2013-04-05
SRP11338 | SREC Solar | RISSMEYER |  | 6.72 | 0 | Residential | 1 | MANAHAWKIN | 8050 | 18 | FOUR POINT REFRIGERATION CO., INC. | AC Electric | No | Complete | 2012-06-11 | 2013-07-26 | 2013-08-01 | 2013-08-01
SRP11341 | SREC Solar | BUZALSKI |  | 9.8 | 0 | Residential | 1 | PEMBERTON | 8068 | 13 | GEOPEAK ENERGY LLC | Pemberton | No | Complete | 2012-06-11 | 2013-01-16 | 2013-02-06 | 2013-02-06
SRP11342 | SREC Solar | KOEBERLE |  | 5.544 | 0 | Residential | 1 | ANDOVER | 7821 | 1 | SOLAR ENERGY WORLD-W | JCP&L | No | Complete | 2012-06-11 | 2013-06-07 | 2013-07-25 | 2013-07-25
SRP11343 | SREC Solar | SOLOMONE |  | 8.55 | 0 | Residential | 1 | TOMS RIVER | 8755 | 18 | SKY HIGH ENERGY, LLC | JCP&L | No | Complete | 2012-06-11 | 2012-12-14 | 2012-12-28 | 2012-12-28
SRP11344 | SREC Solar | TUBRIDY |  | 12.24 | 0 | Residential | 1 | FREEHOLD | 7728 | 17 | ECOMEN SOLAR LLC | JCP&L | No | Complete | 2012-06-11 | 2013-05-29 | 2013-06-04 | 2013-06-04
SRP11345 | SREC Solar | FOY |  | 9.88 | 0 | Residential | 1 | EGG HARBOR TWP | 8234 | 19 | GREENPOINTE ENERGY | AC Electric | No | Complete | 2012-06-11 | 2013-03-27 | 2013-04-17 | 2013-04-17
SRP11346 | SREC Solar | REED-PAHANG |  | 8.84 | 0 | Residential | 1 | EGG HARBOR TWP | 8234 | 19 | GREENPOINTE ENERGY | AC Electric | No | Complete | 2012-06-11 | 2013-03-27 | 2013-04-17 | 2013-04-17
SRP11347 | SREC Solar | LANGMAN |  | 7.848 | 0 | Residential | 1 | LEBANON | 8833 | 4 | GREEN POWER ENERGY LLC | JCP&L | No | Complete | 2012-06-11 | 2012-09-18 | 2012-10-03 | 2012-10-03
SRP11350 | SREC Solar | BRENNAN |  | 8.88 | 0 | Residential | 1 | BORDENTOWN | 8505 | 13 | 4 BESTSOLAR | PSE&G BPU | No | Complete | 2012-06-11 | 2012-08-24 | 2012-09-06 | 2012-09-06
SRP11351 | SREC Solar | BLANCO |  | 7.99 | 0 | Residential | 1 | LITTLE FERRY | 7643 | 7 | VIVINT SOLAR | PSE&G BPU | No | Complete | 2012-06-11 | 2013-02-14 | 2013-03-04 | 2013-03-04
SRP11352 | SREC Solar | CLAY |  | 3.055 | 0 | Residential | 1 | RAHWAY | 7065 | 10 | VIVINT SOLAR | PSE&G BPU | No | Complete | 2012-06-11 | 2012-12-28 | 2013-01-15 | 2013-01-15
SRP11353 | SREC Solar | TRAN |  | 3.995 | 0 | Residential | 1 | PISCATAWAY | 8854 | 11 | VIVINT SOLAR | PSE&G BPU | No | Complete | 2012-06-11 | 2013-01-03 | 2013-01-18 | 2013-01-18
SRP11358 | SREC Solar | DESCHINO |  | 6.5 | 0 | Residential |  | TOMS RIVER | 8757 | 18 | TRINITY HEATING AND AIR | JCP&L | No | Complete | 2012-06-11 | 2013-01-04 | 2013-01-21 | 2013-01-21
SRP11359 | SREC Solar | PETERSON |  | 15 | 0 | Residential | 1 | BARNEGAT | 8005 | 18 | TRINITY HEATING AND AIR | JCP&L | No | Complete | 2012-06-11 | 2012-10-10 | 2012-10-26 | 2012-10-26
SRP11360 | SREC Solar | ROSLIN |  | 11.52 | 0 | Residential | 1 | JACKSON | 8527 | 18 | TRINITY HEATING AND AIR | JCP&L | No | Complete | 2012-06-11 | 2012-07-02 | 2012-07-18 | 2012-07-18
SRP11364 | SREC Solar | TRAVERS |  | 13 | 0 | Residential | 1 | NEPTUNE | 7753 | 17 | TRINITY HEATING AND AIR | JCP&L | No | Complete | 2012-06-11 | 2012-10-09 | 2012-10-25 | 2012-10-25
SRP11365 | SREC Solar | ENFIELD |  | 6 | 0 | Residential | 1 | TOMS RIVER | 8757 | 18 | TRINITY HEATING AND AIR | JCP&L | No | Complete | 2012-06-11 | 2012-10-09 | 2012-10-25 | 2012-10-25
SRP11366 | SREC Solar | ELTON |  | 10.045 | 0 | Residential | 1 | FRANKLINVILLE | 8322 | 15 | SOLARCITY CORPORATION | AC Electric | No | Complete | 2012-06-11 | 2013-06-10 | 2013-06-27 | 2013-06-27
SRP11367 | SREC Solar | KUTZLEB |  | 3.5 | 0 | Residential | 1 | TOMS RIVER | 8757 | 18 | TRINITY HEATING AND AIR | JCP&L | No | Complete | 2012-06-11 | 2012-08-22 | 2012-09-06 | 2012-09-06
SRP11368 | SREC Solar | DEFEDE |  | 10.56 | 0 | Residential | 1 | WEST MILFORD | 7480 | 6 | SOLARCITY CORPORATION | JCP&L | No | Complete | 2012-06-11 | 2012-12-10 | 2012-12-20 | 2012-12-20
SRP11369 | SREC Solar | ALVAREZ |  | 6.38 | 0 | Residential | 1 | EGG HARBOR TOWNSHIP | 8234 | 19 | SOLARCITY CORPORATION | AC Electric | No | Complete | 2012-06-11 | 2013-02-28 | 2013-03-18 | 2013-03-18
SRP11370 | SREC Solar | STEINBERG | 1227 WEST REALTY | 115.15 | 0 | Residential | 0 | LINDEN | 7036 | 10 | ABSOLUTELY ENERGIZED SOLAR, LLC | PSE&G BPU | No | Complete | 2012-06-11 | 2013-02-28 | 2013-03-18 | 2013-03-18
SRP11372 | SREC Solar | SETTEDUCATO |  | 5.76 | 0 | Residential | 1 | JACKSON | 8527 | 18 | SOLARCITY CORPORATION | JCP&L | No | Complete | 2012-06-11 | 2013-01-03 | 2013-01-17 | 2013-01-17
SRP11374 | SREC Solar | STOCHL |  | 11.4 | 0 | Residential | 0 | LEBANON | 8833 | 4 | SOLAR ENERGY WORLD-W | JCP&L | No | Complete | 2012-06-11 | 2012-10-22 | 2012-11-07 | 2012-11-07
SRP11376 | SREC Solar | CARLSON |  | 170.66 | 0 | Residential | 1 | BASKING RIDGE | 7920 | 5 | SUN SAVER SOLAR SYSTEMS 2 | JCP&L | No | Complete | 2012-06-11 | 2013-04-23 | 2013-05-07 | 2013-05-07
SRP11377 | SREC Solar | KOLB |  | 8 | 0 | Residential | 1 | WESTAMPTON | 8060 | 13 | TRINITY HEATING AND AIR | PSE&G BPU | No | Complete | 2012-06-11 | 2012-08-15 | 2012-08-27 | 2012-08-27
SRP11378 | SREC Solar | METTIAS |  | 7.35 | 0 | Residential | 1 | EAST BRUNSWICK | 8816 | 11 | REC SOLAR, INC. | JCP&L | No | Complete | 2012-06-11 | 2012-10-17 | 2012-11-06 | 2012-11-06
SRP11379 | SREC Solar | KEEGAN |  | 3.36 | 0 | Residential | 1 | RUTHERFORD | 7070 | 7 | TRINITY HEATING AND AIR | PSE&G BPU | No | Complete | 2012-06-11 | 2012-09-26 | 2012-10-17 | 2012-10-17
SRP11380 | SREC Solar | RIVERA |  | 2.94 | 0 | Residential | 1 | ROCHELLE PARK | 7662 | 7 | 1ST LIGHT ENERGY, INC. | PSE&G BPU | No | Complete | 2012-06-11 | 2012-10-12 | 2012-10-26 | 2012-10-26
SRP11381 | SREC Solar | AGUILERA |  | 4.5 | 0 | Residential | 1 | SECAUCUS | 7094 | 8 | TRINITY HEATING AND AIR | PSE&G BPU | No | Complete | 2012-06-11 | 2012-09-26 | 2012-10-17 | 2012-10-17
SRP11382 | SREC Solar | CHAN |  | 6.24 | 0 | Residential | 1 | HOWELL | 7731 | 17 | RELIABLE POWER SERVICES, INC. | JCP&L | No | Complete | 2012-06-11 | 2012-10-17 | 2012-11-07 | 2012-11-07
SRP11383 | SREC Solar | MACINTYRE |  | 6.72 | 0 | Residential | 1 | MANAHAWKIN | 8050 | 18 | RELIABLE POWER SERVICES, INC. | AC Electric | No | Complete | 2012-06-11 | 2012-08-01 | 2012-08-10 | 2012-08-10
SRP11384 | SREC Solar | VUOCOLO |  | 9.84 | 0 | Residential | 1 | SOUTH TOMS RIVER | 8757 | 18 | RELIABLE POWER SERVICES, INC. | JCP&L | No | Complete | 2012-06-11 | 2012-08-01 | 2012-08-10 | 2012-08-10
SRP11385 | SREC Solar | BUSNER |  | 12.54 | 0 | Residential | 1 | PITTSTOWN | 8867 | 4 | SKY HIGH ENERGY, LLC | JCP&L | No | Complete | 2012-06-11 | 2013-02-08 | 2013-02-25 | 2013-02-25
SRP11386 | SREC Solar | BURR |  | 5.88 | 0 | Residential | 1 | WEST DEPTFORD | 8086 | 15 | RUNNEMEDE PLUMBING HEATING | PSE&G BPU | No | Complete | 2012-06-11 | 2013-03-05 | 2013-03-19 | 2013-03-19
SRP11387 | SREC Solar | NARWID |  | 2.09 | 0 | Residential | 1 | COLUMBUS | 8022 | 13 | TRINITY HEATING AND AIR | PSE&G BPU | No | Complete | 2012-06-11 | 2012-08-13 | 2012-08-22 | 2012-08-22
SRP11388 | SREC Solar | HICKE |  | 3.92 | 0 | Residential | 1 | RUNNEMEDE | 8078 | 14 | RUNNEMEDE PLUMBING HEATING | PSE&G BPU | No | Complete | 2012-06-11 | 2013-02-22 | 2013-03-05 | 2013-03-05
SRP11389 | SREC Solar | REID |  | 7.15 | 0 | Residential | 1 | WHITING | 8759 | 18 | TRINITY HEATING AND AIR | JCP&L | No | Complete | 2012-06-11 | 2012-08-15 | 2012-08-27 | 2012-08-27
SRP11390 | SREC Solar | ROMANO |  | 7.41 | 0 | Residential | 1 | JACKSON | 8527 | 18 | TRINITY HEATING AND AIR | JCP&L | No | Complete | 2012-06-11 | 2012-07-03 | 2012-07-18 | 2012-07-18
SRP11391 | SREC Solar | BILINSKI |  | 9.6 | 0 | Residential | 1 | MORGANVILLE | 7751 | 17 | TRINITY HEATING AND AIR | JCP&L | No | Complete | 2012-06-11 | 2012-07-27 | 2012-08-08 | 2012-08-08
SRP11392 | SREC Solar | ROSS |  | 4 | 0 | Residential | 1 | BRICK | 8724 | 18 | TRINITY HEATING AND AIR | JCP&L | No | Complete | 2012-06-11 | 2012-08-07 | 2012-08-20 | 2012-08-20
SRP11393 | SREC Solar | CONTE |  | 5.52 | 0 | Residential | 1 | LONG BRANCH | 7740 | 17 | SOLAR SYSTEMS LEASING LLC | JCP&L | No | Complete | 2012-06-18 | 2014-12-09 | 2015-02-02 | 2015-02-02
SRP11394 | SREC Solar | STACY |  | 5.5 | 0 | Residential | 0 | BEACHWOOD | 8722 | 18 | KOPP ELECTRIC COMPANY | JCP&L | No | Complete | 2012-06-18 | 2012-10-02 | 2012-10-12 | 2012-10-12
SRP11395 | SREC Solar | TYLICZKA |  | 11.44 | 0 | Residential | 1 | LAWRENCEVILLE | 8648 | 12 | SOLARCITY CORPORATION | PSE&G BPU | No | Complete | 2012-06-18 | 2012-12-21 | 2013-01-04 | 2013-01-04
SRP11396 | SREC Solar | GINSKY |  | 6.82 | 0 | Residential | 1 | MIDDLETOWN | 7748 | 17 | SOLARCITY CORPORATION | JCP&L | No | Complete | 2012-06-18 | 2013-03-12 | 2013-03-20 | 2013-03-20
SRP11397 | SREC Solar | MURTHA |  | 5.52 | 0 | Residential | 1 | LAKEWOOD | 8701 | 18 | SOLARCITY CORPORATION | JCP&L | No | Complete | 2012-06-18 | 2013-04-26 | 2013-05-09 | 2013-05-09
SRP11398 | SREC Solar | LERZA |  | 7.44 | 0 | Residential | 1 | WATERFORD WORKS | 8089 | 14 | SOLARCITY CORPORATION | AC Electric | No | Complete | 2012-06-18 | 2013-01-08 | 2013-04-24 | 2013-04-24
SRP11399 | SREC Solar | ALAYON |  | 4.4 | 0 | Residential | 1 | TOMS RIVER | 8757 | 18 | SOLARCITY CORPORATION | JCP&L | No | Complete | 2012-06-18 | 2013-02-26 | 2013-03-12 | 2013-03-12
SRP11400 | SREC Solar | SALAZAR |  | 7.92 | 0 | Residential | 1 | BERKELEY TOWNSHIP | 8721 | 18 | SOLARCITY CORPORATION | JCP&L | No | Complete | 2012-06-18 | 2012-12-07 | 2012-12-20 | 2012-12-20
SRP11401 | SREC Solar | BORAL |  | 7.8 | 0 | Residential | 1 | RUTHERFORD | 7070 | 7 | ECO SOLAR SOLUTIONS LLC | PSE&G BPU | No | Complete | 2012-06-18 | 2012-10-17 | 2012-11-05 | 2012-11-05
SRP11402 | SREC Solar | BANKS | 190 SPOON, LLC | 15.64 | 0 | Commercial | 1 | PRINCETON | 8542 | 12 | MOTTA ELECTRIC, INC. | PSE&G BPU | No | Complete | 2012-06-18 | 2012-12-13 | 2013-01-02 | 2013-01-02
SRP11403 | SREC Solar | ROTTINGER |  | 4.1 | 0 | Residential | 1 | SUSSEX | 7461 | 1 | SOLAR RAY NJ SOLAR GROUP | Unknown | No | Complete | 2012-06-18 | 2012-09-14 | 2012-10-17 | 2012-10-17
SRP11405 | SREC Solar | MAGGARD |  | 19.88 | 0 | Residential | 1 | ALCO | 8004 | 14 | SOLAR SOLUTIONS LLC | AC Electric | No | Complete | 2012-06-18 | 2013-07-08 | 2013-07-10 | 2013-07-10
SRP11406 | SREC Solar | BARISH |  | 19.62 | 0 | Residential | 1 | CALIFON | 7830 | 4 | GREEN POWER ENERGY LLC | JCP&L | No | Complete | 2012-06-18 | 2012-09-24 | 2012-10-16 | 2012-10-16
SRP11407 | SREC Solar | KRYSTEK |  | 12.936 | 0 | Residential | 1 | RINGOES | 8551 | 4 | JERSEY SOLAR, LLC | JCP&L | No | Complete | 2012-06-18 | 2012-08-24 | 2012-09-05 | 2012-09-05
SRP11408 | SREC Solar | DICAPUA |  | 9.6 | 0 | Residential | 1 | MIDDLETOWN | 7748 | 17 | RELIABLE POWER SERVICES, INC. | JCP&L | No | Complete | 2012-06-18 | 2012-06-28 | 2012-07-20 | 2012-07-20
SRP11409 | SREC Solar | LISKIEWICZ |  | 10.81 | 0 | Residential | 1 | BELFORD | 7718 | 17 | RELIABLE POWER SERVICES, INC. | JCP&L | No | Complete | 2012-06-18 | 2012-06-26 | 2012-07-18 | 2012-07-18
SRP11410 | SREC Solar | KINNEY | FROMKIN BROTHERS | 430.56 | 0 | Commercial | 1 | EDISON | 8818 | 11 | NEW GENERATION ENERGY & ENVIRONMENT II | PSE&G BPU | No | Complete | 2012-06-18 | 2012-07-27 | 2012-08-08 | 2012-08-08
SRP11411 | SREC Solar | SAUERBREY |  | 7.52 | 0 | Residential | 1 | BRICK | 8724 | 18 | RELIABLE POWER SERVICES, INC. | JCP&L | No | Complete | 2012-06-18 | 2012-06-26 | 2012-07-09 | 2012-07-09
SRP11412 | SREC Solar | GRECO |  | 3.22 | 0 | Residential | 1 | LONG BRANCH | 7740 | 17 | RELIABLE POWER SERVICES, INC. | JCP&L | No | Complete | 2012-06-18 | 2012-10-26 | 2012-11-14 | 2012-11-14
SRP11413 | SREC Solar | FORNOROTTO |  | 3.6 | 0 | Residential | 1 | WALL | 7719 | 17 | RELIABLE POWER SERVICES, INC. | JCP&L | No | Complete | 2012-06-18 | 2012-07-30 | 2012-08-08 | 2012-08-08
SRP11414 | SREC Solar | HOCKEY |  | 11.75 | 0 | Residential | 1 | HOLMDEL | 7733 | 17 | RELIABLE POWER SERVICES, INC. | JCP&L | No | Complete | 2012-06-18 | 2012-06-26 | 2012-07-09 | 2012-07-09
SRP11415 | SREC Solar | MASON |  | 11.045 | 0 | Residential | 1 | REDBANK | 7701 | 17 | RELIABLE POWER SERVICES, INC. | JCP&L | No | Complete | 2012-06-18 | 2012-06-26 | 2012-07-09 | 2012-07-09
SRP11416 | SREC Solar | CABRERA |  | 7.92 | 0 | Residential | 1 | FORKED RIVER | 8731 | 18 | RELIABLE POWER SERVICES, INC. | JCP&L | No | Complete | 2012-06-18 | 2012-06-26 | 2012-07-09 | 2012-07-09
SRP11417 | SREC Solar | HUTTON |  | 9.165 | 0 | Residential | 1 | TRENTON | 8691 | 12 | RELIABLE POWER SERVICES, INC. | PSE&G BPU | No | Complete | 2012-06-18 | 2012-08-16 | 2012-08-27 | 2012-08-27
SRP11418 | SREC Solar | THOMA JR. |  | 4.6 | 0 | Residential | 1 | BAYVILLE | 8721 | 18 | RELIABLE POWER SERVICES, INC. | JCP&L | No | Complete | 2012-06-18 | 2012-06-26 | 2012-07-17 | 2012-07-17
SRP11419 | SREC Solar | HANSEN |  | 10.32 | 0 | Residential | 1 | EDISON | 8817 | 11 | RELIABLE POWER SERVICES, INC. | PSE&G BPU | No | Complete | 2012-06-18 | 2013-03-22 | 2013-04-10 | 2013-04-10
SRP11420 | SREC Solar | MATTOCCIA |  | 7.285 | 0 | Residential | 1 | PORT MONMOUTH | 7758 | 17 | RELIABLE POWER SERVICES, INC. | JCP&L | No | Complete | 2012-06-18 | 2012-06-26 | 2012-07-09 | 2012-07-09
SRP11421 | SREC Solar | COMPTON |  | 8.17 | 0 | Residential | 0 | SEASIDE PARK | 8752 | 18 | NJ SOLAR POWER, LLC | JCP&L | No | Complete | 2012-06-18 | 2012-08-16 | 2012-08-23 | 2012-08-23
SRP11422 | SREC Solar | GRANT |  | 6 | 0 | Residential | 1 | MOUNT HOLLY | 8060 | 13 | ALTERIS RENEWABLES DBA RGS ENERGY | PSE&G BPU | No | Complete | 2012-06-18 | 2012-10-22 | 2012-11-07 | 2012-11-07
SRP11423 | SREC Solar | BAZROD |  | 7.65 | 0 | Residential | 1 | CLAYTON | 8312 | 15 | RCL ENTERPRISES INC. | AC Electric | No | Complete | 2012-06-18 | 2013-09-30 | 2013-10-30 | 2013-10-30
SRP11424 | SREC Solar | PATEL |  | 9.156 | 0 | Residential | 1 | EDISON | 8820 | 11 | AMERICAN RENEWABLE ENERGY, INC | PSE&G BPU | No | Complete | 2012-06-18 | 2012-11-09 | 2012-11-23 | 2012-11-23
SRP11425 | SREC Solar | CERAMI |  | 6.25 | 0 | Residential | 1 | HOWELL | 7731 | 17 | TRINITY HEATING AND AIR | JCP&L | No | Complete | 2012-06-18 | 2012-08-01 | 2012-08-10 | 2012-08-10
SRP11426 | SREC Solar | STERN | MAYWOOD BOROUGH | 30.24 | 0 | Government Facility | 0 | MAYWOOD | 7607 | 7 | NORTH ELECTRIC INC. | PSE&G BPU | No | Complete | 2012-06-18 | 2012-07-30 | 2012-08-16 | 2012-08-16
SRP11427 | SREC Solar | FELTRE |  | 8.88 | 0 | Residential | 1 | HILLSBROUGH | 8844 | 5 | SOLARCITY CORPORATION | PSE&G BPU | No | Complete | 2012-06-18 | 2012-12-03 | 2013-01-02 | 2013-01-02
SRP11428 | SREC Solar | HILL |  | 17.76 | 0 | Residential | 1 | MONMOUTH JUNCTION | 8852 | 11 | SOLAR SYSTEMS LEASING LLC | PSE&G BPU | No | Complete | 2012-06-18 | 2014-12-09 | 2015-03-24 | 2015-03-24
SRP11430 | SREC Solar | MEYERS |  | 24.96 | 0 | Residential | 1 | BRANCHVILLE | 7826 | 1 | ALTERNATIVE ENERGY ASSOCIATES | JCP&L | No | Complete | 2012-06-18 | 2013-06-25 | 2013-08-28 | 2013-08-28
SRP11431 | SREC Solar | JIMENEZ |  | 8.16 | 0 | Residential | 1 | KEYPORT | 7735 | 17 | ROOF DIAGNOSTICS INC | JCP&L | No | Complete | 2012-06-18 | 2012-12-06 | 2012-12-13 | 2012-12-13
SRP11432 | SREC Solar | BHATT |  | 6.86 | 0 | Residential | 1 | LAKE HOPATCONG | 7849 | 3 | CORBIN SOLAR SOLUTIONS, LLC | JCP&L | No | Complete | 2012-06-18 | 2012-10-10 | 2012-10-22 | 2012-10-22
SRP11433 | SREC Solar | BELL |  | 12.005 | 0 | Residential | 1 | EGG HARBOR TOWNSHIP | 8234 | 19 | RUNNEMEDE PLUMBING HEATING | AC Electric | No | Complete | 2012-06-18 | 2013-03-21 | 2013-04-09 | 2013-04-09
SRP11434 | SREC Solar | FERGUSON | PEARSON EDUCATION | 1998.36 | 0 | Commercial | 1 | CRANBURY | 8512 | 11 | NEW GENERATION ENERGY & ENVIRONMENT II | JCP&L | No | Complete | 2012-06-18 | 2013-02-06 | 2013-02-20 | 2013-02-20
SRP11437 | SREC Solar | QUAGLIANO |  | 7 | 0 | Residential | 1 | SOMERSET | 8873 | 5 | ALTERIS RENEWABLES DBA RGS ENERGY | PSE&G BPU | No | Complete | 2012-06-18 | 2012-10-22 | 2012-11-13 | 2012-11-13
SRP11438 | SREC Solar | SULLIVAN |  | 12.5 | 0 | Residential | 1 | KEANSBURG | 7734 | 17 | GARDEN STATE SOLAR LLC | JCP&L | No | Complete | 2012-06-18 | 2013-03-19 | 2013-04-01 | 2013-04-01
SRP11439 | SREC Solar | MATTHEWS |  | 5.92 | 0 | Residential | 1 | COLUMBUS | 8022 | 13 | TRINITY HEATING AND AIR | PSE&G BPU | No | Complete | 2012-06-18 | 2012-08-10 | 2012-08-21 | 2012-08-21
SRP11440 | SREC Solar | HOWARD | PLAINFIELD PUBLIC WORKS FACILITY | 12.22 | 0 | Residential | 1 | PLAINFIELD | 7060 | 10 | PRO-TECH ENERGY SOLUTIONS | PSE&G BPU | No | Complete | 2012-06-18 | 2012-06-25 | 2012-07-05 | 2012-07-05
SRP11441 | SREC Solar | COLOMBINI |  | 10.12 | 0 | Residential | 0 | HOLMDEL | 7733 | 17 | SOLAR ENERGY WORLD-W | JCP&L | No | Complete | 2012-06-18 | 2012-12-04 | 2012-12-07 | 2012-12-07
SRP11442 | SREC Solar | OKAI |  | 7.68 | 0 | Residential | 0 | HILLSIDE | 7205 | 10 | SOLAR ENERGY WORLD-W | PSE&G BPU | No | Complete | 2012-06-18 | 2013-07-19 | 2013-07-25 | 2013-07-25
SRP11443 | SREC Solar | VROMAN |  | 8.46 | 0 | Residential | 0 | FREEHOLD | 7728 | 17 | GREEN SUN ENERGY SERVICES | JCP&L | No | Complete | 2012-06-18 | 2012-08-24 | 2012-09-28 | 2012-09-28
SRP11444 | SREC Solar | CAFAGNA |  | 9.6 | 0 | Residential | 1 | CHERRY HILL | 8003 | 14 | SOLARCITY CORPORATION | PSE&G BPU | No | Complete | 2012-06-18 | 2013-03-13 | 2013-04-24 | 2013-04-24
SRP11445 | SREC Solar | ALCOCK |  | 8.88 | 0 | Residential | 1 | NEWTON | 7860 | 1 | SOLARCITY CORPORATION | JCP&L | No | Complete | 2012-06-18 | 2012-07-30 | 2012-08-08 | 2012-08-08
SRP11446 | SREC Solar | DUGYALA |  | 6.24 | 0 | Residential | 1 | ANDOVER | 7821 | 1 | SOLARCITY CORPORATION | JCP&L | No | Complete | 2012-06-18 | 2012-12-10 | 2012-12-18 | 2012-12-18
SRP11447 | SREC Solar | MICHELIS |  | 10.08 | 0 | Residential | 1 | W. WINDSOR | 8550 | 12 | SOLARCITY CORPORATION | PSE&G BPU | No | Complete | 2012-06-18 | 2012-12-28 | 2013-01-07 | 2013-01-07
SRP11448 | SREC Solar | COHEN |  | 9.81 | 0 | Residential | 0 | WESTFIELD | 7090 | 10 | GEOPEAK ENERGY LLC | PSE&G BPU | No | Complete | 2012-06-18 | 2013-01-03 | 2013-01-15 | 2013-01-15
SRP11449 | SREC Solar | BRUSCHINI |  | 3.6 | 0 | Residential | 0 | COLUMBUS | 8022 | 13 | GEOGENIX | PSE&G BPU | No | Complete | 2012-06-18 | 2013-03-12 | 2013-03-20 | 2013-03-20
SRP11450 | SREC Solar | MATTE |  | 9.555 | 0 | Residential | 0 | SOUTH ORANGE | 7079 | 9 | SKYLINE SOLAR | PSE&G BPU | No | Complete | 2012-06-18 | 2012-08-24 | 2012-10-08 | 2012-10-08
SRP11451 | SREC Solar | SEHAM |  | 7.52 | 0 | Residential | 1 | E. BRUNSWICK | 8816 | 11 | VIVINT SOLAR | JCP&L | No | Complete | 2012-06-18 | 2013-01-10 | 2013-01-28 | 2013-01-28
SRP11452 | SREC Solar | LUTA |  | 4.23 | 0 | Residential | 1 | PERTH AMBOY | 8861 | 11 | VIVINT SOLAR | PSE&G BPU | No | Complete | 2012-06-18 | 2012-12-18 | 2013-01-02 | 2013-01-02
SRP11454 | SREC Solar | ORTIZ |  | 5.17 | 0 | Residential | 1 | CLIFTON | 7013 | 6 | VIVINT SOLAR | PSE&G BPU | No | Complete | 2012-06-18 | 2012-12-27 | 2013-01-07 | 2013-01-07
SRP11455 | SREC Solar | MEDINA |  | 2.82 | 0 | Residential | 1 | PERTH AMBOY | 8861 | 11 | VIVINT SOLAR | PSE&G BPU | No | Complete | 2012-06-18 | 2013-01-02 | 2013-01-17 | 2013-01-17
SRP11456 | SREC Solar | CASELLA | ESSEX COUNTY PARKS & RECREATION | 7.35 | 0 | Commercial | 0 | ROSELAND | 7068 | 9 | KG BUILDERS - RE DIVISION | PSE&G BPU | No | Complete | 2012-06-18 | 2012-10-12 | 2012-10-26 | 2012-10-26
SRP11457 | SREC Solar | SILVEIRA |  | 5.5 | 0 | Residential | 0 | BAYVILLE | 8721 | 18 | KOPP ELECTRIC COMPANY | JCP&L | No | Complete | 2012-06-18 | 2012-10-02 | 2012-10-18 | 2012-10-18
SRP11458 | SREC Solar | LEBERMAN |  | 10.464 | 0 | Residential | 0 | CHESTER | 7930 | 3 | GEOPEAK ENERGY LLC | JCP&L | No | Complete | 2012-06-18 | 2012-11-28 | 2012-12-05 | 2012-12-05
SRP11459 | SREC Solar | PEAL | COSTCO WHOLESALE | 567.84 | 0 | Commercial | 1 | BRIDGEWATER | 8807 | 5 | REC SOLAR INC | PSE&G BPU | No | Complete | 2012-06-18 | 2013-03-12 | 2013-03-19 | 2013-03-19
SRP11460 | SREC Solar | MARTINO | MARTINO BROTHERS CORPORATION | 23.04 | 0 | Commercial | 0 | KEARNY | 7032 | 8 | KEARES ELECTRIC | PSE&G BPU | No | Complete | 2012-06-18 | 2013-09-18 | 2013-09-24 | 2013-09-24
SRP11461 | SREC Solar | LANE |  | 5.28 | 0 | Residential | 1 | WESTFIELD | 7090 | 10 | TRINITY HEATING AND AIR | PSE&G BPU | No | Complete | 2012-06-18 | 2012-09-17 | 2012-10-09 | 2012-10-09
SRP11462 | SREC Solar | PAK |  | 8.28 | 0 | Residential | 1 | FORT LEE | 7024 | 7 | POWER SOLAR LLC | PSE&G BPU | No | Complete | 2012-06-18 | 2013-03-19 | 2013-04-01 | 2013-04-01
SRP11463 | SREC Solar | CAULFIELD |  | 3 | 0 | Residential | 1 | HOWELL | 7731 | 17 | 1ST LIGHT ENERGY, INC. | JCP&L | No | Complete | 2012-06-18 | 2012-10-22 | 2012-11-13 | 2012-11-13
SRP11465 | SREC Solar | ODRI |  | 6.58 | 0 | Residential | 0 | BORDENTOWN | 8505 | 13 | TRINITY HEATING AND AIR | PSE&G BPU | No | Complete | 2012-06-18 | 2012-08-30 | 2012-09-05 | 2012-09-05
SRP11466 | SREC Solar | HAY |  | 7.755 | 0 | Residential | 1 | SHAMONG | 8088 | 13 | TRINITY HEATING AND AIR | AC Electric | No | Complete | 2012-06-18 | 2012-10-24 | 2012-11-06 | 2012-11-06
SRP11467 | SREC Solar | ANTONUCCI |  | 10.08 | 0 | Residential | 1 | MANCHESTER | 8759 | 18 | TRINITY HEATING AND AIR | JCP&L | No | Complete | 2012-06-18 | 2012-09-26 | 2012-10-17 | 2012-10-17
SRP11468 | SREC Solar | YAWE |  | 15 | 0 | Residential | 1 | ALLENTOWN | 8501 | 17 | TRINITY HEATING AND AIR | JCP&L | No | Complete | 2012-06-18 | 2012-08-27 | 2012-09-14 | 2012-09-14
SRP11470 | SREC Solar | STONE |  | 8 | 0 | Residential | 1 | BROWNS MILLS | 8015 | 13 | TRINITY HEATING AND AIR | JCP&L | No | Complete | 2012-06-18 | 2013-06-19 | 2013-06-25 | 2013-06-25
SRP11473 | SREC Solar | ORTIZ |  | 8.085 | 0 | Residential | 1 | HAZLET | 7730 | 17 | REC SOLAR INC | JCP&L | No | Complete | 2012-06-18 | 2012-07-12 | 2012-07-24 | 2012-07-24
SRP11474 | SREC Solar | . | SENTHIL TELUNGUPALAYAMSHAMUGEL | 7.848 | 0 | Residential | 1 | E. BRUNSWICK | 8816 | 11 | GEOPEAK ENERGY LLC | PSE&G BPU | No | Complete | 2012-06-18 | 2013-02-05 | 2013-02-14 | 2013-02-14
SRP11475 | SREC Solar | WALLIN |  | 3.36 | 0 | Residential | 1 | ATLANTIC HIGHLANDS | 7716 | 17 | TRINITY HEATING AND AIR | JCP&L | No | Complete | 2012-06-18 | 2012-08-07 | 2012-08-20 | 2012-08-20
SRP11476 | SREC Solar | SWIERSZCZ |  | 4.465 | 0 | Residential | 1 | MANVILLE | 8836 | 5 | INDEPENDENT SOLAR | PSE&G BPU | No | Complete | 2012-06-18 | 2012-07-25 | 2012-08-02 | 2012-08-02
SRP11477 | SREC Solar | SHUM |  | 8.88 | 0 | Residential | 0 | MANALAPAN | 7726 | 17 | TRINITY HEATING AND AIR | JCP&L | No | Complete | 2012-06-18 | 2012-09-07 | 2012-09-19 | 2012-09-19
SRP11478 | SREC Solar | DAVIS |  | 5.28 | 0 | Residential | 1 | HAMMONTON | 8037 | 19 | SOLAR SOLUTIONS LLC | AC Electric | No | Complete | 2012-06-18 | 2013-02-05 | 2013-02-19 | 2013-02-19
SRP11481 | SREC Solar | GRAGA |  | 7.56 | 0 | Residential | 1 | BRICK | 8723 | 18 | TRINITY HEATING AND AIR | JCP&L | No | Complete | 2012-06-18 | 2012-10-19 | 2012-11-07 | 2012-11-07
SRP11483 | SREC Solar | TAYLOR |  | 10.34 | 0 | Residential | 1 | TOMS RIVER | 8757 | 18 | TRINITY HEATING AND AIR | JCP&L | No | Complete | 2012-06-18 | 2012-12-12 | 2012-12-20 | 2012-12-20
SRP11484 | SREC Solar | JOSEPH |  | 6.3 | 0 | Residential | 1 | JACKSON | 8527 | 18 | TRINITY HEATING AND AIR | JCP&L | No | Complete | 2012-06-18 | 2012-08-13 | 2012-09-13 | 2012-09-13
SRP11485 | SREC Solar | TERNOSKY | MORRIS KNOLLS HIGH SCHOOL | 144.98 | 0 | School Public K-12 | 1 | ROCKAWAY | 7866 | 3 | POWER PARTNERS MASTEC LLC | JCP&L | No | Complete | 2012-06-18 | 2013-06-14 | 2013-06-25 | 2013-06-25
SRP11486 | SREC Solar | GERARD |  | 6.3 | 0 | Residential | 1 | JACKSON | 8527 | 18 | TRINITY HEATING AND AIR | JCP&L | No | Complete | 2012-06-18 | 2012-09-17 | 2012-10-09 | 2012-10-09
SRP11487 | SREC Solar | CANOSE | BRAGG INTERMEDIATE SCHOOL | 244.86 | 0 | School Public K-12 | 1 | CHESTER | 7930 | 3 | SUNLIGHT GENERAL CAPITAL LLC | JCP&L | No | Complete | 2012-06-18 | 2014-03-21 | 2014-03-27 | 2014-03-27
SRP11488 | SREC Solar | SHAH |  | 5.18 | 0 | Residential | 1 | CHERRY HILL | 8003 | 14 | TRINITY HEATING AND AIR | PSE&G BPU | No | Complete | 2012-06-18 | 2012-08-09 | 2012-08-21 | 2012-08-21
SRP11489 | SREC Solar | TEVIS | MONTVILLE HIGH SCHOOL | 82.94 | 0 | School Public K-12 | 1 | MONTVILLE | 7045 | 3 | POWER PARTNERS MASTEC LLC | JCP&L | No | Complete | 2012-06-18 | 2013-06-14 | 2013-06-24 | 2013-06-24
SRP11490 | SREC Solar | TEVIS | LAZAR MIDDLE SCHOOL | 73.37 | 0 | School Public K-12 | 1 | MONTVILLE | 7045 | 3 | POWER PARTNERS MASTEC LLC | JCP&L | No | Complete | 2012-06-18 | 2013-06-14 | 2013-07-18 | 2013-07-18
SRP11491 | SREC Solar | SNYDER | NEWTON HIGH SCHOOL | 127.6 | 0 | School Public K-12 | 1 | NEWTON | 7860 | 1 | POWER PARTNERS MASTEC LLC | JCP&L | No | Complete | 2012-06-18 | 2013-06-13 | 2013-06-24 | 2013-06-24
SRP11492 | SREC Solar | OSTROFF | NORTH PLAINFIELD WEST END SCHOOL | 44.66 | 0 | School Public K-12 | 1 | NORTH PLAINFIELD | 7060 | 10 | POWER PARTNERS MASTEC LLC | PSE&G BPU | No | Complete | 2012-06-18 | 2013-06-14 | 2013-06-24 | 2013-06-24
SRP11493 | SREC Solar | OSTROFF | NORTH PLAINFIELD HS & MS | 127.6 | 0 | School Public K-12 | 1 | NORTH PLAINFIELD | 7060 | 10 | POWER PARTNERS MASTEC LLC | PSE&G BPU | No | Complete | 2012-06-18 | 2013-06-14 | 2013-06-24 | 2013-06-24
SRP11494 | SREC Solar | OSTROFF | SOMERSET INTERMEDIATE SCHOOL | 63.8 | 0 | School Public K-12 | 1 | NORTH PLAINFIELD | 7060 | 10 | POWER PARTNERS MASTEC LLC | PSE&G BPU | No | Complete | 2012-06-18 | 2013-06-13 | 2013-07-08 | 2013-07-08
SRP11496 | SREC Solar | MUIR |  | 4.578 | 0 | Residential | 1 | TRENTON | 8610 | 12 | GEOPEAK ENERGY LLC | PSE&G BPU | No | Complete | 2012-06-18 | 2012-09-13 | 2012-10-01 | 2012-10-01
SRP11497 | SREC Solar | STEMBERG | NORTH PLAINFIELD EAST END SCHOOL | 28.71 | 0 | School Public K-12 | 1 | NORTH PLAINFIELD | 7060 | 10 | SUNLIGHT GENERAL CAPITAL LLC | PSE&G BPU | No | Complete | 2012-06-18 | 2014-03-21 | 2014-03-27 | 2014-03-27
SRP11498 | SREC Solar | KANE | KITTATINNY REGIONAL HIGH SCHOOL | 303.05 | 0 | School Public K-12 | 1 | NEWTON | 7860 | 1 | POWER PARTNERS MASTEC LLC | JCP&L | No | Complete | 2012-06-18 | 2013-06-14 | 2013-07-09 | 2013-07-09
SRP11499 | SREC Solar | CHARNER | FREDON TOWNSHIP CIVIC CENTER | 33.93 | 0 | Government Facility | 1 | FREDON | 7860 | 1 | POWER PARTNERS MASTEC LLC | JCP&L | No | Complete | 2012-06-18 | 2013-06-14 | 2013-06-24 | 2013-06-24
SRP11500 | SREC Solar | SNYDER | MERRIAM AVE ELEMENTARY SCHOOL | 292.215 | 0 | School Public K-12 | 1 | NEWTON | 7860 | 1 | POWER PARTNERS MASTEC LLC | JCP&L | No | Complete | 2012-06-18 | 2013-05-03 | 2013-06-13 | 2013-06-13
SRP11501 | SREC Solar | ALBERTINI |  | 10.2 | 0 | Residential | 1 | HAINESPORT | 8036 | 13 | ALTERIS RENEWABLES DBA RGS ENERGY | PSE&G BPU | No | Complete | 2012-06-18 | 2012-10-22 | 2012-11-07 | 2012-11-07
SRP11502 | SREC Solar | MALICK |  | 6.75 | 0 | Residential | 1 | TOMS RIVER | 8753 | 18 | TRINITY HEATING AND AIR | JCP&L | No | Complete | 2012-06-18 | 2012-08-15 | 2012-08-27 | 2012-08-27
SRP11504 | SREC Solar | SMITH |  | 6.5 | 0 | Residential | 1 | MANCHESTER | 8759 | 18 | TRINITY HEATING AND AIR | JCP&L | No | Complete | 2012-06-18 | 2012-07-27 | 2012-08-08 | 2012-08-08
SRP11506 | SREC Solar | LABRIOLA |  | 4.05 | 0 | Residential | 1 | RANDOLPH | 7869 | 3 | BYSOLAR, INC. | JCP&L | No | Complete | 2012-06-18 | 2013-06-21 | 2013-06-27 | 2013-06-27
SRP11507 | SREC Solar | DRAGON |  | 2.35 | 0 | Residential | 1 | WARREN | 7059 | 5 | SUNGEVITY, INC. | JCP&L | No | Complete | 2012-06-18 | 2012-09-21 | 2012-10-16 | 2012-10-16
SRP11508 | SREC Solar | POLI |  | 10.2 | 0 | Residential | 1 | COLUMBUS | 8022 | 13 | ALTERIS RENEWABLES DBA RGS ENERGY | PSE&G BPU | No | Complete | 2012-06-18 | 2012-10-23 | 2012-11-08 | 2012-11-08
SRP11509 | SREC Solar | COATES |  | 18 | 0 | Residential | 0 | BETHLEHEM | 8827 | 4 | TAFROW ELECTRIC | JCP&L | No | Complete | 2012-06-18 | 2013-01-07 | 2013-01-28 | 2013-01-28
SRP11510 | SREC Solar | WYSOCKI |  | 7.285 | 0 | Residential | 1 | PISCATAWAY | 8854 | 11 | VIVINT SOLAR | PSE&G BPU | No | Complete | 2012-06-18 | 2012-11-13 | 2012-11-23 | 2012-11-23
SRP11511 | SREC Solar | DAVENPORT |  | 7.5 | 0 | Residential | 0 | LAKE HOPATCONG | 7885 | 3 | BYSOLAR, INC. | JCP&L | No | Complete | 2012-06-18 | 2013-06-20 | 2013-07-24 | 2013-07-24
SRP11512 | SREC Solar | MIRANDA |  | 4.465 | 0 | Residential | 1 | CALDWELL | 7006 | 9 | VIVINT SOLAR | PSE&G BPU | No | Complete | 2012-06-18 | 2012-12-27 | 2013-01-07 | 2013-01-07
SRP11513 | SREC Solar | PERRI |  | 7.2 | 0 | Residential | 0 | CEDAR GROVE | 7009 | 9 | SOLAR ENERGY WORLD-W | PSE&G BPU | No | Complete | 2012-06-18 | 2012-08-16 | 2012-08-23 | 2012-08-23
SRP11514 | SREC Solar | CORALLO |  | 9.12 | 0 | Residential | 1 | FARMINGDALE | 7727 | 17 | TRINITY HEATING AND AIR | JCP&L | No | Complete | 2012-06-18 | 2012-08-23 | 2012-09-06 | 2012-09-06
SRP11516 | SREC Solar | PERSICO |  | 12.24 | 0 | Residential | 1 | OLD BRIDGE | 8857 | 11 | TRINITY HEATING AND AIR | JCP&L | No | Complete | 2012-06-18 | 2012-12-12 | 2012-12-20 | 2012-12-20
SRP11518 | SREC Solar | STOCKELBERG |  | 6.72 | 0 | Residential | 1 | FREEHOLD | 7728 | 17 | TRINITY HEATING AND AIR | JCP&L | No | Complete | 2012-06-18 | 2012-08-13 | 2012-08-22 | 2012-08-22
SRP11520 | SREC Solar | FEHRLE |  | 11.96 | 0 | Residential | 0 | MARTINSVILLE | 8836 | 5 | SOLAR ENERGY WORLD-W | PSE&G BPU | No | Complete | 2012-06-18 | 2012-09-06 | 2012-11-02 | 2012-11-02
SRP11521 | SREC Solar | RANA |  | 15.12 | 0 | Residential | 1 | KENVIL | 7847 | 3 | ASTRUM SOLAR, LLC | JCP&L | No | Complete | 2012-06-18 | 2012-10-18 | 2012-11-21 | 2012-11-21
SRP11522 | SREC Solar | RAMSEY |  | 3.29 | 0 | Residential | 1 | EWING | 8638 | 12 | VIVINT SOLAR | PSE&G BPU | No | Complete | 2012-06-18 | 2013-01-02 | 2013-01-17 | 2013-01-17
SRP11524 | SREC Solar | MCCARTHY | BEDMINSTER POLICE DEPARTMENT | 82.94 | 0 | Government Facility | 1 | BEDMINSTER | 7921 | 5 | POWER PARTNERS MASTEC LLC | JCP&L | No | Complete | 2012-06-18 | 2013-06-13 | 2013-06-18 | 2013-06-18
SRP11525 | SREC Solar | VINCENT | DICKERSON SCHOOL | 70.18 | 0 | School Public K-12 | 1 | CHESTER | 7930 | 3 | POWER PARTNERS MASTEC LLC | JCP&L | No | Complete | 2012-06-18 | 2013-06-14 | 2013-06-24 | 2013-06-24
SRP11526 | SREC Solar | MCCARTY | BYRAM LAKES ELEMENTARY SCHOOL | 527.945 | 0 | School Other | 1 | STANHOPE | 7874 | 1 | POWER PARTNERS MASTEC LLC | JCP&L | No | Complete | 2012-06-18 | 2013-06-13 | 2013-06-24 | 2013-06-24
SRP11527 | SREC Solar | CANOSE | BLACK RIVER MIDDLE SCHOOL | 354.09 | 0 | School Public K-12 | 1 | CHESTER | 7930 | 3 | SUNLIGHT GENERAL CAPITAL LLC | JCP&L | No | Complete | 2012-06-18 | 2014-03-21 | 2014-03-27 | 2014-03-27
SRP11528 | SREC Solar | RICHARDS SMITH |  | 5.17 | 0 | Residential | 0 | NORTH PLAINFIELD | 7080 | 11 | SOLAR CONNECTIONS | PSE&G BPU | No | Complete | 2012-06-20 | 2012-08-22 | 2012-09-06 | 2012-09-06
SRP11530 | SREC Solar | MIDDLETON | LARRY'S II RESTAURANT | 26 | 0 | Commercial | 1 | VINELAAND | 8360 | 20 | MERCURY SOLAR SYSTEMS | Vineland Muni Elec | No | Complete | 2012-06-18 | 2012-08-16 | 2012-08-27 | 2012-08-27
SRP11531 | SREC Solar | MINGLANA |  | 3.78 | 0 | Residential | 1 | LAKEHURST | 8733 | 18 | TRINITY HEATING AND AIR | JCP&L | No | Complete | 2012-06-18 | 2012-08-30 | 2012-09-14 | 2012-09-14
SRP11532 | SREC Solar | LEARY |  | 4.935 | 0 | Residential | 1 | TOMS RIVER | 8757 | 18 | TRINITY HEATING AND AIR | JCP&L | No | Complete | 2012-06-18 | 2012-10-09 | 2012-10-25 | 2012-10-25
SRP11534 | SREC Solar | GIOVANNITTI |  | 6 | 0 | Residential | 1 | SEWELL | 8080 | 15 | TRINITY HEATING AND AIR | AC Electric | No | Complete | 2012-06-18 | 2012-09-19 | 2012-10-04 | 2012-10-04
SRP11536 | SREC Solar | BROWN |  | 6.48 | 0 | Residential | 1 | BAYVILLE | 8721 | 18 | TRINITY HEATING AND AIR | JCP&L | No | Complete | 2012-06-18 | 2012-10-09 | 2012-10-25 | 2012-10-25
SRP11537 | SREC Solar | GUBAR |  | 7.4 | 0 | Residential | 1 | PARKERTOWN | 8087 | 18 | TRINITY HEATING AND AIR | AC Electric | No | Complete | 2012-06-18 | 2012-10-17 | 2012-11-06 | 2012-11-06
SRP11538 | SREC Solar | LEPPARD |  | 7.03 | 0 | Residential | 1 | TOMS RIVER | 8757 | 18 | TRINITY HEATING AND AIR | JCP&L | No | Complete | 2012-06-18 | 2012-10-12 | 2012-10-26 | 2012-10-26
SRP11539 | SREC Solar | BELLOISE | ST. MARYS CHURCH SCHOOL | 46.08 | 0 | Non Profit | 1 | RUTHERFORD | 7070 | 7 | MERCURY SOLAR SYSTEMS - PORT CHESTER | PSE&G BPU | No | Complete | 2012-06-18 | 2012-12-21 | 2013-01-04 | 2013-01-04
SRP11540 | SREC Solar | GRUMET | EQUIPCARE | 25.38 | 0 | Commercial | 1 | HIGHLAND PARK | 8904 | 11 | GARDEN STATE SOLAR LLC | PSE&G BPU | No | Complete | 2012-06-18 | 2013-03-15 | 2013-04-01 | 2013-04-01
SRP11541 | SREC Solar | MEMOLI | BRIDGEWATER CENTRAL MAINTENANCE | 209.3 | 0 | Residential | 1 | BRIDGEWATER | 8807 | 5 | POWER PARTNERS MASTEC LLC | PSE&G BPU | No | Complete | 2012-06-18 | 2013-04-10 | 2013-06-13 | 2013-06-13
SRP11542 | SREC Solar | LEONHARDT | WARREN TWP-CENTRAL ELEM. SCHOOL | 51.04 | 0 | School Public K-12 | 1 | WARREN | 7059 | 5 | POWER PARTNERS MASTEC LLC | JCP&L | No | Complete | 2012-06-18 | 2013-04-10 | 2013-06-13 | 2013-06-13
SRP11543 | SREC Solar | BRAEUNIG |  | 16.35 | 0 | Residential | 1 | WHITEHOUSE STATION | 8889 | 4 | GREEN POWER ENERGY LLC | JCP&L | No | Complete | 2012-06-18 | 2012-10-10 | 2012-10-26 | 2012-10-26
SRP11544 | SREC Solar | WHITING |  | 6.72 | 0 | Residential | 1 | SEWELL | 8080 | 15 | TRINITY HEATING AND AIR | AC Electric | No | Complete | 2012-06-18 | 2012-09-26 | 2012-10-11 | 2012-10-11
SRP11545 | SREC Solar | RANDALL |  | 6.3 | 0 | Residential | 1 | MANAHAWKIN | 8050 | 18 | TRINITY HEATING AND AIR | AC Electric | No | Complete | 2012-06-18 | 2012-09-10 | 2012-09-17 | 2012-09-17
SRP11546 | SREC Solar | BECKER |  | 10.5 | 0 | Residential | 1 | BELLE PLAINE | 8270 | 21 | TRINITY HEATING AND AIR | AC Electric | No | Complete | 2012-06-18 | 2012-10-03 | 2012-10-22 | 2012-10-22
SRP11547 | SREC Solar | WALSH |  | 3.76 | 0 | Residential | 1 | BRICK | 8724 | 18 | TRINITY HEATING AND AIR | JCP&L | No | Complete | 2012-06-18 | 2012-07-27 | 2012-08-08 | 2012-08-08
SRP11548 | SREC Solar | PRO |  | 2.115 | 0 | Residential | 1 | CHERRY HILL | 8003 | 14 | TRINITY HEATING AND AIR | PSE&G BPU | No | Complete | 2012-06-18 | 2012-09-21 | 2012-10-16 | 2012-10-16
SRP11549 | SREC Solar | BEZERRA |  | 4.32 | 0 | Residential | 1 | BELLEVILLE | 7109 | 9 | TRINITY HEATING AND AIR | PSE&G BPU | No | Complete | 2012-06-18 | 2012-09-19 | 2012-10-04 | 2012-10-04
SRP11550 | SREC Solar | DOUGHTY |  | 3.84 | 0 | Residential | 1 | MAPLEWOOD | 7040 | 9 | TRINITY HEATING AND AIR | PSE&G BPU | No | Complete | 2012-06-18 | 2012-09-24 | 2012-10-12 | 2012-10-12
SRP11551 | SREC Solar | RODRIGUEZ |  | 5.88 | 0 | Residential | 1 | EASTAMPTON | 8060 | 13 | TRINITY HEATING AND AIR | PSE&G BPU | No | Complete | 2012-06-18 | 2012-09-19 | 2012-10-08 | 2012-10-08
SRP11552 | SREC Solar | TALIERCIO |  | 6.105 | 0 | Residential | 1 | LAKEWOOD | 8701 | 18 | TRINITY HEATING AND AIR | JCP&L | No | Complete | 2012-06-18 | 2012-07-31 | 2012-08-08 | 2012-08-08
SRP11553 | SREC Solar | GUANLAO |  | 2.35 | 0 | Residential | 1 | JERSEY CITY | 7307 | 8 | ROOF DIAGNOSTICS INC | PSE&G BPU | No | Complete | 2012-06-18 | 2012-12-20 | 2013-01-04 | 2013-01-04
SRP11554 | SREC Solar | GUANIAO |  | 4.465 | 0 | Residential | 1 | JERSEY CITY | 7307 | 8 | ROOF DIAGNOSTICS INC | PSE&G BPU | No | Complete | 2012-06-18 | 2012-12-20 | 2013-01-04 | 2013-01-04
SRP11555 | SREC Solar | GOLDSTEIN |  | 8.695 | 0 | Residential | 1 | E. WINDSOR | 8512 | 11 | TRINITY HEATING AND AIR | JCP&L | No | Complete | 2012-06-18 | 2012-11-02 | 2012-11-16 | 2012-11-16
SRP11556 | SREC Solar | GUANLAO |  | 3.995 | 0 | Residential | 1 | JERSEY CITY | 7307 | 8 | ROOF DIAGNOSTICS INC | PSE&G BPU | No | Complete | 2012-06-18 | 2013-01-04 | 2013-01-31 | 2013-01-31
SRP11557 | SREC Solar | GUANLAO |  | 3.29 | 0 | Residential | 1 | JERSEY CITY | 7307 | 8 | ROOF DIAGNOSTICS INC | PSE&G BPU | No | Complete | 2012-06-18 | 2012-12-20 | 2013-01-16 | 2013-01-16
SRP11558 | SREC Solar | GUANLAO |  | 7.99 | 0 | Residential | 1 | JERSEY CITY | 7307 | 8 | ROOF DIAGNOSTICS INC | PSE&G BPU | No | Complete | 2012-06-18 | 2012-12-20 | 2013-01-04 | 2013-01-04
SRP11559 | SREC Solar | YOST |  | 11.1 | 0 | Residential | 1 | VINCETOWN | 8088 | 13 | TRINITY HEATING AND AIR | PSE&G BPU | No | Complete | 2012-06-18 | 2012-09-24 | 2012-10-12 | 2012-10-12
SRP11561 | SREC Solar | RUBINO |  | 5.61 | 0 | Residential | 1 | WALL TWP | 7719 | 17 | ROOF DIAGNOSTICS INC | JCP&L | No | Complete | 2012-06-18 | 2012-10-23 | 2012-11-09 | 2012-11-09
SRP11562 | SREC Solar | LEONHARDT | WARREN TWP- MIDDLE SCHOOL | 366.85 | 0 | School Public K-12 | 1 | WARREN | 7059 | 5 | POWER PARTNERS MASTEC LLC | JCP&L | No | Complete | 2012-06-18 | 2013-03-06 | 2013-03-28 | 2013-03-28
SRP11563 | SREC Solar | LEONHARDT | WARREN TWP-ANGELO TOMASO ELEM. | 191.4 | 0 | School Public K-12 | 1 | WARREN | 7059 | 5 | POWER PARTNERS MASTEC LLC | PSE&G BPU | No | Complete | 2012-06-18 | 2013-02-28 | 2013-06-24 | 2013-06-24
SRP11564 | SREC Solar | MEMOLI | SOMERSET COUNTYPATRIOTS STADIUM | 1004.85 | 0 | Municipality | 1 | BRIDGEWATER | 8876 | 5 | SUNLIGHT GENERAL CAPITAL LLC | PSE&G BPU | No | Complete | 2012-06-18 | 2014-03-21 | 2014-03-27 | 2014-03-27
SRP11565 | SREC Solar | SCHWARUTZ | WATCHUNG BORO BAYBERRY ELEMEN | 175.45 | 0 | School Public K-12 | 1 | WATCHUNG | 7069 | 5 | POWER PARTNERS MASTEC LLC | PSE&G BPU | No | Complete | 2012-06-18 | 2013-06-14 | 2013-06-24 | 2013-06-24
SRP11567 | SREC Solar | MEMOLI | BRIDGEWATER TWP- BUILDING 2 | 112.7 | 0 | Government Facility | 1 | BRIDGEWATER | 8807 | 5 | POWER PARTNERS MASTEC LLC | PSE&G BPU | No | Complete | 2012-06-18 | 2013-07-12 | 2013-10-03 | 2013-10-03
SRP11568 | SREC Solar | MEMOLI | SOMERSET COUNTY PARKING DECK | 322 | 0 | Municipality | 1 | SOMERVILLE | 8876 | 5 | SUNLIGHT GENERAL CAPITAL LLC | PSE&G BPU | No | Complete | 2012-06-25 | 2014-03-21 | 2014-04-15 | 2014-04-15
SRP11569 | SREC Solar | GASPARI |  | 6.375 | 0 | Residential | 1 | EDISON | 8817 | 11 | ROOF DIAGNOSTICS INC | PSE&G BPU | No | Complete | 2012-06-25 | 2013-06-04 | 2013-06-14 | 2013-06-14
SRP11570 | SREC Solar | SANTO |  | 3.315 | 0 | Residential | 1 | FORKED RIVER | 8731 | 18 | ROOF DIAGNOSTICS INC | JCP&L | No | Complete | 2012-06-25 | 2012-11-20 | 2012-12-05 | 2012-12-05
SRP11571 | SREC Solar | WITCRAFT |  | 12.48 | 0 | Residential | 1 | HAMMONTON | 8037 | 19 | SOLAR SOLUTIONS LLC | AC Electric | No | Complete | 2012-06-18 | 2013-04-09 | 2013-04-26 | 2013-04-26
SRP11572 | SREC Solar | RUSSO | NEWTON DEPT. OF PUBLIC WORKS | 39.33 | 0 | Commercial | 1 | NEWTON | 7860 | 1 | POWER PARTNERS MASTEC LLC | JCP&L | No | Complete | 2012-06-18 | 2013-06-14 | 2013-06-24 | 2013-06-24
SRP11573 | SREC Solar | BLITTNER |  | 5.61 | 0 | Residential | 1 | TOMS RIVER | 8755 | 18 | ROOF DIAGNOSTICS INC | JCP&L | No | Complete | 2012-06-25 | 2012-11-19 | 2012-11-28 | 2012-11-28
SRP11574 | SREC Solar | ZIZZA |  | 6.12 | 0 | Residential | 1 | ENGLISHTOWN | 7726 | 17 | ROOF DIAGNOSTICS INC | JCP&L | No | Complete | 2012-06-25 | 2013-02-06 | 2013-02-20 | 2013-02-20
SRP11575 | SREC Solar | AMBAR |  | 6.375 | 0 | Residential | 1 | OCEAN ACRES | 8050 | 18 | ROOF DIAGNOSTICS INC | AC Electric | No | Complete | 2012-06-25 | 2012-12-20 | 2013-01-04 | 2013-01-04
SRP11577 | SREC Solar | PAUCIELLO |  | 3.995 | 0 | Residential | 1 | EAST BRUNSWICK | 8816 | 11 | VIVINT SOLAR | PSE&G BPU | No | Complete | 2012-06-25 | 2012-12-27 | 2013-01-07 | 2013-01-07
SRP11578 | SREC Solar | HODAPP |  | 4.935 | 0 | Residential | 1 | E. BRUNSWICK | 8816 | 11 | VIVINT SOLAR | JCP&L | No | Complete | 2012-06-25 | 2012-12-28 | 2013-01-15 | 2013-01-15
SRP11580 | SREC Solar | EGGLESTON |  | 2.585 | 0 | Residential | 1 | DOVER | 7801 | 3 | VIVINT SOLAR | JCP&L | No | Complete | 2012-06-25 | 2013-01-21 | 2013-02-13 | 2013-02-13
SRP11581 | SREC Solar | ULLOA |  | 3.29 | 0 | Residential | 1 | EAST BRUNSWICK | 8816 | 11 | VIVINT SOLAR | JCP&L | No | Complete | 2012-06-25 | 2012-12-27 | 2013-01-07 | 2013-01-07
SRP11582 | SREC Solar | EGGLESTON |  | 2.35 | 0 | Residential | 1 | DOVER | 7801 | 3 | VIVINT SOLAR | JCP&L | No | Complete | 2012-06-25 | 2013-01-31 | 2013-02-20 | 2013-02-20
SRP11584 | SREC Solar | FERRARA |  | 2.115 | 0 | Residential | 1 | KEARNY | 7032 | 8 | VIVINT SOLAR | PSE&G BPU | No | Complete | 2012-06-25 | 2013-01-03 | 2013-01-18 | 2013-01-18
SRP11586 | SREC Solar | ROBINSON |  | 7.99 | 0 | Residential | 1 | PATERSON | 7504 | 6 | VIVINT SOLAR | PSE&G BPU | No | Complete | 2012-06-25 | 2012-12-27 | 2013-01-07 | 2013-01-07
SRP11587 | SREC Solar | DRAKOULIS |  | 5.17 | 0 | Residential | 1 | WOODBRIDGE | 7095 | 11 | VIVINT SOLAR | PSE&G BPU | No | Complete | 2012-06-25 | 2012-12-28 | 2013-01-09 | 2013-01-09
SRP11588 | SREC Solar | HAUCK | MONMOUTH UNIVERSITY ELMWOOD HA | 57.98 | 0 | School Other | 1 | W. LONG BRANCH | 7764 | 17 | PRO-TECH ENERGY SOLUTIONS | JCP&L | No | Complete | 2012-06-25 | 2012-08-07 | 2012-09-13 | 2012-09-13
SRP11591 | SREC Solar | WARNER |  | 7.5 | 0 | Residential | 1 | NEW EGYPT | 8553 | 5 | TRINITY HEATING AND AIR | JCP&L | No | Complete | 2012-06-25 | 2012-10-24 | 2012-11-06 | 2012-11-06
SRP11592 | SREC Solar | UGRI |  | 7.99 | 0 | Residential | 1 | SOMERSET | 8873 | 5 | VIVINT SOLAR | PSE&G BPU | No | Complete | 2012-06-25 | 2013-01-16 | 2013-02-01 | 2013-02-01
SRP11593 | SREC Solar | GARCIA |  | 5.405 | 0 | Residential | 1 | EAST BRUNSWICK | 8816 | 11 | VIVINT SOLAR | PSE&G BPU | No | Complete | 2012-06-25 | 2012-11-13 | 2012-12-17 | 2012-12-17
SRP11594 | SREC Solar | DIAZ |  | 3.995 | 0 | Residential | 1 | PERTH AMBOY | 8861 | 11 | VIVINT SOLAR | PSE&G BPU | No | Complete | 2012-06-25 | 2013-06-27 | 2013-07-05 | 2013-07-05
SRP11595 | SREC Solar | LIBUCHA |  | 6.58 | 0 | Residential | 1 | WOODLAND | 7424 | 6 | VIVINT SOLAR | PSE&G BPU | No | Complete | 2012-06-25 | 2013-04-24 | 2013-06-05 | 2013-06-05
SRP11598 | SREC Solar | FREDERICKS |  | 4.23 | 0 | Residential | 1 | PERTH AMBOY | 8861 | 11 | VIVINT SOLAR | PSE&G BPU | No | Complete | 2012-06-25 | 2013-01-31 | 2013-02-19 | 2013-02-19
SRP11600 | SREC Solar | HATCH |  | 7.56 | 0 | Residential | 1 | HOWELL | 7731 | 17 | TRINITY HEATING AND AIR | JCP&L | No | Complete | 2012-06-25 | 2012-09-10 | 2012-09-14 | 2012-09-14
SRP11601 | SREC Solar | KANNHEISER |  | 7.04 | 0 | Residential | 1 | FORKED RIVER | 8731 | 18 | SOLARCITY CORPORATION | JCP&L | No | Complete | 2012-06-25 | 2013-03-19 | 2013-04-01 | 2013-04-01
SRP11603 | SREC Solar | CONSIGLIO |  | 17.6 | 0 | Residential | 1 | SAYREVILLE | 8872 | 11 | SOLARCITY CORPORATION | JCP&L | No | Complete | 2012-06-25 | 2013-03-04 | 2013-03-18 | 2013-03-18
SRP11604 | SREC Solar | LYNCH |  | 5 | 0 | Residential | 1 | SPRING LAKE | 7762 | 17 | TRINITY HEATING AND AIR | JCP&L | No | Complete | 2012-06-25 | 2012-07-13 | 2012-07-26 | 2012-07-26
SRP11605 | SREC Solar | WANG |  | 7.2 | 0 | Residential | 1 | PLAINSBORO | 8536 | 11 | SOLAR MITE SOLUTIONS II | PSE&G BPU | No | Complete | 2012-06-25 | 2012-10-02 | 2012-10-12 | 2012-10-12
SRP11607 | SREC Solar | LORDSON |  | 11.22 | 0 | Residential | 1 | BLAIRSTOWN | 7825 | 2 | SKYLINE SOLAR | JCP&L | No | Complete | 2012-06-25 | 2012-08-28 | 2012-09-13 | 2012-09-13
SRP11608 | SREC Solar | MILAN |  | 5.5 | 0 | Residential | 1 | TOMS RIVER | 8757 | 18 | SOLARCITY CORPORATION | JCP&L | No | Complete | 2012-06-25 | 2012-11-02 | 2012-11-14 | 2012-11-14
SRP11609 | SREC Solar | KASTEL |  | 5.76 | 0 | Residential |  | ORTLEY BEACH | 8751 | 18 | SOLARCITY CORPORATION | JCP&L | No | Complete | 2012-06-25 | 2012-09-26 | 2012-10-16 | 2012-10-16
SRP11610 | SREC Solar | RICCARDO |  | 4.62 | 0 | Residential | 1 | FORDS | 8863 | 11 | SOLARCITY CORPORATION | PSE&G BPU | No | Complete | 2012-06-25 | 2012-10-24 | 2012-11-06 | 2012-11-06
SRP11611 | SREC Solar | WHITMEYER |  | 5.28 | 0 | Residential | 1 | TOMS RIVER | 8753 | 18 | RELIABLE POWER SERVICES, INC. | JCP&L | No | Complete | 2012-06-25 | 2013-12-02 | 2013-12-06 | 2013-12-06
SRP11612 | SREC Solar | WAGGNER |  | 6.24 | 0 | Residential | 1 | BRICK | 8724 | 18 | RELIABLE POWER SERVICES, INC. | JCP&L | No | Complete | 2012-06-25 | 2012-08-01 | 2012-08-10 | 2012-08-10
SRP11613 | SREC Solar | PETRONE |  | 11.52 | 0 | Residential | 1 | JACKSON | 8527 | 18 | RELIABLE POWER SERVICES, INC. | JCP&L | No | Complete | 2012-06-25 | 2012-10-02 | 2012-10-18 | 2012-10-18
SRP11614 | SREC Solar | CRUZ |  | 4.335 | 0 | Residential | 1 | FREEHOLD | 7728 | 17 | ROOF DIAGNOSTICS INC | JCP&L | No | Complete | 2012-06-25 | 2012-12-10 | 2013-01-18 | 2013-01-18
SRP11615 | SREC Solar | HIGGENBOTHEM |  | 7.48 | 0 | Residential |  | SOUTHAMPTON | 8088 | 13 | SOLARCITY CORPORATION | PSE&G BPU | No | Complete | 2012-06-25 | 2013-01-04 | 2013-01-21 | 2013-01-21
SRP11617 | SREC Solar | WANG |  | 5.94 | 0 | Residential | 1 | JACKSON | 8527 | 18 | SOLARCITY CORPORATION | JCP&L | No | Complete | 2012-06-25 | 2012-11-29 | 2012-12-07 | 2012-12-07
SRP11618 | SREC Solar | DEMASSEY |  | 8.64 | 0 | Residential | 1 | HAMILTON | 8610 | 12 | RELIABLE POWER SERVICES, INC. | PSE&G BPU | No | Complete | 2012-06-25 | 2013-02-22 | 2013-02-27 | 2013-02-27
SRP11619 | SREC Solar | LAIRD |  | 4.8 | 0 | Residential | 1 | FORKED RIVER | 8731 | 18 | RELIABLE POWER SERVICES, INC. | JCP&L | No | Complete | 2012-06-25 | 2012-07-10 | 2012-07-24 | 2012-07-24
SRP11620 | SREC Solar | DELNEGRO |  | 6.96 | 0 | Residential | 1 | SOUTH PLAINFIELD | 7080 | 11 | RELIABLE POWER SERVICES, INC. | PSE&G BPU | No | Complete | 2012-06-25 | 2012-10-02 | 2012-10-18 | 2012-10-18
SRP11621 | SREC Solar | LECORPS |  | 6 | 0 | Residential | 1 | HOWELL | 7731 | 17 | RELIABLE POWER SERVICES, INC. | JCP&L | No | Complete | 2012-06-25 | 2012-07-18 | 2012-08-14 | 2012-08-14
SRP11622 | SREC Solar | ROSENFELD |  | 6.24 | 0 | Residential | 1 | ISELIN | 8830 | 11 | RELIABLE POWER SERVICES, INC. | PSE&G BPU | No | Complete | 2012-06-25 | 2012-08-16 | 2012-08-27 | 2012-08-27
SRP11627 | SREC Solar | LLYOD |  | 5.55 | 0 | Residential | 1 | WESTAMPTON | 8060 | 13 | TRINITY HEATING AND AIR | PSE&G BPU | No | Complete | 2012-06-25 | 2012-09-14 | 2012-09-28 | 2012-09-28
SRP11628 | SREC Solar | DUNNIGAN |  | 19.11 | 0 | Residential | 1 | HAMMONTON | 8037 | 19 | SOLAR SOLUTIONS LLC | AC Electric | No | Complete | 2012-06-25 | 2013-03-27 | 2013-04-17 | 2013-04-17
SRP11629 | SREC Solar | JUSTICE |  | 6.24 | 0 | Residential | 1 | PEMBERTON | 8068 | 13 | TRINITY HEATING AND AIR | JCP&L | No | Complete | 2012-06-25 | 2012-08-09 | 2012-08-24 | 2012-08-24
SRP11631 | SREC Solar | PAYNE |  | 10.92 | 0 | Residential | 1 | MILFORD | 8848 | 4 | TRINITY HEATING AND AIR | JCP&L | No | Complete | 2012-06-25 | 2012-08-15 | 2012-08-27 | 2012-08-27
SRP11632 | SREC Solar | PEABODY |  | 9.165 | 0 | Residential | 1 | JACKSON | 8527 | 18 | TRINITY HEATING AND AIR | JCP&L | No | Complete | 2012-06-25 | 2012-10-17 | 2012-11-06 | 2012-11-06
SRP11633 | SREC Solar | HOGAN |  | 7.215 | 0 | Residential | 1 | SOUTHAMPTON | 8088 | 13 | TRINITY HEATING AND AIR | PSE&G BPU | No | Complete | 2012-06-25 | 2012-09-07 | 2012-09-17 | 2012-09-17
SRP11634 | SREC Solar | STOFIK |  | 3.29 | 0 | Residential | 1 | FREEHOLD | 7728 | 17 | TRINITY HEATING AND AIR | JCP&L | No | Complete | 2012-06-25 | 2012-10-18 | 2012-11-05 | 2012-11-05
SRP11635 | SREC Solar | PASSARETTI |  | 6.15 | 0 | Residential | 1 | JACKSON | 8527 | 18 | TRINITY HEATING AND AIR | JCP&L | No | Complete | 2012-06-25 | 2012-08-10 | 2012-08-21 | 2012-08-21
SRP11637 | SREC Solar | KOKOSKA |  | 9.12 | 0 | Residential | 1 | MONROE | 8831 | 11 | SOLARCITY CORPORATION | JCP&L | No | Complete | 2012-06-25 | 2012-12-07 | 2012-12-13 | 2012-12-13
SRP11638 | SREC Solar | WURPEL |  | 9.24 | 0 | Residential | 1 | HIGHTSTOWN | 8520 | 12 | SOLARCITY CORPORATION | JCP&L | No | Complete | 2012-06-25 | 2012-12-14 | 2012-12-26 | 2012-12-26
SRP11640 | SREC Solar | OCHOA |  | 2.4 | 0 | Residential | 1 | LODI | 7644 | 7 | SOLARCITY CORPORATION | PSE&G BPU | No | Complete | 2012-06-25 | 2013-03-19 | 2013-04-10 | 2013-04-10
SRP11641 | SREC Solar | PELLEW |  | 6.345 | 0 | Residential | 1 | WILLIAMSTOWN | 8094 | 15 | VIVINT SOLAR | AC Electric | No | Complete | 2012-06-25 | 2013-01-02 | 2013-01-17 | 2013-01-17
SRP11642 | SREC Solar | OSTRAND |  | 2.115 | 0 | Residential | 1 | METUCHEN | 8840 | 11 | VIVINT SOLAR | PSE&G BPU | No | Complete | 2012-06-25 | 2013-01-02 | 2013-02-05 | 2013-02-05
SRP11643 | SREC Solar | DOWD |  | 3.76 | 0 | Residential | 1 | MANCHESTER | 8759 | 18 | TRINITY HEATING AND AIR | JCP&L | No | Complete | 2012-06-25 | 2012-08-27 | 2012-09-28 | 2012-09-28
SRP11644 | SREC Solar | RUSSO |  | 10.56 | 0 | Residential | 1 | BAYVILLE | 8721 | 18 | TRINITY HEATING AND AIR | AC Electric | No | Complete | 2012-06-25 | 2012-09-28 | 2012-10-22 | 2012-10-22
SRP11645 | SREC Solar | MARTIN |  | 9.46 | 0 | Residential | 1 | BROWNS MILLS | 8015 | 13 | SOLARCITY CORPORATION | JCP&L | No | Complete | 2012-06-25 | 2012-08-24 | 2012-09-05 | 2012-09-05
SRP11646 | SREC Solar | KONGOLI |  | 7.26 | 0 | Residential | 1 | MARLBORO | 7748 | 17 | SOLARCITY CORPORATION | JCP&L | No | Complete | 2012-06-25 | 2012-12-28 | 2013-01-07 | 2013-01-07
SRP11647 | SREC Solar | MARANO |  | 6.24 | 0 | Residential | 1 | MIDDLETOWN | 7748 | 17 | RELIABLE POWER SERVICES, INC. | JCP&L | No | Complete | 2012-06-25 | 2012-10-02 | 2012-10-18 | 2012-10-18
SRP11648 | SREC Solar | RAJ |  | 7.5 | 0 | Residential | 1 | MONMOUTH JUNCTION | 8852 | 11 | ASTRUM SOLAR, LLC | PSE&G BPU | No | Complete | 2012-06-25 | 2012-10-09 | 2012-11-09 | 2012-11-09
SRP11649 | SREC Solar | SHAH |  | 7.2 | 0 | Residential | 1 | EDISON | 8817 | 11 | ASTRUM SOLAR, LLC | PSE&G BPU | No | Complete | 2012-06-25 | 2013-06-12 | 2013-10-30 | 2013-10-30
SRP11650 | SREC Solar | ROSCHER |  | 10 | 0 | Residential | 1 | WHITEHOUSE STATION | 8889 | 4 | ASTRUM SOLAR, LLC | JCP&L | No | Complete | 2012-06-25 | 2012-10-09 | 2012-10-25 | 2012-10-25
SRP11651 | SREC Solar | BIALOS |  | 8.64 | 0 | Residential | 1 | WARETOWN | 8758 | 18 | RELIABLE POWER SERVICES, INC. | JCP&L | No | Complete | 2012-06-25 | 2012-08-24 | 2012-09-06 | 2012-09-06
SRP11652 | SREC Solar | GRAUER |  | 14.388 | 0 | Residential | 0 | JACOBSTOWN | 8526 | 17 | GEOPEAK ENERGY LLC | JCP&L | No | Complete | 2012-06-25 | 2012-08-28 | 2012-09-13 | 2012-09-13
SRP11653 | SREC Solar | ALBRUZZESE |  | 6.72 | 0 | Residential | 1 | BARNEGAT | 8005 | 18 | RELIABLE POWER SERVICES, INC. | JCP&L | No | Complete | 2012-06-25 | 2013-01-28 | 2013-02-12 | 2013-02-12
SRP11656 | SREC Solar | LUONGO |  | 11.76 | 0 | Residential | 1 | BEACHWOOD | 8722 | 18 | RELIABLE POWER SERVICES, INC. | JCP&L | No | Complete | 2012-06-25 | 2012-08-01 | 2012-08-10 | 2012-08-10
SRP11657 | SREC Solar | KOBRINSKI |  | 10.535 | 0 | Residential | 1 | COLTS NECK | 7722 | 17 | ROOF DIAGNOSTICS INC | JCP&L | No | Complete | 2012-06-25 | 2013-06-04 | 2013-06-14 | 2013-06-14
SRP11658 | SREC Solar | KOESTER |  | 5.76 | 0 | Residential | 1 | BEACHWOOD | 8722 | 18 | 4 BESTSOLAR | JCP&L | No | Complete | 2012-06-25 | 2012-08-24 | 2012-09-06 | 2012-09-06
SRP11659 | SREC Solar | SABATA |  | 4.81 | 0 | Residential | 1 | FREEHOLD | 7728 | 17 | TRINITY HEATING AND AIR | JCP&L | No | Complete | 2012-06-25 | 2012-08-16 | 2012-08-27 | 2012-08-27
SRP11660 | SREC Solar | ASCOLESE |  | 15.6 | 0 | Residential | 1 | PARLIN | 8859 | 11 | GEOSCAPE SOLAR | JCP&L | No | Complete | 2012-06-25 | 2012-12-26 | 2013-01-03 | 2013-01-03
SRP11661 | SREC Solar | SHERMAN |  | 6 | 0 | Residential | 1 | KEANSBURG | 7734 | 17 | GARDEN STATE SOLAR LLC | JCP&L | No | Complete | 2012-06-25 | 2012-10-12 | 2012-10-26 | 2012-10-26
SRP11662 | SREC Solar | NEUTEBOOM |  | 8.64 | 0 | Residential | 1 | MANCHESTER | 8759 | 18 | TRINITY HEATING AND AIR | JCP&L | No | Complete | 2012-06-25 | 2012-08-07 | 2012-08-20 | 2012-08-20
SRP11663 | SREC Solar | MACLOSKY |  | 4 | 0 | Residential | 1 | JACKSON | 8527 | 18 | TRINITY HEATING AND AIR | JCP&L | No | Complete | 2012-06-25 | 2012-07-12 | 2012-07-24 | 2012-07-24
SRP11664 | SREC Solar | KREINER |  | 5.64 | 0 | Residential | 1 | CALDWELL | 7006 | 9 | VIVINT SOLAR | PSE&G BPU | No | Complete | 2012-06-25 | 2013-01-16 | 2013-02-01 | 2013-02-01
SRP11665 | SREC Solar | CINQUEGRANA |  | 9.25 | 0 | Residential | 1 | JACKSON | 8527 | 18 | TRINITY HEATING AND AIR | JCP&L | No | Complete | 2012-06-25 | 2012-08-01 | 2012-08-10 | 2012-08-10
SRP11666 | SREC Solar | CHAN |  | 4.8 | 0 | Residential | 1 | SWEDESBORO | 8085 | 15 | SOLARCITY CORPORATION | AC Electric | No | Complete | 2012-06-25 | 2013-01-16 | 2013-01-31 | 2013-01-31
SRP11667 | SREC Solar | RUAN |  | 6.86 | 0 | Residential | 1 | COLONIA | 7067 | 10 | BLUE SKY TECHNOLOGIES USA | PSE&G BPU | No | Complete | 2012-06-25 | 2013-01-15 | 2013-01-28 | 2013-01-28
SRP11669 | SREC Solar | JONES |  | 6.48 | 0 | Residential | 1 | MANTUA | 8051 | 15 | TRINITY HEATING AND AIR | AC Electric | No | Complete | 2012-06-25 | 2012-09-07 | 2012-09-17 | 2012-09-17
SRP11670 | SREC Solar | CLAISEE |  | 5.52 | 0 | Residential | 1 | BARNEGAT | 8005 | 18 | SUNRAY SOLAR, INC. | JCP&L | No | Complete | 2012-06-25 | 2013-03-13 | 2013-04-01 | 2013-04-01
SRP11671 | SREC Solar | PAK |  | 6.11 | 0 | Residential | 1 | EAST BRUNSWICK | 8816 | 11 | VIVINT SOLAR | JCP&L | No | Complete | 2012-06-25 | 2012-12-28 | 2013-01-15 | 2013-01-15
SRP11672 | SREC Solar | MARGIN |  | 4.465 | 0 | Residential | 1 | BELMAR | 7719 | 17 | SUNRAY SOLAR, INC. | JCP&L | No | Complete | 2012-06-25 | 2013-03-13 | 2013-04-01 | 2013-04-01
SRP11673 | SREC Solar | CONCATO |  | 7.35 | 0 | Residential | 1 | JACKSON | 8527 | 18 | REC SOLAR, INC. | JCP&L | No | Complete | 2012-06-25 | 2012-07-23 | 2012-08-06 | 2012-08-06
SRP11674 | SREC Solar | MARGIN |  | 3.995 | 0 | Residential | 1 | BELMAR | 7719 | 17 | SUNRAY SOLAR, INC. | JCP&L | No | Complete | 2012-06-25 | 2012-09-11 | 2012-10-01 | 2012-10-01
SRP11675 | SREC Solar | BANDHI |  | 11.18 | 0 | Residential | 1 | PISCATAWAY | 8854 | 11 | SOLARCITY CORPORATION | PSE&G BPU | No | Complete | 2012-06-25 | 2013-04-10 | 2013-05-01 | 2013-05-01
SRP11676 | SREC Solar | MORGAN |  | 4.32 | 0 | Residential | 1 | BARNEGAT | 8005 | 18 | NJR HOME SERVICES | JCP&L | No | Complete | 2012-06-25 | 2013-01-02 | 2013-01-17 | 2013-01-17
SRP11678 | SREC Solar | FREDA |  | 8.4 | 0 | Residential | 1 | TUCKERTON | 8087 | 18 | NJR HOME SERVICES | AC Electric | No | Complete | 2012-06-25 | 2012-11-29 | 2012-12-11 | 2012-12-11
SRP11679 | SREC Solar | LEVINE |  | 3.5 | 0 | Residential | 1 | ROSELAND | 7068 | 9 | TRINITY HEATING AND AIR | PSE&G BPU | No | Complete | 2012-06-25 | 2013-02-11 | 2013-02-25 | 2013-02-25
SRP11680 | SREC Solar | CAMPANIOLO |  | 4.08 | 0 | Residential | 1 | LITTLE EEGG HARBOR | 8087 | 18 | NJR HOME SERVICES | AC Electric | No | Complete | 2012-06-25 | 2013-02-21 | 2013-02-27 | 2013-02-27
SRP11683 | SREC Solar | GIRGENTI |  | 9.84 | 0 | Residential | 1 | TOMS RIVER | 8753 | 18 | NJR HOME SERVICES | JCP&L | No | Complete | 2012-06-25 | 2012-10-02 | 2012-10-12 | 2012-10-12
SRP11684 | SREC Solar | DIVINCENZO |  | 6.72 | 0 | Residential | 1 | FORKED RIVER | 8731 | 18 | NJR HOME SERVICES | JCP&L | No | Complete | 2012-06-25 | 2012-08-21 | 2012-08-31 | 2012-08-31
SRP11685 | SREC Solar | YOCUM |  | 5.28 | 0 | Residential | 1 | MANCHESTER | 8759 | 18 | NJR HOME SERVICES | JCP&L | No | Complete | 2012-06-25 | 2012-10-23 | 2012-11-08 | 2012-11-08
SRP11686 | SREC Solar | MEADE | LIVINGSTON COMMUNITY CENTER | 40.56 | 0 | Commercial | 1 | LIVINGSTON | 7039 | 9 | EMSA SOLAR | PSE&G BPU | No | Complete | 2012-06-25 | 2013-05-15 | 2013-05-23 | 2013-05-23
SRP11687 | SREC Solar | CHENG |  | 9.4 | 0 | Residential | 1 | SOUTH PLAINFIELD | 7080 | 11 | VIVINT SOLAR | PSE&G BPU | No | Complete | 2012-06-25 | 2012-12-28 | 2013-01-03 | 2013-01-03
SRP11689 | SREC Solar | MARREALE |  | 7.52 | 0 | Residential | 1 | WEST CALDWELL | 7006 | 9 | VIVINT SOLAR | PSE&G BPU | No | Complete | 2012-06-25 | 2013-01-10 | 2013-01-25 | 2013-01-25
SRP11690 | SREC Solar | GREGORIO |  | 3.995 | 0 | Residential | 1 | BERGENFIELD | 7621 | 7 | VIVINT SOLAR | PSE&G BPU | No | Complete | 2012-06-25 | 2013-06-14 | 2013-06-24 | 2013-06-24
SRP11691 | SREC Solar | CALDERON |  | 3.995 | 0 | Residential | 1 | PERTH AMBOY | 8861 | 11 | VIVINT SOLAR | PSE&G BPU | No | Complete | 2012-06-25 | 2012-12-18 | 2013-01-02 | 2013-01-02
SRP11693 | SREC Solar | DICKSON |  | 5.355 | 0 | Residential | 0 | FLEMINGTON | 8822 | 4 | ALTERIS RENEWABLES DBA RGS ENERGY | JCP&L | No | Complete | 2012-06-25 | 2012-09-28 | 2012-10-22 | 2012-10-22
SRP11695 | SREC Solar | MOUNT |  | 6.86 | 0 | Residential | 1 | BARRINGTON | 8007 | 14 | NATURAL POWER SOURCES, LLC | PSE&G BPU | No | Complete | 2012-06-25 | 2012-09-11 | 2012-10-01 | 2012-10-01
SRP11696 | SREC Solar | VIRZI |  | 8.14 | 0 | School Other | 1 | MARTINSVILLE | 8836 | 5 | ALTERIS RENEWABLES DBA RGS ENERGY | JCP&L | No | Complete | 2012-06-25 | 2013-02-06 | 2013-02-22 | 2013-02-22
SRP11697 | SREC Solar | PARENTI | FIRST ASSEMBLY OF GOD SHREWSBUR | 8.575 | 0 | Non Profit | 1 | SHREWSBURY | 7702 | 17 | TERRASOL ENERGIES, INC | JCP&L | No | Complete | 2012-06-25 | 2013-02-12 | 2013-02-22 | 2013-02-22
SRP11698 | SREC Solar | PARENTI | FIRST ASSEMBLY OF GOD SHREWSBUR | 21.315 | 0 | Residential | 1 | SHREWSBURY | 7702 | 17 | TERRASOL ENERGIES, INC | JCP&L | No | Complete | 2012-06-25 | 2013-02-12 | 2013-02-22 | 2013-02-22
SRP11699 | SREC Solar | VERNIERI |  | 5.635 | 0 | Residential | 1 | BARNEGAT | 8005 | 18 | ROOF DIAGNOSTICS INC | JCP&L | No | Complete | 2012-06-25 | 2012-08-06 | 2012-08-20 | 2012-08-20
SRP11701 | SREC Solar | PALMER |  | 5.76 | 0 | Residential | 1 | HOWELL | 7731 | 17 | EZNERGY LLC | JCP&L | No | Complete | 2012-06-25 | 2012-12-03 | 2012-12-10 | 2012-12-10
SRP11702 | SREC Solar | RIVERA |  | 6.86 | 0 | Residential | 1 | TRENTON | 8648 | 12 | SUNGEVITY, INC. | PSE&G BPU | No | Complete | 2012-06-25 | 2012-09-07 | 2012-10-03 | 2012-10-03
SRP11703 | SREC Solar | HAYENHJELM |  | 13.2 | 0 | Residential | 1 | LAFAYETTE | 7848 | 1 | EAST COAST ALTERNATIVE ENERGY | JCP&L | No | Complete | 2012-06-25 | 2013-01-04 | 2013-01-18 | 2013-01-18
SRP11704 | SREC Solar | ANDREWS |  | 3.76 | 0 | Residential | 1 | IRVINGTON | 7111 | 9 | ROOF DIAGNOSTICS INC | PSE&G BPU | No | Complete | 2012-06-25 | 2012-07-18 | 2012-07-31 | 2012-07-31
SRP11705 | SREC Solar | WHITLOCK |  | 3.7 | 0 | Residential | 1 | EAST BRUNSWICK | 8816 | 11 | SUNGEVITY, INC. | JCP&L | No | Complete | 2012-06-25 | 2013-04-30 | 2013-05-14 | 2013-05-14
SRP11706 | SREC Solar | COSTELLO |  | 6.54 | 0 | Residential | 1 | MARGATE | 8402 | 19 | RICHMOND SOLAR | AC Electric | No | Complete | 2012-06-25 | 2012-10-24 | 2012-11-08 | 2012-11-08
SRP11707 | SREC Solar | GARB | HARTZ MOUNTAIN INDUSTRIES | 246.96 | 0 | Commercial | 1 | SECAUCUS | 7091 | 10 | SOLAR ENERGY, LLC | PSE&G BPU | No | Complete | 2012-06-25 | 2012-10-24 | 2012-11-29 | 2012-11-29
SRP11708 | SREC Solar | SHINKLE JR |  | 4.94 | 0 | Residential | 1 | EGG HARBOR TOWNSHIP | 8234 | 19 | GREENPOINTE ENERGY | AC Electric | No | Complete | 2012-06-25 | 2013-03-27 | 2013-04-17 | 2013-04-17
SRP11709 | SREC Solar | HAVILAND |  | 7.54 | 0 | Residential | 1 | EGG HARBOR TWP | 8234 | 19 | GREENPOINTE ENERGY | AC Electric | No | Complete | 2012-06-25 | 2013-03-27 | 2013-04-19 | 2013-04-19
SRP11710 | SREC Solar | DOUGLAS |  | 6.12 | 0 | Residential | 1 | STAFFORD TWP | 8050 | 18 | ROOF DIAGNOSTICS INC | AC Electric | No | Complete | 2012-06-25 | 2012-12-04 | 2012-12-11 | 2012-12-11
SRP11711 | SREC Solar | GARB | HARTZ MOUNTAIN INDUSTRIES | 418.46 | 0 | Commercial | 1 | SECAUCUS | 7094 | 8 | SOLAR ENERGY SYSTEMS, LLC | PSE&G BPU | No | Complete | 2012-06-25 | 2012-11-13 | 2012-12-11 | 2012-12-11
SRP11712 | SREC Solar | WEISBERGER |  | 8.58 | 0 | Residential | 1 | GALLOWAY | 8205 | 19 | GREENPOINTE ENERGY | AC Electric | No | Complete | 2012-06-25 | 2013-03-27 | 2013-04-17 | 2013-04-17
SRP11713 | SREC Solar | JOHNSTON | JOHNSTON COMMUNICATIONS | 39 | 0 | Commercial | 0 | NORTH ARLINGTON | 7031 | 7 | SOLAR ENERGY WORLD-W | PSE&G BPU | No | Complete | 2012-06-25 | 2013-03-11 | 2013-03-27 | 2013-03-27
SRP11714 | SREC Solar | DILL |  | 7.755 | 0 | Residential | 1 | JACKSON | 8527 | 18 | SOLARCITY CORPORATION | JCP&L | No | Complete | 2012-06-25 | 2013-01-04 | 2013-03-05 | 2013-03-05
SRP11715 | SREC Solar | ROSENTHAL |  | 9 | 0 | Residential | 0 | COLUMBUS | 8022 | 13 | GEOGENIX | PSE&G BPU | No | Complete | 2012-06-25 | 2012-12-13 | 2012-12-20 | 2012-12-20
SRP11716 | SREC Solar | MARCHELLE |  | 8.84 | 0 | Residential | 1 | EGG HARBOR TWP | 8234 | 19 | GREENPOINTE ENERGY | AC Electric | No | Complete | 2012-06-25 | 2013-03-27 | 2013-04-24 | 2013-04-24
SRP11717 | SREC Solar | MORAN | BJ'S WHOLESALE CLUB (DEPTFORD) | 735.68 | 0 | Commercial | 1 | DEPTFORD | 8096 | 15 | PRO-TECH ENERGY SOLUTIONS | PSE&G BPU | No | Complete | 2012-06-25 | 2012-09-28 | 2012-10-22 | 2012-10-22
SRP11718 | SREC Solar | STEIN |  | 12.753 | 0 | Residential | 0 | LINWOOD | 8821 | 5 | GEOPEAK ENERGY LLC | AC Electric | No | Complete | 2012-06-25 | 2013-01-02 | 2013-01-15 | 2013-01-15
SRP11719 | SREC Solar | SCIBONA |  | 11.28 | 0 | Residential | 1 | GALLOWAY | 8205 | 19 | TRINITY HEATING AND AIR | AC Electric | No | Complete | 2012-06-25 | 2012-12-05 | 2012-12-20 | 2012-12-20
SRP11720 | SREC Solar | KOLLI |  | 9.68 | 0 | Residential | 1 | PLAINSBORO | 8536 | 11 | SOLARCITY CORPORATION | PSE&G BPU | No | Complete | 2012-06-25 | 2013-01-04 | 2013-01-21 | 2013-01-21
SRP11721 | SREC Solar | FORAMES |  | 8.695 | 0 | Residential | 1 | BAYVILLE | 8721 | 18 | TRINITY HEATING AND AIR | JCP&L | No | Complete | 2012-06-25 | 2012-10-09 | 2012-10-25 | 2012-10-25
SRP11722 | SREC Solar | YOST |  | 11.76 | 0 | Residential | 1 | FRANKLINVILLE | 8322 | 15 | SOLARCITY CORPORATION | AC Electric | No | Complete | 2012-06-25 | 2013-03-12 | 2013-03-20 | 2013-03-20
SRP11723 | SREC Solar | SILLITOE |  | 9.24 | 0 | Residential | 1 | CEDAR RUN | 8092 | 18 | SOLARCITY CORPORATION | AC Electric | No | Complete | 2012-06-25 | 2012-12-14 | 2012-12-26 | 2012-12-26
SRP11724 | SREC Solar | BRAHMS | JLN HOLDINGS LLC | 11.52 | 0 | Commercial | 1 | HADDON TWP | 8108 | 14 | SOLARCITY CORPORATION | PSE&G BPU | No | Complete | 2012-06-25 | 2013-04-10 | 2013-05-01 | 2013-05-01
SRP11725 | SREC Solar | HUERTA |  | 5.64 | 0 | Residential | 1 | PERTH AMBOY | 8861 | 11 | VIVINT SOLAR | PSE&G BPU | No | Complete | 2012-07-02 | 2012-12-18 | 2013-01-02 | 2013-01-02
SRP11727 | SREC Solar | HAMLETTEE |  | 6.11 | 0 | Residential | 1 | WOODBRIDGE | 7095 | 11 | VIVINT SOLAR | PSE&G BPU | No | Complete | 2012-07-02 | 2012-12-28 | 2013-01-15 | 2013-01-15
SRP11728 | SREC Solar | DISILVESTRO |  | 7.05 | 0 | Residential | 1 | WOODBRIDGE | 7095 | 11 | VIVINT SOLAR | PSE&G BPU | No | Complete | 2012-07-02 | 2013-03-19 | 2013-04-10 | 2013-04-10
SRP11729 | SREC Solar | MARTIN |  | 3.29 | 0 | Residential | 1 | EAST BRUNSWICK | 8816 | 11 | VIVINT SOLAR | JCP&L | No | Complete | 2012-07-02 | 2013-03-25 | 2013-04-02 | 2013-04-02
SRP11730 | SREC Solar | LOPEZ |  | 5.405 | 0 | Residential | 1 | PISCATAWAY | 8854 | 11 | VIVINT SOLAR | PSE&G BPU | No | Complete | 2012-07-02 | 2013-01-08 | 2013-01-25 | 2013-01-25
SRP11731 | SREC Solar | CHENG | SKYLIGHT LLC | 157.92 | 0 | Commercial | 1 | PARSIPPANY | 7054 | 3 | US CLEAN ENERGY LLC | JCP&L | No | Complete | 2012-07-02 | 2014-01-07 | 2014-01-23 | 2014-01-23
SRP11732 | SREC Solar | CHENG | FEY SHYONG LLC | 110.88 | 0 | Commercial | 1 | PARSIPPANY | 7054 | 3 | US CLEAN ENERGY LLC | JCP&L | No | Complete | 2012-07-02 | 2013-12-06 | 2013-12-18 | 2013-12-18
SRP11733 | SREC Solar | VADIWALA |  | 7.02 | 0 | Residential | 1 | MT LAUREL | 8054 | 13 | KP SOLAR | PSE&G BPU | No | Complete | 2012-07-02 | 2013-04-23 | 2013-05-07 | 2013-05-07
SRP11734 | SREC Solar | TRONOLONE |  | 8.175 | 0 | Residential | 1 | RARITAN | 8869 | 5 | GEOPEAK ENERGY LLC | PSE&G BPU | No | Complete | 2012-07-02 | 2012-12-26 | 2013-01-09 | 2013-01-09
SRP11737 | SREC Solar | FOGELSON | NORTH WARREN B.O.E | 924 | 0 | Commercial | 1 | BLAIRSTOWN | 7825 | 2 | BARRIER ELECTRIC | JCP&L | No | Complete | 2012-07-02 | 2013-08-07 | 2013-08-09 | 2013-08-09
SRP11738 | SREC Solar | BOYER MAIMONE | HAMMONTON SEWERAGE PLANT | 842.16 | 0 | Commercial | 1 | HAMMONTON | 8037 | 19 | BARRIER ELECTRIC | AC Electric | No | Complete | 2012-07-02 | 2013-10-24 | 2013-10-29 | 2013-10-29
SRP11739 | SREC Solar | BYRNE | J. BYRNE AGENCY, INC | 9.24 | 0 | Commercial | 1 | WILDWOOD | 8260 | 21 | CAMBRIA SOLAR LLC | AC Electric | No | Complete | 2012-07-02 | 2012-11-09 | 2012-11-21 | 2012-11-21
SRP11740 | SREC Solar | HOLLAND |  | 7.99 | 0 | Residential | 1 | WOODBRIDGE | 7095 | 11 | VIVINT SOLAR | PSE&G BPU | No | Complete | 2012-07-02 | 2013-01-02 | 2013-01-17 | 2013-01-17
SRP11741 | SREC Solar | ESTEVEZ |  | 10.575 | 0 | Residential | 1 | SOMERSET | 8873 | 5 | SUN SAVER SOLAR SYSTEMS 2 | PSE&G BPU | No | Complete | 2012-07-02 | 2012-12-27 | 2013-02-20 | 2013-02-20
SRP11743 | SREC Solar | KUCABA |  | 4.7 | 0 | Residential | 1 | PERTH AMBOY | 8861 | 11 | VIVINT SOLAR | PSE&G BPU | No | Complete | 2012-07-02 | 2013-02-22 | 2013-03-04 | 2013-03-04
SRP11744 | SREC Solar | BERNALES |  | 3.055 | 0 | Residential | 1 | N ARLINGTON | 7031 | 7 | VIVINT SOLAR | PSE&G BPU | No | Complete | 2012-07-02 | 2012-12-21 | 2013-01-04 | 2013-01-04
SRP11746 | SREC Solar | WHITTAKER | NATIONAL STEEL RULE | 132.6 | 0 | Commercial | 1 | LINDEN | 7036 | 10 | ELK ELECTRICAL CONTRACTORS | PSE&G BPU | No | Complete | 2012-07-02 | 2013-05-17 | 2013-05-29 | 2013-05-29
SRP11747 | SREC Solar | MINEO | RUNNELLS SPECIALIZED HOSPITAL | 103.68 | 0 | Government Facility | 1 | BERKELEY HEIGHTS | 7922 | 10 | EMSA SOLAR | JCP&L | No | Complete | 2012-07-02 | 2013-12-10 | 2014-01-23 | 2014-01-23
SRP11748 | SREC Solar | NERVES | IRONIA ELEMENTARY SCHOOL | 86.13 | 0 | Commercial | 1 | RANDOLPH | 7869 | 3 | POWER PARTNERS MASTEC LLC | JCP&L | No | Complete | 2012-07-02 | 2013-06-13 | 2013-07-08 | 2013-07-08
SRP11749 | SREC Solar | RUSSO JR | NEWTON WASTEWATER TREATMENT | 67.655 | 0 | Commercial | 1 | NEWTON | 7860 | 1 | POWER PARTNERS MASTEC LLC | JCP&L | No | Complete | 2012-07-02 | 2013-06-14 | 2013-07-09 | 2013-07-09
SRP11750 | SREC Solar | WALLACE | MULTIPLE SCLEROSIS ASSOC. OF AMERI | 108.78 | 0 | Commercial | 1 | CHERRY HILL | 8802 | 4 | INDEPENDENT SOLAR | PSE&G BPU | No | Complete | 2012-07-02 | 2012-08-28 | 2012-11-08 | 2012-11-08
SRP11751 | SREC Solar | ANDREWS |  | 7.68 | 0 | Residential | 1 | GALLOWAY | 8205 | 19 | ALLSEASON CONSTRUCTION | AC Electric | No | Complete | 2012-07-02 | 2012-12-05 | 2012-12-20 | 2012-12-20
SRP11752 | SREC Solar | HUGHES |  | 5.28 | 0 | Residential | 1 | MILLVILLE | 8332 | 20 | SEA BRIGHT SOLAR, LLC | AC Electric | No | Complete | 2012-07-02 | 2012-09-19 | 2012-11-02 | 2012-11-02
SRP11754 | SREC Solar | KAPRAL |  | 8.4 | 0 | Residential | 1 | ANDOVER | 7821 | 1 | ALTERNATIVE ENERGY ASSOCIATES | JCP&L | No | Complete | 2012-07-02 | 2013-07-01 | 2014-01-17 | 2014-01-17
SRP11755 | SREC Solar | KALASH |  | 4.08 | 0 | Residential | 1 | JACKSON | 8527 | 18 | NJR HOME SERVICES. | JCP&L | No | Complete | 2012-07-02 | 2012-08-16 | 2012-09-13 | 2012-09-13
SRP11756 | SREC Solar | TAILOR |  | 6.615 | 0 | Residential | 1 | LAKE HOPATCONG | 7849 | 3 | CORBIN SOLAR SOLUTIONS, LLC | JCP&L | No | Complete | 2012-07-02 | 2012-10-22 | 2013-04-02 | 2013-04-02
SRP11757 | SREC Solar | BROWN |  | 6.72 | 0 | Residential | 1 | BRIDGETON | 8302 | 20 | ALLSEASON CONSTRUCTION | AC Electric | No | Complete | 2012-07-02 | 2013-03-29 | 2013-04-16 | 2013-04-16
SRP11758 | SREC Solar | TELLES |  | 8.64 | 0 | Residential | 1 | LEHT | 8087 | 18 | ALLSEASON CONSTRUCTION | AC Electric | No | Complete | 2012-07-02 | 2012-09-26 | 2012-10-11 | 2012-10-11
SRP11759 | SREC Solar | COURTNEY |  | 11.04 | 0 | Residential | 1 | NEW GRETHA | 8224 | 13 | ALLSEASON CONSTRUCTION | AC Electric | No | Complete | 2012-07-02 | 2012-09-19 | 2012-10-09 | 2012-10-09
SRP11760 | SREC Solar | CESARI |  | 5.76 | 0 | Residential | 1 | LEHT | 8087 | 18 | ALLSEASON CONSTRUCTION | AC Electric | No | Complete | 2012-07-02 | 2012-09-18 | 2012-10-09 | 2012-10-09
SRP11761 | SREC Solar | MILLER |  | 4.8 | 0 | Residential | 1 | LEHT | 8087 | 18 | ALLSEASON CONSTRUCTION | AC Electric | No | Complete | 2012-07-02 | 2012-09-18 | 2012-10-09 | 2012-10-09
SRP11762 | SREC Solar | LOSEY |  | 8.64 | 0 | Residential | 1 | BRANCHVILLE | 7826 | 1 | ALTERNATIVE ENERGY ASSOCIATES | JCP&L | No | Complete | 2012-07-02 | 2013-03-22 | 2013-04-12 | 2013-04-12
SRP11763 | SREC Solar | CROTTY |  | 8.415 | 0 | Residential | 1 | WALL TOWNSHIP | 7719 | 17 | ROOF DIAGNOSTICS INC | JCP&L | No | Complete | 2012-07-02 | 2012-10-17 | 2012-11-07 | 2012-11-07
SRP11764 | SREC Solar | HAGERTY |  | 6 | 0 | Residential | 1 | MIDLAND PARK | 7432 | 7 | ALTERIS RENEWABLES DBA RGS ENERGY | PSE&G BPU | No | Complete | 2012-07-02 | 2012-12-14 | 2012-12-28 | 2012-12-28
SRP11765 | SREC Solar | CORRADO |  | 6.24 | 0 | Residential | 1 | LEHT | 8087 | 18 | ALLSEASON CONSTRUCTION | AC Electric | No | Complete | 2012-07-02 | 2012-09-19 | 2012-10-08 | 2012-10-08
SRP11766 | SREC Solar | LEWIS |  | 10.56 | 0 | Residential | 1 | LAKEWOOD | 8701 | 18 | ALLSEASON CONSTRUCTION | JCP&L | No | Complete | 2012-07-02 | 2013-04-19 | 2013-05-01 | 2013-05-01
SRP11767 | SREC Solar | SCHMDIT |  | 7.92 | 0 | Residential | 1 | LEHT | 8087 | 18 | ALLSEASON CONSTRUCTION | AC Electric | No | Complete | 2012-07-02 | 2013-02-25 | 2013-03-14 | 2013-03-14
SRP11768 | SREC Solar | NAPPI |  | 5.76 | 0 | Residential | 1 | GALLOWAY | 8205 | 19 | ALLSEASON CONSTRUCTION | AC Electric | No | Complete | 2012-07-02 | 2012-09-12 | 2012-10-02 | 2012-10-02
SRP11769 | SREC Solar | CAMPAGNA |  | 5.76 | 0 | Residential | 1 | LEHT | 8087 | 18 | ALLSEASON CONSTRUCTION | AC Electric | No | Complete | 2012-07-02 | 2012-09-12 | 2012-10-03 | 2012-10-03
SRP11770 | SREC Solar | CAMPOLI |  | 5.98 | 0 | Residential | 1 | LEHT | 8087 | 18 | ALLSEASON CONSTRUCTION | AC Electric | No | Complete | 2012-07-02 | 2012-08-21 | 2012-08-31 | 2012-08-31
SRP11771 | SREC Solar | WILAND |  | 5.28 | 0 | Residential | 1 | WEST TUCKERTON | 8087 | 18 | ALLSEASON CONSTRUCTION | AC Electric | No | Complete | 2012-07-02 | 2012-11-15 | 2012-11-21 | 2012-11-21
SRP11772 | SREC Solar | BAUER |  | 6.72 | 0 | Residential | 1 | LEHT | 8087 | 18 | ALLSEASON CONSTRUCTION | AC Electric | No | Complete | 2012-07-02 | 2013-02-15 | 2013-03-04 | 2013-03-04
SRP11773 | SREC Solar | WESCH |  | 7.68 | 0 | Residential | 1 | LANORA HARBOR | 8734 | 18 | ALLSEASON CONSTRUCTION | JCP&L | No | Complete | 2012-07-02 | 2013-03-12 | 2013-04-05 | 2013-04-05
SRP11774 | SREC Solar | KLEIN |  | 7.92 | 0 | Residential | 1 | LEHT | 8087 | 18 | ALLSEASON CONSTRUCTION | AC Electric | No | Complete | 2012-07-02 | 2013-01-30 | 2013-02-13 | 2013-02-13
SRP11775 | SREC Solar | DAPROZA |  | 7.92 | 0 | Residential | 1 | LEHT | 8087 | 18 | ALLSEASON CONSTRUCTION | AC Electric | No | Complete | 2012-07-02 | 2012-10-18 | 2012-11-06 | 2012-11-06
SRP11776 | SREC Solar | WITCHCRAFT |  | 1.38 | 0 | Residential | 0 | BERLIN | 8009 | 14 | SOLAR SOLUTIONS LLC | AC Electric | No | Complete | 2012-07-02 | 2013-12-05 | 2013-12-17 | 2013-12-17
SRP11777 | SREC Solar | GAJEWSKI |  | 4.8 | 0 | Residential | 1 | WEST TUCKERTON | 8087 | 18 | ALLSEASON CONSTRUCTION | AC Electric | No | Complete | 2012-07-02 | 2012-09-19 | 2012-10-08 | 2012-10-08
SRP11778 | SREC Solar | LARGE |  | 3.43 | 0 | Residential | 1 | HAMILTON | 8610 | 12 | REC SOLAR, INC. | PSE&G BPU | No | Complete | 2012-07-02 | 2012-10-03 | 2012-10-25 | 2012-10-25
SRP11779 | SREC Solar | CRAWFORD |  | 9.25 | 0 | Residential | 1 | MILFORD | 8848 | 4 | ALTERIS RENEWABLES DBA RGS ENERGY | JCP&L | No | Complete | 2012-07-02 | 2012-10-16 | 2012-11-02 | 2012-11-02
SRP11780 | SREC Solar | MIGDAT |  | 7.54 | 0 | Residential | 1 | PISCATAWAY | 8854 | 11 | REC SOLAR, INC. | PSE&G BPU | No | Complete | 2012-07-02 | 2012-08-10 | 2012-08-21 | 2012-08-21
SRP11782 | SREC Solar | MAGNAN |  | 10.455 | 0 | Residential | 1 | MANALAPAN | 7726 | 17 | ROOF DIAGNOSTICS INC | JCP&L | No | Complete | 2012-07-02 | 2012-12-20 | 2013-01-04 | 2013-01-04
SRP11783 | SREC Solar | DICROSTA |  | 6.5 | 0 | Residential | 0 | ELMWOOD PARK | 7407 | 7 | GREEN HYBRID ENERGY SOLUTIONS, INC. | PSE&G BPU | No | Complete | 2012-07-02 | 2013-03-11 | 2013-03-28 | 2013-03-28
SRP11784 | SREC Solar | SHORTRIDGE |  | 4.08 | 0 | Residential | 1 | JACKSON | 8527 | 18 | ROOF DIAGNOSTICS INC | JCP&L | No | Complete | 2012-07-02 | 2012-11-06 | 2012-11-16 | 2012-11-16
SRP11785 | SREC Solar | FRONTCZAK | BIND RITE ROBBINSVILLE, LLC | 1282.215 | 0 | Commercial | 0 | ROBBINSVILLE | 8691 | 12 | MERCURY SOLAR SYSTEMS - PORT CHESTER | JCP&L | No | Complete | 2012-07-02 | 2012-10-23 | 2012-11-07 | 2012-11-07
SRP11786 | SREC Solar | VALOURA |  | 3.995 | 0 | Residential | 1 | EAST BRUNSWICK | 8816 | 11 | VIVINT SOLAR | PSE&G BPU | No | Complete | 2012-07-02 | 2012-12-28 | 2013-01-15 | 2013-01-15
SRP11787 | SREC Solar | FORBES |  | 11.22 | 0 | Residential | 1 | TOMS RIVER | 8753 | 18 | ROOF DIAGNOSTICS INC | JCP&L | No | Complete | 2012-07-02 | 2013-12-16 | 2013-12-30 | 2013-12-30
SRP11788 | SREC Solar | IAFE |  | 12 | 0 | Residential | 0 | MARLBORO | 7746 | 17 | A-TOP ALTERNATIVE ENERGY | JCP&L | No | Complete | 2012-07-02 | 2012-09-28 | 2012-10-22 | 2012-10-22
SRP11789 | SREC Solar | ADEBAYO |  | 4.7 | 0 | Residential | 1 | PISCATAWAY | 8854 | 11 | VIVINT SOLAR | PSE&G BPU | No | Complete | 2012-07-02 | 2012-12-27 | 2013-01-09 | 2013-01-09
SRP11791 | SREC Solar | PEZZA |  | 9.18 | 0 | Residential | 1 | WHITING | 8759 | 18 | ROOF DIAGNOSTICS INC | JCP&L | No | Complete | 2012-07-02 | 2013-05-23 | 2013-06-03 | 2013-06-03
SRP11794 | SREC Solar | CICCONETTI |  | 8.415 | 0 | Residential | 1 | NEPTUNE CITY | 7753 | 17 | ROOF DIAGNOSTICS INC | JCP&L | No | Complete | 2012-07-02 | 2013-05-23 | 2013-06-03 | 2013-06-03
SRP11796 | SREC Solar | D'ALESSANDRO |  | 6.345 | 0 | Residential | 1 | EAST BRUNSWICK | 8816 | 11 | VIVINT SOLAR | PSE&G BPU | No | Complete | 2012-07-02 | 2013-02-08 | 2013-02-25 | 2013-02-25
SRP11797 | SREC Solar | COUGHLIN |  | 6.12 | 0 | Residential | 1 | VINCETOWN | 8088 | 13 | ALTERIS RENEWABLES DBA RGS ENERGY | PSE&G BPU | No | Complete | 2012-07-02 | 2012-10-10 | 2012-10-26 | 2012-10-26
SRP11798 | SREC Solar | BROGEN |  | 9 | 0 | Residential | 1 | PITTSGROVE | 8318 | 16 | SOLAR POWER MARCH | AC Electric | No | Complete | 2012-07-02 | 2012-07-30 | 2012-08-16 | 2012-08-16
SRP11799 | SREC Solar | SAWYER | BOROUGH OF GLASSBORO | 38.775 | 0 | Government Facility | 1 | GLASSBORO | 8028 | 15 | ALTERNATIVE ELECTRIC, INC. | AC Electric | No | Complete | 2012-07-02 | 2012-10-25 | 2012-11-14 | 2012-11-14
SRP11800 | SREC Solar | KALLO |  | 15.36 | 0 | Residential | 1 | STANHOPE | 7874 | 1 | ALTERIS RENEWABLES DBA RGS ENERGY | JCP&L | No | Complete | 2012-07-02 | 2012-09-18 | 2012-10-09 | 2012-10-09
SRP11801 | SREC Solar | ALAVALAPATI |  | 8.085 | 0 | Residential | 1 | SKILLMAN | 8558 | 5 | REC SOLAR INC | PSE&G BPU | No | Complete | 2012-07-02 | 2012-10-02 | 2012-10-12 | 2012-10-12
SRP11802 | SREC Solar | PAMPANI |  | 9.156 | 0 | Residential | 1 | BOUND BROOK | 8805 | 5 | GEOPEAK ENERGY LLC | PSE&G BPU | No | Complete | 2012-07-02 | 2012-11-05 | 2012-11-29 | 2012-11-29
SRP11803 | SREC Solar | SAWYER | BOROUGH OF GLASSBORO | 85.54 | 0 | Government Facility | 1 | GLASSBORO | 8028 | 15 | ALTERNATIVE ELECTRIC, INC. | AC Electric | No | Complete | 2012-07-02 | 2013-02-15 | 2013-02-28 | 2013-02-28
SRP11804 | SREC Solar | HERRICK |  | 7.44 | 0 | Residential | 1 | PARAMUS | 7652 | 7 | ALTERNATIVE LIGHT & ENERGY SOLUTIONS | PSE&G BPU | No | Complete | 2012-07-02 | 2012-10-02 | 2012-10-18 | 2012-10-18
SRP11806 | SREC Solar | HEIMERLE |  | 5.559 | 0 | Residential | 0 | VERONA | 7044 | 9 | GEOPEAK ENERGY LLC | PSE&G BPU | No | Complete | 2012-07-02 | 2013-02-11 | 2013-03-05 | 2013-03-05
SRP11807 | SREC Solar | PEDITTO |  | 8.82 | 0 | Residential | 1 | LUMBERTON | 8048 | 13 | RUNNEMEDE PLUMBING HEATING | PSE&G BPU | No | Complete | 2012-07-02 | 2013-02-19 | 2013-03-07 | 2013-03-07
SRP11808 | SREC Solar | ZAKARAS |  | 5 | 0 | Residential | 1 | TOMS RIVER | 8753 | 18 | CORBIN SOLAR SOLUTIONS, LLC | JCP&L | No | Complete | 2012-07-02 | 2012-10-10 | 2012-10-26 | 2012-10-26
SRP11809 | SREC Solar | DININNO |  | 11.28 | 0 | Residential | 1 | JACKSON | 8527 | 18 | TRINITY HEATING AND AIR | JCP&L | No | Complete | 2012-07-02 | 2012-09-19 | 2012-10-04 | 2012-10-04
SRP11812 | SREC Solar | HAZELET |  | 11.75 | 0 | Residential | 1 | BAYVILLE | 8721 | 18 | TRINITY HEATING AND AIR | JCP&L | No | Complete | 2012-07-02 | 2012-09-07 | 2012-09-19 | 2012-09-19
SRP11813 | SREC Solar | WITCRAFT |  | 6.9 | 0 | Residential | 0 | BERLIN | 8009 | 14 | SOLAR SOLUTIONS LLC | AC Electric | No | Complete | 2012-07-02 | 2013-12-05 | 2013-12-17 | 2013-12-17
SRP11814 | SREC Solar | WERWINSKI |  | 6.72 | 0 | Residential | 1 | GALLOWAY | 8205 | 19 | ALLSEASON CONSTRUCTION | AC Electric | No | Complete | 2012-07-02 | 2012-09-12 | 2012-10-01 | 2012-10-01
SRP11815 | SREC Solar | WITCRAFT |  | 0.69 | 0 | Residential | 0 | BERLIN | 8009 | 14 | SOLAR SOLUTIONS LLC | AC Electric | No | Complete | 2012-07-02 | 2013-12-05 | 2014-02-11 | 2014-02-11
SRP11816 | SREC Solar | RYAN |  | 11.445 | 0 | Residential | 1 | WEST MILFORD | 7480 | 6 | RENEWERGY SOLUTIONS GROUP | JCP&L | No | Complete | 2012-07-02 | 2012-11-02 | 2012-11-14 | 2012-11-14
SRP11817 | SREC Solar | SIANDRE |  | 9.2 | 0 | Residential | 1 | WEST MILFORD | 7480 | 6 | RENEWERGY SOLUTIONS GROUP | Orange & Rockland Elec | No | Complete | 2012-07-02 | 2012-11-20 | 2012-12-05 | 2012-12-05
SRP11818 | SREC Solar | TONG |  | 4.8 | 0 | Residential | 1 | FREEHOLD | 7728 | 17 | ASTON SOLAR | JCP&L | No | Complete | 2012-07-02 | 2013-11-04 | 2013-11-08 | 2013-11-08
SRP11820 | SREC Solar | SZCZEPANIK |  | 6.72 | 0 | Residential | 1 | BARNEGAT | 8005 | 18 | RELIABLE POWER SERVICES, INC. | JCP&L | No | Complete | 2012-07-02 | 2013-02-06 | 2013-02-20 | 2013-02-20
SRP11821 | SREC Solar | RAGONESI |  | 5.76 | 0 | Residential | 1 | GALLOWAY | 8205 | 19 | ALLSEASON CONSTRUCTION | AC Electric | No | Complete | 2012-07-02 | 2012-09-26 | 2012-10-11 | 2012-10-11
SRP11822 | SREC Solar | ARROYO |  | 6.48 | 0 | Residential | 1 | VINELAND | 8361 | 20 | ALLSEASON CONSTRUCTION | Vineland Muni Elec | No | Complete | 2012-07-02 | 2013-06-12 | 2013-07-01 | 2013-07-01
SRP11823 | SREC Solar | VIOLA |  | 9.5 | 0 | Residential | 1 | MANCHESTER | 8759 | 18 | TRINITY HEATING AND AIR | JCP&L | No | Complete | 2012-07-02 | 2012-08-30 | 2012-09-14 | 2012-09-14
SRP11824 | SREC Solar | DERA |  | 24.255 | 0 | Residential | 1 | N CAPE MAY | 8204 | 21 | ALLSEASON CONSTRUCTION | AC Electric | No | Complete | 2012-07-02 | 2013-10-31 | 2013-11-08 | 2013-11-08
SRP11825 | SREC Solar | NADELL |  | 8.46 | 0 | Residential | 1 | MANALAPAN | 7726 | 17 | TRINITY HEATING AND AIR | JCP&L | No | Complete | 2012-07-02 | 2012-10-25 | 2012-11-08 | 2012-11-08
SRP11826 | SREC Solar | BICKEL |  | 6.24 | 0 | Residential | 1 | SMITHVILLE | 8201 | 19 | ALLSEASON CONSTRUCTION | SJ Gas | No | Complete | 2012-07-02 | 2013-01-25 | 2013-02-12 | 2013-02-12
SRP11827 | SREC Solar | FALOTICO |  | 4.845 | 0 | Residential | 1 | BAYVILLE | 8721 | 18 | ROOF DIAGNOSTICS INC | JCP&L | No | Complete | 2012-07-02 | 2013-01-29 | 2013-02-19 | 2013-02-19
SRP11828 | SREC Solar | BUKHARI |  | 6.76 | 0 | Residential | 1 | GALLOWAY | 8205 | 19 | GREENPOINTE ENERGY | AC Electric | No | Complete | 2012-07-02 | 2013-03-27 | 2013-04-19 | 2013-04-19
SRP11829 | SREC Solar | MCENERY |  | 4.5 | 0 | Residential | 1 | SPRING LAKE HEIGHTS | 7762 | 17 | 1ST LIGHT ENERGY, INC. | JCP&L | No | Complete | 2012-07-02 | 2012-11-06 | 2012-11-16 | 2012-11-16
SRP11830 | SREC Solar | HEPBURN |  | 3.57 | 0 | Residential | 1 | NEPTUNE | 7753 | 17 | ROOF DIAGNOSTICS INC | JCP&L | No | Complete | 2012-07-02 | 2013-01-30 | 2013-02-07 | 2013-02-07
SRP11831 | SREC Solar | MISHOE |  | 3.185 | 0 | Residential | 1 | RED BANK | 7701 | 17 | SUNGEVITY, INC. | JCP&L | No | Complete | 2012-07-02 | 2013-04-25 | 2013-05-09 | 2013-05-09
SRP11832 | SREC Solar | BENTIN |  | 9.18 | 0 | Residential | 1 | EATONTOWN | 7724 | 17 | ROOF DIAGNOSTICS INC | JCP&L | No | Complete | 2012-07-02 | 2013-06-12 | 2013-07-01 | 2013-07-01
SRP11833 | SREC Solar | JACOBSON | TRICORE | 51.615 | 0 | Residential | 0 | ROBBINSVILLE | 8691 | 12 | 4 BESTSOLAR | PSE&G BPU | No | Complete | 2012-07-02 | 2012-07-23 | 2012-08-16 | 2012-08-16
SRP11835 | SREC Solar | CAMERON |  | 5.635 | 0 | Residential | 0 | CHERRY HILL | 8002 | 14 | SUN SAVER SOLAR SYSTEMS 2 | PSE&G BPU | No | Complete | 2012-07-02 | 2012-11-28 | 2012-12-20 | 2012-12-20
SRP11836 | SREC Solar | BERNARDINI | COLONIAL PARK APARTMENTS | 105.6 | 0 | Government Facility | 1 | WOODBURY | 8096 | 15 | PENN RENEWABLES INC | PSE&G BPU | No | Complete | 2012-07-02 | 2013-04-17 | 2013-05-06 | 2013-05-06
SRP11837 | SREC Solar | GEARY |  | 12.005 | 0 | Residential | 1 | EGG HARBOR CITY | 8215 | 19 | GEOSCAPE SOLAR | AC Electric | No | Complete | 2012-07-02 | 2012-12-03 | 2012-12-11 | 2012-12-11
SRP11838 | SREC Solar | LEE |  | 6.48 | 0 | Residential | 1 | MOONACHIE | 7074 | 7 | SOLARCITY CORPORATION | PSE&G BPU | No | Complete | 2012-07-02 | 2013-03-15 | 2013-04-10 | 2013-04-10
SRP11839 | SREC Solar | WALSH |  | 6.16 | 0 | Residential | 1 | WOODBRIDGE TWP | 8861 | 11 | SOLARCITY CORPORATION | PSE&G BPU | No | Complete | 2012-07-02 | 2013-03-05 | 2013-03-19 | 2013-03-19
SRP11840 | SREC Solar | BROWN |  | 8.4 | 0 | Residential | 1 | TINTON FALLS | 7724 | 17 | ACOS ENERGY, LLC | JCP&L | No | Complete | 2012-07-02 | 2013-04-10 | 2013-04-25 | 2013-04-25
SRP11841 | SREC Solar | JOHNSON |  | 12.32 | 0 | Residential | 1 | MIDDLESEX | 8846 | 11 | SOLARCITY CORPORATION | PSE&G BPU | No | Complete | 2012-07-02 | 2012-09-26 | 2012-10-17 | 2012-10-17
SRP11842 | SREC Solar | CHALFIN |  | 9.6 | 0 | Residential | 1 | LIVINGSTON | 7039 | 9 | SOLARCITY CORPORATION | PSE&G BPU | No | Complete | 2012-07-16 | 2013-03-12 | 2013-03-27 | 2013-03-27
SRP11843 | SREC Solar | SCHECHTER |  | 5.28 | 0 | Residential | 1 | MARLBORO | 7746 | 17 | ACOS ENERGY, LLC | JCP&L | No | Complete | 2012-07-02 | 2012-08-30 | 2012-09-05 | 2012-09-05
SRP11845 | SREC Solar | NEWMAN |  | 6.24 | 0 | Residential | 1 | MANCHESTER | 8759 | 18 | ACOS ENERGY, LLC | JCP&L | No | Complete | 2012-07-02 | 2012-08-01 | 2012-08-16 | 2012-08-16
SRP11846 | SREC Solar | REISBERG |  | 6.24 | 0 | Residential | 1 | MANCHESTER | 8759 | 18 | ACOS ENERGY, LLC | JCP&L | No | Complete | 2012-07-02 | 2012-10-10 | 2012-11-02 | 2012-11-02
SRP11847 | SREC Solar | BELLOISE | HOLY TRINITY CHURCH | 134.16 | 0 | Non Profit | 1 | HACKENSACK | 7601 | 7 | MERCURY SOLAR SYSTEMS - PORT CHESTER | PSE&G BPU | No | Complete | 2012-07-02 | 2014-02-04 | 2014-02-24 | 2014-02-24
SRP11848 | SREC Solar | MAVANI |  | 4.655 | 0 | Residential | 1 | LAKE HOPATCONG | 7849 | 3 | CORBIN SOLAR SOLUTIONS, LLC | JCP&L | No | Complete | 2012-07-02 | 2012-10-15 | 2012-10-26 | 2012-10-26
SRP11850 | SREC Solar | BAHL |  | 7.84 | 0 | Residential | 1 | LAKE HOPATCONG | 7849 | 3 | CORBIN SOLAR SOLUTIONS, LLC | JCP&L | No | Complete | 2012-07-02 | 2012-10-09 | 2012-10-22 | 2012-10-22
SRP11851 | SREC Solar | SPARKS |  | 6.24 | 0 | Residential | 1 | HARRISONVILLE | 8039 | 15 | KAITANNA SOLAR, LLC | AC Electric | No | Complete | 2012-07-02 | 2013-02-15 | 2013-03-04 | 2013-03-04
SRP11852 | SREC Solar | SUTTON |  | 2.22 | 0 | Residential | 1 | OAKHURST | 7765 | 17 | TRINITY HEATING AND AIR | JCP&L | No | Complete | 2012-07-02 | 2012-08-10 | 2012-08-23 | 2012-08-23
SRP11853 | SREC Solar | FRIEDBERG | ZAGO MANUFACTURING | 50.715 | 0 | Commercial | 1 | NEWARK | 7114 | 9 | ECS ENERGY, LTD | PSE&G BPU | No | Complete | 2012-07-02 | 2013-01-22 | 2013-02-07 | 2013-02-07
SRP11854 | SREC Solar | MATOS |  | 4.59 | 0 | Residential | 1 | BRICK | 8723 | 18 | ROOF DIAGNOSTICS INC | JCP&L | No | Complete | 2012-07-02 | 2012-11-14 | 2012-11-21 | 2012-11-21
SRP11855 | SREC Solar | GUPTA |  | 7.194 | 0 | Residential | 1 | PISCATAWAY | 8854 | 11 | AMERICAN RENEWABLE ENERGY, INC | PSE&G BPU | No | Complete | 2012-07-02 | 2012-10-15 | 2012-11-05 | 2012-11-05
SRP11856 | SREC Solar | HUGHES |  | 10.71 | 0 | Residential | 1 | MANASQUAN | 8736 | 17 | ROOF DIAGNOSTICS INC | JCP&L | No | Complete | 2012-07-02 | 2012-08-20 | 2012-08-27 | 2012-08-27
SRP11857 | SREC Solar | SNOW |  | 12.24 | 0 | Residential | 1 | BAYVILLE | 8721 | 18 | ROOF DIAGNOSTICS INC | JCP&L | No | Complete | 2012-07-02 | 2012-11-06 | 2012-11-14 | 2012-11-14
SRP11858 | SREC Solar | ECKER |  | 13.005 | 0 | Residential | 1 | ENGLISHTOWN | 7726 | 17 | ROOF DIAGNOSTICS INC | JCP&L | No | Complete | 2012-07-02 | 2013-06-21 | 2013-06-25 | 2013-06-25
SRP11859 | SREC Solar | MARINO |  | 6.885 | 0 | Residential | 1 | TOMS RIVER | 8753 | 18 | ROOF DIAGNOSTICS INC | JCP&L | No | Complete | 2012-07-02 | 2012-08-06 | 2012-08-20 | 2012-08-20
SRP11860 | SREC Solar | SQUIRES |  | 4.335 | 0 | Residential | 1 | BRICK | 8723 | 18 | ROOF DIAGNOSTICS INC | JCP&L | No | Complete | 2012-07-02 | 2012-09-26 | 2012-10-17 | 2012-10-17
SRP11861 | SREC Solar | STEINER |  | 8.085 | 0 | Residential | 1 | TOMS RIVER | 8755 | 18 | ROOF DIAGNOSTICS INC | JCP&L | No | Complete | 2012-07-02 | 2012-10-17 | 2012-11-08 | 2012-11-08
SRP11862 | SREC Solar | MANN |  | 9.69 | 0 | Residential | 1 | MANAHAWKIN | 8050 | 18 | ROOF DIAGNOSTICS INC | AC Electric | No | Complete | 2012-07-02 | 2013-01-07 | 2013-01-21 | 2013-01-21
SRP11863 | SREC Solar | FORCE |  | 5.355 | 0 | Residential | 1 | BELMAR | 7719 | 17 | ROOF DIAGNOSTICS INC | JCP&L | No | Complete | 2012-07-02 | 2013-01-02 | 2013-01-18 | 2013-01-18
SRP11864 | SREC Solar | FINLAY |  | 5.61 | 0 | Residential | 1 | MANASQUAN | 8736 | 17 | ROOF DIAGNOSTICS INC | JCP&L | No | Complete | 2012-07-02 | 2012-10-10 | 2012-10-26 | 2012-10-26
SRP11865 | SREC Solar | MARKEY |  | 4.8 | 0 | Residential | 1 | SOUTH PLAINFIELD | 7080 | 11 | SOLARCITY CORPORATION | PSE&G BPU | No | Complete | 2012-07-02 | 2013-03-12 | 2013-03-20 | 2013-03-20
SRP11867 | SREC Solar | LOPEZ |  | 6.11 | 0 | Residential | 1 | EAST BRUNSWICK | 8816 | 11 | VIVINT SOLAR | PSE&G BPU | No | Complete | 2012-07-02 | 2013-01-16 | 2013-02-06 | 2013-02-06
SRP11868 | SREC Solar | OKUN |  | 11.28 | 0 | Residential | 1 | SUCCASUNNA | 7876 | 3 | TRINITY HEATING AND AIR | JCP&L | No | Complete | 2012-07-02 | 2012-09-19 | 2012-10-08 | 2012-10-08
SRP11869 | SREC Solar | GUADAGNO |  | 17.25 | 0 | Residential | 1 | MONMOUTH BEACH | 7750 | 17 | TRINITY HEATING AND AIR | JCP&L | No | Complete | 2012-07-02 | 2012-10-05 | 2012-10-22 | 2012-10-22
SRP11870 | SREC Solar | TINBERGEN |  | 10.2 | 0 | Residential | 1 | BRICK | 8724 | 18 | ROOF DIAGNOSTICS INC | JCP&L | No | Complete | 2012-07-02 | 2012-12-21 | 2013-01-04 | 2013-01-04
SRP11871 | SREC Solar | DHABAL |  | 5.355 | 0 | Residential | 1 | ISELIN | 8830 | 11 | ROOF DIAGNOSTICS INC | PSE&G BPU | No | Complete | 2012-07-02 | 2012-11-19 | 2012-11-28 | 2012-11-28
SRP11872 | SREC Solar | DAVIS |  | 5.76 | 0 | Residential | 1 | MANASQUAN | 8736 | 17 | ROOF DIAGNOSTICS INC | JCP&L | No | Complete | 2012-07-02 | 2012-12-10 | 2012-12-20 | 2012-12-20
SRP11873 | SREC Solar | VERDEROSA |  | 8.415 | 0 | Residential | 1 | BAYVILLE | 8721 | 18 | ROOF DIAGNOSTICS INC | JCP&L | No | Complete | 2012-07-02 | 2013-01-29 | 2013-02-07 | 2013-02-07
SRP11875 | SREC Solar | BATISTA |  | 6.37 | 0 | Residential | 1 | WHIPPANY | 7981 | 3 | REC SOLAR, INC. | JCP&L | No | Complete | 2012-07-02 | 2012-10-16 | 2012-11-02 | 2012-11-02
SRP11876 | SREC Solar | NAQVI |  | 10.791 | 0 | Residential | 1 | SOMERSET | 8873 | 5 | AMERICAN RENEWABLE ENERGY, INC | PSE&G BPU | No | Complete | 2012-07-02 | 2013-02-12 | 2013-02-22 | 2013-02-22
SRP11877 | SREC Solar | FLEISHER |  | 2.88 | 0 | Residential | 1 | TOMS RIVER | 8757 | 18 | LUMINATION HOME ENERGY | JCP&L | No | Complete | 2012-07-09 | 2012-12-26 | 2013-01-03 | 2013-01-03
SRP11878 | SREC Solar | LASEK |  | 5.232 | 0 | Residential | 1 | RAHWAY | 7065 | 10 | AMERICAN RENEWABLE ENERGY, INC | PSE&G BPU | No | Complete | 2012-07-09 | 2012-09-24 | 2012-10-12 | 2012-10-12
SRP11879 | SREC Solar | NAZARIO |  | 7.65 | 0 | Residential | 1 | HAZLET | 7730 | 17 | ROOF DIAGNOSTICS INC | JCP&L | No | Complete | 2012-07-09 | 2012-10-10 | 2012-10-26 | 2012-10-26
SRP11880 | SREC Solar | CHAO |  | 5.1 | 0 | Residential | 1 | EDISON | 8817 | 11 | ROOF DIAGNOSTICS INC | PSE&G BPU | No | Complete | 2012-07-09 | 2013-06-04 | 2013-06-14 | 2013-06-14
SRP11881 | SREC Solar | WILLIAMS |  | 4.75 | 0 | Residential | 1 | NEPTUNE | 7753 | 17 | ROOF DIAGNOSTICS INC | JCP&L | No | Complete | 2012-07-09 | 2013-06-04 | 2013-06-14 | 2013-06-14
SRP11882 | SREC Solar | LAWLESS |  | 7.84 | 0 | Residential | 1 | BARNEGAT | 8005 | 18 | ROOF DIAGNOSTICS INC | JCP&L | No | Complete | 2012-07-09 | 2012-09-24 | 2012-10-08 | 2012-10-08
SRP11883 | SREC Solar | MCINTOSHI |  | 7.65 | 0 | Residential | 0 | CLEMENTON | 8021 | 14 | VARA NRG LLC | AC Electric | No | Complete | 2012-07-09 | 2012-08-23 | 2012-10-03 | 2012-10-03
SRP11884 | SREC Solar | TAYLOR |  | 4.905 | 0 | Residential | 1 | RAHWAY | 7065 | 10 | AMERICAN RENEWABLE ENERGY, INC | PSE&G BPU | No | Complete | 2012-07-09 | 2013-01-24 | 2013-02-13 | 2013-02-13