SRP11886 | SREC Solar | TUOHY |  | 7.194 | 0 | Residential | 1 | PLEASANTVILLE | 8232 | 19 | RUNNEMEDE PLUMBING HEATING | AC Electric | No | Complete | 2012-07-09 | 2013-02-22 | 2013-03-07 | 2013-03-07
SRP11887 | SREC Solar | VILLANUEVA |  | 5.52 | 0 | Residential | 1 | BARNEGAT | 8005 | 18 | RELIABLE POWER SERVICES, INC. | JCP&L | No | Complete | 2012-07-09 | 2013-04-30 | 2013-05-14 | 2013-05-14
SRP11888 | SREC Solar | TORRES |  | 5.17 | 0 | Residential | 1 | OCEAN CITY | 8226 | 21 | PARAMOUNT SOLAR, LLC | AC Electric | No | Complete | 2012-07-09 | 2012-08-16 | 2012-08-23 | 2012-08-23
SRP11889 | SREC Solar | FICALORA |  | 4.335 | 0 | Residential | 1 | SOUTH AMBOY | 8879 | 11 | ROOF DIAGNOSTICS INC | JCP&L | No | Complete | 2012-07-09 | 2013-06-04 | 2013-06-14 | 2013-06-14
SRP11890 | SREC Solar | NGUYEN |  | 4.59 | 0 | Residential | 1 | TRENTON | 8619 | 12 | ROOF DIAGNOSTICS INC | PSE&G BPU | No | Complete | 2012-07-09 | 2013-06-12 | 2013-07-01 | 2013-07-01
SRP11891 | SREC Solar | FRENCH |  | 9 | 0 | Residential | 1 | COLUMBUS | 8022 | 13 | GEOGENIX | PSE&G BPU | No | Complete | 2012-07-09 | 2013-02-06 | 2013-02-20 | 2013-02-20
SRP11892 | SREC Solar | PATEL | SWEETWATER SOLAR LLC | 13.68 | 0 | Commercial | 1 | PRINCETON JUNCTION | 8550 | 12 | PATEL BUILDERS | JCP&L | No | Complete | 2012-07-09 | 2012-07-23 | 2012-10-03 | 2012-10-03
SRP11893 | SREC Solar | METCALF |  | 10.34 | 0 | Residential | 1 | MONROEVILLE | 8343 | 16 | ALTERNATIVE ELECTRIC, INC. | AC Electric | No | Complete | 2012-07-09 | 2013-02-26 | 2013-03-06 | 2013-03-06
SRP11894 | SREC Solar | BHARGAVA |  | 7.105 | 0 | Residential | 1 | LAKE HOPATCONG | 7849 | 3 | CORBIN SOLAR SOLUTIONS, LLC | JCP&L | No | Complete | 2012-07-09 | 2012-10-15 | 2012-11-06 | 2012-11-06
SRP11896 | SREC Solar | VAN DREW |  | 10.4 | 0 | Residential | 1 | S. SEAVILLE | 8246 | 21 | GREENPOINTE ENERGY | AC Electric | No | Complete | 2012-07-09 | 2013-03-27 | 2013-04-19 | 2013-04-19
SRP11897 | SREC Solar | LESLIE |  | 5.72 | 0 | Residential | 1 | LAMBERTVILLE | 8530 | 4 | SOLARCITY CORPORATION | JCP&L | No | Complete | 2012-07-09 | 2013-01-11 | 2013-03-19 | 2013-03-19
SRP11898 | SREC Solar | FRANCHETTA | WEST NY BOARD OF ED - P.S. 2 | 171.08 | 0 | School Public K-12 | 1 | WEST NY | 7093 | 8 | G & S INVESTORS | PSE&G BPU | No | Complete | 2012-07-09 | 2013-08-08 | 2013-08-27 | 2013-08-27
SRP11901 | SREC Solar | MALATIN |  | 4.8 | 0 | Residential | 1 | LEHT | 8087 | 18 | ALLSEASON CONSTRUCTION | AC Electric | No | Complete | 2012-07-09 | 2012-09-28 | 2012-10-22 | 2012-10-22
SRP11902 | SREC Solar | GURZO |  | 8.64 | 0 | Residential | 1 | TOMS RIVER | 8757 | 18 | ALLSEASON CONSTRUCTION | JCP&L | No | Complete | 2012-07-09 | 2013-07-02 | 2013-07-10 | 2013-07-10
SRP11903 | SREC Solar | DELLA VALLE |  | 10.12 | 0 | Residential | 1 | WENONAH | 8090 | 15 | SOLARCITY CORPORATION | AC Electric | No | Complete | 2012-07-09 | 2013-02-28 | 2013-03-18 | 2013-03-18
SRP11904 | SREC Solar | CANINO |  | 10.56 | 0 | Residential | 1 | SEWELL | 8080 | 15 | SOLARCITY CORPORATION | AC Electric | No | Complete | 2012-07-09 | 2013-01-22 | 2013-02-12 | 2013-02-12
SRP11905 | SREC Solar | FELICIANO |  | 2.6 | 0 | Residential | 1 | BLOOMFIELD | 7003 | 9 | SOLARCITY CORPORATION | PSE&G BPU | No | Complete | 2012-07-09 | 2013-04-03 | 2013-04-22 | 2013-04-22
SRP11906 | SREC Solar | RIVERA |  | 3.9 | 0 | Residential | 1 | BLOOMFIELD | 7003 | 9 | SOLARCITY CORPORATION | PSE&G BPU | No | Complete | 2012-07-09 | 2013-03-04 | 2013-03-12 | 2013-03-12
SRP11907 | SREC Solar | ROTONDI | NORTH BERGEN- POOL COMPLEX | 48.88 | 0 | Government Facility | 1 | NORTH BERGEN | 7047 | 8 | G & S INVESTORS | PSE&G BPU | No | Complete | 2012-07-09 | 2013-09-06 | 2013-09-17 | 2013-09-17
SRP11908 | SREC Solar | CHOFFO | HARRISON B.O.E.- HARRISON HS | 244.4 | 0 | School Public K-12 | 1 | HARRISON | 7029 | 8 | G & S INVESTORS | PSE&G BPU | No | Complete | 2012-07-09 | 2013-09-06 | 2013-09-19 | 2013-09-19
SRP11911 | SREC Solar | FRANCHETTA | WEST NY B.O.E- MIDDLE SCHOOL | 82.25 | 0 | School Public K-12 | 1 | WEST NY | 7093 | 8 | G & S INVESTORS | PSE&G BPU | No | Complete | 2012-07-09 | 2013-09-23 | 2013-09-30 | 2013-09-30
SRP11912 | SREC Solar | SIEGFRIED |  | 4.8 | 0 | Residential | 1 | TUCKERTON | 8087 | 18 | ALLSEASON CONSTRUCTION | AC Electric | No | Complete | 2012-07-09 | 2013-06-18 | 2013-06-25 | 2013-06-25
SRP11913 | SREC Solar | FAHIMI |  | 6.24 | 0 | Residential | 1 | MANAHAWKIN | 8060 | 13 | ALLSEASON CONSTRUCTION | AC Electric | No | Complete | 2012-07-09 | 2013-01-04 | 2013-01-21 | 2013-01-21
SRP11914 | SREC Solar | NANTES |  | 7.68 | 0 | Residential | 1 | LEHT | 8087 | 18 | ALLSEASON CONSTRUCTION | AC Electric | No | Complete | 2012-07-09 | 2013-03-12 | 2013-03-19 | 2013-03-19
SRP11915 | SREC Solar | FRANCHETTA | WEST NY B.O.E.- P.S. 4 | 49.35 | 0 | School Public K-12 | 1 | WEST NY | 7093 | 8 | G & S INVESTORS | PSE&G BPU | No | Complete | 2012-07-09 | 2013-09-23 | 2013-10-23 | 2013-10-23
SRP11917 | SREC Solar | LEMMO-CONOVER |  | 3.36 | 0 | Residential | 1 | W TUCKERTON | 8087 | 18 | ALLSEASON CONSTRUCTION | AC Electric | No | Complete | 2012-07-09 | 2013-01-30 | 2013-02-13 | 2013-02-13
SRP11918 | SREC Solar | FRANCHETTA | WEST NY B.O.E.- MEMORIAL HS | 64.155 | 0 | School Public K-12 | 1 | WEST NY | 7093 | 8 | G & S INVESTORS | PSE&G BPU | No | Complete | 2012-07-09 | 2013-09-23 | 2013-09-26 | 2013-09-26
SRP11919 | SREC Solar | SCOTT |  | 7.2 | 0 | Residential | 1 | PENNSAUKEN | 8110 | 14 | ALLSEASON CONSTRUCTION | PSE&G BPU | No | Complete | 2012-07-09 | 2013-11-12 | 2013-11-20 | 2013-11-20
SRP11920 | SREC Solar | GOLLER |  | 12.25 | 0 | Residential | 1 | DOROTHY | 8317 | 19 | REC SOLAR, INC. | AC Electric | No | Complete | 2012-07-09 | 2013-02-01 | 2013-02-14 | 2013-02-14
SRP11921 | SREC Solar | KROCHMAL |  | 7.59 | 0 | Residential | 1 | LEHT | 8087 | 18 | ALLSEASON CONSTRUCTION | AC Electric | No | Complete | 2012-07-09 | 2012-09-24 | 2012-10-08 | 2012-10-08
SRP11922 | SREC Solar | HELLMAN |  | 11.76 | 0 | Residential | 1 | CHERRY HILL | 8803 | 4 | GEOSCAPE SOLAR | PSE&G BPU | No | Complete | 2012-07-09 | 2013-02-07 | 2013-02-26 | 2013-02-26
SRP11923 | SREC Solar | DUNCAN |  | 5.76 | 0 | Residential | 1 | SOMERSET | 8873 | 5 | 1ST LIGHT ENERGY, INC. | PSE&G BPU | No | Complete | 2012-07-09 | 2012-12-28 | 2013-01-07 | 2013-01-07
SRP11924 | SREC Solar | HAFEZ |  | 7.84 | 0 | Residential | 1 | ISELIN | 8830 | 11 | 1ST LIGHT ENERGY, INC. | PSE&G BPU | No | Complete | 2012-07-09 | 2012-10-02 | 2012-10-18 | 2012-10-18
SRP11925 | SREC Solar | CHALEF |  | 8.28 | 0 | Residential | 1 | SOMERSET | 8873 | 5 | GEOGENIX | PSE&G BPU | No | Complete | 2012-07-09 | 2013-03-04 | 2013-03-12 | 2013-03-12
SRP11926 | SREC Solar | QUINLAN |  | 13.2 | 0 | Residential | 1 | WANTAGE | 7461 | 1 | ALTERNATIVE ENERGY ASSOCIATES | JCP&L | No | Complete | 2012-07-09 | 2013-03-25 | 2013-04-02 | 2013-04-02
SRP11927 | SREC Solar | STROMOLO |  | 3.995 | 0 | Residential | 1 | WEST CALDWELL | 7006 | 9 | VIVINT SOLAR | PSE&G BPU | No | Complete | 2012-07-09 | 2012-12-28 | 2013-01-09 | 2013-01-09
SRP11930 | SREC Solar | STEPHENSON |  | 7 | 0 | Residential | 1 | PARLIN | 8859 | 11 | TRINITY HEATING AND AIR | JCP&L | No | Complete | 2012-07-09 | 2012-08-13 | 2012-08-22 | 2012-08-22
SRP11931 | SREC Solar | CONGHUYENTONNU |  | 4.578 | 0 | Residential | 1 | PRINCETON | 8540 | 12 | GEOGENIX | PSE&G BPU | No | Complete | 2012-07-09 | 2013-03-15 | 2013-04-05 | 2013-04-05
SRP11933 | SREC Solar | FERRARO | PETER FERRARO REALTY ASSOCIATES | 50 | 0 | Commercial | 0 | FAIRLAWN | 7410 | 7 | GREEN HYBRID ENERGY SOLUTIONS, INC. | PSE&G BPU | No | Complete | 2012-07-09 | 2013-03-11 | 2013-04-01 | 2013-04-01
SRP11934 | SREC Solar | CRUZ | CRUZ CONSTRUCTION | 29.12 | 0 | Residential | 1 | HOWELL | 7719 | 17 | TRINITY HEATING AND AIR | JCP&L | No | Complete | 2012-07-09 | 2012-12-20 | 2013-01-04 | 2013-01-04
SRP11935 | SREC Solar | BARRY |  | 7.36 | 0 | Residential | 1 | SOUTH PLAINFIELD | 7080 | 11 | GEOGENIX | PSE&G BPU | No | Complete | 2012-07-09 | 2013-04-19 | 2013-05-01 | 2013-05-01
SRP11936 | SREC Solar | SILVER | BAXTER PARK SOUTH ASSOCIATES,LP | 30.24 | 0 | Commercial | 0 | NEWARK | 7103 | 9 | ADVANCED SOLAR PRODUCTS FLEMINGTON | PSE&G BPU | No | Complete | 2012-07-09 | 2013-10-29 | 2013-11-07 | 2013-11-07
SRP11937 | SREC Solar | HEYMAN |  | 11.25 | 0 | Residential | 1 | CHESTERFIELD | 8515 | 13 | ASTRUM SOLAR, LLC | PSE&G BPU | No | Complete | 2012-07-09 | 2012-10-18 | 2012-11-05 | 2012-11-05
SRP11938 | SREC Solar | DELLICARPINI | OGGI MEDIA GROUP LLC | 199.8 | 0 | Residential | 0 | NORWOOD | 7648 | 7 | GREEN HYBRID ENERGY SOLUTIONS, INC. | Orange & Rockland Elec | No | Complete | 2012-07-09 | 2013-03-11 | 2013-04-24 | 2013-04-24
SRP11939 | SREC Solar | SILVER | BAXTER PARK SOUTH ASSOCIATES,LP | 40.32 | 0 | Commercial | 1 | NEWARK | 7103 | 9 | ADVANCED SOLAR PRODUCTS FLEMINGTON | PSE&G BPU | No | Complete | 2012-07-09 | 2013-10-29 | 2013-11-07 | 2013-11-07
SRP11940 | SREC Solar | CRUZ | CRUZ CONSTRUCTION | 68.32 | 0 | Commercial | 1 | HOWELL | 7731 | 17 | TRINITY HEATING AND AIR | JCP&L | No | Complete | 2012-07-09 | 2012-12-20 | 2013-01-04 | 2013-01-04
SRP11941 | SREC Solar | RILEY |  | 9.25 | 0 | Residential | 1 | WESTAMPTON | 8060 | 13 | ASTRUM SOLAR, LLC | PSE&G BPU | No | Complete | 2012-07-09 | 2013-06-12 | 2013-07-01 | 2013-07-01
SRP11942 | SREC Solar | MORALES |  | 4.935 | 0 | Residential | 1 | S. TOMS RIVER | 8757 | 18 | RELIABLE POWER SERVICES, INC. | JCP&L | No | Complete | 2012-07-09 | 2012-09-24 | 2012-10-12 | 2012-10-12
SRP11943 | SREC Solar | BELLOISE | ST. JOSEPH'S SCHOOL | 57.6 | 0 | Non Profit | 1 | EAST ORANGE | 7018 | 9 | MERCURY SOLAR SYSTEMS - PORT CHESTER | PSE&G BPU | No | Complete | 2012-07-09 | 2013-03-14 | 2013-04-01 | 2013-04-01
SRP11946 | SREC Solar | DEGENSHEIN |  | 8.085 | 0 | Residential | 1 | JACKSON | 8527 | 18 | REC SOLAR, INC. | JCP&L | No | Complete | 2012-07-09 | 2012-08-10 | 2012-08-21 | 2012-08-21
SRP11947 | SREC Solar | SAMBAMURTY | AUROBINDO PHARMA USA INC | 609.84 | 0 | Commercial | 0 | DAYTON | 8810 | 11 | MERCURY SOLAR SYSTEMS - PORT CHESTER | PSE&G BPU | No | Complete | 2012-07-09 | 2013-07-01 | 2013-07-05 | 2013-07-05
SRP11949 | SREC Solar | DONLON |  | 6.9 | 0 | Residential | 0 | SOMERSET | 8873 | 5 | ENERGY SOLUTIONS BY TOTAL | PSE&G BPU | No | Complete | 2012-07-09 | 2013-05-10 | 2013-08-06 | 2013-08-06
SRP11950 | SREC Solar | MAGUIRE |  | 10.71 | 0 | Residential | 1 | NEPTUNE | 7753 | 17 | ROOF DIAGNOSTICS INC | JCP&L | No | Complete | 2012-07-09 | 2012-09-07 | 2012-10-03 | 2012-10-03
SRP11951 | SREC Solar | MARGARY |  | 6.75 | 0 | Residential | 1 | ENGLISHTOWN | 7726 | 17 | ROOF DIAGNOSTICS INC | JCP&L | No | Complete | 2012-07-09 | 2012-12-06 | 2012-12-12 | 2012-12-12
SRP11952 | SREC Solar | MUNI |  | 6.125 | 0 | Residential | 1 | FORKED RIVER | 8731 | 18 | ROOF DIAGNOSTICS INC | JCP&L | No | Complete | 2012-07-09 | 2012-11-19 | 2012-11-27 | 2012-11-27
SRP11954 | SREC Solar | MOLL |  | 5.232 | 0 | Residential | 1 | WHITING | 8759 | 18 | GARDEN STATE SOLAR LLC | JCP&L | No | Complete | 2012-07-09 | 2012-11-14 | 2012-11-21 | 2012-11-21
SRP11955 | SREC Solar | LOFARO |  | 8.415 | 0 | Residential | 1 | FREEHOLD | 7728 | 17 | ROOF DIAGNOSTICS INC | JCP&L | No | Complete | 2012-07-09 | 2013-06-19 | 2013-07-16 | 2013-07-16
SRP11956 | SREC Solar | AVITABLE |  | 3.525 | 0 | Residential | 1 | KEARNY | 7032 | 8 | VIVINT SOLAR | PSE&G BPU | No | Complete | 2012-07-09 | 2013-02-26 | 2013-03-06 | 2013-03-06
SRP11957 | SREC Solar | JESSURUN |  | 5.355 | 0 | Residential | 1 | JACKSON | 8527 | 18 | ROOF DIAGNOSTICS INC | JCP&L | No | Complete | 2012-07-09 | 2012-12-20 | 2013-01-04 | 2013-01-04
SRP11958 | SREC Solar | BABINSKI |  | 5.25 | 0 | Residential | 1 | BEACHWOOD | 8722 | 18 | ROOF DIAGNOSTICS INC | JCP&L | No | Complete | 2012-07-09 | 2012-10-10 | 2012-11-02 | 2012-11-02
SRP11959 | SREC Solar | BASTART |  | 17.658 | 0 | Residential | 0 | WEST ORANGE | 7052 | 9 | GEOPEAK ENERGY LLC | PSE&G BPU | No | Complete | 2012-07-09 | 2013-02-26 | 2013-03-06 | 2013-03-06
SRP11960 | SREC Solar | SROCZYNSKI |  | 7.905 | 0 | Residential | 1 | PISCATAWAY | 8854 | 11 | ROOF DIAGNOSTICS INC | PSE&G BPU | No | Complete | 2012-07-09 | 2012-11-28 | 2012-12-04 | 2012-12-04
SRP11962 | SREC Solar | LANTZ |  | 2.585 | 0 | Residential | 1 | EAST BRUNSWICK | 8816 | 11 | VIVINT SOLAR | PSE&G BPU | No | Complete | 2012-07-09 | 2013-03-19 | 2013-04-15 | 2013-04-15
SRP11964 | SREC Solar | CAPABIANO | LITTLE FERRY BOE-WASHINGTON ELEM | 117.845 | 0 | School Public K-12 | 1 | LITTLE FERRY | 7643 | 7 | MARTIFER SOLAR USA | PSE&G BPU | No | Complete | 2012-07-09 | 2012-10-11 | 2012-10-22 | 2012-10-22
SRP11965 | SREC Solar | SMITH |  | 6 | 0 | Residential | 0 | SICKLERVILLE | 8081 | 14 | SELF INSTALL | AC Electric | No | Complete | 2012-07-09 | 2013-09-16 | 2013-09-18 | 2013-09-18
SRP11966 | SREC Solar | FISCHER |  | 6.63 | 0 | Residential | 1 | PT. PLEASANT | 8742 | 18 | ROOF DIAGNOSTICS INC | JCP&L | No | Complete | 2012-07-09 | 2012-10-23 | 2012-11-13 | 2012-11-13
SRP11967 | SREC Solar | ECKHART |  | 14.4 | 0 | Residential | 1 | FORKED RIVER | 8731 | 18 | ALLSEASON CONSTRUCTION | JCP&L | No | Complete | 2012-07-09 | 2013-01-16 | 2013-02-01 | 2013-02-01
SRP11969 | SREC Solar | DASILVA |  | 3.76 | 0 | Residential | 1 | UNION | 7083 | 10 | VIVINT SOLAR | PSE&G BPU | No | Complete | 2012-07-09 | 2013-02-07 | 2013-02-25 | 2013-02-25
SRP11970 | SREC Solar | GOVIL |  | 10.29 | 0 | Residential | 1 | ENGLISHTOWN | 7726 | 17 | GONE GREEN TECHNOLOGIES | JCP&L | No | Complete | 2012-07-23 | 2013-02-05 | 2013-02-14 | 2013-02-14
SRP11972 | SREC Solar | DONELSON |  | 15.696 | 0 | Residential | 1 | WOODTOWN | 8098 | 16 | RUNNEMEDE PLUMBING HEATING | AC Electric | No | Complete | 2012-07-09 | 2013-05-22 | 2013-05-30 | 2013-05-30
SRP11973 | SREC Solar | ALABARDA |  | 8.64 | 0 | Residential | 1 | EGG HARBOR TWP | 8234 | 19 | ALLSEASON CONSTRUCTION | AC Electric | No | Complete | 2012-07-09 | 2012-09-26 | 2012-10-17 | 2012-10-17
SRP11974 | SREC Solar | HOMENTOSKY |  | 7.68 | 0 | Residential | 1 | NEWTON | 7860 | 1 | SOLARCITY CORPORATION | JCP&L | No | Complete | 2012-07-09 | 2013-01-07 | 2013-01-25 | 2013-01-25
SRP11975 | SREC Solar | MCQUAY |  | 9.635 | 0 | Residential | 1 | EDISON | 8817 | 11 | VIVINT SOLAR | PSE&G BPU | No | Complete | 2012-07-09 | 2013-05-13 | 2013-05-22 | 2013-05-22
SRP11976 | SREC Solar | RUSSELL |  | 3.52 | 0 | Residential | 1 | RUTHERFORD | 7070 | 7 | SOLARCITY CORPORATION | PSE&G BPU | No | Complete | 2012-07-09 | 2013-04-01 | 2013-04-22 | 2013-04-22
SRP11977 | SREC Solar | HIRSCH |  | 8.64 | 0 | Residential | 1 | LEHT | 8087 | 18 | ALLSEASON CONSTRUCTION | AC Electric | No | Complete | 2012-07-09 | 2012-08-21 | 2012-08-31 | 2012-08-31
SRP11978 | SREC Solar | MASIUK |  | 5.17 | 0 | Residential | 1 | PISCATAWAY | 8854 | 11 | VIVINT SOLAR | PSE&G BPU | No | Complete | 2012-07-09 | 2012-11-13 | 2012-11-23 | 2012-11-23
SRP11979 | SREC Solar | NETZKE |  | 3.525 | 0 | Residential | 1 | BLOOMFIELD | 7003 | 9 | VIVINT SOLAR | PSE&G BPU | No | Complete | 2012-07-09 | 2013-04-24 | 2013-05-09 | 2013-05-09
SRP11980 | SREC Solar | BEAN |  | 6.72 | 0 | Residential | 1 | LEHT | 8087 | 18 | ALLSEASON CONSTRUCTION | AC Electric | No | Complete | 2012-07-09 | 2012-12-07 | 2012-12-12 | 2012-12-12
SRP11981 | SREC Solar | KIMMELMAN |  | 10.08 | 0 | Residential | 1 | LAKEWOOD | 8701 | 18 | ALLSEASON CONSTRUCTION | JCP&L | No | Complete | 2012-07-09 | 2012-12-10 | 2012-12-18 | 2012-12-18
SRP11983 | SREC Solar | BATTLES |  | 4.32 | 0 | Residential | 1 | BUDD LAKE | 7828 | 3 | SOLARCITY CORPORATION | JCP&L | No | Complete | 2012-07-09 | 2012-12-07 | 2012-12-12 | 2012-12-12
SRP11984 | SREC Solar | COSTANZO |  | 12 | 0 | Residential | 1 | FLEMINGTON | 8822 | 4 | SOLARCITY CORPORATION | JCP&L | No | Complete | 2012-07-09 | 2012-12-14 | 2012-12-28 | 2012-12-28
SRP11985 | SREC Solar | DANIELS |  | 7.98 | 0 | Residential | 1 | TURNERSVILLE | 8012 | 14 | SOLARCITY CORPORATION | AC Electric | No | Complete | 2012-07-09 | 2013-03-12 | 2013-03-20 | 2013-03-20
SRP11986 | SREC Solar | DELEEUW |  | 5.405 | 0 | Residential | 1 | LITTLE FERRY | 7643 | 7 | VIVINT SOLAR | PSE&G BPU | No | Complete | 2012-07-09 | 2012-12-18 | 2012-12-21 | 2012-12-21
SRP11987 | SREC Solar | FELEZZOLA | GOV. LIVINGSTON HIGH SCHOOL | 121.73 | 0 | School Public K-12 | 1 | BERKELEY HEIGHTS | 7922 | 10 | PRO-TECH ENERGY SOLUTIONS | JCP&L | No | Complete | 2012-07-09 | 2012-12-06 | 2012-12-12 | 2012-12-12
SRP11988 | SREC Solar | BUCKLEY |  | 5.28 | 0 | Residential | 1 | CLEMENTON | 8021 | 14 | ALLSEASON CONSTRUCTION | AC Electric | No | Complete | 2012-07-16 | 2013-02-27 | 2013-03-14 | 2013-03-14
SRP11989 | SREC Solar | GETHARD |  | 4.59 | 0 | Residential | 0 | FORDS | 8863 | 11 | ENERGY SOLUTIONS BY TOTAL | PSE&G BPU | No | Complete | 2012-07-09 | 2013-05-08 | 2013-05-17 | 2013-05-17
SRP11990 | SREC Solar | NARDI |  | 5.52 | 0 | Residential | 1 | WARETOWN | 8758 | 18 | ALLSEASON CONSTRUCTION | JCP&L | No | Complete | 2012-07-16 | 2013-03-28 | 2013-04-12 | 2013-04-12
SRP11991 | SREC Solar | HSU |  | 44.16 | 0 | Commercial | 1 | MARLBORO | 7446 | 7 | AMBERJACK SOLAR ENERGY | JCP&L | No | Complete | 2012-07-09 | 2013-03-26 | 2013-04-24 | 2013-04-24
SRP11992 | SREC Solar | SOMERS |  | 5.886 | 0 | Residential | 0 | MOUNT ROYAL | 8061 | 15 | GEOPEAK ENERGY LLC | AC Electric | No | Complete | 2012-07-09 | 2013-01-02 | 2013-01-15 | 2013-01-15
SRP11993 | SREC Solar | GIACONIA |  | 9.36 | 0 | Non Profit | 1 | EGG HARBOR TWP | 8234 | 19 | ALLSEASON CONSTRUCTION | AC Electric | No | Complete | 2012-07-16 | 2012-12-05 | 2012-12-26 | 2012-12-26
SRP11995 | SREC Solar | SUDOL |  | 3.055 | 0 | Residential | 1 | CLIFTON | 7013 | 6 | VIVINT SOLAR | PSE&G BPU | No | Complete | 2012-07-09 | 2012-12-27 | 2013-01-16 | 2013-01-16
SRP11996 | SREC Solar | LEE |  | 7.44 | 0 | Residential | 0 | SECAUCUS | 7094 | 8 | GEOGENIX | PSE&G BPU | No | Complete | 2012-07-16 | 2013-05-01 | 2013-05-14 | 2013-05-14
SRP11997 | SREC Solar | HARDY | EXTRA SPACE MANAGEMENT | 187.55 | 0 | Commercial | 0 | NORTH BERGEN | 7047 | 8 | 1ST LIGHT ENERGY, INC. | PSE&G BPU | No | Complete | 2012-07-09 | 2012-11-20 | 2012-12-05 | 2012-12-05
SRP11998 | SREC Solar | KURAN |  | 5.5 | 0 | Residential | 0 | MANSFIELD | 8022 | 13 | GEOGENIX | PSE&G BPU | No | Complete | 2012-07-16 | 2012-12-27 | 2013-01-07 | 2013-01-07
SRP11999 | SREC Solar | FELEZZOLA | WILLIAM WOODRUFF SCHOOL | 88.595 | 0 | School Public K-12 | 1 | BERKELEY HEIGHTS | 7922 | 10 | PRO-TECH ENERGY SOLUTIONS | JCP&L | No | Complete | 2012-07-09 | 2012-12-06 | 2012-12-12 | 2012-12-12
SRP12001 | SREC Solar | AZANZA |  | 4.23 | 0 | Residential | 1 | KEARNY | 7032 | 8 | VIVINT SOLAR | PSE&G BPU | No | Complete | 2012-07-09 | 2012-12-26 | 2013-01-07 | 2013-01-07
SRP12003 | SREC Solar | BARBARISE |  | 4.8 | 0 | Residential | 1 | LEHT | 8087 | 18 | ALLSEASON CONSTRUCTION | AC Electric | No | Complete | 2012-07-09 | 2012-09-12 | 2012-10-02 | 2012-10-02
SRP12004 | SREC Solar | FINGERLIN |  | 2.35 | 0 | Residential | 1 | LINDEN | 7036 | 10 | VIVINT SOLAR | PSE&G BPU | No | Complete | 2012-07-09 | 2012-12-27 | 2013-01-07 | 2013-01-07
SRP12005 | SREC Solar | BORK |  | 6.72 | 0 | Residential | 1 | BRICK | 8723 | 18 | RELIABLE POWER SERVICES, INC. | JCP&L | No | Complete | 2012-07-09 | 2013-06-04 | 2013-06-11 | 2013-06-11
SRP12006 | SREC Solar | CHACKO |  | 7.2 | 0 | Residential | 1 | NORTH BRUNSWICK | 8902 | 11 | SOLARCITY CORPORATION | PSE&G BPU | No | Complete | 2012-07-09 | 2012-12-07 | 2012-12-12 | 2012-12-12
SRP12007 | SREC Solar | GARCIA |  | 4.7 | 0 | Residential | 1 | PERTH AMBOY | 8861 | 11 | VIVINT SOLAR | PSE&G BPU | No | Complete | 2012-07-09 | 2013-01-17 | 2013-01-31 | 2013-01-31
SRP12009 | SREC Solar | HALL |  | 5.64 | 0 | Residential | 1 | PISCATAWAY | 8854 | 11 | VIVINT SOLAR | PSE&G BPU | No | Complete | 2012-07-09 | 2012-10-17 | 2012-11-06 | 2012-11-06
SRP12010 | SREC Solar | GHOSH |  | 5.61 | 0 | Residential | 1 | PISCATAWAY | 8854 | 11 | SKYLINE SOLAR | PSE&G BPU | No | Complete | 2012-07-09 | 2012-09-10 | 2012-09-14 | 2012-09-14
SRP12011 | SREC Solar | KINNEY | NORTH CONSTITUTION ASSOC. | 28.05 | 0 | Commercial | 1 | HOBOKEN CITY | 7030 | 8 | FAITH TECHNOLOGIES | PSE&G BPU | No | Complete | 2012-07-09 | 2012-09-24 | 2012-10-12 | 2012-10-12
SRP12012 | SREC Solar | DEMOLA |  | 3.29 | 0 | Residential | 1 | EDISON | 8817 | 11 | VIVINT SOLAR | PSE&G BPU | No | Complete | 2012-07-09 | 2013-08-22 | 2013-08-28 | 2013-08-28
SRP12013 | SREC Solar | PENNISI |  | 28 | 0 | Residential | 0 | MOORESTOWN | 8057 | 13 | POWELL ENERGY AND SOLAR | PSE&G BPU | No | Complete | 2012-07-09 | 2013-04-12 | 2013-05-02 | 2013-05-02
SRP12014 | SREC Solar | KINNEY | SOUTH INDEPENDENCE ASSOC. | 60.06 | 0 | Commercial | 1 | HOBOKEN | 7030 | 8 | FAITH TECHNOLOGIES | PSE&G BPU | No | Complete | 2012-07-09 | 2012-09-24 | 2012-10-16 | 2012-10-16
SRP12015 | SREC Solar | NASTASI |  | 6.125 | 0 | Residential | 1 | TOMS RIVER | 8757 | 18 | ROOF DIAGNOSTICS INC | JCP&L | No | Complete | 2012-07-09 | 2012-11-15 | 2012-11-21 | 2012-11-21
SRP12016 | SREC Solar | ROSPONDEK |  | 1.05 | 0 | Residential | 1 | CINNAMINSON | 8077 | 13 | VARA NRG LLC | PSE&G BPU | No | Complete | 2012-07-09 | 2012-08-23 | 2012-10-03 | 2012-10-03
SRP12017 | SREC Solar | FORTE |  | 7.755 | 0 | Residential | 1 | HOWELL | 7731 | 17 | ROOF DIAGNOSTICS INC | JCP&L | No | Complete | 2012-07-09 | 2012-11-20 | 2012-12-04 | 2012-12-04
SRP12018 | SREC Solar | MEYER | OCEAN LANES INC. | 115.2 | 0 | Commercial | 1 | LAKEWOOD | 8701 | 18 | AROSA SOLAR ENERGY, INC | JCP&L | No | Complete | 2012-07-09 | 2013-04-22 | 2013-05-01 | 2013-05-01
SRP12019 | SREC Solar | DEMARCO |  | 7.65 | 0 | Residential | 1 | BAYVILLE | 8721 | 18 | ROOF DIAGNOSTICS INC | JCP&L | No | Complete | 2012-07-09 | 2012-09-14 | 2012-10-01 | 2012-10-01
SRP12020 | SREC Solar | QUON |  | 8.415 | 0 | Residential | 1 | FREEHOLD | 7728 | 17 | ROOF DIAGNOSTICS INC | JCP&L | No | Complete | 2012-07-09 | 2012-12-06 | 2012-12-13 | 2012-12-13
SRP12021 | SREC Solar | SIMADIRIS |  | 2.88 | 0 | Residential | 1 | MONTCLAIR | 7042 | 9 | A-TOP ALTERNATIVE ENERGY | PSE&G BPU | No | Complete | 2012-07-09 | 2012-12-06 | 2012-12-13 | 2012-12-13
SRP12023 | SREC Solar | VASAN |  | 9.156 | 0 | Residential | 0 | BERKELEY HEIGHTS | 7922 | 10 | GEOPEAK ENERGY LLC | JCP&L | No | Complete | 2012-07-09 | 2012-11-28 | 2012-12-05 | 2012-12-05
SRP12025 | SREC Solar | ARMUS |  | 9.2 | 0 | Residential | 1 | SOMERSET | 8877 | 5 | GEOGENIX LLC | PSE&G BPU | No | Complete | 2012-07-09 | 2013-02-25 | 2013-03-06 | 2013-03-06
SRP12026 | SREC Solar | REILLY |  | 11.772 | 0 | Residential | 0 | SICKLERVILLE | 8081 | 14 | GEOPEAK ENERGY LLC | AC Electric | No | Complete | 2012-07-09 | 2013-01-28 | 2013-02-06 | 2013-02-06
SRP12027 | SREC Solar | CHOUBEY |  | 8.25 | 0 | Residential | 1 | COLUMBUS | 8022 | 13 | GEOGENIX LLC | PSE&G BPU | No | Complete | 2012-07-09 | 2013-01-25 | 2013-02-11 | 2013-02-11
SRP12028 | SREC Solar | HEINZ |  | 8.64 | 0 | Residential | 1 | MANCHESTER | 8759 | 18 | SEA BRIGHT SOLAR, LLC | JCP&L | No | Complete | 2012-07-09 | 2013-01-25 | 2013-02-12 | 2013-02-12
SRP12030 | SREC Solar | HERSHKOWITZ |  | 8.085 | 0 | Residential | 1 | TOMS RIVER | 8753 | 18 | SKY HIGH ENERGY, LLC | JCP&L | No | Complete | 2012-07-09 | 2013-12-16 | 2014-01-29 | 2014-01-29
SRP12031 | SREC Solar | ZAREMBA |  | 9.36 | 0 | Residential | 1 | NEWTON | 7860 | 1 | EAST COAST ALTERNATIVE ENERGY | JCP&L | No | Complete | 2012-07-09 | 2012-11-28 | 2012-12-05 | 2012-12-05
SRP12034 | SREC Solar | GINN |  | 3.29 | 0 | Residential | 1 | PISCATAWAY | 8854 | 11 | VIVINT SOLAR | PSE&G BPU | No | Complete | 2012-07-16 | 2013-03-20 | 2013-04-15 | 2013-04-15
SRP12035 | SREC Solar | DA CUNHA |  | 3.76 | 0 | Residential | 1 | UNION | 7083 | 10 | VIVINT SOLAR | PSE&G BPU | No | Complete | 2012-07-16 | 2013-03-19 | 2013-04-15 | 2013-04-15
SRP12036 | SREC Solar | CHICHIN |  | 3.525 | 0 | Residential | 1 | UNION | 7083 | 10 | VIVINT SOLAR | PSE&G BPU | No | Complete | 2012-07-16 | 2013-01-16 | 2013-02-01 | 2013-02-01
SRP12037 | SREC Solar | MINERVINO |  | 3.995 | 0 | Residential | 1 | WEST ORANGE | 7052 | 9 | VIVINT SOLAR | PSE&G BPU | No | Complete | 2012-07-16 | 2012-12-27 | 2013-01-07 | 2013-01-07
SRP12038 | SREC Solar | MORALES |  | 4.23 | 0 | Residential | 1 | PERTH AMBOY | 8861 | 11 | VIVINT SOLAR | PSE&G BPU | No | Complete | 2012-07-16 | 2012-10-09 | 2012-11-09 | 2012-11-09
SRP12039 | SREC Solar | DAVIES |  | 4.935 | 0 | Residential | 1 | WOODBRIDGE | 7095 | 11 | VIVINT SOLAR | PSE&G BPU | No | Complete | 2012-07-16 | 2012-11-13 | 2012-11-23 | 2012-11-23
SRP12040 | SREC Solar | MALCOLM |  | 6.11 | 0 | Residential | 1 | CLARK | 7066 | 10 | VIVINT SOLAR | PSE&G BPU | No | Complete | 2012-07-16 | 2013-05-07 | 2013-05-16 | 2013-05-16
SRP12042 | SREC Solar | HARDY | EXTRA SPACE MANAGEMENT, INC. | 174.135 | 0 | Commercial | 0 | MAPLE SHADE | 7047 | 8 | 1ST LIGHT ENERGY, INC. | PSE&G BPU | No | Complete | 2012-07-16 | 2013-10-21 | 2013-10-28 | 2013-10-28
SRP12043 | SREC Solar | MILLER |  | 7.44 | 0 | Residential | 1 | SUSSEX | 7461 | 1 | ALTERNATIVE ENERGY ASSOCIATES | JCP&L | No | Complete | 2012-07-16 | 2013-07-01 | 2013-09-18 | 2013-09-18
SRP12044 | SREC Solar | KINNEY | NORTH INDEPENDENCE ASSOC. | 50.49 | 0 | Commercial | 1 | HOBOKEN | 7030 | 8 | FAITH TECHNOLOGIES | PSE&G BPU | No | Complete | 2012-07-16 | 2012-09-24 | 2012-12-04 | 2012-12-04
SRP12046 | SREC Solar | PACKWOOD |  | 7.99 | 0 | Residential | 1 | PISCATAWAY | 8859 | 11 | VIVINT SOLAR | PSE&G BPU | No | Complete | 2012-07-16 | 2012-12-18 | 2012-12-26 | 2012-12-26
SRP12048 | SREC Solar | OLIVARES |  | 4.465 | 0 | Residential | 1 | PERTH AMBOY | 8861 | 11 | VIVINT SOLAR | PSE&G BPU | No | Complete | 2012-07-16 | 2013-03-19 | 2013-04-09 | 2013-04-09
SRP12050 | SREC Solar | MURPHY |  | 8.93 | 0 | Residential | 1 | PISCATAWAY | 8858 | 4 | VIVINT SOLAR | PSE&G BPU | No | Complete | 2012-07-16 | 2013-01-22 | 2013-02-07 | 2013-02-07
SRP12051 | SREC Solar | REID |  | 3.055 | 0 | Residential | 1 | PISCATAWAY | 8854 | 11 | VIVINT SOLAR | PSE&G BPU | No | Complete | 2012-07-16 | 2012-11-19 | 2012-11-28 | 2012-11-28
SRP12054 | SREC Solar | CHRISTIANSEN |  | 10.56 | 0 | Residential | 1 | MANAHAWKIN | 8050 | 18 | ALLSEASON CONSTRUCTION | AC Electric | No | Complete | 2012-07-16 | 2013-01-30 | 2013-03-05 | 2013-03-05
SRP12056 | SREC Solar | MIRAL |  | 10.92 | 0 | Residential | 1 | EGG HARBOR TOWNSHIP | 8234 | 19 | GREENPOINTE ENERGY | AC Electric | No | Complete | 2012-07-16 | 2013-03-07 | 2013-04-05 | 2013-04-05
SRP12057 | SREC Solar | ALEXANDER |  | 8.28 | 0 | Residential | 0 | WAYNE | 7470 | 6 | GEOGENIX | PSE&G BPU | No | Complete | 2012-07-16 | 2013-03-22 | 2013-04-10 | 2013-04-10
SRP12058 | SREC Solar | MONTESINOS |  | 4.41 | 0 | Residential | 1 | LITTLE FALLS | 7424 | 6 | SUNGEVITY, INC. | PSE&G BPU | No | Complete | 2012-07-16 | 2013-01-02 | 2013-01-17 | 2013-01-17
SRP12059 | SREC Solar | SURI |  | 7.35 | 0 | Residential | 1 | LAWRENCE TWP | 8648 | 12 | CORBIN SOLAR SOLUTIONS, LLC | PSE&G BPU | No | Complete | 2012-07-16 | 2013-01-03 | 2013-01-17 | 2013-01-17
SRP12060 | SREC Solar | COOLEY |  | 7.92 | 0 | Residential | 1 | BURLINGTON | 8016 | 13 | EXACT SOLAR | PSE&G BPU | No | Complete | 2012-07-16 | 2013-01-28 | 2013-02-14 | 2013-02-14
SRP12061 | SREC Solar | SMITH |  | 4.41 | 0 | Residential | 1 | CLIFTON | 7011 | 6 | SUNGEVITY, INC. | PSE&G BPU | No | Complete | 2012-07-16 | 2013-08-28 | 2013-10-01 | 2013-10-01
SRP12062 | SREC Solar | GORDON |  | 7.35 | 0 | Residential | 1 | MONMOUTH JUNCTION | 8852 | 11 | SUNGEVITY, INC. | PSE&G BPU | No | Complete | 2012-07-16 | 2012-12-05 | 2012-12-26 | 2012-12-26
SRP12063 | SREC Solar | MARCIAL |  | 3.515 | 0 | Residential | 1 | BLOOMFIELD | 7003 | 9 | SUNGEVITY, INC. | PSE&G BPU | No | Complete | 2012-07-16 | 2012-12-07 | 2012-12-13 | 2012-12-13
SRP12064 | SREC Solar | LIMBACHIA |  | 6.16 | 0 | Residential | 1 | PRINCETON | 8540 | 12 | AMERICAN RENEWABLE ENERGY, INC | PSE&G BPU | No | Complete | 2012-07-16 | 2012-08-10 | 2012-08-21 | 2012-08-21
SRP12066 | SREC Solar | RUFFENACH |  | 10.535 | 0 | Residential | 1 | EGG HARBOR TWP | 8234 | 19 | RCL ENTERPRISES INC. | AC Electric | No | Complete | 2012-08-20 | 2012-11-28 | 2012-12-04 | 2012-12-04
SRP12067 | SREC Solar | BENSON |  | 8.64 | 0 | Residential | 1 | WHITING | 8759 | 18 | ROOF DIAGNOSTICS INC | JCP&L | No | Complete | 2012-07-16 | 2012-09-24 | 2012-10-08 | 2012-10-08
SRP12070 | SREC Solar | NORCIA |  | 5.875 | 0 | Residential | 1 | TOMS RIVER | 8757 | 18 | ROOF DIAGNOSTICS INC | JCP&L | No | Complete | 2012-07-16 | 2012-11-28 | 2012-12-07 | 2012-12-07
SRP12071 | SREC Solar | MASULLO |  | 7.92 | 0 | Residential | 1 | BERKELEY HEIGHTS | 7922 | 10 | SOLARCITY CORPORATION | JCP&L | No | Complete | 2012-07-16 | 2013-06-04 | 2013-06-14 | 2013-06-14
SRP12074 | SREC Solar | PFISTNER |  | 4.08 | 0 | Residential | 1 | PISCATAWAY | 8854 | 11 | VERENGO SOLAR | PSE&G BPU | No | Complete | 2012-07-16 | 2013-03-18 | 2013-04-16 | 2013-04-16
SRP12075 | SREC Solar | RODRIGUEZ |  | 4.655 | 0 | Residential | 1 | UNION | 7083 | 10 | VERENGO SOLAR | PSE&G BPU | No | Complete | 2012-07-16 | 2013-04-04 | 2013-04-19 | 2013-04-19
SRP12076 | SREC Solar | KONDRUP |  | 3.76 | 0 | Residential | 1 | BRICK | 8724 | 18 | ROOF DIAGNOSTICS INC | JCP&L | No | Complete | 2012-07-16 | 2012-09-24 | 2012-10-12 | 2012-10-12
SRP12077 | SREC Solar | REILLY |  | 10.2 | 0 | Residential | 1 | KENDALL PARK | 8824 | 11 | VERENGO SOLAR | PSE&G BPU | No | Complete | 2012-07-16 | 2013-06-25 | 2013-06-27 | 2013-06-27
SRP12078 | SREC Solar | YAZIGI |  | 9.18 | 0 | Residential | 1 | LITTLE FALLS | 7424 | 6 | VERENGO SOLAR | PSE&G BPU | No | Complete | 2012-07-16 | 2013-03-18 | 2013-04-15 | 2013-04-15
SRP12079 | SREC Solar | POTENCION |  | 7.755 | 0 | Residential | 1 | HOWELL | 7731 | 17 | ROOF DIAGNOSTICS INC | JCP&L | No | Complete | 2012-07-16 | 2012-11-15 | 2012-11-21 | 2012-11-21
SRP12080 | SREC Solar | ZIEGLER |  | 7.755 | 0 | Residential | 1 | WILLIAMSTOWN | 8094 | 15 | VERENGO SOLAR | AC Electric | No | Complete | 2012-07-16 | 2013-04-17 | 2013-05-03 | 2013-05-03
SRP12083 | SREC Solar | STEINHAUER |  | 9.75 | 0 | Residential | 1 | LUMBERTON | 8048 | 13 | ALTERIS RENEWABLES DBA RGS ENERGY | PSE&G BPU | No | Complete | 2012-07-16 | 2013-02-22 | 2013-03-04 | 2013-03-04
SRP12084 | SREC Solar | CHOFFO | HARRISON BOE-LINCOLN ELEMENTARY | 39.715 | 0 | Commercial | 1 | HARRISON | 7029 | 8 | G & S INVESTORS | PSE&G BPU | No | Complete | 2012-07-16 | 2013-05-15 | 2013-05-22 | 2013-05-22
SRP12085 | SREC Solar | USAL | WEST NEW YORK APARTMENTS LLC | 67.26 | 0 | Commercial | 1 | W. NEW YORK | 7093 | 8 | GREEN HYBRID ENERGY SOLUTIONS, INC. | PSE&G BPU | No | Complete | 2012-07-16 | 2013-02-12 | 2013-02-22 | 2013-02-22
SRP12086 | SREC Solar | SIDES |  | 5.28 | 0 | Residential | 1 | BRICK | 8724 | 18 | LUMINATION HOME ENERGY | JCP&L | No | Complete | 2012-07-16 | 2012-12-26 | 2013-01-03 | 2013-01-03
SRP12087 | SREC Solar | PATEL |  | 4.23 | 0 | Residential | 1 | PRINCETON | 8540 | 12 | VERENGO SOLAR | PSE&G BPU | No | Complete | 2012-07-16 | 2013-05-08 | 2013-05-17 | 2013-05-17
SRP12088 | SREC Solar | ALINOVI |  | 6.24 | 0 | Residential | 1 | TOMS RIVER | 8757 | 18 | LUMINATION HOME ENERGY | JCP&L | No | Complete | 2012-07-16 | 2013-01-16 | 2013-02-01 | 2013-02-01
SRP12089 | SREC Solar | MABEY |  | 4.23 | 0 | Residential | 1 | HACKETTSTOWN | 7840 | 2 | VERENGO SOLAR | JCP&L | No | Complete | 2012-07-16 | 2013-03-18 | 2013-04-15 | 2013-04-15
SRP12090 | SREC Solar | MAYLIL |  | 4.08 | 0 | Residential | 1 | SEWELL | 8080 | 15 | VERENGO SOLAR | AC Electric | No | Complete | 2012-07-16 | 2013-03-18 | 2013-04-15 | 2013-04-15
SRP12091 | SREC Solar | CEPPALUNI |  | 5.232 | 0 | Residential | 1 | OCEAN PORT | 7757 | 17 | GARDEN STATE SOLAR LLC | JCP&L | No | Complete | 2012-07-16 | 2012-12-28 | 2013-01-15 | 2013-01-15
SRP12092 | SREC Solar | ROMANO |  | 7.14 | 0 | Residential | 1 | BURLINGTON | 8015 | 13 | VERENGO SOLAR | PSE&G BPU | No | Complete | 2012-07-16 | 2013-04-05 | 2013-04-25 | 2013-04-25
SRP12093 | SREC Solar | FERRARI |  | 8.33 | 0 | Residential | 0 | W. BERLIN | 8091 | 14 | EASTERN ENERGY SERVICES | AC Electric | No | Complete | 2012-07-16 | 2012-09-17 | 2012-10-08 | 2012-10-08
SRP12095 | SREC Solar | GREGORY |  | 5.405 | 0 | Residential | 1 | PISCATAWAY | 8854 | 11 | VIVINT SOLAR | PSE&G BPU | No | Complete | 2012-07-16 | 2013-01-08 | 2013-01-25 | 2013-01-25
SRP12098 | SREC Solar | DECKER |  | 5.1 | 0 | Residential | 1 | SOUTH PLAINFIELD | 7080 | 11 | VERENGO SOLAR | PSE&G BPU | No | Complete | 2012-07-16 | 2013-03-18 | 2013-04-15 | 2013-04-15
SRP12099 | SREC Solar | GALLO | BAYONNE-LIBRARY | 32.9 | 0 | Commercial | 1 | BAYONNE | 7002 | 8 | G & S INVESTORS | PSE&G BPU | No | Complete | 2012-07-16 | 2013-08-06 | 2013-08-09 | 2013-08-09
SRP12100 | SREC Solar | GALLO | BAYONNE- CITY HALL | 155.805 | 0 | Commercial | 1 | BAYONNE | 7002 | 8 | G & S INVESTORS | PSE&G BPU | No | Complete | 2012-07-16 | 2013-08-06 | 2013-08-09 | 2013-08-09
SRP12101 | SREC Solar | FRAUCHETTA | WEST NY BOARD OF ED- P.S. 6 | 59.22 | 0 | School Public K-12 | 1 | WEST NEW YORK | 7093 | 8 | G & S INVESTORS | PSE&G BPU | No | Complete | 2012-07-16 | 2013-09-06 | 2013-09-17 | 2013-09-17
SRP12104 | SREC Solar | KARR | KEARNY - DPW | 94.705 | 0 | Commercial | 1 | KEARNY | 7032 | 8 | G & S INVESTORS | PSE&G BPU | No | Complete | 2012-07-23 | 2013-05-15 | 2013-05-22 | 2013-05-22
SRP12105 | SREC Solar | PEDIREDLA |  | 6.63 | 0 | Residential | 1 | EDISON | 8837 | 11 | VERENGO SOLAR | PSE&G BPU | No | Complete | 2012-07-16 | 2013-03-18 | 2013-04-16 | 2013-04-16
SRP12106 | SREC Solar | RUSSOTTO | ST. MICHAEL'S MEDICAL CENTER | 174.72 | 0 | Non Profit | 1 | NEWARK | 7104 | 9 | MERCURY SOLAR SYSTEMS - PORT CHESTER | PSE&G BPU | No | Complete | 2012-07-16 | 2014-01-10 | 2014-02-17 | 2014-02-17
SRP12107 | SREC Solar | FRANCHETTA | WEST BY BOARD OF ED -P.S. 3 | 73.32 | 0 | School Public K-12 | 1 | WEST NY | 7093 | 8 | G & S INVESTORS | PSE&G BPU | No | Complete | 2012-07-16 | 2013-08-08 | 2013-08-27 | 2013-08-27
SRP12108 | SREC Solar | MAXIME |  | 5.635 | 0 | Residential | 1 | SCOTCH PLAINS | 7076 | 10 | SUNGEVITY, INC. | PSE&G BPU | No | Complete | 2012-07-16 | 2013-02-05 | 2013-02-14 | 2013-02-14
SRP12109 | SREC Solar | FERRI |  | 7.35 | 0 | Residential | 1 | POINT PLEASANT BORO | 8742 | 18 | SUNGEVITY, INC. | JCP&L | No | Complete | 2012-07-16 | 2012-09-10 | 2012-09-19 | 2012-09-19
SRP12111 | SREC Solar | STEEVES |  | 9.555 | 0 | Residential | 1 | WOODSTOWN | 8098 | 16 | SUNGEVITY, INC. | AC Electric | No | Complete | 2012-07-16 | 2012-10-02 | 2012-10-22 | 2012-10-22
SRP12112 | SREC Solar | SALTARELLI |  | 6.86 | 0 | Residential | 1 | GALLOWAY | 8205 | 19 | ALLSEASON CONSTRUCTION | AC Electric | No | Complete | 2012-07-16 | 2013-05-15 | 2013-05-22 | 2013-05-22
SRP12113 | SREC Solar | DIXON |  | 10.14 | 0 | Residential | 1 | SWEDESBORO | 8085 | 15 | GREENPOINTE ENERGY | AC Electric | No | Complete | 2012-07-16 | 2013-04-05 | 2013-04-22 | 2013-04-22
SRP12114 | SREC Solar | . | VINCENTOWN DINER | 464.52 | 0 | Commercial | 0 | SOUTHAMPTON | 8088 | 13 | EASTERN ENERGY SERVICES | PSE&G BPU | No | Complete | 2012-07-16 | 2013-06-13 | 2013-06-18 | 2013-06-18
SRP12116 | SREC Solar | ROMEO |  | 11.76 | 0 | Residential | 1 | MAP LANDING | 8330 | 19 | ALLSEASON CONSTRUCTION | AC Electric | No | Complete | 2012-07-16 | 2013-04-19 | 2013-05-14 | 2013-05-14
SRP12117 | SREC Solar | FARMER |  | 5.28 | 0 | Residential | 1 | LEHT | 8087 | 18 | ALLSEASON CONSTRUCTION | AC Electric | No | Complete | 2012-07-16 | 2012-09-18 | 2012-10-09 | 2012-10-09
SRP12118 | SREC Solar | BROOME |  | 4.08 | 0 | Residential | 1 | BRIGANTINE | 8203 | 19 | ALLSEASON CONSTRUCTION | AC Electric | No | Complete | 2012-07-16 | 2013-07-02 | 2013-07-10 | 2013-07-10
SRP12119 | SREC Solar | GARDNER |  | 6.72 | 0 | Residential | 1 | LEHT | 8087 | 18 | ALLSEASON CONSTRUCTION | AC Electric | No | Complete | 2012-07-16 | 2012-11-20 | 2012-12-04 | 2012-12-04
SRP12120 | SREC Solar | SHIELDS |  | 12.48 | 0 | Residential | 1 | EGG HARBOR TWP | 8234 | 19 | GREENPOINTE ENERGY | AC Electric | No | Complete | 2012-07-16 | 2013-03-07 | 2013-04-05 | 2013-04-05
SRP12121 | SREC Solar | DELEON |  | 7.395 | 0 | Residential | 1 | MATAWAN | 7747 | 17 | ROOF DIAGNOSTICS INC | JCP&L | No | Complete | 2012-07-16 | 2013-01-07 | 2013-01-25 | 2013-01-25
SRP12122 | SREC Solar | CROUTHAMEL |  | 17.04 | 0 | Residential | 1 | VILLAS | 8251 | 21 | ALLSEASON CONSTRUCTION | AC Electric | No | Complete | 2012-07-16 | 2013-02-15 | 2013-03-04 | 2013-03-04
SRP12123 | SREC Solar | BOVE |  | 7.92 | 0 | Residential | 1 | CAPE MAY COURT HOUSE | 8210 | 21 | ALLSEASON CONSTRUCTION | AC Electric | No | Complete | 2012-07-16 | 2013-03-29 | 2013-04-16 | 2013-04-16
SRP12124 | SREC Solar | LIN |  | 5.28 | 0 | Residential | 1 | BRIDGEWATER | 8807 | 5 | LUMINATION HOME ENERGY | JCP&L | No | Complete | 2012-07-16 | 2013-01-16 | 2013-02-01 | 2013-02-01
SRP12125 | SREC Solar | MITCHAM |  | 6.48 | 0 | Residential | 1 | LEHT | 8087 | 18 | ALLSEASON CONSTRUCTION | AC Electric | No | Complete | 2012-07-16 | 2012-09-18 | 2012-10-03 | 2012-10-03
SRP12126 | SREC Solar | DESILVA |  | 10.58 | 0 | Residential | 1 | LEHT | 8087 | 18 | ALLSEASON CONSTRUCTION | AC Electric | No | Complete | 2012-07-16 | 2012-09-24 | 2012-10-12 | 2012-10-12
SRP12129 | SREC Solar | CREEGAN |  | 8.64 | 0 | Residential | 1 | SMITHVILLE | 8205 | 19 | ALLSEASON CONSTRUCTION | AC Electric | No | Complete | 2012-07-16 | 2013-01-16 | 2013-02-06 | 2013-02-06
SRP12130 | SREC Solar | HARDY | EXTRA SPACE MANAGEMENT, INC. | 82.485 | 0 | Residential | 0 | TRENTON | 8638 | 12 | 1ST LIGHT ENERGY, INC. | PSE&G BPU | No | Complete | 2012-07-16 | 2012-08-17 | 2012-10-03 | 2012-10-03
SRP12132 | SREC Solar | NICHOLSON | B.L.N. LLC | 101.52 | 0 | Farm | 1 | WHITEHOUSE STATION | 8889 | 4 | N.C. AND SONS INC | JCP&L | No | Complete | 2012-07-16 | 2013-04-01 | 2013-04-12 | 2013-04-12
SRP12133 | SREC Solar | CARRARA |  | 4.94 | 0 | Residential | 1 | TOMS RIVER | 8757 | 18 | SOLARCITY CORPORATION | JCP&L | No | Complete | 2012-07-16 | 2013-01-21 | 2013-02-13 | 2013-02-13
SRP12134 | SREC Solar | KRUPEN |  | 12.48 | 0 | Residential | 1 | BELLE MEAD | 8502 | 5 | GREENPOINTE ENERGY | PSE&G BPU | No | Complete | 2012-07-16 | 2013-03-27 | 2013-04-16 | 2013-04-16
SRP12135 | SREC Solar | O'REILLY | PS 38 JAMES F. MURRAY SCHOOL | 45.825 | 0 | School Public K-12 | 1 | JERSEY CITY | 7302 | 8 | G & S INVESTORS | PSE&G BPU | No | Complete | 2012-07-16 | 2013-08-28 | 2013-09-06 | 2013-09-06
SRP12136 | SREC Solar | MERCER | JERSEY CITY-FIELD HOUSE/ICE RINK | 85.54 | 0 | Commercial | 1 | JERSEY CITY | 7307 | 8 | G & S INVESTORS | PSE&G BPU | No | Complete | 2012-07-16 | 2013-11-18 | 2014-01-17 | 2014-01-17
SRP12137 | SREC Solar | VERA |  | 2.585 | 0 | Residential | 1 | PERTH AMBOY | 8861 | 11 | VIVINT SOLAR | PSE&G BPU | No | Complete | 2012-07-16 | 2013-01-31 | 2013-02-19 | 2013-02-19
SRP12138 | SREC Solar | LITCHKOWSKI |  | 7.2 | 0 | Residential | 1 | TUCKERTON | 8087 | 18 | ALLSEASON CONSTRUCTION | AC Electric | No | Complete | 2012-07-16 | 2012-09-19 | 2012-10-08 | 2012-10-08
SRP12139 | SREC Solar | GIACONIA |  | 21.84 | 0 | Residential | 1 | MAYS LANDING | 8330 | 19 | ALLSEASON CONSTRUCTION | AC Electric | No | Complete | 2012-08-27 | 2013-01-16 | 2013-02-06 | 2013-02-06
SRP12140 | SREC Solar | DI ELMO |  | 9.12 | 0 | Residential | 1 | LITTLE EGG HARBOR | 8087 | 18 | ALLSEASON CONSTRUCTION | AC Electric | No | Complete | 2012-07-16 | 2012-09-25 | 2012-10-17 | 2012-10-17
SRP12141 | SREC Solar | HARDY | EXTRA SPACE MANAGEMENT INC | 91.65 | 0 | Commercial | 1 | MERCHANTVILLE | 8109 | 14 | 1ST LIGHT ENERGY, INC. | PSE&G BPU | No | Complete | 2012-07-16 | 2012-09-11 | 2012-10-01 | 2012-10-01
SRP12142 | SREC Solar | TAYLOR |  | 7.285 | 0 | Residential | 1 | WEST ORANGE | 7052 | 9 | VIVINT SOLAR | PSE&G BPU | No | Complete | 2012-07-16 | 2013-01-16 | 2013-02-01 | 2013-02-01
SRP12143 | SREC Solar | TUCKER |  | 5.64 | 0 | Residential | 1 | PISCATAWAY | 8854 | 11 | VIVINT SOLAR | PSE&G BPU | No | Complete | 2012-07-16 | 2012-12-03 | 2013-01-03 | 2013-01-03
SRP12144 | SREC Solar | O' REILLY | JERSEY CITY BOARD OF ED | 61.1 | 0 | Residential | 1 | JERSEY CITY | 7302 | 8 | G & S INVESTORS | PSE&G BPU | No | Complete | 2012-07-16 | 2013-04-29 | 2013-05-07 | 2013-05-07
SRP12145 | SREC Solar | GUENTHER |  | 6 | 0 | Residential | 1 | CLARK | 7066 | 10 | SKYLINE SOLAR | PSE&G BPU | No | Complete | 2012-07-16 | 2012-09-26 | 2012-10-17 | 2012-10-17
SRP12147 | SREC Solar | DONTABHAKTUNI |  | 8.25 | 0 | Residential | 0 | HILLSBROUGH | 8844 | 5 | GEOGENIX LLC | PSE&G BPU | No | Complete | 2012-07-16 | 2013-03-11 | 2013-04-15 | 2013-04-15
SRP12148 | SREC Solar | O' REILLY | JERSEY CITY BOARD OF ED | 51.935 | 0 | School Public K-12 | 1 | JERSEY CITY | 7302 | 8 | G & S INVESTORS | PSE&G BPU | No | Complete | 2012-07-16 | 2013-08-22 | 2013-08-28 | 2013-08-28
SRP12149 | SREC Solar | O'BRIEN JR. |  | 10.5 | 0 | Residential | 1 | EDISON | 8817 | 11 | GEOGENIX LLC | PSE&G BPU | No | Complete | 2012-07-16 | 2013-02-28 | 2013-03-05 | 2013-03-05
SRP12150 | SREC Solar | HOUGHTON |  | 8.25 | 0 | Residential | 1 | COLUMBUS | 8022 | 13 | GEOGENIX LLC | PSE&G BPU | No | Complete | 2012-07-16 | 2013-01-28 | 2013-02-13 | 2013-02-13
SRP12154 | SREC Solar | APPLEGATE |  | 8.415 | 0 | Residential | 1 | BEACHWOOD | 8722 | 18 | ROOF DIAGNOSTICS INC | JCP&L | No | Complete | 2012-07-16 | 2012-09-28 | 2012-11-02 | 2012-11-02
SRP12155 | SREC Solar | CHOFFO | HARRISON BOE-HAMILTON INTERMEDIAT | 26.32 | 0 | Residential | 1 | HARRISON | 7029 | 8 | G & S INVESTORS | PSE&G BPU | No | Complete | 2012-07-16 | 2013-05-15 | 2013-06-05 | 2013-06-05
SRP12156 | SREC Solar | GALLO | BAYONNE-DPW CENTRAL GARAGE | 197.4 | 0 | Commercial | 1 | BAYONNE | 7002 | 8 | G & S INVESTORS | PSE&G BPU | No | Complete | 2012-07-16 | 2013-08-07 | 2013-08-09 | 2013-08-09
SRP12159 | SREC Solar | WAROPAY |  | 4.8 | 0 | Residential | 0 | SHAMONG | 8088 | 13 | SELF INSTALL | AC Electric | No | Complete | 2012-07-16 | 2013-07-08 | 2013-07-18 | 2013-07-18
SRP12160 | SREC Solar | ROVITO | WEEHAWKIN BOE- DANIEL WEBSTER | 36.19 | 0 | Commercial | 1 | WEEHAWKIN | 7088 | 10 | G & S INVESTORS | PSE&G BPU | No | Complete | 2012-07-16 | 2013-08-06 | 2013-08-09 | 2013-08-09
SRP12161 | SREC Solar | HARDISH |  | 8.36 | 0 | Residential | 1 | PISCATAWAY | 8854 | 11 | SOLARCITY CORPORATION | PSE&G BPU | No | Complete | 2012-07-16 | 2012-11-06 | 2012-11-16 | 2012-11-16
SRP12163 | SREC Solar | AMIN |  | 3.12 | 0 | Residential |  | WEEHAWKEN | 7086 | 8 | SOLARCITY CORPORATION | PSE&G BPU | No | Complete | 2012-07-16 | 2013-05-01 | 2013-05-16 | 2013-05-16
SRP12164 | SREC Solar | DUFFEY |  | 11.44 | 0 | Residential | 1 | EGG HARBOR TWP | 8234 | 19 | GREENPOINTE ENERGY | AC Electric | No | Complete | 2012-07-16 | 2013-03-27 | 2013-04-19 | 2013-04-19
SRP12165 | SREC Solar | ROVITO | WEEHAWKEN BOE- WEEHAWKIN HS | 61.1 | 0 | School Public K-12 | 1 | WEEHAWKEN | 7088 | 10 | G & S INVESTORS | PSE&G BPU | No | Complete | 2012-07-16 | 2013-07-25 | 2013-08-01 | 2013-08-01
SRP12166 | SREC Solar | HEUN |  | 15.18 | 0 | Residential | 1 | CAPE MAY COURT HOUSE | 8210 | 21 | SOLARCITY CORPORATION | AC Electric | No | Complete | 2012-07-16 | 2013-03-06 | 2013-03-14 | 2013-03-14
SRP12168 | SREC Solar | MURPHY |  | 7.92 | 0 | Residential | 1 | WANAQUE | 7465 | 6 | SOLARCITY CORPORATION | JCP&L | No | Complete | 2012-07-16 | 2012-12-07 | 2012-12-13 | 2012-12-13
SRP12170 | SREC Solar | GUASCO |  | 10.464 | 0 | Residential | 1 | NEWARK | 7105 | 9 | RENEWERGY SOLUTIONS GROUP | PSE&G BPU | No | Complete | 2012-07-16 | 2013-06-10 | 2013-06-27 | 2013-06-27
SRP12175 | SREC Solar | JOINER |  | 7.92 | 0 | Residential | 1 | CREAM RIDGE | 8514 | 17 | SOLARCITY CORPORATION | JCP&L | No | Complete | 2012-07-16 | 2013-04-08 | 2013-04-26 | 2013-04-26
SRP12177 | SREC Solar | ROMANO |  | 8.64 | 0 | Residential | 1 | LEHT | 8087 | 18 | ALLSEASON CONSTRUCTION | AC Electric | No | Complete | 2012-07-16 | 2013-01-30 | 2013-02-11 | 2013-02-11
SRP12179 | SREC Solar | CARCIONE |  | 3.24 | 0 | Residential | 1 | TEANECK | 7666 | 7 | GEOGENIX LLC | PSE&G BPU | No | Complete | 2012-07-16 | 2013-03-11 | 2013-03-27 | 2013-03-27
SRP12180 | SREC Solar | SINGH |  | 16.08 | 0 | Residential | 1 | SOMERSET | 8873 | 5 | SOLARCITY CORPORATION | PSE&G BPU | No | Complete | 2012-07-16 | 2013-05-24 | 2013-05-30 | 2013-05-30
SRP12182 | SREC Solar | DETATA |  | 10.08 | 0 | Residential | 1 | BRICK | 8723 | 18 | ALLSEASON CONSTRUCTION | JCP&L | No | Complete | 2012-07-16 | 2013-04-10 | 2013-04-25 | 2013-04-25
SRP12183 | SREC Solar | CULLEY |  | 6.24 | 0 | Residential | 1 | SOMERSET | 8873 | 5 | ALTERNATIVE LIGHT & ENERGY SOLUTIONS | PSE&G BPU | No | Complete | 2012-07-16 | 2012-12-26 | 2013-01-03 | 2013-01-03
SRP12184 | SREC Solar | MANSFIELD |  | 6 | 0 | Residential | 1 | MARLTON | 8053 | 13 | GEOGENIX | PSE&G BPU | No | Complete | 2012-07-16 | 2013-02-04 | 2013-02-20 | 2013-02-20
SRP12185 | SREC Solar | RICKUS |  | 9.1 | 0 | Residential | 1 | CINNAMINSON | 8077 | 13 | SOLARCITY CORPORATION | PSE&G BPU | No | Complete | 2012-07-16 | 2012-12-28 | 2013-01-07 | 2013-01-07
SRP12186 | SREC Solar | PHILLIPS |  | 3 | 0 | Residential | 1 | LSELIN | 8830 | 11 | ROOF DIAGNOSTICS INC | PSE&G BPU | No | Complete | 2012-07-16 | 2013-06-21 | 2013-09-06 | 2013-09-06
SRP12189 | SREC Solar | PASQUERELLA |  | 8.64 | 0 | Residential | 1 | LEHT | 8087 | 18 | ALLSEASON CONSTRUCTION | AC Electric | No | Complete | 2012-07-16 | 2012-09-26 | 2012-10-11 | 2012-10-11
SRP12190 | SREC Solar | MARRA |  | 3.84 | 0 | Residential | 1 | TUCKERTON | 8087 | 18 | ALLSEASON CONSTRUCTION | AC Electric | No | Complete | 2012-07-16 | 2013-03-12 | 2013-03-19 | 2013-03-19
SRP12191 | SREC Solar | BHAUSAR |  | 6.12 | 0 | Residential | 1 | ISELIN | 8830 | 11 | ROOF DIAGNOSTICS INC | PSE&G BPU | No | Complete | 2012-07-16 | 2013-07-11 | 2013-07-17 | 2013-07-17
SRP12192 | SREC Solar | PALMER |  | 5.75 | 0 | Residential | 1 | BRICK | 8724 | 18 | ROOF DIAGNOSTICS INC | JCP&L | No | Complete | 2012-07-16 | 2012-12-07 | 2012-12-12 | 2012-12-12
SRP12193 | SREC Solar | DECKER |  | 6.9 | 0 | Residential | 1 | FORKED RIVER | 8731 | 18 | ALLSEASON CONSTRUCTION | JCP&L | No | Complete | 2012-07-16 | 2012-09-24 | 2012-10-12 | 2012-10-12
SRP12194 | SREC Solar | CARVALHO |  | 12 | 0 | Residential | 1 | FORKED RIVER | 8731 | 18 | KOPP ELECTRIC COMPANY | JCP&L | No | Complete | 2012-07-16 | 2012-09-14 | 2012-09-25 | 2012-09-25
SRP12195 | SREC Solar | DOMINGUES |  | 3.29 | 0 | Residential | 1 | RAHWAY | 7065 | 10 | VIVINT SOLAR | PSE&G BPU | No | Complete | 2012-07-23 | 2013-05-13 | 2013-05-22 | 2013-05-22
SRP12196 | SREC Solar | SOUTHERLAND |  | 4.7 | 0 | Residential | 1 | PISCATAWAY | 8854 | 11 | VIVINT SOLAR | PSE&G BPU | No | Complete | 2012-07-23 | 2013-02-19 | 2013-03-07 | 2013-03-07
SRP12197 | SREC Solar | POLIDURA |  | 8.46 | 0 | Residential | 1 | PERTH AMBOY | 8861 | 11 | VIVINT SOLAR | PSE&G BPU | No | Complete | 2012-07-23 | 2012-12-18 | 2013-01-18 | 2013-01-18
SRP12198 | SREC Solar | MERCADO |  | 4.935 | 0 | Residential | 1 | SOUTH PLAINFIELD | 7080 | 11 | VIVINT SOLAR | PSE&G BPU | No | Complete | 2012-07-23 | 2013-01-31 | 2013-03-05 | 2013-03-05
SRP12201 | SREC Solar | SALGADO |  | 8.925 | 0 | Residential | 1 | PISCATAWAY | 8854 | 11 | RCL ENTERPRISES INC. | PSE&G BPU | No | Complete | 2012-07-23 | 2013-11-27 | 2013-12-06 | 2013-12-06
SRP12202 | SREC Solar | MOIR | UNITED PARCEL SERVICE | 1127.61 | 0 | Commercial | 0 | SECAUCUS | 7094 | 8 | KANGAROO ELECTRIC | PSE&G BPU | No | Complete | 2012-07-23 | 2013-07-25 | 2013-07-30 | 2013-07-30
SRP12203 | SREC Solar | MOIR | UNITED PARCEL SERVICE | 1127.1 | 0 | Commercial | 0 | PARSIPPANY | 7054 | 3 | PFISTER ENERGY, INC. | JCP&L | No | Complete | 2012-07-23 | 2013-10-10 | 2013-11-19 | 2013-11-19
SRP12204 | SREC Solar | REYNOLDS |  | 4.8 | 0 | Residential |  | COLONIA | 7067 | 10 | SOLARCITY CORPORATION | Unknown | No | Complete | 2012-07-23 | 2012-12-07 | 2012-12-13 | 2012-12-13
SRP12205 | SREC Solar | MALPICA |  | 9.12 | 0 | Residential | 1 | N. HALEDON | 7508 | 6 | SOLARCITY CORPORATION | PSE&G BPU | No | Complete | 2012-07-23 | 2012-12-10 | 2012-12-18 | 2012-12-18
SRP12206 | SREC Solar | SHAH |  | 8.25 | 0 | Residential | 0 | HILLSBOROUGH | 8844 | 5 | GEOGENIX | PSE&G BPU | No | Complete | 2012-07-23 | 2013-02-07 | 2013-03-27 | 2013-03-27
SRP12208 | SREC Solar | VASAN |  | 7 | 0 | Residential | 0 | COLUMBUS | 8022 | 13 | GEOGENIX | PSE&G BPU | No | Complete | 2012-07-23 | 2013-01-18 | 2013-02-13 | 2013-02-13
SRP12209 | SREC Solar | ROJAS |  | 4.935 | 0 | Residential | 1 | NEWTON | 7860 | 1 | VIVINT SOLAR | JCP&L | No | Complete | 2012-07-23 | 2013-06-14 | 2013-07-09 | 2013-07-09
SRP12210 | SREC Solar | O' REILLY | JERSEY CITY BOE - FRANK CONWELL M | 183.3 | 0 | School Public K-12 | 1 | JERSEY CITY | 7302 | 8 | G & S INVESTORS | PSE&G BPU | No | Complete | 2012-07-23 | 2013-11-18 | 2013-11-25 | 2013-11-25
SRP12211 | SREC Solar | ANTUN | COUNTY OF HUDSON | 42.77 | 0 | Municipality | 1 | JERSEY CITY | 7304 | 8 | G & S INVESTORS | PSE&G BPU | No | Complete | 2012-07-23 | 2013-10-03 | 2013-10-10 | 2013-10-10
SRP12212 | SREC Solar | WATERMAN |  | 8.25 | 0 | Residential | 0 | COLUMBUS | 8022 | 13 | GEOGENIX | PSE&G BPU | No | Complete | 2012-07-23 | 2013-02-04 | 2013-02-25 | 2013-02-25
SRP12213 | SREC Solar | MANSFIELD |  | 6.5 | 0 | Residential | 0 | COLUMBUS | 8022 | 13 | GEOGENIX | PSE&G BPU | No | Complete | 2012-07-23 | 2013-03-06 | 2013-03-20 | 2013-03-20
SRP12214 | SREC Solar | KELLER | AT&T CORP. | 435.6 | 0 | Commercial | 1 | PISCATAWAY | 8854 | 11 | NVT LICENSES, LLC | PSE&G BPU | No | Complete | 2012-07-23 | 2013-05-31 | 2013-06-24 | 2013-06-24
SRP12216 | SREC Solar | TATAR |  | 8.75 | 0 | Residential | 0 | COLUMBUS | 8022 | 13 | GEOGENIX | PSE&G BPU | No | Complete | 2012-07-23 | 2013-03-19 | 2013-04-23 | 2013-04-23
SRP12217 | SREC Solar | ZEICHNER |  | 5.5 | 0 | Residential | 0 | COLUMBUS | 8022 | 13 | GEOGENIX | PSE&G BPU | No | Complete | 2012-07-23 | 2013-02-04 | 2013-02-20 | 2013-02-20
SRP12218 | SREC Solar | PERKINS |  | 7.65 | 0 | Residential | 1 | WILLINGBORO | 8046 | 13 | ROOF DIAGNOSTICS INC | PSE&G BPU | No | Complete | 2012-07-23 | 2013-06-12 | 2013-06-24 | 2013-06-24
SRP12221 | SREC Solar | TALMAGE |  | 5.28 | 0 | Residential | 1 | RINGWOOD | 7456 | 6 | SOLARCITY CORPORATION | PSE&G BPU | No | Complete | 2012-07-23 | 2013-03-20 | 2013-04-16 | 2013-04-16
SRP12222 | SREC Solar | CARTER | SCHOLASTIC BOOK FAIRS INC. | 1025.64 | 0 | Commercial | 1 | ROBBINSVILLE | 8691 | 12 | G & S INVESTORS | JCP&L | No | Complete | 2012-07-23 | 2012-09-24 | 2012-10-12 | 2012-10-12
SRP12224 | SREC Solar | NATALE | MATRIX/RITCHIE & PAGE DISTRIBUTING C | 828.85 | 0 | Commercial | 1 | ROBBINSVILLE | 8691 | 12 | G & S INVESTORS | JCP&L | No | Complete | 2012-07-23 | 2013-02-06 | 2013-02-20 | 2013-02-20
SRP12226 | SREC Solar | FOJUL | KOHL'S DEPARTMENT STORES, INC. | 374.4 | 0 | Commercial | 1 | BRICKTOWN | 8723 | 18 | NVT LICENSES, LLC | JCP&L | No | Complete | 2012-08-20 | 2012-10-16 | 2012-11-05 | 2012-11-05
SRP12227 | SREC Solar | O' REILLY | JERSEY CITY BOE - LINCOLN H.S. | 168.025 | 0 | School Public K-12 | 1 | JERSEY CITY | 7302 | 8 | G & S INVESTORS | PSE&G BPU | No | Complete | 2012-07-23 | 2013-08-22 | 2013-08-28 | 2013-08-28
SRP12228 | SREC Solar | MARTIN |  | 11.44 | 0 | Residential | 1 | ENGLISHTOWN | 7726 | 17 | SOLARCITY CORPORATION | JCP&L | No | Complete | 2012-07-23 | 2012-12-28 | 2013-01-07 | 2013-01-07
SRP12229 | SREC Solar | POHAN |  | 6.48 | 0 | Residential | 1 | SUSSEX | 7461 | 1 | SOLARCITY CORPORATION | JCP&L | No | Complete | 2012-07-23 | 2013-01-11 | 2013-02-06 | 2013-02-06
SRP12230 | SREC Solar | BLACKWELL |  | 7.02 | 0 | Residential | 1 | TRENTON | 8690 | 12 | SOLARCITY CORPORATION | PSE&G BPU | No | Complete | 2012-07-23 | 2013-03-05 | 2013-03-18 | 2013-03-18
SRP12232 | SREC Solar | BUSTAMANTE |  | 2.16 | 0 | Residential | 1 | CARLSTADT | 7072 | 7 | SOLARCITY CORPORATION | PSE&G BPU | No | Complete | 2012-07-23 | 2013-03-12 | 2013-03-19 | 2013-03-19
SRP12233 | SREC Solar | RING |  | 11.52 | 0 | Residential | 1 | NEW EGYPT | 8533 | 18 | SOLARCITY CORPORATION | JCP&L | No | Complete | 2012-07-23 | 2013-09-20 | 2013-09-26 | 2013-09-26
SRP12234 | SREC Solar | FAUNTLEROY |  | 4.8 | 0 | Residential | 1 | OAKLYN | 8107 | 14 | SOLARCITY CORPORATION | PSE&G BPU | No | Complete | 2012-07-23 | 2013-03-06 | 2013-03-14 | 2013-03-14
SRP12235 | SREC Solar | HUSSAINI |  | 5.28 | 0 | Residential | 1 | BOGOTA | 7603 | 7 | SOLARCITY CORPORATION | PSE&G BPU | No | Complete | 2012-07-23 | 2013-04-23 | 2013-05-07 | 2013-05-07
SRP12236 | SREC Solar | KUROODI |  | 12.22 | 0 | Residential | 1 | MONMOUTH JUNCTION | 8852 | 11 | SOLARCITY CORPORATION | PSE&G BPU | No | Complete | 2012-07-23 | 2013-04-09 | 2013-05-02 | 2013-05-02
SRP12237 | SREC Solar | DANCLAR |  | 5.04 | 0 | Residential | 1 | EAST ORANGE | 7017 | 9 | SOLARCITY CORPORATION | PSE&G BPU | No | Complete | 2012-07-23 | 2013-03-21 | 2013-04-09 | 2013-04-09
SRP12238 | SREC Solar | FERNANDEZ |  | 4.465 | 0 | Residential | 1 | UNION | 7083 | 10 | VIVINT SOLAR | PSE&G BPU | No | Complete | 2012-07-23 | 2012-11-13 | 2012-11-23 | 2012-11-23
SRP12239 | SREC Solar | PRITZLAFF |  | 8.925 | 0 | Residential | 1 | JAMESBURG | 8831 | 11 | VERENGO SOLAR | JCP&L | No | Complete | 2012-07-23 | 2013-03-18 | 2013-04-16 | 2013-04-16
SRP12240 | SREC Solar | HETMAN |  | 8.415 | 0 | Residential | 1 | TOMS RIVER | 8757 | 18 | ROOF DIAGNOSTICS INC | JCP&L | No | Complete | 2012-07-23 | 2012-10-17 | 2012-11-06 | 2012-11-06
SRP12241 | SREC Solar | GORSKI |  | 5.52 | 0 | Residential | 1 | DOVER | 7801 | 3 | TRINITY HEATING AND AIR | JCP&L | No | Complete | 2012-07-23 | 2012-08-23 | 2012-09-06 | 2012-09-06
SRP12243 | SREC Solar | VENKATARANGAN |  | 10.71 | 0 | Residential | 1 | EDISON | 8820 | 11 | ROOF DIAGNOSTICS INC | PSE&G BPU | No | Complete | 2012-07-23 | 2013-01-07 | 2013-01-25 | 2013-01-25
SRP12244 | SREC Solar | HILLMAN |  | 7.65 | 0 | Residential | 1 | WEST CREEK | 8092 | 18 | ROOF DIAGNOSTICS INC | AC Electric | No | Complete | 2012-07-23 | 2012-09-17 | 2012-10-09 | 2012-10-09
SRP12245 | SREC Solar | THACKER |  | 4.5 | 0 | Residential | 1 | ISELIN | 8830 | 11 | ROOF DIAGNOSTICS INC | PSE&G BPU | No | Complete | 2012-07-23 | 2012-12-20 | 2013-01-04 | 2013-01-04
SRP12247 | SREC Solar | FODOR |  | 4.935 | 0 | Residential | 1 | CALDWELL | 7006 | 9 | VIVINT SOLAR | PSE&G BPU | No | Complete | 2012-07-23 | 2013-04-25 | 2013-05-09 | 2013-05-09
SRP12248 | SREC Solar | FERRER |  | 7.5 | 0 | Residential | 1 | EAST BRUNSWICK | 8816 | 11 | ROOF DIAGNOSTICS INC | PSE&G BPU | No | Complete | 2012-07-23 | 2013-03-12 | 2013-03-20 | 2013-03-20
SRP12249 | SREC Solar | GONZALEZ |  | 3.995 | 0 | Residential | 1 | PERTH AMBOY | 8861 | 11 | VIVINT SOLAR | PSE&G BPU | No | Complete | 2012-07-23 | 2013-03-12 | 2013-03-19 | 2013-03-19
SRP12250 | SREC Solar | RASKA |  | 7.65 | 0 | Residential | 1 | NORTH MIDDLETOWN | 7748 | 17 | ROOF DIAGNOSTICS INC | JCP&L | No | Complete | 2012-07-23 | 2012-11-28 | 2012-12-04 | 2012-12-04
SRP12251 | SREC Solar | SALVIA |  | 3.76 | 0 | Residential | 1 | PERTH AMBOY | 8861 | 11 | VIVINT SOLAR | PSE&G BPU | No | Complete | 2012-07-23 | 2012-11-13 | 2012-11-23 | 2012-11-23
SRP12254 | SREC Solar | PAPAMOROS |  | 5.64 | 0 | Residential | 1 | TOMS RIVER | 8757 | 18 | TRINITY HEATING AND AIR | JCP&L | No | Complete | 2012-07-23 | 2012-12-03 | 2012-12-12 | 2012-12-12
SRP12255 | SREC Solar | WYLIE |  | 8.225 | 0 | Residential | 1 | COLUMBUS | 8022 | 13 | TRINITY HEATING AND AIR | PSE&G BPU | No | Complete | 2012-07-23 | 2012-12-07 | 2012-12-13 | 2012-12-13
SRP12256 | SREC Solar | MCHUGH |  | 5.5 | 0 | Residential | 1 | BRICK | 8723 | 18 | TRINITY HEATING AND AIR | JCP&L | No | Complete | 2012-07-23 | 2012-09-24 | 2012-10-12 | 2012-10-12
SRP12258 | SREC Solar | HORN |  | 7.52 | 0 | Residential | 1 | LAKEWOOD | 8701 | 18 | TRINITY HEATING AND AIR | JCP&L | No | Complete | 2012-07-23 | 2012-08-30 | 2012-09-14 | 2012-09-14
SRP12259 | SREC Solar | WARNER |  | 6.345 | 0 | Residential | 1 | WEST CALDWELL | 7006 | 9 | VIVINT SOLAR | PSE&G BPU | No | Complete | 2012-07-23 | 2013-04-22 | 2013-05-03 | 2013-05-03
SRP12260 | SREC Solar | BAME |  | 12 | 0 | Residential | 1 | MANCHESTER | 8759 | 18 | TRINITY HEATING AND AIR | JCP&L | No | Complete | 2012-07-23 | 2012-09-13 | 2012-10-01 | 2012-10-01
SRP12261 | SREC Solar | MATA |  | 3.995 | 0 | Residential | 1 | BELLEVILLE | 7109 | 9 | VIVINT SOLAR | PSE&G BPU | No | Complete | 2012-07-23 | 2013-07-25 | 2013-08-05 | 2013-08-05
SRP12262 | SREC Solar | YASCKO |  | 6.11 | 0 | Residential | 1 | EDISON | 8817 | 11 | VIVINT SOLAR | PSE&G BPU | No | Complete | 2012-07-23 | 2013-07-25 | 2013-09-06 | 2013-09-06
SRP12263 | SREC Solar | DEYO |  | 10.34 | 0 | Residential | 1 | BORDENTOWN | 8505 | 13 | TRINITY HEATING AND AIR | PSE&G BPU | No | Complete | 2012-07-23 | 2012-09-10 | 2012-09-28 | 2012-09-28
SRP12264 | SREC Solar | BUEKERS |  | 7.05 | 0 | Residential | 1 | PAULSBORO | 8066 | 15 | TRINITY HEATING AND AIR | AC Electric | No | Complete | 2012-07-23 | 2012-09-26 | 2012-11-02 | 2012-11-02
SRP12265 | SREC Solar | COOGAN |  | 7.05 | 0 | Residential | 1 | CHERRY HILL | 8003 | 14 | TRINITY HEATING AND AIR | PSE&G BPU | No | Complete | 2012-07-23 | 2012-09-07 | 2012-09-17 | 2012-09-17
SRP12266 | SREC Solar | PERETZ |  | 13.865 | 0 | Residential | 1 | CRANBURY | 8512 | 11 | TRINITY HEATING AND AIR | PSE&G BPU | No | Complete | 2012-07-23 | 2012-12-03 | 2012-12-07 | 2012-12-07
SRP12267 | SREC Solar | PRICE |  | 4.578 | 0 | Residential | 1 | BLACKWOOD | 8012 | 14 | RUNNEMEDE PLUMBING HEATING | PSE&G BPU | No | Complete | 2012-07-23 | 2013-03-06 | 2013-03-14 | 2013-03-14
SRP12268 | SREC Solar | RANKIN |  | 16.66 | 0 | Residential | 1 | GALLOWAY | 8205 | 19 | RUNNEMEDE PLUMBING HEATING | AC Electric | No | Complete | 2012-07-23 | 2013-05-21 | 2013-05-29 | 2013-05-29
SRP12270 | SREC Solar | HERKO |  | 2.82 | 0 | Residential | 1 | SOUTH PLAINFIELD | 7080 | 11 | VIVINT SOLAR | PSE&G BPU | No | Complete | 2012-07-23 | 2012-12-28 | 2013-01-21 | 2013-01-21
SRP12271 | SREC Solar | VILLANUEVA |  | 3.29 | 0 | Residential | 1 | SOUTH PLAINFIELD | 7080 | 11 | VIVINT SOLAR | PSE&G BPU | No | Complete | 2012-07-23 | 2013-02-14 | 2013-03-04 | 2013-03-04
SRP12272 | SREC Solar | COPELAND |  | 9.4 | 0 | Residential | 1 | EWING | 8618 | 12 | VIVINT SOLAR | PSE&G BPU | No | Complete | 2012-07-23 | 2013-01-16 | 2013-02-01 | 2013-02-01
SRP12273 | SREC Solar | TOREBKA |  | 6.58 | 0 | Residential | 1 | MAYWOOD | 7607 | 7 | VIVINT SOLAR | PSE&G BPU | No | Complete | 2012-07-23 | 2013-02-07 | 2013-02-25 | 2013-02-25
SRP12274 | SREC Solar | MILLER |  | 9.4 | 0 | Residential | 1 | WARETOWN | 8758 | 18 | TRINITY HEATING AND AIR | JCP&L | No | Complete | 2012-07-30 | 2012-10-09 | 2012-10-25 | 2012-10-25
SRP12275 | SREC Solar | OSEI |  | 4.7 | 0 | Residential | 0 | COLUMBUS | 8022 | 13 | TRINITY HEATING AND AIR | PSE&G BPU | No | Complete | 2012-07-23 | 2012-09-13 | 2012-10-01 | 2012-10-01
SRP12276 | SREC Solar | CINELLI |  | 7.05 | 0 | Residential | 1 | HOWELL | 7731 | 17 | TRINITY HEATING AND AIR | JCP&L | No | Complete | 2012-07-23 | 2012-09-10 | 2012-09-19 | 2012-09-19
SRP12277 | SREC Solar | MEEKES |  | 6.96 | 0 | Residential | 1 | SOUTHAMPTON | 8088 | 13 | TRINITY HEATING AND AIR | PSE&G BPU | No | Complete | 2012-07-23 | 2012-09-14 | 2012-09-25 | 2012-09-25
SRP12278 | SREC Solar | TUZZIO |  | 3.84 | 0 | Residential | 1 | LONG BRANCH | 7740 | 17 | TRINITY HEATING AND AIR | JCP&L | No | Complete | 2012-08-20 | 2013-04-01 | 2013-04-24 | 2013-04-24
SRP12279 | SREC Solar | SIMMS |  | 8.16 | 0 | Residential | 1 | EDISON | 8817 | 11 | VERENGO SOLAR | PSE&G BPU | No | Complete | 2012-07-23 | 2013-03-18 | 2013-05-23 | 2013-05-23
SRP12281 | SREC Solar | HALBERT |  | 5.17 | 0 | Residential | 1 | WESET CALDWELL | 7006 | 9 | VIVINT SOLAR | PSE&G BPU | No | Complete | 2012-07-23 | 2013-05-20 | 2013-05-28 | 2013-05-28
SRP12282 | SREC Solar | VENTRE |  | 10.8 | 0 | Residential | 1 | FARMINGDALE | 7727 | 17 | ASTRUM SOLAR, LLC | JCP&L | No | Complete | 2012-07-23 | 2013-12-02 | 2014-01-29 | 2014-01-29
SRP12283 | SREC Solar | ANAND |  | 18.24 | 0 | Residential | 1 | MONROE TWP | 8831 | 11 | ASTRUM SOLAR, LLC | JCP&L | No | Complete | 2012-07-23 | 2013-06-12 | 2013-06-24 | 2013-06-24
SRP12287 | SREC Solar | LIFSHEY |  | 9.12 | 0 | Residential | 1 | E. BRUNSWICK | 8816 | 11 | ASTRUM SOLAR, LLC | PSE&G BPU | No | Complete | 2012-07-23 | 2012-08-07 | 2012-09-25 | 2012-09-25
SRP12290 | SREC Solar | COLASURDO |  | 7.99 | 0 | Residential | 1 | TOMS RIVER | 8753 | 18 | TRINITY HEATING AND AIR | JCP&L | No | Complete | 2012-07-23 | 2012-09-19 | 2012-10-08 | 2012-10-08
SRP12292 | SREC Solar | MAH |  | 5.405 | 0 | Residential | 1 | EDISON | 8817 | 11 | VIVINT SOLAR | PSE&G BPU | No | Complete | 2012-07-23 | 2013-02-14 | 2013-03-04 | 2013-03-04
SRP12293 | SREC Solar | CUNNINGHAM |  | 6.345 | 0 | Residential | 1 | PISCATAWAY | 8854 | 11 | VIVINT SOLAR | PSE&G BPU | No | Complete | 2012-07-23 | 2012-12-27 | 2013-01-07 | 2013-01-07
SRP12294 | SREC Solar | HARRINGTON | VILLA VICTORIA ACADEMY (GYM) | 15.84 | 0 | Residential | 1 | EWING | 8628 | 12 | ADVANCED SOLAR PRODUCTS FLEMINGTON | PSE&G BPU | No | Complete | 2012-07-23 | 2013-05-29 | 2013-05-31 | 2013-05-31
SRP12297 | SREC Solar | PROVOST |  | 6.97 | 0 | Residential | 1 | MANCHESTER | 8759 | 18 | TRINITY HEATING AND AIR | JCP&L | No | Complete | 2012-07-23 | 2012-09-13 | 2012-10-01 | 2012-10-01
SRP12298 | SREC Solar | SCIABARASI JR. |  | 1.41 | 0 | Residential | 1 | WEST CALDWELL | 7006 | 9 | VIVINT SOLAR | PSE&G BPU | No | Complete | 2012-07-23 | 2013-07-25 | 2013-08-01 | 2013-08-01
SRP12299 | SREC Solar | LEVKOVITZ |  | 58.8 | 0 | Residential | 1 | WEST MILFORD | 7480 | 6 | REC SOLAR INC | Orange & Rockland Elec | No | Complete | 2012-07-23 | 2012-10-23 | 2012-11-09 | 2012-11-09
SRP12300 | SREC Solar | KREIGER |  | 4.32 | 0 | Residential | 1 | FAIR LAWN | 7410 | 7 | ALTERNATIVE LIGHT & ENERGY SOLUTIONS | PSE&G BPU | No | Complete | 2012-07-23 | 2012-12-06 | 2012-12-11 | 2012-12-11
SRP12301 | SREC Solar | PATEL |  | 10.12 | 0 | Residential | 1 | MONREO TWP | 8831 | 11 | SOLARCITY CORPORATION | JCP&L | No | Complete | 2012-07-23 | 2013-01-28 | 2013-02-05 | 2013-02-05
SRP12302 | SREC Solar | CINQUINO |  | 3.76 | 0 | Residential | 1 | WAYNE | 7470 | 6 | TRINITY HEATING AND AIR | PSE&G BPU | No | Complete | 2012-07-23 | 2012-12-14 | 2012-12-28 | 2012-12-28
SRP12303 | SREC Solar | KRETKOWSKI |  | 9.156 | 0 | Residential | 1 | PEQUANNOCK | 7440 | 3 | RENEWERGY SOLUTIONS GROUP | JCP&L | No | Complete | 2012-07-23 | 2012-12-03 | 2012-12-12 | 2012-12-12
SRP12304 | SREC Solar | DRIESSE |  | 11.772 | 0 | Residential | 1 | POMPTON PLAINS | 7444 | 3 | RENEWERGY SOLUTIONS GROUP | JCP&L | No | Complete | 2012-07-23 | 2012-12-14 | 2012-12-21 | 2012-12-21
SRP12305 | SREC Solar | ZAMBRZYCKI |  | 3.84 | 0 | Residential | 1 | SOUTH AMBOY | 8879 | 11 | SOLARCITY CORPORATION | JCP&L | No | Complete | 2012-07-23 | 2013-01-02 | 2013-01-09 | 2013-01-09
SRP12306 | SREC Solar | BULLMAN |  | 10.137 | 0 | Residential | 1 | WAYNE | 7470 | 6 | RENEWERGY SOLUTIONS GROUP | PSE&G BPU | No | Complete | 2012-07-23 | 2013-01-08 | 2013-01-28 | 2013-01-28
SRP12308 | SREC Solar | CHUI |  | 5.886 | 0 | Residential | 1 | HILLSBOROUGH | 8844 | 5 | AMERICAN RENEWABLE ENERGY, INC | PSE&G BPU | No | Complete | 2012-07-23 | 2013-01-16 | 2013-02-06 | 2013-02-06
SRP12309 | SREC Solar | DIORIO |  | 5.64 | 0 | Residential | 1 | OLD BRIDGE | 8857 | 11 | VIVINT SOLAR | JCP&L | No | Complete | 2012-07-23 | 2013-06-21 | 2013-06-27 | 2013-06-27
SRP12310 | SREC Solar | LOPEZ |  | 5.405 | 0 | Residential | 1 | WOODBRIDGE | 7095 | 11 | VIVINT SOLAR | PSE&G BPU | No | Complete | 2012-07-23 | 2013-01-17 | 2013-01-31 | 2013-01-31
SRP12311 | SREC Solar | HEALEY |  | 5.64 | 0 | Residential | 1 | LITTLE FERRY | 7643 | 7 | VIVINT SOLAR | PSE&G BPU | No | Complete | 2012-07-23 | 2013-02-08 | 2013-03-27 | 2013-03-27
SRP12312 | SREC Solar | DERASHRI |  | 5.76 | 0 | Residential | 1 | EAST WINDSOR | 8520 | 12 | SOLARCITY CORPORATION | JCP&L | No | Complete | 2012-07-23 | 2012-10-16 | 2012-11-08 | 2012-11-08
SRP12313 | SREC Solar | MANTALBANO | L'OREAL USA S/O INC. | 2402.4 | 0 | Commercial | 1 | MONMOUTH JUNCTION | 8852 | 11 | EXP ENERGY, LLC | PSE&G BPU | No | Complete | 2012-07-24 | 2013-02-14 | 2013-03-04 | 2013-03-04
SRP12314 | SREC Solar | JONES |  | 4.7 | 0 | Residential | 1 | EWING | 8628 | 12 | VIVINT SOLAR | PSE&G BPU | No | Complete | 2012-07-23 | 2012-12-27 | 2013-01-07 | 2013-01-07
SRP12316 | SREC Solar | ESANDRIO |  | 7.2 | 0 | Residential | 1 | MANCHESTER | 8759 | 18 | ACOS ENERGY, LLC | JCP&L | No | Complete | 2012-07-23 | 2012-09-10 | 2012-09-19 | 2012-09-19
SRP12317 | SREC Solar | CLANCY |  | 8.64 | 0 | Residential | 1 | HILLSBOROUGH | 8844 | 5 | ACOS ENERGY, LLC | JCP&L | No | Complete | 2012-07-23 | 2012-11-05 | 2012-11-29 | 2012-11-29
SRP12318 | SREC Solar | DAUSEN |  | 9 | 0 | Residential | 1 | TOMS RIVER | 8757 | 18 | TRINITY HEATING AND AIR | JCP&L | No | Complete | 2012-07-23 | 2012-09-10 | 2012-10-04 | 2012-10-04
SRP12319 | SREC Solar | SARIN |  | 11.96 | 0 | Residential | 0 | PLAINSBORO | 8536 | 11 | AMPERICON | PSE&G BPU | No | Complete | 2012-07-23 | 2012-09-12 | 2012-10-02 | 2012-10-02
SRP12320 | SREC Solar | COX |  | 8.93 | 0 | Residential | 1 | HOWELL | 7731 | 17 | TRINITY HEATING AND AIR | JCP&L | No | Complete | 2012-07-23 | 2012-08-28 | 2012-09-11 | 2012-09-11
SRP12321 | SREC Solar | BATCHELOR |  | 5.535 | 0 | Residential | 1 | BARNEGAT | 8005 | 18 | TRINITY HEATING AND AIR | JCP&L | No | Complete | 2012-07-23 | 2012-10-18 | 2012-11-09 | 2012-11-09
SRP12322 | SREC Solar | ADAM |  | 8.93 | 0 | Residential | 1 | MANALAPAN | 7726 | 17 | PRECISION TECH ELECTRIC | JCP&L | No | Complete | 2012-07-23 | 2012-10-23 | 2012-11-08 | 2012-11-08
SRP12323 | SREC Solar | WALLACE |  | 4.7 | 0 | Residential | 1 | MANCHESTER | 8759 | 18 | TRINITY HEATING AND AIR | JCP&L | No | Complete | 2012-07-23 | 2012-09-13 | 2012-10-01 | 2012-10-01
SRP12324 | SREC Solar | FISCHER |  | 7.77 | 0 | Residential | 1 | BRICK | 8724 | 18 | TRINITY HEATING AND AIR | JCP&L | No | Complete | 2012-07-23 | 2012-11-27 | 2012-12-04 | 2012-12-04
SRP12326 | SREC Solar | PETROSINO |  | 7.52 | 0 | Residential | 1 | TOMS RIVER | 8757 | 18 | TRINITY HEATING AND AIR | JCP&L | No | Complete | 2012-07-23 | 2012-09-11 | 2012-09-28 | 2012-09-28
SRP12327 | SREC Solar | LAYOS |  | 5.64 | 0 | Residential | 1 | SICKLERVILLE | 8081 | 14 | TRINITY HEATING AND AIR | AC Electric | No | Complete | 2012-07-23 | 2012-11-27 | 2012-12-04 | 2012-12-04
SRP12328 | SREC Solar | SULLIVAN |  | 9.1 | 0 | Residential | 1 | NORTHFIELD | 8225 | 19 | GREENPOINTE ENERGY | AC Electric | No | Complete | 2012-07-23 | 2013-03-27 | 2013-04-17 | 2013-04-17
SRP12329 | SREC Solar | DESIMONE, JR. |  | 4.7 | 0 | Residential | 1 | HOPELAWN | 8861 | 11 | VIVINT SOLAR | PSE&G BPU | No | Complete | 2012-07-23 | 2013-05-01 | 2013-05-15 | 2013-05-15
SRP12330 | SREC Solar | DICKEL |  | 10.08 | 0 | Residential | 1 | NEWFIELD | 8344 | 15 | RCL ENTERPRISES INC. | AC Electric | No | Complete | 2012-07-23 | 2013-03-12 | 2013-03-19 | 2013-03-19
SRP12331 | SREC Solar | CHRISTIANA |  | 6.11 | 0 | Residential | 1 | CALDWELL | 7006 | 9 | VIVINT SOLAR | PSE&G BPU | No | Complete | 2012-07-23 | 2013-08-20 | 2013-08-23 | 2013-08-23
SRP12332 | SREC Solar | HELIOFF |  | 3.76 | 0 | Residential | 1 | SOUTH PLAINFIELD | 7080 | 11 | VIVINT SOLAR | PSE&G BPU | No | Complete | 2012-07-23 | 2012-11-13 | 2012-12-17 | 2012-12-17
SRP12333 | SREC Solar | DIPETROPOLO |  | 6.48 | 0 | Residential | 1 | TABERNACLE | 8088 | 13 | 4 BESTSOLAR | AC Electric | No | Complete | 2012-07-23 | 2012-11-14 | 2012-11-21 | 2012-11-21
SRP12334 | SREC Solar | MIYAKAWA |  | 9.12 | 0 | Residential | 1 | JACKSON | 8527 | 18 | ASTRUM SOLAR, LLC | JCP&L | No | Complete | 2012-07-23 | 2013-06-10 | 2013-07-02 | 2013-07-02
SRP12335 | SREC Solar | LEON |  | 3.055 | 0 | Residential | 1 | PERTH AMBOY | 8861 | 11 | VIVINT SOLAR | PSE&G BPU | No | Complete | 2012-07-23 | 2012-11-29 | 2012-12-10 | 2012-12-10
SRP12337 | SREC Solar | WECHTER |  | 3.29 | 0 | Residential | 1 | NUTLEY | 7110 | 9 | VIVINT SOLAR | PSE&G BPU | No | Complete | 2012-07-23 | 2013-02-19 | 2013-03-07 | 2013-03-07
SRP12338 | SREC Solar | EBEL |  | 7.92 | 0 | Residential | 0 | PARSIPPANY TROY HILLS | 7054 | 3 | SOLARCITY CORPORATION | JCP&L | No | Complete | 2012-07-23 | 2013-01-16 | 2013-05-01 | 2013-05-01
SRP12339 | SREC Solar | MOORE |  | 4.08 | 0 | Residential | 1 | TRENTON | 8648 | 12 | SOLARCITY CORPORATION | PSE&G BPU | No | Complete | 2012-07-23 | 2013-01-11 | 2013-01-28 | 2013-01-28
SRP12341 | SREC Solar | SCHAFFER |  | 4.62 | 0 | Residential | 1 | HACKETTSTOWN | 7840 | 2 | SOLARCITY CORPORATION | JCP&L | No | Complete | 2012-07-23 | 2012-12-07 | 2012-12-13 | 2012-12-13
SRP12342 | SREC Solar | MYERS |  | 3.6 | 0 | Residential | 1 | JERSEY CITY | 7302 | 8 | SOLARCITY CORPORATION | PSE&G BPU | No | Complete | 2012-07-23 | 2013-06-12 | 2013-06-18 | 2013-06-18
SRP12344 | SREC Solar | CZEKAJ |  | 9.12 | 0 | Residential | 1 | BRICK | 8723 | 18 | SOLAR MITE SOLUTIONS II | JCP&L | No | Complete | 2012-07-23 | 2012-10-15 | 2012-10-26 | 2012-10-26
SRP12345 | SREC Solar | CARDONA |  | 5.94 | 0 | Residential | 1 | WASHINGTON | 7882 | 2 | SOLARCITY CORPORATION | JCP&L | No | Complete | 2012-07-23 | 2013-01-18 | 2013-01-31 | 2013-01-31
SRP12346 | SREC Solar | HARRIS |  | 6.11 | 0 | Residential | 1 | EAST WINDSOR | 8512 | 11 | TRINITY HEATING AND AIR | JCP&L | No | Complete | 2012-07-23 | 2012-08-23 | 2012-09-06 | 2012-09-06
SRP12347 | SREC Solar | LUPE |  | 3.6 | 0 | Residential | 1 | NEWARK | 7104 | 9 | SOLARCITY CORPORATION | PSE&G BPU | No | Complete | 2012-07-23 | 2013-04-09 | 2013-04-26 | 2013-04-26
SRP12348 | SREC Solar | KING |  | 6.63 | 0 | Residential | 1 | MILFORD | 8848 | 4 | RCL ENTERPRISES INC. | JCP&L | No | Complete | 2012-07-23 | 2013-06-04 | 2013-06-13 | 2013-06-13
SRP12349 | SREC Solar | CONBOY |  | 7.54 | 0 | Residential | 1 | VERONA | 7044 | 9 | SOLARCITY CORPORATION | PSE&G BPU | No | Complete | 2012-07-23 | 2013-03-12 | 2013-03-28 | 2013-03-28
SRP12350 | SREC Solar | TOCCO-DAVENPORT |  | 9.46 | 0 | Residential | 1 | SWEDESBORO | 8085 | 15 | SOLARCITY CORPORATION | AC Electric | No | Complete | 2012-07-23 | 2013-03-06 | 2013-03-14 | 2013-03-14
SRP12351 | SREC Solar | MACORT |  | 7.35 | 0 | Residential | 1 | WALL | 7719 | 17 | ALTERIS RENEWABLES DBA RGS ENERGY | JCP&L | No | Complete | 2012-07-23 | 2013-12-17 | 2014-01-29 | 2014-01-29
SRP12352 | SREC Solar | NG |  | 3.6 | 0 | Residential | 1 | BELLEVILLE | 7109 | 9 | SOLARCITY CORPORATION | PSE&G BPU | No | Complete | 2012-07-23 | 2013-05-14 | 2013-06-05 | 2013-06-05
SRP12353 | SREC Solar | MILLER |  | 1.92 | 0 | Residential | 1 | ROSELLE PARK | 7204 | 10 | SOLARCITY CORPORATION | PSE&G BPU | No | Complete | 2012-07-23 | 2013-03-13 | 2013-04-05 | 2013-04-05
SRP12354 | SREC Solar | ROLO |  | 6.37 | 0 | Residential | 1 | PORT MONMOUTH | 7758 | 17 | REC SOLAR, INC. | JCP&L | No | Complete | 2012-07-23 | 2013-02-01 | 2013-02-14 | 2013-02-14
SRP12356 | SREC Solar | BAEZ |  | 4.465 | 0 | Residential | 1 | CEDAR GROVE | 7009 | 9 | VIVINT SOLAR | PSE&G BPU | No | Complete | 2012-07-30 | 2013-05-22 | 2013-05-31 | 2013-05-31
SRP12357 | SREC Solar | CHOW |  | 5.88 | 0 | Residential | 1 | CEDAR GROVE | 7009 | 9 | VIVINT SOLAR | PSE&G BPU | No | Complete | 2012-07-30 | 2013-03-25 | 2013-04-02 | 2013-04-02
SRP12358 | SREC Solar | YUNG |  | 7.84 | 0 | Residential | 1 | CEDAR GROVE | 7009 | 9 | VIVINT SOLAR | PSE&G BPU | No | Complete | 2012-07-30 | 2013-04-12 | 2013-05-01 | 2013-05-01
SRP12359 | SREC Solar | GONZALEZ |  | 6.58 | 0 | Residential | 1 | EAST BRUNSWICK | 8816 | 11 | VIVINT SOLAR | PSE&G BPU | No | Complete | 2012-07-30 | 2012-11-13 | 2012-11-23 | 2012-11-23
SRP12360 | SREC Solar | BUONO |  | 5.875 | 0 | Residential | 1 | PISCATAWAY | 8854 | 11 | VIVINT SOLAR | PSE&G BPU | No | Complete | 2012-07-30 | 2012-12-27 | 2013-01-07 | 2013-01-07
SRP12361 | SREC Solar | ARDITO |  | 4.9 | 0 | Residential | 1 | POINT PLEASANT BEACH | 8742 | 18 | CORBIN SOLAR SOLUTIONS, LLC | JCP&L | No | Complete | 2012-07-30 | 2012-10-17 | 2012-11-06 | 2012-11-06
SRP12362 | SREC Solar | SANTOS |  | 6.37 | 0 | Residential | 1 | SOUTH TOMS RIVER | 8757 | 18 | CORBIN SOLAR SOLUTIONS, LLC | JCP&L | No | Complete | 2012-07-30 | 2012-10-22 | 2012-11-13 | 2012-11-13
SRP12363 | SREC Solar | BENEDICTO |  | 4.465 | 0 | Residential | 1 | PERTH AMBOY | 8861 | 11 | VIVINT SOLAR | PSE&G BPU | No | Complete | 2012-07-30 | 2012-11-13 | 2012-12-17 | 2012-12-17
SRP12364 | SREC Solar | HITCHCOCK |  | 4.7 | 0 | Residential | 1 | AVENEL | 7001 | 11 | VIVINT SOLAR | PSE&G BPU | No | Complete | 2012-07-30 | 2013-01-17 | 2013-02-19 | 2013-02-19
SRP12365 | SREC Solar | SAUNDERS |  | 7.05 | 0 | Residential | 1 | PISCATAWAY | 8854 | 11 | VIVINT SOLAR | PSE&G BPU | No | Complete | 2012-07-30 | 2013-01-17 | 2013-01-31 | 2013-01-31
SRP12366 | SREC Solar | WEBB |  | 9.165 | 0 | Residential | 0 | PISCATAWAY | 8854 | 11 | VIVINT SOLAR | PSE&G BPU | No | Complete | 2012-07-30 | 2013-03-07 | 2013-03-19 | 2013-03-19
SRP12367 | SREC Solar | BRENNAN |  | 6.11 | 0 | Residential | 1 | WHARTON | 7885 | 3 | TRINITY HEATING AND AIR | JCP&L | No | Complete | 2012-07-30 | 2012-09-14 | 2012-09-25 | 2012-09-25
SRP12368 | SREC Solar | DAVENPORT |  | 9.4 | 0 | Residential | 1 | DELRAN | 8075 | 13 | TRINITY HEATING AND AIR | PSE&G BPU | No | Complete | 2012-07-30 | 2012-09-07 | 2012-09-19 | 2012-09-19
SRP12369 | SREC Solar | PAGNOTTA |  | 12.74 | 0 | Residential | 1 | FORKED RIVER | 8731 | 18 | EZNERGY LLC | JCP&L | No | Complete | 2012-07-30 | 2013-12-11 | 2013-12-30 | 2013-12-30
SRP12370 | SREC Solar | BROCATO |  | 9.87 | 0 | Residential | 1 | CLARK | 7066 | 10 | VIVINT SOLAR | PSE&G BPU | No | Complete | 2012-07-30 | 2013-01-16 | 2013-02-01 | 2013-02-01
SRP12371 | SREC Solar | DUTKIEWICZ |  | 7.285 | 0 | Residential | 1 | CLARK | 7066 | 10 | VIVINT SOLAR | PSE&G BPU | No | Complete | 2012-07-30 | 2013-01-17 | 2013-01-31 | 2013-01-31
SRP12373 | SREC Solar | CURCIO |  | 5.405 | 0 | Residential | 1 | CLARK | 7066 | 10 | VIVINT SOLAR | PSE&G BPU | No | Complete | 2012-07-30 | 2013-04-12 | 2013-05-01 | 2013-05-01
SRP12374 | SREC Solar | FORDER |  | 3.29 | 0 | Residential | 1 | MAYWOOD | 7607 | 7 | VIVINT SOLAR | PSE&G BPU | No | Complete | 2012-07-30 | 2012-12-18 | 2012-12-21 | 2012-12-21
SRP12375 | SREC Solar | YOCUM |  | 9.4 | 0 | Residential | 1 | EWING | 8638 | 12 | VIVINT SOLAR | PSE&G BPU | No | Complete | 2012-07-30 | 2013-02-12 | 2013-03-19 | 2013-03-19
SRP12376 | SREC Solar | WELCH |  | 3.76 | 0 | Residential | 1 | PLAINFIELD | 7063 | 10 | VIVINT SOLAR | PSE&G BPU | No | Complete | 2012-07-30 | 2013-01-22 | 2013-02-11 | 2013-02-11
SRP12377 | SREC Solar | WILLIS |  | 4.23 | 0 | Residential | 1 | CLIFTON | 7011 | 6 | VIVINT SOLAR | PSE&G BPU | No | Complete | 2012-07-30 | 2013-02-26 | 2013-03-06 | 2013-03-06
SRP12378 | SREC Solar | DIAZ |  | 4.7 | 0 | Residential | 1 | EWING | 8638 | 12 | VIVINT SOLAR | PSE&G BPU | No | Complete | 2012-07-30 | 2013-07-18 | 2013-08-15 | 2013-08-15
SRP12381 | SREC Solar | GRASSO |  | 6.97 | 0 | Residential | 1 | HOWELL | 7731 | 17 | TRINITY HEATING AND AIR | JCP&L | No | Complete | 2012-07-30 | 2012-09-28 | 2012-10-22 | 2012-10-22
SRP12382 | SREC Solar | RYAN |  | 7.05 | 0 | Residential | 1 | WESTAMPTON | 8060 | 13 | TRINITY HEATING AND AIR | PSE&G BPU | No | Complete | 2012-07-30 | 2012-12-07 | 2012-12-13 | 2012-12-13
SRP12383 | SREC Solar | WIEME |  | 3.76 | 0 | Residential | 1 | BAYVILLE | 8721 | 18 | TRINITY HEATING AND AIR | JCP&L | No | Complete | 2012-07-30 | 2012-12-04 | 2012-12-07 | 2012-12-07
SRP12384 | SREC Solar | AGUILERA |  | 7.79 | 0 | Residential | 1 | SECAUCUS | 7094 | 8 | TRINITY HEATING AND AIR | PSE&G BPU | No | Complete | 2012-07-30 | 2012-09-26 | 2012-10-11 | 2012-10-11
SRP12385 | SREC Solar | SCRIBELLITO |  | 5.88 | 0 | Residential | 1 | MANCHESTER | 8759 | 18 | ACOS ENERGY, LLC | JCP&L | No | Complete | 2012-07-30 | 2013-06-21 | 2013-06-25 | 2013-06-25
SRP12386 | SREC Solar | PISCATORE |  | 4.32 | 0 | Residential | 1 | MANCHESTER | 8057 | 13 | ACOS ENERGY, LLC | JCP&L | No | Complete | 2012-07-30 | 2012-10-19 | 2012-11-07 | 2012-11-07
SRP12387 | SREC Solar | SCHATZLE |  | 7.92 | 0 | Residential | 1 | GALLOWAY | 8205 | 19 | ALLSEASON CONSTRUCTION | AC Electric | No | Complete | 2012-07-30 | 2012-09-28 | 2012-10-22 | 2012-10-22
SRP12388 | SREC Solar | WAHL |  | 6.24 | 0 | Residential | 1 | SMITHVILLE | 8205 | 19 | ALLSEASON CONSTRUCTION | AC Electric | No | Complete | 2012-07-30 | 2012-09-12 | 2012-10-02 | 2012-10-02
SRP12390 | SREC Solar | GUERRA |  | 7.848 | 0 | Residential | 1 | PEQUANNOCK | 7440 | 3 | RENEWERGY SOLUTIONS GROUP | JCP&L | No | Complete | 2012-07-30 | 2012-12-07 | 2012-12-13 | 2012-12-13
SRP12391 | SREC Solar | TOMALO |  | 13.965 | 0 | Residential | 1 | FORKED RIVER | 8731 | 18 | EZNERGY LLC | JCP&L | No | Complete | 2012-07-30 | 2012-10-02 | 2012-10-12 | 2012-10-12
SRP12392 | SREC Solar | MACKERS | FORKED RIVER HOUSE INC | 6.86 | 0 | Commercial | 1 | FORKED RIVER | 8731 | 18 | EZNERGY LLC | JCP&L | No | Complete | 2012-07-30 | 2012-10-02 | 2012-10-18 | 2012-10-18
SRP12393 | SREC Solar | KALOGERA |  | 5.232 | 0 | Residential | 1 | SECAUCUS | 7094 | 8 | SOLAR ENERGY WORLD-W | PSE&G BPU | No | Complete | 2012-07-30 | 2012-10-09 | 2012-10-22 | 2012-10-22
SRP12394 | SREC Solar | ZAMBRZYCKI |  | 6 | 0 | Residential | 1 | SAYREVILLE | 8879 | 11 | SOLARCITY CORPORATION | JCP&L | No | Complete | 2012-07-30 | 2013-01-22 | 2013-02-07 | 2013-02-07
SRP12395 | SREC Solar | GAMBARONY | TONY GAMP CORP | 8.064 | 0 | Commercial | 1 | POINT PLEASANT BEACH | 8742 | 18 | SUNERGY AMERICA | JCP&L | No | Complete | 2011-02-08 | 2012-08-30 | 2012-09-11 | 2012-09-11
SRP12396 | SREC Solar | BURRIS | THE FORKED RIVER HOUSE | 19.11 | 0 | Commercial | 1 | FORKED RIVER | 8731 | 18 | EZNERGY LLC | JCP&L | No | Complete | 2012-07-30 | 2013-11-20 | 2013-12-30 | 2013-12-30
SRP12397 | SREC Solar | BABB SR |  | 9.68 | 0 | Residential | 1 | THOROFARE | 8086 | 15 | SOLARCITY CORPORATION | PSE&G BPU | No | Complete | 2012-07-30 | 2013-03-05 | 2013-03-18 | 2013-03-18
SRP12398 | SREC Solar | WALLACE |  | 10.66 | 0 | Residential | 1 | SICKLERVILLE | 8081 | 14 | SOLARCITY CORPORATION | AC Electric | No | Complete | 2012-07-30 | 2013-03-12 | 2013-04-02 | 2013-04-02
SRP12399 | SREC Solar | NOVAK |  | 7.44 | 0 | Residential | 1 | LAMBERTVILLE | 8530 | 4 | SOLARCITY CORPORATION | JCP&L | No | Complete | 2012-07-30 | 2013-01-07 | 2013-02-05 | 2013-02-05
SRP12400 | SREC Solar | DERA | AJPK INC | 17.64 | 0 | Commercial | 1 | FORKED RIVER | 8731 | 18 | EZNERGY LLC | JCP&L | No | Complete | 2012-07-30 | 2013-12-20 | 2014-01-29 | 2014-01-29
SRP12401 | SREC Solar | TURITTO |  | 8.64 | 0 | Residential | 1 | SPOTSWOOD | 8884 | 11 | SOLARCITY CORPORATION | JCP&L | No | Complete | 2012-07-30 | 2013-03-29 | 2013-04-17 | 2013-04-17
SRP12402 | SREC Solar | WEINSTEIN |  | 4.56 | 0 | Residential | 1 | ALLENTOWN | 8501 | 17 | SOLARCITY CORPORATION | JCP&L | No | Complete | 2012-07-30 | 2012-12-12 | 2012-12-20 | 2012-12-20
SRP12403 | SREC Solar | CHALECKI | THE GROOMING SHOP | 6.37 | 0 | Commercial | 1 | FORKED RIVER | 8731 | 18 | EZNERGY LLC | JCP&L | No | Complete | 2012-07-30 | 2013-12-20 | 2014-01-09 | 2014-01-09
SRP12404 | SREC Solar | HINKELBEIN | ART HINKELBEIN MARTIAL ARTS | 4.9 | 0 | Commercial | 1 | FORKED RIVER | 8731 | 18 | EZNERGY LLC | JCP&L | No | Complete | 2012-07-30 | 2013-12-20 | 2014-01-09 | 2014-01-09
SRP12405 | SREC Solar | BERG |  | 4.32 | 0 | Residential | 1 | GALLOWAY | 8205 | 19 | ALLSEASON CONSTRUCTION | AC Electric | No | Complete | 2012-07-30 | 2012-11-15 | 2012-11-21 | 2012-11-21
SRP12406 | SREC Solar | HENDRICKS |  | 9.6 | 0 | Residential | 1 | SNITHVILLE | 8205 | 19 | ALLSEASON CONSTRUCTION | AC Electric | No | Complete | 2012-07-30 | 2013-01-24 | 2013-02-13 | 2013-02-13
SRP12407 | SREC Solar | TERMINI | TERMINI NUTRITION CENTER | 9.065 | 0 | Commercial | 1 | FORKED RIVER | 8731 | 18 | EZNERGY LLC | JCP&L | No | Complete | 2012-07-30 | 2013-12-17 | 2014-01-06 | 2014-01-06
SRP12408 | SREC Solar | COOKE JR. |  | 7.755 | 0 | Residential | 1 | PISCATAWAY | 8854 | 11 | TRINITY HEATING AND AIR | PSE&G BPU | No | Complete | 2012-07-30 | 2012-08-14 | 2013-01-21 | 2013-01-21
SRP12409 | SREC Solar | MAGUIRE |  | 3.055 | 0 | Residential | 1 | BORDENTOWN | 8505 | 13 | TRINITY HEATING AND AIR | PSE&G BPU | No | Complete | 2012-07-30 | 2012-09-14 | 2012-09-25 | 2012-09-25
SRP12410 | SREC Solar | SWEET |  | 9.4 | 0 | Residential | 1 | JACKSON | 8527 | 18 | TRINITY HEATING AND AIR | JCP&L | No | Complete | 2012-07-30 | 2012-08-13 | 2012-08-22 | 2012-08-22
SRP12412 | SREC Solar | AGARWAL |  | 8.46 | 0 | Residential | 1 | MARLBORO | 7746 | 17 | TRINITY HEATING AND AIR | JCP&L | No | Complete | 2012-07-30 | 2012-09-07 | 2012-09-19 | 2012-09-19
SRP12413 | SREC Solar | BIRNBAUM |  | 6.24 | 0 | Residential | 1 | MANALAPAN | 7726 | 17 | SOLARCITY CORPORATION | JCP&L | No | Complete | 2012-07-30 | 2012-12-17 | 2012-12-21 | 2012-12-21
SRP12414 | SREC Solar | VOGEL |  | 7.52 | 0 | Residential | 1 | RED BANK | 7701 | 17 | TRINITY HEATING AND AIR | JCP&L | No | Complete | 2012-07-30 | 2012-08-10 | 2012-08-21 | 2012-08-21
SRP12415 | SREC Solar | RUSSO |  | 6.58 | 0 | Residential | 1 | WASHINGTON | 7676 | 7 | TRINITY HEATING AND AIR | PSE&G BPU | No | Complete | 2012-07-30 | 2013-04-01 | 2013-04-22 | 2013-04-22
SRP12416 | SREC Solar | DRESNER |  | 10.92 | 0 | Residential | 1 | BERNARDS | 7920 | 5 | SOLARCITY CORPORATION | JCP&L | No | Complete | 2012-07-30 | 2013-01-04 | 2013-01-25 | 2013-01-25
SRP12417 | SREC Solar | YUCHT |  | 6.58 | 0 | Residential | 1 | JACKSON | 8527 | 18 | TRINITY HEATING AND AIR | JCP&L | No | Complete | 2012-07-30 | 2012-08-23 | 2012-09-06 | 2012-09-06
SRP12418 | SREC Solar | MEINGA |  | 5.76 | 0 | Residential | 1 | JERSEY CITY | 7304 | 8 | SOLARCITY CORPORATION | PSE&G BPU | No | Complete | 2012-07-30 | 2013-09-09 | 2013-09-19 | 2013-09-19
SRP12419 | SREC Solar | MALEC |  | 7.285 | 0 | Residential | 1 | WEST WINDSOR | 8550 | 12 | TRINITY HEATING AND AIR | JCP&L | No | Complete | 2012-07-30 | 2012-10-10 | 2012-10-26 | 2012-10-26
SRP12420 | SREC Solar | SOLKOWITZ |  | 6.815 | 0 | Residential | 1 | LAKEWOOD | 8701 | 18 | TRINITY HEATING AND AIR | JCP&L | No | Complete | 2012-08-20 | 2012-08-30 | 2012-10-03 | 2012-10-03
SRP12421 | SREC Solar | LORENZO |  | 4.1 | 0 | Residential | 1 | LAKEHURST | 8733 | 18 | TRINITY HEATING AND AIR | JCP&L | No | Complete | 2012-07-30 | 2012-12-07 | 2012-12-12 | 2012-12-12
SRP12422 | SREC Solar | CZERWINSKI |  | 3.76 | 0 | Residential | 1 | NEPTUNE | 7753 | 17 | TRINITY HEATING AND AIR | JCP&L | No | Complete | 2012-07-30 | 2012-09-19 | 2012-10-11 | 2012-10-11
SRP12423 | SREC Solar | FARROW |  | 13.44 | 0 | Residential | 1 | MANTUA | 8051 | 15 | RCL ENTERPRISES INC. | AC Electric | No | Complete | 2012-07-30 | 2012-11-13 | 2012-11-23 | 2012-11-23
SRP12426 | SREC Solar | RAINER |  | 7.755 | 0 | Residential | 1 | SOUTHAMPTON | 8088 | 13 | SUNGEVITY, INC. | PSE&G BPU | No | Complete | 2012-07-30 | 2012-12-12 | 2012-12-20 | 2012-12-20
SRP12428 | SREC Solar | THEES |  | 4.51 | 0 | Residential | 1 | BEACHWOOD | 8722 | 18 | TRINITY HEATING AND AIR | JCP&L | No | Complete | 2012-07-30 | 2012-08-20 | 2012-08-27 | 2012-08-27
SRP12430 | SREC Solar | OSBORNE |  | 5.17 | 0 | Residential | 1 | TOMS RIVER | 8753 | 18 | TRINITY HEATING AND AIR | JCP&L | No | Complete | 2012-07-30 | 2012-10-19 | 2012-11-07 | 2012-11-07
SRP12431 | SREC Solar | DELLAVELLA |  | 18.72 | 0 | Residential | 1 | WHITING | 8759 | 18 | TRINITY HEATING AND AIR | JCP&L | No | Complete | 2012-07-30 | 2012-11-13 | 2012-11-23 | 2012-11-23
SRP12433 | SREC Solar | HANDLOWITCH |  | 7.68 | 0 | Residential | 1 | HOLLY LAKE HARBOR | 8087 | 18 | ALTERIS RENEWABLES DBA REAL GOODS SOLAR | AC Electric | No | Complete | 2012-07-30 | 2013-10-21 | 2013-10-28 | 2013-10-28
SRP12434 | SREC Solar | VAN NAME |  | 4.56 | 0 | Residential | 0 | BEACH HAVEN | 8008 | 18 | NJ SENSIBLE SOLAR | AC Electric | No | Complete | 2012-07-30 | 2013-04-01 | 2013-04-17 | 2013-04-17
SRP12435 | SREC Solar | PRASAD |  | 24.75 | 0 | Residential | 0 | TOMS RIVER | 8753 | 18 | SEA BRIGHT SOLAR, LLC | JCP&L | No | Complete | 2012-07-30 | 2013-02-22 | 2013-02-27 | 2013-02-27
SRP12436 | SREC Solar | ROSARIO |  | 6.615 | 0 | Residential | 1 | ALLOWAY | 8001 | 16 | GO SOLAR ELECTRIC, LLC | AC Electric | No | Complete | 2012-07-30 | 2013-03-25 | 2013-04-02 | 2013-04-02
SRP12437 | SREC Solar | JAEGER |  | 7.05 | 0 | Residential | 1 | WESTWOOD | 7675 | 7 | HIGHLANDS SOLAR ELECTRIC CO, LLC | PSE&G BPU | No | Complete | 2012-07-30 | 2012-09-26 | 2012-10-11 | 2012-10-11
SRP12438 | SREC Solar | ATKINSON |  | 6.48 | 0 | Residential | 1 | CAPE MAY COURT HOUSE | 8210 | 21 | ALLSEASON CONSTRUCTION | AC Electric | No | Complete | 2012-07-30 | 2013-08-14 | 2013-08-20 | 2013-08-20
SRP12439 | SREC Solar | GILLIAM JR |  | 8.16 | 0 | Residential | 1 | NORTH CAPE MAY | 8204 | 21 | ALLSEASON CONSTRUCTION | AC Electric | No | Complete | 2012-07-30 | 2013-08-22 | 2013-08-28 | 2013-08-28
SRP12440 | SREC Solar | PLUMMER |  | 13.44 | 0 | Residential | 1 | EGG HARBOR TWP | 8234 | 19 | ALLSEASON CONSTRUCTION | AC Electric | No | Complete | 2012-07-30 | 2012-12-06 | 2012-12-13 | 2012-12-13
SRP12441 | SREC Solar | DUNN |  | 7.92 | 0 | Residential | 1 | GALLOWAY | 8205 | 19 | ALLSEASON CONSTRUCTION | AC Electric | No | Complete | 2012-07-30 | 2012-10-02 | 2012-10-22 | 2012-10-22
SRP12444 | SREC Solar | GRECO |  | 19 | 0 | Residential | 1 | CREAM RIDGE | 8514 | 17 | TRINITY HEATING AND AIR | JCP&L | No | Complete | 2012-07-30 | 2012-09-24 | 2012-10-12 | 2012-10-12
SRP12446 | SREC Solar | FERRARO |  | 4.92 | 0 | Residential | 1 | MANCHESTER | 8759 | 18 | TRINITY HEATING AND AIR | JCP&L | No | Complete | 2012-07-30 | 2012-09-13 | 2012-10-01 | 2012-10-01
SRP12447 | SREC Solar | SIEK |  | 4.935 | 0 | Residential | 1 | MANAHAWKIN | 8050 | 18 | TRINITY HEATING AND AIR | AC Electric | No | Complete | 2012-07-30 | 2012-10-10 | 2012-10-25 | 2012-10-25
SRP12448 | SREC Solar | PETRACCA |  | 5.64 | 0 | Residential | 1 | CLARK | 7066 | 10 | VIVINT SOLAR | PSE&G BPU | No | Complete | 2012-07-30 | 2013-01-18 | 2013-01-31 | 2013-01-31
SRP12450 | SREC Solar | SCANDARIATO |  | 5.76 | 0 | Residential | 1 | MIDDLETOWN | 7748 | 17 | RELIABLE POWER SERVICES, INC. | JCP&L | No | Complete | 2012-07-30 | 2012-10-25 | 2012-11-08 | 2012-11-08
SRP12452 | SREC Solar | TANG |  | 6.54 | 0 | Residential | 1 | PISCATAWAY | 8854 | 11 | AMERICAN RENEWABLE ENERGY, INC | PSE&G BPU | No | Complete | 2012-07-30 | 2013-01-22 | 2013-02-11 | 2013-02-11
SRP12454 | SREC Solar | LUCKS |  | 10 | 0 | Residential | 1 | JACKSON | 8527 | 18 | TRINITY HEATING AND AIR | JCP&L | No | Complete | 2012-07-30 | 2012-10-05 | 2012-11-29 | 2012-11-29
SRP12455 | SREC Solar | FORMICHELLA |  | 3.76 | 0 | Residential | 0 | SHIP BOTTOM | 8008 | 18 | TRINITY HEATING AND AIR | AC Electric | No | Complete | 2012-07-30 | 2012-11-09 | 2012-11-23 | 2012-11-23
SRP12456 | SREC Solar | SHARPLES-FORMICHELLA |  | 9.165 | 0 | Residential | 1 | MANTOLOKING | 8738 | 18 | TRINITY HEATING AND AIR | JCP&L | No | Complete | 2012-07-30 | 2014-03-21 | 2014-05-13 | 2014-05-13
SRP12457 | SREC Solar | WATKINS |  | 3.055 | 0 | Residential | 1 | BLOOMFIELD | 7003 | 9 | VIVINT SOLAR | PSE&G BPU | No | Complete | 2012-07-30 | 2013-03-07 | 2013-03-19 | 2013-03-19
SRP12459 | SREC Solar | DUBBOLLA |  | 3.525 | 0 | Residential | 1 | EAST BRUNSWICK | 8816 | 11 | VIVINT SOLAR | PSE&G BPU | No | Complete | 2012-07-30 | 2013-03-12 | 2013-03-19 | 2013-03-19
SRP12460 | SREC Solar | SCHOENBORN |  | 3.29 | 0 | Residential | 1 | MAYWOOD | 7607 | 7 | VIVINT SOLAR | PSE&G BPU | No | Complete | 2012-07-30 | 2013-01-08 | 2013-01-29 | 2013-01-29
SRP12462 | SREC Solar | GERBER |  | 3.29 | 0 | Residential | 1 | SOUTH PLAINFIELD | 7080 | 11 | VIVINT SOLAR | PSE&G BPU | No | Complete | 2012-07-30 | 2013-04-22 | 2013-05-03 | 2013-05-03
SRP12463 | SREC Solar | FINKLESTEIN |  | 9.87 | 0 | Residential | 1 | OLDWICK | 8858 | 4 | VIVINT SOLAR | JCP&L | No | Complete | 2012-07-30 | 2013-07-02 | 2013-08-15 | 2013-08-15
SRP12466 | SREC Solar | WELCH |  | 3.995 | 0 | Residential |  | PLAINFIELD | 7063 | 10 | VIVINT SOLAR | PSE&G BPU | No | Complete | 2012-07-30 | 2013-01-22 | 2013-02-19 | 2013-02-19
SRP12467 | SREC Solar | DOUGHERTY |  | 7.92 | 0 | Residential | 1 | OCEAN | 7712 | 17 | RELIABLE POWER SERVICES, INC. | JCP&L | No | Complete | 2012-07-30 | 2012-09-10 | 2012-09-14 | 2012-09-14
SRP12469 | SREC Solar | GRAY |  | 6.58 | 0 | Residential | 1 | PISCATAWAY | 8854 | 11 | VIVINT SOLAR | PSE&G BPU | No | Complete | 2012-07-30 | 2013-01-02 | 2013-01-17 | 2013-01-17
SRP12470 | SREC Solar | DESMOND |  | 8.8 | 0 | Residential | 1 | CRANBURY | 8512 | 11 | SOLARCITY CORPORATION | JCP&L | No | Complete | 2012-07-30 | 2012-12-04 | 2012-12-07 | 2012-12-07
SRP12472 | SREC Solar | EMMETT |  | 8.64 | 0 | Residential | 1 | WOOLWICH TOWNSHIP | 8085 | 15 | SOLARCITY CORPORATION | AC Electric | No | Complete | 2012-07-30 | 2013-03-29 | 2013-05-01 | 2013-05-01
SRP12473 | SREC Solar | RAHMANI |  | 6.48 | 0 | Residential | 1 | NORTH BRUNSWICK | 8902 | 11 | SOLARCITY CORPORATION | PSE&G BPU | No | Complete | 2012-07-30 | 2013-04-05 | 2013-04-25 | 2013-04-25
SRP12474 | SREC Solar | RADD |  | 6.96 | 0 | Residential | 1 | EDISON | 8817 | 11 | SOLARCITY CORPORATION | PSE&G BPU | No | Complete | 2012-07-30 | 2013-04-03 | 2013-04-22 | 2013-04-22
SRP12475 | SREC Solar | PANDYA |  | 5.04 | 0 | Residential | 1 | HACKETTSTOWN | 7840 | 2 | SOLARCITY CORPORATION | JCP&L | No | Complete | 2012-07-30 | 2013-03-06 | 2013-03-18 | 2013-03-18
SRP12476 | SREC Solar | KUMAR |  | 4.16 | 0 | Residential | 1 | NEW PROVIDENCE | 7974 | 10 | SOLARCITY CORPORATION | JCP&L | No | Complete | 2012-07-30 | 2013-04-09 | 2013-05-14 | 2013-05-14
SRP12477 | SREC Solar | MILLER |  | 5.28 | 0 | Residential | 1 | SICKLERVILLE | 8081 | 14 | SOLARCITY CORPORATION | AC Electric | No | Complete | 2012-07-30 | 2013-06-07 | 2013-06-13 | 2013-06-13
SRP12478 | SREC Solar | WILCHES |  | 3.12 | 0 | Residential | 1 | NUTLEY | 7110 | 9 | SOLARCITY CORPORATION | PSE&G BPU | No | Complete | 2012-07-30 | 2013-04-09 | 2013-04-26 | 2013-04-26
SRP12479 | SREC Solar | SIDDIQUE |  | 5.76 | 0 | Residential | 1 | AVENEL | 7001 | 11 | SOLARCITY CORPORATION | PSE&G BPU | No | Complete | 2012-07-30 | 2013-03-12 | 2013-04-24 | 2013-04-24
SRP12480 | SREC Solar | GAIL |  | 6.96 | 0 | Residential | 1 | BARNEGAT | 8005 | 18 | RELIABLE POWER SERVICES, INC. | JCP&L | No | Complete | 2012-07-30 | 2013-01-28 | 2013-02-12 | 2013-02-12
SRP12481 | SREC Solar | COCHRAN |  | 6.24 | 0 | Residential | 1 | TOMS RIVER | 8753 | 18 | RELIABLE POWER SERVICES, INC. | JCP&L | No | Complete | 2012-07-30 | 2012-10-02 | 2012-10-18 | 2012-10-18
SRP12482 | SREC Solar | MORRIS |  | 4.32 | 0 | Residential | 1 | LAKEHURST | 8733 | 18 | RELIABLE POWER SERVICES, INC. | JCP&L | No | Complete | 2012-07-30 | 2012-10-02 | 2012-10-18 | 2012-10-18
SRP12483 | SREC Solar | JANTZ-NOBLES |  | 5.28 | 0 | Residential | 1 | FORKED RIVER | 8731 | 18 | RELIABLE POWER SERVICES, INC. | JCP&L | No | Complete | 2012-07-30 | 2012-09-10 | 2012-09-28 | 2012-09-28
SRP12484 | SREC Solar | OLEJARCZYK |  | 4.32 | 0 | Residential | 1 | TOMS RIVER | 8755 | 18 | RELIABLE POWER SERVICES, INC. | JCP&L | No | Complete | 2012-07-30 | 2012-10-03 | 2012-10-22 | 2012-10-22
SRP12485 | SREC Solar | RIZZO |  | 7.92 | 0 | Residential | 1 | JAMESBURG | 8831 | 11 | RELIABLE POWER SERVICES, INC. | PSE&G BPU | No | Complete | 2012-07-30 | 2012-08-16 | 2012-08-27 | 2012-08-27
SRP12486 | SREC Solar | DAUGHTRY |  | 6 | 0 | Residential | 1 | ALLENTOWN | 8501 | 17 | SOLARCITY CORPORATION | PSE&G BPU | No | Complete | 2012-07-30 | 2013-01-04 | 2013-01-21 | 2013-01-21
SRP12487 | SREC Solar | BROWN |  | 4.32 | 0 | Residential | 1 | PATERSON | 7524 | 6 | SOLARCITY CORPORATION | PSE&G BPU | No | Complete | 2012-12-03 | 2013-07-03 | 2013-07-09 | 2013-07-09
SRP12488 | SREC Solar | GROSS | BRITANNICA HOME FASHIONS | 106.08 | 0 | Commercial | 1 | BRANCHBURG | 8876 | 5 | RENEWABLE POWER | PSE&G BPU | No | Complete | 2012-07-30 | 2012-09-07 | 2012-10-03 | 2012-10-03
SRP12489 | SREC Solar | BRAVERMEN |  | 7.82 | 0 | Residential | 1 | SOMERSET | 8873 | 5 | GEOGENIX | PSE&G BPU | No | Complete | 2012-07-30 | 2013-02-25 | 2013-03-06 | 2013-03-06
SRP12490 | SREC Solar | KATZ |  | 6.54 | 0 | Residential | 1 | CRANFORD | 7016 | 10 | GEOGENIX | PSE&G BPU | No | Complete | 2012-07-30 | 2013-05-28 | 2013-05-31 | 2013-05-31
SRP12491 | SREC Solar | ROEBUCK |  | 4.32 | 0 | Residential |  | MAPLEWOOD | 7040 | 9 | ALTERNATIVE LIGHT & ENERGY SOLUTIONS | PSE&G BPU | No | Complete | 2012-07-30 | 2013-02-11 | 2013-02-25 | 2013-02-25
SRP12492 | SREC Solar | LOCKLEAR |  | 6.58 | 0 | Residential | 1 | DELANCO | 8075 | 13 | TRINITY HEATING AND AIR | PSE&G BPU | No | Complete | 2012-07-30 | 2013-01-15 | 2013-02-06 | 2013-02-06
SRP12494 | SREC Solar | AGUSTIN |  | 7.05 | 0 | Residential | 1 | BAYVILLE | 8721 | 18 | TRINITY HEATING AND AIR | JCP&L | No | Complete | 2012-07-30 | 2013-01-28 | 2013-02-05 | 2013-02-05
SRP12495 | SREC Solar | WILLIAMS |  | 8.16 | 0 | Residential | 1 | MANCHESTER | 8759 | 18 | RELIABLE POWER SERVICES, INC. | Not Known | No | Complete | 2012-07-30 | 2012-10-03 | 2012-10-25 | 2012-10-25
SRP12496 | SREC Solar | PERELLA |  | 1.5 | 0 | Residential | 1 | BRIDGETON | 8302 | 20 | RCL ENTERPRISES INC. | AC Electric | No | Complete | 2012-07-30 | 2012-09-17 | 2012-10-16 | 2012-10-16
SRP12498 | SREC Solar | LEWIS |  | 7.755 | 0 | Residential | 0 | SOUTHAMPTON | 8088 | 13 | RAYNOR ELECTRIC | PSE&G BPU | No | Complete | 2012-07-30 | 2012-08-20 | 2012-10-12 | 2012-10-12
SRP12499 | SREC Solar | HOOPER |  | 4.08 | 0 | Residential | 1 | BERLIN | 8009 | 14 | ALLSEASON CONSTRUCTION | AC Electric | No | Complete | 2012-07-30 | 2013-04-12 | 2013-04-26 | 2013-04-26
SRP12500 | SREC Solar | LEWIS |  | 7.755 | 0 | Residential | 0 | SOUTHAMPTON | 8088 | 13 | RAYNOR ELECTRIC | PSE&G BPU | No | Complete | 2012-07-30 | 2012-08-20 | 2012-10-12 | 2012-10-12
SRP12501 | SREC Solar | STROBES | SOMERSET COUNTY VO-TECH SCHOOL | 835.78 | 0 | School Other | 1 | BRIDGEWATER | 8807 | 5 | POWER PARTNERS MASTEC LLC | PSE&G BPU | No | Complete | 2012-07-30 | 2014-01-10 | 2014-02-20 | 2014-02-20
SRP12502 | SREC Solar | FREIREICH |  | 11.75 | 0 | Residential | 1 | LIVINGSTON | 7039 | 9 | GEOSCAPE SOLAR, LLC | PSE&G BPU | No | Complete | 2012-07-30 | 2013-03-05 | 2013-03-18 | 2013-03-18
SRP12503 | SREC Solar | NOCELLA | SUSSEX COUNTY COMMUNITY COLLEGE | 363.66 | 0 | School Other | 1 | NEWTON | 7860 | 1 | SUNLIGHT GENERAL CAPITAL LLC | JCP&L | No | Complete | 2012-07-30 | 2014-03-10 | 2014-04-11 | 2014-04-11
SRP12504 | SREC Solar | SCHREIN | SOMERSET ENVIRONMENTAL EDU | 41.86 | 0 | Government Facility | 1 | BASKING RIDGE | 7920 | 5 | POWER PARTNERS MASTEC LLC | JCP&L | No | Complete | 2012-07-30 | 2013-04-30 | 2013-05-14 | 2013-05-14
SRP12505 | SREC Solar | VANDARHOOF | MORRIS COUNTY COMMUNITY COLLEGE | 3435.85 | 0 | School Other | 1 | RANDOLPH | 7869 | 3 | POWER PARTNERS MASTEC LLC | JCP&L | No | Complete | 2012-07-30 | 2014-02-19 | 2014-04-11 | 2014-04-11
SRP12506 | SREC Solar | MEMOLI | JOINT PUBLIC WORKS FACILITY | 171.81 | 0 | Government Facility | 1 | BRIDGEWATER | 8807 | 5 | POWER PARTNERS MASTEC LLC | PSE&G BPU | No | Complete | 2012-07-30 | 2013-06-14 | 2013-06-24 | 2013-06-24
SRP12507 | SREC Solar | NOCELLA | SUSSEX COUNTY COMMUNITY COLLEGE | 303.05 | 0 | School Other | 1 | NEWTON | 7860 | 1 | SUNLIGHT GENERAL CAPITAL LLC | JCP&L | No | Complete | 2012-07-30 | 2014-03-10 | 2014-04-17 | 2014-04-17
SRP12508 | SREC Solar | NOCELLA | SUSSEX COUNTY COMMUNITY COLLEGE | 231.77 | 0 | School Other | 1 | NEWTON | 7860 | 1 | SUNLIGHT GENERAL CAPITAL LLC | JCP&L | No | Complete | 2012-07-30 | 2014-03-10 | 2014-04-15 | 2014-04-15
SRP12509 | SREC Solar | NOCELLA | SUSSEX CTY COMM. COLLEGE (BLDG D) | 202.675 | 0 | School Other | 1 | NEWTON | 7860 | 1 | SUNLIGHT GENERAL CAPITAL LLC | JCP&L | No | Complete | 2012-07-30 | 2014-03-27 | 2014-04-15 | 2014-04-15
SRP12510 | SREC Solar | BADHAN |  | 7.848 | 0 | Residential | 1 | HILLSBOROUGH | 8844 | 5 | SEA BRIGHT SOLAR, LLC | PSE&G BPU | No | Complete | 2012-08-06 | 2013-01-25 | 2013-02-12 | 2013-02-12
SRP12511 | SREC Solar | JOHNSON |  | 6.84 | 0 | Residential | 1 | FORKED RIVER | 8731 | 18 | TRINITY HEATING AND AIR | JCP&L | No | Complete | 2012-08-06 | 2012-08-22 | 2012-09-06 | 2012-09-06
SRP12512 | SREC Solar | HOROWITZ |  | 8.2 | 0 | Residential | 1 | MONROE | 8831 | 11 | TRINITY HEATING AND AIR | JCP&L | No | Complete | 2012-08-06 | 2012-10-25 | 2012-12-17 | 2012-12-17
SRP12513 | SREC Solar | LUBACH |  | 6.11 | 0 | Residential | 0 | FREEHOLD | 8527 | 18 | TRINITY HEATING AND AIR | JCP&L | No | Complete | 2012-08-06 | 2013-01-22 | 2013-02-07 | 2013-02-07
SRP12514 | SREC Solar | SULLIVAN |  | 8.225 | 0 | Residential | 1 | BORDENTOWN | 8505 | 13 | TRINITY HEATING AND AIR | PSE&G BPU | No | Complete | 2012-08-06 | 2013-01-28 | 2013-02-12 | 2013-02-12
SRP12515 | SREC Solar | TOMARO |  | 7.68 | 0 | Residential | 1 | LITTLE EGG HARBOR | 8087 | 18 | NJR HOME SERVICES | AC Electric | No | Complete | 2012-08-06 | 2012-11-19 | 2012-11-28 | 2012-11-28
SRP12516 | SREC Solar | MEYERS |  | 7.2 | 0 | Residential | 1 | WARETOWN | 8758 | 18 | NJR HOME SERVICES | JCP&L | No | Complete | 2012-08-06 | 2012-11-19 | 2012-11-28 | 2012-11-28
SRP12517 | SREC Solar | PACO |  | 6.96 | 0 | Residential | 1 | MANAHAWKIN | 8050 | 18 | NJR HOME SERVICES | AC Electric | No | Complete | 2012-08-06 | 2012-11-29 | 2012-12-11 | 2012-12-11
SRP12518 | SREC Solar | GOLEMBIEWSKI |  | 7.848 | 0 | Residential | 1 | WEST MILFORD | 7480 | 6 | RENEWERGY SOLUTIONS GROUP | Orange & Rockland Elec | No | Complete | 2012-08-06 | 2012-11-20 | 2012-12-05 | 2012-12-05
SRP12519 | SREC Solar | TAUTE |  | 6.37 | 0 | Residential | 1 | WALL | 7719 | 17 | AMERICAN RENEWABLE ENERGY, INC | JCP&L | No | Complete | 2012-08-06 | 2013-01-28 | 2013-02-12 | 2013-02-12
SRP12521 | SREC Solar | NEVES | RANDOLPH MIDDLE SCHOOL | 86.13 | 0 | School Public K-12 | 1 | RANDOLPH | 7869 | 3 | POWER PARTNERS MASTEC LLC | JCP&L | No | Complete | 2012-08-06 | 2013-06-14 | 2013-06-24 | 2013-06-24
SRP12522 | SREC Solar | QUINN | CANFIELD SCHOOL | 73.37 | 0 | School Public K-12 | 1 | MINE HILL | 7803 | 3 | POWER PARTNERS MASTEC LLC | JCP&L | No | Complete | 2012-08-06 | 2013-06-13 | 2013-06-24 | 2013-06-24
SRP12523 | SREC Solar | GITAI |  | 9.99 | 0 | Residential | 1 | PRINCETON | 8540 | 12 | TRINITY HEATING AND AIR | PSE&G BPU | No | Complete | 2012-08-06 | 2012-09-10 | 2012-09-28 | 2012-09-28
SRP12524 | SREC Solar | NEVES | RANDOLPH MIDDLE SCHOOL | 125.565 | 0 | School Public K-12 | 1 | RANDOLPH | 7869 | 3 | POWER PARTNERS MASTEC LLC | JCP&L | No | Complete | 2012-08-06 | 2013-06-13 | 2013-06-24 | 2013-06-24
SRP12525 | SREC Solar | LIU |  | 5.17 | 0 | Residential | 1 | YARDVILLE | 8620 | 12 | TRINITY HEATING AND AIR | PSE&G BPU | No | Complete | 2012-08-06 | 2012-09-11 | 2012-09-28 | 2012-09-28
SRP12526 | SREC Solar | RITTER |  | 4.23 | 0 | Residential | 1 | SOUTHAMPTON | 8088 | 13 | TRINITY HEATING AND AIR | JCP&L | No | Complete | 2012-08-06 | 2012-09-19 | 2012-10-16 | 2012-10-16
SRP12527 | SREC Solar | NERVES | RANDOLPH HIGH SCHOOL | 588.995 | 0 | School Public K-12 | 1 | RANDOLPH | 7869 | 3 | POWER PARTNERS MASTEC LLC | JCP&L | No | Complete | 2012-08-06 | 2013-06-13 | 2013-07-08 | 2013-07-08
SRP12528 | SREC Solar | FERTIG |  | 9.4 | 0 | Residential | 1 | MONROE | 8831 | 11 | TRINITY HEATING AND AIR | JCP&L | No | Complete | 2012-08-06 | 2012-12-03 | 2012-12-07 | 2012-12-07
SRP12529 | SREC Solar | VENANZI | MONTGOMERY LOWER MIDDLE SCHOOL | 325.38 | 0 | School Public K-12 | 1 | SKILLMAN | 8558 | 5 | POWER PARTNERS MASTEC LLC | JCP&L | No | Complete | 2012-08-06 | 2013-05-30 | 2013-06-18 | 2013-06-18
SRP12530 | SREC Solar | KELLY |  | 6.46 | 0 | Residential | 1 | JACKSON | 8527 | 18 | AROSA SOLAR ENERGY, INC | JCP&L | No | Complete | 2012-08-06 | 2013-02-22 | 2013-02-28 | 2013-02-28
SRP12531 | SREC Solar | GREGORWICZ | MERCER COUNTY COMMUNITY COLLEGE | 8255.52 | 0 | School Other | 1 | WEST WINDSOR | 8690 | 12 | MASTEC RENEWABLE CONSTRUCTION INC. | PSE&G BPU | No | Complete | 2012-08-06 | 2014-02-19 | 2014-03-03 | 2014-03-03
SRP12532 | SREC Solar | GLASSBERG |  | 4.8 | 0 | Residential | 1 | METUCHEN | 8840 | 11 | SOLARCITY CORPORATION | PSE&G BPU | No | Complete | 2012-08-06 | 2013-04-22 | 2013-05-03 | 2013-05-03
SRP12533 | SREC Solar | REMPEL |  | 10.08 | 0 | Residential | 1 | MILLVILLE | 8332 | 20 | SOLARCITY CORPORATION | AC Electric | No | Complete | 2012-08-06 | 2013-03-12 | 2013-04-05 | 2013-04-05
SRP12534 | SREC Solar | ADLER |  | 8.17 | 0 | Residential | 1 | LAKEWOOD | 8701 | 18 | AROSA SOLAR ENERGY, INC | JCP&L | No | Complete | 2012-08-06 | 2012-11-05 | 2012-11-13 | 2012-11-13
SRP12535 | SREC Solar | HELKIN |  | 8.36 | 0 | Residential | 1 | JACKSON | 8527 | 18 | AROSA SOLAR ENERGY, INC | JCP&L | No | Complete | 2012-08-06 | 2012-09-17 | 2012-10-09 | 2012-10-09
SRP12536 | SREC Solar | GIANNETTI |  | 8.415 | 0 | Residential | 1 | FAIRFILE | 7004 | 9 | RCL ENTERPRISES INC. | PSE&G BPU | No | Complete | 2012-08-06 | 2012-10-03 | 2012-10-22 | 2012-10-22
SRP12537 | SREC Solar | RENZULL | MONMOUTH COUNCIL OF GIRL SCOUTS | 10.56 | 0 | Non Profit | 1 | FARMINGDALE | 7727 | 17 | MERCURY SOLAR SYSTEMS - PORT CHESTER | JCP&L | No | Complete | 2012-08-06 | 2012-12-27 | 2013-01-03 | 2013-01-03
SRP12538 | SREC Solar | INGLING |  | 9.156 | 0 | Residential | 0 | TURNERSVILLE | 8012 | 14 | GEOPEAK ENERGY LLC | PSE&G BPU | No | Complete | 2012-08-06 | 2013-01-15 | 2013-02-06 | 2013-02-06
SRP12539 | SREC Solar | DEPOLTER |  | 7.99 | 0 | Residential | 1 | SEWELL | 8080 | 15 | TRINITY HEATING AND AIR | AC Electric | No | Complete | 2012-08-06 | 2012-10-25 | 2012-11-14 | 2012-11-14
SRP12540 | SREC Solar | TEDESCO |  | 6.97 | 0 | Residential | 1 | CLIFTON | 7013 | 6 | TRINITY HEATING AND AIR | PSE&G BPU | No | Complete | 2012-08-06 | 2013-02-01 | 2013-02-27 | 2013-02-27
SRP12541 | SREC Solar | WISNIESKI |  | 4.7 | 0 | Residential | 1 | MANCHESTER | 8759 | 18 | TRINITY HEATING AND AIR | JCP&L | No | Complete | 2012-08-06 | 2012-09-28 | 2012-10-22 | 2012-10-22
SRP12542 | SREC Solar | SAUMA | INTERNATIONAL AMERICAN SUPERMAR | 28.2 | 0 | Residential | 0 | PISCATAWAY | 8854 | 11 | TRINITY HEATING AND AIR | PSE&G BPU | No | Complete | 2012-08-06 | 2012-09-12 | 2012-10-03 | 2012-10-03
SRP12543 | SREC Solar | ROUNDTREE |  | 4.41 | 0 | Residential | 1 | RED BANK | 7701 | 17 | SUNGEVITY, INC. | JCP&L | No | Complete | 2012-08-06 | 2012-11-05 | 2012-11-14 | 2012-11-14
SRP12544 | SREC Solar | BARNISH | WP PROPERTIES | 178.08 | 0 | Commercial | 1 | DENVILLE | 7834 | 3 | RENEWABLE POWER | JCP&L | No | Complete | 2012-08-06 | 2013-08-14 | 2013-08-20 | 2013-08-20
SRP12545 | SREC Solar | BARNISH | WP PROPERTIES | 84 | 0 | Commercial | 1 | DENVILLE | 7834 | 3 | RENEWABLE POWER | JCP&L | No | Complete | 2012-08-06 | 2013-07-15 | 2013-07-17 | 2013-07-17
SRP12546 | SREC Solar | BARNISH | WP PROPERTIES/ NEWBURG 59 LLC | 184.8 | 0 | Commercial | 1 | HACKETTSTOWN | 7840 | 2 | RENEWABLE POWER | JCP&L | No | Complete | 2012-10-09 | 2013-07-16 | 2013-07-19 | 2013-07-19
SRP12547 | SREC Solar | HAIGH |  | 12.96 | 0 | Residential | 1 | CLYATON | 8312 | 15 | SOLARCITY CORPORATION | AC Electric | No | Complete | 2012-08-06 | 2013-03-28 | 2013-04-16 | 2013-04-16
SRP12548 | SREC Solar | MERRITT |  | 7.92 | 0 | Residential | 1 | SWEDESBORO | 8085 | 15 | SOLARCITY CORPORATION | AC Electric | No | Complete | 2012-08-06 | 2012-12-13 | 2013-01-02 | 2013-01-02
SRP12549 | SREC Solar | SINGH |  | 6.48 | 0 | Residential | 1 | SICKERLERVILLE | 8081 | 14 | SOLARCITY CORPORATION | AC Electric | No | Complete | 2012-08-06 | 2013-03-06 | 2013-03-18 | 2013-03-18
SRP12550 | SREC Solar | DEMARS |  | 6.96 | 0 | Residential | 1 | EAST BRUNSWICK | 8816 | 11 | SOLARCITY CORPORATION | PSE&G BPU | No | Complete | 2012-08-06 | 2013-04-03 | 2013-04-22 | 2013-04-22
SRP12551 | SREC Solar | RUTH | BRIDGEWATER RARITAN REGIONAL HS | 360.47 | 0 | School Public K-12 | 1 | BRIDGEWATER | 8807 | 5 | POWER PARTNERS MASTEC LLC | PSE&G BPU | No | Complete | 2012-08-06 | 2013-06-14 | 2013-06-24 | 2013-06-24
SRP12554 | SREC Solar | MOVSHIN |  | 10 | 0 | Residential | 1 | HILLSBOROUGH | 8844 | 5 | TRINITY HEATING AND AIR | PSE&G BPU | No | Complete | 2012-08-06 | 2012-11-19 | 2012-11-28 | 2012-11-28
SRP12555 | SREC Solar | KOZAK |  | 9.156 | 0 | Residential | 1 | OAKLAND | 7436 | 7 | RENEWERGY SOLUTIONS GROUP | Orange & Rockland Elec | No | Complete | 2012-08-06 | 2013-01-11 | 2013-01-29 | 2013-01-29
SRP12556 | SREC Solar | THOMAS |  | 11.04 | 0 | Residential | 1 | MEDFORD | 8055 | 13 | GEOGENIX | AC Electric | No | Complete | 2012-08-06 | 2013-02-08 | 2013-03-19 | 2013-03-19
SRP12558 | SREC Solar | ZIFOVSKI |  | 9.36 | 0 | Residential | 1 | MONROE TWP | 8831 | 11 | ACOS ENERGY, LLC | JCP&L | No | Complete | 2012-08-06 | 2013-01-28 | 2013-02-12 | 2013-02-12
SRP12559 | SREC Solar | SINSHEIMER |  | 5.28 | 0 | Residential | 1 | BARNEGAT | 8006 | 18 | ACOS ENERGY, LLC | JCP&L | No | Complete | 2012-08-06 | 2013-05-03 | 2013-05-16 | 2013-05-16
SRP12560 | SREC Solar | GIMPEL |  | 7.2 | 0 | Residential | 1 | MANCHESTER | 8759 | 18 | ACOS ENERGY, LLC | JCP&L | No | Complete | 2012-08-06 | 2012-09-24 | 2012-10-08 | 2012-10-08
SRP12561 | SREC Solar | FOJUT | KOHL'S DEPARTMENT STORES, INC | 535.065 | 0 | Commercial | 1 | MIDDLETOWN | 7748 | 17 | NVT LICENSES LLC | JCP&L | No | Complete | 2012-08-20 | 2013-01-18 | 2013-03-05 | 2013-03-05
SRP12563 | SREC Solar | BLARR |  | 7.92 | 0 | Residential | 0 | RED BANK | 7701 | 17 | SOLAR MITE SOLUTIONS II | JCP&L | No | Complete | 2012-08-06 | 2012-10-15 | 2012-10-26 | 2012-10-26
SRP12564 | SREC Solar | SHAKAIB |  | 17.64 | 0 | Residential | 1 | JACKSON | 8527 | 18 | REC SOLAR, INC. | JCP&L | No | Complete | 2012-08-06 | 2013-05-03 | 2013-05-13 | 2013-05-13
SRP12566 | SREC Solar | FOJUT | KOHL'S DEPARTMENT STORES | 463.705 | 0 | Commercial | 1 | EAST BRUNSWICK | 8816 | 11 | NVT LICENSES LLC | PSE&G BPU | No | Complete | 2012-08-06 | 2012-10-11 | 2012-11-08 | 2012-11-08
SRP12568 | SREC Solar | POWERS |  | 8.46 | 0 | Residential | 1 | MATAWAN | 7747 | 17 | TRINITY HEATING AND AIR | JCP&L | No | Complete | 2012-08-06 | 2012-12-12 | 2012-12-20 | 2012-12-20
SRP12569 | SREC Solar | FEDAK |  | 6.345 | 0 | Residential | 1 | BAYVILLE | 8721 | 18 | TRINITY HEATING AND AIR | JCP&L | No | Complete | 2012-08-06 | 2012-12-03 | 2012-12-12 | 2012-12-12
SRP12570 | SREC Solar | COOPER |  | 6.58 | 0 | Residential | 1 | PISCATAWAY | 8854 | 11 | VIVINT SOLAR | PSE&G BPU | No | Complete | 2012-08-06 | 2013-01-14 | 2013-02-01 | 2013-02-01
SRP12571 | SREC Solar | VANDERGROEF |  | 25.2 | 0 | Non Profit | 1 | SUSSEX | 7461 | 1 | EAST COAST ALTERNATIVE ENERGY | JCP&L | No | Complete | 2012-08-06 | 2013-03-14 | 2013-04-01 | 2013-04-01
SRP12573 | SREC Solar | HARPER |  | 4.935 | 0 | Residential | 1 | PISCATAWAY | 8854 | 11 | VIVINT SOLAR | PSE&G BPU | No | Complete | 2012-08-06 | 2013-03-07 | 2013-03-20 | 2013-03-20
SRP12574 | SREC Solar | MOSKAL |  | 5.17 | 0 | Residential | 1 | SOUTH AMBOY | 8879 | 11 | VIVINT SOLAR | JCP&L | No | Complete | 2012-08-06 | 2013-03-04 | 2013-03-14 | 2013-03-14
SRP12575 | SREC Solar | WASHBURN |  | 11.04 | 0 | Residential | 1 | WANTAGE | 7461 | 1 | EAST COAST ALTERNATIVE ENERGY | JCP&L | No | Complete | 2012-08-06 | 2013-02-27 | 2013-03-14 | 2013-03-14
SRP12576 | SREC Solar | KNIGHTON |  | 13.734 | 0 | Residential | 1 | PEQUANNOCK | 7440 | 3 | RENEWERGY SOLUTIONS GROUP | JCP&L | No | Complete | 2012-08-06 | 2012-12-03 | 2012-12-12 | 2012-12-12
SRP12577 | SREC Solar | NAPOLITANO |  | 7.5 | 0 | Residential | 1 | MANCHESTER | 8759 | 18 | TRINITY HEATING AND AIR | JCP&L | No | Complete | 2012-08-06 | 2012-08-30 | 2012-09-14 | 2012-09-14
SRP12578 | SREC Solar | BONALES |  | 5.28 | 0 | Residential | 1 | EGG HARBOR TWP | 8234 | 19 | ALLSEASON CONSTRUCTION | AC Electric | No | Complete | 2012-08-06 | 2013-06-05 | 2013-06-14 | 2013-06-14
SRP12579 | SREC Solar | CHAU |  | 6.58 | 0 | Residential | 1 | PISCATAWAY | 8854 | 11 | VIVINT SOLAR | PSE&G BPU | No | Complete | 2012-08-06 | 2013-03-19 | 2013-04-09 | 2013-04-09
SRP12580 | SREC Solar | SILVA |  | 3.29 | 0 | Residential | 1 | AVENEL | 7001 | 11 | VIVINT SOLAR | PSE&G BPU | No | Complete | 2012-08-06 | 2012-11-13 | 2012-11-23 | 2012-11-23
SRP12581 | SREC Solar | MURRELL |  | 6.11 | 0 | Residential | 1 | BORDENTOWN | 8505 | 13 | TRINITY HEATING AND AIR | PSE&G BPU | No | Complete | 2012-08-06 | 2012-09-19 | 2012-10-08 | 2012-10-08
SRP12582 | SREC Solar | SIKORYAK |  | 13.16 | 0 | Residential | 1 | FLEMINGTON | 8822 | 4 | TRINITY HEATING AND AIR | JCP&L | No | Complete | 2012-08-06 | 2012-10-18 | 2012-11-05 | 2012-11-05
SRP12583 | SREC Solar | GULOW |  | 9.81 | 0 | Residential | 1 | DENVILLE | 7834 | 3 | SOLAR ENERGY WORLD-W | JCP&L | No | Complete | 2012-08-06 | 2013-07-22 | 2013-07-25 | 2013-07-25
SRP12585 | SREC Solar | RAVEH |  | 10.464 | 0 | Residential | 0 | FAIRLAWN | 7410 | 7 | SOLAR ENERGY WORLD-W | PSE&G BPU | No | Complete | 2012-08-06 | 2012-08-31 | 2012-10-17 | 2012-10-17
SRP12586 | SREC Solar | BAUMANN |  | 10.29 | 0 | Residential | 0 | SUSSEX | 7461 | 1 | EAST COAST ALTERNATIVE ENERGY | JCP&L | No | Complete | 2012-08-06 | 2013-01-14 | 2013-01-31 | 2013-01-31
SRP12587 | SREC Solar | GEMMA | COLUMBIA CORPORATE CTR DEVELOPM | 111.925 | 0 | Commercial | 1 | FLORHAM PARK | 7822 | 1 | G & S INVESTORS | JCP&L | No | Complete | 2012-08-06 | 2012-12-13 | 2013-01-02 | 2013-01-02
SRP12588 | SREC Solar | PETRUCELLI |  | 5.875 | 0 | Residential | 1 | HILLSBOROUGH | 8844 | 5 | SOLARCITY CORPORATION | PSE&G BPU | No | Complete | 2012-08-06 | 2013-01-08 | 2013-01-28 | 2013-01-28
SRP12589 | SREC Solar | GERBER |  | 7.92 | 0 | Residential | 1 | ALLENTOWN | 8501 | 17 | SOLARCITY CORPORATION | PSE&G BPU | No | Complete | 2012-08-06 | 2013-01-02 | 2013-01-29 | 2013-01-29
SRP12590 | SREC Solar | PLITTMAN |  | 5.04 | 0 | Residential | 1 | ALLENTOWN | 8501 | 17 | SOLARCITY CORPORATION | PSE&G BPU | No | Complete | 2012-08-06 | 2013-03-15 | 2013-04-01 | 2013-04-01
SRP12591 | SREC Solar | GEMMA | THIRTY VREELAND ASSOCIATES | 308.55 | 0 | Commercial | 1 | FLORHAM PARK | 7932 | 3 | G & S INVESTORS | JCP&L | No | Complete | 2012-08-06 | 2013-01-28 | 2013-02-11 | 2013-02-11
SRP12592 | SREC Solar | STANLEY |  | 6.96 | 0 | Residential | 1 | COLUMBUS | 8022 | 13 | SOLARCITY CORPORATION | PSE&G BPU | No | Complete | 2012-08-06 | 2013-04-09 | 2013-04-26 | 2013-04-26
SRP12593 | SREC Solar | GROHMAN |  | 9 | 0 | Residential | 0 | OCEANPORT | 7757 | 17 | CROSS RIVER SOLAR & ENVIRO CONST., LLC | JCP&L | No | Complete | 2012-08-06 | 2013-02-06 | 2013-02-22 | 2013-02-22
SRP12594 | SREC Solar | CHEN |  | 8.4 | 0 | Residential | 1 | KENDALL PARK | 8824 | 11 | SOLARCITY CORPORATION | PSE&G BPU | No | Complete | 2012-08-06 | 2013-03-12 | 2013-03-19 | 2013-03-19
SRP12596 | SREC Solar | THOMAS |  | 6 | 0 | Residential | 1 | TOMS RIVER | 8753 | 18 | SOLARCITY CORPORATION | JCP&L | No | Complete | 2012-08-06 | 2013-05-03 | 2013-05-13 | 2013-05-13
SRP12597 | SREC Solar | KING |  | 4.32 | 0 | Residential | 1 | LANOKA HARBOR | 8734 | 18 | NJR HOME SERVICES. | JCP&L | No | Complete | 2012-08-06 | 2012-09-14 | 2012-09-25 | 2012-09-25
SRP12599 | SREC Solar | PELLEW |  | 3.995 | 0 | Residential | 1 | NORTH PLAINFIELD | 7060 | 10 | VIVINT SOLAR | PSE&G BPU | No | Complete | 2012-08-06 | 2013-03-20 | 2013-04-10 | 2013-04-10
SRP12600 | SREC Solar | WARREN |  | 10.08 | 0 | Residential | 1 | WEST LONG BRANCH | 7764 | 17 | NJR HOME SERVICES. | JCP&L | No | Complete | 2012-08-27 | 2013-03-12 | 2013-03-20 | 2013-03-20
SRP12601 | SREC Solar | DOYLE |  | 6.72 | 0 | Residential | 1 | NEPTUNE | 7753 | 17 | NJR HOME SERVICES. | JCP&L | No | Complete | 2012-08-06 | 2013-07-09 | 2013-07-12 | 2013-07-12
SRP12602 | SREC Solar | WILLIAMS | DOUGLAS CARVER COMMUNITY DEVEL | 2.4 | 0 | Commercial | 1 | ORANGE | 7050 | 9 | PRO CUSTOM SOLAR | PSE&G BPU | No | Complete | 2011-07-11 | 2012-09-13 | 2012-09-28 | 2012-09-28
SRP12603 | SREC Solar | WILLIAMS JR. | DOUGLASS CARVER COMMUNITY DEV. | 2.4 | 0 | Commercial | 0 | ORANGE | 7050 | 9 | PRO CUSTOM SOLAR | PSE&G BPU | No | Complete | 2011-07-11 | 2012-09-13 | 2012-09-28 | 2012-09-28
SRP12604 | SREC Solar | WILLIAMS JR. | DOUGLAS CARVER COMMUNITY DEVL | 2.4 | 0 | Commercial | 0 | ORANGE | 7050 | 9 | PRO CUSTOM SOLAR | PSE&G BPU | No | Complete | 2011-07-11 | 2012-09-13 | 2012-09-28 | 2012-09-28
SRP12605 | SREC Solar | WILLIAMS | DOUGLAS CARVER COMMUNITY DEVEL | 2.4 | 0 | Commercial | 1 | ORANGE | 7050 | 9 | PRO CUSTOM SOLAR | PSE&G BPU | No | Complete | 2011-07-11 | 2012-09-13 | 2012-09-28 | 2012-09-28
SRP12606 | SREC Solar | WILLIAMS | DOUGLAS CARVER COMMUNITY DEVL | 2.4 | 0 | Commercial | 0 | ORANGE | 7050 | 9 | PRO CUSTOM SOLAR | PSE&G BPU | No | Complete | 2011-07-11 | 2012-09-13 | 2012-09-28 | 2012-09-28
SRP12607 | SREC Solar | WILLIAMS | DOUGLAS CARVER COMMUNITY DEVEL | 2.4 | 0 | Commercial | 1 | ORANGE | 7050 | 9 | PRO CUSTOM SOLAR | PSE&G BPU | No | Complete | 2011-07-11 | 2012-09-13 | 2012-09-28 | 2012-09-28
SRP12608 | SREC Solar | WILLIAMS | DOUGLAS CARVER COMMUNITY DEVEL | 2.4 | 0 | Commercial | 1 | ORANGE | 7050 | 9 | PRO CUSTOM SOLAR | PSE&G BPU | No | Complete | 2011-07-11 | 2012-09-13 | 2012-09-28 | 2012-09-28
SRP12609 | SREC Solar | WILLIAMS JR. | DOUGLAS CARVER COMMUNITY DEVEL | 2.4 | 0 | Commercial | 0 | ORANGE | 7050 | 9 | PRO CUSTOM SOLAR | PSE&G BPU | No | Complete | 2011-07-11 | 2012-09-13 | 2012-09-28 | 2012-09-28
SRP12610 | SREC Solar | WILLIAMS | DOUGLAS CARVER COMMUNITY DEVEL | 2.4 | 0 | Commercial | 1 | ORANGE | 7050 | 9 | PRO CUSTOM SOLAR | PSE&G BPU | No | Complete | 2011-07-11 | 2012-09-13 | 2012-09-25 | 2012-09-25
SRP12611 | SREC Solar | WILLIAMS | DOUGLAS CARVER COMMUNITY DEVEL | 2.4 | 0 | Commercial | 1 | ORANGE | 7050 | 9 | PRO CUSTOM SOLAR | PSE&G BPU | No | Complete | 2011-07-11 | 2012-09-13 | 2012-10-11 | 2012-10-11
SRP12612 | SREC Solar | WILLIAMS | DOUGLAS CARVER COMMUNITY DEVEL | 2.4 | 0 | Commercial | 0 | ORANGE | 7050 | 9 | PRO CUSTOM SOLAR | PSE&G BPU | No | Complete | 2011-07-11 | 2012-09-13 | 2012-10-11 | 2012-10-11
SRP12613 | SREC Solar | WILLIAMS | DOUGLAS CARVER COMMUNITY DEVEL | 2.4 | 0 | Commercial | 1 | ORANGE | 7050 | 9 | PRO CUSTOM SOLAR | PSE&G BPU | No | Complete | 2011-07-11 | 2012-09-13 | 2012-10-11 | 2012-10-11
SRP12614 | SREC Solar | WILLIAMS | DOUGLAS CENTER COMMUNITY DEVEL | 2.4 | 0 | Commercial | 1 | ORANGE | 7050 | 9 | PRO CUSTOM SOLAR | PSE&G BPU | No | Complete | 2011-07-11 | 2012-09-13 | 2012-10-11 | 2012-10-11
SRP12615 | SREC Solar | WILLIAMSJR. | DOUGLAS CARVER COMMUNITY DEVEL | 2.4 | 0 | Residential | 0 | ORANGE | 7050 | 9 | PRO CUSTOM SOLAR | PSE&G BPU | No | Complete | 2011-07-11 | 2012-10-08 | 2012-10-11 | 2012-10-11
SRP12616 | SREC Solar | WILLIAMS | DOUGLAS CARVER COMMUNITY DEVEL | 2.4 | 0 | Commercial | 0 | ORANGE | 7050 | 9 | PRO CUSTOM SOLAR | PSE&G BPU | No | Complete | 2011-07-11 | 2012-09-13 | 2012-10-11 | 2012-10-11
SRP12617 | SREC Solar | WILLIAMS JR | DOUGLAS CARVER COMMUNITY DEVEL | 2.35 | 0 | Commercial | 0 | ORANGE | 7050 | 9 | PRO CUSTOM SOLAR | PSE&G BPU | No | Complete | 2011-07-11 | 2012-09-13 | 2012-10-11 | 2012-10-11
SRP12618 | SREC Solar | KIANES |  | 7.84 | 0 | Residential | 1 | PISCATAWAY | 8854 | 11 | AMERICAN RENEWABLE ENERGY, INC | PSE&G BPU | No | Complete | 2012-08-06 | 2013-01-11 | 2013-02-06 | 2013-02-06
SRP12619 | SREC Solar | SRINIVASAN |  | 5.886 | 0 | Residential | 1 | HILLSBOROUGH | 8844 | 5 | AMERICAN RENEWABLE ENERGY, INC | PSE&G BPU | No | Complete | 2012-08-06 | 2013-03-18 | 2013-04-15 | 2013-04-15
SRP12620 | SREC Solar | SEARCHWELL |  | 6.72 | 0 | Residential | 1 | BRIDGEWATER | 8807 | 5 | SOLARCITY CORPORATION | PSE&G BPU | No | Complete | 2012-08-06 | 2013-01-16 | 2013-02-01 | 2013-02-01
SRP12622 | SREC Solar | SEIDELMANN |  | 12.72 | 0 | Residential | 1 | TOMS RIVER | 8753 | 18 | SOLARCITY CORPORATION | JCP&L | No | Complete | 2012-08-06 | 2013-01-14 | 2013-01-31 | 2013-01-31
SRP12623 | SREC Solar | ZALESKI |  | 5.64 | 0 | Residential | 1 | UNION | 7083 | 10 | VIVINT SOLAR | PSE&G BPU | No | Complete | 2012-08-06 | 2012-12-27 | 2013-01-07 | 2013-01-07
SRP12627 | SREC Solar | DELP |  | 7.84 | 0 | Residential | 1 | WEST CAPE MAY | 8204 | 21 | GO SOLAR ELECTRIC, LLC | AC Electric | No | Complete | 2012-08-06 | 2013-06-21 | 2013-07-19 | 2013-07-19
SRP12629 | SREC Solar | ROBINSON | KEVON CONSTRUCTION CO | 116.64 | 0 | Commercial | 1 | PENNSAUKEN TWP | 8109 | 14 | RIO GRANDE SOLAR LLC | PSE&G BPU | No | Complete | 2012-08-06 | 2013-01-08 | 2013-01-25 | 2013-01-25
SRP12631 | SREC Solar | SMALLEY |  | 13.68 | 0 | Residential | 1 | BRIDGEWATER | 8807 | 5 | SOLARCITY CORPORATION | PSE&G BPU | No | Complete | 2012-08-06 | 2013-05-01 | 2013-05-16 | 2013-05-16
SRP12632 | SREC Solar | LERNER |  | 7.92 | 0 | Residential | 1 | EAST WINDSOR | 8512 | 11 | SOLARCITY CORPORATION | JCP&L | No | Complete | 2012-08-06 | 2012-12-14 | 2012-12-28 | 2012-12-28
SRP12633 | SREC Solar | GOLDBERG |  | 8.225 | 0 | Residential | 1 | PISCATAWAY | 8854 | 11 | VIVINT SOLAR | PSE&G BPU | No | Complete | 2012-08-06 | 2012-11-19 | 2012-11-27 | 2012-11-27
SRP12634 | SREC Solar | JONES |  | 2.585 | 0 | Residential | 1 | EWING | 8618 | 12 | VIVINT SOLAR | PSE&G BPU | No | Complete | 2012-08-06 | 2013-02-07 | 2013-02-26 | 2013-02-26
SRP12635 | SREC Solar | OBIEDZINSKI |  | 5.405 | 0 | Residential | 1 | RUTHERFORD | 7070 | 7 | VIVINT SOLAR | PSE&G BPU | No | Complete | 2012-08-06 | 2013-02-14 | 2013-02-28 | 2013-02-28
SRP12636 | SREC Solar | PATEL |  | 6.58 | 0 | Residential | 1 | PRINCETON | 8540 | 12 | TRINITY HEATING AND AIR | PSE&G BPU | No | Complete | 2012-08-06 | 2012-11-09 | 2012-11-23 | 2012-11-23
SRP12638 | SREC Solar | CORLISS |  | 5.64 | 0 | Residential | 1 | ROCHELLE PARK | 7662 | 7 | VIVINT SOLAR | PSE&G BPU | No | Complete | 2012-08-06 | 2012-12-19 | 2013-03-12 | 2013-03-12
SRP12639 | SREC Solar | CHHATWAL |  | 8.46 | 0 | Residential | 1 | MONMOUTH JCN | 8852 | 11 | TRINITY HEATING AND AIR | PSE&G BPU | No | Complete | 2012-08-06 | 2012-12-12 | 2012-12-20 | 2012-12-20
SRP12641 | SREC Solar | KORMOS |  | 10.32 | 0 | Residential | 1 | ROBBINSVILLE | 8691 | 12 | SOLARCITY CORPORATION | PSE&G BPU | No | Complete | 2012-08-06 | 2013-05-03 | 2013-05-13 | 2013-05-13
SRP12643 | SREC Solar | PUKOWSKY |  | 6 | 0 | Residential | 1 | GALLOWAY | 8205 | 19 | SOLARCITY CORPORATION | AC Electric | No | Complete | 2012-08-06 | 2013-03-28 | 2013-04-15 | 2013-04-15
SRP12644 | SREC Solar | ADAMKOWSKI |  | 6.6 | 0 | Residential | 1 | SOUTH PLAINFIELD | 7080 | 11 | SOLARCITY CORPORATION | PSE&G BPU | No | Complete | 2012-08-06 | 2013-03-29 | 2013-04-30 | 2013-04-30
SRP12646 | SREC Solar | SHAH |  | 9.36 | 0 | Residential | 1 | BRIDGEWATER | 8807 | 5 | SOLARCITY CORPORATION | JCP&L | No | Complete | 2012-08-20 | 2013-04-03 | 2013-04-17 | 2013-04-17
SRP12647 | SREC Solar | HOLZMANN |  | 9.66 | 0 | Residential | 0 | BORDENTOWN | 8505 | 13 | NEW AGE SOLAR, LLC | PSE&G BPU | No | Complete | 2012-08-06 | 2013-04-08 | 2013-04-23 | 2013-04-23
SRP12650 | SREC Solar | GELLERSTEIN |  | 10.34 | 0 | Residential | 1 | SOMERSET | 8873 | 5 | TRINITY HEATING AND AIR | PSE&G BPU | No | Complete | 2012-08-06 | 2012-12-03 | 2013-01-03 | 2013-01-03
SRP12654 | SREC Solar | EGAN |  | 6.15 | 0 | Residential | 1 | TOMS RIVER | 8757 | 18 | TRINITY HEATING AND AIR | JCP&L | No | Complete | 2012-08-06 | 2012-12-03 | 2012-12-07 | 2012-12-07
SRP12655 | SREC Solar | HOPKINS |  | 12.5 | 0 | Residential | 1 | WESTVILLE | 8093 | 15 | TRINITY HEATING AND AIR | PSE&G BPU | No | Complete | 2012-08-06 | 2013-02-26 | 2013-03-06 | 2013-03-06
SRP12658 | SREC Solar | SCHULTZ |  | 6.58 | 0 | Residential | 1 | LINDEN | 7036 | 10 | VIVINT SOLAR | PSE&G BPU | No | Complete | 2012-08-06 | 2013-03-07 | 2013-03-20 | 2013-03-20
SRP12659 | SREC Solar | ARROYO |  | 3.995 | 0 | Residential | 1 | PERTH AMBOY | 8861 | 11 | VIVINT SOLAR | PSE&G BPU | No | Complete | 2012-08-06 | 2012-12-20 | 2013-01-04 | 2013-01-04
SRP12660 | SREC Solar | VIVAR |  | 3.525 | 0 | Residential | 1 | KEARNY | 7032 | 8 | VIVINT SOLAR | PSE&G BPU | No | Complete | 2012-08-06 | 2012-10-02 | 2012-11-29 | 2012-11-29
SRP12662 | SREC Solar | HECKMAN |  | 2.35 | 0 | Residential | 1 | PISCATAWAY | 8854 | 11 | VIVINT SOLAR | PSE&G BPU | No | Complete | 2012-08-06 | 2012-12-20 | 2013-01-04 | 2013-01-04
SRP12663 | SREC Solar | MARTINEZ |  | 1.41 | 0 | Residential | 1 | BELLEVILLE | 7109 | 9 | VIVINT SOLAR | PSE&G BPU | No | Complete | 2012-08-06 | 2013-04-12 | 2013-05-01 | 2013-05-01
SRP12664 | SREC Solar | LORIA |  | 5.64 | 0 | Residential | 1 | PISCATAWAY | 8854 | 11 | VIVINT SOLAR | PSE&G BPU | No | Complete | 2012-08-06 | 2012-12-18 | 2012-12-21 | 2012-12-21
SRP12665 | SREC Solar | MASSIMINI |  | 4.8 | 0 | Residential | 1 | SWEDESBORO | 8085 | 15 | SOLARCITY CORPORATION | AC Electric | No | Complete | 2012-08-06 | 2013-01-22 | 2013-02-11 | 2013-02-11
SRP12666 | SREC Solar | LEDESMA |  | 5.64 | 0 | Residential | 1 | EAST BRUNSWICK | 8816 | 11 | VIVINT SOLAR | JCP&L | No | Complete | 2012-08-06 | 2013-05-07 | 2013-05-16 | 2013-05-16
SRP12667 | SREC Solar | SAWICKI |  | 5.886 | 0 | Residential | 1 | BELMAR | 7719 | 17 | SEA BRIGHT SOLAR, LLC | JCP&L | No | Complete | 2012-08-06 | 2012-11-21 | 2012-12-04 | 2012-12-04
SRP12668 | SREC Solar | TRIPOLOITIS |  | 10.464 | 0 | Residential | 1 | HAZLET | 7730 | 17 | SEA BRIGHT SOLAR, LLC | JCP&L | No | Complete | 2012-08-06 | 2012-11-21 | 2012-12-04 | 2012-12-04
SRP12669 | SREC Solar | BOGNAR |  | 8.64 | 0 | Residential | 1 | MONMOUTH JCT | 8852 | 11 | SOLARCITY CORPORATION | PSE&G BPU | No | Complete | 2012-08-06 | 2013-03-06 | 2013-03-18 | 2013-03-18
SRP12670 | SREC Solar | UPADHYA |  | 8.175 | 0 | Residential | 1 | HILLSBOROUGH | 8844 | 5 | SEA BRIGHT SOLAR, LLC | PSE&G BPU | No | Complete | 2012-08-06 | 2012-12-10 | 2012-12-20 | 2012-12-20
SRP12671 | SREC Solar | FRAZIER |  | 7.99 | 0 | Residential | 1 | LINDEN | 7036 | 10 | VIVINT SOLAR | PSE&G BPU | No | Complete | 2012-08-06 | 2013-08-19 | 2013-08-27 | 2013-08-27
SRP12673 | SREC Solar | SARAIYA |  | 8.175 | 0 | Residential | 1 | HILLSBOROUGH | 8844 | 5 | SEA BRIGHT SOLAR, LLC | PSE&G BPU | No | Complete | 2012-08-06 | 2013-01-04 | 2013-01-21 | 2013-01-21
SRP12674 | SREC Solar | BARNHART |  | 13.8 | 0 | Residential | 1 | NORTHFIELD | 8825 | 4 | SEA BRIGHT SOLAR, LLC | AC Electric | No | Complete | 2012-08-06 | 2013-01-04 | 2013-01-21 | 2013-01-21
SRP12675 | SREC Solar | BLUM |  | 13.8 | 0 | Residential | 1 | NORTHFIELD | 8225 | 19 | SEA BRIGHT SOLAR, LLC | AC Electric | No | Complete | 2012-08-06 | 2013-01-28 | 2013-02-12 | 2013-02-12
SRP12676 | SREC Solar | MIROS |  | 4.5 | 0 | Residential | 1 | FORKED RIVER | 8731 | 18 | ROOF DIAGNOSTICS INC | JCP&L | No | Complete | 2012-08-20 | 2013-11-19 | 2013-11-20 | 2013-11-20
SRP12677 | SREC Solar | MINKEWICS | STONYBROOK ELEMENTARY SCHOOL | 92.51 | 0 | School Public K-12 | 1 | KINNELON | 7405 | 3 | POWER PARTNERS MASTEC LLC | Unknown | No | Complete | 2012-08-20 | 2013-06-14 | 2013-07-16 | 2013-07-16
SRP12680 | SREC Solar | BRYLA |  | 7.92 | 0 | Residential | 1 | EGGS HARBOR TWP | 8234 | 19 | ACOS ENERGY, LLC | AC Electric | No | Complete | 2012-08-20 | 2013-01-28 | 2013-02-11 | 2013-02-11
SRP12681 | SREC Solar | RIGGIO |  | 4.8 | 0 | Residential | 1 | MILLVILLE | 8332 | 20 | SEA BRIGHT SOLAR, LLC | AC Electric | No | Complete | 2012-08-20 | 2012-11-26 | 2012-12-05 | 2012-12-05
SRP12682 | SREC Solar | ROGERS |  | 7.92 | 0 | Residential | 1 | GALLOWAY TWP | 8205 | 19 | ACOS ENERGY, LLC | AC Electric | No | Complete | 2012-08-20 | 2013-12-02 | 2013-12-06 | 2013-12-06
SRP12683 | SREC Solar | DONOHUE |  | 5.945 | 0 | Residential | 1 | MANCHESTER | 8759 | 18 | TRINITY HEATING AND AIR | JCP&L | No | Complete | 2012-08-20 | 2012-11-13 | 2012-11-23 | 2012-11-23
SRP12684 | SREC Solar | SCHWARTZ |  | 11.045 | 0 | Residential | 1 | RUNNEMEDE | 8078 | 14 | TRINITY HEATING AND AIR | PSE&G BPU | No | Complete | 2012-08-20 | 2012-10-10 | 2012-11-08 | 2012-11-08
SRP12685 | SREC Solar | SIEMON |  | 3.29 | 0 | Residential | 1 | MONROE TWP | 8831 | 11 | TRINITY HEATING AND AIR | JCP&L | No | Complete | 2012-08-20 | 2012-11-13 | 2012-11-27 | 2012-11-27
SRP12686 | SREC Solar | TROYANO |  | 3.84 | 0 | Residential | 1 | JACKSON | 8527 | 18 | RELIABLE POWER SERVICES, INC. | JCP&L | No | Complete | 2012-08-20 | 2013-06-20 | 2013-06-25 | 2013-06-25
SRP12687 | SREC Solar | ACTON |  | 9.36 | 0 | Residential | 1 | OCEAN ACRES | 8050 | 18 | RELIABLE POWER SERVICES, INC. | AC Electric | No | Complete | 2012-08-20 | 2013-05-09 | 2013-05-17 | 2013-05-17
SRP12688 | SREC Solar | MILIUS |  | 15.6 | 0 | Residential | 1 | JACKSON | 8533 | 18 | RELIABLE POWER SERVICES, INC. | JCP&L | No | Complete | 2012-08-20 | 2013-08-16 | 2013-08-21 | 2013-08-21
SRP12689 | SREC Solar | MILIUS |  | 4.32 | 0 | Residential | 1 | TOMS RIVER | 8757 | 18 | RELIABLE POWER SERVICES, INC. | JCP&L | No | Complete | 2012-08-20 | 2012-10-17 | 2012-11-07 | 2012-11-07
SRP12690 | SREC Solar | ZIEGLER |  | 6.72 | 0 | Residential | 1 | TOMS RIVER | 8757 | 18 | RELIABLE POWER SERVICES, INC. | JCP&L | No | Complete | 2012-08-20 | 2013-02-14 | 2013-02-28 | 2013-02-28
SRP12691 | SREC Solar | HAINES |  | 14.7 | 0 | Residential | 1 | BURLINGTON | 8016 | 13 | ALTERIS RENEWABLES DBA RGS ENERGY | PSE&G BPU | No | Complete | 2012-08-20 | 2013-12-17 | 2014-05-06 | 2014-05-06
SRP12693 | SREC Solar | MCCABE |  | 9.75 | 0 | Residential | 1 | LUMBERTON | 8048 | 13 | ALTERIS RENEWABLES DBA RGS ENERGY | PSE&G BPU | No | Complete | 2012-08-20 | 2012-12-19 | 2013-01-02 | 2013-01-02
SRP12694 | SREC Solar | STRAUSS |  | 10.25 | 0 | Residential | 1 | MONROE TWP | 8831 | 11 | GEOSCAPE SOLAR | JCP&L | No | Complete | 2012-08-20 | 2012-11-28 | 2012-12-07 | 2012-12-07
SRP12695 | SREC Solar | SABIA |  | 8.46 | 0 | Residential | 1 | POINT PLEASANT | 8742 | 18 | TRINITY HEATING AND AIR | JCP&L | No | Complete | 2012-08-20 | 2012-12-07 | 2012-12-13 | 2012-12-13
SRP12696 | SREC Solar | HARTMAN |  | 7.52 | 0 | Residential | 1 | JACKSON | 8527 | 18 | TRINITY HEATING AND AIR | JCP&L | No | Complete | 2012-08-20 | 2012-09-17 | 2012-10-09 | 2012-10-09
SRP12700 | SREC Solar | GIOVINAZZI |  | 6.5 | 0 | Residential | 1 | VINELAND | 8361 | 20 | GREENPOINTE ENERGY | Vineland Muni Elec | No | Complete | 2012-08-08 | 2013-03-27 | 2013-04-12 | 2013-04-12
SRP12723 | SREC Solar | EVANS |  | 6.5 | 0 | Residential | 0 | HILLSBOROUGH | 8844 | 5 | SKYLINE SOLAR | PSE&G BPU | No | Complete | 2012-08-08 | 2013-01-17 | 2013-01-31 | 2013-01-31
SRP12733 | SREC Solar | KALOGERA |  | 5.232 | 0 | Residential | 0 | SECAUCUS | 7094 | 8 | SOLAR ENERGY WORLD-W | PSE&G BPU | No | Complete | 2012-08-10 | 2012-12-19 | 2013-01-16 | 2013-01-16
SRP12735 | SREC Solar | CHANG |  | 13.3 | 0 | Residential | 1 | LINWOOD | 8221 | 19 | BRITE IDEA ENERGY | AC Electric | No | Complete | 2012-08-08 | 2012-11-06 | 2012-11-16 | 2012-11-16
SRP12736 | SREC Solar | MALLADI |  | 6.37 | 0 | Residential | 1 | EDISON | 8837 | 11 | REC SOLAR, INC. | PSE&G BPU | No | Complete | 2012-08-08 | 2012-10-26 | 2012-11-29 | 2012-11-29
SRP12766 | SREC Solar | LANDGRAF |  | 7.41 | 0 | Residential | 1 | VENTNOR | 8406 | 19 | BRITE IDEA ENERGY | AC Electric | No | Complete | 2012-08-08 | 2012-11-06 | 2012-11-16 | 2012-11-16
SRP12771 | SREC Solar | PARK |  | 7.14 | 0 | Residential | 1 | SAYREVILLE | 8872 | 11 | VERENGO SOLAR | JCP&L | No | Complete | 2012-08-08 | 2013-04-05 | 2013-04-25 | 2013-04-25
SRP12773 | SREC Solar | FLACH | PATERSON HABITAT FOR HUMANITY | 2.88 | 0 | Residential | 1 | PATERSON | 7522 | 6 | RAY ANGELINI, INC. | PSE&G BPU | No | Complete | 2012-08-08 | 2012-12-10 | 2013-01-29 | 2013-01-29
SRP12784 | SREC Solar | FLACH | PATERSON HABITAT FOR HUMANITY | 2.88 | 0 | Residential | 1 | PATERSON | 7522 | 6 | RAY ANGELINI, INC. | PSE&G BPU | No | Complete | 2012-08-08 | 2012-12-10 | 2013-01-16 | 2013-01-16
SRP12789 | SREC Solar | GEMIND |  | 9.156 | 0 | Residential | 1 | WEST MILFORD | 7480 | 6 | RENEWERGY SOLUTIONS GROUP | Orange & Rockland Elec | No | Complete | 2012-08-08 | 2013-03-04 | 2013-03-12 | 2013-03-12
SRP12791 | SREC Solar | FLACH | PATERSON HABITAT FOR HUMANITY | 2.88 | 0 | Non Profit | 1 | PATERSON | 7522 | 6 | RAY ANGELINI, INC. | PSE&G BPU | No | Complete | 2012-08-08 | 2012-12-10 | 2013-01-16 | 2013-01-16
SRP12797 | SREC Solar | FLACH | PATERSON HABITAT FOR HUMANITY | 2.88 | 0 | Residential | 1 | PATERSON | 7522 | 6 | RAY ANGELINI, INC. | PSE&G BPU | No | Complete | 2012-08-08 | 2012-12-10 | 2013-01-16 | 2013-01-16
SRP12798 | SREC Solar | FLACH | PATERSON HABITAT FOR HUMANITY | 2.88 | 0 | Non Profit | 1 | PATERSON | 7522 | 6 | RAY ANGELINI, INC. | PSE&G BPU | No | Complete | 2012-08-08 | 2012-12-10 | 2013-01-16 | 2013-01-16
SRP12801 | SREC Solar | WONG |  | 6.54 | 0 | Residential | 1 | POMPTON PLAINS | 7444 | 3 | RENEWERGY SOLUTIONS GROUP | JCP&L | No | Complete | 2012-08-08 | 2012-12-05 | 2013-01-16 | 2013-01-16
SRP12816 | SREC Solar | DRIESSE |  | 11.445 | 0 | Residential | 1 | POMPTON PLAINS | 7444 | 3 | RENEWERGY SOLUTIONS GROUP | JCP&L | No | Complete | 2012-08-08 | 2013-02-05 | 2013-02-14 | 2013-02-14
SRP12818 | SREC Solar | JUSKUS |  | 12 | 0 | Residential | 0 | STANHOPE | 7874 | 1 | SOLAR ENERGY WORLD-W | JCP&L | No | Complete | 2012-08-08 | 2013-07-19 | 2013-07-25 | 2013-07-25
SRP12824 | SREC Solar | EBLING |  | 11.025 | 0 | Residential | 0 | PITTSGROVE | 8318 | 16 | WANEX ELECTRICAL SERVICES | AC Electric | No | Complete | 2012-08-10 | 2012-12-04 | 2012-12-11 | 2012-12-11
SRP12847 | SREC Solar | GELLIS |  | 11.5 | 0 | Residential | 0 | TEANECK | 7666 | 7 | ASTRUM SOLAR, LLC | PSE&G BPU | No | Complete | 2012-08-10 | 2012-09-14 | 2012-12-04 | 2012-12-04
SRP12855 | SREC Solar | WOLF |  | 10.25 | 0 | Residential | 0 | BERGENFIELD | 7621 | 7 | ASTRUM SOLAR, LLC | PSE&G BPU | No | Complete | 2012-08-10 | 2012-10-09 | 2013-01-16 | 2013-01-16
SRP12863 | SREC Solar | OLDOERP |  | 4.59 | 0 | Residential | 1 | HAZLET | 7730 | 17 | ROOF DIAGNOSTICS INC | JCP&L | No | Complete | 2012-08-10 | 2012-09-12 | 2012-10-02 | 2012-10-02
SRP12870 | SREC Solar | GIANO |  | 5.405 | 0 | Residential | 1 | LANOKA HARBOR | 8734 | 18 | VERENGO SOLAR | JCP&L | No | Complete | 2012-08-10 | 2013-01-25 | 2013-02-11 | 2013-02-11
SRP12906 | SREC Solar | CHOI |  | 7.7 | 0 | Residential | 1 | PARSIPPANY | 7054 | 3 | ROSS SOLAR GROUP, LLC | JCP&L | No | Complete | 2012-08-10 | 2013-03-22 | 2013-04-12 | 2013-04-12
SRP12911 | SREC Solar | SMITH |  | 7.38 | 0 | Residential | 1 | BURLINGTON | 8016 | 13 | TRINITY HEATING AND AIR | PSE&G BPU | No | Complete | 2012-09-04 | 2012-09-26 | 2012-10-11 | 2012-10-11
SRP12912 | SREC Solar | BOGARD |  | 10.5 | 0 | Residential | 1 | MANALAPAN | 7726 | 17 | GEOSCAPE SOLAR | JCP&L | No | Complete | 2012-08-20 | 2013-03-29 | 2013-05-23 | 2013-05-23
SRP12913 | SREC Solar | BELLOWS |  | 7.848 | 0 | Residential | 0 | FLANDERS | 7836 | 3 | GEOPEAK ENERGY LLC | JCP&L | No | Complete | 2012-08-20 | 2013-02-06 | 2013-02-20 | 2013-02-20
SRP12914 | SREC Solar | KRUMM |  | 8.64 | 0 | Residential | 1 | NEWTON | 7860 | 1 | ALTERNATIVE LIGHT & ENERGY SOLUTIONS | JCP&L | No | Complete | 2012-08-20 | 2013-06-10 | 2013-07-08 | 2013-07-08
SRP12916 | SREC Solar | ROMANKO |  | 4.25 | 0 | Residential | 1 | CLIFTON | 7013 | 6 | ROOF DIAGNOSTICS INC | PSE&G BPU | No | Complete | 2012-08-10 | 2013-10-03 | 2013-10-10 | 2013-10-10
SRP12917 | SREC Solar | HACKBARTH |  | 7.92 | 0 | Residential | 1 | GALLOWAY | 8205 | 19 | ALLSEASON CONSTRUCTION | AC Electric | No | Complete | 2012-08-20 | 2012-11-29 | 2012-12-11 | 2012-12-11
SRP12918 | SREC Solar | DONDERO |  | 5.28 | 0 | Residential | 1 | BARNEGAT | 8005 | 18 | ALLSEASON CONSTRUCTION | AC Electric | No | Complete | 2012-08-20 | 2013-01-08 | 2013-01-25 | 2013-01-25
SRP12919 | SREC Solar | FRENCH |  | 5.28 | 0 | Residential | 1 | NORTHFIELD | 8225 | 19 | ALLSEASON CONSTRUCTION | AC Electric | No | Complete | 2012-08-20 | 2012-09-26 | 2012-10-17 | 2012-10-17
SRP12920 | SREC Solar | LAROCCA |  | 8.085 | 0 | Residential | 1 | MONROE TWP | 8831 | 11 | CORBIN SOLAR SOLUTIONS, LLC | JCP&L | No | Complete | 2012-08-20 | 2012-12-11 | 2012-12-18 | 2012-12-18
SRP12922 | SREC Solar | DREYER |  | 12.5 | 0 | Residential | 1 | COLUMBUS | 8022 | 13 | GEOSCAPE SOLAR | PSE&G BPU | No | Complete | 2012-08-20 | 2013-02-05 | 2013-02-14 | 2013-02-14
SRP12923 | SREC Solar | LEWANDOWSKI |  | 8.88 | 0 | Residential | 1 | BERLIN | 8009 | 14 | ALLSEASON CONSTRUCTION | AC Electric | No | Complete | 2012-08-20 | 2013-05-29 | 2013-06-05 | 2013-06-05
SRP12924 | SREC Solar | HEGARTY |  | 8.64 | 0 | Residential | 1 | MANAHAWKIN | 8050 | 18 | ALLSEASON CONSTRUCTION | AC Electric | No | Complete | 2012-08-20 | 2013-02-12 | 2013-03-19 | 2013-03-19
SRP12925 | SREC Solar | DICKINSON |  | 13 | 0 | Residential | 1 | LUMBERTON | 8048 | 13 | SOLARCITY CORPORATION | PSE&G BPU | No | Complete | 2012-08-20 | 2013-04-23 | 2013-05-07 | 2013-05-07
SRP12926 | SREC Solar | DESIDARIO |  | 7.92 | 0 | Residential | 1 | GALLOWAY | 8205 | 19 | ALLSEASON CONSTRUCTION | AC Electric | No | Complete | 2012-08-20 | 2013-01-25 | 2013-02-11 | 2013-02-11
SRP12927 | SREC Solar | GRIFFIES |  | 5.76 | 0 | Residential | 1 | RIO GRANDE | 8242 | 21 | ALLSEASON CONSTRUCTION | AC Electric | No | Complete | 2012-08-20 | 2013-01-15 | 2013-02-06 | 2013-02-06
SRP12928 | SREC Solar | RUTHERFORD |  | 10.8 | 0 | Residential | 1 | BURLEIGH | 8210 | 21 | ALLSEASON CONSTRUCTION | AC Electric | No | Complete | 2012-08-20 | 2013-07-22 | 2013-07-29 | 2013-07-29
SRP12930 | SREC Solar | CHERRY-DAVIS |  | 7.68 | 0 | Residential | 1 | EGG HARBOR TWP | 8234 | 19 | ALLSEASON CONSTRUCTION | AC Electric | No | Complete | 2012-08-20 | 2013-02-25 | 2013-03-14 | 2013-03-14
SRP12931 | SREC Solar | WILLIAMS |  | 9.12 | 0 | Residential | 1 | LITTLE EGG HARBOR | 8087 | 18 | ALLSEASON CONSTRUCTION | AC Electric | No | Complete | 2012-08-20 | 2012-10-18 | 2012-11-05 | 2012-11-05
SRP12933 | SREC Solar | STANZIALE |  | 7.68 | 0 | Residential | 1 | BLOOMFIELD | 7003 | 9 | SOLARCITY CORPORATION | PSE&G BPU | No | Complete | 2012-08-20 | 2013-04-03 | 2013-05-01 | 2013-05-01
SRP12934 | SREC Solar | ALLEN |  | 7.44 | 0 | Residential | 1 | ALLENTOWN | 8501 | 17 | SOLARCITY CORPORATION | PSE&G BPU | No | Complete | 2012-08-20 | 2013-01-03 | 2013-01-18 | 2013-01-18
SRP12935 | SREC Solar | MALFATTO |  | 7.84 | 0 | Residential | 1 | CLARK | 7066 | 10 | SEA BRIGHT SOLAR, LLC | PSE&G BPU | No | Complete | 2012-08-20 | 2012-12-19 | 2013-01-02 | 2013-01-02
SRP12936 | SREC Solar | BHONGIR |  | 6.867 | 0 | Residential | 1 | HILLSBOROUGH | 8844 | 5 | SEA BRIGHT SOLAR, LLC | PSE&G BPU | No | Complete | 2012-08-20 | 2012-12-10 | 2012-12-20 | 2012-12-20
SRP12937 | SREC Solar | COCHRAN |  | 10.725 | 0 | Residential | 0 | BURLINGTON | 8016 | 13 | AMERICAN SOLAR ENERGY RESOURCES | PSE&G BPU | No | Complete | 2012-08-20 | 2013-08-20 | 2013-09-03 | 2013-09-03
SRP12938 | SREC Solar | ABRAHAM |  | 9.6 | 0 | Residential | 1 | NORTH BRUNSWICK | 8902 | 11 | SOLARCITY CORPORATION | PSE&G BPU | No | Complete | 2012-08-20 | 2013-01-04 | 2013-01-21 | 2013-01-21
SRP12939 | SREC Solar | GERHAUSER |  | 7.595 | 0 | Residential | 1 | TOMS RIVER | 8757 | 18 | KOPP ELECTRIC COMPANY | JCP&L | No | Complete | 2012-08-20 | 2013-03-12 | 2013-03-28 | 2013-03-28
SRP12943 | SREC Solar | HOCHEISER |  | 6.9 | 0 | Residential | 1 | LAKEWOOD | 8701 | 18 | KOPP ELECTRIC COMPANY | JCP&L | No | Complete | 2012-08-20 | 2012-12-05 | 2012-12-26 | 2012-12-26
SRP12944 | SREC Solar | MURRAY |  | 8.75 | 0 | Residential | 1 | BAYVILLE | 8721 | 18 | KOPP ELECTRIC COMPANY | JCP&L | No | Complete | 2012-08-20 | 2013-07-12 | 2013-08-06 | 2013-08-06
SRP12945 | SREC Solar | GOEHRING |  | 7.105 | 0 | Residential | 0 | ELIZABETH | 7201 | 10 | GEOSCAPE SOLAR | PSE&G BPU | No | Complete | 2012-08-20 | 2013-05-24 | 2013-06-03 | 2013-06-03
SRP12946 | SREC Solar | CLAYTON |  | 8.28 | 0 | Residential | 1 | WALL | 7719 | 17 | SEA BRIGHT SOLAR, LLC | JCP&L | No | Complete | 2012-08-20 | 2013-02-22 | 2013-02-27 | 2013-02-27
SRP12947 | SREC Solar | LOVGREN |  | 10.464 | 0 | Residential | 1 | LAVALLETTE | 8735 | 18 | SEA BRIGHT SOLAR, LLC | Not Known | No | Complete | 2012-08-20 | 2013-04-12 | 2013-05-01 | 2013-05-01
SRP12948 | SREC Solar | HARTEY |  | 11.445 | 0 | Residential | 1 | MAYS LANDING | 8330 | 19 | SEA BRIGHT SOLAR, LLC | AC Electric | No | Complete | 2012-08-20 | 2013-03-21 | 2013-04-24 | 2013-04-24
SRP12949 | SREC Solar | COLONNA |  | 7.2 | 0 | Residential | 1 | MT EPHRIAM | 8059 | 14 | SEA BRIGHT SOLAR, LLC | PSE&G BPU | No | Complete | 2012-08-20 | 2013-01-25 | 2013-02-11 | 2013-02-11
SRP12951 | SREC Solar | ROSEBORO |  | 10.08 | 0 | Residential | 1 | HAMMONTON | 8037 | 19 | SEA BRIGHT SOLAR, LLC | AC Electric | No | Complete | 2012-08-20 | 2012-09-26 | 2012-11-29 | 2012-11-29
SRP12953 | SREC Solar | LAGUARDIA |  | 6.867 | 0 | Residential | 1 | TOMS RIVER | 8753 | 18 | SEA BRIGHT SOLAR, LLC | JCP&L | No | Complete | 2012-08-20 | 2013-01-30 | 2013-02-11 | 2013-02-11
SRP12955 | SREC Solar | MAZHAR |  | 17.658 | 0 | Residential | 1 | BELLE MEAD | 8502 | 5 | AMERICAN RENEWABLE ENERGY, INC | PSE&G BPU | No | Complete | 2012-08-20 | 2013-05-24 | 2013-06-04 | 2013-06-04
SRP12956 | SREC Solar | LEEDS |  | 5.39 | 0 | Residential | 0 | BARGAINTOWN | 8234 | 19 | SHERWOOD ELECTRIC CO. INC. | AC Electric | No | Complete | 2012-08-20 | 2013-04-23 | 2013-05-07 | 2013-05-07
SRP12957 | SREC Solar | GORMAN |  | 13.08 | 0 | Residential | 1 | CAPE MAY COURTHOUSE | 8210 | 21 | SEA BRIGHT SOLAR, LLC | AC Electric | No | Complete | 2012-08-20 | 2013-03-27 | 2013-04-17 | 2013-04-17
SRP12958 | SREC Solar | BOUNASSI |  | 5.28 | 0 | Residential | 1 | BRICK | 8723 | 18 | KOPP ELECTRIC COMPANY | JCP&L | No | Complete | 2012-08-20 | 2013-03-12 | 2013-03-28 | 2013-03-28
SRP12962 | SREC Solar | BIEDERMANN |  | 13.5 | 0 | Residential | 1 | MOUNT ARLINGTON | 7856 | 3 | SKYLINE SOLAR | JCP&L | No | Complete | 2012-08-20 | 2013-01-07 | 2013-01-25 | 2013-01-25
SRP12963 | SREC Solar | TURTON |  | 5.5 | 0 | Residential | 1 | TOMS RIVER | 8753 | 18 | ROOF DIAGNOSTICS INC | JCP&L | No | Complete | 2012-08-20 | 2012-12-10 | 2012-12-20 | 2012-12-20
SRP12964 | SREC Solar | JACKSON |  | 9.18 | 0 | Residential | 1 | BURLINGTON | 8016 | 13 | AMPED ON SOLAR | PSE&G BPU | No | Complete | 2012-08-20 | 2013-01-16 | 2013-02-01 | 2013-02-01
SRP12965 | SREC Solar | HAYGOOD |  | 3.6 | 0 | Residential | 1 | EAST ORANGE | 7007 | 9 | ALTERIS RENEWABLES DBA RGS ENERGY | PSE&G BPU | No | Complete | 2012-08-20 | 2013-04-12 | 2013-05-01 | 2013-05-01
SRP12966 | SREC Solar | DETWILER |  | 6.24 | 0 | Residential | 1 | TOMS RIVER | 8757 | 18 | KOPP ELECTRIC COMPANY | JCP&L | No | Complete | 2012-08-20 | 2013-01-21 | 2013-02-13 | 2013-02-13
SRP12967 | SREC Solar | AURILIA |  | 4.59 | 0 | Residential | 0 | FREEHOLD | 7728 | 17 | ECOMEN SOLAR LLC | JCP&L | No | Complete | 2012-08-20 | 2013-03-12 | 2013-03-19 | 2013-03-19
SRP12968 | SREC Solar | ERHARD |  | 3.92 | 0 | Residential | 1 | LONG BRANCH | 7740 | 17 | CORBIN SOLAR SOLUTIONS, LLC | JCP&L | No | Complete | 2012-08-20 | 2012-11-09 | 2012-11-21 | 2012-11-21
SRP12969 | SREC Solar | WRIGHT |  | 3.92 | 0 | Residential | 0 | HOBOKEN | 7030 | 8 | AEON SOLAR | PSE&G BPU | No | Complete | 2012-08-27 | 2013-12-20 | 2014-01-09 | 2014-01-09
SRP12971 | SREC Solar | STACY |  | 5.5 | 0 | Residential | 1 | BEACHWOOD | 8722 | 18 | KOPP ELECTRIC COMPANY | JCP&L | No | Complete | 2012-08-20 | 2012-12-07 | 2012-12-13 | 2012-12-13
SRP12972 | SREC Solar | DEGALDO |  | 15.042 | 0 | Residential | 1 | ANNANDALE | 8801 | 4 | GREEN POWER ENERGY LLC | JCP&L | No | Complete | 2012-08-20 | 2013-02-11 | 2013-02-27 | 2013-02-27
SRP12973 | SREC Solar | WARGA |  | 5.39 | 0 | Residential | 1 | MAYWOOD | 7607 | 7 | ALTERIS RENEWABLES DBA RGS ENERGY | PSE&G BPU | No | Complete | 2012-08-20 | 2013-05-01 | 2013-05-15 | 2013-05-15
SRP12974 | SREC Solar | MORTLAND |  | 9.43 | 0 | Residential | 1 | HAMILTON | 8690 | 12 | TRINITY HEATING AND AIR | PSE&G BPU | No | Complete | 2012-08-20 | 2012-12-07 | 2012-12-12 | 2012-12-12
SRP12975 | SREC Solar | HUNT |  | 9.87 | 0 | Residential | 1 | SOUTH PLAINFIELD | 7080 | 11 | VIVINT SOLAR | PSE&G BPU | No | Complete | 2012-08-20 | 2012-12-05 | 2012-12-20 | 2012-12-20
SRP12976 | SREC Solar | ASH |  | 9.43 | 0 | Residential | 1 | MONROE | 8831 | 11 | TRINITY HEATING AND AIR | JCP&L | No | Complete | 2012-08-20 | 2012-12-21 | 2013-02-05 | 2013-02-05
SRP12978 | SREC Solar | LAGROTTA |  | 11 | 0 | Residential | 1 | FORKED RIVER | 8731 | 18 | ASTRUM SOLAR, LLC | JCP&L | No | Complete | 2012-08-20 | 2012-10-09 | 2012-10-25 | 2012-10-25
SRP12980 | SREC Solar | SCOTT |  | 4.23 | 0 | Residential | 1 | PISCATAWAY | 8854 | 11 | VIVINT SOLAR | PSE&G BPU | No | Complete | 2012-08-20 | 2013-01-16 | 2013-02-01 | 2013-02-01
SRP12981 | SREC Solar | ASSARSSON |  | 6.75 | 0 | Residential | 1 | MONTCLAIR | 7042 | 9 | ASTRUM SOLAR, LLC | PSE&G BPU | No | Complete | 2012-08-20 | 2012-10-09 | 2012-10-25 | 2012-10-25
SRP12982 | SREC Solar | VALENTI |  | 6.25 | 0 | Residential | 1 | POINT PLEASANT | 8742 | 18 | ASTRUM SOLAR, LLC | PSE&G BPU | No | Complete | 2012-08-20 | 2012-11-19 | 2012-11-27 | 2012-11-27
SRP12985 | SREC Solar | LEVIEV |  | 15 | 0 | Residential | 1 | ALPINE | 7620 | 7 | ASTRUM SOLAR, LLC | Orange & Rockland Elec | No | Complete | 2012-08-20 | 2012-10-09 | 2012-10-25 | 2012-10-25
SRP12986 | SREC Solar | KELLY JR |  | 10.08 | 0 | Residential | 1 | MAYS LANDING | 8330 | 19 | GO SOLAR ELECTRIC, LLC | AC Electric | No | Complete | 2012-08-20 | 2013-03-20 | 2013-04-10 | 2013-04-10
SRP12987 | SREC Solar | FRANKLIN |  | 12 | 0 | Residential | 1 | ASBURY | 8802 | 4 | ASTRUM SOLAR, LLC | JCP&L | No | Complete | 2012-08-20 | 2012-12-20 | 2013-01-04 | 2013-01-04
SRP12988 | SREC Solar | SETTE |  | 9.36 | 0 | Residential | 1 | JACKSON | 8527 | 18 | NJ SOLAR POWER, LLC | JCP&L | No | Complete | 2012-08-20 | 2012-12-05 | 2012-12-26 | 2012-12-26
SRP12989 | SREC Solar | HOBE |  | 8.88 | 0 | Residential | 1 | WEST CREEK | 8092 | 18 | NJ SOLAR POWER, LLC | AC Electric | No | Complete | 2012-08-20 | 2012-12-06 | 2012-12-12 | 2012-12-12
SRP12990 | SREC Solar | ACEVEDO |  | 6.345 | 0 | Residential | 1 | PERTH AMBOY | 8861 | 11 | VIVINT SOLAR | PSE&G BPU | No | Complete | 2012-08-20 | 2012-12-21 | 2013-01-09 | 2013-01-09
SRP12993 | SREC Solar | PETERSON |  | 4.465 | 0 | Residential | 1 | MAPLEWOOD | 7040 | 9 | VIVINT SOLAR | PSE&G BPU | No | Complete | 2012-08-20 | 2013-01-31 | 2013-05-01 | 2013-05-01
SRP12994 | SREC Solar | FIALA |  | 3.76 | 0 | Residential | 1 | MIDDLESEX | 8846 | 11 | VIVINT SOLAR | PSE&G BPU | No | Complete | 2012-08-20 | 2013-07-25 | 2013-08-01 | 2013-08-01
SRP12995 | SREC Solar | DELELLO |  | 9.4 | 0 | Residential | 1 | PISCATAWAY | 8854 | 11 | VIVINT SOLAR | PSE&G BPU | No | Complete | 2012-08-20 | 2013-01-15 | 2013-02-01 | 2013-02-01
SRP12997 | SREC Solar | AMATO |  | 6.24 | 0 | Residential | 1 | MANCHESTER | 8759 | 18 | ACOS ENERGY, LLC | JCP&L | No | Complete | 2012-08-20 | 2013-04-10 | 2013-04-25 | 2013-04-25
SRP12999 | SREC Solar | PURIFICATION |  | 4.83 | 0 | Residential | 1 | HACKETTSTOWN | 7840 | 2 | SOLARCITY CORPORATION | JCP&L | No | Complete | 2012-08-20 | 2013-03-29 | 2013-04-17 | 2013-04-17
SRP13000 | SREC Solar | SPINA |  | 16.56 | 0 | Residential | 1 | ISELIN | 8830 | 11 | NATURAL POWER SOURCES, LLC | PSE&G BPU | No | Complete | 2012-08-20 | 2012-12-10 | 2012-12-18 | 2012-12-18
SRP13001 | SREC Solar | HARNICK |  | 3.84 | 0 | Residential | 1 | NORTH BEACH HAVEN | 8008 | 18 | SOLARCITY CORPORATION | AC Electric | No | Complete | 2012-08-20 | 2013-06-12 | 2013-06-18 | 2013-06-18
SRP13002 | SREC Solar | CHAN |  | 9.87 | 0 | Residential | 1 | FARMINGDALE | 7727 | 17 | TRINITY HEATING AND AIR | JCP&L | No | Complete | 2012-08-20 | 2012-09-17 | 2012-10-16 | 2012-10-16
SRP13003 | SREC Solar | WARNER |  | 6.9 | 0 | Residential | 1 | NORTH CAPE MAY | 8204 | 21 | SEA BRIGHT SOLAR, LLC | AC Electric | No | Complete | 2012-08-20 | 2012-11-28 | 2012-12-07 | 2012-12-07
SRP13006 | SREC Solar | HUELSTER |  | 8.58 | 0 | Residential | 1 | HAINESPORT | 8036 | 13 | ALTERIS RENEWABLES DBA RGS ENERGY | PSE&G BPU | No | Complete | 2012-08-20 | 2012-12-10 | 2012-12-13 | 2012-12-13
SRP13007 | SREC Solar | IATAROLA |  | 9.435 | 0 | Residential | 1 | SEWELL | 8080 | 15 | AMPED ON SOLAR | PSE&G BPU | No | Complete | 2012-08-20 | 2013-01-31 | 2013-02-14 | 2013-02-14
SRP13010 | SREC Solar | LEVY |  | 11 | 0 | Residential | 1 | FREEHOLD | 7728 | 17 | ASTRUM SOLAR, LLC | JCP&L | No | Complete | 2012-08-20 | 2013-06-25 | 2013-07-16 | 2013-07-16
SRP13011 | SREC Solar | CLAYTON |  | 13.734 | 0 | Residential | 1 | MANASQUAN | 8736 | 17 | GEOPEAK ENERGY LLC | JCP&L | No | Complete | 2012-08-20 | 2013-01-17 | 2013-01-31 | 2013-01-31
SRP13013 | SREC Solar | MINKEWICZ | PEARL R. MILLER MIDDLE SCHOOL | 89.32 | 0 | School Public K-12 | 1 | KINNELON | 7405 | 3 | POWER PARTNERS MASTEC LLC | Unknown | No | Complete | 2012-08-20 | 2013-06-14 | 2013-06-24 | 2013-06-24
SRP13014 | SREC Solar | MILLER |  | 12.005 | 0 | Residential | 1 | LEBANON | 8833 | 4 | ALTERIS RENEWABLES DBA RGS ENERGY | JCP&L | No | Complete | 2012-08-20 | 2014-05-07 | 2014-05-14 | 2014-05-14
SRP13015 | SREC Solar | BODMER |  | 4.8 | 0 | Residential | 1 | MANCHESTER | 8759 | 18 | ACOS ENERGY, LLC | JCP&L | No | Complete | 2012-08-20 | 2013-01-28 | 2013-02-19 | 2013-02-19
SRP13016 | SREC Solar | JOHNSON |  | 2.115 | 0 | Residential | 1 | CLIFTON | 7013 | 6 | VIVINT SOLAR | PSE&G BPU | No | Complete | 2012-08-20 | 2013-01-28 | 2013-02-19 | 2013-02-19
SRP13017 | SREC Solar | LAWRENCE |  | 6.615 | 0 | Residential | 1 | CHERRY HILL | 8002 | 14 | ALTERIS RENEWABLES DBA RGS ENERGY | PSE&G BPU | No | Complete | 2012-08-20 | 2013-03-04 | 2013-03-18 | 2013-03-18
SRP13018 | SREC Solar | HAGGERTY |  | 4.23 | 0 | Residential | 1 | VERONA | 7044 | 9 | VIVINT SOLAR | PSE&G BPU | No | Complete | 2012-08-20 | 2013-03-27 | 2013-04-23 | 2013-04-23
SRP13020 | SREC Solar | DINGERCLISSEN |  | 4.75 | 0 | Residential | 1 | BEACHWOOD | 8722 | 18 | ROOF DIAGNOSTICS INC | JCP&L | No | Complete | 2012-08-20 | 2013-05-06 | 2013-05-14 | 2013-05-14
SRP13021 | SREC Solar | LESCH |  | 9.12 | 0 | Residential | 1 | BRANCHVILLE | 7826 | 1 | EAST COAST ALTERNATIVE ENERGY | JCP&L | No | Complete | 2012-08-20 | 2012-11-28 | 2012-12-07 | 2012-12-07
SRP13022 | SREC Solar | RUSH |  | 9.483 | 0 | Residential | 1 | EDISON | 8837 | 11 | GEOPEAK ENERGY LLC | PSE&G BPU | No | Complete | 2012-08-20 | 2013-04-19 | 2013-05-01 | 2013-05-01
SRP13023 | SREC Solar | SERRANO |  | 4.7 | 0 | Residential | 1 | HOPELAWN | 8861 | 11 | VIVINT SOLAR | PSE&G BPU | No | Complete | 2012-08-20 | 2013-05-13 | 2013-05-22 | 2013-05-22
SRP13024 | SREC Solar | O'DELL |  | 7.52 | 0 | Residential | 1 | PRINCETON | 8540 | 12 | TRINITY HEATING AND AIR | PSE&G BPU | No | Complete | 2012-08-20 | 2013-01-16 | 2013-02-05 | 2013-02-05
SRP13025 | SREC Solar | DELA CRUZ |  | 3.995 | 0 | Residential | 1 | METUCHEN | 8840 | 11 | VIVINT SOLAR | PSE&G BPU | No | Complete | 2012-08-20 | 2013-03-20 | 2013-04-09 | 2013-04-09
SRP13026 | SREC Solar | SMIGEL |  | 13.16 | 0 | Residential | 1 | FARMINGDALE | 7727 | 17 | TRINITY HEATING AND AIR | JCP&L | No | Complete | 2012-08-20 | 2012-11-13 | 2012-11-27 | 2012-11-27
SRP13027 | SREC Solar | MALICK |  | 10.81 | 0 | Residential | 1 | JACKSON | 8527 | 18 | TRINITY HEATING AND AIR | JCP&L | No | Complete | 2012-08-20 | 2012-09-11 | 2012-09-14 | 2012-09-14
SRP13028 | SREC Solar | SAVAGE |  | 10 | 0 | Residential | 1 | OCEAN | 7712 | 17 | TRINITY HEATING AND AIR | JCP&L | No | Complete | 2012-08-20 | 2012-11-13 | 2012-11-23 | 2012-11-23
SRP13029 | SREC Solar | BALASSONE |  | 4.935 | 0 | Residential | 1 | VERONA | 7044 | 9 | VIVINT SOLAR | PSE&G BPU | No | Complete | 2012-08-20 | 2013-03-19 | 2013-04-09 | 2013-04-09
SRP13030 | SREC Solar | IMHAUSER |  | 11.04 | 0 | Residential | 1 | HILLSBOROUGH | 8844 | 5 | ASTRUM SOLAR, LLC | JCP&L | No | Complete | 2012-08-20 | 2013-01-03 | 2013-01-17 | 2013-01-17
SRP13031 | SREC Solar | ALPERN |  | 8.25 | 0 | Residential | 1 | MONROE | 8831 | 11 | TRINITY HEATING AND AIR | JCP&L | No | Complete | 2012-08-27 | 2012-12-12 | 2012-12-20 | 2012-12-20
SRP13033 | SREC Solar | WILHELM |  | 13 | 0 | Residential | 1 | JACKSON | 8527 | 18 | TRINITY HEATING AND AIR | JCP&L | No | Complete | 2012-08-27 | 2012-10-02 | 2012-10-12 | 2012-10-12
SRP13034 | SREC Solar | BRILL |  | 6.08 | 0 | Residential | 1 | DENVILLE | 7834 | 3 | TRINITY HEATING AND AIR | JCP&L | No | Complete | 2012-09-04 | 2012-11-02 | 2012-11-14 | 2012-11-14
SRP13035 | SREC Solar | GRAZIOLI |  | 4.51 | 0 | Residential | 1 | MANCHESTER | 8759 | 18 | TRINITY HEATING AND AIR | JCP&L | No | Complete | 2012-08-27 | 2012-11-13 | 2012-11-23 | 2012-11-23
SRP13036 | SREC Solar | ASHBY |  | 7.52 | 0 | Residential | 0 | HAINESPORT | 8036 | 13 | TRINITY HEATING AND AIR | PSE&G BPU | No | Complete | 2012-08-27 | 2012-12-07 | 2012-12-13 | 2012-12-13
SRP13037 | SREC Solar | FOTE |  | 0.92 | 0 | Residential | 0 | TOMS RIVER | 8753 | 18 | SEA BRIGHT SOLAR, LLC | JCP&L | No | QC Selected | 2012-08-27 | 2013-07-15
SRP13038 | SREC Solar | LUTES |  | 4 | 0 | Residential | 1 | LUMBERTON | 8048 | 13 | TRINITY HEATING AND AIR | PSE&G BPU | No | Complete | 2012-08-27 | 2013-01-21 | 2013-02-05 | 2013-02-05
SRP13039 | SREC Solar | MATLACK |  | 10.34 | 0 | Residential | 1 | MONROE | 8831 | 11 | TRINITY HEATING AND AIR | JCP&L | No | Complete | 2012-08-27 | 2012-11-13 | 2012-11-27 | 2012-11-27
SRP13040 | SREC Solar | ANZALONE |  | 10 | 0 | Residential | 1 | ALLENTOWN | 8501 | 17 | TRINITY HEATING AND AIR | PSE&G BPU | No | Complete | 2012-08-27 | 2012-12-20 | 2013-01-29 | 2013-01-29
SRP13041 | SREC Solar | PAYAS |  | 16.83 | 0 | Residential | 1 | CARTERET | 7008 | 11 | SOLAR ENERGY WORLD-W | PSE&G BPU | No | Complete | 2012-08-27 | 2012-12-06 | 2012-12-20 | 2012-12-20
SRP13042 | SREC Solar | CASTOR |  | 10.75 | 0 | Residential | 1 | COLUMBUS | 8022 | 13 | SOLAR ENERGY WORLD-W | PSE&G BPU | No | Complete | 2012-08-27 | 2012-12-05 | 2012-12-28 | 2012-12-28
SRP13043 | SREC Solar | FARRINGTON |  | 9.87 | 0 | Residential | 1 | SOUTHAMPTON | 8088 | 13 | TRINITY HEATING AND AIR | PSE&G BPU | No | Complete | 2012-09-04 | 2013-01-03 | 2013-01-18 | 2013-01-18
SRP13045 | SREC Solar | YESENKO |  | 2.86 | 0 | Residential | 1 | UNION | 7083 | 10 | SOLAR ENERGY WORLD-W | PSE&G BPU | No | Complete | 2012-08-27 | 2012-12-06 | 2013-01-21 | 2013-01-21
SRP13046 | SREC Solar | BASAK |  | 10.4 | 0 | Residential | 1 | WARREN | 7059 | 5 | SOLAR ENERGY WORLD-W | JCP&L | No | Complete | 2012-08-27 | 2013-01-11 | 2013-01-28 | 2013-01-28
SRP13047 | SREC Solar | CAMPBELL |  | 4.7 | 0 | Residential | 1 | WASHINGTON TWP. | 8080 | 15 | TRINITY HEATING AND AIR | AC Electric | No | Complete | 2012-08-27 | 2013-01-02 | 2013-01-15 | 2013-01-15
SRP13048 | SREC Solar | SCHAUERS |  | 7 | 0 | Residential | 1 | CLAYTON | 8312 | 15 | TRINITY HEATING AND AIR | AC Electric | No | Complete | 2012-08-27 | 2012-12-10 | 2012-12-13 | 2012-12-13
SRP13049 | SREC Solar | ELLWOOD |  | 7 | 0 | Residential | 1 | LITTLE EGG HARBOR | 8087 | 18 | TRINITY HEATING AND AIR | AC Electric | No | Complete | 2012-08-27 | 2012-11-13 | 2012-11-27 | 2012-11-27
SRP13050 | SREC Solar | REYES |  | 19.11 | 0 | Residential | 0 | ASBURY | 8802 | 4 | GREEN POWER ENERGY LLC | JCP&L | No | Complete | 2012-08-27 | 2013-02-08 | 2013-03-05 | 2013-03-05
SRP13051 | SREC Solar | BONAVITA |  | 8.64 | 0 | Residential | 1 | BRICK | 8724 | 18 | KOPP ELECTRIC COMPANY | JCP&L | No | Complete | 2012-08-27 | 2013-03-12 | 2013-03-28 | 2013-03-28
SRP13052 | SREC Solar | CONFORTI | AIR GROUP LLC | 265.785 | 0 | Commercial | 1 | WHIPPANY | 7981 | 3 | NATURAL POWER SOURCES, LLC | JCP&L | No | Complete | 2012-08-27 | 2013-03-20 | 2013-04-10 | 2013-04-10
SRP13053 | SREC Solar | NAIK |  | 6 | 0 | Residential | 1 | CHERRY HILL | 8002 | 14 | TRINITY HEATING AND AIR | PSE&G BPU | No | Complete | 2012-08-27 | 2012-12-07 | 2012-12-13 | 2012-12-13
SRP13055 | SREC Solar | RESCH |  | 3.995 | 0 | Residential | 0 | LITTLE EGG HARBOR | 8087 | 18 | SELF INSTALL | AC Electric | No | Complete | 2012-08-27 | 2013-08-26 | 2013-09-13 | 2013-09-13
SRP13056 | SREC Solar | SCHMEHI |  | 16.66 | 0 | Residential | 0 | VINCENTOWN | 8088 | 13 | R U BRIGHT LLC | AC Electric | No | Complete | 2012-08-27 | 2013-04-12 | 2013-04-22 | 2013-04-22
SRP13057 | SREC Solar | RICHARDSON |  | 9.12 | 0 | Residential | 1 | LEHT | 8087 | 18 | ALLSEASON CONSTRUCTION | AC Electric | No | Complete | 2012-08-27 | 2013-02-19 | 2013-03-12 | 2013-03-12
SRP13058 | SREC Solar | GROMAN |  | 9.18 | 0 | Residential | 1 | PASSIAC | 7055 | 6 | RCL ENTERPRISES INC. | PSE&G BPU | No | Complete | 2012-08-27 | 2013-02-05 | 2013-02-14 | 2013-02-14
SRP13061 | SREC Solar | MILLER |  | 5.232 | 0 | Residential | 0 | PINE BEACH | 8741 | 18 | GEOPEAK ENERGY LLC | JCP&L | No | Complete | 2012-08-27 | 2013-01-11 | 2013-01-28 | 2013-01-28
SRP13062 | SREC Solar | DE LOS SANTOS |  | 7.848 | 0 | Residential | 0 | CARTARET | 7008 | 11 | GEOPEAK ENERGY LLC | PSE&G BPU | No | Complete | 2012-08-27 | 2013-05-17 | 2013-05-29 | 2013-05-29
SRP13063 | SREC Solar | SHAH |  | 10.32 | 0 | Residential | 0 | CLIFTON | 7013 | 6 | SKYLINE SOLAR | PSE&G BPU | No | Complete | 2012-08-27 | 2012-10-24 | 2012-11-06 | 2012-11-06
SRP13064 | SREC Solar | MORALES |  | 8.225 | 0 | Residential | 1 | S. PLAINFIELD | 7080 | 11 | VIVINT SOLAR | PSE&G BPU | No | Complete | 2012-08-27 | 2012-12-18 | 2012-12-21 | 2012-12-21
SRP13065 | SREC Solar | MINER |  | 9.8 | 0 | Residential | 1 | BELLE MEAD | 8502 | 5 | ALTERIS RENEWABLES DBA RGS ENERGY | PSE&G BPU | No | Complete | 2012-08-27 | 2013-02-25 | 2013-03-06 | 2013-03-06
SRP13066 | SREC Solar | PINHO |  | 3.995 | 0 | Residential | 1 | EDISON | 8837 | 11 | VIVINT SOLAR | PSE&G BPU | No | Complete | 2012-08-27 | 2014-01-02 | 2014-01-17 | 2014-01-17
SRP13068 | SREC Solar | DORAN |  | 1.88 | 0 | Residential | 1 | CLARK | 7066 | 10 | VIVINT SOLAR | PSE&G BPU | No | Complete | 2012-08-27 | 2013-03-06 | 2013-03-18 | 2013-03-18
SRP13069 | SREC Solar | BRUTKO |  | 4.23 | 0 | Residential | 1 | AVENEL | 7001 | 11 | VIVINT SOLAR | PSE&G BPU | No | Complete | 2012-08-27 | 2013-02-08 | 2013-02-26 | 2013-02-26
SRP13071 | SREC Solar | MERCADO |  | 3.995 | 0 | Residential | 1 | FORDS | 8865 | 2 | VIVINT SOLAR | PSE&G BPU | No | Complete | 2012-08-27 | 2012-12-27 | 2013-04-24 | 2013-04-24
SRP13072 | SREC Solar | FRANCOLLA |  | 7.05 | 0 | Residential | 1 | BARNEGAT | 8005 | 18 | TRINITY HEATING AND AIR | AC Electric | No | Complete | 2012-08-27 | 2012-12-21 | 2013-01-04 | 2013-01-04
SRP13073 | SREC Solar | SILVERMAN |  | 9.5 | 0 | Residential | 1 | MANALAPAN | 7726 | 17 | GEOSCAPE SOLAR | JCP&L | No | Complete | 2012-08-27 | 2013-01-08 | 2013-01-25 | 2013-01-25
SRP13075 | SREC Solar | SILVERMAN |  | 7 | 0 | Residential | 1 | MORGANVILLE | 7751 | 17 | GEOSCAPE SOLAR | JCP&L | No | Complete | 2012-08-27 | 2012-12-19 | 2013-01-02 | 2013-01-02
SRP13076 | SREC Solar | SAGLIMBENE |  | 15.696 | 0 | Residential | 1 | TOMS RIVER | 8753 | 18 | SEA BRIGHT SOLAR, LLC | JCP&L | No | Complete | 2012-08-27 | 2013-03-12 | 2013-03-20 | 2013-03-20
SRP13077 | SREC Solar | VALENCIA |  | 4.935 | 0 | Residential | 1 | EDISON | 8837 | 11 | VIVINT SOLAR | PSE&G BPU | No | Complete | 2012-08-27 | 2014-01-02 | 2014-01-17 | 2014-01-17
SRP13078 | SREC Solar | LOHSE |  | 5.04 | 0 | Residential | 1 | LITTLE EGG HARBOR | 8087 | 18 | NJR HOME SERVICES. | AC Electric | No | Complete | 2012-08-27 | 2012-12-06 | 2012-12-11 | 2012-12-11
SRP13079 | SREC Solar | MOLLICA |  | 4.8 | 0 | Residential | 1 | LANOKA HARBOR | 8734 | 18 | NJR HOME SERVICES. | JCP&L | No | Complete | 2012-08-27 | 2012-11-19 | 2012-11-28 | 2012-11-28
SRP13081 | SREC Solar | DIELT |  | 5.64 | 0 | Residential | 1 | SOUTHAMPTON | 8088 | 13 | TRINITY HEATING AND AIR | PSE&G BPU | No | Complete | 2012-08-27 | 2012-11-28 | 2012-12-05 | 2012-12-05
SRP13083 | SREC Solar | GAVILANES |  | 7.99 | 0 | Residential | 1 | SOUTH PLAINFIELD | 7080 | 11 | VIVINT SOLAR | PSE&G BPU | No | Complete | 2012-08-22 | 2013-01-31 | 2013-02-14 | 2013-02-14
SRP13084 | SREC Solar | FERGUSON |  | 5.64 | 0 | Residential | 1 | PISCATAWAY | 8854 | 11 | VIVINT SOLAR | PSE&G BPU | No | Complete | 2012-08-27 | 2013-03-07 | 2013-03-20 | 2013-03-20
SRP13086 | SREC Solar | WISWALL |  | 7.79 | 0 | Residential | 1 | BEACHWOOD | 8722 | 18 | TRINITY HEATING AND AIR | JCP&L | No | Complete | 2012-08-27 | 2012-11-09 | 2012-11-23 | 2012-11-23
SRP13087 | SREC Solar | SAITTA |  | 4.23 | 0 | Residential | 1 | MARGATE CITY | 8402 | 19 | TRINITY HEATING AND AIR | AC Electric | No | Complete | 2012-08-27 | 2013-06-20 | 2013-07-19 | 2013-07-19
SRP13088 | SREC Solar | FITTIPALDI |  | 10.56 | 0 | Residential | 1 | HAMMONTON | 8037 | 19 | PARAMOUNT SOLAR, LLC | AC Electric | No | Complete | 2012-08-27 | 2013-04-22 | 2013-05-06 | 2013-05-06
SRP13089 | SREC Solar | VILCACUNDO |  | 5.28 | 0 | Residential | 1 | NEWARK | 7104 | 9 | PARAMOUNT SOLAR, LLC | PSE&G BPU | No | Complete | 2012-08-27 | 2014-02-04 | 2014-03-07 | 2014-03-07
SRP13090 | SREC Solar | KARMILOWICZ |  | 4.8 | 0 | Residential | 1 | AVALON | 8202 | 21 | PARAMOUNT SOLAR, LLC | AC Electric | No | Complete | 2012-08-27 | 2012-12-05 | 2012-12-26 | 2012-12-26
SRP13092 | SREC Solar | FULZELE |  | 5.232 | 0 | Residential | 1 | HILLBOROUGH | 8876 | 5 | AMERICAN RENEWABLE ENERGY, INC | PSE&G BPU | No | Complete | 2012-08-27 | 2013-01-22 | 2013-02-12 | 2013-02-12
SRP13093 | SREC Solar | CORCORAN |  | 2.87 | 0 | Residential | 1 | HAWTHORNE | 7506 | 6 | TRINITY HEATING AND AIR | PSE&G BPU | No | Complete | 2012-08-27 | 2013-02-05 | 2013-02-19 | 2013-02-19
SRP13095 | SREC Solar | PECK |  | 3.5 | 0 | Residential | 1 | TRENTON | 8620 | 12 | TRINITY HEATING AND AIR | PSE&G BPU | No | Complete | 2012-08-27 | 2013-01-15 | 2013-02-06 | 2013-02-06
SRP13097 | SREC Solar | ARNONE |  | 5.46 | 0 | Residential | 1 | BRICK | 8724 | 18 | TRINITY HEATING AND AIR | JCP&L | No | Complete | 2012-08-27 | 2012-12-03 | 2012-12-12 | 2012-12-12
SRP13098 | SREC Solar | HUGHES |  | 8.5 | 0 | Residential | 1 | BRICK | 8724 | 18 | ROOF DIAGNOSTICS INC | JCP&L | No | Complete | 2012-08-27 | 2013-07-17 | 2013-07-22 | 2013-07-22
SRP13099 | SREC Solar | GITLITZ |  | 7.848 | 0 | Residential | 1 | FREEHOLD | 7728 | 17 | AMERICAN RENEWABLE ENERGY, INC | JCP&L | No | Complete | 2012-08-27 | 2013-01-25 | 2013-02-12 | 2013-02-12
SRP13100 | SREC Solar | TAMBINI |  | 7.5 | 0 | Residential | 1 | CHESTER | 7930 | 3 | TRINITY HEATING AND AIR | JCP&L | No | Complete | 2012-08-27 | 2012-09-17 | 2012-10-09 | 2012-10-09
SRP13101 | SREC Solar | SULEJMANI |  | 7.44 | 0 | Residential | 1 | NORTH HALEDON | 7508 | 6 | SOLARCITY CORPORATION | PSE&G BPU | No | Complete | 2012-08-27 | 2013-04-04 | 2013-05-01 | 2013-05-01
SRP13102 | SREC Solar | KENT |  | 8 | 0 | Residential | 1 | TRENTON | 8690 | 12 | TRINITY HEATING AND AIR | PSE&G BPU | No | Complete | 2012-08-27 | 2012-11-28 | 2012-12-05 | 2012-12-05
SRP13103 | SREC Solar | SHIPMAN |  | 8.32 | 0 | Residential | 1 | EDISON | 8817 | 11 | SOLARCITY CORPORATION | PSE&G BPU | No | Complete | 2012-08-27 | 2013-04-03 | 2013-04-22 | 2013-04-22
SRP13105 | SREC Solar | WOLOSIN |  | 7.84 | 0 | Residential | 1 | HAMMONTON | 8037 | 19 | GREEN SUN ENERGY SERVICES | AC Electric | No | Complete | 2012-08-27 | 2013-02-06 | 2013-02-20 | 2013-02-20
SRP13106 | SREC Solar | ALMEIDA |  | 8.085 | 0 | Residential | 1 | FREEHOLD | 7728 | 17 | GREEN SUN ENERGY SERVICES | JCP&L | No | Complete | 2012-08-27 | 2013-07-05 | 2013-07-12 | 2013-07-12
SRP13107 | SREC Solar | SMITH |  | 6.37 | 0 | Residential | 1 | HAINSPORT | 8036 | 13 | AMPED ON SOLAR | PSE&G BPU | No | Complete | 2012-08-27 | 2013-01-15 | 2013-02-06 | 2013-02-06
SRP13109 | SREC Solar | GORANTLA |  | 7.848 | 0 | Residential | 1 | MONMOUTH JCT | 8852 | 11 | AMERICAN RENEWABLE ENERGY, INC | PSE&G BPU | No | Complete | 2012-08-27 | 2013-06-05 | 2013-06-14 | 2013-06-14
SRP13110 | SREC Solar | MASI |  | 13.08 | 0 | Residential | 1 | ANDOVER | 7821 | 1 | GEOPEAK ENERGY LLC | JCP&L | No | Complete | 2012-08-27 | 2013-01-11 | 2013-01-28 | 2013-01-28
SRP13111 | SREC Solar | OLIVERI |  | 5.72 | 0 | Residential | 1 | CARTERET | 7008 | 11 | SOLARCITY CORPORATION | PSE&G BPU | No | Complete | 2012-08-27 | 2013-04-03 | 2013-04-22 | 2013-04-22
SRP13112 | SREC Solar | WEINTRAUB |  | 7.05 | 0 | Residential | 1 | JACKSON | 8527 | 18 | TRINITY HEATING AND AIR | JCP&L | No | Complete | 2012-08-27 | 2012-10-02 | 2012-10-22 | 2012-10-22
SRP13113 | SREC Solar | GRZYB |  | 7.755 | 0 | Residential | 1 | BAYONNE | 7002 | 8 | GREEN ESSEX SOLAR | PSE&G BPU | No | Complete | 2012-08-27 | 2014-02-20 | 2014-03-05 | 2014-03-05
SRP13114 | SREC Solar | MULVIHILL |  | 8.2 | 0 | Residential | 1 | STOCKHOLM | 7460 | 1 | TRINITY HEATING AND AIR | JCP&L | No | Complete | 2012-08-27 | 2012-10-03 | 2012-10-22 | 2012-10-22
SRP13115 | SREC Solar | WHITMAN | PONTEFRACT PARTNERS LLC | 21.12 | 0 | Commercial | 0 | OLDWICK | 8858 | 4 | GREEN POWER ENERGY LLC | JCP&L | No | Complete | 2012-08-27 | 2012-12-14 | 2012-12-21 | 2012-12-21
SRP13116 | SREC Solar | MCCABE |  | 10.464 | 0 | Residential | 1 | GLEN GARDNER | 8826 | 4 | GREEN POWER ENERGY LLC | JCP&L | No | Complete | 2012-08-27 | 2013-01-11 | 2013-01-28 | 2013-01-28
SRP13117 | SREC Solar | HUBER |  | 7.92 | 0 | Residential | 1 | MAYS LANDING | 8330 | 19 | RCL ENTERPRISES INC. | AC Electric | No | Complete | 2012-08-27 | 2012-11-15 | 2012-11-21 | 2012-11-21
SRP13118 | SREC Solar | GORALSKY |  | 7.2 | 0 | Residential | 1 | MORRIS PLAINS | 7950 | 3 | ALTERNATIVE LIGHT & ENERGY SOLUTIONS | JCP&L | No | Complete | 2012-08-27 | 2013-01-24 | 2013-02-12 | 2013-02-12
SRP13119 | SREC Solar | SAVELIEV |  | 4.94 | 0 | Residential | 1 | RAMSEY | 7446 | 7 | SOLARCITY CORPORATION | NJR | No | Complete | 2012-08-27 | 2013-03-26 | 2013-04-16 | 2013-04-16
SRP13120 | SREC Solar | KEARNS |  | 6.72 | 0 | Residential | 1 | BARRINGTON | 8007 | 14 | SOLARCITY CORPORATION | PSE&G BPU | No | Complete | 2012-08-27 | 2013-04-03 | 2013-04-30 | 2013-04-30
SRP13121 | SREC Solar | GREENSTONE |  | 7.5 | 0 | Residential | 1 | SOUTH ORANGE | 7079 | 9 | GEOSCAPE SOLAR | PSE&G BPU | No | Complete | 2012-08-27 | 2013-02-27 | 2013-03-12 | 2013-03-12
SRP13122 | SREC Solar | SHAIN |  | 15.36 | 0 | Residential | 1 | JACKSON | 8527 | 18 | SOLARCITY CORPORATION | New Jersey Power | No | Complete | 2012-08-27 | 2013-04-01 | 2013-04-23 | 2013-04-23
SRP13123 | SREC Solar | RECH |  | 6.72 | 0 | Residential | 1 | HI-NELLA | 8083 | 14 | SOLARCITY CORPORATION | PSE&G BPU | No | Complete | 2012-08-27 | 2013-04-03 | 2013-05-02 | 2013-05-02
SRP13124 | SREC Solar | CAGNEY |  | 5.04 | 0 | Residential | 1 | HEWITT | 7421 | 6 | SOLARCITY CORPORATION | Orange & Rockland Elec | No | Complete | 2012-08-27 | 2013-03-04 | 2013-03-18 | 2013-03-18
SRP13125 | SREC Solar | FEINBERG |  | 6 | 0 | Residential | 1 | SOMERSET | 8873 | 5 | SOLARCITY CORPORATION | PSE&G BPU | No | Complete | 2012-08-27 | 2013-04-03 | 2013-04-30 | 2013-04-30
SRP13126 | SREC Solar | DESNOYERS-GARCIA |  | 5.145 | 0 | Residential | 1 | S. ORANGE | 7079 | 9 | SUNGEVITY, INC. | PSE&G BPU | No | Complete | 2012-08-27 | 2013-02-05 | 2013-02-14 | 2013-02-14
SRP13127 | SREC Solar | SPINA |  | 9.36 | 0 | Residential | 1 | WALL | 7719 | 17 | SOLARCITY CORPORATION | JCP&L | No | Complete | 2012-08-27 | 2013-06-27 | 2013-07-30 | 2013-07-30
SRP13128 | SREC Solar | KUTBUDDIN |  | 7.92 | 0 | Residential | 1 | HACKETTSTOWN | 7840 | 2 | SOLARCITY CORPORATION | JCP&L | No | Complete | 2012-08-27 | 2013-01-02 | 2013-01-15 | 2013-01-15
SRP13130 | SREC Solar | BEEKS |  | 4.935 | 0 | Residential | 1 | UNION | 7083 | 10 | VIVINT SOLAR | PSE&G BPU | No | Complete | 2012-08-27 | 2013-01-14 | 2013-02-01 | 2013-02-01
SRP13131 | SREC Solar | FIGLEY |  | 7.68 | 0 | Residential | 1 | STAFFORD TOWNSHIP | 8050 | 18 | SOLARCITY CORPORATION | AC Electric | No | Complete | 2012-08-27 | 2013-05-21 | 2013-08-09 | 2013-08-09
SRP13132 | SREC Solar | SANCHEZ |  | 3.76 | 0 | Residential | 1 | PERTH AMBOY | 8861 | 11 | VIVINT SOLAR | PSE&G BPU | No | Complete | 2012-08-27 | 2013-01-02 | 2013-01-17 | 2013-01-17
SRP13133 | SREC Solar | RENZULLI | MONMOUTH COUNCIL OF GIRL SCOUTS | 49.92 | 0 | Non Profit | 1 | FARMINGDALE | 7727 | 17 | MERCURY SOLAR SYSTEMS - PORT CHESTER | JCP&L | No | Complete | 2012-08-27 | 2013-04-15 | 2013-05-01 | 2013-05-01
SRP13134 | SREC Solar | EVANS |  | 5.88 | 0 | Residential | 1 | CENTERTON | 8318 | 16 | GO SOLAR ELECTRIC, LLC | AC Electric | No | Complete | 2012-08-27 | 2013-06-07 | 2013-06-13 | 2013-06-13
SRP13135 | SREC Solar | DESAI |  | 5.5 | 0 | Residential | 1 | OLD BRIDGE | 8857 | 11 | TRINITY HEATING AND AIR | PSE&G BPU | No | Complete | 2012-08-27 | 2012-10-02 | 2012-10-18 | 2012-10-18
SRP13136 | SREC Solar | ROWE |  | 2.88 | 0 | Residential | 0 | SCOTCH PLAINS | 7076 | 10 | TRINITY HEATING AND AIR | PSE&G BPU | No | Complete | 2012-08-27 | 2013-01-11 | 2013-01-29 | 2013-01-29
SRP13137 | SREC Solar | HORNAK |  | 3.29 | 0 | Residential | 1 | EDISON | 8817 | 11 | TRINITY HEATING AND AIR | PSE&G BPU | No | Complete | 2012-08-27 | 2012-10-22 | 2012-11-13 | 2012-11-13
SRP13138 | SREC Solar | HANCOCK |  | 7.38 | 0 | Residential | 1 | COLOMBUS | 8022 | 13 | TRINITY HEATING AND AIR | PSE&G BPU | No | Complete | 2012-08-27 | 2012-09-26 | 2012-11-02 | 2012-11-02
SRP13139 | SREC Solar | EDWARDS |  | 13.23 | 0 | Residential | 1 | PLAINFIELD | 7060 | 10 | SOLAR ENERGY WORLD-W | PSE&G BPU | No | Complete | 2012-08-27 | 2012-12-06 | 2012-12-26 | 2012-12-26
SRP13141 | SREC Solar | EAGLE |  | 18.81 | 0 | Residential | 1 | ROEBLING | 8554 | 13 | SOLAR ENERGY WORLD-W | PSE&G BPU | No | Complete | 2012-08-27 | 2012-11-06 | 2013-04-05 | 2013-04-05
SRP13142 | SREC Solar | ATKINSON JR. |  | 13.965 | 0 | Residential | 1 | PITTSGROVE | 8318 | 16 | GO SOLAR ELECTRIC, LLC | AC Electric | No | Complete | 2012-08-27 | 2013-04-15 | 2013-05-01 | 2013-05-01
SRP13143 | SREC Solar | GROBELS |  | 10.2 | 0 | Residential | 0 | LONG VALLEY | 7853 | 3 | SKYLINE SOLAR | JCP&L | No | Complete | 2012-08-27 | 2012-10-09 | 2012-10-25 | 2012-10-25
SRP13144 | SREC Solar | POLIDORE JR |  | 6.815 | 0 | Residential | 1 | GARWOOD | 7027 | 10 | SUNRAY SOLAR, INC. | PSE&G BPU | No | Complete | 2012-08-27 | 2012-12-14 | 2012-12-21 | 2012-12-21
SRP13145 | SREC Solar | SOKOI |  | 3.995 | 0 | Residential | 1 | MONROE | 8831 | 11 | VIVINT SOLAR | JCP&L | No | Complete | 2012-09-04 | 2013-05-13 | 2013-05-22 | 2013-05-22
SRP13147 | SREC Solar | TERRELL |  | 4.935 | 0 | Residential | 1 | PISCATAWAY | 8854 | 11 | VIVINT SOLAR | PSE&G BPU | No | Complete | 2012-08-22 | 2013-01-08 | 2013-01-29 | 2013-01-29
SRP13150 | SREC Solar | ANZALONE |  | 8.82 | 0 | Residential | 1 | HOWELL | 7731 | 17 | SEA BRIGHT SOLAR, LLC | JCP&L | No | Complete | 2012-09-04 | 2013-01-03 | 2013-01-17 | 2013-01-17
SRP13153 | SREC Solar | LUCCHEST |  | 5.405 | 0 | Residential | 1 | WOODLAND PARK | 7424 | 6 | VIVINT SOLAR | PSE&G BPU | No | Complete | 2012-09-04 | 2013-03-19 | 2013-04-09 | 2013-04-09
SRP13154 | SREC Solar | NUNEZ |  | 6.58 | 0 | Residential | 1 | PISCATAWAY | 8854 | 11 | VIVINT SOLAR | PSE&G BPU | No | Complete | 2012-09-04 | 2012-12-03 | 2012-12-12 | 2012-12-12
SRP13155 | SREC Solar | GAUTNIER |  | 4.7 | 0 | Residential | 1 | ROSELLE PARK | 7204 | 10 | VIVINT SOLAR | PSE&G BPU | No | Complete | 2012-09-04 | 2013-02-14 | 2013-02-28 | 2013-02-28
SRP13157 | SREC Solar | CYMERMAN |  | 5.875 | 0 | Residential | 1 | COLONIA | 7067 | 10 | VIVINT SOLAR | PSE&G BPU | No | Complete | 2012-09-04 | 2013-01-03 | 2013-01-21 | 2013-01-21
SRP13158 | SREC Solar | SMELKO |  | 5.875 | 0 | Residential | 1 | PISCATAWAY | 8854 | 11 | VIVINT SOLAR | PSE&G BPU | No | Complete | 2012-09-04 | 2012-12-27 | 2013-01-16 | 2013-01-16
SRP13159 | SREC Solar | APOLINARIO |  | 4.23 | 0 | Residential | 1 | PISCATAWAY | 8854 | 11 | VIVINT SOLAR | PSE&G BPU | No | Complete | 2012-09-04 | 2013-01-10 | 2013-01-25 | 2013-01-25
SRP13161 | SREC Solar | VELEZ |  | 8.93 | 0 | Residential | 1 | COLONIA | 7067 | 10 | VIVINT SOLAR | PSE&G BPU | No | Complete | 2012-09-04 | 2013-03-19 | 2013-04-09 | 2013-04-09
SRP13162 | SREC Solar | MATHEWS |  | 5.875 | 0 | Residential | 1 | COLONIA | 7067 | 10 | VIVINT SOLAR | PSE&G BPU | No | Complete | 2012-09-04 | 2013-01-22 | 2013-02-07 | 2013-02-07
SRP13163 | SREC Solar | VELASQUEZ-GLASGOW |  | 4.7 | 0 | Residential | 1 | E. BRUNSWICK | 8816 | 11 | VIVINT SOLAR | PSE&G BPU | No | Complete | 2012-09-04 | 2013-06-27 | 2013-07-30 | 2013-07-30
SRP13164 | SREC Solar | KUHN |  | 7.05 | 0 | Residential | 1 | EDISON | 8837 | 11 | VIVINT SOLAR | PSE&G BPU | No | Complete | 2012-09-04 | 2013-05-13 | 2013-05-22 | 2013-05-22
SRP13166 | SREC Solar | KERBER |  | 2.82 | 0 | Residential | 1 | NEW BRUNSWICK | 8901 | 11 | VIVINT SOLAR | PSE&G BPU | No | Complete | 2012-09-04 | 2013-06-27 | 2013-07-05 | 2013-07-05
SRP13167 | SREC Solar | MELTON | ROLLING MEADOWS FARM | 50.4 | 0 | Farm | 0 | NEWTON | 7860 | 1 | SELF INSTALL | JCP&L | No | Complete | 2012-09-04 | 2013-06-19 | 2013-06-25 | 2013-06-25
SRP13168 | SREC Solar | ENDRINS |  | 7.194 | 0 | Residential | 1 | COLONIA | 7067 | 10 | AMERICAN RENEWABLE ENERGY, INC | PSE&G BPU | No | Complete | 2012-09-04 | 2013-01-10 | 2013-01-29 | 2013-01-29
SRP13170 | SREC Solar | EGBERT |  | 8.64 | 0 | Residential | 1 | DOROTHY | 8317 | 19 | ALLSEASON CONSTRUCTION | AC Electric | No | Complete | 2012-09-04 | 2013-04-03 | 2013-05-01 | 2013-05-01
SRP13171 | SREC Solar | TAYLOR |  | 3 | 0 | Residential | 1 | ORANGE | 7050 | 9 | ROOF DIAGNOSTICS INC | PSE&G BPU | No | Complete | 2012-09-04 | 2013-08-05 | 2013-08-06 | 2013-08-06
SRP13172 | SREC Solar | HYMER |  | 6.72 | 0 | Residential | 1 | MILLVILLE | 8332 | 20 | ALLSEASON CONSTRUCTION | AC Electric | No | Complete | 2012-09-04 | 2012-12-06 | 2012-12-11 | 2012-12-11
SRP13173 | SREC Solar | VASSILAKI |  | 5.76 | 0 | Residential | 1 | ATCO | 8004 | 14 | ALLSEASON CONSTRUCTION | AC Electric | No | Complete | 2012-09-04 | 2013-02-12 | 2013-02-22 | 2013-02-22
SRP13174 | SREC Solar | RODRIGUEZ |  | 7.92 | 0 | Residential | 1 | LANDSVILLE | 8326 | 19 | ALLSEASON CONSTRUCTION | AC Electric | No | Complete | 2012-09-04 | 2013-12-30 | 2014-01-14 | 2014-01-14
SRP13175 | SREC Solar | LEWANDOWSKI |  | 10.08 | 0 | Residential | 1 | RIO GRANDE | 8242 | 21 | ALLSEASON CONSTRUCTION | AC Electric | No | Complete | 2012-09-04 | 2013-01-30 | 2013-02-13 | 2013-02-13
SRP13176 | SREC Solar | BOGGI |  | 7.92 | 0 | Residential | 1 | SMITHVILLE | 8201 | 19 | ALLSEASON CONSTRUCTION | AC Electric | No | Complete | 2012-09-04 | 2012-10-02 | 2012-10-22 | 2012-10-22
SRP13177 | SREC Solar | CONNELLY |  | 7.92 | 0 | Residential | 1 | GALLOWAY | 8205 | 19 | ALLSEASON CONSTRUCTION | AC Electric | No | Complete | 2012-09-04 | 2012-12-06 | 2012-12-12 | 2012-12-12
SRP13178 | SREC Solar | STRANG SR |  | 3.36 | 0 | Residential | 1 | LEHT | 8087 | 18 | ALLSEASON CONSTRUCTION | AC Electric | No | Complete | 2012-09-04 | 2013-01-16 | 2013-02-06 | 2013-02-06
SRP13179 | SREC Solar | EICHMANN |  | 8.4 | 0 | Residential | 1 | LEHT | 8087 | 18 | ALLSEASON CONSTRUCTION | AC Electric | No | Complete | 2012-09-04 | 2013-02-12 | 2013-02-26 | 2013-02-26
SRP13180 | SREC Solar | FULCHER |  | 9.84 | 0 | Residential | 1 | MANAHAWKIN | 8050 | 18 | ALLSEASON CONSTRUCTION | AC Electric | No | Complete | 2012-09-04 | 2013-03-29 | 2013-04-24 | 2013-04-24
SRP13181 | SREC Solar | KULAK |  | 6.24 | 0 | Residential | 1 | GALLOWAY | 8205 | 19 | ALLSEASON CONSTRUCTION | AC Electric | No | Complete | 2012-09-04 | 2012-09-26 | 2012-11-29 | 2012-11-29
SRP13182 | SREC Solar | CLAY |  | 9.12 | 0 | Residential | 1 | LEHT | 8087 | 18 | ALLSEASON CONSTRUCTION | AC Electric | No | Complete | 2012-09-04 | 2013-01-30 | 2013-02-12 | 2013-02-12
SRP13183 | SREC Solar | AZEVEDO |  | 5.405 | 0 | Residential | 1 | NEW PROVIDENCE | 7974 | 10 | ALTERIS RENEWABLES DBA RGS ENERGY | JCP&L | No | Complete | 2012-09-04 | 2013-12-30 | 2014-03-06 | 2014-03-06
SRP13184 | SREC Solar | YOUNG |  | 6.86 | 0 | Residential | 1 | SEA GIRT | 8750 | 17 | REC SOLAR, INC. | Not Known | No | Complete | 2012-08-27 | 2013-06-05 | 2013-06-13 | 2013-06-13
SRP13185 | SREC Solar | REILLY |  | 9.555 | 0 | Residential | 1 | LAMBERTVILLE | 8530 | 4 | REC SOLAR, INC. | JCP&L | No | Complete | 2012-08-27 | 2013-02-22 | 2013-03-05 | 2013-03-05
SRP13189 | SREC Solar | STODDARD |  | 9.6 | 0 | Residential | 1 | BARNEGAT | 8005 | 18 | ALLSEASON CONSTRUCTION | AC Electric | No | Complete | 2012-09-04 | 2013-01-25 | 2013-02-12 | 2013-02-12
SRP13192 | SREC Solar | HEMEL |  | 7.92 | 0 | Residential | 1 | E. WINDSOR | 8520 | 12 | ALLSEASON CONSTRUCTION | JCP&L | No | Complete | 2012-09-04 | 2013-04-30 | 2013-05-15 | 2013-05-15
SRP13193 | SREC Solar | TROTTO |  | 7.44 | 0 | Residential | 1 | LEHT | 8087 | 18 | ALLSEASON CONSTRUCTION | AC Electric | No | Complete | 2012-09-04 | 2012-09-24 | 2012-10-08 | 2012-10-08
SRP13195 | SREC Solar | RUBINSTEIN |  | 14.4 | 0 | Residential | 1 | LINWOOD | 8221 | 19 | ALLSEASON CONSTRUCTION | AC Electric | No | Complete | 2012-09-04 | 2013-01-30 | 2013-02-12 | 2013-02-12
SRP13197 | SREC Solar | JONES |  | 5.39 | 0 | Residential | 1 | MANAHAWKIN | 8050 | 18 | REC SOLAR, INC. | AC Electric | No | Complete | 2012-08-27 | 2013-02-12 | 2013-02-22 | 2013-02-22
SRP13198 | SREC Solar | DICICCO-BLOOM |  | 12.25 | 0 | Residential | 1 | PRINCETON JCT | 8550 | 12 | REC SOLAR, INC. | PSE&G BPU | No | Complete | 2012-08-27 | 2013-02-22 | 2013-03-07 | 2013-03-07
SRP13210 | SREC Solar | MOREHEAD |  | 1.11 | 0 | Residential | 0 | WOODBURY | 8096 | 15 | VARA NRG LLC | PSE&G BPU | No | Complete | 2012-09-04 | 2013-03-29 | 2013-04-16 | 2013-04-16
SRP13220 | SREC Solar | CAVALCANTE |  | 5.1 | 0 | Residential | 1 | BARNEGAT | 8005 | 18 | ROOF DIAGNOSTICS INC | AC Electric | No | Complete | 2012-10-01 | 2013-09-26 | 2013-10-01 | 2013-10-01
SRP13221 | SREC Solar | DIOU |  | 5.17 | 0 | Residential | 1 | BRICK | 8724 | 18 | ENERGY SOLUTIONS OF NEW JERSEY LLC | JCP&L | No | Complete | 2012-10-01 | 2012-12-05 | 2013-01-16 | 2013-01-16
SRP13222 | SREC Solar | JOHNSON |  | 15.925 | 0 | Residential | 1 | NESHANIC STATION | 8853 | 5 | REC SOLAR, INC. | JCP&L | No | Complete | 2012-08-27 | 2013-02-12 | 2013-02-22 | 2013-02-22
SRP13226 | SREC Solar | WEI |  | 3.68 | 0 | Residential | 1 | PARAMUS | 7652 | 7 | VARA NRG LLC | PSE&G BPU | No | Complete | 2012-08-27 | 2013-08-27 | 2013-09-06 | 2013-09-06
SRP13227 | SREC Solar | STEFANELLI |  | 4.9 | 0 | Residential | 1 | LAVALLETTE | 8735 | 18 | REC SOLAR, INC. | Not Known | No | Complete | 2012-08-27 | 2012-10-03 | 2012-11-09 | 2012-11-09
SRP13228 | SREC Solar | SHAN |  | 3.68 | 0 | Residential | 1 | PARAMUS | 7653 | 7 | VARA NRG LLC | PSE&G BPU | No | Complete | 2012-08-27 | 2013-09-18 | 2013-09-24 | 2013-09-24
SRP13230 | SREC Solar | JESKI |  | 6.86 | 0 | Residential | 1 | BRICK | 8723 | 18 | REC SOLAR, INC. | JCP&L | No | Complete | 2012-08-27 | 2012-09-14 | 2012-10-03 | 2012-10-03
SRP13239 | SREC Solar | BOTALLICO |  | 9.89 | 0 | Residential | 0 | FLEMINGTON | 8822 | 4 | SUN SAVER SOLAR SYSTEMS 2 | JCP&L | No | Complete | 2012-08-27 | 2012-10-15 | 2012-11-02 | 2012-11-02
SRP13254 | SREC Solar | HILL |  | 6 | 0 | Residential | 1 | MILLVILLE | 8332 | 20 | SOLARCITY CORPORATION | AC Electric | No | Complete | 2012-09-04 | 2013-03-28 | 2013-04-19 | 2013-04-19
SRP13256 | SREC Solar | GIBSON |  | 7.92 | 0 | Residential | 1 | WILLIAMSTOWN | 8094 | 15 | SOLARCITY CORPORATION | AC Electric | No | Complete | 2012-09-04 | 2013-01-22 | 2013-02-12 | 2013-02-12
SRP13258 | SREC Solar | YATES |  | 7.2 | 0 | Residential | 1 | SOMERSET | 8873 | 5 | A-TOP ALTERNATIVE ENERGY | PSE&G BPU | No | Complete | 2012-09-04 | 2013-06-12 | 2013-07-09 | 2013-07-09
SRP13260 | SREC Solar | LESTER |  | 3.84 | 0 | Residential | 1 | PERTH AMBOY | 8861 | 11 | A-TOP ALTERNATIVE ENERGY | PSE&G BPU | No | Complete | 2012-09-04 | 2012-12-14 | 2013-01-18 | 2013-01-18
SRP13261 | SREC Solar | MALLUZO |  | 5.17 | 0 | Residential | 1 | LAKEWOOD | 8701 | 18 | TRINITY HEATING AND AIR | JCP&L | No | Complete | 2012-09-04 | 2012-09-14 | 2012-09-25 | 2012-09-25
SRP13262 | SREC Solar | DANIELS |  | 5.28 | 0 | Residential | 1 | BRICK | 8723 | 18 | TRINITY HEATING AND AIR | JCP&L | No | Complete | 2012-09-04 | 2013-01-22 | 2013-02-07 | 2013-02-07
SRP13263 | SREC Solar | HAGAR |  | 11 | 0 | Residential | 1 | NEW EGYPT | 8533 | 18 | TRINITY HEATING AND AIR | JCP&L | No | Complete | 2012-09-04 | 2012-10-10 | 2012-10-25 | 2012-10-25
SRP13265 | SREC Solar | KESHNER |  | 9.75 | 0 | Residential | 1 | MONROE | 8831 | 11 | TRINITY HEATING AND AIR | JCP&L | No | Complete | 2012-09-04 | 2013-01-02 | 2013-01-15 | 2013-01-15
SRP13266 | SREC Solar | SOTO |  | 3.995 | 0 | Residential | 1 | SOUTH PLAINFIELD | 7080 | 11 | VIVINT SOLAR | PSE&G BPU | No | Complete | 2012-09-04 | 2013-05-22 | 2013-05-29 | 2013-05-29
SRP13267 | SREC Solar | CATCHPOLE |  | 2.82 | 0 | Residential | 1 | EAST BRUNSWICK | 8816 | 11 | VIVINT SOLAR | PSE&G BPU | No | Complete | 2012-09-04 | 2013-02-08 | 2013-02-25 | 2013-02-25
SRP13269 | SREC Solar | MARTUCCI |  | 7.52 | 0 | Residential | 1 | SOUTH PLAINFIELD | 7080 | 11 | VIVINT SOLAR | PSE&G BPU | No | Complete | 2012-09-04 | 2013-01-18 | 2013-02-19 | 2013-02-19
SRP13271 | SREC Solar | PERRELLA |  | 6.815 | 0 | Residential | 1 | PISCATAWAY | 8854 | 11 | VIVINT SOLAR | PSE&G BPU | No | Complete | 2012-09-04 | 2013-02-08 | 2013-02-25 | 2013-02-25
SRP13273 | SREC Solar | MARTINEZ |  | 4.23 | 0 | Residential | 1 | UNION | 7083 | 10 | VIVINT SOLAR | PSE&G BPU | No | Complete | 2012-09-04 | 2013-01-03 | 2013-01-18 | 2013-01-18
SRP13275 | SREC Solar | SANCHEZ |  | 3.995 | 0 | Residential | 1 | CLIFTON | 7011 | 6 | VIVINT SOLAR | PSE&G BPU | No | Complete | 2012-09-04 | 2012-11-13 | 2013-05-01 | 2013-05-01
SRP13276 | SREC Solar | CRUZ |  | 7.52 | 0 | Residential | 1 | EAST BRUNSWICK | 8816 | 11 | VIVINT SOLAR | PSE&G BPU | No | Complete | 2012-09-04 | 2013-02-07 | 2013-02-25 | 2013-02-25
SRP13277 | SREC Solar | ONORATO | LOWER CAPE MAY REGIONAL HIGH SCH | 1834.56 | 0 | School Public K-12 | 1 | CAPE MAY | 8204 | 21 | CAMBRIA SOLAR LLC | AC Electric | No | Complete | 2012-09-04 | 2013-02-14 | 2013-02-28 | 2013-02-28
SRP13279 | SREC Solar | MIRYNOWSKI |  | 10.575 | 0 | Residential | 1 | FREEHOLD | 7728 | 17 | TRINITY HEATING AND AIR | JCP&L | No | Complete | 2012-09-04 | 2013-01-02 | 2013-01-09 | 2013-01-09
SRP13280 | SREC Solar | SHAH |  | 5.74 | 0 | Residential | 1 | VENTNOR CITY | 8406 | 19 | TRINITY HEATING AND AIR | AC Electric | No | Complete | 2012-09-04 | 2012-11-09 | 2012-11-23 | 2012-11-23
SRP13281 | SREC Solar | KONDEK |  | 9.25 | 0 | Residential | 1 | BAYVILLE | 8721 | 18 | TRINITY HEATING AND AIR | JCP&L | No | Complete | 2012-09-04 | 2013-01-11 | 2013-02-06 | 2013-02-06
SRP13282 | SREC Solar | GARGIULO |  | 6.345 | 0 | Residential | 1 | PISCATAWAY | 8854 | 11 | VIVINT SOLAR | PSE&G BPU | No | Complete | 2012-09-04 | 2012-12-28 | 2013-01-18 | 2013-01-18
SRP13283 | SREC Solar | BROWN |  | 7.05 | 0 | Residential | 1 | PISCATAWAY | 8854 | 11 | VIVINT SOLAR | PSE&G BPU | No | Complete | 2012-09-04 | 2013-04-22 | 2013-05-03 | 2013-05-03
SRP13284 | SREC Solar | DEVITO |  | 5.875 | 0 | Residential | 1 | EAST BRUNSWICK | 8816 | 11 | VIVINT SOLAR | PSE&G BPU | No | Complete | 2012-09-04 | 2013-02-12 | 2013-02-26 | 2013-02-26
SRP13287 | SREC Solar | MILLER |  | 6.815 | 0 | Residential | 1 | PISCATAWAY | 8854 | 11 | VIVINT SOLAR | PSE&G BPU | No | Complete | 2012-09-04 | 2013-12-30 | 2014-01-15 | 2014-01-15
SRP13290 | SREC Solar | SIANO | STAFFORD TWP INTERMEDIATE SCHOOL | 121.68 | 0 | School Public K-12 | 0 | MANAHAWKIN | 8050 | 18 | DPR ELECTRIC, INC | AC Electric | No | Complete | 2012-09-04 | 2012-11-19 | 2012-11-28 | 2012-11-28
SRP13291 | SREC Solar | BHATT |  | 4.32 | 0 | Residential | 1 | EAST BRUNSWICK | 8816 | 11 | ASTON SOLAR | PSE&G BPU | No | Complete | 2012-09-04 | 2013-05-08 | 2013-05-14 | 2013-05-14
SRP13292 | SREC Solar | SCHECHTER |  | 9.065 | 0 | Residential | 1 | LAKEWOOD | 8701 | 18 | POWERLUTIONS, LLC | JCP&L | No | Complete | 2012-09-04 | 2012-12-26 | 2013-01-03 | 2013-01-03
SRP13293 | SREC Solar | WEAVER |  | 18.72 | 0 | Residential | 1 | FORKED RIVER | 8731 | 18 | ALLSEASON CONSTRUCTION | JCP&L | No | Complete | 2012-09-04 | 2013-01-30 | 2013-02-13 | 2013-02-13
SRP13294 | SREC Solar | MOLINARO |  | 7 | 0 | Residential | 1 | TOMS RIVER | 8757 | 18 | TRINITY HEATING AND AIR | JCP&L | No | Complete | 2012-09-04 | 2012-09-17 | 2012-10-09 | 2012-10-09
SRP13296 | SREC Solar | COTLER |  | 9.156 | 0 | Residential | 0 | OCEAN | 7712 | 17 | GEOPEAK ENERGY LLC | JCP&L | No | Complete | 2012-09-04 | 2013-02-27 | 2013-03-12 | 2013-03-12
SRP13298 | SREC Solar | PATEL |  | 12.753 | 0 | Residential | 1 | PISCATAWAY | 8854 | 11 | AMERICAN RENEWABLE ENERGY, INC | PSE&G BPU | No | Complete | 2012-09-04 | 2013-01-04 | 2013-01-21 | 2013-01-21
SRP13299 | SREC Solar | TANG |  | 9.66 | 0 | Residential | 0 | WARREN | 7059 | 5 | BLUE SKY TECHNOLOGIES USA | JCP&L | No | Complete | 2012-08-28 | 2012-11-06 | 2012-11-13 | 2012-11-13
SRP13300 | SREC Solar | VASIREDDY |  | 9.81 | 0 | Residential | 1 | FRANKLIN PARK | 8823 | 5 | AMERICAN RENEWABLE ENERGY, INC | PSE&G BPU | No | Complete | 2012-09-04 | 2013-01-28 | 2013-02-12 | 2013-02-12
SRP13301 | SREC Solar | VELLA |  | 4.9 | 0 | Residential | 1 | NEW EGYPT | 8533 | 18 | CORBIN SOLAR SOLUTIONS, LLC | JCP&L | No | Complete | 2012-09-04 | 2013-01-15 | 2013-02-06 | 2013-02-06
SRP13302 | SREC Solar | HOPKINS |  | 5.88 | 0 | Residential | 1 | SOUTH TOMS RIVER | 8757 | 18 | CORBIN SOLAR SOLUTIONS, LLC | JCP&L | No | Complete | 2012-09-04 | 2012-10-25 | 2012-11-14 | 2012-11-14
SRP13305 | SREC Solar | IOANNUCCI |  | 6.24 | 0 | Residential | 1 | GALLOWAY | 8205 | 19 | SOLARCITY CORPORATION | AC Electric | No | Complete | 2012-09-04 | 2013-03-26 | 2013-04-15 | 2013-04-15
SRP13307 | SREC Solar | DAVIS |  | 11.28 | 0 | Residential | 1 | BERNARDSVILLE | 7924 | 5 | SOLARCITY CORPORATION | JCP&L | No | Complete | 2012-09-04 | 2013-05-01 | 2013-05-14 | 2013-05-14
SRP13309 | SREC Solar | TALLEY |  | 6.24 | 0 | Residential | 1 | ALLENTOWN | 8501 | 17 | SOLARCITY CORPORATION | PSE&G BPU | No | Complete | 2012-09-04 | 2013-04-04 | 2013-05-01 | 2013-05-01
SRP13310 | SREC Solar | AGASHE |  | 6.24 | 0 | Residential | 1 | PISCATAWAY | 8854 | 11 | SOLARCITY CORPORATION | PSE&G BPU | No | Complete | 2012-09-10 | 2013-03-28 | 2013-04-15 | 2013-04-15
SRP13311 | SREC Solar | LINDEMUTH |  | 5.2 | 0 | Residential | 1 | PALMYRA | 8065 | 13 | SOLARCITY CORPORATION | PSE&G BPU | No | Complete | 2012-09-04 | 2013-04-02 | 2013-05-01 | 2013-05-01
SRP13313 | SREC Solar | AGUIAR |  | 5.04 | 0 | Residential | 1 | PARAMUS | 7652 | 7 | SOLARCITY CORPORATION | PSE&G BPU | No | Complete | 2012-09-04 | 2013-07-09 | 2013-07-12 | 2013-07-12
SRP13314 | SREC Solar | GASSMAN |  | 3.36 | 0 | Residential | 1 | HOPATCONG | 7843 | 1 | SOLARCITY CORPORATION | JCP&L | No | Complete | 2012-09-04 | 2013-04-01 | 2013-05-14 | 2013-05-14
SRP13315 | SREC Solar | SHAH |  | 4.08 | 0 | Residential | 1 | PARSIPPANY | 7054 | 3 | SOLARCITY CORPORATION | JCP&L | No | Complete | 2012-09-04 | 2013-04-12 | 2013-04-26 | 2013-04-26
SRP13316 | SREC Solar | ROME |  | 11.045 | 0 | Residential | 0 | PRINCETON | 8850 | 11 | GREEN SUN ENERGY SERVICES | JCP&L | No | Complete | 2012-09-04 | 2013-04-01 | 2013-04-17 | 2013-04-17
SRP13317 | SREC Solar | GRAYSON |  | 9.065 | 0 | Residential | 0 | FARMINGDALE | 7727 | 17 | GREEN SUN ENERGY SERVICES | JCP&L | No | Complete | 2012-09-04 | 2013-08-13 | 2013-09-03 | 2013-09-03
SRP13318 | SREC Solar | FRANCO |  | 8.67 | 0 | Residential | 1 | TOMS RIVER | 8755 | 18 | ROOF DIAGNOSTICS INC | JCP&L | No | Complete | 2012-09-04 | 2013-06-12 | 2013-06-24 | 2013-06-24
SRP13320 | SREC Solar | CANNON |  | 4.5 | 0 | Residential | 1 | HAMILTON / TRENTON | 8620 | 12 | ROOF DIAGNOSTICS INC | PSE&G BPU | No | Complete | 2012-09-04 | 2013-06-04 | 2013-06-14 | 2013-06-14
SRP13321 | SREC Solar | SHALKOFF |  | 8.82 | 0 | Residential | 1 | EAST HANOVER | 7936 | 3 | SOLAR ENERGY WORLD-W | JCP&L | No | Complete | 2012-08-29 | 2013-10-30 | 2013-11-08 | 2013-11-08
SRP13322 | SREC Solar | PTAK |  | 17.004 | 0 | Residential | 1 | HIGHLANDS | 7732 | 17 | SEA BRIGHT SOLAR, LLC | JCP&L | No | Complete | 2012-09-04 | 2013-03-11 | 2013-03-28 | 2013-03-28
SRP13323 | SREC Solar | JADAV |  | 11.445 | 0 | Residential | 1 | FREEHOLD | 7731 | 17 | SEA BRIGHT SOLAR, LLC | JCP&L | No | Complete | 2012-09-04 | 2013-01-31 | 2013-02-19 | 2013-02-19
SRP13325 | SREC Solar | SEHER |  | 5.145 | 0 | Residential | 1 | DELRAN | 8075 | 13 | ALTERIS RENEWABLES DBA RGS ENERGY | PSE&G BPU | No | Complete | 2012-09-04 | 2014-01-07 | 2014-01-21 | 2014-01-21
SRP13326 | SREC Solar | JOHNSON |  | 7.2 | 0 | Residential | 1 | WINSLOW TOWNSHIP | 8009 | 14 | SOLULAR LLC. II | AC Electric | No | Complete | 2012-09-04 | 2012-11-05 | 2012-11-13 | 2012-11-13
SRP13327 | SREC Solar | LAGRASTA |  | 4.845 | 0 | Residential | 0 | HASBROUCK HEIGHTS | 7604 | 7 | ALLIANCE COOPERATIVE ENERGY | PSE&G BPU | No | Complete | 2012-10-01 | 2013-02-13 | 2013-03-04 | 2013-03-04
SRP13328 | SREC Solar | MCARDLE |  | 6.105 | 0 | Residential | 1 | LITTLE EGG HARBOR | 8087 | 18 | TRINITY HEATING AND AIR | AC Electric | No | Complete | 2012-09-04 | 2012-11-09 | 2012-11-23 | 2012-11-23
SRP13329 | SREC Solar | CERNEK |  | 5 | 0 | Residential | 1 | FORKED RIVER | 8731 | 18 | TRINITY HEATING AND AIR | JCP&L | No | Complete | 2012-09-04 | 2012-09-17 | 2012-10-09 | 2012-10-09
SRP13330 | SREC Solar | BROWN |  | 4.32 | 0 | Residential | 1 | WEST MILFORD | 7480 | 6 | SOLARCITY CORPORATION | JCP&L | No | Complete | 2012-09-04 | 2013-04-02 | 2013-04-19 | 2013-04-19
SRP13331 | SREC Solar | SMITH |  | 5.28 | 0 | Residential | 1 | SOUTH AMBOY | 8879 | 11 | TRINITY HEATING AND AIR | JCP&L | No | Complete | 2012-09-04 | 2012-09-17 | 2012-10-09 | 2012-10-09
SRP13333 | SREC Solar | MUIR |  | 5.17 | 0 | Residential | 1 | CLIFTON | 7011 | 6 | SUNGEVITY, INC. | PSE&G BPU | No | Complete | 2012-09-04 | 2012-12-07 | 2012-12-12 | 2012-12-12
SRP13334 | SREC Solar | SAPIENZA |  | 4.5 | 0 | Residential | 1 | MANASQUAN | 8736 | 17 | ROOF DIAGNOSTICS INC | JCP&L | No | Complete | 2012-09-04 | 2013-08-06 | 2013-09-25 | 2013-09-25
SRP13335 | SREC Solar | GOSS |  | 7.02 | 0 | Residential | 1 | SICKLERVILLE | 8081 | 14 | SOLARCITY CORPORATION | AC Electric | No | Complete | 2012-09-04 | 2013-04-12 | 2013-04-26 | 2013-04-26
SRP13336 | SREC Solar | GOSS |  | 5.72 | 0 | Residential | 1 | SICKLERVILLE | 8081 | 14 | SOLARCITY CORPORATION | AC Electric | No | Complete | 2012-09-04 | 2013-05-31 | 2013-06-24 | 2013-06-24
SRP13337 | SREC Solar | MAZUR |  | 4.32 | 0 | Residential | 1 | NORTH MIDDLETOWN | 7748 | 17 | GARDEN STATE SOLAR LLC | JCP&L | No | Complete | 2012-09-04 | 2012-10-19 | 2012-11-07 | 2012-11-07
SRP13338 | SREC Solar | VOLLMAN |  | 6 | 0 | Residential | 0 | BEACHWOOD | 8722 | 18 | SELF INSTALL | JCP&L | No | Complete | 2012-09-04 | 2013-01-15 | 2013-02-01 | 2013-02-01
SRP13339 | SREC Solar | FERRANTI |  | 9.165 | 0 | Residential | 1 | E. WINDSOR | 8512 | 11 | TRINITY HEATING AND AIR | JCP&L | No | Complete | 2012-09-04 | 2012-11-02 | 2012-11-16 | 2012-11-16
SRP13340 | SREC Solar | LAWRENCE |  | 8.25 | 0 | Residential | 1 | HOWELL | 7731 | 17 | TRINITY HEATING AND AIR | JCP&L | No | Complete | 2012-09-04 | 2012-12-06 | 2012-12-12 | 2012-12-12
SRP13341 | SREC Solar | CARTER |  | 4.68 | 0 | Residential | 1 | E. ORANGE | 7017 | 9 | SOLARCITY CORPORATION | PSE&G BPU | No | Complete | 2012-09-04 | 2013-06-17 | 2013-07-24 | 2013-07-24
SRP13342 | SREC Solar | SAHLMAN |  | 7.65 | 0 | Residential | 0 | WESTMONT | 8108 | 14 | VARA NRG LLC | PSE&G BPU | No | Complete | 2012-09-04 | 2012-10-23 | 2012-11-13 | 2012-11-13
SRP13343 | SREC Solar | RINNYK |  | 5.76 | 0 | Residential | 1 | BELVIDERE | 7823 | 2 | SOLARCITY CORPORATION | JCP&L | No | Complete | 2012-09-04 | 2013-03-29 | 2013-04-17 | 2013-04-17
SRP13345 | SREC Solar | WENGERTER |  | 12 | 0 | Residential | 1 | MANCHESTER | 8759 | 18 | NJR HOME SERVICES. | JCP&L | No | Complete | 2012-09-04 | 2012-12-14 | 2012-12-21 | 2012-12-21
SRP13346 | SREC Solar | BEAULIEU |  | 4.9 | 0 | Residential | 1 | ATLANTIS | 8087 | 18 | CORBIN SOLAR SOLUTIONS, LLC | AC Electric | No | Complete | 2012-09-04 | 2013-01-03 | 2013-01-18 | 2013-01-18
SRP13348 | SREC Solar | KHOVOV |  | 3.84 | 0 | Residential | 1 | HILLSIDE | 7205 | 10 | SOLARCITY CORPORATION | PSE&G BPU | No | Complete | 2012-09-04 | 2013-08-23 | 2013-09-03 | 2013-09-03
SRP13349 | SREC Solar | WEIDHORN |  | 6.72 | 0 | Residential | 1 | FAIR LAWN | 7410 | 7 | SOLARCITY CORPORATION | PSE&G BPU | No | Complete | 2012-09-04 | 2013-04-01 | 2013-04-22 | 2013-04-22
SRP13350 | SREC Solar | MCCLOSKEY |  | 3.12 | 0 | Residential | 1 | WASHINGTON TOWNSHIP | 8080 | 15 | SOLARCITY CORPORATION | AC Electric | No | Complete | 2012-09-04 | 2013-03-26 | 2013-04-16 | 2013-04-16
SRP13351 | SREC Solar | VANTERPOOL |  | 7.848 | 0 | Residential | 1 | SCOTCH PLAINS | 7076 | 10 | AMERICAN RENEWABLE ENERGY, INC | PSE&G BPU | No | Complete | 2012-09-04 | 2013-01-28 | 2013-02-26 | 2013-02-26
SRP13352 | SREC Solar | LAWRENCE |  | 8.64 | 0 | Residential | 1 | LINDENWOLD | 8021 | 14 | SOLARCITY CORPORATION | AC Electric | No | Complete | 2012-09-04 | 2013-08-27 | 2013-09-06 | 2013-09-06
SRP13353 | SREC Solar | WALTER |  | 7.92 | 0 | Residential | 1 | SOUTHAMPTON | 8088 | 13 | SOLARCITY CORPORATION | JCP&L | No | Complete | 2012-09-04 | 2013-04-01 | 2013-04-23 | 2013-04-23
SRP13354 | SREC Solar | ELSAWY |  | 6 | 0 | Residential | 1 | ROSELLE PARK | 7204 | 10 | SOLARCITY CORPORATION | PSE&G BPU | No | Complete | 2012-09-04 | 2013-04-02 | 2013-04-19 | 2013-04-19
SRP13355 | SREC Solar | GOODFRIEND |  | 7.52 | 0 | Residential | 1 | JACKSON | 8527 | 18 | TRINITY HEATING AND AIR | JCP&L | No | Complete | 2012-09-04 | 2012-10-17 | 2012-11-06 | 2012-11-06
SRP13356 | SREC Solar | BAGLIERI |  | 5 | 0 | Residential | 1 | RAHWAY | 7065 | 10 | TRINITY HEATING AND AIR | PSE&G BPU | No | Complete | 2012-09-04 | 2013-01-09 | 2013-01-28 | 2013-01-28
SRP13357 | SREC Solar | BAIN |  | 7.92 | 0 | Residential | 1 | MANALAPAN | 7726 | 17 | SOLARCITY CORPORATION | JCP&L | No | Complete | 2012-09-04 | 2013-04-01 | 2013-04-23 | 2013-04-23
SRP13358 | SREC Solar | DANIELS |  | 4.25 | 0 | Residential | 1 | MONROE TWP | 8831 | 11 | TRINITY HEATING AND AIR | JCP&L | No | Complete | 2012-09-04 | 2013-02-26 | 2013-03-06 | 2013-03-06
SRP13359 | SREC Solar | DENBURG |  | 4.32 | 0 | Residential | 1 | VERONA | 7044 | 9 | SOLARCITY CORPORATION | PSE&G BPU | No | Complete | 2012-09-04 | 2013-03-29 | 2013-05-01 | 2013-05-01
SRP13360 | SREC Solar | CUYKENDALL |  | 2.64 | 0 | Residential | 1 | FORKED RIVER | 8731 | 18 | SOLARCITY CORPORATION | JCP&L | No | Complete | 2012-09-04 | 2013-04-26 | 2013-05-09 | 2013-05-09
SRP13361 | SREC Solar | KLIEN |  | 13.05 | 0 | Residential | 1 | LAKEWOOD | 8701 | 18 | AROSA SOLAR ENERGY, INC | JCP&L | No | Complete | 2012-09-04 | 2013-01-03 | 2013-01-21 | 2013-01-21
SRP13362 | SREC Solar | ROTOLO |  | 8.5 | 0 | Residential | 1 | TOMS RIVER | 8755 | 18 | TRINITY HEATING AND AIR | JCP&L | No | Complete | 2012-09-04 | 2012-11-28 | 2012-12-05 | 2012-12-05
SRP13363 | SREC Solar | SILVERMAN |  | 12 | 0 | Residential | 1 | MANALAPAN | 7726 | 17 | TRINITY HEATING AND AIR | JCP&L | No | Complete | 2012-09-04 | 2012-11-09 | 2012-11-23 | 2012-11-23
SRP13364 | SREC Solar | CARR |  | 5 | 0 | Residential | 1 | PITMAN | 8071 | 15 | TRINITY HEATING AND AIR | AC Electric | No | Complete | 2012-09-04 | 2013-01-02 | 2013-01-15 | 2013-01-15
SRP13365 | SREC Solar | JOHNSON |  | 4.5 | 0 | Residential | 1 | RAHWAY | 7065 | 10 | ROOF DIAGNOSTICS INC | PSE&G BPU | No | Complete | 2012-09-04 | 2013-05-06 | 2013-05-14 | 2013-05-14
SRP13366 | SREC Solar | RASHID |  | 12.96 | 0 | Residential | 0 | MONMOUTH JCT | 8852 | 11 | AMPERICON | PSE&G BPU | No | Complete | 2012-09-10 | 2013-02-27 | 2013-03-04 | 2013-03-04
SRP13369 | SREC Solar | BELLOISE | ARCHDIOCESE OF NEWARK | 34.56 | 0 | Non Profit | 1 | NEWARK | 7104 | 9 | MERCURY SOLAR SYSTEMS - PORT CHESTER | PSE&G BPU | No | Complete | 2012-09-10 | 2013-03-06 | 2013-03-14 | 2013-03-14
SRP13370 | SREC Solar | ALLIEGRO |  | 12.25 | 0 | Residential | 1 | STOCKTON | 8559 | 4 | TRINITY HEATING AND AIR | JCP&L | No | Complete | 2012-09-10 | 2012-11-13 | 2012-11-27 | 2012-11-27
SRP13371 | SREC Solar | QUINTIERI |  | 4.75 | 0 | Residential | 1 | WARETOWN | 8758 | 18 | TRINITY HEATING AND AIR | JCP&L | No | Complete | 2012-09-10 | 2013-01-02 | 2013-01-15 | 2013-01-15
SRP13372 | SREC Solar | ROTH |  | 11.27 | 0 | Residential | 1 | E.WINDSOR | 8512 | 11 | TRINITY HEATING AND AIR | JCP&L | No | Complete | 2012-09-10 | 2013-07-03 | 2013-07-10 | 2013-07-10
SRP13374 | SREC Solar | WONG |  | 7.25 | 0 | Residential | 1 | MORGANVILLE | 7751 | 17 | TRINITY HEATING AND AIR | JCP&L | No | Complete | 2012-09-10 | 2013-01-02 | 2013-01-15 | 2013-01-15
SRP13375 | SREC Solar | WEINBERG |  | 9 | 0 | Residential | 1 | MONROE | 8831 | 11 | TRINITY HEATING AND AIR | JCP&L | No | Complete | 2012-09-10 | 2012-12-28 | 2013-01-03 | 2013-01-03
SRP13376 | SREC Solar | MARSHELLO |  | 10.78 | 0 | Residential | 1 | ABSECON | 8201 | 19 | GO SOLAR ELECTRIC, LLC | AC Electric | No | Complete | 2012-09-10 | 2013-05-17 | 2013-05-23 | 2013-05-23
SRP13377 | SREC Solar | SMITH |  | 3.76 | 0 | Residential | 1 | PISCATAWAY | 8854 | 11 | VIVINT SOLAR | PSE&G BPU | No | Complete | 2012-09-10 | 2012-12-27 | 2013-02-05 | 2013-02-05
SRP13378 | SREC Solar | TATE |  | 5.64 | 0 | Residential | 1 | LAKEWOOD | 8701 | 18 | TRINITY HEATING AND AIR | JCP&L | No | Complete | 2012-09-10 | 2012-09-26 | 2012-10-11 | 2012-10-11
SRP13383 | SREC Solar | DEBIASO |  | 11.18 | 0 | Residential | 1 | GALLOWAY | 8205 | 19 | GREENPOINTE ENERGY | AC Electric | No | Complete | 2012-09-10 | 2013-03-27 | 2013-04-17 | 2013-04-17
SRP13384 | SREC Solar | DANTINNE |  | 5.76 | 0 | Residential | 0 | WOODSTOWN | 8098 | 16 | RCL ENTERPRISES INC. | AC Electric | No | Complete | 2012-09-10 | 2012-11-15 | 2012-11-21 | 2012-11-21
SRP13385 | SREC Solar | AGUILAR |  | 2 | 0 | Residential | 0 | PLEASANTVILLE | 8232 | 19 | RCL ENTERPRISES INC. | AC Electric | No | Complete | 2012-09-10 | 2013-09-11 | 2013-10-07 | 2013-10-07
SRP13386 | SREC Solar | SELLERS |  | 7 | 0 | Residential | 1 | WRIGHTSTOWN | 8562 | 13 | SOLAR ENERGY WORLD-W | JCP&L | No | Complete | 2012-09-10 | 2012-12-14 | 2012-12-21 | 2012-12-21
SRP13387 | SREC Solar | KETTELBERGER |  | 10.045 | 0 | Residential | 1 | HAINESPORT | 8036 | 13 | ALTERIS RENEWABLES DBA RGS ENERGY | PSE&G BPU | No | Complete | 2012-09-10 | 2013-02-12 | 2013-02-26 | 2013-02-26
SRP13388 | SREC Solar | MURPHY |  | 7.84 | 0 | Residential | 1 | HILLSBOROUGH | 8844 | 5 | CORBIN SOLAR SOLUTIONS, LLC | PSE&G BPU | No | Complete | 2012-09-10 | 2012-12-07 | 2012-12-18 | 2012-12-18
SRP13389 | SREC Solar | BINNS |  | 13.75 | 0 | Residential | 1 | TOMS RIVER | 8753 | 18 | KOPP ELECTRIC COMPANY | JCP&L | No | Complete | 2012-09-10 | 2013-03-12 | 2013-03-28 | 2013-03-28
SRP13390 | SREC Solar | GREENIDGE | GREENIDGE FUNERAL HOMES INC | 9.36 | 0 | Commercial | 0 | ATLANTIC CITY | 8401 | 19 | BRITE IDEA ENERGY | AC Electric | No | Complete | 2012-09-10 | 2013-03-27 | 2013-04-24 | 2013-04-24
SRP13391 | SREC Solar | STACKHOUSE |  | 4.08 | 0 | Residential | 1 | WARETOWN | 8758 | 18 | ROOF DIAGNOSTICS INC | JCP&L | No | Complete | 2012-09-10 | 2012-12-20 | 2013-01-04 | 2013-01-04
SRP13392 | SREC Solar | BUCZYNSKI |  | 5.865 | 0 | Residential | 1 | FARMINGDALE | 7727 | 17 | ROOF DIAGNOSTICS INC | JCP&L | No | Complete | 2012-09-10 | 2013-01-07 | 2013-01-25 | 2013-01-25
SRP13393 | SREC Solar | CALOTTA |  | 3.75 | 0 | Residential | 1 | MAHWAH | 7430 | 7 | ROOF DIAGNOSTICS INC | Orange & Rockland Elec | No | Complete | 2012-09-10 | 2013-01-30 | 2013-02-12 | 2013-02-12
SRP13394 | SREC Solar | THOMAS-MARRANCO |  | 6.25 | 0 | Residential | 1 | TRENTON | 8618 | 12 | ROOF DIAGNOSTICS INC | PSE&G BPU | No | Complete | 2012-09-10 | 2013-01-30 | 2013-02-11 | 2013-02-11
SRP13395 | SREC Solar | RUZICH |  | 8.82 | 0 | Residential | 1 | CRANBURY | 8512 | 11 | ROOF DIAGNOSTICS INC | PSE&G BPU | No | Complete | 2012-09-10 | 2013-01-04 | 2013-01-28 | 2013-01-28
SRP13396 | SREC Solar | REGO |  | 5.1 | 0 | Residential | 1 | HIGHTSTOWN | 8520 | 12 | ROOF DIAGNOSTICS INC | JCP&L | No | Complete | 2012-09-10 | 2012-11-20 | 2012-12-11 | 2012-12-11
SRP13397 | SREC Solar | DIAZ |  | 4 | 0 | Residential | 1 | KEARNY | 7032 | 8 | ROOF DIAGNOSTICS INC | PSE&G BPU | No | Complete | 2012-09-10 | 2013-03-07 | 2013-03-20 | 2013-03-20
SRP13398 | SREC Solar | BIRBIGLIA |  | 4.25 | 0 | Residential | 1 | CLIFTON | 7012 | 6 | ROOF DIAGNOSTICS INC | PSE&G BPU | No | Complete | 2012-09-10 | 2013-02-06 | 2013-03-12 | 2013-03-12
SRP13399 | SREC Solar | BUNIN |  | 9.81 | 0 | Residential | 1 | DUMONT | 7628 | 7 | GREEN POWER ENERGY LLC | PSE&G BPU | No | Complete | 2012-09-10 | 2013-09-04 | 2013-09-10 | 2013-09-10
SRP13400 | SREC Solar | KUHRT |  | 10.25 | 0 | Residential | 1 | WHITING | 8759 | 18 | TRINITY HEATING AND AIR | JCP&L | No | Complete | 2012-09-10 | 2012-11-28 | 2012-12-07 | 2012-12-07
SRP13401 | SREC Solar | PEREZ |  | 3.525 | 0 | Residential | 1 | E. BRUNSWICK | 8816 | 11 | VIVINT SOLAR | PSE&G BPU | No | Complete | 2012-09-10 | 2013-02-07 | 2013-02-25 | 2013-02-25
SRP13402 | SREC Solar | TIEDEMANN |  | 3.5 | 0 | Residential | 1 | WALL | 7719 | 17 | TRINITY HEATING AND AIR | JCP&L | No | Complete | 2012-09-10 | 2012-10-02 | 2012-10-18 | 2012-10-18
SRP13404 | SREC Solar | NGUYEN |  | 8.17 | 0 | Residential | 1 | EGG HARBOR | 8234 | 19 | NJ SOLAR POWER, LLC | AC Electric | No | Complete | 2012-09-10 | 2013-01-04 | 2013-01-21 | 2013-01-21
SRP13405 | SREC Solar | CHOPEK |  | 11.44 | 0 | Residential | 1 | SEAVILLE | 8230 | 21 | KAITANNA SOLAR, LLC | AC Electric | No | Complete | 2012-09-10 | 2013-06-13 | 2013-11-14 | 2013-11-14
SRP13407 | SREC Solar | DE JESUS |  | 5 | 0 | Residential | 1 | LODI | 7644 | 7 | ROOF DIAGNOSTICS INC | PSE&G BPU | No | Complete | 2012-09-10 | 2013-06-12 | 2013-06-24 | 2013-06-24
SRP13408 | SREC Solar | COOPER |  | 4.845 | 0 | Residential | 1 | TOMS RIVER | 8757 | 18 | ROOF DIAGNOSTICS INC | JCP&L | No | Complete | 2012-09-10 | 2013-03-07 | 2013-03-20 | 2013-03-20
SRP13409 | SREC Solar | BETAR |  | 9 | 0 | Residential | 1 | BRICK | 8723 | 18 | TRINITY HEATING AND AIR | JCP&L | No | Complete | 2012-09-10 | 2012-10-17 | 2012-11-07 | 2012-11-07
SRP13412 | SREC Solar | RYAN |  | 7 | 0 | Residential | 1 | SPRING LAKE | 7762 | 17 | TRINITY HEATING AND AIR | JCP&L | No | Complete | 2012-09-10 | 2012-11-02 | 2012-11-07 | 2012-11-07
SRP13413 | SREC Solar | CUMMIS |  | 3.76 | 0 | Residential | 1 | CALDWELL | 7004 | 9 | VIVINT SOLAR | PSE&G BPU | No | Complete | 2012-09-10 | 2013-03-19 | 2013-04-02 | 2013-04-02
SRP13415 | SREC Solar | KIRK | GRACE EPISCOAL CHURCH | 21.07 | 0 | Commercial | 1 | MERCHANTVILLE | 8109 | 14 | POWELL ENERGY AND SOLAR | PSE&G BPU | No | Complete | 2012-09-10 | 2013-01-17 | 2013-01-31 | 2013-01-31
SRP13416 | SREC Solar | HUGGINS |  | 4.935 | 0 | Residential | 1 | UNION | 7083 | 10 | VIVINT SOLAR | PSE&G BPU | No | Complete | 2012-09-10 | 2013-03-06 | 2013-03-14 | 2013-03-14
SRP13417 | SREC Solar | FIABANE |  | 5 | 0 | Residential | 1 | HAMILTON | 8610 | 12 | TRINITY HEATING AND AIR | PSE&G BPU | No | Complete | 2012-09-10 | 2012-12-03 | 2012-12-11 | 2012-12-11
SRP13418 | SREC Solar | WILLEY |  | 9 | 0 | Residential | 1 | TOMS RIVER | 8755 | 18 | TRINITY HEATING AND AIR | JCP&L | No | Complete | 2012-09-10 | 2012-12-12 | 2012-12-20 | 2012-12-20
SRP13419 | SREC Solar | HECHEVARRIA |  | 5.75 | 0 | Residential | 1 | GARWOOD | 7027 | 10 | TRINITY HEATING AND AIR | PSE&G BPU | No | Complete | 2012-09-10 | 2012-11-28 | 2012-12-07 | 2012-12-07
SRP13420 | SREC Solar | JONES |  | 9.5 | 0 | Residential | 1 | BORDENTOWN | 8505 | 13 | TRINITY HEATING AND AIR | PSE&G BPU | No | Complete | 2012-09-10 | 2013-01-09 | 2013-01-28 | 2013-01-28
SRP13421 | SREC Solar | FAZIO |  | 5.405 | 0 | Residential | 1 | CEDAR GROVE | 7009 | 9 | VIVINT SOLAR | PSE&G BPU | No | Complete | 2012-09-10 | 2013-05-29 | 2013-05-31 | 2013-05-31
SRP13422 | SREC Solar | VITELLI |  | 6 | 0 | Residential | 1 | PT. PLEASANT | 8742 | 18 | TRINITY HEATING AND AIR | JCP&L | No | Complete | 2012-09-10 | 2012-10-10 | 2012-10-25 | 2012-10-25
SRP13423 | SREC Solar | ROSE |  | 4.935 | 0 | Residential | 1 | PERTH AMBOY | 8861 | 11 | VIVINT SOLAR | PSE&G BPU | No | Complete | 2012-09-10 | 2013-01-25 | 2013-02-12 | 2013-02-12
SRP13424 | SREC Solar | ENGEL |  | 10.5 | 0 | Residential | 1 | ALLENTOWN | 8501 | 17 | ASTRUM SOLAR, LLC | PSE&G BPU | No | Complete | 2012-09-10 | 2013-09-26 | 2013-10-03 | 2013-10-03
SRP13425 | SREC Solar | LATHIA |  | 7.68 | 0 | Residential | 1 | PISCATAWAY | 8854 | 11 | TRINITY HEATING AND AIR | PSE&G BPU | No | Complete | 2012-09-10 | 2012-11-20 | 2012-12-17 | 2012-12-17
SRP13426 | SREC Solar | BATTAGLIA |  | 9.5 | 0 | Residential | 1 | COLTS NECK | 7722 | 17 | TRINITY HEATING AND AIR | JCP&L | No | Complete | 2012-09-10 | 2012-10-02 | 2012-10-22 | 2012-10-22
SRP13429 | SREC Solar | LEE |  | 11.75 | 0 | Residential | 1 | JACKSON | 8527 | 18 | TRINITY HEATING AND AIR | JCP&L | No | Complete | 2012-09-10 | 2012-10-17 | 2012-11-06 | 2012-11-06
SRP13430 | SREC Solar | CHOW |  | 3.84 | 0 | Residential | 0 | COLLINGSWOOD | 8108 | 14 | SOLAR MITE SOLUTIONS II | PSE&G BPU | No | Complete | 2012-09-10 | 2013-02-15 | 2013-02-28 | 2013-02-28
SRP13431 | SREC Solar | CERNIGLIA |  | 7.105 | 0 | Residential | 1 | MONROE | 8831 | 11 | SUNGEVITY, INC. | JCP&L | No | Complete | 2012-09-10 | 2012-11-28 | 2012-12-05 | 2012-12-05
SRP13433 | SREC Solar | COHEN |  | 12.5 | 0 | Residential | 1 | MONROE | 8831 | 11 | TRINITY HEATING AND AIR | JCP&L | No | Complete | 2012-09-10 | 2013-02-01 | 2013-02-14 | 2013-02-14
SRP13434 | SREC Solar | WATSON |  | 7.99 | 0 | Residential | 1 | AVANEL | 7001 | 11 | VIVINT SOLAR | PSE&G BPU | No | Complete | 2012-09-10 | 2013-02-07 | 2013-02-26 | 2013-02-26
SRP13435 | SREC Solar | LEWIS |  | 8.82 | 0 | Residential | 1 | HILLSBOROUGH | 8844 | 5 | REC SOLAR, INC. | PSE&G BPU | No | Complete | 2012-09-10 | 2013-02-22 | 2013-03-07 | 2013-03-07
SRP13437 | SREC Solar | KUZIO |  | 9.4 | 0 | Residential | 1 | EDISON | 8817 | 11 | VIVINT SOLAR | PSE&G BPU | No | Complete | 2012-09-10 | 2013-02-08 | 2013-02-25 | 2013-02-25
SRP13438 | SREC Solar | CONSTANTINI |  | 4.7 | 0 | Residential | 1 | TRENTON | 8690 | 12 | TRINITY HEATING AND AIR | PSE&G BPU | No | Complete | 2012-09-10 | 2012-09-26 | 2012-10-17 | 2012-10-17
SRP13439 | SREC Solar | ALIN |  | 4.465 | 0 | Residential | 1 | E. BRUNSWICK | 8816 | 11 | VIVINT SOLAR | PSE&G BPU | No | Complete | 2012-09-10 | 2013-04-22 | 2013-05-03 | 2013-05-03
SRP13441 | SREC Solar | HECKMAN |  | 4.32 | 0 | Residential | 1 | BRICK | 8723 | 18 | TRINITY HEATING AND AIR | JCP&L | No | Complete | 2012-09-10 | 2012-10-24 | 2012-11-06 | 2012-11-06
SRP13442 | SREC Solar | HANBY |  | 5.232 | 0 | Residential | 1 | RUNNEMEDE | 8078 | 14 | RUNNEMEDE PLUMBING HEATING | PSE&G BPU | No | Complete | 2012-09-10 | 2013-06-12 | 2013-07-01 | 2013-07-01
SRP13444 | SREC Solar | WIDAS |  | 7.5 | 0 | Residential | 1 | EGG HARBOR | 8234 | 19 | TRINITY HEATING AND AIR | AC Electric | No | Complete | 2012-09-10 | 2013-01-22 | 2013-02-07 | 2013-02-07
SRP13445 | SREC Solar | BATTITO |  | 6 | 0 | Residential | 1 | PORT READING | 7064 | 11 | TRINITY HEATING AND AIR | PSE&G BPU | No | Complete | 2012-09-10 | 2012-11-02 | 2012-11-14 | 2012-11-14
SRP13446 | SREC Solar | ORIHUELA |  | 5.5 | 0 | Residential | 1 | LODI | 7644 | 7 | ASTRUM SOLAR, LLC | PSE&G BPU | No | Complete | 2012-09-10 | 2013-04-25 | 2013-05-09 | 2013-05-09
SRP13447 | SREC Solar | CAVALLI |  | 10 | 0 | Residential | 1 | ROBBINSVILLE | 8691 | 12 | ASTRUM SOLAR, LLC | PSE&G BPU | No | Complete | 2012-09-10 | 2013-04-02 | 2013-04-19 | 2013-04-19
SRP13449 | SREC Solar | CHI |  | 4.56 | 0 | Residential | 1 | KEARNY | 7032 | 8 | ASTON SOLAR | PSE&G BPU | No | Complete | 2012-09-10 | 2013-07-19 | 2013-07-25 | 2013-07-25
SRP13450 | SREC Solar | COOPER |  | 7.44 | 0 | Residential | 1 | LUMBERTON | 8048 | 13 | ALTERIS RENEWABLES | PSE&G BPU | No | Complete | 2012-09-10 | 2013-12-30 | 2014-01-14 | 2014-01-14
SRP13453 | SREC Solar | ROTHMAN |  | 9.4 | 0 | Residential | 1 | JACKSON | 8527 | 18 | TRINITY HEATING AND AIR | JCP&L | No | Complete | 2012-09-10 | 2012-09-19 | 2012-10-11 | 2012-10-11
SRP13454 | SREC Solar | SEPTAK |  | 6.56 | 0 | Residential | 1 | PENNINGTON | 8534 | 12 | TRINITY HEATING AND AIR | PSE&G BPU | No | Complete | 2012-09-10 | 2013-02-05 | 2013-02-14 | 2013-02-14
SRP13455 | SREC Solar | WANG |  | 5.39 | 0 | Residential | 0 | BELL MEAD | 8502 | 5 | SUNSHINE GREEN ENERGY USA, INC. | PSE&G BPU | No | Complete | 2012-09-10 | 2013-04-22 | 2013-05-06 | 2013-05-06
SRP13456 | SREC Solar | SCHAEFFER |  | 9.81 | 0 | Residential | 1 | SHAMONG | 8088 | 13 | PARAMOUNT SOLAR, LLC | AC Electric | No | Complete | 2012-09-10 | 2013-04-05 | 2013-04-25 | 2013-04-25
SRP13457 | SREC Solar | MCCAFFREY |  | 4.32 | 0 | Residential | 1 | BAYVILLE | 8721 | 18 | SOLARCITY CORPORATION | JCP&L | No | Complete | 2012-09-10 | 2013-04-01 | 2013-04-22 | 2013-04-22
SRP13458 | SREC Solar | HENRY |  | 5.72 | 0 | Residential | 1 | JACKSON | 8527 | 18 | SOLARCITY CORPORATION | JCP&L | No | Complete | 2012-09-10 | 2013-04-01 | 2013-04-22 | 2013-04-22
SRP13459 | SREC Solar | CHEFF |  | 11.52 | 0 | Residential | 1 | JEFFERSON | 7438 | 6 | SOLARCITY CORPORATION | JCP&L | No | Complete | 2012-09-10 | 2013-04-02 | 2013-04-19 | 2013-04-19
SRP13462 | SREC Solar | WILSON |  | 11.25 | 0 | Residential | 1 | WASHINGTON | 7882 | 2 | ASTRUM SOLAR, LLC | JCP&L | No | Complete | 2012-09-10 | 2013-06-25 | 2013-06-27 | 2013-06-27
SRP13463 | SREC Solar | ALVEAR |  | 7.285 | 0 | Residential | 1 | SOUTH PLAINFIELD | 7080 | 11 | VIVINT SOLAR | PSE&G BPU | No | Complete | 2012-09-10 | 2012-12-19 | 2012-12-26 | 2012-12-26
SRP13464 | SREC Solar | RACIOPPI |  | 5.04 | 0 | Residential | 1 | ALLENTOWN | 8501 | 17 | SOLARCITY CORPORATION | PSE&G BPU | No | Complete | 2012-09-10 | 2013-03-05 | 2013-04-05 | 2013-04-05
SRP13465 | SREC Solar | SCHOLL |  | 10.14 | 0 | Residential | 1 | MAHWAH | 7430 | 7 | SOLARCITY CORPORATION | Orange & Rockland Elec | No | Complete | 2012-09-10 | 2013-04-01 | 2013-04-22 | 2013-04-22
SRP13466 | SREC Solar | HAWK |  | 12.48 | 0 | Residential | 1 | WEST BERLIN | 8091 | 14 | SOLARCITY CORPORATION | AC Electric | No | Complete | 2012-09-10 | 2013-08-07 | 2013-08-12 | 2013-08-12
SRP13467 | SREC Solar | OLEARY |  | 16.08 | 0 | Residential | 1 | MONROE | 8831 | 11 | SOLARCITY CORPORATION | JCP&L | No | Complete | 2012-09-10 | 2013-01-04 | 2013-01-29 | 2013-01-29
SRP13468 | SREC Solar | KING |  | 6.48 | 0 | Residential | 1 | ALLENTOWN | 8501 | 17 | SOLARCITY CORPORATION | PSE&G BPU | No | Complete | 2012-09-10 | 2013-01-04 | 2013-01-25 | 2013-01-25
SRP13469 | SREC Solar | CHAUDHURI |  | 6.72 | 0 | Residential | 1 | E. BRUNSWICK | 8816 | 11 | SOLARCITY CORPORATION | PSE&G BPU | No | Complete | 2012-09-10 | 2013-04-01 | 2013-04-22 | 2013-04-22
SRP13470 | SREC Solar | FLINN |  | 11.28 | 0 | Residential | 1 | SICKERVILLE | 8081 | 14 | SOLARCITY CORPORATION | AC Electric | No | Complete | 2012-09-10 | 2013-03-28 | 2013-04-15 | 2013-04-15
SRP13471 | SREC Solar | STOKELY |  | 8.64 | 0 | Residential | 1 | SMITHVILLE | 8201 | 19 | SOLARCITY CORPORATION | AC Electric | No | Complete | 2012-09-10 | 2013-01-04 | 2013-01-21 | 2013-01-21
SRP13472 | SREC Solar | BEYROUTY |  | 9.84 | 0 | Residential | 1 | SPOTSWOOD | 8884 | 11 | SOLARCITY CORPORATION | JCP&L | No | Complete | 2012-09-10 | 2012-12-17 | 2012-12-21 | 2012-12-21
SRP13474 | SREC Solar | LIN |  | 2.88 | 0 | Residential | 1 | UNION | 7083 | 10 | SOLARCITY CORPORATION | PSE&G BPU | No | Complete | 2012-09-10 | 2013-04-09 | 2013-04-26 | 2013-04-26
SRP13476 | SREC Solar | SMITH |  | 14.82 | 0 | Residential | 1 | MAYS LANDING | 8330 | 19 | GREENPOINTE ENERGY | AC Electric | No | Complete | 2012-09-10 | 2013-03-07 | 2013-04-01 | 2013-04-01
SRP13477 | SREC Solar | MESA |  | 4.73 | 0 | Residential | 1 | PENNSAUKEN TWP | 8109 | 14 | SOLARCITY CORPORATION | PSE&G BPU | No | Complete | 2012-09-10 | 2013-03-29 | 2013-04-30 | 2013-04-30
SRP13480 | SREC Solar | FERREIRA |  | 5.875 | 0 | Residential | 1 | UNION | 7083 | 10 | VIVINT SOLAR | PSE&G BPU | No | Complete | 2012-09-10 | 2013-02-14 | 2013-02-28 | 2013-02-28
SRP13481 | SREC Solar | MCCOLGAN |  | 3.6 | 0 | Residential | 1 | SWEDESBORO | 8085 | 15 | SOLARCITY CORPORATION | AC Electric | No | Complete | 2012-09-10 | 2013-06-13 | 2013-06-24 | 2013-06-24
SRP13482 | SREC Solar | FLORESTAL |  | 5.76 | 0 | Residential | 1 | WILLINGBORO | 8046 | 13 | SOLARCITY CORPORATION | PSE&G BPU | No | Complete | 2012-09-10 | 2013-01-18 | 2013-02-01 | 2013-02-01
SRP13483 | SREC Solar | JAFFERY |  | 9.62 | 0 | Residential | 1 | EGG HARBOR TWP | 8234 | 19 | GREENPOINTE ENERGY | AC Electric | No | Complete | 2012-10-09 | 2013-04-12 | 2013-05-01 | 2013-05-01
SRP13484 | SREC Solar | LAPIDUS |  | 6.72 | 0 | Residential | 1 | ALLENTOWN | 8501 | 17 | SOLARCITY CORPORATION | PSE&G BPU | No | Complete | 2012-09-10 | 2013-01-04 | 2013-01-29 | 2013-01-29
SRP13485 | SREC Solar | CIRILLO |  | 8.93 | 0 | Residential | 1 | LITTLE FERRY | 7643 | 7 | VIVINT SOLAR | PSE&G BPU | No | Complete | 2012-09-10 | 2013-02-07 | 2013-02-25 | 2013-02-25
SRP13486 | SREC Solar | BALLOTTA |  | 6.72 | 0 | Residential | 1 | LEHT | 8087 | 18 | ALLSEASON CONSTRUCTION | AC Electric | No | Complete | 2012-09-10 | 2013-03-12 | 2013-04-05 | 2013-04-05
SRP13488 | SREC Solar | DEBLON |  | 3.92 | 0 | Residential | 1 | PISCATAWAY | 8854 | 11 | VIVINT SOLAR | PSE&G BPU | No | Complete | 2012-09-10 | 2013-05-23 | 2013-05-31 | 2013-05-31
SRP13489 | SREC Solar | MILOV |  | 15.696 | 0 | Residential | 1 | LIVINGSTON | 7039 | 9 | ROSS SOLAR GROUP, LLC | PSE&G BPU | No | Complete | 2012-09-10 | 2013-06-11 | 2014-01-17 | 2014-01-17
SRP13490 | SREC Solar | SMITH |  | 7.2 | 0 | Residential | 1 | GLASSBORO | 8028 | 15 | SOLARCITY CORPORATION | AC Electric | No | Complete | 2012-09-10 | 2013-12-20 | 2014-01-09 | 2014-01-09
SRP13491 | SREC Solar | ANWER |  | 11.445 | 0 | Residential | 1 | NORTH BRUNSWICK | 8902 | 11 | AMERICAN RENEWABLE ENERGY, INC | PSE&G BPU | No | Complete | 2012-09-10 | 2012-10-15 | 2012-11-02 | 2012-11-02
SRP13492 | SREC Solar | HILLS |  | 6.615 | 0 | Residential | 1 | GIBBSTOWN | 8027 | 15 | RUNNEMEDE PLUMBING HEATING | AC Electric | No | Complete | 2012-09-10 | 2013-04-08 | 2013-04-25 | 2013-04-25
SRP13493 | SREC Solar | KITCHIN |  | 4.92 | 0 | Residential | 1 | MOUNT HOLLY | 8060 | 13 | TRINITY HEATING AND AIR | PSE&G BPU | No | Complete | 2012-09-10 | 2013-06-26 | 2013-07-01 | 2013-07-01
SRP13495 | SREC Solar | MELILLO |  | 6.24 | 0 | Residential | 1 | COLUMBUS | 8022 | 13 | SOLARCITY CORPORATION | PSE&G BPU | No | Complete | 2012-09-10 | 2013-03-04 | 2013-03-18 | 2013-03-18
SRP13496 | SREC Solar | DONALDSON |  | 5.76 | 0 | Residential | 1 | BASKING RIDGE | 7920 | 5 | SOLARCITY CORPORATION | JCP&L | No | Complete | 2012-09-10 | 2013-02-26 | 2013-03-06 | 2013-03-06
SRP13497 | SREC Solar | KREIDER |  | 7.8 | 0 | Residential | 1 | SICKLERVILLE | 8081 | 14 | SOLARCITY CORPORATION | AC Electric | No | Complete | 2012-09-10 | 2013-04-09 | 2013-04-26 | 2013-04-26
SRP13498 | SREC Solar | COLGAN |  | 9.12 | 0 | Residential | 1 | SADDLE BROOK | 7663 | 7 | SOLARCITY CORPORATION | PSE&G BPU | No | Complete | 2012-09-10 | 2013-05-08 | 2013-05-17 | 2013-05-17
SRP13499 | SREC Solar | MEHTA |  | 4.32 | 0 | Residential | 1 | HACKETTSTOWN | 7840 | 2 | SOLARCITY CORPORATION | JCP&L | No | Complete | 2012-09-10 | 2012-12-07 | 2012-12-13 | 2012-12-13
SRP13500 | SREC Solar | SHAH |  | 6 | 0 | Residential | 1 | PARSIPPANY | 7054 | 3 | SOLARCITY CORPORATION | JCP&L | No | Complete | 2012-12-03 | 2013-05-01 | 2013-05-16 | 2013-05-16
SRP13501 | SREC Solar | LE SCHANDER |  | 5.28 | 0 | Residential | 1 | HARVEY CEDARS | 8008 | 18 | ALLSEASON CONSTRUCTION | AC Electric | No | Complete | 2012-09-10 | 2013-03-12 | 2013-03-19 | 2013-03-19
SRP13502 | SREC Solar | CAVALLO |  | 7.92 | 0 | Residential | 1 | GALLOWAY | 8205 | 19 | ALLSEASON CONSTRUCTION | AC Electric | No | Complete | 2012-09-10 | 2012-09-26 | 2012-10-18 | 2012-10-18
SRP13503 | SREC Solar | KOUSAR |  | 6.54 | 0 | Residential | 1 | N. BRUNSWICK | 8902 | 11 | AMERICAN RENEWABLE ENERGY, INC | PSE&G BPU | No | Complete | 2012-09-10 | 2013-04-12 | 2013-04-26 | 2013-04-26
SRP13505 | SREC Solar | RODRIGUEZ |  | 6.58 | 0 | Residential | 1 | PEMBERTON | 8068 | 13 | TRINITY HEATING AND AIR | JCP&L | No | Complete | 2012-09-10 | 2012-10-25 | 2012-11-14 | 2012-11-14
SRP13506 | SREC Solar | CHATZOPOULOS |  | 5.98 | 0 | Residential | 1 | BERNARDS | 7920 | 5 | SOLARCITY CORPORATION | JCP&L | No | Complete | 2012-09-10 | 2013-04-15 | 2013-05-01 | 2013-05-01
SRP13507 | SREC Solar | TALBOT |  | 6.16 | 0 | Residential | 1 | WOOLWICH | 8085 | 15 | SOLARCITY CORPORATION | AC Electric | No | Complete | 2012-09-10 | 2012-12-14 | 2012-12-28 | 2012-12-28
SRP13508 | SREC Solar | RECH |  | 8.16 | 0 | Residential | 1 | SICKLERVILLE | 8081 | 14 | SOLARCITY CORPORATION | AC Electric | No | Complete | 2012-09-10 | 2013-03-29 | 2013-04-30 | 2013-04-30
SRP13509 | SREC Solar | SADOWSKI |  | 6.72 | 0 | Residential | 1 | MANCHESTER | 8757 | 18 | ALLSEASON CONSTRUCTION | JCP&L | No | Complete | 2012-09-10 | 2013-10-02 | 2013-10-16 | 2013-10-16
SRP13510 | SREC Solar | CASEY |  | 4.32 | 0 | Residential | 1 | LITTLE EGG HARBOR | 8087 | 18 | SOLARCITY CORPORATION | AC Electric | No | Complete | 2012-09-10 | 2013-03-29 | 2013-04-30 | 2013-04-30
SRP13511 | SREC Solar | NGUYEN |  | 8.4 | 0 | Residential | 1 | PENNSAUKEN | 8110 | 14 | SOLARCITY CORPORATION | PSE&G BPU | No | Complete | 2012-09-10 | 2013-05-31 | 2013-07-01 | 2013-07-01
SRP13513 | SREC Solar | MICKELSON |  | 14.1 | 0 | Residential | 1 | HARDWICK | 7825 | 2 | INDEPENDENT SOLAR | JCP&L | No | Complete | 2012-09-10 | 2012-10-17 | 2012-10-26 | 2012-10-26
SRP13514 | SREC Solar | KELLENBERGER |  | 16.023 | 0 | Residential | 1 | PARAMUS | 7652 | 7 | RENEWERGY SOLUTIONS GROUP | PSE&G BPU | No | Complete | 2012-09-10 | 2013-02-26 | 2013-03-07 | 2013-03-07
SRP13516 | SREC Solar | CULLETO |  | 3.6 | 0 | Residential | 1 | SWEDESBORO | 8085 | 15 | SOLARCITY CORPORATION | AC Electric | No | Complete | 2012-09-10 | 2013-03-26 | 2013-04-16 | 2013-04-16
SRP13517 | SREC Solar | ROME |  | 6.11 | 0 | Residential | 1 | SUSSEX | 7461 | 1 | SUNGEVITY, INC. | JCP&L | No | Complete | 2012-09-10 | 2013-01-10 | 2013-01-25 | 2013-01-25
SRP13520 | SREC Solar | MCLEOD |  | 5.06 | 0 | Residential | 1 | CRANBURY | 8520 | 12 | SOLARCITY CORPORATION | JCP&L | No | Complete | 2012-09-20 | 2013-01-04 | 2013-01-21 | 2013-01-21
SRP13521 | SREC Solar | PATEL |  | 7.56 | 0 | Residential | 1 | HACKETTSTOWN | 7840 | 2 | SOLARCITY CORPORATION | JCP&L | No | Complete | 2012-09-20 | 2013-01-04 | 2013-01-25 | 2013-01-25
SRP13522 | SREC Solar | GAYNOR |  | 7.92 | 0 | Residential | 1 | SOUTHAMPTON | 8088 | 13 | SOLARCITY CORPORATION | PSE&G BPU | No | Complete | 2012-09-20 | 2013-04-01 | 2013-04-23 | 2013-04-23
SRP13525 | SREC Solar | RUMORE |  | 12 | 0 | Residential | 1 | LEBANON | 8833 | 4 | SOLAR ENERGY WORLD-W | JCP&L | No | Complete | 2012-09-20 | 2012-12-06 | 2013-04-02 | 2013-04-02
SRP13526 | SREC Solar | MATUCH |  | 16.32 | 0 | Residential | 1 | BLOOMSBURY | 8804 | 4 | ALTERNATIVE ENERGY ASSOCIATES | JCP&L | No | Complete | 2012-09-20 | 2013-09-23 | 2013-11-11 | 2013-11-11
SRP13527 | SREC Solar | WORTHINGTON |  | 7.755 | 0 | Residential | 1 | LONG VALLEY | 7853 | 3 | INDEPENDENT SOLAR | JCP&L | No | Complete | 2012-09-20 | 2012-11-27 | 2012-12-05 | 2012-12-05
SRP13528 | SREC Solar | ROSSI | MANHELM REMARKETING SERVICES INC | 631.62 | 0 | Commercial | 1 | BORDENTOWN | 8505 | 13 | GRIDPOINT SERVICES, LLC | PSE&G BPU | No | Complete | 2012-09-20 | 2014-02-06 | 2014-02-20 | 2014-02-20
SRP13529 | SREC Solar | KENNY |  | 7.2 | 0 | Residential | 1 | BRIDGEWATER | 8807 | 5 | SOLARCITY CORPORATION | JCP&L | No | Complete | 2012-09-20 | 2013-04-01 | 2013-04-22 | 2013-04-22
SRP13530 | SREC Solar | TROWBRIDGE |  | 4.5 | 0 | Residential | 1 | BARNEGAT | 8005 | 18 | TRINITY HEATING AND AIR | JCP&L | No | Complete | 2012-09-20 | 2013-01-11 | 2013-01-28 | 2013-01-28
SRP13531 | SREC Solar | WILLIAMS |  | 7 | 0 | Residential | 1 | HOWELL | 7731 | 17 | TRINITY HEATING AND AIR | JCP&L | No | Complete | 2012-09-20 | 2013-01-09 | 2013-02-05 | 2013-02-05
SRP13532 | SREC Solar | IDELL |  | 11.25 | 0 | Residential | 1 | SOUTHAMPTON | 8088 | 13 | TRINITY HEATING AND AIR | PSE&G BPU | No | Complete | 2012-09-20 | 2012-12-20 | 2013-01-04 | 2013-01-04
SRP13533 | SREC Solar | CASEY |  | 5.17 | 0 | Residential | 1 | S. AMBOY | 8879 | 11 | TRINITY HEATING AND AIR | JCP&L | No | Complete | 2012-09-20 | 2012-10-10 | 2012-10-25 | 2012-10-25
SRP13534 | SREC Solar | BECK |  | 7.05 | 0 | Residential | 1 | LAKEWOOD | 8701 | 18 | TRINITY HEATING AND AIR | JCP&L | No | Complete | 2012-09-20 | 2012-10-10 | 2012-10-26 | 2012-10-26
SRP13535 | SREC Solar | HAYMAN |  | 4.32 | 0 | Residential | 1 | HACKETTSTOWN | 7840 | 2 | SOLARCITY CORPORATION | JCP&L | No | Complete | 2012-09-20 | 2012-12-18 | 2013-01-02 | 2013-01-02
SRP13536 | SREC Solar | LARSEN |  | 7.92 | 0 | Residential | 1 | SEASIDE PARK | 8752 | 18 | SOLARCITY CORPORATION | JCP&L | No | Complete | 2012-09-20 | 2013-08-09 | 2013-08-16 | 2013-08-16
SRP13538 | SREC Solar | DAVIS |  | 6.96 | 0 | Residential | 1 | S. AMBOY | 8879 | 11 | SOLARCITY CORPORATION | JCP&L | No | Complete | 2012-09-20 | 2013-04-19 | 2013-05-01 | 2013-05-01
SRP13539 | SREC Solar | COLON |  | 3.6 | 0 | Residential | 1 | JERSEY CITY | 7306 | 8 | SOLARCITY CORPORATION | PSE&G BPU | No | Complete | 2012-09-20 | 2013-04-25 | 2013-05-08 | 2013-05-08
SRP13540 | SREC Solar | BULKA | 1ST BAPTIST CHURCH | 6.24 | 0 | Residential | 1 | W. CALDWELL | 7006 | 9 | SOLARCITY CORPORATION | PSE&G BPU | No | Complete | 2012-09-20 | 2013-04-01 | 2013-04-23 | 2013-04-23
SRP13541 | SREC Solar | BLUM |  | 4.2 | 0 | Residential | 1 | E. WINDSOR | 8512 | 11 | SOLARCITY CORPORATION | JCP&L | No | Complete | 2012-09-20 | 2013-04-02 | 2013-04-19 | 2013-04-19
SRP13542 | SREC Solar | MIRALLES |  | 7.7 | 0 | Residential | 1 | PISCATAWAY | 8854 | 11 | SOLARCITY CORPORATION | PSE&G BPU | No | Complete | 2012-09-20 | 2012-12-14 | 2012-12-28 | 2012-12-28
SRP13543 | SREC Solar | FRIES |  | 9.46 | 0 | Residential | 1 | MARLTON | 8053 | 13 | SOLARCITY CORPORATION | PSE&G BPU | No | Complete | 2012-09-20 | 2013-04-01 | 2013-04-23 | 2013-04-23
SRP13544 | SREC Solar | SETTY |  | 38.88 | 0 | Commercial | 1 | W. WINDSOR | 8550 | 12 | SOLARCITY CORPORATION | PSE&G BPU | No | Complete | 2012-09-20 | 2013-08-14 | 2013-08-16 | 2013-08-16
SRP13545 | SREC Solar | CORDELLA |  | 6.82 | 0 | Residential | 1 | E. WINDSOR | 8512 | 11 | SOLARCITY CORPORATION | JCP&L | No | Complete | 2012-09-20 | 2012-12-21 | 2013-01-04 | 2013-01-04
SRP13546 | SREC Solar | LOTWALA |  | 9.12 | 0 | Residential | 1 | KENILWORTH | 7033 | 10 | SOLARCITY CORPORATION | PSE&G BPU | No | Complete | 2012-09-20 | 2013-04-01 | 2013-04-22 | 2013-04-22
SRP13547 | SREC Solar | ISKANDER |  | 3.924 | 0 | Residential | 1 | N. BRUNSWICK | 8901 | 11 | ROOF DIAGNOSTICS INC | PSE&G BPU | No | Complete | 2012-09-20 | 2013-11-18 | 2013-11-27 | 2013-11-27
SRP13549 | SREC Solar | ALLISON | BARNEGAT BOE | 180.96 | 0 | School Public K-12 | 1 | BARNEGAT | 8005 | 18 | BARRIER ELECTRIC | JCP&L | No | Complete | 2012-09-20 | 2013-03-22 | 2013-04-15 | 2013-04-15
SRP13550 | SREC Solar | DICKENS |  | 7.44 | 0 | Residential | 1 | ALLENTOWN | 8501 | 17 | SOLARCITY CORPORATION | PSE&G BPU | No | Complete | 2012-09-20 | 2012-12-21 | 2013-01-04 | 2013-01-04
SRP13551 | SREC Solar | STERLING |  | 10.56 | 0 | Residential | 1 | WILLIAMSTOWN | 8094 | 15 | SOLARCITY CORPORATION | AC Electric | No | Complete | 2012-09-20 | 2013-03-28 | 2013-04-16 | 2013-04-16
SRP13552 | SREC Solar | KENNEDY | UNITED CEREBAL PALSY TEWKSBURY | 10.575 | 0 | Commercial | 0 | WHITEHOUSE STATION | 8889 | 4 | INTEGRATED GREEN TECHNOLOGIES, INC. | JCP&L | No | Complete | 2012-09-14 | 2012-11-02 | 2013-01-18 | 2013-01-18
SRP13553 | SREC Solar | SCIASCIA |  | 7.04 | 0 | Residential | 1 | SMITHVILLE | 8201 | 19 | SOLARCITY CORPORATION | AC Electric | No | Complete | 2012-09-20 | 2013-05-31 | 2013-06-10 | 2013-06-10
SRP13554 | SREC Solar | KROFCHAK |  | 4.8 | 0 | Residential | 1 | LITTLE FALLS | 7424 | 6 | SOLARCITY CORPORATION | PSE&G BPU | No | Complete | 2012-09-20 | 2013-05-10 | 2013-06-05 | 2013-06-05
SRP13555 | SREC Solar | ACKERMAN |  | 11.52 | 0 | Residential | 1 | MORGANVILLE | 7751 | 17 | SOLARCITY CORPORATION | JCP&L | No | Complete | 2012-09-20 | 2013-04-01 | 2013-04-24 | 2013-04-24
SRP13556 | SREC Solar | BURROWS |  | 4.8 | 0 | Residential | 1 | PARAMUS | 7652 | 7 | SOLARCITY CORPORATION | PSE&G BPU | No | Complete | 2012-09-20 | 2013-02-28 | 2013-03-18 | 2013-03-18
SRP13557 | SREC Solar | KWITKIN |  | 8.4 | 0 | Residential | 1 | ALLENTOWN | 8501 | 17 | SOLARCITY CORPORATION | PSE&G BPU | No | Complete | 2012-09-20 | 2013-03-05 | 2013-03-18 | 2013-03-18
SRP13558 | SREC Solar | DUPEE |  | 10.08 | 0 | Residential | 1 | WOOLWICH TWP | 8085 | 15 | SOLARCITY CORPORATION | AC Electric | No | Complete | 2012-09-20 | 2013-04-22 | 2013-05-03 | 2013-05-03
SRP13559 | SREC Solar | ROZEK |  | 9.12 | 0 | Residential | 1 | MATAWAN | 7747 | 17 | SOLARCITY CORPORATION | JCP&L | No | Complete | 2012-09-20 | 2013-04-01 | 2013-04-23 | 2013-04-23
SRP13560 | SREC Solar | OPPENHEIMER |  | 13.44 | 0 | Residential | 1 | PRINCETON | 8540 | 12 | SOLARCITY CORPORATION | PSE&G BPU | No | Complete | 2012-09-20 | 2013-03-29 | 2013-04-30 | 2013-04-30
SRP13562 | SREC Solar | MURPHY | IKEA NEW JERSEY, L.P. | 1687.392 | 0 | Commercial | 0 | WESTAMPTON | 8060 | 13 | BYERS ELECTRIC | PSE&G BPU | No | Complete | 2012-09-20 | 2013-04-29 | 2013-05-07 | 2013-05-07
SRP13563 | SREC Solar | AMARNANI |  | 5.39 | 0 | Residential | 1 | BELLE MEAD | 8502 | 5 | REC SOLAR INC | PSE&G BPU | No | Complete | 2012-09-20 | 2013-05-29 | 2013-06-04 | 2013-06-04
SRP13564 | SREC Solar | BROSNAN |  | 9.5 | 0 | Residential | 1 | MANCHESTER | 8759 | 18 | TRINITY HEATING AND AIR | JCP&L | No | Complete | 2012-09-20 | 2013-02-07 | 2013-02-25 | 2013-02-25
SRP13565 | SREC Solar | OCEJO |  | 17 | 0 | Residential | 1 | EAST HANOVER` | 7936 | 3 | GEOSCAPE SOLAR | JCP&L | No | Complete | 2012-09-20 | 2013-07-03 | 2013-09-06 | 2013-09-06
SRP13566 | SREC Solar | EPSTEIN |  | 5 | 0 | Residential | 1 | PRINCETON JCT | 8550 | 12 | TRINITY HEATING AND AIR | JCP&L | No | Complete | 2012-09-20 | 2013-01-03 | 2013-01-18 | 2013-01-18
SRP13567 | SREC Solar | GERI |  | 14.715 | 0 | Residential | 1 | FRANKLINVILLE | 8322 | 15 | SEA BRIGHT SOLAR, LLC | AC Electric | No | Complete | 2012-09-20 | 2013-03-21 | 2013-04-10 | 2013-04-10
SRP13568 | SREC Solar | RUBENSTEIN |  | 6.5 | 0 | Residential | 1 | MONROE | 8831 | 11 | TRINITY HEATING AND AIR | JCP&L | No | Complete | 2012-09-20 | 2013-01-03 | 2013-01-18 | 2013-01-18
SRP13570 | SREC Solar | MOEBUS |  | 7.194 | 0 | Residential | 1 | PISCATAWAY | 8854 | 11 | AMERICAN RENEWABLE ENERGY, INC | PSE&G BPU | No | Complete | 2012-09-20 | 2013-05-21 | 2013-05-28 | 2013-05-28
SRP13571 | SREC Solar | WRIGHT |  | 15.696 | 0 | Residential | 1 | WEST MILFORD | 7480 | 6 | RENEWERGY SOLUTIONS GROUP | Orange & Rockland Elec | No | Complete | 2012-09-20 | 2013-02-06 | 2013-02-20 | 2013-02-20
SRP13572 | SREC Solar | AMOROSO |  | 6 | 0 | Residential | 1 | TOMS RIVER | 8757 | 18 | KOPP ELECTRIC COMPANY | JCP&L | No | Complete | 2012-09-20 | 2013-01-18 | 2013-02-06 | 2013-02-06
SRP13574 | SREC Solar | MOYER |  | 5.232 | 0 | Residential | 0 | SUMMIT | 7901 | 10 | NATURAL POWER SOURCES, LLC | JCP&L | No | Complete | 2012-09-20 | 2013-03-06 | 2013-03-28 | 2013-03-28
SRP13576 | SREC Solar | ROMAN |  | 7.848 | 0 | Residential | 1 | STEWARTSVILLE | 8886 | 2 | NATURAL POWER SOURCES, LLC | JCP&L | No | Complete | 2012-10-22 | 2013-10-14 | 2013-10-16 | 2013-10-16
SRP13577 | SREC Solar | QUIGLEY |  | 10.56 | 0 | Residential | 1 | MONROE TWP | 8831 | 11 | SOLARCITY CORPORATION | JCP&L | No | Complete | 2012-09-20 | 2013-04-01 | 2013-04-23 | 2013-04-23
SRP13579 | SREC Solar | VIRK |  | 7.848 | 0 | Residential | 1 | PRINCETON | 8540 | 12 | AMERICAN RENEWABLE ENERGY, INC | PSE&G BPU | No | Complete | 2012-09-20 | 2013-04-01 | 2013-04-23 | 2013-04-23
SRP13580 | SREC Solar | KHAN |  | 16.023 | 0 | Residential | 1 | NO. BRUNSWICK | 8902 | 11 | AMERICAN RENEWABLE ENERGY, INC | PSE&G BPU | No | Complete | 2012-09-20 | 2013-01-28 | 2013-02-13 | 2013-02-13
SRP13581 | SREC Solar | BUI |  | 5.04 | 0 | Residential | 1 | FAIRLAWN | 7410 | 7 | TRINITY HEATING AND AIR | PSE&G BPU | No | Complete | 2012-09-20 | 2012-10-17 | 2012-11-06 | 2012-11-06
SRP13582 | SREC Solar | NAVARRO |  | 5.39 | 0 | Residential | 1 | SOMERSET | 8873 | 5 | REC SOLAR, INC. | PSE&G BPU | No | Complete | 2012-09-20 | 2013-03-06 | 2013-03-14 | 2013-03-14
SRP13583 | SREC Solar | RENDEIRO |  | 10.78 | 0 | Residential | 1 | FORDS | 8863 | 11 | REC SOLAR, INC. | PSE&G BPU | No | Complete | 2012-09-20 | 2013-02-01 | 2013-02-14 | 2013-02-14
SRP13584 | SREC Solar | MORRILL | EXTRA SPACE MANAGEMENT INC | 127.6 | 0 | Commercial | 0 | BERKELEY HEIGHTS | 7922 | 10 | 1ST LIGHT ENERGY, INC. | JCP&L | No | Complete | 2012-09-20 | 2013-09-19 | 2013-09-26 | 2013-09-26
SRP13585 | SREC Solar | LEPELSTAT |  | 4.7 | 0 | Residential | 1 | LAKEWOOD | 8701 | 18 | TRINITY HEATING AND AIR | JCP&L | No | Complete | 2012-09-20 | 2012-10-18 | 2012-11-05 | 2012-11-05
SRP13586 | SREC Solar | STAATS |  | 5.76 | 0 | Residential | 1 | BELLE MEAD | 8502 | 5 | TRINITY HEATING AND AIR | PSE&G BPU | No | Complete | 2012-09-20 | 2012-10-02 | 2012-10-18 | 2012-10-18
SRP13588 | SREC Solar | BACKUS |  | 3 | 0 | Residential | 1 | MANCHESTER | 8759 | 18 | TRINITY HEATING AND AIR | JCP&L | No | Complete | 2012-09-20 | 2013-02-07 | 2013-02-26 | 2013-02-26
SRP13589 | SREC Solar | BASHKOFF |  | 19.6 | 0 | Residential | 1 | W. ORANGE | 7052 | 9 | REC SOLAR, INC. | PSE&G BPU | No | Complete | 2012-09-20 | 2013-04-23 | 2013-05-06 | 2013-05-06
SRP13590 | SREC Solar | KRANT |  | 10.5 | 0 | Residential | 1 | MONROE | 8831 | 11 | TRINITY HEATING AND AIR | JCP&L | No | Complete | 2012-09-20 | 2013-01-21 | 2013-02-13 | 2013-02-13
SRP13591 | SREC Solar | LIMOWSKI |  | 9.88 | 0 | Residential | 1 | EGG HARBOR TWP | 8234 | 19 | SOLARCITY CORPORATION | AC Electric | No | Complete | 2012-10-01 | 2013-03-29 | 2013-04-16 | 2013-04-16
SRP13592 | SREC Solar | DANZA |  | 5.52 | 0 | Residential | 1 | BARNEGAT | 8005 | 18 | ALLSEASON CONSTRUCTION | AC Electric | No | Complete | 2012-09-20 | 2013-02-19 | 2013-03-12 | 2013-03-12
SRP13594 | SREC Solar | WIENER |  | 5.52 | 0 | Residential | 1 | ALLENTOWN | 8501 | 17 | SOLARCITY CORPORATION | PSE&G BPU | No | Complete | 2012-09-20 | 2013-01-04 | 2013-01-25 | 2013-01-25
SRP13595 | SREC Solar | DEGAN |  | 4.16 | 0 | Residential | 1 | BUDD LAKE | 7828 | 3 | SOLARCITY CORPORATION | JCP&L | No | Complete | 2012-09-20 | 2013-03-22 | 2013-05-01 | 2013-05-01
SRP13596 | SREC Solar | HAUSELT |  | 10.08 | 0 | Residential | 1 | GALLOWAY | 8205 | 19 | ALLSEASON CONSTRUCTION | AC Electric | No | Complete | 2012-09-20 | 2013-04-25 | 2013-05-23 | 2013-05-23
SRP13597 | SREC Solar | PANG |  | 5.559 | 0 | Residential | 0 | MANALAPAN | 7726 | 17 | GEOPEAK ENERGY LLC | JCP&L | No | Complete | 2012-09-20 | 2013-03-06 | 2013-03-14 | 2013-03-14
SRP13598 | SREC Solar | FISHER |  | 4.8 | 0 | Residential | 1 | WILLIAMSTOWN | 8094 | 15 | SOLARCITY CORPORATION | AC Electric | No | Complete | 2012-09-20 | 2013-03-28 | 2013-04-15 | 2013-04-15
SRP13599 | SREC Solar | PASKALIDES |  | 5.76 | 0 | Residential | 1 | LITTLE EGG HARBOR | 8087 | 18 | ALLSEASON CONSTRUCTION | AC Electric | No | Complete | 2012-09-20 | 2013-08-22 | 2013-08-28 | 2013-08-28
SRP13600 | SREC Solar | SONTUPE |  | 5.28 | 0 | Residential | 1 | ALLENTOWN | 8501 | 17 | SOLARCITY CORPORATION | PSE&G BPU | No | Complete | 2012-09-20 | 2013-01-04 | 2013-01-21 | 2013-01-21
SRP13601 | SREC Solar | EHLIN |  | 11.52 | 0 | Residential | 1 | MILLVILLE | 8332 | 20 | ALLSEASON CONSTRUCTION | AC Electric | No | Complete | 2012-09-20 | 2013-01-28 | 2013-02-13 | 2013-02-13
SRP13602 | SREC Solar | BERNHARDT |  | 10.56 | 0 | Residential | 1 | COLUMBUS | 8022 | 13 | SOLARCITY CORPORATION | PSE&G BPU | No | Complete | 2012-09-20 | 2013-03-29 | 2013-04-30 | 2013-04-30
SRP13603 | SREC Solar | PARRINELLO |  | 6.96 | 0 | Residential | 1 | LEHT | 8087 | 18 | ALLSEASON CONSTRUCTION | AC Electric | No | Complete | 2012-09-20 | 2013-02-15 | 2013-04-05 | 2013-04-05
SRP13604 | SREC Solar | HILTON |  | 12.426 | 0 | Residential | 1 | COOKSTOWN | 8511 | 13 | SOLAR ENERGY WORLD-W | JCP&L | No | Complete | 2012-09-24 | 2013-07-30 | 2013-08-01 | 2013-08-01
SRP13605 | SREC Solar | GONZALEZ |  | 9.12 | 0 | Residential | 1 | EGG HARBOR TWP | 8234 | 19 | ALLSEASON CONSTRUCTION | AC Electric | No | Complete | 2012-09-20 | 2013-02-27 | 2013-03-12 | 2013-03-12
SRP13606 | SREC Solar | CARAVANO |  | 4.32 | 0 | Residential | 1 | LEHT | 8087 | 18 | ALLSEASON CONSTRUCTION | AC Electric | No | Complete | 2012-09-20 | 2013-04-10 | 2013-04-25 | 2013-04-25
SRP13608 | SREC Solar | FINZEL |  | 2.64 | 0 | Residential | 1 | ISELIN | 8830 | 11 | SOLARCITY CORPORATION | PSE&G BPU | No | Complete | 2012-09-20 | 2013-06-10 | 2013-06-17 | 2013-06-17
SRP13609 | SREC Solar | ANGIONE |  | 9.87 | 0 | Residential | 1 | TOWACO | 7082 | 3 | VIVINT SOLAR | JCP&L | No | Complete | 2012-09-20 | 2013-03-04 | 2013-03-14 | 2013-03-14
SRP13610 | SREC Solar | GREK |  | 7.99 | 0 | Residential | 1 | PISCATAWAY | 8854 | 11 | VIVINT SOLAR | PSE&G BPU | No | Complete | 2012-09-20 | 2013-03-12 | 2013-03-19 | 2013-03-19
SRP13611 | SREC Solar | IZWORSKI |  | 13.63 | 0 | Residential | 1 | JACKSON | 8527 | 18 | TRINITY HEATING AND AIR | JCP&L | No | Complete | 2012-09-20 | 2012-12-17 | 2012-12-21 | 2012-12-21
SRP13612 | SREC Solar | FEINS |  | 5.405 | 0 | Residential | 1 | ISELIN | 8830 | 11 | VIVINT SOLAR | PSE&G BPU | No | Complete | 2012-09-20 | 2013-03-19 | 2013-04-02 | 2013-04-02
SRP13613 | SREC Solar | WEBER |  | 6.58 | 0 | Residential | 1 | AVENEL | 7001 | 11 | VIVINT SOLAR | PSE&G BPU | No | Complete | 2012-09-20 | 2012-12-19 | 2012-12-26 | 2012-12-26
SRP13616 | SREC Solar | ALBAUM |  | 6.72 | 0 | Residential | 1 | MANCHESTER | 8759 | 18 | ACOS ENERGY, LLC | JCP&L | No | Complete | 2012-09-20 | 2013-04-10 | 2013-04-25 | 2013-04-25
SRP13617 | SREC Solar | MORRILL | EXTRA SPACE MANAGEMENT INC | 56.05 | 0 | Commercial | 0 | MT. LAUREL | 8054 | 13 | 1ST LIGHT ENERGY, INC. | PSE&G BPU | No | Complete | 2012-09-20 | 2013-12-13 | 2013-12-27 | 2013-12-27
SRP13618 | SREC Solar | HARRINGTON |  | 9.36 | 0 | Residential | 1 | MANAHAWKIN | 8050 | 18 | ACOS ENERGY, LLC | AC Electric | No | Complete | 2012-09-20 | 2013-02-27 | 2013-03-14 | 2013-03-14
SRP13619 | SREC Solar | AUBAIN |  | 8.64 | 0 | Residential | 1 | TOMS RIVER | 8755 | 18 | ACOS ENERGY, LLC | JCP&L | No | Complete | 2012-09-20 | 2013-06-21 | 2013-07-30 | 2013-07-30
SRP13620 | SREC Solar | MORRILL | EXTRA SPACE MANGEMENT INC | 126.555 | 0 | Commercial | 0 | PARSIPPANY | 7054 | 3 | 1ST LIGHT ENERGY, INC. | JCP&L | No | Complete | 2012-09-20 | 2013-12-16 | 2014-01-02 | 2014-01-02
SRP13621 | SREC Solar | SICILIANO |  | 9.6 | 0 | Residential | 1 | ALLENTOWN | 8501 | 17 | SOLARCITY CORPORATION | PSE&G BPU | No | Complete | 2012-09-20 | 2013-03-29 | 2013-04-30 | 2013-04-30
SRP13622 | SREC Solar | BYRNE |  | 8.64 | 0 | Residential | 1 | LUMBERTON | 8048 | 13 | SOLARCITY CORPORATION | PSE&G BPU | No | Complete | 2012-09-20 | 2013-05-29 | 2013-05-31 | 2013-05-31
SRP13623 | SREC Solar | WALSH |  | 4.16 | 0 | Residential | 1 | NUTLEY | 7110 | 9 | SOLARCITY CORPORATION | PSE&G BPU | No | Complete | 2012-09-20 | 2013-01-02 | 2013-01-17 | 2013-01-17
SRP13624 | SREC Solar | FORTUNATO |  | 9.9 | 0 | Residential | 1 | MANHAWKIN | 8050 | 18 | SOLARCITY CORPORATION | JCP&L | No | Complete | 2012-09-20 | 2013-03-28 | 2013-04-15 | 2013-04-15
SRP13625 | SREC Solar | VOLPE |  | 4.8 | 0 | Residential | 1 | BELMAR | 7719 | 17 | SOLARCITY CORPORATION | JCP&L | No | Complete | 2012-09-20 | 2013-07-17 | 2013-07-24 | 2013-07-24
SRP13626 | SREC Solar | HICKS |  | 12 | 0 | Residential | 1 | WILLIAMSTOWN | 8094 | 15 | SOLARCITY CORPORATION | AC Electric | No | Complete | 2012-09-20 | 2013-03-05 | 2013-03-18 | 2013-03-18
SRP13627 | SREC Solar | SAMANICH |  | 9.24 | 0 | Residential | 1 | LITTLE EGG HARBOR | 8087 | 18 | SOLARCITY CORPORATION | AC Electric | No | Complete | 2012-09-20 | 2013-03-13 | 2013-04-05 | 2013-04-05
SRP13628 | SREC Solar | FILIPPI |  | 3.9 | 0 | Residential | 1 | HAMILTON | 8619 | 12 | SOLARCITY CORPORATION | PSE&G BPU | No | Complete | 2012-09-20 | 2012-12-07 | 2012-12-13 | 2012-12-13
SRP13629 | SREC Solar | JONES |  | 9.6 | 0 | Residential | 1 | CLAYTON | 8312 | 15 | SOLARCITY CORPORATION | AC Electric | No | Complete | 2012-09-20 | 2013-03-28 | 2013-04-24 | 2013-04-24
SRP13630 | SREC Solar | MCGLYNN |  | 6.24 | 0 | Residential | 1 | MONROE TOWNSHIP | 8094 | 15 | SOLARCITY CORPORATION | AC Electric | No | Complete | 2012-09-20 | 2013-07-01 | 2013-07-05 | 2013-07-05
SRP13631 | SREC Solar | CARUSO |  | 8.14 | 0 | Residential | 1 | VOORHEES | 8043 | 14 | SOLARCITY CORPORATION | PSE&G BPU | No | Complete | 2012-09-20 | 2013-01-22 | 2013-02-12 | 2013-02-12
SRP13632 | SREC Solar | LIM |  | 8.64 | 0 | Residential | 1 | FRANKLIN LAKES | 7417 | 7 | SOLARCITY CORPORATION | Orange & Rockland Elec | No | Complete | 2012-09-20 | 2013-04-04 | 2013-05-01 | 2013-05-01
SRP13633 | SREC Solar | KUMAR |  | 6.48 | 0 | Residential | 1 | AVENEL | 7001 | 11 | SOLARCITY CORPORATION | PSE&G BPU | No | Complete | 2012-09-20 | 2013-04-02 | 2013-04-22 | 2013-04-22
SRP13635 | SREC Solar | DIMURA |  | 2.4 | 0 | Residential | 1 | DUNELLEN | 8812 | 11 | SOLARCITY CORPORATION | PSE&G BPU | No | Complete | 2012-09-20 | 2013-04-05 | 2013-04-25 | 2013-04-25
SRP13636 | SREC Solar | SINGH | SKY ACRES LLC | 49.92 | 0 | Commercial | 1 | FAR HILLS | 7931 | 5 | SOLARCITY CORPORATION | JCP&L | No | Complete | 2012-09-20 | 2013-04-02 | 2013-04-30 | 2013-04-30
SRP13637 | SREC Solar | GELWARG |  | 13 | 0 | Residential | 1 | MONROE TWP | 8831 | 11 | SOLARCITY CORPORATION | JCP&L | No | Complete | 2012-09-20 | 2013-06-04 | 2013-06-14 | 2013-06-14
SRP13638 | SREC Solar | STONE |  | 8.88 | 0 | Residential | 1 | MANTUA | 8080 | 15 | SOLARCITY CORPORATION | AC Electric | No | Complete | 2012-09-20 | 2013-04-04 | 2013-05-01 | 2013-05-01
SRP13639 | SREC Solar | TREFZ |  | 7.04 | 0 | Residential | 1 | LITTLE EGG HARBOR TWP | 8087 | 18 | SOLARCITY CORPORATION | AC Electric | No | Complete | 2012-09-20 | 2013-04-04 | 2013-05-01 | 2013-05-01
SRP13640 | SREC Solar | KAY |  | 4.08 | 0 | Residential | 1 | CALDWELL | 7006 | 9 | SOLARCITY CORPORATION | PSE&G BPU | No | Complete | 2012-09-20 | 2013-03-29 | 2013-04-16 | 2013-04-16
SRP13641 | SREC Solar | MODHWADIA |  | 5.04 | 0 | Residential | 1 | EDISON | 8817 | 11 | SOLARCITY CORPORATION | PSE&G BPU | No | Complete | 2012-09-20 | 2013-03-29 | 2013-04-16 | 2013-04-16
SRP13642 | SREC Solar | DIMON | MARK V DIMON TRUSTEE | 10.8 | 0 | Commercial | 1 | ROEBLING | 8554 | 13 | SOLAR POWER BROKERS | PSE&G BPU | No | Complete | 2012-09-20 | 2013-09-25 | 2013-10-03 | 2013-10-03
SRP13643 | SREC Solar | SURLES-BURRUS |  | 8.36 | 0 | Residential | 1 | FORDS | 8863 | 11 | SOLARCITY CORPORATION | PSE&G BPU | No | Complete | 2012-09-20 | 2013-03-29 | 2013-04-24 | 2013-04-24
SRP13644 | SREC Solar | DANSKY |  | 7.92 | 0 | Residential | 1 | TOMS RIVER | 8755 | 18 | SOLARCITY CORPORATION | JCP&L | No | Complete | 2012-09-20 | 2013-01-02 | 2013-01-17 | 2013-01-17
SRP13645 | SREC Solar | VANATOR |  | 10.56 | 0 | Residential | 1 | ANDOVER | 7821 | 1 | SOLARCITY CORPORATION | JCP&L | No | Complete | 2012-09-20 | 2013-01-16 | 2013-01-31 | 2013-01-31
SRP13647 | SREC Solar | VALENTIN |  | 5.28 | 0 | Residential | 1 | RAHWAY | 7065 | 10 | SOLARCITY CORPORATION | PSE&G BPU | No | Complete | 2012-09-20 | 2013-03-29 | 2013-04-30 | 2013-04-30
SRP13649 | SREC Solar | HELLER |  | 8.64 | 0 | Residential | 1 | ALLENTOWN | 8501 | 17 | SOLARCITY CORPORATION | PSE&G BPU | No | Complete | 2012-09-20 | 2013-01-11 | 2013-02-06 | 2013-02-06
SRP13650 | SREC Solar | HALL |  | 8.8 | 0 | Residential | 1 | MAYS LANDING | 8330 | 19 | SOLARCITY CORPORATION | AC Electric | No | Complete | 2012-09-20 | 2013-01-28 | 2013-02-05 | 2013-02-05
SRP13651 | SREC Solar | SINGH |  | 8.64 | 0 | Residential | 1 | BURLINGTON | 8016 | 13 | SOLARCITY CORPORATION | PSE&G BPU | No | Complete | 2012-09-20 | 2013-04-01 | 2013-04-23 | 2013-04-23
SRP13652 | SREC Solar | BRAHMA |  | 9.36 | 0 | Residential | 1 | BULINGTON TOWNSHIP | 8016 | 13 | SOLARCITY CORPORATION | PSE&G BPU | No | Complete | 2012-09-20 | 2013-03-29 | 2013-04-16 | 2013-04-16
SRP13654 | SREC Solar | KING |  | 4.56 | 0 | Residential | 1 | PISCATAWAY | 8854 | 11 | VIVINT SOLAR | PSE&G BPU | No | Complete | 2012-09-20 | 2013-10-03 | 2013-10-09 | 2013-10-09
SRP13655 | SREC Solar | SULIKOWSKI |  | 8.085 | 0 | Residential | 1 | EDISON | 8817 | 11 | VIVINT SOLAR | PSE&G BPU | No | Complete | 2012-09-20 | 2013-10-30 | 2013-11-08 | 2013-11-08
SRP13657 | SREC Solar | PATRAO-SANTO |  | 3.995 | 0 | Residential | 1 | UNION | 7083 | 10 | VIVINT SOLAR | PSE&G BPU | No | Complete | 2012-09-20 | 2012-12-27 | 2013-01-07 | 2013-01-07
SRP13659 | SREC Solar | CHAPMAN |  | 12 | 0 | Residential | 1 | BORDENTOWN | 8505 | 13 | TRINITY HEATING AND AIR | PSE&G BPU | No | Complete | 2012-09-20 | 2013-02-05 | 2013-02-19 | 2013-02-19
SRP13660 | SREC Solar | EMMOS |  | 8.82 | 0 | Residential | 1 | FRANKLINVILLE | 8322 | 15 | GO SOLAR ELECTRIC, LLC | AC Electric | No | Complete | 2012-09-20 | 2013-06-11 | 2013-06-27 | 2013-06-27
SRP13661 | SREC Solar | SHENBERGER |  | 5.886 | 0 | Residential | 1 | MILFORD | 8848 | 4 | GREEN POWER ENERGY LLC | JCP&L | No | Complete | 2012-09-20 | 2013-03-20 | 2013-04-09 | 2013-04-09
SRP13662 | SREC Solar | BRITTAIN |  | 5.28 | 0 | Residential | 1 | CHERRY HILL | 8003 | 14 | SOLARCITY CORPORATION | PSE&G BPU | No | Complete | 2012-09-20 | 2012-12-11 | 2012-12-18 | 2012-12-18
SRP13663 | SREC Solar | BAILEY |  | 4.32 | 0 | Residential | 1 | SEWELL | 8080 | 15 | SOLARCITY CORPORATION | AC Electric | No | Complete | 2012-09-20 | 2013-03-28 | 2013-05-01 | 2013-05-01
SRP13664 | SREC Solar | STACKHOUSE |  | 5.76 | 0 | Residential | 1 | WARETOWN | 8758 | 18 | TRINITY HEATING AND AIR | JCP&L | No | Complete | 2012-09-20 | 2012-10-02 | 2012-10-22 | 2012-10-22
SRP13665 | SREC Solar | FARADAY |  | 5.72 | 0 | Residential | 1 | NEPTUNE | 7753 | 17 | SOLARCITY CORPORATION | JCP&L | No | Complete | 2012-09-20 | 2013-04-01 | 2013-04-24 | 2013-04-24
SRP13667 | SREC Solar | MACDERMOTT |  | 4.5 | 0 | Residential | 1 | ABERDEEN | 7747 | 17 | TRINITY HEATING AND AIR | JCP&L | No | Complete | 2012-09-20 | 2013-02-01 | 2013-02-14 | 2013-02-14
SRP13668 | SREC Solar | GRIFFIN |  | 8.16 | 0 | Residential | 1 | FARMINGDALE | 7727 | 17 | RELIABLE POWER SERVICES, INC. | JCP&L | No | Complete | 2012-09-20 | 2012-12-27 | 2013-01-03 | 2013-01-03
SRP13669 | SREC Solar | COSTANZA |  | 8.64 | 0 | Residential | 1 | TOMS RIVER | 8753 | 18 | RELIABLE POWER SERVICES, INC. | JCP&L | No | Complete | 2012-09-20 | 2013-06-20 | 2013-07-16 | 2013-07-16
SRP13670 | SREC Solar | VALENTINE |  | 7.2 | 0 | Residential | 1 | BRIELLE | 8730 | 17 | RELIABLE POWER SERVICES, INC. | JCP&L | No | Complete | 2012-09-20 | 2012-12-11 | 2013-01-16 | 2013-01-16
SRP13672 | SREC Solar | CASTELLI |  | 3.84 | 0 | Residential | 1 | JACKSON | 8527 | 18 | RELIABLE POWER SERVICES, INC. | JCP&L | No | Complete | 2012-09-20 | 2013-02-26 | 2013-03-06 | 2013-03-06
SRP13673 | SREC Solar | SCAGNELLI |  | 8.64 | 0 | Residential | 1 | BARNEGAT | 8005 | 18 | RELIABLE POWER SERVICES, INC. | JCP&L | No | Complete | 2012-09-20 | 2013-03-06 | 2013-05-13 | 2013-05-13
SRP13674 | SREC Solar | THOMAS |  | 5.76 | 0 | Residential | 1 | MIDDLETOWN | 7748 | 17 | RELIABLE POWER SERVICES, INC. | JCP&L | No | Complete | 2012-09-20 | 2013-02-12 | 2013-02-26 | 2013-02-26
SRP13676 | SREC Solar | WORTH |  | 9.12 | 0 | Residential | 1 | OCEAN | 7712 | 17 | RELIABLE POWER SERVICES, INC. | JCP&L | No | Complete | 2012-09-20 | 2013-02-05 | 2013-02-14 | 2013-02-14
SRP13677 | SREC Solar | POLL |  | 4.905 | 0 | Residential | 1 | HOWELL | 7731 | 17 | ROOF DIAGNOSTICS INC | JCP&L | No | Complete | 2012-09-20 | 2013-08-27 | 2013-09-04 | 2013-09-04
SRP13678 | SREC Solar | KACZYNSKI |  | 5.17 | 0 | Residential | 1 | CRANFORD | 7016 | 10 | VIVINT SOLAR | PSE&G BPU | No | Complete | 2012-09-20 | 2013-03-06 | 2013-03-18 | 2013-03-18
SRP13680 | SREC Solar | KNIGHT |  | 8.82 | 0 | Residential | 0 | BOONTOON | 7005 | 3 | GREEN SUN ENERGY SERVICES | JCP&L | No | Complete | 2012-09-20 | 2013-02-08 | 2013-02-26 | 2013-02-26
SRP13681 | SREC Solar | MORRILL | EXTRA SPACE MANAGEMENT | 153.4 | 0 | Commercial | 0 | N. BRUNSWICK | 8902 | 11 | 1ST LIGHT ENERGY, INC. | PSE&G BPU | No | Complete | 2012-09-20 | 2013-09-11 | 2013-09-19 | 2013-09-19
SRP13682 | SREC Solar | SIMPSON |  | 5.88 | 0 | Residential | 0 | HIGHSTOWN | 8520 | 12 | SELF-INSTALL | JCP&L | No | Complete | 2012-09-20 | 2012-12-13 | 2013-01-02 | 2013-01-02
SRP13683 | SREC Solar | GARBUTT |  | 7.75 | 0 | Residential | 1 | HACKENSACK | 7601 | 7 | GEOSCAPE SOLAR | PSE&G BPU | No | Complete | 2012-09-20 | 2013-04-29 | 2013-05-07 | 2013-05-07
SRP13684 | SREC Solar | BROWN |  | 5.28 | 0 | Residential | 0 | WAYNE | 7470 | 6 | SOLARCITY CORPORATION | PSE&G BPU | No | Complete | 2012-09-24 | 2013-07-01 | 2013-07-09 | 2013-07-09
SRP13686 | SREC Solar | STEPHENS |  | 7.28 | 0 | Residential | 1 | JACKSON | 8527 | 18 | SOLARCITY CORPORATION | JCP&L | No | Complete | 2012-09-24 | 2013-03-29 | 2013-04-30 | 2013-04-30
SRP13687 | SREC Solar | ROCHE |  | 5 | 0 | Residential | 1 | JACKSON | 8527 | 18 | TRINITY HEATING AND AIR | JCP&L | No | Complete | 2012-09-24 | 2012-10-17 | 2012-11-08 | 2012-11-08
SRP13689 | SREC Solar | LEVINE |  | 7 | 0 | Residential | 1 | MANALAPAN | 7726 | 17 | TRINITY HEATING AND AIR | JCP&L | No | Complete | 2012-09-24 | 2012-12-26 | 2013-01-04 | 2013-01-04
SRP13690 | SREC Solar | PEREZ |  | 7.52 | 0 | Residential | 1 | BARNEGAT | 8005 | 18 | TRINITY HEATING AND AIR | JCP&L | No | Complete | 2012-09-24 | 2012-12-07 | 2012-12-12 | 2012-12-12
SRP13691 | SREC Solar | CHIU |  | 7.14 | 0 | Residential | 0 | SUCCASUNNA | 7876 | 3 | ENERGY SOLUTIONS BY TOTAL | JCP&L | No | Complete | 2012-09-24 | 2013-06-28 | 2013-07-02 | 2013-07-02
SRP13692 | SREC Solar | DELIZIO |  | 5.1 | 0 | Residential | 0 | E RUTHHERFORD | 7073 | 7 | ENERGY SOLUTIONS BY TOTAL | PSE&G BPU | No | Complete | 2012-09-24 | 2013-05-08 | 2013-05-17 | 2013-05-17
SRP13693 | SREC Solar | SALTZMAN |  | 2.3 | 0 | Residential | 0 | SCOTCH PALINS | 7076 | 10 | ENERGY SOLUTIONS BY TOTAL | PSE&G BPU | No | Complete | 2012-09-24 | 2013-09-25 | 2013-10-01 | 2013-10-01
SRP13694 | SREC Solar | FIGUEROA |  | 6.54 | 0 | Residential | 0 | WASHINGTON | 7882 | 2 | AMERICAN RENEWABLE ENERGY, INC | JCP&L | No | Complete | 2012-09-24 | 2013-02-15 | 2013-03-04 | 2013-03-04
SRP13695 | SREC Solar | WOOLBERT |  | 12.5 | 0 | Residential | 1 | MAYS LANDING | 8330 | 19 | TRINITY HEATING AND AIR | AC Electric | No | Complete | 2012-09-24 | 2013-01-28 | 2013-02-13 | 2013-02-13
SRP13696 | SREC Solar | KLIGERMAN |  | 9 | 0 | Residential | 1 | VENTNOR | 8406 | 19 | GREENCO SOLAR | AC Electric | No | Complete | 2012-09-24 | 2013-02-07 | 2013-02-25 | 2013-02-25
SRP13697 | SREC Solar | MENDOZA |  | 7.35 | 0 | Residential | 1 | TOMS RIVER | 8753 | 18 | CORBIN SOLAR SOLUTIONS, LLC | JCP&L | No | Complete | 2012-09-24 | 2013-01-14 | 2013-02-01 | 2013-02-01
SRP13698 | SREC Solar | CURLOTT |  | 8.64 | 0 | Residential | 1 | EGG HARBOR TWP | 8234 | 19 | ALLSEASON CONSTRUCTION | AC Electric | No | Complete | 2012-09-24 | 2013-02-27 | 2013-04-05 | 2013-04-05
SRP13699 | SREC Solar | FLANAGAN |  | 4.08 | 0 | Residential | 1 | LEHT | 8087 | 18 | ALLSEASON CONSTRUCTION | AC Electric | No | Complete | 2012-09-24 | 2013-01-30 | 2013-02-12 | 2013-02-12
SRP13700 | SREC Solar | GRAZIANO |  | 8.4 | 0 | Residential | 1 | MANAHAWKIN | 8050 | 18 | ALLSEASON CONSTRUCTION | AC Electric | No | Complete | 2012-09-24 | 2012-12-06 | 2012-12-13 | 2012-12-13
SRP13701 | SREC Solar | HARVEY |  | 22 | 0 | Residential | 1 | POLE TAVERN | 8318 | 16 | JBS SOLAR AND WIND, LLC | AC Electric | No | Complete | 2012-09-24 | 2014-01-30 | 2014-02-12 | 2014-02-12
SRP13702 | SREC Solar | KING |  | 11.88 | 0 | Residential | 1 | WRIGHTSTOWN | 8562 | 13 | SOLARCITY CORPORATION | JCP&L | No | Complete | 2013-01-21 | 2013-04-02 | 2013-04-19 | 2013-04-19
SRP13703 | SREC Solar | PAUL |  | 4.8 | 0 | Residential | 1 | DENNIS | 8210 | 21 | SOLARCITY CORPORATION | AC Electric | No | Complete | 2012-09-24 | 2013-04-09 | 2013-04-26 | 2013-04-26
SRP13705 | SREC Solar | ROCHFORD |  | 31.92 | 0 | Residential | 1 | RINGOES | 8551 | 4 | SOLARCITY CORPORATION | JCP&L | No | Complete | 2012-09-24 | 2013-06-25 | 2013-07-30 | 2013-07-30
SRP13706 | SREC Solar | GIANGIULIO |  | 19.76 | 0 | Residential | 1 | WATERFORD WORKS | 8089 | 14 | SOLARCITY CORPORATION | AC Electric | No | Complete | 2012-09-24 | 2013-03-29 | 2013-04-16 | 2013-04-16
SRP13707 | SREC Solar | STERLING |  | 12 | 0 | Residential | 1 | EGG HARBOR TWP | 8234 | 19 | ALLSEASON CONSTRUCTION | AC Electric | No | Complete | 2012-09-24 | 2013-03-12 | 2013-03-19 | 2013-03-19
SRP13711 | SREC Solar | HANS | PMB BY THE SEA | 4.23 | 0 | Residential | 1 | CAPE MAY COURT HOUSE | 8210 | 21 | JBS SOLAR AND WIND, LLC | AC Electric | No | Complete | 2012-09-24 | 2013-10-23 | 2013-10-28 | 2013-10-28
SRP13712 | SREC Solar | DIBETTA |  | 6.375 | 0 | Residential | 1 | MARLBORO | 7746 | 17 | ROOF DIAGNOSTICS INC | JCP&L | No | Complete | 2012-09-24 | 2013-06-12 | 2013-06-24 | 2013-06-24
SRP13714 | SREC Solar | RUNNING |  | 3.25 | 0 | Residential | 1 | HOWELL | 7731 | 17 | ROOF DIAGNOSTICS INC | JCP&L | No | Complete | 2012-09-24 | 2013-01-15 | 2013-02-01 | 2013-02-01
SRP13715 | SREC Solar | BAYER |  | 6.58 | 0 | Residential | 1 | TOMS RIVER | 8755 | 18 | SUNRAY SOLAR, INC. | JCP&L | No | Complete | 2012-09-24 | 2013-01-10 | 2013-01-25 | 2013-01-25
SRP13716 | SREC Solar | WADE |  | 6.5 | 0 | Residential | 1 | BRIGANTINE | 8203 | 19 | PARAMOUNT SOLAR, LLC | AC Electric | No | Complete | 2012-09-24 | 2012-10-23 | 2012-11-07 | 2012-11-07
SRP13717 | SREC Solar | MOOG |  | 5.64 | 0 | Residential | 1 | MAPLEWOOD | 7040 | 9 | VIVINT SOLAR | PSE&G BPU | No | Complete | 2012-09-24 | 2013-05-29 | 2013-05-31 | 2013-05-31
SRP13718 | SREC Solar | KHODORKOVSKY |  | 5.64 | 0 | Residential | 1 | UNION | 7083 | 10 | VIVINT SOLAR | PSE&G BPU | No | Complete | 2012-09-24 | 2013-05-02 | 2013-05-17 | 2013-05-17
SRP13719 | SREC Solar | JONES |  | 9.065 | 0 | Residential | 1 | PISCATAWAY | 8854 | 11 | VIVINT SOLAR | PSE&G BPU | No | Complete | 2012-09-24 | 2013-04-23 | 2013-05-07 | 2013-05-07
SRP13720 | SREC Solar | BORGES |  | 6.11 | 0 | Residential | 1 | PISCATAWAY | 8854 | 11 | VIVINT SOLAR | PSE&G BPU | No | Complete | 2012-09-24 | 2013-03-07 | 2013-03-20 | 2013-03-20
SRP13722 | SREC Solar | CROCE |  | 6.63 | 0 | Residential | 1 | FREEHOLD | 7728 | 17 | ROOF DIAGNOSTICS INC | JCP&L | No | Complete | 2012-09-24 | 2013-06-13 | 2013-06-24 | 2013-06-24
SRP13723 | SREC Solar | JASA |  | 4.335 | 0 | Residential | 1 | TOMS RIVER | 8753 | 18 | ROOF DIAGNOSTICS INC | JCP&L | No | Complete | 2012-09-24 | 2013-01-29 | 2013-02-07 | 2013-02-07
SRP13724 | SREC Solar | BUSH |  | 11.772 | 0 | Residential | 1 | HAMPTON TWP | 8827 | 4 | GREEN POWER ENERGY LLC | JCP&L | No | Complete | 2012-09-24 | 2013-04-05 | 2013-04-25 | 2013-04-25
SRP13725 | SREC Solar | SEXTON |  | 3.84 | 0 | Residential | 1 | OAKHURST | 7755 | 17 | NJR HOME SERVICES | JCP&L | No | Complete | 2012-09-24 | 2013-04-04 | 2013-04-30 | 2013-04-30
SRP13726 | SREC Solar | BECKER |  | 7.68 | 0 | Residential | 1 | SEWELL | 8080 | 15 | SOLARCITY CORPORATION | AC Electric | No | Complete | 2012-09-24 | 2013-04-05 | 2013-04-25 | 2013-04-25
SRP13727 | SREC Solar | CORREA |  | 9.12 | 0 | Residential | 1 | ABERDEEN TWP | 7747 | 17 | SOLARCITY CORPORATION | JCP&L | No | Complete | 2012-09-24 | 2013-09-25 | 2013-09-30 | 2013-09-30
SRP13728 | SREC Solar | PELT |  | 5.04 | 0 | Residential | 1 | NEPTUNE TWP | 7753 | 17 | SOLARCITY CORPORATION | JCP&L | No | Complete | 2012-09-24 | 2013-05-31 | 2013-06-17 | 2013-06-17
SRP13729 | SREC Solar | GATTO |  | 5.76 | 0 | Residential | 1 | GALLOWAY | 8205 | 19 | SOLARCITY CORPORATION | AC Electric | No | Complete | 2012-09-24 | 2013-03-29 | 2013-04-16 | 2013-04-16
SRP13730 | SREC Solar | O' CONNOR |  | 9.4 | 0 | Residential | 1 | PISCATAWAY | 8853 | 5 | VIVINT SOLAR | PSE&G BPU | No | Complete | 2012-09-24 | 2013-01-22 | 2013-02-07 | 2013-02-07
SRP13731 | SREC Solar | LENZ |  | 7.8 | 0 | Residential | 1 | SECAUCUS | 7094 | 8 | SOLARCITY CORPORATION | PSE&G BPU | No | Complete | 2012-09-24 | 2013-04-05 | 2013-04-25 | 2013-04-25
SRP13732 | SREC Solar | HUTTO |  | 4.845 | 0 | Residential | 1 | MANAHAWKIN | 8050 | 18 | ROOF DIAGNOSTICS INC | AC Electric | No | Complete | 2012-09-24 | 2014-01-02 | 2014-01-17 | 2014-01-17
SRP13733 | SREC Solar | CARNEY |  | 4.41 | 0 | Residential | 1 | LAURENCE HARBOR | 8879 | 11 | ROOF DIAGNOSTICS INC | JCP&L | No | Complete | 2012-09-24 | 2012-10-17 | 2012-11-06 | 2012-11-06
SRP13734 | SREC Solar | MCSWEENEY |  | 33.6 | 0 | Residential | 1 | FAR HILLS | 7931 | 5 | SOLARCITY CORPORATION | JCP&L | No | Complete | 2012-09-24 | 2013-06-10 | 2013-06-27 | 2013-06-27
SRP13735 | SREC Solar | JANSEN |  | 8.16 | 0 | Residential | 1 | MANASQUAN | 8736 | 17 | ROOF DIAGNOSTICS INC | JCP&L | No | Complete | 2012-09-24 | 2012-10-10 | 2012-10-25 | 2012-10-25
SRP13736 | SREC Solar | GOLDEN |  | 6 | 0 | Residential | 1 | ALLENTOWN | 8501 | 17 | SOLARCITY CORPORATION | PSE&G BPU | No | Complete | 2012-09-24 | 2013-01-04 | 2013-01-21 | 2013-01-21
SRP13737 | SREC Solar | COHEN |  | 3.675 | 0 | Residential | 1 | TENAFLY | 7670 | 7 | ROOF DIAGNOSTICS INC | PSE&G BPU | No | Complete | 2012-09-24 | 2013-01-30 | 2013-02-11 | 2013-02-11
SRP13739 | SREC Solar | PORBANSKY |  | 5.72 | 0 | Residential | 1 | MATAWAN | 7747 | 17 | SOLARCITY CORPORATION | JCP&L | No | Complete | 2012-09-24 | 2013-04-25 | 2013-05-08 | 2013-05-08
SRP13740 | SREC Solar | EASTMOND |  | 9.18 | 0 | Residential | 1 | HAZLET | 7730 | 17 | ROOF DIAGNOSTICS INC | JCP&L | No | Complete | 2012-09-24 | 2012-11-15 | 2012-11-21 | 2012-11-21
SRP13741 | SREC Solar | LABRACIO |  | 5.1 | 0 | Residential | 1 | PRINCETON | 8540 | 12 | ROOF DIAGNOSTICS INC | PSE&G BPU | No | Complete | 2012-09-24 | 2013-06-04 | 2013-06-24 | 2013-06-24
SRP13743 | SREC Solar | GRANIERE |  | 5.61 | 0 | Residential | 1 | LAKEWOOD | 8701 | 18 | ROOF DIAGNOSTICS INC | JCP&L | No | Complete | 2012-09-24 | 2012-10-17 | 2012-11-02 | 2012-11-02
SRP13745 | SREC Solar | DEMKO |  | 5.355 | 0 | Residential | 1 | EAST BRUNSWICK | 8816 | 11 | ROOF DIAGNOSTICS INC | JCP&L | No | Complete | 2012-09-24 | 2013-06-04 | 2013-06-14 | 2013-06-14
SRP13746 | SREC Solar | PRAWETZ |  | 9.555 | 0 | Residential | 1 | MANCHESTER | 8759 | 18 | ROOF DIAGNOSTICS INC | JCP&L | No | Complete | 2012-09-24 | 2013-06-04 | 2013-06-17 | 2013-06-17
SRP13747 | SREC Solar | HEIM |  | 6.72 | 0 | Residential | 1 | MARLTON | 8053 | 13 | SOLARCITY CORPORATION | PSE&G BPU | No | Complete | 2012-09-24 | 2013-03-29 | 2013-04-17 | 2013-04-17
SRP13748 | SREC Solar | BARNICKLE |  | 9.75 | 0 | Residential | 1 | WALL | 7719 | 17 | ROOF DIAGNOSTICS INC | JCP&L | No | Complete | 2012-09-24 | 2013-07-17 | 2013-07-22 | 2013-07-22
SRP13749 | SREC Solar | GOODLIN |  | 6.375 | 0 | Residential | 1 | BURLINGTON | 8016 | 13 | ROOF DIAGNOSTICS INC | PSE&G BPU | No | Complete | 2012-09-24 | 2013-01-30 | 2013-02-05 | 2013-02-05
SRP13750 | SREC Solar | DAVID |  | 5.52 | 0 | Residential | 1 | TRENTON | 8691 | 12 | LUMINATION HOME ENERGY | PSE&G BPU | No | Complete | 2012-09-24 | 2012-12-26 | 2013-01-09 | 2013-01-09
SRP13751 | SREC Solar | AWADALLA |  | 8.67 | 0 | Residential | 1 | MAYS LANDING | 8330 | 19 | ROOF DIAGNOSTICS INC | AC Electric | No | Complete | 2012-09-24 | 2013-08-20 | 2013-08-27 | 2013-08-27
SRP13752 | SREC Solar | COLON |  | 7.2 | 0 | Residential | 1 | ELIZABETH | 7201 | 10 | SOLARCITY CORPORATION | PSE&G BPU | No | Complete | 2012-09-24 | 2013-04-29 | 2013-05-08 | 2013-05-08
SRP13753 | SREC Solar | MESSINGER | TOWNSHIP OF CHERRY HILL | 30.08 | 0 | Government Facility | 0 | CHERRY HILL | 8002 | 14 | PRIME SOLAR POWER | PSE&G BPU | No | Complete | 2012-09-24 | 2012-11-14 | 2012-12-17 | 2012-12-17
SRP13754 | SREC Solar | MICHAELS |  | 10.5 | 0 | Residential | 1 | NEPTUNE | 7753 | 17 | ROOF DIAGNOSTICS INC | JCP&L | No | Complete | 2012-09-24 | 2013-12-17 | 2014-01-07 | 2014-01-07
SRP13755 | SREC Solar | STEINMETZ |  | 5.76 | 0 | Residential | 1 | ERIAL | 8081 | 14 | LUMINATION HOME ENERGY | AC Electric | No | Complete | 2012-09-24 | 2013-01-17 | 2013-02-05 | 2013-02-05
SRP13756 | SREC Solar | FLETCHER |  | 5.75 | 0 | Residential | 1 | TOMS RIVER | 8753 | 18 | ROOF DIAGNOSTICS INC | JCP&L | No | Complete | 2012-09-24 | 2013-06-12 | 2013-06-24 | 2013-06-24
SRP13757 | SREC Solar | JOHN |  | 7.2 | 0 | Residential | 1 | PENNINGTON | 8534 | 12 | LUMINATION HOME ENERGY | PSE&G BPU | No | Complete | 2012-09-24 | 2012-12-05 | 2012-12-13 | 2012-12-13
SRP13760 | SREC Solar | RUBINO |  | 5.28 | 0 | Residential | 1 | WASHINGTON TWP | 8890 | 5 | LUMINATION HOME ENERGY | PSE&G BPU | No | Complete | 2012-09-24 | 2013-01-25 | 2013-02-12 | 2013-02-12
SRP13761 | SREC Solar | HANCOCK |  | 6.72 | 0 | Residential | 1 | LAWRENCE TWP | 8648 | 12 | LUMINATION HOME ENERGY | PSE&G BPU | No | Complete | 2012-09-24 | 2012-12-14 | 2012-12-21 | 2012-12-21
SRP13763 | SREC Solar | HO |  | 8.16 | 0 | Residential | 1 | EGG HARBOR TWP | 8234 | 19 | SOLARCITY CORPORATION | AC Electric | No | Complete | 2012-09-24 | 2013-03-29 | 2013-04-24 | 2013-04-24
SRP13764 | SREC Solar | PAVIVA |  | 9.6 | 0 | Residential | 1 | COLONIA | 7067 | 10 | SOLARCITY CORPORATION | PSE&G BPU | No | Complete | 2012-09-24 | 2013-04-02 | 2013-04-19 | 2013-04-19
SRP13765 | SREC Solar | BOLSHTYANSKY |  | 6.48 | 0 | Residential | 1 | HIGHTSTOWN | 8520 | 12 | LUMINATION HOME ENERGY | JCP&L | No | Complete | 2012-09-24 | 2012-12-18 | 2013-01-02 | 2013-01-02
SRP13766 | SREC Solar | BARKER |  | 3.12 | 0 | Residential | 1 | NEW BRUNSWICK | 8901 | 11 | SOLARCITY CORPORATION | PSE&G BPU | No | Complete | 2012-09-24 | 2014-03-12 | 2014-03-19 | 2014-03-19
SRP13767 | SREC Solar | CAMPANELLI |  | 6 | 0 | Residential | 1 | BRIELLE | 8730 | 17 | RELIABLE POWER SERVICES, INC. | JCP&L | No | Complete | 2012-09-24 | 2013-02-22 | 2013-03-27 | 2013-03-27
SRP13768 | SREC Solar | BORDERS |  | 4.5 | 0 | Residential | 1 | NEPTUNE | 7753 | 17 | ROOF DIAGNOSTICS INC | JCP&L | No | Complete | 2012-09-24 | 2013-01-30 | 2013-02-11 | 2013-02-11
SRP13769 | SREC Solar | GUARIGLIA |  | 3.6 | 0 | Residential | 1 | OCEAN | 7712 | 17 | RELIABLE POWER SERVICES, INC. | JCP&L | No | Complete | 2012-09-24 | 2013-01-15 | 2013-01-31 | 2013-01-31
SRP13770 | SREC Solar | MARTIN |  | 7.2 | 0 | Residential | 1 | BERLIN | 8009 | 14 | RELIABLE POWER SERVICES, INC. | AC Electric | No | Complete | 2012-09-24 | 2012-11-19 | 2012-11-28 | 2012-11-28
SRP13771 | SREC Solar | DUVAL |  | 5.76 | 0 | Residential | 1 | BRICK | 8724 | 18 | RELIABLE POWER SERVICES, INC. | JCP&L | No | Complete | 2012-09-24 | 2013-01-08 | 2013-01-25 | 2013-01-25
SRP13772 | SREC Solar | DEGROOT |  | 12.48 | 0 | Residential | 1 | REDBANK | 7701 | 17 | RELIABLE POWER SERVICES, INC. | JCP&L | No | Complete | 2012-09-24 | 2013-01-08 | 2013-01-25 | 2013-01-25
SRP13773 | SREC Solar | BOUQUIO |  | 4.08 | 0 | Residential | 1 | SOMERVILLE | 8876 | 5 | ROOF DIAGNOSTICS INC | PSE&G BPU | No | Complete | 2012-09-24 | 2013-01-30 | 2013-02-05 | 2013-02-05
SRP13774 | SREC Solar | HAFFNER |  | 7.14 | 0 | Residential | 1 | COLONIA | 7067 | 10 | ROOF DIAGNOSTICS INC | PSE&G BPU | No | Complete | 2012-09-24 | 2013-03-07 | 2013-03-20 | 2013-03-20
SRP13775 | SREC Solar | WORRELL III |  | 18.24 | 0 | Residential | 1 | SWEDESBORO | 8085 | 15 | ROOF DIAGNOSTICS INC | AC Electric | No | Complete | 2012-09-24 | 2013-01-30 | 2013-02-05 | 2013-02-05
SRP13776 | SREC Solar | MONTUORO |  | 6.24 | 0 | Residential | 1 | EDISON | 8817 | 11 | RELIABLE POWER SERVICES, INC. | PSE&G BPU | No | Complete | 2012-09-24 | 2012-11-19 | 2012-12-17 | 2012-12-17
SRP13777 | SREC Solar | SMITH | MILK INDUSTRY MANAGEMENT CORP | 12.32 | 0 | Commercial | 0 | BURLINGTON | 8016 | 13 | SIGNATURE SOLAR | PSE&G BPU | No | Complete | 2012-09-24 | 2012-10-12 | 2012-10-22 | 2012-10-22
SRP13778 | SREC Solar | NYE |  | 9.6 | 0 | Residential | 1 | TOMS RIVER | 8757 | 18 | RELIABLE POWER SERVICES, INC. | JCP&L | No | Complete | 2012-09-24 | 2013-02-22 | 2013-02-27 | 2013-02-27
SRP13779 | SREC Solar | KROL |  | 8.16 | 0 | Residential | 0 | ROCKAWAY | 7866 | 3 | EAST COAST ALTERNATIVE ENERGY | JCP&L | No | Complete | 2012-09-24 | 2012-12-06 | 2012-12-11 | 2012-12-11
SRP13780 | SREC Solar | CHRISTENSEN |  | 9.69 | 0 | Residential | 1 | BARNEGAT LIGHT | 8008 | 18 | ROOF DIAGNOSTICS INC | AC Electric | No | Complete | 2012-09-24 | 2013-05-16 | 2013-05-22 | 2013-05-22
SRP13781 | SREC Solar | VANDERGRIFT |  | 6.72 | 0 | Residential | 1 | MARLTON | 8053 | 13 | TRINITY HEATING AND AIR | PSE&G BPU | No | Complete | 2012-09-24 | 2012-10-05 | 2012-10-22 | 2012-10-22
SRP13782 | SREC Solar | RUPP |  | 12 | 0 | Residential | 1 | JACKSON | 8527 | 18 | RELIABLE POWER SERVICES, INC. | JCP&L | No | Complete | 2012-09-24 | 2013-01-28 | 2013-02-12 | 2013-02-12
SRP13783 | SREC Solar | DIUGOS |  | 6.11 | 0 | Residential | 1 | MAYWOOD | 7607 | 7 | VIVINT SOLAR | PSE&G BPU | No | Complete | 2012-09-24 | 2013-02-14 | 2013-02-28 | 2013-02-28
SRP13784 | SREC Solar | DONALDSON |  | 9.8 | 0 | Residential | 1 | SICKLERVILLE | 8081 | 14 | GEOSCAPE SOLAR | AC Electric | No | Complete | 2012-09-24 | 2013-01-02 | 2013-01-15 | 2013-01-15
SRP13785 | SREC Solar | LA |  | 4.5 | 0 | Residential | 1 | CEDAR GROVE | 7009 | 9 | GEOSCAPE SOLAR | PSE&G BPU | No | Complete | 2012-09-24 | 2013-05-15 | 2013-05-28 | 2013-05-28
SRP13786 | SREC Solar | KINDER |  | 23.25 | 0 | Residential | 1 | HOWELL | 7731 | 17 | GEOSCAPE SOLAR | JCP&L | No | Complete | 2012-09-24 | 2013-02-11 | 2013-04-09 | 2013-04-09
SRP13787 | SREC Solar | ALLISON | BARNEGAT BOARD OF EDUCATION | 184.08 | 0 | School Public K-12 | 1 | BARNEGAT | 8005 | 18 | BARRIER ELECTRIC | JCP&L | No | Complete | 2012-09-24 | 2013-04-08 | 2013-04-22 | 2013-04-22
SRP13790 | SREC Solar | MILANO |  | 5.88 | 0 | Residential | 1 | FREEHOLD | 7728 | 17 | ROOF DIAGNOSTICS INC | JCP&L | No | Complete | 2012-09-24 | 2012-10-23 | 2012-11-09 | 2012-11-09
SRP13791 | SREC Solar | ALLISON | BARNEGAT BOE | 365.04 | 0 | School Public K-12 | 1 | BARNEGAT | 8005 | 18 | BARRIER ELECTRIC | JCP&L | No | Complete | 2012-09-24 | 2013-03-20 | 2013-04-02 | 2013-04-02
SRP13792 | SREC Solar | ALLISON | BARNEGAT BOE | 368.16 | 0 | School Public K-12 | 1 | BARNEGAT | 8005 | 18 | BARRIER ELECTRIC | JCP&L | No | Complete | 2012-09-24 | 2013-03-20 | 2013-04-09 | 2013-04-09
SRP13793 | SREC Solar | ALLISON | BARNEGAT BOE | 40.56 | 0 | School Public K-12 | 1 | BARNEGAT | 8005 | 18 | BARRIER ELECTRIC | JCP&L | No | Complete | 2012-09-24 | 2013-04-04 | 2013-04-19 | 2013-04-19
SRP13794 | SREC Solar | ALLISON | BARNEGAT BOE | 280.8 | 0 | School Public K-12 | 1 | BARNEGAT | 8005 | 18 | BARRIER ELECTRIC | JCP&L | No | Complete | 2012-09-24 | 2013-04-22 | 2013-05-01 | 2013-05-01
SRP13795 | SREC Solar | OPITZ |  | 8.575 | 0 | Residential | 1 | PISCATAWAY | 8854 | 11 | VIVINT SOLAR | PSE&G BPU | No | Complete | 2012-09-24 | 2013-07-11 | 2013-07-17 | 2013-07-17
SRP13796 | SREC Solar | IAMES |  | 9.12 | 0 | Residential | 1 | ERMA | 8204 | 21 | ALLSEASON CONSTRUCTION | AC Electric | No | Complete | 2012-09-24 | 2013-01-09 | 2013-01-29 | 2013-01-29
SRP13797 | SREC Solar | EGBERT |  | 12.48 | 0 | Residential | 1 | LEESBURG | 8327 | 20 | ALLSEASON CONSTRUCTION | AC Electric | No | Complete | 2012-09-24 | 2013-03-12 | 2013-03-19 | 2013-03-19
SRP13798 | SREC Solar | ROBINSON |  | 8 | 0 | Residential | 1 | BERGENFIELD | 7621 | 7 | TRINITY HEATING AND AIR | PSE&G BPU | No | Complete | 2012-09-24 | 2013-01-02 | 2013-01-15 | 2013-01-15
SRP13799 | SREC Solar | KIDDER |  | 9.24 | 0 | Residential | 1 | HAMMONTON | 8037 | 19 | SOLARCITY CORPORATION | AC Electric | No | Complete | 2012-09-24 | 2013-06-10 | 2013-06-27 | 2013-06-27
SRP13800 | SREC Solar | BUXBAUM |  | 8.32 | 0 | Residential | 1 | PARLIN | 8859 | 11 | SOLARCITY CORPORATION | JCP&L | No | Complete | 2012-09-24 | 2013-08-22 | 2013-08-28 | 2013-08-28
SRP13801 | SREC Solar | DOAN |  | 6.96 | 0 | Residential | 1 | WRIGHTSTOWN | 8562 | 13 | SOLARCITY CORPORATION | JCP&L | No | Complete | 2012-09-24 | 2013-04-05 | 2013-04-25 | 2013-04-25
SRP13802 | SREC Solar | VIDEN |  | 5.2 | 0 | Residential | 1 | GLASSBORO | 8028 | 15 | SOLARCITY CORPORATION | AC Electric | No | Complete | 2012-09-24 | 2013-05-16 | 2013-05-22 | 2013-05-22
SRP13803 | SREC Solar | WU |  | 6.48 | 0 | Residential | 1 | CLINTON TOWNSHIP | 8809 | 4 | SOLARCITY CORPORATION | JCP&L | No | Complete | 2012-09-24 | 2013-05-03 | 2013-05-15 | 2013-05-15
SRP13804 | SREC Solar | ONCAY |  | 12 | 0 | Residential | 1 | GLASSBORO | 8028 | 15 | SOLARCITY CORPORATION | AC Electric | No | Complete | 2012-09-24 | 2013-04-09 | 2013-04-26 | 2013-04-26
SRP13805 | SREC Solar | STRASSBERG |  | 3.84 | 0 | Residential | 1 | LIVINGSTON | 7039 | 9 | SOLARCITY CORPORATION | PSE&G BPU | No | Complete | 2012-09-24 | 2013-03-29 | 2013-04-17 | 2013-04-17
SRP13806 | SREC Solar | PANEBIANCO |  | 9.6 | 0 | Residential | 1 | WARETOWN | 8758 | 18 | RELIABLE POWER SERVICES, INC. | JCP&L | No | Complete | 2012-09-24 | 2013-01-17 | 2013-01-31 | 2013-01-31
SRP13807 | SREC Solar | CONTESSA |  | 4.41 | 0 | Residential | 1 | OLD BRIDGE | 8857 | 11 | LUMINATION HOME ENERGY | JCP&L | No | Complete | 2012-09-24 | 2013-01-31 | 2013-02-14 | 2013-02-14
SRP13809 | SREC Solar | SEYLER |  | 10.32 | 0 | Residential | 1 | PORT REPUBLIC | 8241 | 19 | ALLSEASON CONSTRUCTION | AC Electric | No | Complete | 2012-09-24 | 2013-04-15 | 2013-05-06 | 2013-05-06
SRP13810 | SREC Solar | CHANCE |  | 7.92 | 0 | Residential | 1 | LEESBURG | 8327 | 20 | ALLSEASON CONSTRUCTION | AC Electric | No | Complete | 2012-09-24 | 2013-03-12 | 2013-03-20 | 2013-03-20
SRP13811 | SREC Solar | ALVARADO |  | 7.44 | 0 | Residential | 1 | TUCKERTON | 8087 | 18 | ALLSEASON CONSTRUCTION | AC Electric | No | Complete | 2012-09-24 | 2013-09-12 | 2013-09-19 | 2013-09-19
SRP13812 | SREC Solar | MATIS |  | 2.94 | 0 | Residential | 1 | VOORHEES | 8043 | 14 | SOLARCITY CORPORATION | AC Electric | No | Complete | 2012-09-24 | 2013-10-28 | 2013-11-12 | 2013-11-12
SRP13813 | SREC Solar | DIBONAVENTURA |  | 6.48 | 0 | Residential | 1 | MILLVILLE | 8332 | 20 | ALLSEASON CONSTRUCTION | AC Electric | No | Complete | 2012-09-24 | 2013-03-11 | 2013-03-28 | 2013-03-28
SRP13814 | SREC Solar | STONE |  | 5.52 | 0 | Residential | 1 | STRATFORD | 8084 | 14 | ALLSEASON CONSTRUCTION | AC Electric | No | Complete | 2012-09-24 | 2013-04-12 | 2013-05-01 | 2013-05-01
SRP13815 | SREC Solar | PANTUBO |  | 7.75 | 0 | Residential | 1 | MAHWAH | 7430 | 7 | ROOF DIAGNOSTICS INC | Orange & Rockland Elec | No | Complete | 2012-09-24 | 2013-06-05 | 2013-06-27 | 2013-06-27
SRP13816 | SREC Solar | MURRIN |  | 7.92 | 0 | Residential | 1 | BARNEGAT | 8005 | 18 | ALLSEASON CONSTRUCTION | AC Electric | No | Complete | 2012-09-24 | 2013-01-30 | 2013-03-05 | 2013-03-05
SRP13817 | SREC Solar | KLAG |  | 7.92 | 0 | Residential | 1 | TOMS RIVER | 8753 | 18 | ALLSEASON CONSTRUCTION | JCP&L | No | Complete | 2012-09-24 | 2013-03-12 | 2013-03-20 | 2013-03-20
SRP13818 | SREC Solar | GARCED |  | 11.04 | 0 | Residential | 1 | EGG HARBOR TWP | 8234 | 19 | ALLSEASON CONSTRUCTION | AC Electric | No | Complete | 2012-09-24 | 2013-01-30 | 2013-03-05 | 2013-03-05
SRP13819 | SREC Solar | MAGILONE |  | 9.36 | 0 | Residential | 1 | OAKHURST | 7755 | 17 | ACOS ENERGY, LLC | JCP&L | No | Complete | 2012-09-24 | 2012-10-10 | 2012-10-25 | 2012-10-25
SRP13821 | SREC Solar | FISCELLA |  | 6.37 | 0 | Residential | 1 | RANDOLPH | 7869 | 3 | ACOS ENERGY, LLC | JCP&L | No | Complete | 2012-09-24 | 2013-05-03 | 2013-05-16 | 2013-05-16
SRP13823 | SREC Solar | GRICHIN |  | 8.64 | 0 | Residential | 1 | GALLOWAY | 8205 | 19 | ALLSEASON CONSTRUCTION | AC Electric | No | Complete | 2012-09-24 | 2013-01-04 | 2013-02-05 | 2013-02-05
SRP13824 | SREC Solar | URBANOWYCZ |  | 4.75 | 0 | Residential | 1 | MANAHAWKIN | 8050 | 18 | ROOF DIAGNOSTICS INC | PSE&G BPU | No | Complete | 2012-09-24 | 2013-06-13 | 2013-06-18 | 2013-06-18
SRP13825 | SREC Solar | HANNAH |  | 10.56 | 0 | Residential | 1 | QUINTON | 8302 | 20 | ALLSEASON CONSTRUCTION | AC Electric | No | Complete | 2012-09-24 | 2014-01-14 | 2014-01-31 | 2014-01-31
SRP13828 | SREC Solar | DAVIS |  | 9.12 | 0 | Residential | 1 | ATCO | 8004 | 14 | ALLSEASON CONSTRUCTION | AC Electric | No | Complete | 2012-09-24 | 2013-01-28 | 2013-02-13 | 2013-02-13
SRP13829 | SREC Solar | FENTON |  | 7.14 | 0 | Residential | 1 | FORKED RIVER | 8731 | 18 | ROOF DIAGNOSTICS INC | JCP&L | No | Complete | 2012-09-24 | 2013-03-06 | 2013-03-28 | 2013-03-28
SRP13832 | SREC Solar | MEDORE |  | 9.8 | 0 | Residential | 1 | BLAIRSTOWN | 7825 | 2 | VIVINT SOLAR | JCP&L | No | Complete | 2012-09-24 | 2013-03-20 | 2013-04-09 | 2013-04-09
SRP13833 | SREC Solar | GILFOY |  | 4.465 | 0 | Residential | 1 | SADDLE BROOK | 7663 | 7 | VIVINT SOLAR | PSE&G BPU | No | Complete | 2012-09-24 | 2013-04-26 | 2013-05-13 | 2013-05-13
SRP13834 | SREC Solar | KOLANKOWSKI |  | 4.23 | 0 | Residential | 1 | MAPLEWOOD | 7040 | 9 | VIVINT SOLAR | PSE&G BPU | No | Complete | 2012-09-24 | 2013-03-27 | 2013-04-23 | 2013-04-23
SRP13838 | SREC Solar | FLYNN |  | 8.67 | 0 | Residential | 1 | EDISON | 8817 | 11 | ROOF DIAGNOSTICS INC | PSE&G BPU | No | Complete | 2012-09-24 | 2013-06-12 | 2013-06-24 | 2013-06-24
SRP13839 | SREC Solar | JOHNSON |  | 6.5 | 0 | Residential | 1 | TRENTON | 8690 | 12 | TRINITY HEATING AND AIR | PSE&G BPU | No | Complete | 2012-09-24 | 2012-12-07 | 2012-12-12 | 2012-12-12
SRP13840 | SREC Solar | RUFFINI |  | 3.75 | 0 | Residential | 1 | TEANECK | 7666 | 7 | ROOF DIAGNOSTICS INC | PSE&G BPU | No | Complete | 2012-09-24 | 2013-01-30 | 2013-02-05 | 2013-02-05
SRP13841 | SREC Solar | RASTOGI |  | 5.886 | 0 | Residential | 1 | BORDENTOWN | 8505 | 13 | SEA BRIGHT SOLAR, LLC | PSE&G BPU | No | Complete | 2012-09-24 | 2013-03-18 | 2013-04-15 | 2013-04-15
SRP13842 | SREC Solar | PAUL |  | 4.25 | 0 | Residential | 1 | BERGENFIELD | 7621 | 7 | ROOF DIAGNOSTICS INC | PSE&G BPU | No | Complete | 2012-09-24 | 2013-06-12 | 2013-06-24 | 2013-06-24
SRP13843 | SREC Solar | CHIAO |  | 18.06 | 0 | Residential | 1 | ALLENTOWN | 8501 | 17 | NJ SOLAR POWER, LLC | JCP&L | No | Complete | 2012-09-24 | 2013-02-12 | 2013-02-25 | 2013-02-25
SRP13844 | SREC Solar | BUTLER |  | 9.435 | 0 | Residential | 1 | SHREWSBURY | 7702 | 17 | ROOF DIAGNOSTICS INC | JCP&L | No | Complete | 2012-09-24 | 2013-06-05 | 2013-06-13 | 2013-06-13
SRP13845 | SREC Solar | WANNER |  | 5.39 | 0 | Residential | 1 | LONG VALLEY | 7853 | 3 | INDEPENDENT SOLAR | JCP&L | No | Complete | 2012-09-24 | 2012-11-02 | 2012-11-14 | 2012-11-14
SRP13846 | SREC Solar | LARSEN | SOUTH STATE INC | 83.72 | 0 | Commercial | 0 | BRIDGETON | 8302 | 20 | SELF INSTALL | AC Electric | No | Complete | 2012-09-24 | 2012-10-17 | 2013-02-06 | 2013-02-06
SRP13847 | SREC Solar | SABO | FRANKLIN ELEMENTARY SCHOOL | 219.175 | 0 | School Public K-12 | 1 | FRANKLIN | 7416 | 1 | SUNLIGHT GENERAL CAPITAL LLC | JCP&L | No | Complete | 2012-09-24 | 2014-03-10 | 2014-04-23 | 2014-04-23
SRP13848 | SREC Solar | LESSARD | FRANKFORD TOWNSHIP SCHOOL | 306.24 | 0 | School Public K-12 | 1 | BRANCHVILLE | 7826 | 1 | SUNLIGHT GENERAL CAPITAL LLC | JCP&L | No | Complete | 2012-09-24 | 2014-03-10 | 2014-04-15 | 2014-04-15
SRP13850 | SREC Solar | RUTH | BRIDGEWATER RARITAN MIDDLE SCHOO | 207.35 | 0 | School Public K-12 | 1 | BRIDGEWATER | 8807 | 5 | POWER PARTNERS MASTEC LLC | PSE&G BPU | No | Complete | 2012-09-24 | 2013-04-25 | 2013-06-13 | 2013-06-13
SRP13851 | SREC Solar | LAVAREL | HIGH POINT REGIONAL HIGH SCHOOL | 264.77 | 0 | School Public K-12 | 1 | SUSSEX | 7461 | 1 | POWER PARTNERS MASTEC LLC | JCP&L | No | Complete | 2012-09-24 | 2013-04-25 | 2013-06-13 | 2013-06-13
SRP13852 | SREC Solar | SHAH |  | 64.26 | 0 | Commercial | 1 | NORTH BRUNSWICK | 8902 | 11 | AMPERICON | PSE&G BPU | No | Complete | 2012-09-24 | 2013-01-14 | 2013-02-13 | 2013-02-13
SRP13853 | SREC Solar | KAECHELIN |  | 6 | 0 | Residential | 1 | BORDENTOWN | 8505 | 13 | TRINITY HEATING AND AIR | PSE&G BPU | No | Complete | 2012-10-01 | 2013-01-09 | 2013-01-28 | 2013-01-28
SRP13854 | SREC Solar | WOMBLE |  | 6.72 | 0 | Residential | 1 | PORT MONMOUTH | 7758 | 17 | NJR HOME SERVICES. | JCP&L | No | Complete | 2012-10-01 | 2012-12-07 | 2012-12-12 | 2012-12-12
SRP13855 | SREC Solar | PACELLA |  | 6.5 | 0 | Residential | 1 | BRICK | 8724 | 18 | TRINITY HEATING AND AIR | JCP&L | No | Complete | 2012-10-01 | 2012-10-18 | 2012-11-05 | 2012-11-05
SRP13856 | SREC Solar | THICKENING |  | 11.04 | 0 | Residential | 1 | NEPTUNE | 7753 | 17 | NJR HOME SERVICES. | JCP&L | No | Complete | 2012-10-01 | 2012-11-19 | 2012-11-28 | 2012-11-28
SRP13857 | SREC Solar | HEIGHT |  | 7 | 0 | Residential | 1 | BRIELLE | 8730 | 17 | TRINITY HEATING AND AIR | JCP&L | No | Complete | 2012-10-01 | 2012-10-10 | 2012-10-26 | 2012-10-26
SRP13858 | SREC Solar | STOUT |  | 9.84 | 0 | Residential | 1 | BRICK | 8723 | 18 | NJR HOME SERVICES. | JCP&L | No | Complete | 2012-10-01 | 2013-08-16 | 2013-08-20 | 2013-08-20
SRP13859 | SREC Solar | TOLAN |  | 8.46 | 0 | Residential | 1 | DEL - HAVEN | 8251 | 21 | TRINITY HEATING AND AIR | AC Electric | No | Complete | 2012-10-01 | 2013-01-28 | 2013-02-13 | 2013-02-13
SRP13860 | SREC Solar | ATTANASSI |  | 5.64 | 0 | Residential | 1 | LINDEN | 7036 | 10 | VIVINT SOLAR | PSE&G BPU | No | Complete | 2012-10-01 | 2013-03-20 | 2013-04-09 | 2013-04-09
SRP13861 | SREC Solar | MINK |  | 6.37 | 0 | Residential | 1 | BRICK | 8723 | 18 | ALTERIS RENEWABLES DBA RGS ENERGY | JCP&L | No | Complete | 2012-10-01 | 2013-03-04 | 2013-03-19 | 2013-03-19
SRP13862 | SREC Solar | WISNIEWSKI |  | 3.675 | 0 | Residential | 1 | MARLTON | 8053 | 13 | SUNGEVITY, INC. | PSE&G BPU | No | Complete | 2012-10-01 | 2013-02-05 | 2013-02-14 | 2013-02-14
SRP13863 | SREC Solar | SCELSO JR |  | 9.36 | 0 | Residential | 1 | WEST BERLIN | 8091 | 14 | SOLARCITY CORPORATION | AC Electric | No | Complete | 2012-10-01 | 2013-03-29 | 2013-04-30 | 2013-04-30
SRP13866 | SREC Solar | JONES |  | 8.502 | 0 | Residential | 1 | MONTCLAIR | 7042 | 9 | ALTERNATIVE LIGHT & ENERGY SOLUTIONS | PSE&G BPU | No | Complete | 2012-10-01 | 2013-06-18 | 2013-06-25 | 2013-06-25
SRP13867 | SREC Solar | CHIEFFO |  | 19.78 | 0 | Residential | 1 | PISCATAWAY | 8854 | 11 | AMERICAN RENEWABLE ENERGY, INC | PSE&G BPU | No | Complete | 2012-10-01 | 2013-02-08 | 2013-02-26 | 2013-02-26
SRP13868 | SREC Solar | KOUTIS |  | 7.2 | 0 | Residential | 1 | EAST BRUNSWICK | 8816 | 11 | SOLARCITY CORPORATION | PSE&G BPU | No | Complete | 2012-10-01 | 2013-03-28 | 2013-04-15 | 2013-04-15
SRP13869 | SREC Solar | PURCELL |  | 5.2 | 0 | Residential | 1 | CHERRY HILL | 8034 | 14 | SOLARCITY CORPORATION | PSE&G BPU | No | Complete | 2013-01-07 | 2013-07-01 | 2013-07-05 | 2013-07-05
SRP13870 | SREC Solar | DOYNO |  | 11 | 0 | Residential | 1 | MANALAPAN | 7726 | 17 | TRINITY HEATING AND AIR | JCP&L | No | Complete | 2012-10-01 | 2012-12-21 | 2013-01-09 | 2013-01-09
SRP13871 | SREC Solar | NADKARNI |  | 10.66 | 0 | Residential | 1 | COLUMBUS | 8022 | 13 | SOLARCITY CORPORATION | PSE&G BPU | No | Complete | 2012-10-01 | 2013-05-15 | 2013-05-23 | 2013-05-23
SRP13872 | SREC Solar | MARCHI |  | 10.4 | 0 | Residential | 1 | MONROE | 8831 | 11 | SOLARCITY CORPORATION | JCP&L | No | Complete | 2012-10-01 | 2013-04-02 | 2013-04-24 | 2013-04-24
SRP13874 | SREC Solar | ROBERTAZZI |  | 7 | 0 | Residential | 1 | BEACHWOOD | 8722 | 18 | TRINITY HEATING AND AIR | JCP&L | No | Complete | 2012-11-13 | 2012-11-28 | 2012-12-07 | 2012-12-07
SRP13875 | SREC Solar | CHOK |  | 5 | 0 | Residential | 1 | SADDLE BROOK | 7663 | 7 | TRINITY HEATING AND AIR | PSE&G BPU | No | Complete | 2012-10-01 | 2013-02-13 | 2013-02-28 | 2013-02-28
SRP13876 | SREC Solar | ELLIOTT |  | 4 | 0 | Residential | 1 | TOMS RIVER | 8753 | 18 | TRINITY HEATING AND AIR | JCP&L | No | Complete | 2012-10-01 | 2012-10-25 | 2012-11-14 | 2012-11-14
SRP13877 | SREC Solar | LEONARD |  | 6 | 0 | Residential | 1 | TOMS RIVER | 8755 | 18 | TRINITY HEATING AND AIR | JCP&L | No | Complete | 2012-10-01 | 2013-01-22 | 2013-02-07 | 2013-02-07
SRP13878 | SREC Solar | HOLLINGSWORTH |  | 5.76 | 0 | Residential | 1 | TOMS RIVER | 8755 | 18 | NJR HOME SERVICES. | JCP&L | No | Complete | 2012-10-01 | 2012-10-23 | 2012-11-13 | 2012-11-13
SRP13880 | SREC Solar | ARMSTRONG |  | 9.45 | 0 | Residential | 1 | JACKSON | 8527 | 18 | SOLARCITY CORPORATION | JCP&L | No | Complete | 2012-10-01 | 2013-04-02 | 2013-04-19 | 2013-04-19
SRP13881 | SREC Solar | TONSKI |  | 4.73 | 0 | Residential | 1 | SOUTHAMPTON TWP | 8088 | 13 | SOLARCITY CORPORATION | PSE&G BPU | No | Complete | 2012-10-01 | 2013-05-31 | 2013-06-13 | 2013-06-13
SRP13882 | SREC Solar | DORIN |  | 20.928 | 0 | Residential | 1 | ASBURY | 8802 | 4 | GEOGENIX | JCP&L | No | Complete | 2013-02-04 | 2013-06-12 | 2013-06-24 | 2013-06-24
SRP13883 | SREC Solar | BECKER |  | 10 | 0 | Residential | 1 | COLUMBUS | 8022 | 13 | TRINITY HEATING AND AIR | PSE&G BPU | No | Complete | 2012-10-01 | 2013-01-22 | 2013-02-07 | 2013-02-07
SRP13884 | SREC Solar | THALLER |  | 11.7 | 0 | Residential | 1 | MONROE TWP | 8831 | 11 | SOLARCITY CORPORATION | JCP&L | No | Complete | 2012-10-01 | 2013-06-10 | 2013-06-17 | 2013-06-17
SRP13886 | SREC Solar | DRILLICK | BAIS HAMEDRAS OF EAST END | 28.665 | 0 | Non Profit | 1 | LAKEWOOD | 8701 | 18 | AROSA SOLAR ENERGY, INC | JCP&L | No | Complete | 2012-10-01 | 2013-02-27 | 2013-04-05 | 2013-04-05
SRP13888 | SREC Solar | MCGEE |  | 3.15 | 0 | Commercial | 0 | MANCHESTER | 8759 | 18 | SUMMIT ELECTRIC CONSTRUCTION | JCP&L | No | Complete | 2012-10-01 | 2013-02-14 | 2013-02-28 | 2013-02-28
SRP13889 | SREC Solar | TAYLOR |  | 10.137 | 0 | Residential | 1 | PENNSVILLE | 8070 | 16 | RUNNEMEDE PLUMBING HEATING | AC Electric | No | Complete | 2012-10-01 | 2013-05-21 | 2013-05-29 | 2013-05-29
SRP13890 | SREC Solar | PATEL |  | 4.8 | 0 | Residential | 1 | PLAINSBORO | 8536 | 11 | SOLARCITY CORPORATION | PSE&G BPU | No | Complete | 2012-10-01 | 2013-04-02 | 2013-04-19 | 2013-04-19
SRP13891 | SREC Solar | YOUNG |  | 9.36 | 0 | Residential | 1 | WILLIAMSTOWN | 8094 | 15 | SOLARCITY CORPORATION | AC Electric | No | Complete | 2012-10-01 | 2013-05-07 | 2013-05-15 | 2013-05-15
SRP13892 | SREC Solar | KOLE |  | 14.3 | 0 | Residential | 1 | ASBURY | 8802 | 4 | SOLARCITY CORPORATION | JCP&L | No | Complete | 2012-10-01 | 2013-05-01 | 2013-05-16 | 2013-05-16
SRP13893 | SREC Solar | SATRAN |  | 8.64 | 0 | Residential | 1 | ALLENTOWN | 8501 | 17 | SOLARCITY CORPORATION | PSE&G BPU | No | Complete | 2012-10-01 | 2013-01-04 | 2013-01-21 | 2013-01-21
SRP13894 | SREC Solar | LOCKLAYER |  | 16.06 | 0 | Residential | 1 | WILLIAMSTOWN | 8094 | 15 | SOLARCITY CORPORATION | AC Electric | No | Complete | 2012-10-01 | 2013-09-20 | 2013-10-01 | 2013-10-01
SRP13895 | SREC Solar | WARD |  | 6.72 | 0 | Residential | 1 | TOMS RIVER | 8757 | 18 | SOLARCITY CORPORATION | JCP&L | No | Complete | 2012-10-01 | 2013-04-05 | 2013-04-25 | 2013-04-25
SRP13896 | SREC Solar | SIANO |  | 14.79 | 0 | Residential | 1 | TOMS RIVER | 8755 | 18 | ROOF DIAGNOSTICS INC | JCP&L | No | Complete | 2012-10-01 | 2012-10-25 | 2012-11-05 | 2012-11-05
SRP13897 | SREC Solar | SANCLEMENTE |  | 7.92 | 0 | Residential | 1 | S. HACKENSACK | 7606 | 7 | SOLARCITY CORPORATION | PSE&G BPU | No | Complete | 2012-10-01 | 2013-04-29 | 2013-05-08 | 2013-05-08
SRP13898 | SREC Solar | LONGLEY |  | 13.52 | 0 | Residential | 1 | PITMAN | 8071 | 15 | SOLARCITY CORPORATION | AC Electric | No | Complete | 2012-10-01 | 2013-11-08 | 2013-11-13 | 2013-11-13
SRP13901 | SREC Solar | GALLO |  | 8.64 | 0 | Residential | 1 | ABSECON | 8205 | 19 | SOLARCITY CORPORATION | AC Electric | No | Complete | 2012-10-01 | 2013-04-23 | 2013-05-07 | 2013-05-07
SRP13907 | SREC Solar | ESPOSITO |  | 7.75 | 0 | Residential | 1 | ABERDEEN | 7747 | 17 | ROOF DIAGNOSTICS INC | JCP&L | No | Complete | 2012-10-01 | 2013-01-30 | 2013-02-05 | 2013-02-05
SRP13908 | SREC Solar | GENEVA |  | 5.865 | 0 | Residential | 1 | MANAHAWKIN | 8050 | 18 | ROOF DIAGNOSTICS INC | AC Electric | No | Complete | 2012-10-01 | 2013-05-16 | 2013-05-22 | 2013-05-22
SRP13909 | SREC Solar | BUCKLEY |  | 7.395 | 0 | Residential | 1 | PT. PLEASANT | 8742 | 18 | ROOF DIAGNOSTICS INC | JCP&L | No | Complete | 2012-10-01 | 2012-12-11 | 2013-01-16 | 2013-01-16
SRP13910 | SREC Solar | SCHIMPF |  | 5.88 | 0 | Residential | 1 | BEACHWOOD | 8722 | 18 | ROOF DIAGNOSTICS INC | JCP&L | No | Complete | 2012-10-01 | 2012-12-19 | 2012-12-26 | 2012-12-26
SRP13911 | SREC Solar | AMARA |  | 6.12 | 0 | Residential | 1 | NEPTUNE | 7753 | 17 | ROOF DIAGNOSTICS INC | JCP&L | No | Complete | 2012-10-01 | 2012-11-06 | 2012-11-16 | 2012-11-16
SRP13912 | SREC Solar | MARTINSON |  | 9.435 | 0 | Residential | 0 | LEBANON | 8833 | 4 | SKYLINE SOLAR | PSE&G BPU | No | Complete | 2012-10-01 | 2012-11-20 | 2012-12-05 | 2012-12-05
SRP13913 | SREC Solar | RODRIGUEZ |  | 6.885 | 0 | Residential | 1 | HOWELL | 7731 | 17 | ROOF DIAGNOSTICS INC | JCP&L | No | Complete | 2012-10-01 | 2013-03-15 | 2013-04-05 | 2013-04-05
SRP13914 | SREC Solar | BLACK |  | 6.5 | 0 | Residential | 1 | PERTH AMBOY | 8861 | 11 | ROOF DIAGNOSTICS INC | PSE&G BPU | No | Complete | 2012-10-01 | 2013-12-17 | 2014-01-07 | 2014-01-07
SRP13915 | SREC Solar | SHAH |  | 8.575 | 0 | Residential | 1 | MONROE TWP | 8831 | 11 | ROOF DIAGNOSTICS INC | JCP&L | No | Complete | 2012-10-01 | 2012-10-17 | 2012-11-06 | 2012-11-06
SRP13916 | SREC Solar | CAMPAGNOLA |  | 5.61 | 0 | Residential | 1 | HOWELL | 7731 | 17 | ROOF DIAGNOSTICS INC | JCP&L | No | Complete | 2012-10-01 | 2012-11-06 | 2012-11-13 | 2012-11-13
SRP13917 | SREC Solar | GEORGE |  | 7.395 | 0 | Residential | 1 | OAKHURST | 7755 | 17 | ROOF DIAGNOSTICS INC | JCP&L | No | Complete | 2012-10-01 | 2012-10-23 | 2012-11-14 | 2012-11-14
SRP13918 | SREC Solar | RICCA |  | 3.36 | 0 | Residential | 1 | MANCHESTER | 8759 | 18 | ACOS ENERGY, LLC | JCP&L | No | Complete | 2012-10-01 | 2012-10-19 | 2012-11-07 | 2012-11-07
SRP13919 | SREC Solar | MCALEER |  | 6.24 | 0 | Residential | 1 | MANCHESTER | 8759 | 18 | ACOS ENERGY, LLC | JCP&L | No | Complete | 2012-10-01 | 2012-10-19 | 2012-11-07 | 2012-11-07
SRP13920 | SREC Solar | DOUGLAS |  | 3.25 | 0 | Residential | 1 | TOMS RIVER | 8757 | 18 | ROOF DIAGNOSTICS INC | JCP&L | No | Complete | 2012-10-01 | 2013-03-29 | 2013-04-16 | 2013-04-16
SRP13921 | SREC Solar | SCHAUBERT |  | 4.845 | 0 | Residential | 1 | LONG BRANCH | 7740 | 17 | ROOF DIAGNOSTICS INC | JCP&L | No | Complete | 2012-10-01 | 2012-11-28 | 2012-12-05 | 2012-12-05
SRP13922 | SREC Solar | KELTER |  | 15 | 0 | Residential | 1 | MORGANVILLE | 7751 | 17 | ROOF DIAGNOSTICS INC | JCP&L | No | Complete | 2012-10-01 | 2012-11-28 | 2012-12-07 | 2012-12-07
SRP13923 | SREC Solar | CHARITIES | DIOCESE OF TRENTON | 31.2 | 0 | Non Profit | 1 | WHITING | 8759 | 18 | ACOS ENERGY, LLC | JCP&L | No | Complete | 2012-10-01 | 2012-11-06 | 2013-02-06 | 2013-02-06
SRP13924 | SREC Solar | CHARITIES | DIOCESE OF TRENTON | 9.36 | 0 | Non Profit | 1 | WHITING | 8759 | 18 | ACOS ENERGY, LLC | JCP&L | No | Complete | 2012-10-01 | 2012-11-20 | 2012-12-05 | 2012-12-05
SRP13925 | SREC Solar | FOLTZER |  | 7.2 | 0 | Residential | 1 | MANCHESTER | 8759 | 18 | ACOS ENERGY, LLC | JCP&L | No | Complete | 2012-10-01 | 2012-10-19 | 2012-11-29 | 2012-11-29
SRP13926 | SREC Solar | BASS |  | 4.8 | 0 | Residential | 1 | MANCHESTER | 8759 | 18 | ACOS ENERGY, LLC | JCP&L | No | Complete | 2012-10-01 | 2012-10-19 | 2012-11-07 | 2012-11-07
SRP13927 | SREC Solar | SCHULZE |  | 3.36 | 0 | Residential | 1 | MANCHESTER | 8759 | 18 | ACOS ENERGY, LLC | JCP&L | No | Complete | 2012-10-01 | 2012-10-19 | 2012-11-08 | 2012-11-08
SRP13928 | SREC Solar | TOTE |  | 12.455 | 0 | Residential | 1 | TINTON FALLS | 7724 | 17 | GREEN SUN ENERGY SERVICES | JCP&L | No | Complete | 2012-10-01 | 2013-02-06 | 2013-02-22 | 2013-02-22
SRP13930 | SREC Solar | NGUYEN |  | 6 | 0 | Residential | 1 | CARLSTADT | 7072 | 7 | ROOF DIAGNOSTICS INC | PSE&G BPU | No | Complete | 2012-10-01 | 2012-12-26 | 2013-01-04 | 2013-01-04
SRP13931 | SREC Solar | MANZI |  | 9.18 | 0 | Residential | 1 | JACKSON | 8527 | 18 | ROOF DIAGNOSTICS INC | JCP&L | No | Complete | 2012-10-01 | 2012-11-06 | 2012-11-16 | 2012-11-16
SRP13932 | SREC Solar | SIMPSON |  | 9 | 0 | Residential | 1 | WILLINGBORO | 8046 | 13 | ROOF DIAGNOSTICS INC | PSE&G BPU | No | Complete | 2012-10-01 | 2013-01-30 | 2013-02-05 | 2013-02-05
SRP13933 | SREC Solar | EMIHL |  | 6.75 | 0 | Residential | 1 | TOMS RIVER | 8753 | 18 | ROOF DIAGNOSTICS INC | JCP&L | No | Complete | 2012-10-01 | 2013-06-05 | 2013-06-24 | 2013-06-24
SRP13934 | SREC Solar | ITTE |  | 7.395 | 0 | Residential | 1 | LAWRENCE HARBOR | 8734 | 18 | ROOF DIAGNOSTICS INC | JCP&L | No | Complete | 2012-10-01 | 2013-01-07 | 2013-01-25 | 2013-01-25
SRP13935 | SREC Solar | SCALA |  | 7.395 | 0 | Residential | 1 | BRICK | 8724 | 18 | ROOF DIAGNOSTICS INC | JCP&L | No | Complete | 2012-10-01 | 2012-11-15 | 2012-11-21 | 2012-11-21
SRP13937 | SREC Solar | COCHETTI |  | 7.92 | 0 | Residential | 0 | MONROEVILLE | 8343 | 16 | SUNNYMAC, LLC | AC Electric | No | Complete | 2012-10-01 | 2013-04-08 | 2013-04-22 | 2013-04-22
SRP13938 | SREC Solar | ORLANDO |  | 7.75 | 0 | Residential | 1 | FREEHOLD | 7728 | 17 | ROOF DIAGNOSTICS INC | JCP&L | No | Complete | 2012-10-01 | 2013-06-05 | 2013-06-12 | 2013-06-12
SRP13939 | SREC Solar | CORTESE |  | 10.71 | 0 | Residential | 1 | SHAMONG | 8085 | 15 | ROOF DIAGNOSTICS INC | AC Electric | No | Complete | 2012-10-01 | 2013-01-29 | 2013-02-07 | 2013-02-07
SRP13940 | SREC Solar | VELEZ |  | 5.61 | 0 | Residential | 1 | EAST WINDSOR | 8512 | 11 | ROOF DIAGNOSTICS INC | JCP&L | No | Complete | 2012-10-01 | 2012-12-05 | 2013-01-29 | 2013-01-29
SRP13941 | SREC Solar | ZORZYCKI |  | 5.865 | 0 | Residential | 1 | TOMS RIVER | 8757 | 18 | ROOF DIAGNOSTICS INC | JCP&L | No | Complete | 2012-10-01 | 2013-02-06 | 2013-02-20 | 2013-02-20
SRP13942 | SREC Solar | SHAMSHAIR |  | 7.5 | 0 | Residential | 1 | SAYREVILLE | 8872 | 11 | ROOF DIAGNOSTICS INC | JCP&L | No | Complete | 2012-10-01 | 2013-01-30 | 2013-02-05 | 2013-02-05
SRP13943 | SREC Solar | MOYLE |  | 9.435 | 0 | Residential | 1 | FREEHOLD | 7728 | 17 | ROOF DIAGNOSTICS INC | JCP&L | No | Complete | 2012-10-01 | 2013-01-30 | 2013-02-05 | 2013-02-05
SRP13944 | SREC Solar | SEGAL |  | 8.25 | 0 | Residential | 1 | FORKED RIVER | 8731 | 18 | ROOF DIAGNOSTICS INC | JCP&L | No | Complete | 2012-10-01 | 2013-01-29 | 2013-02-07 | 2013-02-07
SRP13945 | SREC Solar | BLANCH |  | 7.395 | 0 | Residential | 1 | MANCHESTER | 8759 | 18 | ROOF DIAGNOSTICS INC | JCP&L | No | Complete | 2012-10-01 | 2012-10-17 | 2012-11-29 | 2012-11-29
SRP13946 | SREC Solar | RIZZO |  | 7.65 | 0 | Residential | 1 | FARMINGDALE | 7727 | 17 | ROOF DIAGNOSTICS INC | JCP&L | No | Complete | 2012-10-01 | 2012-10-17 | 2012-11-06 | 2012-11-06
SRP13947 | SREC Solar | KSELL |  | 7.65 | 0 | Residential | 1 | ALLENTOWN | 8501 | 17 | ROOF DIAGNOSTICS INC | JCP&L | No | Complete | 2012-10-01 | 2012-12-11 | 2013-01-16 | 2013-01-16
SRP13948 | SREC Solar | PAM |  | 8.46 | 0 | Residential | 1 | LAKEWOOD | 8701 | 18 | POWERLUTIONS, LLC | JCP&L | No | Complete | 2012-10-01 | 2013-06-11 | 2013-06-18 | 2013-06-18
SRP13949 | SREC Solar | MALDA |  | 13.005 | 0 | Residential | 1 | OCEANPORT | 7757 | 17 | ROOF DIAGNOSTICS INC | JCP&L | No | Complete | 2012-10-01 | 2013-01-30 | 2013-02-12 | 2013-02-12
SRP13951 | SREC Solar | LONGOBARDI |  | 4.5 | 0 | Residential | 1 | NUTLEY | 7110 | 9 | ROOF DIAGNOSTICS INC | PSE&G BPU | No | Complete | 2012-10-01 | 2012-10-22 | 2012-11-13 | 2012-11-13
SRP13952 | SREC Solar | MILLER |  | 7.65 | 0 | Residential | 1 | WILLINGBORO | 8046 | 13 | ROOF DIAGNOSTICS INC | PSE&G BPU | No | Complete | 2012-10-01 | 2012-11-19 | 2012-11-29 | 2012-11-29
SRP13953 | SREC Solar | BECKMAN |  | 8.415 | 0 | Residential | 1 | HOWELL | 7731 | 17 | ROOF DIAGNOSTICS INC | JCP&L | No | Complete | 2012-10-01 | 2012-12-11 | 2013-01-18 | 2013-01-18
SRP13955 | SREC Solar | SKOROBOGATKO |  | 5.865 | 0 | Residential | 1 | OLD BRIDGE | 8857 | 11 | ROOF DIAGNOSTICS INC | JCP&L | No | Complete | 2012-10-01 | 2013-08-27 | 2013-09-04 | 2013-09-04
SRP13956 | SREC Solar | BELLITTO |  | 7.14 | 0 | Residential | 1 | LANOKA HARBOR | 8734 | 18 | ROOF DIAGNOSTICS INC | JCP&L | No | Complete | 2012-10-01 | 2012-11-19 | 2012-11-28 | 2012-11-28
SRP13957 | SREC Solar | JHUNJHUNWALA |  | 6.96 | 0 | Residential | 1 | EDISON | 8820 | 11 | ASTRUM SOLAR, LLC | PSE&G BPU | No | Complete | 2012-10-01 | 2012-11-29 | 2012-12-10 | 2012-12-10
SRP13958 | SREC Solar | VEGA |  | 4.845 | 0 | Residential | 1 | AVENEL | 7001 | 11 | ROOF DIAGNOSTICS INC | PSE&G BPU | No | Complete | 2012-10-01 | 2013-06-21 | 2013-07-23 | 2013-07-23
SRP13959 | SREC Solar | CARRIERI |  | 6.12 | 0 | Residential | 1 | TOMS RIVER | 8757 | 18 | ROOF DIAGNOSTICS INC | JCP&L | No | Complete | 2012-10-01 | 2013-06-12 | 2013-06-24 | 2013-06-24
SRP13960 | SREC Solar | GUARRIELLO |  | 4.32 | 0 | Residential | 1 | CLARK | 7066 | 10 | MERCURY SOLAR SYSTEMS | PSE&G BPU | No | Complete | 2012-10-01 | 2013-01-02 | 2013-01-17 | 2013-01-17
SRP13961 | SREC Solar | ODUM |  | 5.1 | 0 | Residential | 1 | ISELIN | 8830 | 11 | ROOF DIAGNOSTICS INC | PSE&G BPU | No | Complete | 2012-10-01 | 2012-11-20 | 2012-12-11 | 2012-12-11
SRP13963 | SREC Solar | RODRIGUEZ |  | 3.36 | 0 | Residential | 1 | PERTH AMBOY | 8861 | 11 | A-TOP ALTERNATIVE ENERGY | PSE&G BPU | No | Complete | 2012-10-01 | 2012-12-05 | 2012-12-28 | 2012-12-28
SRP13964 | SREC Solar | FRANCIS |  | 5.28 | 0 | Residential | 1 | WILLIAMSTOWN | 8094 | 15 | ASTON SOLAR | AC Electric | No | Complete | 2012-10-01 | 2013-05-15 | 2013-05-23 | 2013-05-23
SRP13967 | SREC Solar | ENGELMAN |  | 6.75 | 0 | Residential | 1 | LAKEWOOD | 8701 | 18 | ROOF DIAGNOSTICS INC | JCP&L | No | Complete | 2012-10-01 | 2013-01-15 | 2013-02-01 | 2013-02-01
SRP13968 | SREC Solar | LIM |  | 3.15 | 0 | Residential | 0 | MANCHESTER | 8759 | 18 | SUMMIT ELECTRIC CONSTRUCTION | JCP&L | No | Complete | 2012-10-01 | 2012-11-28 | 2012-12-05 | 2012-12-05
SRP13969 | SREC Solar | TRAN |  | 19.2 | 0 | Residential | 1 | EGG HARBOR TWP | 8234 | 19 | SOLARCITY CORPORATION | AC Electric | No | Complete | 2012-10-01 | 2013-04-01 | 2013-04-23 | 2013-04-23
SRP13970 | SREC Solar | NAIR |  | 7.848 | 0 | Residential | 1 | PRINCETON | 8540 | 12 | AMERICAN RENEWABLE ENERGY, INC | PSE&G BPU | No | Complete | 2012-10-01 | 2013-03-12 | 2013-03-19 | 2013-03-19
SRP13971 | SREC Solar | MALATO |  | 10 | 0 | Residential | 1 | LANOKA HABOR | 8734 | 18 | ROOF DIAGNOSTICS INC | JCP&L | No | Complete | 2012-10-01 | 2013-01-29 | 2013-02-07 | 2013-02-07
SRP13972 | SREC Solar | IACHETTA |  | 5.355 | 0 | Residential | 1 | SPRING LANE HEIGHTS | 7762 | 17 | ROOF DIAGNOSTICS INC | JCP&L | No | Complete | 2012-10-01 | 2012-11-15 | 2012-11-21 | 2012-11-21
SRP13973 | SREC Solar | RAZA |  | 6.54 | 0 | Residential | 1 | SOMERSET | 8873 | 5 | AMERICAN RENEWABLE ENERGY, INC | PSE&G BPU | No | Complete | 2012-10-01 | 2013-01-15 | 2013-02-06 | 2013-02-06
SRP13975 | SREC Solar | WRIGHT |  | 5.355 | 0 | Residential | 1 | OCEANPORT | 7757 | 17 | ROOF DIAGNOSTICS INC | JCP&L | No | Complete | 2012-10-01 | 2013-06-13 | 2013-06-24 | 2013-06-24
SRP13977 | SREC Solar | BLACK |  | 5.72 | 0 | Residential | 1 | BRICK | 8723 | 18 | GREENPOINTE ENERGY | JCP&L | No | Complete | 2012-10-01 | 2013-03-25 | 2013-04-12 | 2013-04-12
SRP13979 | SREC Solar | LATKA |  | 8.16 | 0 | Residential | 1 | TOMS RIVER | 8753 | 18 | ROOF DIAGNOSTICS INC | JCP&L | No | Complete | 2012-10-01 | 2013-06-20 | 2013-09-25 | 2013-09-25
SRP13980 | SREC Solar | KADESH |  | 13.75 | 0 | Residential | 1 | RIVER EDGE | 7661 | 7 | ROOF DIAGNOSTICS INC | PSE&G BPU | No | Complete | 2012-10-01 | 2013-01-30 | 2013-02-05 | 2013-02-05
SRP13984 | SREC Solar | BENNEDETTO |  | 1.36 | 0 | Residential | 1 | RINGWOOD | 7465 | 6 | SOLAR LIVING, INC. | JCP&L | No | Complete | 2012-10-01 | 2014-01-30 | 2014-03-07 | 2014-03-07
SRP13992 | SREC Solar | SHERMAN |  | 7.14 | 0 | Residential | 1 | NEPTUNE | 7753 | 17 | ROOF DIAGNOSTICS INC | JCP&L | No | Complete | 2012-10-01 | 2013-06-13 | 2013-06-24 | 2013-06-24
SRP13993 | SREC Solar | PENZ II |  | 10.34 | 0 | Residential | 1 | SHAMONG | 8088 | 13 | RAYNOR ELECTRIC | AC Electric | No | Complete | 2012-11-02 | 2013-03-11 | 2013-03-28 | 2013-03-28
SRP14008 | SREC Solar | FERREIRA |  | 6.48 | 0 | Residential | 0 | LEBANON | 8833 | 4 | VANGUARD ENERGY PARTNERS, LLC | JCP&L | No | Complete | 2012-10-01 | 2012-10-24 | 2012-12-17 | 2012-12-17
SRP14009 | SREC Solar | GEGRAW | THE 580 GROUP | 170.52 | 0 | Commercial | 0 | CLITON | 7012 | 6 | CREST MANAGEMENT & DEVELOPMENT, CORP. | PSE&G BPU | No | Complete | 2012-10-01 | 2013-01-03 | 2013-01-31 | 2013-01-31
SRP14013 | SREC Solar | KLASSEN |  | 6.48 | 0 | Residential | 1 | BARNEGAT | 8005 | 18 | ALLSEASON CONSTRUCTION | AC Electric | No | Complete | 2012-10-01 | 2013-02-12 | 2013-02-25 | 2013-02-25
SRP14014 | SREC Solar | FERRARO |  | 5.28 | 0 | Residential | 1 | SOUTHAMPTON | 8088 | 13 | SOLULAR LLC. II | PSE&G BPU | No | Complete | 2012-10-01 | 2013-04-19 | 2013-05-03 | 2013-05-03
SRP14015 | SREC Solar | HAYDINGER | UNITED COMMUNITIES | 14.8 | 0 | Residential | 1 | FORT DIX | 8640 | 13 | TRINITY HEATING AND AIR | JCP&L | No | Complete | 2012-10-09 | 2013-10-17 | 2013-12-11 | 2013-12-11
SRP14016 | SREC Solar | HAYDINGER | UNITED COMMUNITIES | 8.14 | 0 | Residential | 1 | FORT DIX | 8640 | 13 | TRINITY HEATING AND AIR | JCP&L | No | Complete | 2012-10-09 | 2013-10-17 | 2013-12-06 | 2013-12-06
SRP14017 | SREC Solar | HAYDINGER | UNITED COMMUNITIES | 11.84 | 0 | Residential | 1 | FORT DIX | 8640 | 13 | TRINITY HEATING AND AIR | JCP&L | No | Complete | 2012-10-09 | 2013-10-16 | 2013-12-11 | 2013-12-11
SRP14019 | SREC Solar | HAYDINGER | UNITED COMMUNITIES | 11.84 | 0 | Residential | 1 | FORT DIX | 8640 | 13 | TRINITY HEATING AND AIR | JCP&L | No | Complete | 2012-10-09 | 2013-10-16 | 2013-12-11 | 2013-12-11
SRP14020 | SREC Solar | HAYDINGER | UNITED COMMUNITIES | 14.8 | 0 | Residential | 1 | FORT DIX | 8640 | 13 | TRINITY HEATING AND AIR | JCP&L | No | Complete | 2012-10-09 | 2013-10-15 | 2013-12-11 | 2013-12-11
SRP14022 | SREC Solar | DIAMOND |  | 2.25 | 0 | Residential | 0 | JACKSON | 8527 | 18 | SUMMIT ELECTRIC CONSTRUCTION | JCP&L | No | Complete | 2012-10-09 | 2013-09-09 | 2013-09-25 | 2013-09-25
SRP14023 | SREC Solar | SCHEMBRI |  | 2.25 | 0 | Residential | 0 | JACKSON | 8527 | 18 | SUMMIT ELECTRIC CONSTRUCTION | JCP&L | No | Complete | 2012-10-09 | 2013-02-19 | 2013-03-07 | 2013-03-07
SRP14024 | SREC Solar | NG |  | 4.5 | 0 | Residential | 1 | JACKSON | 8527 | 18 | SUMMIT ELECTRIC CONSTRUCTION | JCP&L | No | Complete | 2012-10-09 | 2013-01-03 | 2013-01-17 | 2013-01-17
SRP14025 | SREC Solar | MEHORTER |  | 2.25 | 0 | Commercial | 0 | JACKSON | 8527 | 18 | SUMMIT ELECTRIC CONSTRUCTION | JCP&L | No | Complete | 2012-10-09 | 2012-12-14 | 2013-01-16 | 2013-01-16
SRP14026 | SREC Solar | YU |  | 2.25 | 0 | Residential | 0 | JACKSON | 8527 | 18 | SUMMIT ELECTRIC CONSTRUCTION | JCP&L | No | Complete | 2012-10-09 | 2012-12-14 | 2013-01-16 | 2013-01-16
SRP14028 | SREC Solar | MASON |  | 9.18 | 0 | Residential | 1 | BROWNS MILLS | 8015 | 13 | VERENGO SOLAR | JCP&L | No | Complete | 2012-10-09 | 2013-03-21 | 2013-04-16 | 2013-04-16
SRP14029 | SREC Solar | JANOSKO |  | 4.7 | 0 | Residential | 1 | RUMSON | 7760 | 17 | VERENGO SOLAR | JCP&L | No | Complete | 2012-10-09 | 2013-03-21 | 2013-04-10 | 2013-04-10
SRP14030 | SREC Solar | RAYMAN-DAVIS |  | 17.985 | 0 | Residential | 0 | MICKLETON | 8056 | 15 | GEOPEAK ENERGY LLC | AC Electric | No | Complete | 2012-10-09 | 2013-05-06 | 2013-06-03 | 2013-06-03
SRP14031 | SREC Solar | GIANGIULIO JR. | GLENDALE EXCAVATING | 13.92 | 0 | Commercial | 1 | WATERFORD WORKS | 8089 | 14 | SOLARCITY CORPORATION | AC Electric | No | Complete | 2012-10-09 | 2013-03-29 | 2013-04-16 | 2013-04-16
SRP14032 | SREC Solar | PETERSON |  | 4.8 | 0 | Residential | 1 | E. WINDSOR | 8520 | 12 | SOLARCITY CORPORATION | JCP&L | No | Complete | 2012-10-09 | 2012-12-04 | 2012-12-07 | 2012-12-07
SRP14033 | SREC Solar | VALENTINE |  | 4.8 | 0 | Residential | 1 | SICKLERVILLE | 8081 | 14 | SOLARCITY CORPORATION | AC Electric | No | Complete | 2012-10-09 | 2013-04-12 | 2013-04-26 | 2013-04-26
SRP14034 | SREC Solar | YIU |  | 9.6 | 0 | Residential | 1 | FORT LEE | 7024 | 7 | SOLARCITY CORPORATION | PSE&G BPU | No | Complete | 2012-10-09 | 2013-07-17 | 2013-07-22 | 2013-07-22
SRP14035 | SREC Solar | MUNTZ |  | 7.92 | 0 | Residential | 1 | COLUMBUS | 8022 | 13 | SOLARCITY CORPORATION | PSE&G BPU | No | Complete | 2012-10-09 | 2013-04-01 | 2013-04-23 | 2013-04-23
SRP14036 | SREC Solar | RACAZA |  | 2.585 | 0 | Residential | 1 | PISCATAWAY | 8854 | 11 | VIVINT SOLAR | PSE&G BPU | No | Complete | 2012-10-09 | 2012-12-03 | 2012-12-12 | 2012-12-12
SRP14038 | SREC Solar | PISERCHIA |  | 9.36 | 0 | Residential | 1 | PT. PLEASANT BORO | 8742 | 18 | RELIABLE POWER SERVICES, INC. | JCP&L | No | Complete | 2012-10-09 | 2012-10-17 | 2012-11-08 | 2012-11-08
SRP14039 | SREC Solar | HITCHENS |  | 8.64 | 0 | Residential | 1 | BAYVILLE | 8721 | 18 | RELIABLE POWER SERVICES, INC. | JCP&L | No | Complete | 2012-10-09 | 2013-01-09 | 2013-01-25 | 2013-01-25
SRP14040 | SREC Solar | FIORE |  | 6.125 | 0 | Residential | 1 | FORKED RIVER | 8731 | 18 | RELIABLE POWER SERVICES, INC. | JCP&L | No | Complete | 2012-10-09 | 2013-08-30 | 2013-09-10 | 2013-09-10
SRP14041 | SREC Solar | DOWNES |  | 7.92 | 0 | Residential | 1 | MIDDLETOWN | 7748 | 17 | RELIABLE POWER SERVICES, INC. | JCP&L | No | Complete | 2012-10-09 | 2012-10-17 | 2012-11-06 | 2012-11-06
SRP14042 | SREC Solar | WALSH |  | 4.9 | 0 | Residential | 1 | TOMS RIVER | 8753 | 18 | NJ SOLAR POWER, LLC | JCP&L | No | Complete | 2012-10-09 | 2013-01-11 | 2013-02-06 | 2013-02-06
SRP14043 | SREC Solar | FIFIELD |  | 7.595 | 0 | Residential | 1 | W. ORANGE | 7052 | 9 | ASTON SOLAR | PSE&G BPU | No | Complete | 2012-10-09 | 2013-06-21 | 2013-07-25 | 2013-07-25
SRP14044 | SREC Solar | GRILLO |  | 2.64 | 0 | Residential | 1 | SEA ISLE CITY | 8243 | 21 | SOLARCITY CORPORATION | AC Electric | No | Complete | 2012-10-09 | 2013-07-29 | 2013-08-01 | 2013-08-01
SRP14045 | SREC Solar | FAY |  | 7.68 | 0 | Residential | 1 | DENNIS | 8210 | 21 | SOLARCITY CORPORATION | AC Electric | No | Complete | 2012-10-09 | 2013-03-29 | 2013-04-30 | 2013-04-30
SRP14046 | SREC Solar | DESAI |  | 4.8 | 0 | Residential | 1 | MONROE TWP | 8831 | 11 | SOLARCITY CORPORATION | JCP&L | No | Complete | 2012-10-09 | 2013-04-04 | 2013-04-30 | 2013-04-30
SRP14047 | SREC Solar | HIGGINS |  | 11.04 | 0 | Residential | 1 | BRICK | 8724 | 18 | RELIABLE POWER SERVICES, INC. | JCP&L | No | Complete | 2012-10-09 | 2013-02-27 | 2013-03-07 | 2013-03-07
SRP14048 | SREC Solar | OLSEN |  | 10.32 | 0 | Residential | 1 | HOWELL | 7731 | 17 | RELIABLE POWER SERVICES, INC. | JCP&L | No | Complete | 2012-10-09 | 2012-10-25 | 2012-11-14 | 2012-11-14
SRP14049 | SREC Solar | CICERO |  | 9.065 | 0 | Residential | 1 | SEWELL | 8080 | 15 | AMPED ON SOLAR | AC Electric | No | Complete | 2012-10-09 | 2013-02-11 | 2013-02-26 | 2013-02-26
SRP14052 | SREC Solar | CRUZ |  | 5.98 | 0 | Residential | 1 | PT. PLEASANT | 8742 | 18 | SOLARCITY CORPORATION | JCP&L | No | Complete | 2012-10-09 | 2013-04-02 | 2013-04-22 | 2013-04-22
SRP14053 | SREC Solar | SHUBERT |  | 4.68 | 0 | Residential | 1 | TENAFLY | 7670 | 7 | SOLARCITY CORPORATION | PSE&G BPU | No | Complete | 2012-10-09 | 2013-01-18 | 2013-02-20 | 2013-02-20
SRP14055 | SREC Solar | MCCARTHY |  | 5.04 | 0 | Residential | 1 | WOODBRIDGE TWP. | 7095 | 11 | SOLARCITY CORPORATION | PSE&G BPU | No | Complete | 2012-10-09 | 2013-04-12 | 2013-04-26 | 2013-04-26
SRP14056 | SREC Solar | CLOUD |  | 7.92 | 0 | Residential | 1 | BERNARDS | 7920 | 5 | SOLARCITY CORPORATION | JCP&L | No | Complete | 2012-10-09 | 2012-12-18 | 2013-01-02 | 2013-01-02
SRP14057 | SREC Solar | DATTA |  | 8 | 0 | Residential | 1 | HILLSBOROUGH | 8844 | 5 | TRINITY HEATING AND AIR | PSE&G BPU | No | Complete | 2012-10-09 | 2013-02-05 | 2013-02-19 | 2013-02-19
SRP14058 | SREC Solar | DYMBURT |  | 8 | 0 | Residential | 1 | MANALAPAN | 7726 | 17 | TRINITY HEATING AND AIR | JCP&L | No | Complete | 2012-10-09 | 2013-01-04 | 2013-01-21 | 2013-01-21
SRP14059 | SREC Solar | KRATTENSTEIN |  | 10.5 | 0 | Residential | 1 | MANALAPAN | 7726 | 17 | TRINITY HEATING AND AIR | JCP&L | No | Complete | 2012-10-09 | 2013-02-13 | 2013-02-28 | 2013-02-28
SRP14060 | SREC Solar | KIRSTEIN |  | 10.5 | 0 | Residential | 1 | MONROE TWP. | 8831 | 11 | TRINITY HEATING AND AIR | JCP&L | No | Complete | 2012-10-09 | 2013-01-03 | 2013-01-18 | 2013-01-18
SRP14063 | SREC Solar | PANIKIEWSKY |  | 8.25 | 0 | Residential | 0 | LINDEN | 7036 | 10 | TRINITY HEATING AND AIR | PSE&G BPU | No | Complete | 2012-10-09 | 2013-01-17 | 2013-01-31 | 2013-01-31
SRP14064 | SREC Solar | BRENNAN |  | 8.16 | 0 | Residential | 1 | BRICK | 8724 | 18 | NJR HOME SERVICES | JCP&L | No | Complete | 2012-10-09 | 2013-07-19 | 2013-07-30 | 2013-07-30
SRP14065 | SREC Solar | HANEY |  | 7.44 | 0 | Residential | 1 | PT. PLEASANT | 8742 | 18 | NJR HOME SERVICES | JCP&L | No | Complete | 2012-10-09 | 2013-06-25 | 2013-06-27 | 2013-06-27
SRP14066 | SREC Solar | WARD |  | 8.64 | 0 | Residential | 1 | LANOKA HARBOR | 8734 | 18 | NJR HOME SERVICES. | JCP&L | No | Complete | 2012-10-09 | 2012-12-05 | 2012-12-13 | 2012-12-13
SRP14067 | SREC Solar | MOTTA |  | 7.2 | 0 | Residential | 1 | MANAHAWKIN | 8050 | 18 | NJR HOME SERVICES | AC Electric | No | Complete | 2012-10-09 | 2013-06-13 | 2013-06-24 | 2013-06-24
SRP14069 | SREC Solar | RODRIGUEZ |  | 3.92 | 0 | Residential | 1 | PISCATAWAY | 8854 | 11 | VIVINT SOLAR | PSE&G BPU | No | Complete | 2012-10-09 | 2013-05-02 | 2013-05-17 | 2013-05-17
SRP14070 | SREC Solar | OKANOVIC |  | 5.405 | 0 | Residential | 1 | CLIFTON | 7011 | 6 | VIVINT SOLAR | PSE&G BPU | No | Complete | 2012-10-09 | 2013-04-22 | 2013-05-03 | 2013-05-03
SRP14071 | SREC Solar | BROMBERG |  | 10.08 | 0 | Residential | 1 | MORRIS PLAINS | 7950 | 3 | SOLARCITY CORPORATION | JCP&L | No | Complete | 2012-12-03 | 2013-04-01 | 2013-04-23 | 2013-04-23
SRP14072 | SREC Solar | KING |  | 4.7 | 0 | Residential | 1 | HACKENSACK | 7601 | 7 | VIVINT SOLAR | PSE&G BPU | No | Complete | 2012-10-09 | 2013-05-22 | 2013-05-30 | 2013-05-30
SRP14073 | SREC Solar | LOMAS |  | 14.21 | 0 | Residential | 1 | MARLTON | 8053 | 13 | SOLARCITY CORPORATION | AC Electric | No | Complete | 2012-10-09 | 2013-12-13 | 2013-12-30 | 2013-12-30
SRP14074 | SREC Solar | INFUSINO |  | 7.521 | 0 | Residential | 1 | PISCATAWAY | 8358 | 14 | GEOPEAK ENERGY LLC | PSE&G BPU | No | Complete | 2012-10-09 | 2013-03-12 | 2013-03-20 | 2013-03-20
SRP14075 | SREC Solar | ZELLER |  | 7.755 | 0 | Residential | 1 | EAST BRUNSWICK | 8816 | 11 | VIVINT SOLAR | JCP&L | No | Complete | 2012-10-09 | 2013-03-20 | 2013-04-24 | 2013-04-24
SRP14077 | SREC Solar | KNOETGEN |  | 10.56 | 0 | Residential | 1 | TURNERVILLE | 8012 | 14 | SOLARCITY CORPORATION | AC Electric | No | Complete | 2012-10-09 | 2013-06-06 | 2013-06-14 | 2013-06-14
SRP14078 | SREC Solar | YOUNG |  | 6.345 | 0 | Residential | 1 | PISCATAWAY | 8854 | 11 | VIVINT SOLAR | PSE&G BPU | No | Complete | 2012-10-09 | 2013-03-20 | 2013-04-09 | 2013-04-09
SRP14080 | SREC Solar | TUMAN |  | 10.32 | 0 | Residential | 1 | MANSFIELD TWP BUR | 8022 | 13 | ASC SOLAR SOLUTIONS, LLC | PSE&G BPU | No | Complete | 2012-10-09 | 2013-02-12 | 2013-02-22 | 2013-02-22
SRP14081 | SREC Solar | HERTZBERG |  | 6.58 | 0 | Residential | 1 | W. CALDWELL | 7006 | 9 | VIVINT SOLAR | PSE&G BPU | No | Complete | 2012-10-09 | 2013-02-07 | 2013-02-25 | 2013-02-25
SRP14082 | SREC Solar | BARTLETT |  | 4.23 | 0 | Residential | 1 | PISCATAWAY | 8854 | 11 | VIVINT SOLAR | PSE&G BPU | No | Complete | 2012-10-09 | 2013-03-07 | 2013-03-19 | 2013-03-19
SRP14083 | SREC Solar | FOREMAN |  | 6.72 | 0 | Residential | 1 | SOMERS POINT | 8244 | 19 | SOLARCITY CORPORATION | AC Electric | No | Complete | 2012-10-09 | 2013-05-01 | 2013-05-16 | 2013-05-16
SRP14086 | SREC Solar | SAMMY |  | 6.5 | 0 | Residential | 1 | HOWELL | 7731 | 17 | TRINITY HEATING AND AIR | JCP&L | No | Complete | 2012-10-09 | 2012-12-20 | 2013-01-04 | 2013-01-04
SRP14087 | SREC Solar | MUFFLER |  | 7.92 | 0 | Residential | 1 | SEWELL | 8080 | 15 | SOLARCITY CORPORATION | AC Electric | No | Complete | 2012-10-09 | 2013-04-05 | 2013-04-25 | 2013-04-25
SRP14088 | SREC Solar | FIELDS |  | 4.165 | 0 | Residential | 1 | ORANGE | 7050 | 9 | VIVINT SOLAR | PSE&G BPU | No | Complete | 2012-10-09 | 2013-08-20 | 2013-09-03 | 2013-09-03
SRP14089 | SREC Solar | SKAWINSKI |  | 3.29 | 0 | Residential | 1 | LITTLE FALLS | 7424 | 6 | VIVINT SOLAR | PSE&G BPU | No | Complete | 2012-10-09 | 2013-04-25 | 2013-05-09 | 2013-05-09
SRP14090 | SREC Solar | FRONTCZAK | COMMAND ENTERPRISE, LLC | 685.85 | 0 | Commercial | 0 | SECAUCUS | 7094 | 8 | E2/ECTA INC. | PSE&G BPU | No | Complete | 2012-10-09 | 2013-04-22 | 2013-05-01 | 2013-05-01
SRP14091 | SREC Solar | MILWARD |  | 9 | 0 | Residential | 1 | NEW EGYPT | 8533 | 18 | TRINITY HEATING AND AIR | JCP&L | No | Complete | 2012-10-09 | 2012-10-25 | 2012-11-14 | 2012-11-14
SRP14092 | SREC Solar | KOTAPKA |  | 3.525 | 0 | Residential | 0 | BLOOMINGDALE | 7403 | 6 | SELF INSTALL | Not Known | No | Complete | 2012-10-09 | 2013-03-11 | 2013-03-28 | 2013-03-28
SRP14093 | SREC Solar | MATESIC |  | 7.92 | 0 | Residential | 0 | PARAMUS | 7652 | 7 | SELF INSTALL | PSE&G BPU | No | Complete | 2012-10-09 | 2013-04-01 | 2013-04-10 | 2013-04-10
SRP14094 | SREC Solar | SWIETEK |  | 9.81 | 0 | Residential | 1 | PRINCETON | 8540 | 12 | AMERICAN RENEWABLE ENERGY, INC | PSE&G BPU | No | Complete | 2012-10-09 | 2013-05-08 | 2013-06-03 | 2013-06-03
SRP14095 | SREC Solar | VEGA |  | 9.6 | 0 | Residential | 1 | CAPE MAY COURT HOUSE | 8210 | 21 | ALLSEASON CONSTRUCTION | AC Electric | No | Complete | 2012-10-09 | 2013-04-12 | 2013-04-26 | 2013-04-26
SRP14097 | SREC Solar | HOYER |  | 6.48 | 0 | Residential | 1 | WARETOWN | 8758 | 18 | SOLULAR LLC. II | JCP&L | No | Complete | 2012-10-09 | 2013-04-22 | 2013-05-03 | 2013-05-03
SRP14098 | SREC Solar | HARBOUR |  | 6.5 | 0 | Residential | 1 | JACKSON | 8527 | 18 | TRINITY HEATING AND AIR | JCP&L | No | Complete | 2012-10-09 | 2012-11-21 | 2012-12-04 | 2012-12-04
SRP14099 | SREC Solar | LYNCH |  | 4.08 | 0 | Residential | 1 | TOMS RIVER | 8757 | 18 | EZNERGY LLC | JCP&L | No | Complete | 2012-10-09 | 2013-11-11 | 2013-11-14 | 2013-11-14
SRP14100 | SREC Solar | BRAMWIT |  | 22.05 | 0 | Residential | 0 | BEDMINSTER | 7921 | 5 | GEOSCAPE SOLAR | JCP&L | No | Complete | 2012-10-09 | 2013-08-20 | 2013-08-27 | 2013-08-27
SRP14101 | SREC Solar | RIZVI |  | 5.28 | 0 | Residential | 1 | MATAWAN | 7747 | 17 | SOLARCITY CORPORATION | JCP&L | No | Complete | 2012-10-09 | 2013-04-10 | 2013-05-01 | 2013-05-01
SRP14102 | SREC Solar | KANAREK | BAIS SHAINDEL | 260.205 | 0 | Non Profit | 1 | LAKEWOOD | 8701 | 18 | AROSA SOLAR ENERGY, INC | JCP&L | No | Complete | 2012-10-15 | 2013-02-28 | 2013-04-05 | 2013-04-05
SRP14104 | SREC Solar | GANEZER |  | 9 | 0 | Residential | 1 | JACKSON | 8527 | 18 | TRINITY HEATING AND AIR | JCP&L | No | Complete | 2012-10-09 | 2012-11-13 | 2012-11-23 | 2012-11-23
SRP14105 | SREC Solar | BURGESS |  | 21.12 | 0 | Residential | 1 | JACKSON | 8527 | 18 | SOLARCITY CORPORATION | JCP&L | No | Complete | 2012-10-09 | 2013-04-09 | 2013-04-30 | 2013-04-30
SRP14106 | SREC Solar | CAPUANA |  | 14.5 | 0 | Residential | 1 | MANALAPAN | 7726 | 17 | TRINITY HEATING AND AIR | JCP&L | No | Complete | 2012-10-09 | 2012-12-14 | 2012-12-28 | 2012-12-28
SRP14107 | SREC Solar | PATEL |  | 5.94 | 0 | Residential | 1 | PISCATAWAY | 8854 | 11 | SOLARCITY CORPORATION | PSE&G BPU | No | Complete | 2012-10-09 | 2013-04-05 | 2013-04-25 | 2013-04-25
SRP14108 | SREC Solar | BOSI |  | 14.061 | 0 | Residential | 1 | E. WINDSOR | 8520 | 12 | AMERICAN RENEWABLE ENERGY, INC | JCP&L | No | Complete | 2012-10-09 | 2013-04-02 | 2013-04-22 | 2013-04-22
SRP14109 | SREC Solar | STRIFFOLINO |  | 5.76 | 0 | Residential | 1 | JACKSON | 8527 | 18 | TRINITY HEATING AND AIR | JCP&L | No | Complete | 2012-10-09 | 2012-10-23 | 2012-11-14 | 2012-11-14
SRP14110 | SREC Solar | KANAREK | BAIS SHAINDEL | 25.65 | 0 | Non Profit | 1 | LAKEWOOD | 8701 | 18 | AROSA SOLAR ENERGY, INC | JCP&L | No | Complete | 2012-10-09 | 2013-02-19 | 2013-03-05 | 2013-03-05
SRP14111 | SREC Solar | HARVEY-OLIVIERI |  | 5.355 | 0 | Residential | 0 | PEMBERTON | 8608 | 12 | EXACT SOLAR | JCP&L | No | Complete | 2012-10-09 | 2013-02-25 | 2013-03-27 | 2013-03-27
SRP14114 | SREC Solar | MILLER |  | 7.2 | 0 | Residential | 1 | TOMS RIVER | 8753 | 18 | SOLARCITY CORPORATION | JCP&L | No | Complete | 2012-10-09 | 2013-04-10 | 2013-05-01 | 2013-05-01
SRP14115 | SREC Solar | BOYD |  | 8.46 | 0 | Residential | 1 | UNION | 7083 | 10 | VIVINT SOLAR | PSE&G BPU | No | Complete | 2012-10-09 | 2013-03-11 | 2013-05-01 | 2013-05-01
SRP14116 | SREC Solar | SANTOS |  | 6.24 | 0 | Residential | 1 | EGG HARBOR TOWNSHIP | 8234 | 19 | SOLARCITY CORPORATION | AC Electric | No | Complete | 2012-10-09 | 2013-03-29 | 2013-04-16 | 2013-04-16
SRP14117 | SREC Solar | CIAGLIA |  | 12.32 | 0 | Residential | 1 | LONG BRANCH | 7740 | 17 | SOLARCITY CORPORATION | JCP&L | No | Complete | 2012-10-09 | 2013-04-02 | 2013-04-24 | 2013-04-24
SRP14118 | SREC Solar | BAGEN |  | 9.555 | 0 | Residential | 1 | W. ORANGE | 7052 | 9 | VIVINT SOLAR | PSE&G BPU | No | Complete | 2012-10-09 | 2013-06-03 | 2013-06-10 | 2013-06-10
SRP14119 | SREC Solar | O'NEIL |  | 9 | 0 | Residential | 1 | LITTLE EGG HARBOR | 8087 | 18 | TRINITY HEATING AND AIR | AC Electric | No | Complete | 2012-10-09 | 2013-02-07 | 2013-02-25 | 2013-02-25
SRP14120 | SREC Solar | BERGER |  | 13.78 | 0 | Residential | 1 | FREEHOLD | 7728 | 17 | SOLARCITY CORPORATION | JCP&L | No | Complete | 2012-10-09 | 2013-05-15 | 2013-06-24 | 2013-06-24
SRP14121 | SREC Solar | ZSCHACK |  | 3.055 | 0 | Residential | 1 | CLIFTON | 7013 | 6 | VIVINT SOLAR | PSE&G BPU | No | Complete | 2012-10-09 | 2013-06-03 | 2013-06-10 | 2013-06-10
SRP14122 | SREC Solar | SRIVASTAV |  | 8.502 | 0 | Residential | 1 | PRINCETON | 8540 | 12 | AMERICAN RENEWABLE ENERGY, INC | PSE&G BPU | No | Complete | 2012-10-09 | 2013-04-02 | 2013-04-22 | 2013-04-22
SRP14123 | SREC Solar | FARRELL |  | 5.405 | 0 | Residential | 1 | CLIFTON | 7013 | 6 | VIVINT SOLAR | PSE&G BPU | No | Complete | 2012-10-09 | 2013-03-28 | 2013-05-01 | 2013-05-01
SRP14124 | SREC Solar | PASTERNACK |  | 2.25 | 0 | Residential | 0 | JACKSON | 8527 | 18 | SUMMIT ELECTRIC CONSTRUCTION | JCP&L | No | Complete | 2012-10-15 | 2013-05-28 | 2013-06-12 | 2013-06-12
SRP14125 | SREC Solar | GRIFFIN |  | 14.88 | 0 | Residential | 1 | WILLINGBORO TWP | 8046 | 13 | SOLARCITY CORPORATION | PSE&G BPU | No | Complete | 2012-10-09 | 2013-01-25 | 2013-02-12 | 2013-02-12
SRP14127 | SREC Solar | LISSARIS |  | 2.25 | 0 | Residential | 0 | JACKSON | 8527 | 18 | SUMMIT ELECTRIC CONSTRUCTION | JCP&L | No | Complete | 2012-10-09 | 2012-12-14 | 2013-01-16 | 2013-01-16
SRP14128 | SREC Solar | MERLING |  | 2.25 | 0 | Residential | 0 | JACKSON | 8527 | 18 | SUMMIT ELECTRIC CONSTRUCTION | JCP&L | No | Complete | 2012-10-09 | 2013-05-21 | 2013-05-28 | 2013-05-28
SRP14129 | SREC Solar | NEGLIA |  | 2.25 | 0 | Residential | 0 | JACKSON | 8527 | 18 | SUMMIT ELECTRIC CONSTRUCTION | JCP&L | No | Complete | 2012-10-09 | 2013-02-19 | 2013-03-27 | 2013-03-27
SRP14130 | SREC Solar | MAYER |  | 2.25 | 0 | Residential | 0 | JACKSON | 8527 | 18 | SUMMIT ELECTRIC CONSTRUCTION | JCP&L | No | Complete | 2012-10-09 | 2013-01-25 | 2013-02-12 | 2013-02-12
SRP14132 | SREC Solar | SCHWARTZ |  | 2.25 | 0 | Residential | 0 | JACKSON | 8527 | 18 | SUMMIT ELECTRIC CONSTRUCTION | JCP&L | No | Complete | 2012-10-09 | 2012-12-14 | 2013-01-16 | 2013-01-16
SRP14133 | SREC Solar | RIGGI |  | 2.25 | 0 | Residential | 0 | JACKSON | 8527 | 18 | SUMMIT ELECTRIC CONSTRUCTION | JCP&L | No | Complete | 2012-10-09 | 2013-05-21 | 2013-05-28 | 2013-05-28
SRP14134 | SREC Solar | KIRK |  | 2.34 | 0 | Residential | 1 | SHIP BOTTOM | 8008 | 18 | SOLARCITY CORPORATION | AC Electric | No | Complete | 2012-10-09 | 2013-05-15 | 2013-05-23 | 2013-05-23
SRP14135 | SREC Solar | O'NEILL |  | 2.25 | 0 | Residential | 0 | JACKSON | 8527 | 18 | SUMMIT ELECTRIC CONSTRUCTION | JCP&L | No | Complete | 2012-10-09 | 2013-01-14 | 2013-02-01 | 2013-02-01
SRP14136 | SREC Solar | COLLEARY |  | 2.25 | 0 | Residential | 0 | JACKSON | 8527 | 18 | SUMMIT ELECTRIC CONSTRUCTION | JCP&L | No | Complete | 2012-10-09 | 2012-12-14 | 2013-01-16 | 2013-01-16
SRP14137 | SREC Solar | HAYDINGER | UNITED COMMUNITIES | 15.3 | 0 | Residential | 1 | FORT DIX | 8640 | 13 | TRINITY HEATING AND AIR | JCP&L | No | Complete | 2012-10-09 | 2013-10-16 | 2013-12-06 | 2013-12-06
SRP14138 | SREC Solar | STEIGBIGEL |  | 2.25 | 0 | Residential | 0 | JACKSON | 8527 | 18 | SUMMIT ELECTRIC CONSTRUCTION | JCP&L | No | Complete | 2012-10-09 | 2013-05-21 | 2013-05-28 | 2013-05-28
SRP14139 | SREC Solar | GILMORE |  | 2.25 | 0 | Residential | 0 | JACKSON | 8527 | 18 | SUMMIT ELECTRIC CONSTRUCTION | JCP&L | No | Complete | 2012-10-09 | 2013-05-23 | 2013-06-24 | 2013-06-24
SRP14140 | SREC Solar | SHONZ |  | 2.25 | 0 | Residential | 0 | JACKSON | 8527 | 18 | SUMMIT ELECTRIC CONSTRUCTION | JCP&L | No | Complete | 2012-10-09 | 2013-02-26 | 2013-03-06 | 2013-03-06
SRP14141 | SREC Solar | HAYDINGER | UNITED COMMUNITIES | 11.84 | 0 | Residential | 1 | FORT DIX | 8640 | 13 | TRINITY HEATING AND AIR | JCP&L | No | Complete | 2012-10-09 | 2013-10-16 | 2013-12-11 | 2013-12-11
SRP14142 | SREC Solar | BURKETT |  | 2.25 | 0 | Residential | 1 | JACKSON | 8527 | 18 | SUMMIT ELECTRIC CONSTRUCTION | JCP&L | No | Complete | 2012-10-09 | 2013-01-15 | 2013-02-06 | 2013-02-06
SRP14143 | SREC Solar | HAYDINGER | UNITED COMMUNITIES | 11.84 | 0 | Residential | 1 | FORT DIX | 8640 | 13 | TRINITY HEATING AND AIR | JCP&L | No | Complete | 2012-10-09 | 2013-10-16 | 2013-12-11 | 2013-12-11
SRP14144 | SREC Solar | HAYDINGER | UNITED COMMUNITIES | 11.84 | 0 | Residential | 1 | FORT DIX | 8640 | 13 | TRINITY HEATING AND AIR | JCP&L | No | Complete | 2012-10-09 | 2013-10-16 | 2013-12-11 | 2013-12-11
SRP14145 | SREC Solar | LIPNICKY |  | 2.25 | 0 | Residential | 0 | JACKSON | 8527 | 18 | SUMMIT ELECTRIC CONSTRUCTION | JCP&L | No | Complete | 2012-10-09 | 2012-12-14 | 2013-01-16 | 2013-01-16
SRP14146 | SREC Solar | HAYDINGER | UNITED COMMUNITIES | 11.84 | 0 | Residential | 1 | FORT DIX | 8640 | 13 | TRINITY HEATING AND AIR | JCP&L | No | Complete | 2012-10-09 | 2013-10-15 | 2013-12-11 | 2013-12-11
SRP14147 | SREC Solar | HAYDINGER | UNITED COMMUNITIES | 8.14 | 0 | Residential | 1 | FORT DIX | 8640 | 13 | TRINITY HEATING AND AIR | JCP&L | No | Complete | 2012-10-09 | 2013-10-17 | 2013-12-11 | 2013-12-11
SRP14148 | SREC Solar | HAYDINGER | UNITED COMMUNITIES | 8.14 | 0 | Residential | 1 | FORT DIX | 8640 | 13 | TRINITY HEATING AND AIR | JCP&L | No | Complete | 2012-10-09 | 2013-10-17 | 2013-12-11 | 2013-12-11
SRP14150 | SREC Solar | HAYDINGER | UNITED COMMUNITIES | 11.84 | 0 | Residential | 1 | FORT DIX | 8640 | 13 | TRINITY HEATING AND AIR | JCP&L | No | Complete | 2012-10-09 | 2013-10-17 | 2013-12-11 | 2013-12-11
SRP14151 | SREC Solar | HAYDINGER | UNITED COMMUNITIES | 8.1 | 0 | Residential | 1 | FORT DIX | 8640 | 13 | TRINITY HEATING AND AIR | JCP&L | No | Complete | 2012-10-09 | 2013-10-17 | 2013-12-11 | 2013-12-11
SRP14152 | SREC Solar | MATARAZZO |  | 11.04 | 0 | Residential | 1 | MONROE TWP | 8094 | 15 | SOLARCITY CORPORATION | AC Electric | No | Complete | 2012-10-09 | 2013-04-08 | 2013-04-25 | 2013-04-25
SRP14153 | SREC Solar | HAYDINGER | UNITED COMMUNITIES | 15.3 | 0 | Residential | 1 | FORT DIX | 8640 | 13 | TRINITY HEATING AND AIR | JCP&L | No | Complete | 2012-10-09 | 2013-10-16 | 2013-12-11 | 2013-12-11
SRP14157 | SREC Solar | HAYDINGER | UNITED COMMUNITIES | 13.57 | 0 | Residential | 1 | FORT DIX | 8640 | 13 | TRINITY HEATING AND AIR | JCP&L | No | Complete | 2012-10-09 | 2013-10-16 | 2013-12-11 | 2013-12-11
SRP14158 | SREC Solar | HAYDINGER | UNITED COMMUNITIES | 14.8 | 0 | Residential | 1 | FORT DIX | 8640 | 13 | TRINITY HEATING AND AIR | JCP&L | No | Complete | 2012-10-09 | 2013-10-16 | 2013-12-11 | 2013-12-11
SRP14159 | SREC Solar | HAYDINGER | UNITED COMMUNITIES | 5.55 | 0 | Residential | 1 | FORT DIX | 8640 | 13 | TRINITY HEATING AND AIR | JCP&L | No | Complete | 2012-10-09 | 2013-10-15 | 2013-12-11 | 2013-12-11
SRP14160 | SREC Solar | HAYDINGER | UNITED COMMUNITIES | 12.16 | 0 | Residential | 1 | MCGUIRE AFB | 8640 | 13 | TRINITY HEATING AND AIR | JCP&L | No | Complete | 2012-10-09 | 2013-09-26 | 2013-12-11 | 2013-12-11
SRP14161 | SREC Solar | HAYDINGER | UNITED COMMUNITIES | 14.245 | 0 | Residential | 1 | FORT DIX | 8640 | 13 | TRINITY HEATING AND AIR | JCP&L | No | Complete | 2012-10-09 | 2013-11-11 | 2013-12-06 | 2013-12-06
SRP14162 | SREC Solar | HAYDINGER | UNITED COMMUNITIES | 14.245 | 0 | Residential | 1 | FORT DIX | 8640 | 13 | TRINITY HEATING AND AIR | JCP&L | No | Complete | 2012-10-09 | 2013-11-11 | 2013-12-06 | 2013-12-06
SRP14164 | SREC Solar | HAYDINGER | UNITED COMMUNITIES | 8.14 | 0 | Residential | 1 | FORT DIX | 8640 | 13 | TRINITY HEATING AND AIR | JCP&L | No | Complete | 2012-10-09 | 2013-10-15 | 2013-12-09 | 2013-12-09
SRP14165 | SREC Solar | HAYDINGER | UNITED COMMUNITIES | 5.55 | 0 | Residential | 1 | FORT DIX | 8640 | 13 | TRINITY HEATING AND AIR | JCP&L | No | Complete | 2012-10-09 | 2013-10-15 | 2013-12-11 | 2013-12-11
SRP14166 | SREC Solar | HAYDINGER | UNITED COMMUNITIES | 16.28 | 0 | Residential | 1 | FORT DIX | 8640 | 13 | TRINITY HEATING AND AIR | JCP&L | No | Complete | 2012-10-09 | 2013-10-16 | 2013-12-11 | 2013-12-11
SRP14168 | SREC Solar | HAYDINGER | UNITED COMMUNIITIES | 8.1 | 0 | Residential | 1 | FORT DIX | 8640 | 13 | TRINITY HEATING AND AIR | JCP&L | No | Complete | 2012-10-09 | 2013-10-15 | 2013-12-06 | 2013-12-06
SRP14169 | SREC Solar | HAYDINGER | UNITED COMMUNITIES | 11.84 | 0 | Residential | 1 | FORT DIX | 8640 | 13 | TRINITY HEATING AND AIR | JCP&L | No | Complete | 2012-10-09 | 2013-10-16 | 2013-12-11 | 2013-12-11
SRP14170 | SREC Solar | HAYDINGER | UNITED COMMUNITIES | 8.1 | 0 | Residential | 1 | FORT DIX | 8640 | 13 | TRINITY HEATING AND AIR | JCP&L | No | Complete | 2012-10-10 | 2013-10-17 | 2013-12-11 | 2013-12-11
SRP14171 | SREC Solar | HAYDINGER | UNITED COMMUNITIES | 8.1 | 0 | Residential | 1 | FORT DIX | 8640 | 13 | TRINITY HEATING AND AIR | JCP&L | No | Complete | 2012-10-09 | 2013-10-16 | 2013-12-11 | 2013-12-11
SRP14173 | SREC Solar | HAYDINGER | UNITED COMMUNITIES | 8.14 | 0 | Residential | 1 | FORT DIX | 8640 | 13 | TRINITY HEATING AND AIR | JCP&L | No | Complete | 2012-10-09 | 2013-10-15 | 2013-12-11 | 2013-12-11
SRP14174 | SREC Solar | HAYDINGER | UNITED COMMUNITIES | 8.14 | 0 | Residential | 1 | FORT DIX | 8640 | 13 | TRINITY HEATING AND AIR | JCP&L | No | Complete | 2012-10-09 | 2013-10-15 | 2013-12-06 | 2013-12-06
SRP14175 | SREC Solar | HAYDINGER | UNITED COMMUNITIES | 16.2 | 0 | Residential | 1 | FORT DIX | 8640 | 13 | TRINITY HEATING AND AIR | JCP&L | No | Complete | 2012-10-09 | 2013-10-16 | 2013-12-11 | 2013-12-11
SRP14176 | SREC Solar | HAYDINGER | UNITED COMMUNITIES | 16.28 | 0 | Residential | 1 | FORT DIX | 8640 | 13 | TRINITY HEATING AND AIR | JCP&L | No | Complete | 2012-10-09 | 2013-09-18 | 2013-12-11 | 2013-12-11
SRP14177 | SREC Solar | HAYDINGER | UNITED COMMUNITIES | 8.28 | 0 | Residential | 1 | FORT DIX | 8640 | 13 | TRINITY HEATING AND AIR | JCP&L | No | Complete | 2012-10-09 | 2013-10-15 | 2013-12-09 | 2013-12-09
SRP14180 | SREC Solar | WILLNER | WRDH MT LAUREL LLC | 78.96 | 0 | Residential | 0 | MT. LAUREL | 8504 | 5 | GREEN ENERGY CONSTRUCTION AND CONSULTING | PSE&G BPU | No | Complete | 2012-10-15 | 2013-03-04 | 2013-03-19 | 2013-03-19
SRP14181 | SREC Solar | MASCOLA |  | 5.88 | 0 | Residential | 1 | PARKERTOWN | 8087 | 18 | LUMINATION HOME ENERGY | AC Electric | No | Complete | 2012-10-15 | 2013-02-12 | 2013-02-25 | 2013-02-25
SRP14182 | SREC Solar | HOLOHAN |  | 7.848 | 0 | Residential | 1 | BARNEGAT | 8005 | 18 | ROOF DIAGNOSTICS INC | JCP&L | No | Complete | 2012-10-15 | 2013-08-06 | 2013-08-09 | 2013-08-09
SRP14183 | SREC Solar | VACCARO |  | 7.848 | 0 | Residential | 1 | FREEHOLD | 7728 | 17 | ROOF DIAGNOSTICS INC | JCP&L | No | Complete | 2012-10-15 | 2013-07-25 | 2013-08-01 | 2013-08-01
SRP14184 | SREC Solar | WALSH |  | 9.156 | 0 | Residential | 1 | MANASQUAN | 8736 | 17 | ROOF DIAGNOSTICS INC | JCP&L | No | Complete | 2012-10-15 | 2013-07-24 | 2013-07-29 | 2013-07-29
SRP14185 | SREC Solar | HOLMES |  | 6.54 | 0 | Residential | 1 | BELMAR | 7719 | 17 | ROOF DIAGNOSTICS INC | JCP&L | No | Complete | 2012-10-15 | 2013-08-06 | 2013-08-12 | 2013-08-12
SRP14186 | SREC Solar | LAMAGRA |  | 5.886 | 0 | Residential | 1 | WALL | 7719 | 17 | ROOF DIAGNOSTICS INC | JCP&L | No | Complete | 2012-10-15 | 2013-07-25 | 2013-08-01 | 2013-08-01
SRP14187 | SREC Solar | HAYDINGER | UNITED COMMUNITIES | 8.775 | 0 | Residential | 1 | FORT DIX | 8640 | 13 | TRINITY HEATING AND AIR | JCP&L | No | Complete | 2012-10-15 | 2013-11-11 | 2013-12-06 | 2013-12-06
SRP14188 | SREC Solar | HAYDINGER | UNITED COMMUNITIES | 11.475 | 0 | Residential | 1 | FORT DIX | 8640 | 13 | TRINITY HEATING AND AIR | JCP&L | No | Complete | 2012-10-15 | 2013-10-16 | 2013-12-06 | 2013-12-06
SRP14190 | SREC Solar | HAYDINGER | UNITED COMMUNITIES | 8.1 | 0 | Residential | 1 | DORT DIX | 8640 | 13 | TRINITY HEATING AND AIR | JCP&L | No | Complete | 2012-10-15 | 2013-10-16 | 2013-12-11 | 2013-12-11
SRP14191 | SREC Solar | HAYDINGER | UNITED COMMUNITIES | 8.1 | 0 | Residential | 1 | FORT DIX | 8640 | 13 | TRINITY HEATING AND AIR | JCP&L | No | Complete | 2012-10-15 | 2013-10-16 | 2013-12-11 | 2013-12-11
SRP14192 | SREC Solar | HAYDINGER | UNITED COMMUNITIES | 8.97 | 0 | Residential | 1 | FORT DIX | 8640 | 13 | TRINITY HEATING AND AIR | JCP&L | No | Complete | 2012-10-15 | 2013-10-17 | 2013-12-11 | 2013-12-11
SRP14193 | SREC Solar | PEREZ |  | 5.232 | 0 | Residential | 1 | MORRISTOWN | 7960 | 3 | ROOF DIAGNOSTICS INC | JCP&L | No | Complete | 2012-10-15 | 2013-08-27 | 2013-09-04 | 2013-09-04
SRP14194 | SREC Solar | HAYDINGER | UNITED COMMUNITIES | 8.14 | 0 | Residential | 1 | FORT DIX | 8640 | 13 | TRINITY HEATING AND AIR | JCP&L | No | Complete | 2012-10-15 | 2013-11-18 | 2013-12-06 | 2013-12-06
SRP14195 | SREC Solar | HAYDINDER | UNITED COMMUNITIES | 5.55 | 0 | Residential | 1 | FORT DIX | 8640 | 13 | TRINITY HEATING AND AIR | JCP&L | No | Complete | 2012-10-15 | 2013-10-17 | 2013-12-11 | 2013-12-11
SRP14196 | SREC Solar | HAYDINGER | UNITED COMMUNITIES | 13.275 | 0 | Residential | 1 | FORT DIX | 8640 | 13 | TRINITY HEATING AND AIR | JCP&L | No | Complete | 2012-10-15 | 2013-10-16 | 2013-12-11 | 2013-12-11
SRP14197 | SREC Solar | HAYDINGER | UNITED COMMUNITIES | 17.55 | 0 | Residential | 1 | FORT DIX | 8640 | 13 | TRINITY HEATING AND AIR | JCP&L | No | Complete | 2012-10-15 | 2013-10-16 | 2013-12-11 | 2013-12-11
SRP14199 | SREC Solar | BARTRUM | KING OF KINGS COMMUNITY CHURCH | 98.7 | 0 | Non Profit | 1 | MANAHAWKIN | 8050 | 18 | SOLARCITY CORPORATION | AC Electric | No | Complete | 2012-10-15 | 2013-03-19 | 2013-04-02 | 2013-04-02
SRP14200 | SREC Solar | NIESTEMSKI |  | 5.88 | 0 | Residential | 1 | TOMS RIVER | 8755 | 18 | GREEN SUN ENERGY SERVICES | JCP&L | No | Complete | 2012-10-15 | 2013-05-16 | 2013-05-22 | 2013-05-22
SRP14201 | SREC Solar | MAYES |  | 8.25 | 0 | Residential | 1 | HILLSBOROUGH | 8844 | 5 | ASTRUM SOLAR, LLC | PSE&G BPU | No | Complete | 2012-10-15 | 2013-06-25 | 2013-06-27 | 2013-06-27
SRP14202 | SREC Solar | LAMAGNA |  | 17.94 | 0 | Residential | 1 | WATERFORD WORKS | 8089 | 14 | SOLARCITY CORPORATION | AC Electric | No | Complete | 2012-10-15 | 2013-03-29 | 2013-04-16 | 2013-04-16
SRP14203 | SREC Solar | VANSPRANG |  | 5.5 | 0 | Residential | 1 | TOMS RIVER | 8755 | 18 | TRINITY HEATING AND AIR | JCP&L | No | Complete | 2012-10-15 | 2013-02-01 | 2013-02-14 | 2013-02-14
SRP14204 | SREC Solar | PALMER |  | 9.36 | 0 | Residential | 1 | BRICK | 8723 | 18 | SOLARCITY CORPORATION | JCP&L | No | Complete | 2012-10-15 | 2012-12-14 | 2012-12-28 | 2012-12-28
SRP14206 | SREC Solar | SHUM |  | 7.5 | 0 | Residential | 1 | LIVINGTON | 7039 | 9 | ASTRUM SOLAR, LLC | JCP&L | No | Complete | 2012-10-15 | 2013-06-25 | 2013-06-27 | 2013-06-27
SRP14207 | SREC Solar | MCKITRICK |  | 9.75 | 0 | Residential | 1 | SICKLEVILLE | 8081 | 14 | ASTRUM SOLAR, LLC | AC Electric | No | Complete | 2012-10-15 | 2013-06-25 | 2013-06-27 | 2013-06-27
SRP14208 | SREC Solar | WRIGHT |  | 13.44 | 0 | Residential | 1 | WILLIAMSTOWN | 8094 | 15 | SOLARCITY CORPORATION | AC Electric | No | Complete | 2012-10-15 | 2013-04-01 | 2013-04-23 | 2013-04-23
SRP14210 | SREC Solar | PHILLIPS |  | 6.96 | 0 | Residential | 1 | CEDAR GROVE | 7009 | 9 | SOLARCITY CORPORATION | PSE&G BPU | No | Complete | 2012-10-15 | 2013-04-04 | 2013-04-22 | 2013-04-22
SRP14211 | SREC Solar | ALVARADO |  | 7.848 | 0 | Residential | 1 | AVANEL | 7001 | 11 | ROOF DIAGNOSTICS INC | PSE&G BPU | No | Complete | 2012-10-15 | 2013-07-24 | 2013-08-01 | 2013-08-01
SRP14212 | SREC Solar | DIMASHI |  | 7.25 | 0 | Residential | 1 | EGG HARBOR TWP | 8234 | 19 | ASTRUM SOLAR, LLC | AC Electric | No | Complete | 2012-10-15 | 2013-06-25 | 2013-06-27 | 2013-06-27
SRP14214 | SREC Solar | DWYER |  | 6 | 0 | Residential | 1 | MIDDLETOWN | 7748 | 17 | NJR HOME SERVICES. | JCP&L | No | Complete | 2012-10-15 | 2013-01-03 | 2013-02-05 | 2013-02-05
SRP14215 | SREC Solar | COLVIN |  | 9.6 | 0 | Residential | 1 | MIDDLETOWN | 7748 | 17 | NJR HOME SERVICES. | JCP&L | No | Complete | 2012-10-15 | 2013-01-03 | 2013-01-18 | 2013-01-18
SRP14216 | SREC Solar | BADGE |  | 5.61 | 0 | Residential | 1 | PISCATAWAY | 8854 | 11 | VERENGO SOLAR | PSE&G BPU | No | Complete | 2012-10-15 | 2014-01-23 | 2014-01-29 | 2014-01-29
SRP14217 | SREC Solar | IANNUZZELLI |  | 6.375 | 0 | Residential | 1 | OCEANPORT | 7757 | 17 | VERENGO SOLAR | JCP&L | No | Complete | 2012-10-15 | 2013-03-21 | 2013-04-10 | 2013-04-10
SRP14218 | SREC Solar | VILLAMOOR |  | 5.1 | 0 | Residential | 1 | LAKE HOPATCONG | 7849 | 3 | VERENGO SOLAR | JCP&L | No | Complete | 2012-10-15 | 2013-03-21 | 2013-04-10 | 2013-04-10
SRP14219 | SREC Solar | MATUSZAK |  | 8 | 0 | Residential | 1 | W. WILDWOOD | 8260 | 21 | ASTRUM SOLAR, LLC | AC Electric | No | Complete | 2012-10-15 | 2013-06-25 | 2013-06-27 | 2013-06-27
SRP14221 | SREC Solar | DOW |  | 5 | 0 | Residential | 1 | LAWRENCE TWP. | 8648 | 12 | 4 BESTSOLAR | PSE&G BPU | No | Complete | 2012-10-15 | 2013-03-19 | 2013-04-01 | 2013-04-01
SRP14222 | SREC Solar | LIU |  | 4.08 | 0 | Residential | 1 | SAYREVILLE | 8872 | 11 | VERENGO SOLAR | JCP&L | No | Complete | 2012-10-15 | 2013-03-21 | 2013-04-15 | 2013-04-15
SRP14223 | SREC Solar | SCALISI |  | 6.12 | 0 | Residential | 1 | MONROE TWP. | 8831 | 11 | VERENGO SOLAR | JCP&L | No | Complete | 2012-10-15 | 2013-03-21 | 2013-04-15 | 2013-04-15
SRP14224 | SREC Solar | LEE |  | 9 | 0 | Residential | 1 | EDISON | 8820 | 11 | ASTRUM SOLAR, LLC | PSE&G BPU | No | Complete | 2012-10-15 | 2013-03-20 | 2013-04-09 | 2013-04-09
SRP14225 | SREC Solar | CRECCA |  | 13.75 | 0 | Residential | 1 | WAYNE | 7470 | 6 | ASTRUM SOLAR, LLC | PSE&G BPU | No | Complete | 2012-10-15 | 2014-01-28 | 2014-02-19 | 2014-02-19
SRP14226 | SREC Solar | LOJEWSKI |  | 4.75 | 0 | Residential | 1 | BARGAINTOWN | 8234 | 19 | MERCURY SOLAR SYSTEMS | AC Electric | No | Complete | 2012-10-15 | 2013-01-11 | 2013-02-05 | 2013-02-05
SRP14227 | SREC Solar | HAYDINGER | UNITED COMMUNITIES | 8.1 | 0 | Residential | 1 | FORT DIX | 8640 | 13 | TRINITY HEATING AND AIR | JCP&L | No | Complete | 2012-10-15 | 2013-10-17 | 2013-12-06 | 2013-12-06
SRP14228 | SREC Solar | HAYDINGER | UNITED COMMUNITIES | 8.14 | 0 | Residential | 1 | FORT DIX | 8641 | 13 | TRINITY HEATING AND AIR | JCP&L | No | Complete | 2012-10-15 | 2013-10-17 | 2013-12-11 | 2013-12-11
SRP14230 | SREC Solar | HAYDINGER | UNITED COMMUNITIES | 13.8 | 0 | Residential | 1 | FORT DIX | 8640 | 13 | TRINITY HEATING AND AIR | JCP&L | No | Complete | 2012-10-15 | 2013-07-26 | 2013-07-30 | 2013-07-30
SRP14231 | SREC Solar | HAYDINGER | UNITED COMMUNITIES | 8.1 | 0 | Residential | 1 | FORT DIX | 8641 | 13 | TRINITY HEATING AND AIR | JCP&L | No | Complete | 2012-10-15 | 2013-10-15 | 2013-12-09 | 2013-12-09
SRP14232 | SREC Solar | HAYDINGER | UNITED COMMUNITIES | 8.1 | 0 | Residential | 1 | FORT DIX | 8640 | 13 | TRINITY HEATING AND AIR | JCP&L | No | Complete | 2012-10-15 | 2013-10-16 | 2013-12-11 | 2013-12-11
SRP14233 | SREC Solar | MACKRES |  | 21.93 | 0 | Residential | 1 | FORKED RIVER | 8731 | 18 | EZNERGY LLC | JCP&L | No | Complete | 2012-07-30 | 2012-10-17 | 2012-11-06 | 2012-11-06
SRP14235 | SREC Solar | HAYDINGER | UNITED COMMUNITIES | 20.34 | 0 | Residential | 1 | FORT DIX | 8640 | 13 | TRINITY HEATING AND AIR | JCP&L | No | Complete | 2012-10-15 | 2013-10-17 | 2013-12-11 | 2013-12-11
SRP14236 | SREC Solar | HAYDINGER | UNITED COMMUNITIES | 8.36 | 0 | Residential | 1 | FORT DIX | 8640 | 13 | TRINITY HEATING AND AIR | JCP&L | No | Complete | 2012-10-15 | 2013-10-17 | 2013-12-06 | 2013-12-06
SRP14237 | SREC Solar | HAYDINGER | UNITED COMMUNITIES | 7.425 | 0 | Residential | 1 | FORT DIX | 8640 | 13 | TRINITY HEATING AND AIR | JCP&L | No | Complete | 2012-10-15 | 2013-10-17 | 2013-12-11 | 2013-12-11
SRP14238 | SREC Solar | MCNALLY |  | 9.84 | 0 | Residential | 1 | LAKEWOOD | 8701 | 18 | ENERGY SOLUTIONS OF NEW JERSEY LLC | JCP&L | No | Complete | 2012-10-15 | 2012-12-14 | 2012-12-21 | 2012-12-21
SRP14239 | SREC Solar | HADINGER | UNITED COMMUNITIES | 8.1 | 0 | Residential | 1 | FORT DIX | 8640 | 13 | TRINITY HEATING AND AIR | JCP&L | No | Complete | 2012-10-15 | 2013-10-17 | 2013-12-11 | 2013-12-11
SRP14240 | SREC Solar | HAYDINGER | UNITED COMMUNITIES | 8.1 | 0 | Residential | 1 | FORT DIX | 8640 | 13 | TRINITY HEATING AND AIR | JCP&L | No | Complete | 2012-10-15 | 2013-10-17 | 2013-12-11 | 2013-12-11
SRP14241 | SREC Solar | MECHLER |  | 5.5 | 0 | Residential | 1 | TOMS RIVER | 8757 | 18 | ROOF DIAGNOSTICS INC | JCP&L | No | Complete | 2012-10-15 | 2013-01-16 | 2013-01-31 | 2013-01-31
SRP14243 | SREC Solar | HAYDINGER | UNITED COMMUNITIES | 13.275 | 0 | Residential | 1 | FORT DIX | 8640 | 13 | TRINITY HEATING AND AIR | JCP&L | No | Complete | 2012-10-15 | 2013-10-17 | 2013-12-11 | 2013-12-11
SRP14245 | SREC Solar | HAYDINGER | UNITED COMMUNITIES | 5.55 | 0 | Residential | 1 | FORT DIX | 8640 | 13 | TRINITY HEATING AND AIR | JCP&L | No | Complete | 2012-10-15 | 2013-10-15 | 2013-12-09 | 2013-12-09
SRP14246 | SREC Solar | HAYDINGER | UNITED COMMUNITIES | 5.55 | 0 | Residential | 1 | FORT DIX | 8640 | 13 | TRINITY HEATING AND AIR | JCP&L | No | Complete | 2012-10-15 | 2013-10-15 | 2013-12-06 | 2013-12-06
SRP14247 | SREC Solar | HAYDINGER | UNITED COMMUNITIES | 8.14 | 0 | Residential | 1 | FORT DIX | 8640 | 13 | TRINITY HEATING AND AIR | JCP&L | No | Complete | 2012-10-15 | 2013-10-15 | 2013-12-09 | 2013-12-09
SRP14248 | SREC Solar | HAYDINGER | UNITED COMMUNITIES | 8.1 | 0 | Residential | 1 | FORT DIX | 8640 | 13 | TRINITY HEATING AND AIR | JCP&L | No | Complete | 2012-10-15 | 2013-10-15 | 2013-12-11 | 2013-12-11
SRP14249 | SREC Solar | HAYDINGER | UNITED COMMUNITIES | 8.1 | 0 | Residential | 1 | FORT DIX | 8640 | 13 | TRINITY HEATING AND AIR | JCP&L | No | Complete | 2012-10-15 | 2013-10-15 | 2013-12-09 | 2013-12-09
SRP14250 | SREC Solar | HAYDINGER | UNITED COMMUNITIES | 8.14 | 0 | Residential | 1 | FORT DIX | 8640 | 13 | TRINITY HEATING AND AIR | JCP&L | No | Complete | 2012-10-15 | 2013-10-15 | 2013-12-11 | 2013-12-11
SRP14255 | SREC Solar | IMBRIALE |  | 6.867 | 0 | Residential | 1 | OCEAN | 7712 | 17 | ROOF DIAGNOSTICS INC | JCP&L | No | Complete | 2012-10-15 | 2013-06-05 | 2013-06-12 | 2013-06-12
SRP14256 | SREC Solar | HAYDINGER | UNITED COMMUNITIES | 8.14 | 0 | Residential | 1 | FORT DIX | 8640 | 13 | TRINITY HEATING AND AIR | JCP&L | No | Complete | 2012-10-15 | 2013-10-15 | 2013-12-11 | 2013-12-11
SRP14257 | SREC Solar | MAZZONI |  | 11.75 | 0 | Residential | 1 | CRANBURY | 8512 | 11 | SUN SAVER SOLAR SYSTEMS 2 | PSE&G BPU | No | Complete | 2012-10-15 | 2012-12-06 | 2013-01-21 | 2013-01-21
SRP14258 | SREC Solar | HAYDINGER | UNITED COMMUNITIES | 8.14 | 0 | Residential | 1 | FORT DIX | 8640 | 13 | TRINITY HEATING AND AIR | JCP&L | No | Complete | 2012-10-15 | 2013-10-15 | 2013-12-11 | 2013-12-11
SRP14259 | SREC Solar | HAYDINGER | UNITED COMMUNITIES | 8.14 | 0 | Residential | 1 | FORT DIX | 8640 | 13 | TRINITY HEATING AND AIR | JCP&L | No | Complete | 2012-10-15 | 2013-10-15 | 2013-12-11 | 2013-12-11
SRP14260 | SREC Solar | HAYDINGER | UNITED COMMUNITIES | 8.1 | 0 | Residential | 1 | FORT DIX | 8640 | 13 | TRINITY HEATING AND AIR | JCP&L | No | Complete | 2012-10-15 | 2013-10-17 | 2013-12-11 | 2013-12-11
SRP14261 | SREC Solar | HAYDINGER | UNITED COMMUNITIES | 8.14 | 0 | Residential | 1 | FORT DIX | 8640 | 13 | TRINITY HEATING AND AIR | JCP&L | No | Complete | 2012-10-15 | 2013-10-15 | 2013-12-11 | 2013-12-11
SRP14262 | SREC Solar | HAYDINGER | UNITED COMMUNITIES | 8.14 | 0 | Residential | 1 | FORT DIX | 8640 | 13 | TRINITY HEATING AND AIR | JCP&L | No | Complete | 2012-10-15 | 2013-10-17 | 2013-12-11 | 2013-12-11
SRP14263 | SREC Solar | MAZAUSKAS |  | 5.886 | 0 | Residential | 1 | ISELIN | 8830 | 11 | ROOF DIAGNOSTICS INC | PSE&G BPU | No | Complete | 2012-10-15 | 2013-08-14 | 2013-08-20 | 2013-08-20
SRP14265 | SREC Solar | COLLINS |  | 6.867 | 0 | Residential | 1 | SPOTSWOOD | 8884 | 11 | ROOF DIAGNOSTICS INC | JCP&L | No | Complete | 2012-10-15 | 2013-07-17 | 2013-07-22 | 2013-07-22
SRP14266 | SREC Solar | HAYDINGER | UNITED COMMUNITIES | 17.94 | 0 | Residential | 1 | FORT DIX | 8640 | 13 | TRINITY HEATING AND AIR | JCP&L | No | Complete | 2012-10-15 | 2013-09-13 | 2013-09-20 | 2013-09-20
SRP14267 | SREC Solar | PLAISIMOND |  | 6.54 | 0 | Residential | 1 | NEPTUNE CITY | 7753 | 17 | ROOF DIAGNOSTICS INC | JCP&L | No | Complete | 2012-10-15 | 2013-07-24 | 2013-08-01 | 2013-08-01
SRP14268 | SREC Solar | HAYDINGER | UNITED COMMUNTIES | 17.94 | 0 | Residential | 1 | FORT DIX | 8640 | 13 | TRINITY HEATING AND AIR | JCP&L | No | Complete | 2012-10-15 | 2013-09-13 | 2013-09-20 | 2013-09-20
SRP14270 | SREC Solar | HADINGER | UNITED COMMUNITIES | 11.96 | 0 | Residential | 1 | FORT DIX | 8640 | 13 | TRINITY HEATING AND AIR | JCP&L | No | Complete | 2012-10-15 | 2013-10-17 | 2013-12-11 | 2013-12-11
SRP14271 | SREC Solar | HAYDINGER | UNITED COMMUNITIES | 11.1 | 0 | Residential | 1 | FORT DIX | 8640 | 13 | TRINITY HEATING AND AIR | JCP&L | No | Complete | 2012-10-15 | 2013-10-17 | 2013-12-11 | 2013-12-11
SRP14272 | SREC Solar | HAYDINGER | UNITED COMMUNITIES | 8.28 | 0 | Commercial | 1 | FORT DIX | 8640 | 13 | TRINITY HEATING AND AIR | JCP&L | No | Complete | 2012-10-15 | 2013-06-13 | 2013-07-16 | 2013-07-16
SRP14273 | SREC Solar | HAYDINGER | UNITED COMMUNITIES | 8.14 | 0 | Residential | 1 | FORT DIX | 8640 | 13 | TRINITY HEATING AND AIR | JCP&L | No | Complete | 2012-10-15 | 2013-10-17 | 2013-12-11 | 2013-12-11
SRP14274 | SREC Solar | HAYDINGER | UNITED COMMUNITIES | 8.14 | 0 | Residential | 1 | FORT DIX | 8640 | 13 | TRINITY HEATING AND AIR | JCP&L | No | Complete | 2012-10-15 | 2013-10-16 | 2013-12-11 | 2013-12-11
SRP14275 | SREC Solar | HAYDINGER | UNITED COMMUNITIES | 7.4 | 0 | Residential | 1 | FROT DIX | 8640 | 13 | TRINITY HEATING AND AIR | JCP&L | No | Complete | 2012-10-15 | 2013-10-16 | 2013-12-11 | 2013-12-11
SRP14276 | SREC Solar | HAYDINGER | UNITED COMMUNITIES | 7.4 | 0 | Residential | 1 | FORT DIX | 8640 | 13 | TRINITY HEATING AND AIR | JCP&L | No | Complete | 2012-10-15 | 2013-10-17 | 2013-12-06 | 2013-12-06
SRP14277 | SREC Solar | HAYDINGER | UNITED COMMUNITIES | 14.8 | 0 | Residential | 1 | FORT DIX | 8640 | 13 | TRINITY HEATING AND AIR | JCP&L | No | Complete | 2012-10-15 | 2013-10-17 | 2013-12-11 | 2013-12-11
SRP14278 | SREC Solar | HAYDINGER | UNITED COMMUNITIES | 8.97 | 0 | Residential | 1 | FORT DIX | 8640 | 13 | TRINITY HEATING AND AIR | JCP&L | No | Complete | 2012-10-15 | 2013-10-17 | 2013-12-11 | 2013-12-11
SRP14279 | SREC Solar | YEH |  | 7.848 | 0 | Residential | 1 | EDISON | 8817 | 11 | ROOF DIAGNOSTICS INC | PSE&G BPU | No | Complete | 2012-10-15 | 2013-07-24 | 2013-08-01 | 2013-08-01
SRP14280 | SREC Solar | HAYDINGER | UNITED COMMUNITIES | 8.14 | 0 | Residential | 1 | FORT DIX | 8640 | 13 | TRINITY HEATING AND AIR | JCP&L | No | Complete | 2012-10-15 | 2013-10-17 | 2013-12-11 | 2013-12-11
SRP14281 | SREC Solar | HAYDINGER | UNITED COMMUNITIES | 8.14 | 0 | Residential | 1 | FORT DIX | 8640 | 13 | TRINITY HEATING AND AIR | JCP&L | No | Complete | 2012-10-15 | 2013-10-17 | 2013-12-11 | 2013-12-11
SRP14283 | SREC Solar | HAYDINGER | UNITED COMMUNITIES | 7.4 | 0 | Residential | 1 | FORT DIX | 8640 | 13 | TRINITY HEATING AND AIR | JCP&L | No | Complete | 2012-10-15 | 2013-10-17 | 2013-12-11 | 2013-12-11
SRP14284 | SREC Solar | HAYDINGER | UNITED COMMUNITIES | 7.4 | 0 | Residential | 1 | FORT DIX | 8640 | 13 | TRINITY HEATING AND AIR | JCP&L | No | Complete | 2012-10-15 | 2013-10-17 | 2013-12-11 | 2013-12-11
SRP14285 | SREC Solar | HAYDINGER | UNITED COMMUNITIES | 8.14 | 0 | Residential | 1 | FORT DIX | 8640 | 13 | TRINITY HEATING AND AIR | JCP&L | No | Complete | 2012-10-15 | 2013-10-17 | 2013-12-12 | 2013-12-12
SRP14287 | SREC Solar | HAYDINGER | UNITED COMMUNITIES | 8.14 | 0 | Residential | 1 | FORT DIX | 8640 | 13 | TRINITY HEATING AND AIR | JCP&L | No | Complete | 2012-10-15 | 2013-10-17 | 2013-12-11 | 2013-12-11
SRP14288 | SREC Solar | NIEDZINSKI |  | 3.27 | 0 | Residential | 1 | KEYPORT | 7735 | 17 | ROOF DIAGNOSTICS INC | JCP&L | No | Complete | 2012-10-15 | 2013-07-24 | 2013-07-29 | 2013-07-29
SRP14289 | SREC Solar | HAYDINGER | UNITED COMMUNITIES | 8.14 | 0 | Residential | 1 | FORT DIX | 8640 | 13 | TRINITY HEATING AND AIR | JCP&L | No | Complete | 2012-10-15 | 2013-10-17 | 2013-12-11 | 2013-12-11
SRP14290 | SREC Solar | HAYDINGER | UNITED COMMUNITIES | 3.04 | 0 | Residential | 1 | FORT DIX | 8640 | 13 | TRINITY HEATING AND AIR | JCP&L | No | Complete | 2012-10-15 | 2013-10-17 | 2013-12-11 | 2013-12-11
SRP14291 | SREC Solar | HAYDINGER | UNITED COMMUNITIES | 8.1 | 0 | Residential | 1 | FORT DIX | 8640 | 13 | TRINITY HEATING AND AIR | JCP&L | No | Complete | 2012-10-15 | 2013-10-17 | 2013-12-11 | 2013-12-11
SRP14293 | SREC Solar | HAYDINGER | UNITED COMMUNITIES | 8.28 | 0 | Commercial | 1 | FORT DIX | 8640 | 13 | TRINITY HEATING AND AIR | JCP&L | No | Complete | 2012-10-15 | 2013-06-13 | 2013-07-16 | 2013-07-16
SRP14295 | SREC Solar | PASSALACQUA |  | 27.468 | 0 | Residential | 1 | JACKSON | 8527 | 18 | SOLAR ENERGY WORLD-W | JCP&L | No | Complete | 2012-10-15 | 2013-08-07 | 2013-08-09 | 2013-08-09
SRP14296 | SREC Solar | BROWN |  | 6.375 | 0 | Residential | 1 | NEPTUNE | 7753 | 17 | ROOF DIAGNOSTICS INC | JCP&L | No | Complete | 2012-10-15 | 2013-03-12 | 2013-03-20 | 2013-03-20
SRP14297 | SREC Solar | HAYDINGER | UNITED COMMUNITIES | 8.775 | 0 | Residential | 1 | FORT DIX | 8640 | 13 | TRINITY HEATING AND AIR | JCP&L | No | Complete | 2012-10-15 | 2013-10-17 | 2013-12-11 | 2013-12-11
SRP14298 | SREC Solar | RILEY |  | 4.25 | 0 | Residential | 1 | TOMS RIVER | 8753 | 18 | ROOF DIAGNOSTICS INC | JCP&L | No | Complete | 2012-10-15 | 2013-07-17 | 2013-08-21 | 2013-08-21
SRP14299 | SREC Solar | HAYDINGER | UNITED COMMUNITIES | 8.775 | 0 | Residential | 1 | FORT DIX | 8640 | 13 | TRINITY HEATING AND AIR | JCP&L | No | Complete | 2012-10-15 | 2013-10-17 | 2013-12-11 | 2013-12-11
SRP14300 | SREC Solar | HAYDINGER | UNITED COMMUNITIES | 5.55 | 0 | Residential | 1 | FORT DIX | 8640 | 13 | TRINITY HEATING AND AIR | JCP&L | No | Complete | 2012-10-15 | 2013-10-17 | 2013-12-06 | 2013-12-06
SRP14301 | SREC Solar | PUGLIESE |  | 7.848 | 0 | Residential | 1 | HOWELL | 7731 | 17 | ROOF DIAGNOSTICS INC | JCP&L | No | Complete | 2012-10-15 | 2013-07-17 | 2013-07-22 | 2013-07-22
SRP14302 | SREC Solar | HAYDINGER | UNITED COMMUNITIES | 8.775 | 0 | Residential | 1 | FORT DIX | 8640 | 13 | TRINITY HEATING AND AIR | JCP&L | No | Complete | 2012-10-15 | 2013-10-17 | 2013-12-11 | 2013-12-11
SRP14303 | SREC Solar | HAYDINGER | UNITED COMMUNITIES | 8.775 | 0 | Residential | 1 | FORT DIX | 8640 | 13 | TRINITY HEATING AND AIR | JCP&L | No | Complete | 2012-10-15 | 2013-10-17 | 2013-12-11 | 2013-12-11
SRP14304 | SREC Solar | ALTON |  | 9.25 | 0 | Residential | 1 | HOWELL | 7731 | 17 | ROOF DIAGNOSTICS INC | JCP&L | No | Complete | 2012-10-15 | 2012-12-26 | 2013-01-04 | 2013-01-04
SRP14305 | SREC Solar | HAYDINGER | UNITED COMMUNITIES | 8.1 | 0 | Residential | 1 | FORT DIX | 8640 | 13 | TRINITY HEATING AND AIR | JCP&L | No | Complete | 2012-10-15 | 2013-10-17 | 2013-12-11 | 2013-12-11
SRP14306 | SREC Solar | FINCK |  | 4 | 0 | Residential | 1 | FAIR LAWN | 7410 | 7 | ROOF DIAGNOSTICS INC | PSE&G BPU | No | Complete | 2012-10-15 | 2013-06-21 | 2013-06-25 | 2013-06-25
SRP14307 | SREC Solar | SIRICO |  | 6.5 | 0 | Residential | 1 | TOMS RIVER | 8755 | 18 | ROOF DIAGNOSTICS INC | JCP&L | No | Complete | 2012-10-15 | 2013-06-05 | 2013-06-24 | 2013-06-24
SRP14308 | SREC Solar | ZULAUF |  | 6.867 | 0 | Residential | 1 | LIVINGSTON | 7039 | 9 | ROOF DIAGNOSTICS INC | PSE&G BPU | No | Complete | 2012-10-15 | 2013-10-31 | 2013-11-11 | 2013-11-11
SRP14309 | SREC Solar | SCHEDEL |  | 3.597 | 0 | Residential | 1 | BEACHWOOD | 8722 | 18 | ROOF DIAGNOSTICS INC | JCP&L | No | Complete | 2012-10-15 | 2013-07-24 | 2013-08-01 | 2013-08-01
SRP14311 | SREC Solar | SACCO |  | 6.867 | 0 | Residential | 1 | ISELIN | 8830 | 11 | ROOF DIAGNOSTICS INC | PSE&G BPU | No | Complete | 2012-10-15 | 2013-07-17 | 2013-07-22 | 2013-07-22
SRP14312 | SREC Solar | SCERBO |  | 4.905 | 0 | Residential | 1 | WHARTON | 7885 | 3 | ROOF DIAGNOSTICS INC | JCP&L | No | Complete | 2012-10-15 | 2013-06-05 | 2013-06-13 | 2013-06-13
SRP14313 | SREC Solar | NAHASS |  | 21.582 | 0 | Residential | 0 | BELLE MEAD | 8502 | 5 | GEOPEAK ENERGY LLC | PSE&G BPU | No | Complete | 2012-10-15 | 2013-05-21 | 2013-05-29 | 2013-05-29
SRP14314 | SREC Solar | THOTA |  | 5.886 | 0 | Residential | 1 | NEW BRUNSWICK | 8852 | 11 | ROOF DIAGNOSTICS INC | PSE&G BPU | No | Complete | 2012-10-15 | 2013-07-24 | 2013-08-01 | 2013-08-01
SRP14315 | SREC Solar | TAYLOR |  | 7.848 | 0 | Residential | 1 | FORKED RIVER | 8731 | 18 | ROOF DIAGNOSTICS INC | JCP&L | No | Complete | 2012-10-15 | 2013-07-24 | 2013-08-01 | 2013-08-01
SRP14317 | SREC Solar | ZIMMER |  | 3.27 | 0 | Residential | 1 | TOMS RIVER | 8757 | 18 | ROOF DIAGNOSTICS INC | JCP&L | No | Complete | 2012-10-15 | 2013-01-02 | 2013-01-15 | 2013-01-15
SRP14318 | SREC Solar | MURPHY |  | 5.232 | 0 | Residential | 1 | EDISON | 8817 | 11 | ROOF DIAGNOSTICS INC | PSE&G BPU | No | Complete | 2012-10-15 | 2013-07-24 | 2013-08-01 | 2013-08-01
SRP14321 | SREC Solar | NAGLE |  | 10.137 | 0 | Residential | 1 | FARMINGDALE | 7727 | 17 | ROOF DIAGNOSTICS INC | JCP&L | No | Complete | 2012-10-15 | 2013-07-16 | 2013-07-19 | 2013-07-19
SRP14322 | SREC Solar | CORCORAN |  | 5.232 | 0 | Residential | 1 | SPOTSWOOD | 8884 | 11 | ROOF DIAGNOSTICS INC | JCP&L | No | Complete | 2012-10-15 | 2013-07-24 | 2013-07-29 | 2013-07-29
SRP14323 | SREC Solar | RAPPAI |  | 5.886 | 0 | Residential | 1 | TEANECK | 7666 | 7 | ROOF DIAGNOSTICS INC | PSE&G BPU | No | Complete | 2012-10-15 | 2013-07-16 | 2013-07-19 | 2013-07-19
SRP14324 | SREC Solar | HAYDINGER | UNITED COMMUNITIES | 11.475 | 0 | Residential | 1 | FORT DIX | 8640 | 13 | TRINITY HEATING AND AIR | JCP&L | No | Complete | 2012-10-15 | 2013-10-17 | 2013-12-06 | 2013-12-06
SRP14326 | SREC Solar | HAYDINGER | UNITED COMMUNITIES | 8.1 | 0 | Residential | 1 | FORT DIX | 8640 | 13 | TRINITY HEATING AND AIR | JCP&L | No | Complete | 2012-10-15 | 2013-10-17 | 2013-12-11 | 2013-12-11
SRP14327 | SREC Solar | MCCABE |  | 6.54 | 0 | Residential | 1 | WESTFIELD | 7090 | 10 | ROOF DIAGNOSTICS INC | PSE&G BPU | No | Complete | 2012-10-15 | 2013-07-16 | 2013-07-19 | 2013-07-19
SRP14328 | SREC Solar | SOLAK |  | 3.57 | 0 | Residential | 0 | HADDONFIELD | 8033 | 14 | EXACT SOLAR | PSE&G BPU | No | Complete | 2012-10-15 | 2013-02-14 | 2013-02-28 | 2013-02-28
SRP14329 | SREC Solar | HAYDINGER | UNITED COMMUNITIES | 2.96 | 0 | Residential | 1 | FROT DIX | 8640 | 13 | TRINITY HEATING AND AIR | JCP&L | No | Complete | 2012-10-15 | 2013-10-17 | 2013-12-11 | 2013-12-11
SRP14330 | SREC Solar | HAYDINGER | UNITED COMMUNITIES | 7.4 | 0 | Residential | 1 | FROT DIX | 8640 | 13 | TRINITY HEATING AND AIR | JCP&L | No | Complete | 2012-10-15 | 2013-10-17 | 2013-12-11 | 2013-12-11
SRP14331 | SREC Solar | HAYDINGER | UNITED COMMUNITIES | 7.4 | 0 | Residential | 1 | FORT DIX | 8640 | 13 | TRINITY HEATING AND AIR | JCP&L | No | Complete | 2012-10-15 | 2013-10-17 | 2013-12-11 | 2013-12-11
SRP14333 | SREC Solar | FERRARA |  | 8.82 | 0 | Residential | 1 | CHERRY HILL | 8003 | 14 | RUNNEMEDE PLUMBING HEATING | PSE&G BPU | No | Complete | 2012-10-15 | 2013-03-05 | 2013-03-14 | 2013-03-14
SRP14334 | SREC Solar | ASCOUGH |  | 5.886 | 0 | Residential | 1 | FORKED RIVER | 8731 | 18 | ROOF DIAGNOSTICS INC | JCP&L | No | Complete | 2012-10-15 | 2013-01-14 | 2013-01-31 | 2013-01-31
SRP14335 | SREC Solar | QUIAMBAO |  | 6.867 | 0 | Residential | 1 | WALL | 7719 | 17 | ROOF DIAGNOSTICS INC | JCP&L | No | Complete | 2012-10-15 | 2013-01-30 | 2013-02-12 | 2013-02-12
SRP14336 | SREC Solar | BEGHYN |  | 7.848 | 0 | Residential | 1 | MAHWAH | 7430 | 7 | ROOF DIAGNOSTICS INC | Orange & Rockland Elec | No | Complete | 2012-10-15 | 2013-07-24 | 2013-08-01 | 2013-08-01
SRP14337 | SREC Solar | HAYDINGER | UNITED COMMUNITIES | 8.14 | 0 | Residential | 1 | FORT DIX | 8640 | 13 | TRINITY HEATING AND AIR | JCP&L | No | Complete | 2012-10-15 | 2013-10-17 | 2013-12-11 | 2013-12-11
SRP14338 | SREC Solar | ANELLO |  | 6.867 | 0 | Residential | 1 | SADDLE BROOK | 7663 | 7 | ROOF DIAGNOSTICS INC | PSE&G BPU | No | Complete | 2012-10-15 | 2013-07-16 | 2013-07-19 | 2013-07-19
SRP14339 | SREC Solar | BOULTINGHOUSE |  | 16.66 | 0 | Residential | 1 | PILESGROVE | 8098 | 16 | RUNNEMEDE PLUMBING HEATING | AC Electric | No | Complete | 2012-10-15 | 2013-05-22 | 2013-05-30 | 2013-05-30
SRP14341 | SREC Solar | PASTOR |  | 13.92 | 0 | Residential | 1 | TOMS RIVER | 8757 | 18 | RELIABLE POWER SERVICES, INC. | JCP&L | No | Complete | 2012-10-22 | 2013-03-06 | 2013-03-18 | 2013-03-18
SRP14344 | SREC Solar | HAYDINGER | UNITED COMMUNITIES | 15.54 | 0 | Residential | 1 | FORT DIX | 8640 | 13 | TRINITY HEATING AND AIR | JCP&L | No | Complete | 2012-10-22 | 2013-11-18 | 2013-12-30 | 2013-12-30
SRP14345 | SREC Solar | HAYDINGER | UNITED COMMUNITIES | 15.54 | 0 | Residential | 1 | FORT DIX | 8640 | 13 | TRINITY HEATING AND AIR | JCP&L | No | Complete | 2012-10-22 | 2013-11-18 | 2013-12-06 | 2013-12-06
SRP14346 | SREC Solar | HAYDINGER | UNITED COMUNITIES | 8.14 | 0 | Residential | 1 | FORT DIX | 8641 | 13 | TRINITY HEATING AND AIR | JCP&L | No | Complete | 2012-10-22 | 2013-11-18 | 2013-12-06 | 2013-12-06
SRP14348 | SREC Solar | MACHADO |  | 3.995 | 0 | Residential | 1 | UNION | 7083 | 10 | VIVINT SOLAR | PSE&G BPU | No | Complete | 2012-10-22 | 2013-03-20 | 2013-04-09 | 2013-04-09
SRP14349 | SREC Solar | HAYDINGER | UNITED COMMUNITIES | 8.1 | 0 | Residential | 1 | FORT DIX | 8640 | 13 | TRINITY HEATING AND AIR | JCP&L | No | Complete | 2012-10-22 | 2013-10-22 | 2013-12-11 | 2013-12-11
SRP14350 | SREC Solar | HAYDINGER | UNITED COMMUNITIES | 15.525 | 0 | Residential | 1 | FORT DIX | 8640 | 13 | TRINITY HEATING AND AIR | JCP&L | No | Complete | 2012-10-22 | 2013-10-22 | 2013-12-11 | 2013-12-11
SRP14351 | SREC Solar | HAYDINGER | UNITED COMMUNITIES | 7.4 | 0 | Residential | 1 | FORT DIX | 8640 | 13 | TRINITY HEATING AND AIR | JCP&L | No | Complete | 2012-10-22 | 2013-10-22 | 2013-12-06 | 2013-12-06
SRP14352 | SREC Solar | HAYDINGER | UNITED COMMUNITIES | 8.14 | 0 | Residential | 1 | FORT DIX | 8640 | 13 | TRINITY HEATING AND AIR | JCP&L | No | Complete | 2012-10-22 | 2013-10-22 | 2013-12-11 | 2013-12-11
SRP14353 | SREC Solar | HAYDINGER | UNITED COMMUNITIES | 14.8 | 0 | Residential | 1 | FORT DIX | 8640 | 13 | TRINITY HEATING AND AIR | JCP&L | No | Complete | 2012-10-22 | 2013-10-21 | 2013-12-09 | 2013-12-09
SRP14354 | SREC Solar | HAYDINGER | UNITED COMMUNITIES | 10.12 | 0 | Residential | 1 | FORT DIX | 8640 | 13 | TRINITY HEATING AND AIR | JCP&L | No | Complete | 2012-10-22 | 2013-10-16 | 2013-12-11 | 2013-12-11
SRP14355 | SREC Solar | JASKO | FISHER SCIENTIFIC CO. | 1723.8 | 0 | Commercial | 1 | BRIDGEWATER | 8807 | 5 | ELK ELECTRICAL CONTRACTORS | PSE&G BPU | No | Complete | 2012-10-15 | 2013-06-06 | 2013-06-14 | 2013-06-14
SRP14356 | SREC Solar | ROSENSTARK |  | 9.635 | 0 | Residential | 1 | LIVINGSTON | 7039 | 9 | VIVINT SOLAR | JCP&L | No | Complete | 2012-10-22 | 2013-09-26 | 2013-10-03 | 2013-10-03
SRP14358 | SREC Solar | CABRERA |  | 7.285 | 0 | Residential | 1 | UNION | 7083 | 10 | VIVINT SOLAR | PSE&G BPU | No | Complete | 2012-10-22 | 2013-03-25 | 2013-04-02 | 2013-04-02
SRP14359 | SREC Solar | RODGRIGUEZ |  | 5.64 | 0 | Residential | 1 | LITTLE FERRY | 7643 | 7 | VIVINT SOLAR | PSE&G BPU | No | Complete | 2012-10-22 | 2013-04-22 | 2013-05-03 | 2013-05-03
SRP14360 | SREC Solar | LAURITZEN |  | 5.64 | 0 | Residential | 1 | FORDS | 8863 | 11 | VIVINT SOLAR | PSE&G BPU | No | Complete | 2012-10-22 | 2013-02-08 | 2013-02-26 | 2013-02-26
SRP14361 | SREC Solar | MARESCA |  | 10.464 | 0 | Residential | 1 | RUMSON | 7760 | 17 | A-TOP ALTERNATIVE ENERGY | JCP&L | No | Complete | 2012-10-22 | 2013-02-27 | 2013-03-12 | 2013-03-12
SRP14363 | SREC Solar | HAYDINGER | UNITED COMMUNITIES | 16.28 | 0 | Residential | 1 | FORT DIX | 8640 | 13 | TRINITY HEATING AND AIR | JCP&L | No | Complete | 2012-10-22 | 2013-10-22 | 2013-12-11 | 2013-12-11
SRP14364 | SREC Solar | HAYDINGER | UNITED COMMUNITIES | 11.84 | 0 | Residential | 1 | FORT DIX | 8640 | 13 | TRINITY HEATING AND AIR | JCP&L | No | Complete | 2012-10-22 | 2013-10-22 | 2013-12-11 | 2013-12-11
SRP14365 | SREC Solar | HAYDINGER | UNITED COMMUNITIES | 11.1 | 0 | Residential | 1 | FORT DIX | 8640 | 13 | TRINITY HEATING AND AIR | JCP&L | No | Complete | 2012-10-22 | 2013-10-22 | 2013-12-11 | 2013-12-11
SRP14367 | SREC Solar | HAYDINGER | UNITED COMMUNITIES | 5.55 | 0 | Residential | 1 | FORT DIX | 8640 | 13 | TRINITY HEATING AND AIR | JCP&L | No | Complete | 2012-10-22 | 2013-10-21 | 2013-12-11 | 2013-12-11
SRP14368 | SREC Solar | HAYDINGER | UNITED COMMUNITIES | 8.14 | 0 | Residential | 1 | FORT DIX | 8640 | 13 | TRINITY HEATING AND AIR | JCP&L | No | Complete | 2012-10-22 | 2013-10-22 | 2013-12-11 | 2013-12-11
SRP14369 | SREC Solar | HAYDINGER | UNITED COMMUNITIES | 8.14 | 0 | Residential | 1 | FORT DIX | 8640 | 13 | TRINITY HEATING AND AIR | JCP&L | No | Complete | 2012-10-22 | 2013-10-22 | 2013-12-11 | 2013-12-11
SRP14370 | SREC Solar | HAYDINGER | UNITED COMMUNITIES | 6.66 | 0 | Residential | 1 | FORT DIX | 8640 | 13 | TRINITY HEATING AND AIR | JCP&L | No | Complete | 2012-10-22 | 2013-10-22 | 2013-12-11 | 2013-12-11
SRP14371 | SREC Solar | HAYDINGER | UNITED COMMUNITIES | 7.4 | 0 | Residential | 1 | FORT DIX | 8640 | 13 | TRINITY HEATING AND AIR | JCP&L | No | Complete | 2012-10-22 | 2013-10-22 | 2013-12-11 | 2013-12-11
SRP14372 | SREC Solar | HAYDINGER | UNITED COMMUNITIES | 13.5 | 0 | Residential | 1 | FORT DIX | 8640 | 13 | TRINITY HEATING AND AIR | JCP&L | No | Complete | 2012-10-22 | 2013-10-22 | 2013-12-11 | 2013-12-11
SRP14374 | SREC Solar | HAYDINGER | UNITED COMMUNITIES | 14.8 | 0 | Residential | 1 | FORT DIX | 8640 | 13 | TRINITY HEATING AND AIR | JCP&L | No | Complete | 2012-10-22 | 2013-10-22 | 2013-12-11 | 2013-12-11
SRP14375 | SREC Solar | HAYDINGER | UNITED COMMUNITIES | 14.8 | 0 | Residential | 1 | FORT DIX | 8640 | 13 | TRINITY HEATING AND AIR | JCP&L | No | Complete | 2012-10-22 | 2013-10-22 | 2013-12-09 | 2013-12-09
SRP14377 | SREC Solar | HAYDINGER | UNITED COMMUNITIES | 11.7 | 0 | Residential | 1 | FORT DIX | 8640 | 13 | TRINITY HEATING AND AIR | JCP&L | No | Complete | 2012-10-22 | 2013-10-22 | 2013-12-11 | 2013-12-11
SRP14378 | SREC Solar | HAYDINGER | UNITED COMMUNITIES | 14.245 | 0 | Residential | 1 | FORT DIX | 8640 | 13 | TRINITY HEATING AND AIR | JCP&L | No | Complete | 2012-10-22 | 2013-10-21 | 2013-12-09 | 2013-12-09
SRP14379 | SREC Solar | HAYDINGER | UNITED COMMUNITIES | 11.84 | 0 | Residential | 1 | FORT DIX | 8640 | 13 | TRINITY HEATING AND AIR | JCP&L | No | Complete | 2012-10-22 | 2013-10-22 | 2013-12-11 | 2013-12-11
SRP14380 | SREC Solar | HAYDINGER | UNITED COMMUNITIES | 14.26 | 0 | Commercial | 1 | FORT DIX | 8640 | 13 | TRINITY HEATING AND AIR | JCP&L | No | Complete | 2012-10-22 | 2013-07-10 | 2013-07-19 | 2013-07-19
SRP14381 | SREC Solar | HAYDINGER | UNITED COMMUNITIES | 11.96 | 0 | Residential |  | FORT DIX | 8640 | 13 | TRINITY HEATING AND AIR | JCP&L | No | Complete | 2012-10-22 | 2013-09-13 | 2013-09-20 | 2013-09-20
SRP14384 | SREC Solar | HAYDINGER | UNITED COMMUNITIES | 8.14 | 0 | Residential | 1 | FORT DIX | 8640 | 13 | TRINITY HEATING AND AIR | JCP&L | No | Complete | 2012-10-22 | 2013-10-22 | 2013-12-11 | 2013-12-11
SRP14385 | SREC Solar | HAYDINGER | UNITED COMMUNITIES | 14.06 | 0 | Residential | 1 | FORT DIX | 8640 | 13 | TRINITY HEATING AND AIR | JCP&L | No | Complete | 2012-10-22 | 2013-10-21 | 2013-12-09 | 2013-12-09
SRP14386 | SREC Solar | HAYDINGER | UNITED COMMUNIITES | 2.7 | 0 | Residential | 1 | FORT DIX | 8640 | 13 | TRINITY HEATING AND AIR | JCP&L | No | Complete | 2012-10-22 | 2013-11-18 | 2013-12-06 | 2013-12-06
SRP14387 | SREC Solar | HAYDINGER | UNITED COMMUNITIES | 7.4 | 0 | Residential | 1 | FORT DIX | 8640 | 13 | TRINITY HEATING AND AIR | JCP&L | No | Complete | 2012-10-22 | 2013-10-21 | 2013-12-09 | 2013-12-09
SRP14388 | SREC Solar | HAYDINGER | UNITED COMMUNITIES | 7.4 | 0 | Residential | 1 | FORT DIX | 8640 | 13 | TRINITY HEATING AND AIR | JCP&L | No | Complete | 2012-10-22 | 2013-10-22 | 2013-12-11 | 2013-12-11
SRP14391 | SREC Solar | HAYDINGER | UNITED COMMUNITIES | 13.725 | 0 | Residential | 1 | FORT DIX | 8640 | 13 | TRINITY HEATING AND AIR | JCP&L | No | Complete | 2012-10-22 | 2013-11-11 | 2013-12-06 | 2013-12-06
SRP14392 | SREC Solar | HAYDINGER | UNITED COMMUNITIES | 14.03 | 0 | Residential | 1 | FORT DIX | 8640 | 13 | TRINITY HEATING AND AIR | JCP&L | No | Complete | 2012-10-22 | 2013-10-17 | 2013-12-11 | 2013-12-11
SRP14393 | SREC Solar | HAYDINGER | UNITED COMMUNITIES | 14.03 | 0 | Residential | 1 | FORT DIX | 8640 | 13 | TRINITY HEATING AND AIR | JCP&L | No | Complete | 2012-10-22 | 2013-10-22 | 2013-12-11 | 2013-12-11
SRP14394 | SREC Solar | HAYDINGER | UNITED COMMUNITIES | 11.475 | 0 | Residential | 1 | FORT DIX | 8640 | 13 | TRINITY HEATING AND AIR | JCP&L | No | Complete | 2012-10-22 | 2013-10-22 | 2013-12-06 | 2013-12-06
SRP14395 | SREC Solar | HAYDINGER | UNITED COMMUNITIES | 7.4 | 0 | Residential | 1 | FORT DIX | 8640 | 13 | TRINITY HEATING AND AIR | JCP&L | No | Complete | 2012-10-22 | 2013-10-22 | 2013-12-11 | 2013-12-11
SRP14396 | SREC Solar | CALLEJA |  | 7 | 0 | Residential | 1 | PRINCETON JUCTION | 8550 | 12 | TRINITY HEATING AND AIR | JCP&L | No | Complete | 2012-10-22 | 2013-03-06 | 2013-04-05 | 2013-04-05
SRP14397 | SREC Solar | FINNEGAN |  | 3 | 0 | Residential | 1 | WASHINGTON | 8691 | 12 | TRINITY HEATING AND AIR | PSE&G BPU | No | Complete | 2012-10-22 | 2013-01-04 | 2013-01-21 | 2013-01-21
SRP14398 | SREC Solar | QUINN |  | 8 | 0 | Residential | 0 | VERNON | 7462 | 1 | TRINITY HEATING AND AIR | Unknown | No | Complete | 2012-10-22 | 2013-02-14 | 2013-02-28 | 2013-02-28
SRP14399 | SREC Solar | POLLOCK |  | 11.5 | 0 | Residential | 0 | WEST LONG BRANCH | 7764 | 17 | TRINITY HEATING AND AIR | JCP&L | No | Complete | 2012-10-22 | 2013-02-05 | 2013-02-19 | 2013-02-19
SRP14400 | SREC Solar | HAYDINGER | UNITED COMMUNITIES | 8.1 | 0 | Residential | 1 | FORT DIX | 8640 | 13 | TRINITY HEATING AND AIR | JCP&L | No | Complete | 2012-10-22 | 2013-10-22 | 2013-12-11 | 2013-12-11
SRP14401 | SREC Solar | HAYDINGER | UNITED COMMUNITIES | 8.1 | 0 | Residential | 1 | FORT DIX | 8640 | 13 | TRINITY HEATING AND AIR | JCP&L | No | Complete | 2012-10-22 | 2013-10-22 | 2013-12-11 | 2013-12-11
SRP14402 | SREC Solar | HAYDINGER | UNITED COMMUNITIES | 7.4 | 0 | Residential | 1 | FORT DIX | 8640 | 13 | TRINITY HEATING AND AIR | JCP&L | No | Complete | 2012-10-22 | 2013-10-22 | 2013-12-11 | 2013-12-11
SRP14403 | SREC Solar | HAYDINGER | UNITED COMMUNITIES | 4.5 | 0 | Residential | 1 | FORT DIX | 8640 | 13 | TRINITY HEATING AND AIR | JCP&L | No | Complete | 2012-10-22 | 2013-10-22 | 2013-12-11 | 2013-12-11
SRP14404 | SREC Solar | HAYDINGER | UNITED COMMUNITIES | 17.55 | 0 | Residential | 1 | FORT DIX | 8640 | 13 | TRINITY HEATING AND AIR | JCP&L | No | Complete | 2012-10-22 | 2013-10-22 | 2013-12-09 | 2013-12-09
SRP14405 | SREC Solar | HAYDINGER | UNITED COMMUNITIES | 11.84 | 0 | Residential | 1 | FORT DIX | 8640 | 13 | TRINITY HEATING AND AIR | JCP&L | No | Complete | 2012-10-22 | 2013-10-22 | 2013-12-09 | 2013-12-09
SRP14407 | SREC Solar | HAYDINGER | UNITED COMMUNITIES | 8.97 | 0 | Commercial | 1 | FORT DIX | 8640 | 13 | TRINITY HEATING AND AIR | JCP&L | No | Complete | 2012-10-22 | 2013-06-13 | 2013-07-16 | 2013-07-16
SRP14408 | SREC Solar | HAYDINGER | UNITED COMMUNITIES | 8.14 | 0 | Residential | 1 | FORT DIX | 8640 | 13 | TRINITY HEATING AND AIR | JCP&L | No | Complete | 2012-10-22 | 2013-10-22 | 2013-12-11 | 2013-12-11
SRP14410 | SREC Solar | HAYDINGER | UNITED COMMUNITIES | 11.475 | 0 | Residential | 1 | FORT DIX | 8640 | 13 | TRINITY HEATING AND AIR | JCP&L | No | Complete | 2012-10-22 | 2013-10-22 | 2013-12-06 | 2013-12-06
SRP14411 | SREC Solar | HAYDINGER | UNITED COMMUINITIES | 8.1 | 0 | Residential | 1 | FORT DIX | 8640 | 13 | TRINITY HEATING AND AIR | JCP&L | No | Complete | 2012-10-22 | 2013-10-22 | 2013-12-11 | 2013-12-11
SRP14413 | SREC Solar | HAYDINGER | UNITED COMMUINITEIS | 15.54 | 0 | Residential | 1 | FORT DIX | 8640 | 13 | TRINITY HEATING AND AIR | JCP&L | No | Complete | 2012-10-22 | 2013-11-18 | 2013-12-06 | 2013-12-06
SRP14414 | SREC Solar | HAYDINGER | UNITED COMMUNITIES | 15.54 | 0 | Residential | 1 | FORT DIX | 8640 | 13 | TRINITY HEATING AND AIR | JCP&L | No | Complete | 2012-10-22 | 2013-11-18 | 2013-12-06 | 2013-12-06
SRP14416 | SREC Solar | HAYDINGER | UNITED COMMUNITIES | 11.84 | 0 | Residential | 1 | FROT DIX | 8640 | 13 | TRINITY HEATING AND AIR | JCP&L | No | Complete | 2012-10-22 | 2013-10-22 | 2013-12-11 | 2013-12-11
SRP14417 | SREC Solar | HAYDINGER | UNITED COMMUNITIES | 8.28 | 0 | Commercial | 1 | FORT DIX | 8640 | 13 | TRINITY HEATING AND AIR | JCP&L | No | Complete | 2012-10-22 | 2013-06-13 | 2013-07-16 | 2013-07-16
SRP14419 | SREC Solar | HAYDINGER | UNITED COMMUNITIES | 14.8 | 0 | Residential | 1 | FORT DIX | 8640 | 13 | TRINITY HEATING AND AIR | JCP&L | No | Complete | 2012-10-22 | 2013-10-22 | 2013-12-06 | 2013-12-06
SRP14421 | SREC Solar | HAYDINGER | UNITED COMMUNITIES | 8.14 | 0 | Residential | 1 | FORT DIX | 8640 | 13 | TRINITY HEATING AND AIR | JCP&L | No | Complete | 2012-10-22 | 2013-10-22 | 2013-12-11 | 2013-12-11
SRP14422 | SREC Solar | HAYDINGER | UNITED COMMUNITEIS | 15.91 | 0 | Residential | 1 | FORT DIX | 8640 | 13 | TRINITY HEATING AND AIR | JCP&L | No | Complete | 2012-10-22 | 2013-10-22 | 2013-12-06 | 2013-12-06
SRP14424 | SREC Solar | HAYDINGER | UNITED COMMUINITIES | 11.84 | 0 | Residential | 1 | FORT DIX | 8640 | 13 | TRINITY HEATING AND AIR | JCP&L | No | Complete | 2012-10-22 | 2013-10-22 | 2013-12-11 | 2013-12-11
SRP14426 | SREC Solar | HAYDINGER | UNITED COMMUNITIES | 8.14 | 0 | Residential | 1 | FORT DIX | 8640 | 13 | TRINITY HEATING AND AIR | JCP&L | No | Complete | 2012-10-22 | 2013-10-22 | 2013-12-11 | 2013-12-11
SRP14427 | SREC Solar | HAYDINGER | UNITED COMMUNITIES | 17.76 | 0 | Residential | 1 | FORT DIX | 8640 | 13 | TRINITY HEATING AND AIR | JCP&L | No | Complete | 2012-10-22 | 2013-10-21 | 2013-12-09 | 2013-12-09
SRP14428 | SREC Solar | HAYDINGER | UNITED COMMUNITIES | 8.14 | 0 | Residential | 1 | FORT DIX | 8640 | 13 | TRINITY HEATING AND AIR | JCP&L | No | Complete | 2012-10-22 | 2013-11-11 | 2013-12-06 | 2013-12-06
SRP14429 | SREC Solar | HAYDINGER | UNITED COMMUNITIES | 8.14 | 0 | Residential | 1 | FORT DIX | 8640 | 13 | TRINITY HEATING AND AIR | JCP&L | No | Complete | 2012-10-22 | 2013-10-22 | 2013-12-11 | 2013-12-11
SRP14430 | SREC Solar | HAYDINGER | UNITED COMMUNITIES | 16.28 | 0 | Residential | 1 | FORT DIX | 8640 | 13 | TRINITY HEATING AND AIR | JCP&L | No | Complete | 2012-10-22 | 2013-10-21 | 2013-12-11 | 2013-12-11
SRP14431 | SREC Solar | HAYDINGER | UNITED COMMUNITIES | 8.14 | 0 | Residential | 1 | FORT DIX | 8640 | 13 | TRINITY HEATING AND AIR | JCP&L | No | Complete | 2012-10-22 | 2013-10-22 | 2013-12-11 | 2013-12-11
SRP14432 | SREC Solar | HAYDINGER | UNITED COMMUNITIES | 11.475 | 0 | Residential | 1 | FORT DIX | 8640 | 13 | TRINITY HEATING AND AIR | JCP&L | No | Complete | 2012-10-22 | 2013-10-22 | 2013-12-11 | 2013-12-11
SRP14433 | SREC Solar | HAYDINGER | UNITED COMMUNITIES | 13.275 | 0 | Residential | 1 | FORT DIX | 8640 | 13 | TRINITY HEATING AND AIR | JCP&L | No | Complete | 2012-10-22 | 2013-10-22 | 2013-12-11 | 2013-12-11
SRP14434 | SREC Solar | VERNACI |  | 6.075 | 0 | Residential | 0 | BLOOMSBURY | 8804 | 4 | HEAT SHED | JCP&L | No | Complete | 2012-10-22 | 2013-02-07 | 2013-02-22 | 2013-02-22
SRP14435 | SREC Solar | HAYDINGER | UNITED COMMUNITIES | 12.21 | 0 | Residential | 1 | FORT DIX | 8640 | 13 | TRINITY HEATING AND AIR | JCP&L | No | Complete | 2012-10-22 | 2013-10-22 | 2013-12-11 | 2013-12-11
SRP14437 | SREC Solar | HAYDINGER | UNITED COMMUNITIES | 14.8 | 0 | Residential | 1 | FORT DIX | 8640 | 13 | TRINITY HEATING AND AIR | JCP&L | No | Complete | 2012-10-22 | 2013-10-22 | 2013-12-11 | 2013-12-11
SRP14438 | SREC Solar | HAYDINGER | UNITED COMMUNITIES | 15.975 | 0 | Residential | 1 | FORT DIX | 8640 | 13 | TRINITY HEATING AND AIR | JCP&L | No | Complete | 2012-10-22 | 2013-10-22 | 2013-12-11 | 2013-12-11
SRP14439 | SREC Solar | WATSON |  | 9 | 0 | Residential | 1 | CREAM RIDGE | 8514 | 17 | TRINITY HEATING AND AIR | JCP&L | No | Complete | 2012-10-22 | 2012-11-13 | 2012-11-27 | 2012-11-27
SRP14442 | SREC Solar | HAYDINGER | UNITED COMMUNITIES | 8.28 | 0 | Residential | 1 | FORT DIX | 8640 | 13 | TRINITY HEATING AND AIR | JCP&L | No | Complete | 2012-10-22 | 2013-10-22 | 2013-12-11 | 2013-12-11
SRP14443 | SREC Solar | TAUGHER |  | 6.72 | 0 | Residential | 1 | LAKEHURST | 8733 | 18 | TRINITY HEATING AND AIR | JCP&L | No | Complete | 2012-10-22 | 2012-11-21 | 2012-12-04 | 2012-12-04
SRP14444 | SREC Solar | HAYDINGER | UNITED COMMUNITIES | 14.03 | 0 | Residential | 1 | FORT DIX | 8640 | 13 | TRINITY HEATING AND AIR | JCP&L | No | Complete | 2012-10-22 | 2013-10-22 | 2013-12-11 | 2013-12-11
SRP14446 | SREC Solar | HAYDINGER | UNITED COMMUNITIES | 17.55 | 0 | Residential | 1 | FORT DIX | 8640 | 13 | TRINITY HEATING AND AIR | JCP&L | No | Complete | 2012-10-22 | 2013-10-21 | 2013-12-11 | 2013-12-11
SRP14447 | SREC Solar | LARSEN |  | 7.5 | 0 | Residential | 1 | MONROE | 8831 | 11 | TRINITY HEATING AND AIR | JCP&L | No | Complete | 2012-10-22 | 2013-01-03 | 2013-01-21 | 2013-01-21
SRP14449 | SREC Solar | HAYDINGER | UNITED COMMUNITIES | 8.14 | 0 | Residential | 1 | FORT DIX | 8640 | 13 | TRINITY HEATING AND AIR | JCP&L | No | Complete | 2012-10-22 | 2013-10-22 | 2013-12-06 | 2013-12-06
SRP14450 | SREC Solar | BONNICK |  | 5.76 | 0 | Residential | 1 | PALMYRA | 8065 | 13 | PARAMOUNT SOLAR, LLC | PSE&G BPU | No | Complete | 2012-10-22 | 2013-01-15 | 2013-02-06 | 2013-02-06
SRP14451 | SREC Solar | HAYDINGER | UNITED COMMUNITIES | 11.475 | 0 | Residential | 1 | FORT DIX | 8640 | 13 | TRINITY HEATING AND AIR | JCP&L | No | Complete | 2012-10-22 | 2013-10-17 | 2013-12-11 | 2013-12-11
SRP14452 | SREC Solar | CUCCINIELLO |  | 10.71 | 0 | Residential | 1 | MARLBORO | 7746 | 17 | VERENGO SOLAR | JCP&L | No | Complete | 2012-10-22 | 2013-04-04 | 2013-04-19 | 2013-04-19
SRP14453 | SREC Solar | QUIGLEY |  | 7.395 | 0 | Residential | 1 | BARNEGAT | 8005 | 18 | ROOF DIAGNOSTICS INC | JCP&L | No | Complete | 2012-10-22 | 2012-11-28 | 2012-12-04 | 2012-12-04
SRP14454 | SREC Solar | AGBUYA |  | 7.755 | 0 | Residential | 1 | UNION | 7083 | 10 | VIVINT SOLAR | PSE&G BPU | No | Complete | 2012-10-22 | 2013-05-22 | 2013-05-30 | 2013-05-30
SRP14455 | SREC Solar | PELLISIER |  | 7.14 | 0 | Residential | 1 | TOMS RIVER | 8757 | 18 | ROOF DIAGNOSTICS INC | JCP&L | No | Complete | 2012-10-22 | 2012-12-18 | 2013-01-16 | 2013-01-16
SRP14456 | SREC Solar | HAYDINGER | UNITED COMMUINITIES | 11.84 | 0 | Residential | 1 | FORT DIX | 8640 | 13 | TRINITY HEATING AND AIR | JCP&L | No | Complete | 2012-10-22 | 2013-10-17 | 2013-12-11 | 2013-12-11
SRP14457 | SREC Solar | HAYDINGER | UNITED COMMUNITIES | 11.84 | 0 | Residential | 1 | FORT DIX | 8640 | 13 | TRINITY HEATING AND AIR | JCP&L | No | Complete | 2012-10-22 | 2013-10-22 | 2013-12-11 | 2013-12-11
SRP14459 | SREC Solar | KUHN | L'OREAL USA PRODUCTS INC | 215.28 | 0 | Commercial | 1 | FRANKLIN | 8873 | 5 | GEOPEAK ENERGY LLC | PSE&G BPU | No | Complete | 2012-10-22 | 2013-02-22 | 2013-03-05 | 2013-03-05
SRP14461 | SREC Solar | MYKLEBUST |  | 11 | 0 | Residential | 1 | BRIELLE | 8730 | 17 | ROOF DIAGNOSTICS INC | JCP&L | No | Complete | 2012-10-22 | 2012-12-07 | 2012-12-18 | 2012-12-18
SRP14464 | SREC Solar | WALSH |  | 9.75 | 0 | Residential | 1 | FREEHOLD | 7728 | 17 | ASTRUM SOLAR, LLC | JCP&L | No | Complete | 2012-10-22 | 2013-06-25 | 2013-06-27 | 2013-06-27
SRP14465 | SREC Solar | CARMAN |  | 6.815 | 0 | Residential | 1 | MANAHAWKIN | 8050 | 18 | GREEN SUN ENERGY SERVICES | AC Electric | No | Complete | 2012-10-22 | 2013-02-04 | 2013-02-20 | 2013-02-20
SRP14467 | SREC Solar | NOBILE |  | 4.75 | 0 | Residential | 1 | MARLTON | 8053 | 13 | 1ST LIGHT ENERGY, INC. | PSE&G BPU | No | Complete | 2012-10-22 | 2013-04-11 | 2013-05-01 | 2013-05-01
SRP14469 | SREC Solar | HAYDINGER | UNITED COMMUNITIES | 13.275 | 0 | Residential | 1 | FORT DIX | 8640 | 13 | TRINITY HEATING AND AIR | JCP&L | No | Complete | 2012-10-23 | 2013-10-22 | 2013-12-09 | 2013-12-09
SRP14470 | SREC Solar | FORTNER |  | 9.84 | 0 | Residential | 1 | WARETOWN | 8758 | 18 | ACOS ENERGY, LLC | JCP&L | No | Complete | 2012-10-22 | 2012-11-06 | 2012-11-16 | 2012-11-16
SRP14471 | SREC Solar | HAYDINGER | UNITED COMMUNITIES | 14.8 | 0 | Residential | 1 | FORT DIX | 8640 | 13 | TRINITY HEATING AND AIR | JCP&L | No | Complete | 2012-10-22 | 2013-10-22 | 2013-12-09 | 2013-12-09
SRP14472 | SREC Solar | LEVINE |  | 6.24 | 0 | Residential | 1 | MANCHESTER | 8759 | 18 | ACOS ENERGY, LLC | JCP&L | No | Complete | 2012-10-22 | 2012-11-06 | 2012-11-28 | 2012-11-28
SRP14473 | SREC Solar | HAYDINGER | UNITED COMMUNITIES | 7.4 | 0 | Residential | 1 | FORT DIX | 8640 | 13 | TRINITY HEATING AND AIR | JCP&L | No | Complete | 2012-10-22 | 2013-10-22 | 2013-12-11 | 2013-12-11
SRP14474 | SREC Solar | DALE |  | 6 | 0 | Residential | 1 | MARGATE | 8402 | 19 | RCL ENTERPRISES INC. | AC Electric | No | Complete | 2012-10-22 | 2013-01-28 | 2013-02-05 | 2013-02-05
SRP14475 | SREC Solar | PICARELLI |  | 5.5 | 0 | Residential | 1 | ROSELLE PARK | 7204 | 10 | SOLARCITY CORPORATION | PSE&G BPU | No | Complete | 2012-10-22 | 2013-04-23 | 2013-05-07 | 2013-05-07
SRP14476 | SREC Solar | OLAH |  | 9.31 | 0 | Residential | 1 | SOMERSET | 8873 | 5 | AMERICAN RENEWABLE ENERGY, INC | PSE&G BPU | No | Complete | 2012-10-22 | 2013-12-16 | 2014-01-02 | 2014-01-02
SRP14477 | SREC Solar | FRATTOLILLIO |  | 7.68 | 0 | Residential | 1 | ALLENTOWN | 8501 | 17 | SOLARCITY CORPORATION | PSE&G BPU | No | Complete | 2012-10-22 | 2013-05-01 | 2013-05-16 | 2013-05-16
SRP14478 | SREC Solar | STERN |  | 4.75 | 0 | Residential | 1 | BARNEGAT | 8005 | 18 | ROOF DIAGNOSTICS INC | AC Electric | No | Complete | 2012-10-22 | 2013-06-24 | 2013-06-27 | 2013-06-27
SRP14480 | SREC Solar | BALLANCE |  | 8.64 | 0 | Residential | 1 | MANAHAWKIN | 8050 | 18 | RELIABLE POWER SERVICES, INC. | AC Electric | No | Complete | 2012-10-22 | 2013-03-05 | 2013-03-18 | 2013-03-18
SRP14481 | SREC Solar | FEIT |  | 4 | 0 | Residential | 1 | JACKSON | 8527 | 18 | TRINITY HEATING AND AIR | JCP&L | No | Complete | 2012-10-22 | 2012-11-09 | 2012-11-27 | 2012-11-27
SRP14482 | SREC Solar | WASHER |  | 7 | 0 | Residential | 1 | BARNEGAT | 8005 | 18 | TRINITY HEATING AND AIR | JCP&L | No | Complete | 2012-10-22 | 2012-12-12 | 2012-12-20 | 2012-12-20
SRP14483 | SREC Solar | STEFFEN |  | 20 | 0 | Residential | 1 | NEW EGYPT | 8533 | 18 | TRINITY HEATING AND AIR | JCP&L | No | Complete | 2012-10-22 | 2013-01-09 | 2013-01-28 | 2013-01-28
SRP14484 | SREC Solar | AGRAHARA |  | 12 | 0 | Residential | 1 | HIGHSTOWN | 8520 | 12 | TRINITY HEATING AND AIR | JCP&L | No | Complete | 2012-10-22 | 2012-11-13 | 2012-11-27 | 2012-11-27
SRP14485 | SREC Solar | WALKER |  | 7.2 | 0 | Residential | 1 | ALLENTOWN | 8501 | 17 | SOLARCITY CORPORATION | PSE&G BPU | No | Complete | 2012-10-22 | 2013-03-28 | 2013-04-15 | 2013-04-15
SRP14486 | SREC Solar | GROSS |  | 9.6 | 0 | Residential | 1 | ALLENTOWN | 8501 | 17 | SOLARCITY CORPORATION | PSE&G BPU | No | Complete | 2012-10-22 | 2013-04-04 | 2013-05-02 | 2013-05-02
SRP14489 | SREC Solar | CONSALVI |  | 7.92 | 0 | Residential | 1 | WINSLOW | 8089 | 14 | SOLARCITY CORPORATION | AC Electric | No | Complete | 2012-10-22 | 2013-05-15 | 2013-07-30 | 2013-07-30
SRP14490 | SREC Solar | ROSS |  | 6.48 | 0 | Residential | 1 | MIDDLETOWN | 7748 | 17 | RELIABLE POWER SERVICES, INC. | JCP&L | No | Complete | 2012-10-22 | 2013-02-12 | 2013-02-25 | 2013-02-25
SRP14491 | SREC Solar | BARTHOLOMEW |  | 9.84 | 0 | Residential | 1 | LITTLE EGG HARBOR | 8087 | 18 | RELIABLE POWER SERVICES, INC. | AC Electric | No | Complete | 2012-10-22 | 2013-01-28 | 2013-02-06 | 2013-02-06
SRP14493 | SREC Solar | JULES |  | 10.08 | 0 | Residential | 1 | GLOUCESTER TOWNSHIP | 8012 | 14 | SOLARCITY CORPORATION | AC Electric | No | Complete | 2012-10-22 | 2013-04-01 | 2013-05-01 | 2013-05-01
SRP14494 | SREC Solar | GRAVATT |  | 5.39 | 0 | Residential | 1 | ALLENTOWN | 8501 | 17 | SOLARCITY CORPORATION | JCP&L | No | Complete | 2012-10-22 | 2013-10-15 | 2013-11-15 | 2013-11-15
SRP14495 | SREC Solar | MILLER |  | 14.4 | 0 | Residential | 1 | JACKSON | 8527 | 18 | SOLARCITY CORPORATION | JCP&L | No | Complete | 2012-10-22 | 2013-05-01 | 2013-05-16 | 2013-05-16
SRP14496 | SREC Solar | COPENHAVER |  | 2.4 | 0 | Residential | 1 | HAMMONTON | 8037 | 19 | SOLARCITY CORPORATION | AC Electric | No | Complete | 2013-01-07 | 2013-04-09 | 2013-05-02 | 2013-05-02
SRP14497 | SREC Solar | LEWIS |  | 8.58 | 0 | Residential | 1 | GLASSBORO | 8028 | 15 | SOLARCITY CORPORATION | AC Electric | No | Complete | 2012-10-22 | 2013-04-08 | 2013-04-25 | 2013-04-25
SRP14498 | SREC Solar | HAYDINGER | UNITED COMMUNITIES | 8.14 | 0 | Residential | 1 | FORT DIX | 8640 | 13 | TRINITY HEATING AND AIR | JCP&L | No | Complete | 2012-12-03 | 2013-10-24 | 2013-12-11 | 2013-12-11
SRP14499 | SREC Solar | REGGIO |  | 7.2 | 0 | Residential | 1 | BRICK | 8723 | 18 | RELIABLE POWER SERVICES, INC. | JCP&L | No | Complete | 2012-10-22 | 2013-02-12 | 2013-02-26 | 2013-02-26
SRP14502 | SREC Solar | HAYDINGER | UNITED COMMUNITES | 12.95 | 0 | Residential | 1 | FORT DIX | 8640 | 13 | TRINITY HEATING AND AIR | JCP&L | No | Complete | 2012-10-22 | 2013-11-18 | 2013-12-06 | 2013-12-06
SRP14503 | SREC Solar | HAYDINGER | UNITED COMMUNITEIS | 14.26 | 0 | Residential | 1 | FORT DIX | 8640 | 13 | TRINITY HEATING AND AIR | JCP&L | No | Complete | 2012-10-22 | 2013-09-13 | 2013-09-20 | 2013-09-20
SRP14504 | SREC Solar | DIGRICOLI |  | 10 | 0 | Residential | 1 | WHITEHOUSE STATION | 8889 | 4 | TRINITY HEATING AND AIR | JCP&L | No | Complete | 2012-11-02 | 2013-04-19 | 2013-05-01 | 2013-05-01
SRP14506 | SREC Solar | WIGGINS |  | 6.885 | 0 | Residential | 1 | TOMS RIVER | 8753 | 18 | ROOF DIAGNOSTICS INC | JCP&L | No | Complete | 2012-11-02 | 2013-01-07 | 2013-01-25 | 2013-01-25
SRP14508 | SREC Solar | XU |  | 4.8 | 0 | Residential | 0 | PRINCETON JUNCTION | 8550 | 12 | SUNSHINE GREEN ENERGY USA, INC. | PSE&G BPU | No | Complete | 2012-11-02 | 2013-07-30 | 2013-09-11 | 2013-09-11
SRP14509 | SREC Solar | KANAREK | TORAS AHRON | 225.72 | 0 | Non Profit | 1 | LAKEWOOD | 8701 | 18 | AROSA SOLAR ENERGY, INC | JCP&L | No | Complete | 2012-11-02 | 2014-03-17 | 2014-03-26 | 2014-03-26
SRP14511 | SREC Solar | SANTI |  | 5.405 | 0 | Residential | 1 | LITTLE FERRY | 7643 | 7 | VIVINT SOLAR | PSE&G BPU | No | Complete | 2012-11-02 | 2013-02-14 | 2013-02-28 | 2013-02-28
SRP14513 | SREC Solar | GOLDSMITH |  | 7.92 | 0 | Residential | 1 | GALLOWAY | 8205 | 19 | ALLSEASON CONSTRUCTION | AC Electric | No | Complete | 2012-11-02 | 2012-12-05 | 2013-01-16 | 2013-01-16
SRP14514 | SREC Solar | LIVELY |  | 7.92 | 0 | Residential | 1 | LEHT | 8234 | 19 | ALLSEASON CONSTRUCTION | AC Electric | No | Complete | 2012-11-02 | 2013-02-12 | 2013-02-28 | 2013-02-28
SRP14515 | SREC Solar | CITARELLA SR |  | 11.04 | 0 | Residential | 1 | OCEAN ACRES | 8050 | 18 | ALLSEASON CONSTRUCTION | AC Electric | No | Complete | 2012-11-02 | 2013-01-25 | 2013-02-11 | 2013-02-11
SRP14516 | SREC Solar | DIMARCO |  | 6.96 | 0 | Residential | 1 | GALLOWAY | 8205 | 19 | SOLARCITY CORPORATION | AC Electric | No | Complete | 2012-11-02 | 2013-04-01 | 2013-04-23 | 2013-04-23
SRP14518 | SREC Solar | CRUET |  | 6 | 0 | Residential | 1 | MONROE TWP | 8094 | 15 | SOLARCITY CORPORATION | AC Electric | No | Complete | 2012-11-02 | 2013-07-25 | 2013-08-01 | 2013-08-01
SRP14520 | SREC Solar | HILL |  | 8.64 | 0 | Residential | 1 | WASHINGTON TWP. | 8028 | 15 | SOLARCITY CORPORATION | AC Electric | No | Complete | 2012-11-02 | 2013-06-06 | 2013-06-13 | 2013-06-13
SRP14521 | SREC Solar | VINCENT JR |  | 7.2 | 0 | Residential | 1 | OCEAN TWP | 7712 | 17 | SOLARCITY CORPORATION | JCP&L | No | Complete | 2012-11-02 | 2013-05-31 | 2013-06-10 | 2013-06-10
SRP14522 | SREC Solar | MENARD |  | 7.92 | 0 | Residential | 1 | BRICK | 8723 | 18 | SOLARCITY CORPORATION | JCP&L | No | Complete | 2012-11-02 | 2013-04-10 | 2013-05-02 | 2013-05-02
SRP14524 | SREC Solar | EIGENBROT |  | 9.6 | 0 | Residential | 1 | SOUTHAMPTON TWP | 8088 | 13 | SOLARCITY CORPORATION | PSE&G BPU | No | Complete | 2012-11-02 | 2013-04-09 | 2013-04-26 | 2013-04-26
SRP14525 | SREC Solar | FOGLEIN |  | 6.24 | 0 | Residential | 1 | CLAYTON | 8312 | 15 | SOLARCITY CORPORATION | AC Electric | No | Complete | 2012-11-02 | 2013-04-10 | 2013-05-01 | 2013-05-01
SRP14530 | SREC Solar | HAYDINGER | UNITED COMMUNITIES | 8.775 | 0 | Residential | 1 | FORT DIX | 8640 | 13 | TRINITY HEATING AND AIR | JCP&L | No | Complete | 2012-11-02 | 2013-10-24 | 2013-12-11 | 2013-12-11
SRP14532 | SREC Solar | HAYDINGER | UNITED COMMUNITIES | 8.14 | 0 | Residential | 1 | FORT DIX | 8640 | 13 | TRINITY HEATING AND AIR | JCP&L | No | Complete | 2012-11-02 | 2013-10-24 | 2013-12-11 | 2013-12-11
SRP14533 | SREC Solar | HAYDINGER | UNITED COMMUNITIES | 10.8 | 0 | Residential | 1 | FORT DIX | 8640 | 13 | TRINITY HEATING AND AIR | JCP&L | No | Complete | 2012-11-02 | 2013-10-24 | 2013-12-11 | 2013-12-11
SRP14534 | SREC Solar | HAYDINGER | UNITED COMMUNITIES | 8.1 | 0 | Residential | 1 | FORT DIX | 8640 | 13 | TRINITY HEATING AND AIR | JCP&L | No | Complete | 2012-11-02 | 2013-10-24 | 2013-12-11 | 2013-12-11
SRP14536 | SREC Solar | BOBER |  | 8 | 0 | Residential | 1 | SOMERSET | 8873 | 5 | TRINITY HEATING AND AIR | PSE&G BPU | No | Complete | 2012-11-02 | 2013-01-11 | 2013-01-28 | 2013-01-28
SRP14537 | SREC Solar | PECORA |  | 6.5 | 0 | Residential | 1 | TOMS RIVER | 8753 | 18 | TRINITY HEATING AND AIR | JCP&L | No | Complete | 2012-11-02 | 2013-01-31 | 2013-02-14 | 2013-02-14
SRP14538 | SREC Solar | PHARO |  | 11.76 | 0 | Residential | 1 | STAFFORD TOWNSHIP | 8050 | 18 | SOLARCITY CORPORATION | AC Electric | No | Complete | 2012-11-02 | 2013-05-08 | 2013-05-17 | 2013-05-17
SRP14539 | SREC Solar | COTTRELL |  | 8.4 | 0 | Residential | 1 | NEPTUNE CITY | 7753 | 17 | SOLARCITY CORPORATION | JCP&L | No | Complete | 2012-11-02 | 2013-06-17 | 2013-06-25 | 2013-06-25
SRP14541 | SREC Solar | BOUFFARD |  | 15.6 | 0 | Residential | 1 | WILLIAMSTOWN | 8094 | 15 | SOLARCITY CORPORATION | AC Electric | No | Complete | 2012-11-02 | 2013-04-10 | 2013-05-01 | 2013-05-01
SRP14542 | SREC Solar | MALINOWSKI |  | 5.17 | 0 | Residential | 1 | CAPE MAY | 8204 | 21 | PARAMOUNT SOLAR, LLC | AC Electric | No | Complete | 2012-11-02 | 2013-01-10 | 2013-01-29 | 2013-01-29
SRP14543 | SREC Solar | SABOL |  | 9.156 | 0 | Residential | 1 | MARLTON | 8053 | 13 | NATURAL POWER SOURCES, LLC | PSE&G BPU | No | Complete | 2012-11-02 | 2013-03-26 | 2013-04-09 | 2013-04-09
SRP14544 | SREC Solar | CHENG WU |  | 12.395 | 0 | Residential | 0 | TENAFLY | 7670 | 7 | AMERICAN RENEWABLE ENERGY, INC | PSE&G BPU | No | Complete | 2012-11-02 | 2013-12-30 | 2014-01-15 | 2014-01-15
SRP14545 | SREC Solar | ZACKRIA |  | 4.655 | 0 | Residential | 1 | PISCATAWAY | 8854 | 11 | AMERICAN RENEWABLE ENERGY, INC | PSE&G BPU | No | Complete | 2012-11-02 | 2013-09-13 | 2013-09-25 | 2013-09-25
SRP14546 | SREC Solar | LAKE | LAKE ELECTRICMAINT & SMALL ENGINE | 17.28 | 0 | Residential | 0 | SOMERSET | 8873 | 5 | SELF INSTALL | PSE&G BPU | No | Complete | 2012-11-02 | 2013-05-09 | 2013-05-14 | 2013-05-14
SRP14547 | SREC Solar | MOLLETT |  | 4.8 | 0 | Residential | 1 | ALLENTOWN | 8501 | 17 | SOLARCITY CORPORATION | PSE&G BPU | No | Complete | 2012-11-02 | 2013-01-16 | 2013-02-01 | 2013-02-01
SRP14548 | SREC Solar | D' ORTO |  | 4.8 | 0 | Residential | 1 | MANAHAWKIN | 8050 | 18 | SOLARCITY CORPORATION | AC Electric | No | Complete | 2012-11-02 | 2013-05-14 | 2013-05-22 | 2013-05-22
SRP14550 | SREC Solar | KLEIN |  | 6.24 | 0 | Residential | 1 | BARNEGAL TOWNSHIP | 8005 | 18 | SOLARCITY CORPORATION | JCP&L | No | Complete | 2012-11-02 | 2013-04-22 | 2013-05-14 | 2013-05-14
SRP14551 | SREC Solar | GERMAIN |  | 6.125 | 0 | Residential | 1 | IRVINGTON | 7111 | 9 | SOLARCITY CORPORATION | PSE&G BPU | No | Complete | 2012-11-02 | 2013-10-03 | 2013-10-09 | 2013-10-09
SRP14552 | SREC Solar | KORNAFEL |  | 5.76 | 0 | Residential | 1 | GALLOWAY | 8205 | 19 | SOLARCITY CORPORATION | AC Electric | No | Complete | 2012-11-02 | 2013-04-01 | 2013-04-23 | 2013-04-23
SRP14554 | SREC Solar | MIRANDA |  | 7.05 | 0 | Residential | 1 | HILLSBOROUGH | 8844 | 5 | TRINITY HEATING AND AIR | PSE&G BPU | No | Complete | 2012-11-02 | 2012-12-07 | 2012-12-13 | 2012-12-13
SRP14557 | SREC Solar | MACKENZIE |  | 4.655 | 0 | Residential | 1 | BOUND BROOK | 8805 | 5 | VIVINT SOLAR | PSE&G BPU | No | Complete | 2012-11-02 | 2013-07-25 | 2013-08-05 | 2013-08-05
SRP14558 | SREC Solar | AMAECHI |  | 5.17 | 0 | Residential | 1 | UNION | 7083 | 10 | VIVINT SOLAR | PSE&G BPU | No | Complete | 2012-11-02 | 2013-02-12 | 2013-02-25 | 2013-02-25
SRP14559 | SREC Solar | ABAYA |  | 3.525 | 0 | Residential | 1 | UNION | 7083 | 10 | VIVINT SOLAR | PSE&G BPU | No | Complete | 2012-11-02 | 2013-05-22 | 2013-05-30 | 2013-05-30
SRP14562 | SREC Solar | HAYDINGER | UNITED COMMUNITIES | 7.4 | 0 | Residential | 1 | FORT DIX | 8640 | 13 | TRINITY HEATING AND AIR | JCP&L | No | Complete | 2012-11-02 | 2013-12-12 | 2013-12-17 | 2013-12-17
SRP14565 | SREC Solar | HAYDINGER | UNITED COMMUNITIES | 7.4 | 0 | Residential | 1 | FORT DIX | 8640 | 13 | TRINITY HEATING AND AIR | JCP&L | No | Complete | 2012-11-02 | 2013-10-24 | 2013-12-06 | 2013-12-06
SRP14566 | SREC Solar | HAYDINGER | UNITED COMMUNITIES | 7.4 | 0 | Commercial | 1 | FORT DIX | 8640 | 13 | TRINITY HEATING AND AIR | JCP&L | No | Complete | 2012-11-02 | 2013-10-24 | 2013-12-11 | 2013-12-11
SRP14568 | SREC Solar | HAYDINGER | UNITED COMMUNITIES | 7.4 | 0 | Residential | 1 | FORT DIX | 8640 | 13 | TRINITY HEATING AND AIR | JCP&L | No | Complete | 2012-11-02 | 2013-10-24 | 2013-12-11 | 2013-12-11
SRP14569 | SREC Solar | NAKAR |  | 5.875 | 0 | Residential | 1 | EAST BRUNSWICK | 8816 | 11 | VIVINT SOLAR | JCP&L | No | Complete | 2012-11-02 | 2013-03-20 | 2013-04-09 | 2013-04-09
SRP14570 | SREC Solar | HAYDINGER | UNITED COMMUNITIES | 14.06 | 0 | Residential | 1 | FORT DIX | 8640 | 13 | TRINITY HEATING AND AIR | JCP&L | No | Complete | 2012-11-02 | 2013-10-24 | 2013-12-09 | 2013-12-09
SRP14571 | SREC Solar | D YOUNG |  | 2.35 | 0 | Residential | 1 | MAYWOOD | 7607 | 7 | VIVINT SOLAR | PSE&G BPU | No | Complete | 2012-11-02 | 2012-12-19 | 2013-01-17 | 2013-01-17
SRP14572 | SREC Solar | MALDONADO |  | 9.87 | 0 | Residential | 1 | FORDS | 8863 | 11 | VIVINT SOLAR | PSE&G BPU | No | Complete | 2012-11-02 | 2013-03-25 | 2013-04-02 | 2013-04-02
SRP14573 | SREC Solar | ROYER | ALLIED ENVELOPE CORP | 211.14 | 0 | Commercial | 0 | CARLSTADT | 7072 | 7 | ICMS INC | PSE&G BPU | No | Complete | 2012-11-02 | 2013-09-18 | 2013-09-24 | 2013-09-24
SRP14574 | SREC Solar | MILSTEIN |  | 16.92 | 0 | Residential | 1 | LAKEWOOD | 8701 | 18 | POWERLUTIONS, LLC | JCP&L | No | Complete | 2012-11-02 | 2013-01-11 | 2013-01-29 | 2013-01-29
SRP14575 | SREC Solar | SOLTREN |  | 5.232 | 0 | Residential | 1 | PERTH AMBOY | 8861 | 11 | A-TOP ALTERNATIVE ENERGY | PSE&G BPU | No | Complete | 2012-11-02 | 2013-03-15 | 2013-04-05 | 2013-04-05
SRP14576 | SREC Solar | HOWZE |  | 7.65 | 0 | Residential | 0 | COLUMBUS | 8022 | 13 | NATURAL POWER SOURCES, LLC | Not Known | No | Complete | 2012-11-02 | 2012-12-18 | 2013-01-18 | 2013-01-18
SRP14579 | SREC Solar | NATION |  | 10.78 | 0 | Residential | 1 | HILLSBROUGH | 8844 | 5 | INDEPENDENT SOLAR | PSE&G BPU | No | Complete | 2012-11-02 | 2013-01-31 | 2013-02-14 | 2013-02-14
SRP14580 | SREC Solar | MEDICI |  | 6.375 | 0 | Residential | 0 | NORTH BERGEN | 7047 | 8 | ENERGY SOLUTIONS BY TOTAL | PSE&G BPU | No | Complete | 2012-11-02 | 2014-02-27 | 2014-03-06 | 2014-03-06
SRP14583 | SREC Solar | ISERSON |  | 9.5 | 0 | Residential | 1 | MANALAPN | 7726 | 17 | TRINITY HEATING AND AIR | JCP&L | No | Complete | 2012-11-02 | 2012-12-14 | 2012-12-28 | 2012-12-28
SRP14584 | SREC Solar | MOLFETTA | DISTRIBUTION MANAGEMENT GROUP | 799.45 | 0 | Commercial | 1 | EDISON TWP | 8817 | 11 | TRINITY HEATING AND AIR | PSE&G BPU | No | Complete | 2012-11-02 | 2013-02-08 | 2013-02-27 | 2013-02-27
SRP14585 | SREC Solar | WILLETT |  | 5.46 | 0 | Residential | 1 | EGG HARBOR TWP | 8234 | 19 | GREENPOINTE ENERGY | AC Electric | No | Complete | 2012-11-02 | 2013-03-27 | 2013-04-12 | 2013-04-12
SRP14586 | SREC Solar | O'DONNELL |  | 11.475 | 0 | Residential | 1 | TOMS RIVER | 8757 | 18 | ROOF DIAGNOSTICS INC | JCP&L | No | Complete | 2012-11-02 | 2013-01-30 | 2013-03-05 | 2013-03-05
SRP14587 | SREC Solar | MOLFETTA | DISTRIBUTION MANAGEMENT GROUP | 154 | 0 | Commercial | 1 | EDISON TOWNSHIP | 8817 | 11 | TRINITY HEATING AND AIR | PSE&G BPU | No | Complete | 2012-11-02 | 2013-05-03 | 2013-05-13 | 2013-05-13
SRP14588 | SREC Solar | ALVARO |  | 4.9 | 0 | Residential | 1 | UNION | 7043 | 9 | REC SOLAR, INC. | PSE&G BPU | No | Complete | 2012-11-02 | 2013-04-03 | 2013-04-22 | 2013-04-22
SRP14589 | SREC Solar | VALVO |  | 8.16 | 0 | Residential | 1 | BEACHWOOD | 8722 | 18 | SEA BRIGHT SOLAR, LLC | JCP&L | No | Complete | 2012-11-02 | 2012-12-10 | 2013-01-16 | 2013-01-16
SRP14591 | SREC Solar | COHEN |  | 10.464 | 0 | Residential | 1 | MARLTON | 8055 | 13 | PARAMOUNT SOLAR, LLC | Orange & Rockland Elec | No | Complete | 2012-11-02 | 2013-04-23 | 2013-05-07 | 2013-05-07
SRP14592 | SREC Solar | LEVY |  | 18.92 | 0 | Residential | 1 | MANALAPAN | 7726 | 17 | NJ SOLAR POWER, LLC | JCP&L | No | Complete | 2012-11-02 | 2013-07-24 | 2013-07-30 | 2013-07-30
SRP14593 | SREC Solar | MOLFETTA | DISTRIBUTION MANAGEMENT GROUP | 250.75 | 0 | Commercial | 1 | EDISON TOWNSHIP | 8817 | 11 | TRINITY HEATING AND AIR | PSE&G BPU | No | Complete | 2012-11-02 | 2013-05-03 | 2013-05-13 | 2013-05-13
SRP14594 | SREC Solar | LEWIS |  | 8 | 0 | Residential | 1 | MANALAPAN | 7726 | 17 | TRINITY HEATING AND AIR | JCP&L | No | Complete | 2012-11-02 | 2012-12-14 | 2012-12-26 | 2012-12-26
SRP14595 | SREC Solar | SCISCIONE | PARAMOUNT TRANSPORATION SYSTEM | 123.2 | 0 | Commercial | 1 | EDISON TWP | 8817 | 11 | TRINITY HEATING AND AIR | PSE&G BPU | No | Complete | 2012-11-02 | 2013-01-30 | 2013-02-07 | 2013-02-07
SRP14596 | SREC Solar | DREITLEIN |  | 5.5 | 0 | Residential | 1 | NEW MILFORD | 7646 | 7 | TRINITY HEATING AND AIR | PSE&G BPU | No | Complete | 2012-11-02 | 2013-02-13 | 2013-02-28 | 2013-02-28
SRP14597 | SREC Solar | DERITIS |  | 7.75 | 0 | Residential | 1 | HAMILTON | 8619 | 12 | TRINITY HEATING AND AIR | PSE&G BPU | No | Complete | 2012-11-02 | 2012-12-19 | 2013-01-02 | 2013-01-02
SRP14599 | SREC Solar | GREMMINGER |  | 3.5 | 0 | Residential | 1 | WARETOWN | 8758 | 18 | ROOF DIAGNOSTICS INC | JCP&L | No | Complete | 2012-11-02 | 2013-04-04 | 2013-04-22 | 2013-04-22
SRP14601 | SREC Solar | SCHWIING |  | 2.695 | 0 | Residential | 1 | RUTHERFORD | 7070 | 7 | SOLAR ENERGY WORLD-W | PSE&G BPU | No | Complete | 2012-11-02 | 2013-02-12 | 2013-02-26 | 2013-02-26
SRP14602 | SREC Solar | DAVIS |  | 5.28 | 0 | Residential | 1 | PITMAN | 8071 | 15 | P3 INTEGRATION INC. | AC Electric | No | Complete | 2012-11-02 | 2013-02-22 | 2013-03-07 | 2013-03-07
SRP14605 | SREC Solar | WESOLOWSKI |  | 8.5 | 0 | Residential | 1 | PT. PLEASANT | 8742 | 18 | TRINITY HEATING AND AIR | JCP&L | No | Complete | 2012-11-02 | 2012-12-11 | 2012-12-20 | 2012-12-20
SRP14606 | SREC Solar | NIKALIUK |  | 6 | 0 | Residential | 1 | HAZLET | 7730 | 17 | ROOF DIAGNOSTICS INC | JCP&L | No | Complete | 2012-11-02 | 2013-01-15 | 2013-01-31 | 2013-01-31
SRP14607 | SREC Solar | DOPPLER |  | 6.37 | 0 | Residential | 1 | LUMBERTON TWP | 8048 | 13 | ALTERIS RENEWABLES DBA RGS ENERGY | PSE&G BPU | No | Complete | 2012-11-02 | 2014-01-23 | 2014-01-29 | 2014-01-29
SRP14608 | SREC Solar | SANFERRARO |  | 6.37 | 0 | Residential | 1 | SEWELL | 8080 | 15 | LUMINATION HOME ENERGY | AC Electric | No | Complete | 2012-11-02 | 2013-04-01 | 2013-04-23 | 2013-04-23
SRP14609 | SREC Solar | EDELL |  | 4.465 | 0 | Residential | 1 | CLIFTON | 7023 | 10 | VIVINT SOLAR | PSE&G BPU | No | Complete | 2012-11-02 | 2013-02-14 | 2013-02-28 | 2013-02-28
SRP14610 | SREC Solar | STANSLEY | OUR LADY OF GOOD COUNSEL CHURCH | 77.28 | 0 | Non Profit | 1 | WEST TRENTON | 8628 | 12 | SOLIS PARTNERS, LLC | PSE&G BPU | No | Complete | 2012-11-02 | 2013-04-12 | 2013-04-23 | 2013-04-23
SRP14611 | SREC Solar | TYAGI |  | 4.25 | 0 | Residential | 1 | ROBBINSVILLE | 8691 | 12 | ROOF DIAGNOSTICS INC | PSE&G BPU | No | Complete | 2012-11-02 | 2013-12-16 | 2014-01-02 | 2014-01-02
SRP14612 | SREC Solar | WATKINS |  | 9.156 | 0 | Residential | 1 | TABERNACLE | 8088 | 13 | PARAMOUNT SOLAR, LLC | AC Electric | No | Complete | 2012-11-02 | 2013-05-03 | 2013-05-16 | 2013-05-16
SRP14613 | SREC Solar | SILVERMAN |  | 8.5 | 0 | Residential | 1 | MONROE | 8831 | 11 | TRINITY HEATING AND AIR | JCP&L | No | Complete | 2012-11-02 | 2013-01-03 | 2013-01-18 | 2013-01-18
SRP14614 | SREC Solar | LYON | MACY'S CORPORATE SERVICES | 648.48 | 0 | Commercial | 1 | PARAMUS | 7652 | 7 | DOBTOL CONSTRUCTION | PSE&G BPU | No | Complete | 2012-11-02 | 2013-08-06 | 2013-09-06 | 2013-09-06
SRP14615 | SREC Solar | BRANOVAN |  | 18 | 0 | Residential | 1 | LIVINGSTON | 7039 | 9 | GREEN ESSEX SOLAR | PSE&G BPU | No | Complete | 2012-11-02 | 2014-02-11 | 2014-02-21 | 2014-02-21
SRP14616 | SREC Solar | BACON |  | 5.145 | 0 | Residential | 1 | NEPTUNE | 7753 | 17 | EZNERGY LLC | JCP&L | No | Complete | 2012-11-02 | 2013-11-21 | 2013-11-27 | 2013-11-27
SRP14618 | SREC Solar | POLAK |  | 11.76 | 0 | Residential | 1 | MIDDLETOWN | 7748 | 17 | EZNERGY LLC | JCP&L | No | Complete | 2012-11-02 | 2013-04-23 | 2013-05-07 | 2013-05-07
SRP14619 | SREC Solar | LYON | MACY'S CORPORATE SERVICES | 888.37 | 0 | Commercial | 1 | DEPTFORD | 8096 | 15 | DOBCO SOLAR & ELECTRIC LLC | PSE&G BPU | No | Complete | 2012-11-02 | 2013-05-28 | 2013-06-10 | 2013-06-10
SRP14620 | SREC Solar | RADCHIK |  | 7.59 | 0 | Residential | 1 | FAIR LAWN | 7410 | 7 | GREEN ESSEX SOLAR | PSE&G BPU | No | Complete | 2012-11-02 | 2014-02-11 | 2014-02-20 | 2014-02-20
SRP14622 | SREC Solar | CHANTI |  | 5.5 | 0 | Residential | 1 | FLORENCE | 8518 | 13 | TRINITY HEATING AND AIR | PSE&G BPU | No | Complete | 2012-11-02 | 2013-01-09 | 2013-02-05 | 2013-02-05
SRP14624 | SREC Solar | LYON | MACY'S CORPORATE SERVICES | 477.12 | 0 | Commercial | 1 | WOODBRIDGE | 7095 | 11 | DOBTOL CONSTRUCTION | PSE&G BPU | No | Complete | 2012-11-02 | 2013-06-10 | 2013-07-25 | 2013-07-25
SRP14625 | SREC Solar | ESKILSON | SUSSEX COUNTY WHEATSWORTH FACI | 93.555 | 0 | Government Facility | 1 | HAMBURG | 7419 | 1 | POWER PARTNERS MASTEC LLC | JCP&L | No | Complete | 2012-11-02 | 2013-06-14 | 2013-07-16 | 2013-07-16
SRP14626 | SREC Solar | MCCORMICK |  | 8.16 | 0 | Residential | 1 | BARNEGAT | 8005 | 18 | ALLSEASON CONSTRUCTION | JCP&L | No | Complete | 2012-11-02 | 2012-12-11 | 2012-12-18 | 2012-12-18
SRP14627 | SREC Solar | MIGLIANO |  | 11.04 | 0 | Residential | 1 | LITTLE EGG HARBOR TWP | 8087 | 18 | ALLSEASON CONSTRUCTION | AC Electric | No | Complete | 2012-11-02 | 2013-03-29 | 2013-04-16 | 2013-04-16
SRP14628 | SREC Solar | KEOSSEIAN |  | 8.4 | 0 | Residential | 1 | WHITING | 8759 | 18 | ALLSEASON CONSTRUCTION | JCP&L | No | Complete | 2012-11-02 | 2013-03-12 | 2013-03-20 | 2013-03-20
SRP14630 | SREC Solar | BOCK-VANDESANDE |  | 8.19 | 0 | Residential | 1 | TOMS RIVER | 8753 | 18 | TRINITY HEATING AND AIR | JCP&L | No | Complete | 2012-11-02 | 2012-11-19 | 2012-11-28 | 2012-11-28
SRP14632 | SREC Solar | KATZ |  | 8.82 | 0 | Residential | 1 | LINDONWOOD | 8021 | 14 | SUNGEVITY, INC. | AC Electric | No | Complete | 2012-11-02 | 2013-05-15 | 2013-05-23 | 2013-05-23
SRP14633 | SREC Solar | GUERRERO |  | 2.4 | 0 | Residential | 1 | WILDWOOD CREST | 8260 | 21 | ROOF DIAGNOSTICS INC | AC Electric | No | Complete | 2012-11-02 | 2013-06-04 | 2013-06-11 | 2013-06-11
SRP14634 | SREC Solar | HOLSTEN |  | 6.37 | 0 | Residential | 1 | PARSIPPANY | 7054 | 3 | REC SOLAR INC | JCP&L | No | Complete | 2012-11-02 | 2013-04-10 | 2013-05-01 | 2013-05-01
SRP14635 | SREC Solar | HANDS |  | 10.464 | 0 | Residential | 1 | PITTSTOWN | 8867 | 4 | GREEN POWER ENERGY LLC | JCP&L | No | Complete | 2012-11-02 | 2012-12-19 | 2013-01-29 | 2013-01-29
SRP14636 | SREC Solar | FURIO |  | 7.755 | 0 | Residential | 1 | E. BRUNSWICK | 8816 | 11 | VIVINT SOLAR | PSE&G BPU | No | Complete | 2012-11-02 | 2013-02-08 | 2013-02-25 | 2013-02-25
SRP14637 | SREC Solar | VALERA |  | 5.405 | 0 | Residential | 1 | CLIFTON | 7013 | 6 | VIVINT SOLAR | PSE&G BPU | No | Complete | 2012-11-02 | 2012-12-19 | 2013-01-16 | 2013-01-16
SRP14638 | SREC Solar | BROADHURST |  | 6.867 | 0 | Residential | 1 | AUDUBON | 8016 | 13 | A-TOP ALTERNATIVE ENERGY | PSE&G BPU | No | Complete | 2012-11-02 | 2013-03-26 | 2013-04-09 | 2013-04-09
SRP14640 | SREC Solar | ARMINIO |  | 5.39 | 0 | Residential | 1 | ELIZABETH | 7208 | 10 | VIVINT SOLAR | PSE&G BPU | No | Complete | 2012-11-02 | 2013-05-13 | 2013-05-23 | 2013-05-23
SRP14641 | SREC Solar | COX |  | 2.35 | 0 | Residential | 1 | CLIFTON | 7013 | 6 | VIVINT SOLAR | PSE&G BPU | No | Complete | 2012-11-02 | 2013-04-04 | 2013-04-30 | 2013-04-30
SRP14643 | SREC Solar | YAN |  | 8.695 | 0 | Residential | 1 | UNION | 7083 | 10 | VIVINT SOLAR | PSE&G BPU | No | Complete | 2012-11-02 | 2013-01-15 | 2013-02-01 | 2013-02-01
SRP14645 | SREC Solar | SANTI |  | 3.29 | 0 | Residential | 1 | LITTLE FERRY | 7643 | 7 | VIVINT SOLAR | PSE&G BPU | No | Complete | 2012-11-02 | 2013-03-28 | 2013-04-16 | 2013-04-16
SRP14646 | SREC Solar | MCNALLY |  | 4.23 | 0 | Residential | 1 | CLIFTON | 7013 | 6 | VIVINT SOLAR | PSE&G BPU | No | Complete | 2012-11-02 | 2013-03-04 | 2013-03-14 | 2013-03-14
SRP14647 | SREC Solar | CONNEELY JR |  | 2.35 | 0 | Residential | 1 | UNION | 7083 | 10 | VIVINT SOLAR | PSE&G BPU | No | Complete | 2012-11-02 | 2013-05-13 | 2013-05-23 | 2013-05-23
SRP14648 | SREC Solar | SCIANNA |  | 6.5 | 0 | Residential | 1 | LAKEWOOD | 8701 | 18 | TRINITY HEATING AND AIR | JCP&L | No | Complete | 2012-11-02 | 2013-01-02 | 2013-01-15 | 2013-01-15
SRP14649 | SREC Solar | BABOS |  | 9.165 | 0 | Residential | 1 | CLEMENTON | 8021 | 14 | TRINITY HEATING AND AIR | AC Electric | No | Complete | 2012-11-02 | 2013-03-20 | 2013-04-10 | 2013-04-10
SRP14650 | SREC Solar | DUBINSKY |  | 12 | 0 | Residential | 1 | MORGANVILLE | 7751 | 17 | TRINITY HEATING AND AIR | JCP&L | No | Complete | 2012-11-02 | 2013-02-26 | 2013-03-06 | 2013-03-06
SRP14651 | SREC Solar | MORRILL | EXTRA SPACE MANAGEMENT INC | 227.15 | 0 | Commercial | 1 | MAHWAH | 7430 | 7 | 1ST LIGHT ENERGY, INC. | Orange & Rockland Elec | No | Complete | 2012-11-02 | 2013-12-19 | 2014-01-02 | 2014-01-02
SRP14652 | SREC Solar | KRUMICH |  | 5.76 | 0 | Residential | 1 | TOMS RIVER | 8757 | 18 | NJR HOME SERVICES | JCP&L | No | Complete | 2012-11-02 | 2013-04-23 | 2013-05-07 | 2013-05-07
SRP14653 | SREC Solar | MORRILL | EXTRA SPACE MANAGEMENT | 149.27 | 0 | Commercial | 0 | MONTVILLE | 7045 | 3 | 1ST LIGHT ENERGY, INC. | JCP&L | No | Complete | 2012-11-02 | 2013-09-19 | 2013-09-30 | 2013-09-30
SRP14655 | SREC Solar | FAILLA |  | 9.635 | 0 | Residential | 1 | MANCHESTER | 8759 | 18 | ENERGY SOLUTIONS OF NEW JERSEY LLC | JCP&L | No | Complete | 2012-11-02 | 2012-12-18 | 2013-01-02 | 2013-01-02
SRP14656 | SREC Solar | KEPNISS |  | 11 | 0 | Residential | 1 | SOMERSET | 8873 | 5 | TRINITY HEATING AND AIR | PSE&G BPU | No | Complete | 2012-11-02 | 2012-12-19 | 2013-01-02 | 2013-01-02
SRP14657 | SREC Solar | CALABRESE | GILBERT & CALABRESE LLC | 3.76 | 0 | Commercial | 0 | FLANDERS | 7836 | 3 | INDEPENDENT SOLAR | JCP&L | No | Complete | 2012-11-02 | 2013-02-28 | 2013-03-18 | 2013-03-18
SRP14658 | SREC Solar | KOOVITS |  | 12.455 | 0 | Residential | 1 | TOMS RIVER | 8753 | 18 | ENERGY SOLUTIONS OF NEW JERSEY LLC | JCP&L | No | Complete | 2012-11-02 | 2013-02-26 | 2013-03-06 | 2013-03-06
SRP14660 | SREC Solar | HUNTER | NOVARTIS VISITORS CENTER | 62.784 | 0 | Commercial | 0 | EAST HANOVER | 7936 | 3 | GEOGENIX | JCP&L | No | Complete | 2012-11-02 | 2013-02-27 | 2013-03-14 | 2013-03-14
SRP14661 | SREC Solar | MORRILL | EXTRA SPACE MANAGEMENT | 108.46 | 0 | Commercial | 1 | HACKETSTOWN | 7840 | 2 | 1ST LIGHT ENERGY, INC. | JCP&L | No | Complete | 2012-11-02 | 2013-10-29 | 2013-12-16 | 2013-12-16
SRP14662 | SREC Solar | MELUSO |  | 10.08 | 0 | Residential | 1 | BAYVILLE | 8721 | 18 | NJR HOME SERVICES. | JCP&L | No | Complete | 2012-11-02 | 2013-01-28 | 2013-02-06 | 2013-02-06
SRP14663 | SREC Solar | SCHNECK |  | 7.848 | 0 | Residential | 1 | BAYVILLE | 8721 | 18 | AMERICAN RENEWABLE ENERGY, INC | JCP&L | No | Complete | 2012-11-02 | 2013-04-22 | 2013-05-03 | 2013-05-03
SRP14664 | SREC Solar | PRANZATELLI | PRAZATELLI'S AUDIO OUTLET | 16.17 | 0 | Commercial | 0 | BOUND BROOK | 8805 | 5 | GREEN POWER ENERGY LLC | PSE&G BPU | No | Complete | 2012-11-02 | 2013-11-25 | 2013-12-04 | 2013-12-04
SRP14665 | SREC Solar | PRANZATELLI |  | 4.165 | 0 | Residential | 1 | BOUND BROOK | 8805 | 5 | GREEN POWER ENERGY LLC | PSE&G BPU | No | Complete | 2012-11-02 | 2013-03-20 | 2013-04-09 | 2013-04-09
SRP14666 | SREC Solar | MONTAGNA |  | 11.5 | 0 | Residential | 1 | FREEHOLD | 7728 | 17 | TRINITY HEATING AND AIR | JCP&L | No | Complete | 2012-11-02 | 2013-01-15 | 2013-02-06 | 2013-02-06
SRP14667 | SREC Solar | ORLANDO |  | 5 | 0 | Residential | 1 | EGG HARBOR | 8215 | 19 | TRINITY HEATING AND AIR | AC Electric | No | Complete | 2012-11-02 | 2013-01-16 | 2013-02-06 | 2013-02-06
SRP14668 | SREC Solar | YOON |  | 5.75 | 0 | Residential | 1 | FORT LEE | 7024 | 7 | POWER SOLAR LLC | PSE&G BPU | No | Complete | 2012-11-02 | 2013-02-11 | 2013-02-26 | 2013-02-26
SRP14669 | SREC Solar | MOHAMMAD |  | 6 | 0 | Residential | 1 | TEANECK | 7666 | 7 | TRINITY HEATING AND AIR | PSE&G BPU | No | Complete | 2012-11-02 | 2013-07-10 | 2013-07-17 | 2013-07-17
SRP14670 | SREC Solar | PELLETREAN |  | 5.76 | 0 | Residential | 1 | BAYVILLE | 8721 | 18 | NJR HOME SERVICES. | JCP&L | No | Complete | 2012-11-02 | 2013-01-02 | 2013-01-15 | 2013-01-15
SRP14671 | SREC Solar | INGENITO |  | 5.635 | 0 | Residential | 1 | TOMS RIVER | 8753 | 18 | NJR HOME SERVICES. | JCP&L | No | Complete | 2012-11-02 | 2013-10-23 | 2013-10-28 | 2013-10-28
SRP14672 | SREC Solar | DIMATTEO |  | 9 | 0 | Residential | 0 | RINGOES | 8551 | 4 | SKYLINE SOLAR | JCP&L | No | Complete | 2012-11-13 | 2012-12-27 | 2013-01-07 | 2013-01-07
SRP14673 | SREC Solar | SCHILL |  | 8.64 | 0 | Residential | 1 | MT. LAUREL | 8054 | 13 | SOLARCITY CORPORATION | PSE&G BPU | No | Complete | 2012-11-13 | 2013-04-19 | 2013-05-01 | 2013-05-01
SRP14674 | SREC Solar | DECUOLLO |  | 6.5 | 0 | Residential | 1 | RUMSON | 7760 | 17 | SOLARCITY CORPORATION | JCP&L | No | Complete | 2012-11-13 | 2013-04-01 | 2013-04-23 | 2013-04-23
SRP14675 | SREC Solar | MODI |  | 8.16 | 0 | Residential | 1 | N. BRUNSWICK | 8902 | 11 | SOLARCITY CORPORATION | PSE&G BPU | No | Complete | 2012-11-13 | 2013-07-17 | 2013-07-24 | 2013-07-24
SRP14676 | SREC Solar | NIELSEN |  | 8.8 | 0 | Residential | 1 | SMITHVILLE | 8201 | 19 | SOLARCITY CORPORATION | AC Electric | No | Complete | 2012-11-13 | 2013-04-08 | 2013-07-01 | 2013-07-01
SRP14677 | SREC Solar | MARTIN |  | 7.44 | 0 | Residential | 1 | S. ORANGE | 7079 | 9 | SOLARCITY CORPORATION | PSE&G BPU | No | Complete | 2012-11-13 | 2013-04-08 | 2013-04-25 | 2013-04-25
SRP14678 | SREC Solar | BOROWSKI |  | 11.985 | 0 | Residential | 1 | BARNAGAT | 8005 | 18 | TRINITY HEATING AND AIR | JCP&L | No | Complete | 2012-11-13 | 2013-01-09 | 2013-01-28 | 2013-01-28
SRP14682 | SREC Solar | DUNCAN |  | 10.56 | 0 | Residential | 1 | MONROE TOWNSHIP | 8831 | 11 | ALLSEASON CONSTRUCTION | JCP&L | No | Complete | 2012-11-13 | 2013-11-18 | 2013-11-20 | 2013-11-20
SRP14684 | SREC Solar | GARGANTIEL |  | 4.8 | 0 | Residential | 1 | GALLOWAY | 8201 | 19 | ALLSEASON CONSTRUCTION | AC Electric | No | Complete | 2012-11-13 | 2013-02-12 | 2013-02-26 | 2013-02-26
SRP14685 | SREC Solar | WHITECAVAGE |  | 5.28 | 0 | Residential | 1 | LEHT | 8087 | 18 | ALLSEASON CONSTRUCTION | AC Electric | No | Complete | 2012-11-13 | 2012-12-14 | 2012-12-21 | 2012-12-21
SRP14686 | SREC Solar | HUGHES |  | 4.8 | 0 | Residential | 1 | ATLANTIS | 8087 | 18 | ALLSEASON CONSTRUCTION | AC Electric | No | Complete | 2012-11-13 | 2013-05-22 | 2013-05-28 | 2013-05-28
SRP14687 | SREC Solar | IRVIN |  | 2.585 | 0 | Residential | 1 | IRVINGTON | 7111 | 9 | VIVINT SOLAR | PSE&G BPU | No | Complete | 2012-11-13 | 2013-07-03 | 2013-07-09 | 2013-07-09
SRP14688 | SREC Solar | CHARLES |  | 3.525 | 0 | Residential | 1 | TEANECK | 7666 | 7 | VIVINT SOLAR | PSE&G BPU | No | Complete | 2012-11-13 | 2013-04-22 | 2013-05-14 | 2013-05-14
SRP14689 | SREC Solar | DOHAN |  | 7.2 | 0 | Residential | 1 | TEANECK | 7666 | 7 | SOLARCITY CORPORATION | PSE&G BPU | No | Complete | 2012-11-13 | 2013-04-09 | 2013-04-26 | 2013-04-26
SRP14690 | SREC Solar | ATTOCK |  | 8.64 | 0 | Residential | 1 | SOUTH ORANGE | 7079 | 9 | SOLARCITY CORPORATION | PSE&G BPU | No | Complete | 2012-11-13 | 2013-04-08 | 2013-04-25 | 2013-04-25
SRP14691 | SREC Solar | COVEY |  | 6.72 | 0 | Residential | 1 | SALEM | 8079 | 16 | SOLARCITY CORPORATION | AC Electric | No | Complete | 2012-11-13 | 2013-05-08 | 2013-05-14 | 2013-05-14
SRP14692 | SREC Solar | SCHWEIGHHARDT |  | 2.82 | 0 | Residential | 1 | SADDLE BROOK | 7663 | 7 | VIVINT SOLAR | PSE&G BPU | No | Complete | 2012-11-13 | 2013-04-26 | 2013-05-13 | 2013-05-13
SRP14693 | SREC Solar | FRETTA |  | 5.76 | 0 | Residential | 1 | JACKSON | 8527 | 18 | SOLARCITY CORPORATION | JCP&L | No | Complete | 2012-11-13 | 2013-05-08 | 2013-06-03 | 2013-06-03
SRP14695 | SREC Solar | SUSAIRAJ |  | 5.72 | 0 | Residential | 1 | MONTGOMERY | 8558 | 5 | SOLARCITY CORPORATION | PSE&G BPU | No | Complete | 2012-11-13 | 2013-04-23 | 2013-05-07 | 2013-05-07
SRP14697 | SREC Solar | WEIPZ |  | 8.88 | 0 | Residential | 1 | BAYVILLE | 8721 | 18 | NJR HOME SERVICES. | JCP&L | No | Complete | 2012-11-13 | 2013-09-20 | 2013-09-26 | 2013-09-26
SRP14698 | SREC Solar | CUSHMAN |  | 8.88 | 0 | Residential | 1 | LITTLE EGG HARBOR | 8087 | 18 | NJR HOME SERVICES. | AC Electric | No | Complete | 2012-11-13 | 2013-06-13 | 2013-07-16 | 2013-07-16
SRP14699 | SREC Solar | BUHWAH |  | 9.2 | 0 | Residential | 1 | TINTON FALLS | 7724 | 17 | POWER SOLAR LLC | JCP&L | No | Complete | 2012-11-13 | 2013-01-10 | 2013-01-29 | 2013-01-29
SRP14700 | SREC Solar | ROTHCHILD |  | 10.4 | 0 | Residential | 0 | HOLMDEL | 7733 | 17 | SOLAR ENGINEERING OF NJ | JCP&L | No | Complete | 2012-11-13 | 2013-01-24 | 2013-02-13 | 2013-02-13
SRP14701 | SREC Solar | BAUMGARTNER |  | 10.56 | 0 | Residential | 1 | FRANKLINVILLE | 8322 | 15 | SOLARCITY CORPORATION | AC Electric | No | Complete | 2012-11-13 | 2013-07-24 | 2013-07-30 | 2013-07-30
SRP14702 | SREC Solar | ABRECHT |  | 5.28 | 0 | Residential | 1 | FORKED RIVER | 8731 | 18 | NJR HOME SERVICES. | JCP&L | No | Complete | 2012-11-13 | 2013-04-29 | 2013-05-07 | 2013-05-07
SRP14704 | SREC Solar | MANGEL |  | 20.54 | 0 | Residential | 1 | HARRISON TWP | 8062 | 15 | SOLARCITY CORPORATION | AC Electric | No | Complete | 2012-11-13 | 2013-06-04 | 2013-06-11 | 2013-06-11
SRP14706 | SREC Solar | BOOS |  | 8.4 | 0 | Residential | 1 | FORKED RIVER | 8731 | 18 | NJR HOME SERVICES. | AC Electric | No | Complete | 2012-11-13 | 2013-01-28 | 2013-02-19 | 2013-02-19
SRP14707 | SREC Solar | MACPHERSON |  | 15.12 | 0 | Residential | 1 | RINGWOOD | 7456 | 6 | SOLARCITY CORPORATION | Orange & Rockland Elec | No | Complete | 2012-11-13 | 2013-04-01 | 2013-04-23 | 2013-04-23
SRP14708 | SREC Solar | WURCEL |  | 6.48 | 0 | Residential | 1 | VINELAND | 8361 | 20 | ACOS ENERGY, LLC | Vineland Muni Elec | No | Complete | 2012-11-13 | 2013-05-03 | 2013-05-16 | 2013-05-16
SRP14709 | SREC Solar | BELLOISE | ST. MARY'S CHURCH | 63.84 | 0 | Non Profit | 1 | ELIZABETH | 7202 | 10 | MERCURY SOLAR SYSTEMS - PORT CHESTER | PSE&G BPU | No | Complete | 2012-11-13 | 2013-04-22 | 2013-05-01 | 2013-05-01
SRP14710 | SREC Solar | COOL |  | 9.4 | 0 | Residential | 1 | WAYNE | 7470 | 6 | VERENGO SOLAR | PSE&G BPU | No | Complete | 2012-11-13 | 2013-03-21 | 2013-04-15 | 2013-04-15
SRP14711 | SREC Solar | FOLTZER |  | 7.84 | 0 | Residential | 1 | BAYVILLE | 8721 | 18 | ACOS ENERGY, LLC | JCP&L | No | Complete | 2012-11-13 | 2013-05-31 | 2013-06-10 | 2013-06-10
SRP14714 | SREC Solar | FEHR |  | 2.585 | 0 | Residential | 1 | RUTHERFORD | 7070 | 7 | VIVINT SOLAR | PSE&G BPU | No | Complete | 2012-11-13 | 2013-02-19 | 2013-03-07 | 2013-03-07
SRP14716 | SREC Solar | PANDEY |  | 3.36 | 0 | Residential | 1 | PARSIPPANY | 7054 | 3 | SOLARCITY CORPORATION | JCP&L | No | Complete | 2012-11-13 | 2013-04-08 | 2013-04-26 | 2013-04-26
SRP14717 | SREC Solar | MCLOUGHLIN | RIDGE HIGH SCHOOL | 89.32 | 0 | Residential | 1 | BASKING RIDGE | 7920 | 5 | POWER PARTNERS MASTEC LLC | JCP&L | No | Complete | 2012-11-13 | 2013-06-14 | 2013-06-24 | 2013-06-24
SRP14718 | SREC Solar | GIACINTO |  | 9.12 | 0 | Residential | 1 | MONROE TWP. | 8094 | 15 | SOLARCITY CORPORATION | AC Electric | No | Complete | 2013-01-21 | 2013-05-15 | 2013-06-11 | 2013-06-11
SRP14719 | SREC Solar | GRITTON |  | 8.16 | 0 | Residential | 1 | BROWN MILLS | 8015 | 13 | ACOS ENERGY, LLC | JCP&L | No | Complete | 2012-11-13 | 2013-12-18 | 2014-01-07 | 2014-01-07
SRP14720 | SREC Solar | SEREMBA |  | 9.12 | 0 | Residential | 1 | TOMS RIVER | 8753 | 18 | SEA BRIGHT SOLAR, LLC | JCP&L | No | Complete | 2012-11-13 | 2013-05-15 | 2013-05-23 | 2013-05-23
SRP14721 | SREC Solar | SWEENEY |  | 5.76 | 0 | Residential | 1 | RIO GRANDE | 8242 | 21 | ALLSEASON CONSTRUCTION | AC Electric | No | Complete | 2012-11-13 | 2012-11-29 | 2012-12-07 | 2012-12-07
SRP14722 | SREC Solar | PROUSE |  | 11.118 | 0 | Residential | 1 | MEDFORD | 8055 | 13 | PARAMOUNT SOLAR, LLC | PSE&G BPU | No | Complete | 2012-11-13 | 2013-09-12 | 2013-09-20 | 2013-09-20
SRP14723 | SREC Solar | ACKERMAN |  | 5.28 | 0 | Residential | 1 | JACKSON | 8527 | 18 | SOLARCITY CORPORATION | JCP&L | No | Complete | 2012-11-13 | 2013-04-02 | 2013-04-22 | 2013-04-22
SRP14724 | SREC Solar | BORELLI |  | 6.72 | 0 | Residential | 1 | MONTCLAIR | 7043 | 9 | SOLARCITY CORPORATION | PSE&G BPU | No | Complete | 2012-11-13 | 2013-04-04 | 2013-04-22 | 2013-04-22
SRP14725 | SREC Solar | DESMOND |  | 6.72 | 0 | Residential | 1 | CHERRY HILL | 8002 | 14 | SOLARCITY CORPORATION | PSE&G BPU | No | Complete | 2012-11-13 | 2013-07-01 | 2013-07-05 | 2013-07-05
SRP14726 | SREC Solar | SAMBUCCI |  | 5.76 | 0 | Residential | 1 | COLUMBUS | 8022 | 13 | SOLARCITY CORPORATION | PSE&G BPU | No | Complete | 2012-11-13 | 2013-04-08 | 2013-04-26 | 2013-04-26
SRP14727 | SREC Solar | HOUGHTON |  | 9.6 | 0 | Residential | 1 | MONTGOMERY | 8502 | 5 | SOLARCITY CORPORATION | PSE&G BPU | No | Complete | 2012-11-13 | 2013-08-14 | 2013-08-16 | 2013-08-16
SRP14728 | SREC Solar | JOGINIPALLY |  | 5.28 | 0 | Residential | 1 | HACKETTSTOWN | 7840 | 2 | SOLARCITY CORPORATION | JCP&L | No | Complete | 2012-11-13 | 2013-05-01 | 2013-05-16 | 2013-05-16
SRP14729 | SREC Solar | ENGELHARD |  | 7.68 | 0 | Residential | 1 | SOMERSET | 8873 | 5 | SOLARCITY CORPORATION | PSE&G BPU | No | Complete | 2012-11-13 | 2013-03-06 | 2013-03-14 | 2013-03-14
SRP14730 | SREC Solar | GOTTESMAN |  | 7.26 | 0 | Residential | 1 | S. ORANGE | 7079 | 9 | SOLARCITY CORPORATION | PSE&G BPU | No | Complete | 2012-11-13 | 2013-04-04 | 2013-04-19 | 2013-04-19
SRP14731 | SREC Solar | RIZZO |  | 11.04 | 0 | Residential | 1 | WASHINGTON TWP. | 8080 | 15 | SOLARCITY CORPORATION | AC Electric | No | Complete | 2012-11-13 | 2013-05-15 | 2013-05-23 | 2013-05-23
SRP14732 | SREC Solar | TRUSCIO |  | 7.02 | 0 | Residential | 1 | PALISADES PARK | 7650 | 7 | SOLARCITY CORPORATION | PSE&G BPU | No | Complete | 2012-11-13 | 2013-05-10 | 2013-05-22 | 2013-05-22
SRP14733 | SREC Solar | FERNANDES |  | 12.54 | 0 | Residential | 1 | EDISON | 8820 | 11 | SOLARCITY CORPORATION | PSE&G BPU | No | Complete | 2012-11-13 | 2013-10-01 | 2013-10-09 | 2013-10-09
SRP14734 | SREC Solar | YORKE |  | 6.615 | 0 | Residential | 1 | BRIGANTINE | 8203 | 19 | SOLARCITY CORPORATION | AC Electric | No | Complete | 2012-11-13 | 2013-04-29 | 2013-05-07 | 2013-05-07
SRP14735 | SREC Solar | VERNIERI |  | 9.156 | 0 | Residential | 1 | BARNEGAT | 8005 | 18 | ROOF DIAGNOSTICS INC | JCP&L | No | Complete | 2012-11-13 | 2013-07-24 | 2013-07-30 | 2013-07-30
SRP14736 | SREC Solar | RUSSEN |  | 5.46 | 0 | Residential | 1 | WASHINGTON TWP. | 8080 | 15 | SOLARCITY CORPORATION | AC Electric | No | Complete | 2012-11-13 | 2013-04-08 | 2013-04-26 | 2013-04-26
SRP14737 | SREC Solar | DOWLIN | MARLTON UNITED METHODIST CHURCH | 6.48 | 0 | Commercial | 1 | MARLTON | 8053 | 13 | SOLARCITY CORPORATION | PSE&G BPU | No | Complete | 2012-11-13 | 2013-04-22 | 2013-05-03 | 2013-05-03
SRP14738 | SREC Solar | SMITH |  | 11 | 0 | Residential | 1 | PT. PLEASANT | 8742 | 18 | TRINITY HEATING AND AIR | JCP&L | No | Complete | 2012-11-13 | 2012-12-03 | 2012-12-07 | 2012-12-07
SRP14739 | SREC Solar | REACH |  | 4.578 | 0 | Residential | 1 | OCEAN | 7712 | 17 | ROOF DIAGNOSTICS INC | JCP&L | No | Complete | 2012-11-13 | 2013-07-16 | 2013-07-22 | 2013-07-22
SRP14740 | SREC Solar | BELMONTE |  | 6.867 | 0 | Residential | 1 | MANASQUAN | 8736 | 17 | ROOF DIAGNOSTICS INC | JCP&L | No | Complete | 2012-11-13 | 2013-07-16 | 2013-07-23 | 2013-07-23
SRP14741 | SREC Solar | MATHEW THOMAS |  | 5 | 0 | Residential | 1 | EDISON | 8820 | 11 | ROOF DIAGNOSTICS INC | PSE&G BPU | No | Complete | 2012-11-13 | 2013-06-12 | 2013-06-24 | 2013-06-24
SRP14742 | SREC Solar | GRANATA |  | 5.75 | 0 | Residential | 1 | MANCHESTER | 8733 | 18 | ROOF DIAGNOSTICS INC | JCP&L | No | Complete | 2012-11-13 | 2013-06-13 | 2013-07-01 | 2013-07-01
SRP14743 | SREC Solar | GUILES |  | 6.86 | 0 | Residential | 1 | BELVIDERE | 7823 | 2 | RENEWERGY SOLUTIONS GROUP | JCP&L | No | Complete | 2012-11-13 | 2013-04-25 | 2013-05-22 | 2013-05-22
SRP14744 | SREC Solar | HUDACKO |  | 8.085 | 0 | Residential | 1 | TOMS RIVER | 8753 | 18 | REC SOLAR INC | JCP&L | No | Complete | 2012-11-13 | 2013-03-15 | 2013-04-02 | 2013-04-02
SRP14745 | SREC Solar | POUDRIER | OCEAN VIEW VOLUNTEER FIRE CO. | 20.16 | 0 | Residential | 1 | OCEAN VIEW | 8230 | 21 | MERCURY SOLAR SYSTEMS - PORT CHESTER | AC Electric | No | Complete | 2012-11-13 | 2013-04-10 | 2013-04-25 | 2013-04-25
SRP14747 | SREC Solar | LEE | SUPER WIN CORP | 89.6 | 0 | Commercial | 1 | EDISON | 8817 | 11 | TRINITY HEATING AND AIR | PSE&G BPU | No | Complete | 2012-11-13 | 2013-01-31 | 2013-02-14 | 2013-02-14
SRP14748 | SREC Solar | SHER |  | 10.464 | 0 | Residential | 1 | NORTHFIELD | 8225 | 19 | RICHMOND SOLAR | AC Electric | No | Complete | 2012-11-13 | 2013-08-22 | 2013-08-28 | 2013-08-28
SRP14749 | SREC Solar | CRUZ |  | 6.72 | 0 | Residential | 1 | LEHT | 8087 | 18 | ALLSEASON CONSTRUCTION | AC Electric | No | Complete | 2012-11-13 | 2013-01-25 | 2013-02-12 | 2013-02-12
SRP14750 | SREC Solar | COX |  | 4.32 | 0 | Residential | 1 | LEHT | 8087 | 18 | ALLSEASON CONSTRUCTION | AC Electric | No | Complete | 2012-11-13 | 2013-02-27 | 2013-03-12 | 2013-03-12
SRP14751 | SREC Solar | BATTISTA |  | 11.28 | 0 | Residential | 1 | BARNEGAT | 8005 | 18 | ALLSEASON CONSTRUCTION | JCP&L | No | Complete | 2012-11-13 | 2014-01-07 | 2014-01-21 | 2014-01-21
SRP14752 | SREC Solar | SHELDON |  | 8.16 | 0 | Residential | 1 | LEHT | 8087 | 18 | ALLSEASON CONSTRUCTION | AC Electric | No | Complete | 2012-11-13 | 2013-01-04 | 2013-01-25 | 2013-01-25
SRP14753 | SREC Solar | DEVENUTA |  | 6.72 | 0 | Residential | 1 | MYSTIC ISLANDS | 8087 | 18 | ALLSEASON CONSTRUCTION | AC Electric | No | Complete | 2012-11-13 | 2013-10-15 | 2013-10-28 | 2013-10-28
SRP14754 | SREC Solar | KEOSSEIAN |  | 4.32 | 0 | Residential | 1 | BARNEGAT | 8005 | 18 | ALLSEASON CONSTRUCTION | AC Electric | No | Complete | 2012-11-13 | 2013-01-25 | 2013-03-27 | 2013-03-27
SRP14755 | SREC Solar | EISMAN |  | 12 | 0 | Residential | 1 | JACKSON | 8527 | 18 | TRINITY HEATING AND AIR | JCP&L | No | Complete | 2012-11-13 | 2013-04-19 | 2013-05-01 | 2013-05-01
SRP14756 | SREC Solar | MOONEY | JOSHEN PAPER & PACKAGING | 209.45 | 0 | Commercial | 1 | EDISON | 8817 | 11 | TRINITY HEATING AND AIR | PSE&G BPU | No | Complete | 2012-11-13 | 2013-02-11 | 2013-02-26 | 2013-02-26
SRP14757 | SREC Solar | SALVATORE | UNION TRANSPORT CORP | 191.75 | 0 | Commercial | 1 | EDISON | 8817 | 11 | TRINITY HEATING AND AIR | PSE&G BPU | No | Complete | 2012-11-13 | 2013-03-12 | 2013-03-19 | 2013-03-19
SRP14758 | SREC Solar | MELONI |  | 3.29 | 0 | Residential | 1 | BARRINGTON | 8007 | 14 | VERENGO SOLAR | PSE&G BPU | No | Complete | 2012-11-13 | 2013-01-10 | 2013-01-29 | 2013-01-29
SRP14759 | SREC Solar | SCHULTZ | DNP INTL INC | 58.8 | 0 | Commercial | 1 | EDISON | 8837 | 11 | TRINITY HEATING AND AIR | PSE&G BPU | No | Complete | 2012-11-13 | 2013-02-11 | 2013-02-25 | 2013-02-25
SRP14761 | SREC Solar | SHARO |  | 9.5 | 0 | Residential | 1 | MANAHAWKIN | 8050 | 18 | TRINITY HEATING AND AIR | AC Electric | No | Complete | 2012-11-13 | 2013-02-05 | 2013-02-19 | 2013-02-19
SRP14762 | SREC Solar | STAHL |  | 3.5 | 0 | Residential | 1 | POINT PLEASANT | 8742 | 18 | TRINITY HEATING AND AIR | JCP&L | No | Complete | 2012-11-13 | 2012-12-11 | 2012-12-20 | 2012-12-20
SRP14763 | SREC Solar | MARGOLIES |  | 6.5 | 0 | Residential | 1 | MANALAPAN | 7726 | 17 | TRINITY HEATING AND AIR | JCP&L | No | Complete | 2012-11-13 | 2013-01-31 | 2013-02-19 | 2013-02-19
SRP14764 | SREC Solar | GERO | E-Z DO COMPANY | 203.55 | 0 | Commercial | 1 | EDISON | 8817 | 11 | TRINITY HEATING AND AIR | PSE&G BPU | No | Complete | 2012-11-13 | 2013-03-15 | 2013-04-05 | 2013-04-05
SRP14765 | SREC Solar | TURKEL | OVED APPAREL CO. | 462 | 0 | Commercial | 1 | EDISON | 8817 | 11 | TRINITY HEATING AND AIR | PSE&G BPU | No | Complete | 2012-11-13 | 2013-02-08 | 2013-02-27 | 2013-02-27
SRP14766 | SREC Solar | BAYER |  | 12 | 0 | Residential | 1 | MONROE | 8831 | 11 | TRINITY HEATING AND AIR | JCP&L | No | Complete | 2012-11-13 | 2013-01-02 | 2013-01-18 | 2013-01-18
SRP14767 | SREC Solar | MARTIN |  | 10 | 0 | Residential | 1 | MANALAPAN | 7726 | 17 | TRINITY HEATING AND AIR | JCP&L | No | Complete | 2012-11-13 | 2013-01-28 | 2013-02-06 | 2013-02-06
SRP14768 | SREC Solar | COVEY |  | 6 | 0 | Residential | 1 | BORDENTOWN | 8620 | 12 | TRINITY HEATING AND AIR | PSE&G BPU | No | Complete | 2012-11-13 | 2012-12-11 | 2012-12-20 | 2012-12-20
SRP14769 | SREC Solar | GROSSO |  | 7.848 | 0 | Residential | 1 | TOMS RIVER | 8753 | 18 | ROOF DIAGNOSTICS INC | JCP&L | No | Complete | 2012-11-13 | 2013-10-11 | 2013-10-18 | 2013-10-18
SRP14770 | SREC Solar | YANOGACIO |  | 9.156 | 0 | Residential | 1 | FRANKLIN TWP | 8873 | 5 | ROOF DIAGNOSTICS INC | PSE&G BPU | No | Complete | 2012-11-13 | 2013-07-24 | 2013-07-30 | 2013-07-30
SRP14771 | SREC Solar | WIXTED |  | 14.88 | 0 | Residential | 0 | MARLTON | 8053 | 13 | NATURAL POWER SOURCES, LLC | PSE&G BPU | No | Complete | 2012-11-13 | 2013-05-29 | 2013-06-05 | 2013-06-05
SRP14772 | SREC Solar | LANDOLFI |  | 9.25 | 0 | Residential | 0 | HACKETTSTOWN | 7840 | 2 | KG BUILDERS - RE DIVISION | JCP&L | No | Complete | 2012-11-13 | 2013-02-12 | 2013-02-22 | 2013-02-22
SRP14773 | SREC Solar | LISKA-SCOTT |  | 8.16 | 0 | Residential | 1 | W. KEANSBURG | 7734 | 17 | RELIABLE POWER SERVICES, INC. | JCP&L | No | Complete | 2012-11-13 | 2013-02-27 | 2013-03-06 | 2013-03-06
SRP14774 | SREC Solar | GOVIL |  | 5.5 | 0 | Residential | 0 | HILLSBOROUGH | 8844 | 5 | GEOGENIX | PSE&G BPU | No | Complete | 2012-11-13 | 2013-02-25 | 2013-03-04 | 2013-03-04
SRP14775 | SREC Solar | COTONE |  | 8.16 | 0 | Residential | 1 | PLAINFIELD | 7080 | 11 | VERENGO SOLAR | PSE&G BPU | No | Complete | 2012-11-13 | 2013-03-21 | 2013-04-10 | 2013-04-10
SRP14777 | SREC Solar | LAWRENCE |  | 5.405 | 0 | Residential | 1 | WILLIAMSTOWN | 8094 | 15 | VERENGO SOLAR | AC Electric | No | Complete | 2012-11-13 | 2013-03-21 | 2013-04-12 | 2013-04-12
SRP14778 | SREC Solar | LISS |  | 11.73 | 0 | Residential | 1 | MONROE | 8831 | 11 | VERENGO SOLAR | JCP&L | No | Complete | 2012-11-13 | 2013-03-21 | 2013-04-12 | 2013-04-12
SRP14779 | SREC Solar | MAROTTO |  | 7.14 | 0 | Residential | 1 | SOMERSET | 8873 | 5 | VERENGO SOLAR | PSE&G BPU | No | Complete | 2012-11-13 | 2013-04-04 | 2013-04-19 | 2013-04-19
SRP14780 | SREC Solar | ACEVEDO |  | 8.16 | 0 | Residential | 1 | TOTOWA | 7512 | 6 | VERENGO SOLAR | PSE&G BPU | No | Complete | 2012-11-13 | 2013-04-22 | 2013-06-14 | 2013-06-14
SRP14781 | SREC Solar | KAPADIA |  | 9.31 | 0 | Residential | 1 | PLAINSBORO | 8536 | 11 | 1ST LIGHT ENERGY, INC. | PSE&G BPU | No | Complete | 2012-11-13 | 2013-04-09 | 2013-04-30 | 2013-04-30
SRP14782 | SREC Solar | TAYLOR |  | 5.04 | 0 | Residential | 1 | MIDDLETOWN | 7748 | 17 | RELIABLE POWER SERVICES, INC. | JCP&L | No | Complete | 2012-11-13 | 2013-02-27 | 2013-03-07 | 2013-03-07
SRP14783 | SREC Solar | NAZARTH |  | 7.92 | 0 | Residential | 1 | RED BANK | 7701 | 17 | RELIABLE POWER SERVICES, INC. | JCP&L | No | Complete | 2012-11-13 | 2013-11-11 | 2013-11-14 | 2013-11-14
SRP14785 | SREC Solar | MAYASSI |  | 5.61 | 0 | Residential | 1 | SOMERSET | 8873 | 5 | 1ST LIGHT ENERGY, INC. | PSE&G BPU | No | Complete | 2012-11-13 | 2013-08-19 | 2013-08-23 | 2013-08-23
SRP14786 | SREC Solar | VALENTINE |  | 6.96 | 0 | Residential | 1 | PT. PLEASANT | 8742 | 18 | RELIABLE POWER SERVICES, INC. | JCP&L | No | Complete | 2012-11-13 | 2013-01-08 | 2013-01-25 | 2013-01-25
SRP14787 | SREC Solar | RODRIGUEZ |  | 7.5 | 0 | Residential | 1 | PERTH AMBOY | 8861 | 11 | 1ST LIGHT ENERGY, INC. | PSE&G BPU | No | Complete | 2012-11-13 | 2013-04-02 | 2013-05-01 | 2013-05-01
SRP14788 | SREC Solar | HOLLANDER |  | 6.815 | 0 | Residential | 1 | MANCHESTER TWP. | 8759 | 18 | SUNGEVITY, INC. | JCP&L | No | Complete | 2012-11-13 | 2013-04-02 | 2013-04-22 | 2013-04-22
SRP14789 | SREC Solar | COULTER |  | 9 | 0 | Residential | 0 | TEWKSBURY | 8833 | 4 | FULLERS ENERGY LLC | JCP&L | No | Complete | 2012-11-13 | 2013-04-29 | 2013-05-07 | 2013-05-07
SRP14790 | SREC Solar | SMITH |  | 3.92 | 0 | Residential | 1 | MAPLE SHADE | 8052 | 13 | SUNGEVITY, INC. | PSE&G BPU | No | Complete | 2012-11-13 | 2013-04-25 | 2013-05-09 | 2013-05-09
SRP14791 | SREC Solar | RAIMONDO |  | 4.655 | 0 | Residential | 1 | MENDHAM | 7945 | 3 | SUNGEVITY, INC. | JCP&L | No | Complete | 2012-11-13 | 2013-02-27 | 2013-03-12 | 2013-03-12
SRP14792 | SREC Solar | MURPHY |  | 11.76 | 0 | Residential | 1 | ATCO | 8004 | 14 | SOLAR SOLUTIONS LLC | AC Electric | No | Complete | 2012-11-13 | 2013-06-26 | 2013-08-06 | 2013-08-06
SRP14793 | SREC Solar | LARSEN |  | 3.08 | 0 | Residential | 1 | SEASIDE PARK | 8752 | 18 | SOLARCITY CORPORATION | JCP&L | No | Complete | 2012-11-13 | 2013-10-02 | 2013-10-10 | 2013-10-10
SRP14794 | SREC Solar | GRATTON |  | 4.68 | 0 | Residential | 1 | FRANKLIN | 8322 | 15 | SOLARCITY CORPORATION | AC Electric | No | Complete | 2012-11-13 | 2013-04-02 | 2013-04-22 | 2013-04-22
SRP14795 | SREC Solar | EVEREST |  | 6.867 | 0 | Residential | 1 | JACKSON | 8527 | 18 | ROOF DIAGNOSTICS INC | JCP&L | No | Complete | 2012-11-13 | 2013-07-16 | 2013-07-18 | 2013-07-18
SRP14796 | SREC Solar | SMITH |  | 6.24 | 0 | Residential | 1 | W. ORANGE | 7052 | 9 | SOLARCITY CORPORATION | PSE&G BPU | No | Complete | 2012-11-13 | 2013-08-06 | 2013-08-09 | 2013-08-09
SRP14797 | SREC Solar | SOLOMON |  | 4.94 | 0 | Residential | 1 | FAIR LAWN | 7410 | 7 | SOLARCITY CORPORATION | PSE&G BPU | No | Complete | 2012-11-13 | 2013-03-28 | 2013-04-15 | 2013-04-15
SRP14798 | SREC Solar | TARCZA |  | 15.81 | 0 | Residential | 1 | ALLENTOWN | 8505 | 13 | VERENGO SOLAR | JCP&L | No | Complete | 2012-11-13 | 2013-04-22 | 2013-05-01 | 2013-05-01
SRP14799 | SREC Solar | GLAVE |  | 3.995 | 0 | Residential | 1 | PISCATAWAY | 8854 | 11 | VIVINT SOLAR | PSE&G BPU | No | Complete | 2012-11-13 | 2013-05-16 | 2013-05-22 | 2013-05-22
SRP14800 | SREC Solar | LUKOWIAK |  | 3.525 | 0 | Residential | 1 | CLIFFON | 7013 | 6 | VIVINT SOLAR | PSE&G BPU | No | Complete | 2012-11-13 | 2013-04-22 | 2013-05-01 | 2013-05-01
SRP14801 | SREC Solar | SIMON |  | 3.84 | 0 | Residential | 1 | EDISON | 8817 | 11 | SOLARCITY CORPORATION | PSE&G BPU | No | Complete | 2012-11-13 | 2013-03-28 | 2013-04-16 | 2013-04-16
SRP14803 | SREC Solar | DELLOBUONO |  | 9.81 | 0 | Residential | 0 | WAYNE | 7470 | 6 | GEOPEAK ENERGY LLC | PSE&G BPU | No | Complete | 2012-11-13 | 2013-04-25 | 2013-05-08 | 2013-05-08
SRP14805 | SREC Solar | MANIERI |  | 3.525 | 0 | Residential | 1 | LITTLE FERRY | 7643 | 7 | VIVINT SOLAR | PSE&G BPU | No | Complete | 2012-11-13 | 2013-02-22 | 2013-03-05 | 2013-03-05
SRP14806 | SREC Solar | PERRIUS |  | 3.995 | 0 | Residential | 1 | CLIFTON | 7013 | 6 | VIVINT SOLAR | PSE&G BPU | No | Complete | 2012-11-13 | 2013-03-28 | 2013-04-15 | 2013-04-15
SRP14808 | SREC Solar | GRAHAM |  | 8.46 | 0 | Residential | 1 | HOPELAWN | 8861 | 11 | VIVINT SOLAR | PSE&G BPU | No | Complete | 2012-11-13 | 2013-05-22 | 2013-06-12 | 2013-06-12
SRP14809 | SREC Solar | HAONG |  | 6.58 | 0 | Residential | 1 | METUCHEN | 8840 | 11 | VIVINT SOLAR | PSE&G BPU | No | Complete | 2012-11-13 | 2013-07-03 | 2013-07-29 | 2013-07-29
SRP14810 | SREC Solar | MIKHAIL |  | 7.05 | 0 | Residential | 1 | HAWTHORNE | 7506 | 6 | VIVINT SOLAR | PSE&G BPU | No | Complete | 2012-11-13 | 2013-04-22 | 2013-05-01 | 2013-05-01
SRP14811 | SREC Solar | DESAI |  | 6.345 | 0 | Residential | 1 | CLIFTON | 7013 | 6 | VIVINT SOLAR | PSE&G BPU | No | Complete | 2012-11-13 | 2013-03-07 | 2013-03-20 | 2013-03-20
SRP14812 | SREC Solar | GRUSINSKI |  | 2.45 | 0 | Residential | 1 | UNION | 7083 | 10 | VIVINT SOLAR | PSE&G BPU | No | Complete | 2012-11-13 | 2013-04-22 | 2013-05-01 | 2013-05-01
SRP14813 | SREC Solar | MCLOUGHLIN | RIDGE HIGH SCHOOL | 105.27 | 0 | School Public K-12 | 1 | BASKING BRIDGE | 7920 | 5 | POWER PARTNERS MASTEC LLC | JCP&L | No | Complete | 2012-11-13 | 2013-06-14 | 2013-06-24 | 2013-06-24
SRP14814 | SREC Solar | MCARDLE |  | 4.41 | 0 | Residential | 0 | SHIPBOTTOM | 8008 | 18 | NJ SOLAR POWER, LLC | AC Electric | No | Complete | 2012-11-13 | 2013-05-07 | 2013-05-14 | 2013-05-14
SRP14815 | SREC Solar | LEE |  | 7.84 | 0 | Residential | 1 | SUMMERSET | 8873 | 5 | VERENGO SOLAR | PSE&G BPU | No | Complete | 2012-11-13 | 2013-06-25 | 2013-06-27 | 2013-06-27
SRP14817 | SREC Solar | SNYDER |  | 13.92 | 0 | Residential | 1 | RIO GRANDE | 8242 | 21 | SOLULAR LLC. II | AC Electric | No | Complete | 2012-11-13 | 2014-01-09 | 2014-01-24 | 2014-01-24
SRP14818 | SREC Solar | FARLEY |  | 3.995 | 0 | Residential | 1 | CLIFTON | 7013 | 6 | VIVINT SOLAR | PSE&G BPU | No | Complete | 2012-11-13 | 2013-05-13 | 2013-05-23 | 2013-05-23
SRP14819 | SREC Solar | KIPNIS |  | 13 | 0 | Residential | 1 | MANALAPAN | 7726 | 17 | TRINITY HEATING AND AIR | JCP&L | No | Complete | 2012-11-13 | 2013-02-01 | 2013-03-05 | 2013-03-05
SRP14820 | SREC Solar | WESLOCK |  | 3 | 0 | Residential | 0 | ROSELLE PARK | 7204 | 10 | TRINITY HEATING AND AIR | PSE&G BPU | No | Complete | 2012-11-13 | 2013-02-08 | 2013-02-28 | 2013-02-28
SRP14821 | SREC Solar | DOW |  | 7 | 0 | Residential | 0 | LAWRENCEVILLE | 8648 | 12 | 4 BESTSOLAR | PSE&G BPU | No | Complete | 2012-11-13 | 2013-04-10 | 2013-05-01 | 2013-05-01
SRP14822 | SREC Solar | OROFINO |  | 7.75 | 0 | Residential | 1 | MANCHESTER | 8759 | 18 | TRINITY HEATING AND AIR | JCP&L | No | Complete | 2012-11-13 | 2013-05-29 | 2013-07-01 | 2013-07-01
SRP14823 | SREC Solar | CHRISTIANI |  | 5 | 0 | Residential | 1 | COLUMBUS | 8022 | 13 | TRINITY HEATING AND AIR | PSE&G BPU | No | Complete | 2012-11-13 | 2013-01-22 | 2013-02-07 | 2013-02-07
SRP14826 | SREC Solar | VAN AUKEN |  | 10.08 | 0 | Residential | 0 | FRANKLINVILLE | 8322 | 15 | BRITE IDEA ENERGY | AC Electric | No | Complete | 2012-11-13 | 2013-01-28 | 2013-02-06 | 2013-02-06
SRP14827 | SREC Solar | SHORTESS |  | 13 | 0 | Residential | 1 | BRICK | 8724 | 18 | TRINITY HEATING AND AIR | JCP&L | No | Complete | 2012-11-13 | 2013-01-04 | 2013-01-21 | 2013-01-21
SRP14828 | SREC Solar | MAHONEY |  | 4.5 | 0 | Residential | 1 | BAYVILLE | 8721 | 18 | TRINITY HEATING AND AIR | JCP&L | No | Complete | 2012-11-13 | 2013-02-05 | 2013-02-14 | 2013-02-14
SRP14829 | SREC Solar | HAIGHT |  | 7.04 | 0 | Residential | 1 | SEWELL | 8080 | 15 | SOLARCITY CORPORATION | AC Electric | No | Complete | 2012-11-13 | 2013-04-02 | 2013-04-19 | 2013-04-19
SRP14830 | SREC Solar | MITCHELL |  | 7.2 | 0 | Residential | 1 | BRIDGETON | 8302 | 20 | SOLARCITY CORPORATION | AC Electric | No | Complete | 2012-11-13 | 2013-04-01 | 2013-04-23 | 2013-04-23
SRP14831 | SREC Solar | GENS |  | 9.25 | 0 | Residential | 1 | MANALAPAN | 7726 | 17 | TRINITY HEATING AND AIR | JCP&L | No | Complete | 2012-11-13 | 2012-12-20 | 2013-01-04 | 2013-01-04
SRP14832 | SREC Solar | HANSEN |  | 6.375 | 0 | Residential | 1 | MT. LAUREL | 8054 | 13 | VERENGO SOLAR | PSE&G BPU | No | Complete | 2012-11-13 | 2013-05-08 | 2013-05-17 | 2013-05-17
SRP14835 | SREC Solar | ANGERMAN JR. |  | 6.48 | 0 | Residential | 1 | HAMILTON TOWNSHIP | 8330 | 19 | SOLARCITY CORPORATION | AC Electric | No | Complete | 2012-11-19 | 2013-04-09 | 2013-04-26 | 2013-04-26
SRP14836 | SREC Solar | ROSENTHAL |  | 4.4 | 0 | Residential | 1 | SOUTH ORANGE | 7079 | 9 | SOLARCITY CORPORATION | PSE&G BPU | No | Complete | 2012-11-19 | 2013-04-22 | 2013-05-01 | 2013-05-01
SRP14837 | SREC Solar | LEE |  | 6 | 0 | Residential | 1 | COLUMBUS | 8022 | 13 | SOLARCITY CORPORATION | PSE&G BPU | No | Complete | 2012-11-19 | 2013-04-25 | 2013-05-08 | 2013-05-08
SRP14839 | SREC Solar | MATHEW |  | 4.9 | 0 | Residential | 1 | DUMONT | 7628 | 7 | SOLARCITY CORPORATION | PSE&G BPU | No | Complete | 2012-11-19 | 2013-06-28 | 2013-07-25 | 2013-07-25
SRP14840 | SREC Solar | JOE |  | 6 | 0 | Residential | 1 | BARNEGAT | 8005 | 18 | ROOF DIAGNOSTICS INC | JCP&L | No | Complete | 2012-11-19 | 2013-05-08 | 2013-05-14 | 2013-05-14
SRP14841 | SREC Solar | CATALANO |  | 7.44 | 0 | Residential | 1 | TOMS RIVER | 8753 | 18 | ENERGY SOLUTIONS OF NEW JERSEY LLC | JCP&L | No | Complete | 2012-11-19 | 2013-02-05 | 2013-02-14 | 2013-02-14
SRP14842 | SREC Solar | KASZIMER |  | 4.41 | 0 | Residential | 1 | TRENTON | 8620 | 12 | INDEPENDENT SOLAR | PSE&G BPU | No | Complete | 2012-11-19 | 2012-11-29 | 2012-12-10 | 2012-12-10
SRP14843 | SREC Solar | LEMASTERS |  | 4.32 | 0 | Residential | 1 | BROWNS MILLS | 8015 | 13 | GARDEN STATE SOLAR LLC | JCP&L | No | Complete | 2012-11-19 | 2012-12-11 | 2013-01-16 | 2013-01-16
SRP14844 | SREC Solar | MAWLA |  | 11.445 | 0 | Residential | 1 | NORTH BRUNSWICK | 8902 | 11 | AMERICAN RENEWABLE ENERGY, INC | PSE&G BPU | No | Complete | 2012-11-19 | 2013-05-31 | 2013-06-24 | 2013-06-24
SRP14846 | SREC Solar | ROSENBERG |  | 6.72 | 0 | Residential | 1 | CLIFTON | 7014 | 6 | SOLARCITY CORPORATION | PSE&G BPU | No | Complete | 2012-11-19 | 2013-04-02 | 2013-04-19 | 2013-04-19
SRP14849 | SREC Solar | TRENT |  | 4.56 | 0 | Residential | 1 | CAPE MAY | 8204 | 21 | SOLARCITY CORPORATION | AC Electric | No | Complete | 2012-11-19 | 2013-05-24 | 2013-05-29 | 2013-05-29
SRP14850 | SREC Solar | MORIN |  | 11.04 | 0 | Residential | 1 | FAIRVIEW | 7022 | 7 | SEA BRIGHT SOLAR, LLC | PSE&G BPU | No | Complete | 2012-11-19 | 2013-07-15 | 2013-07-17 | 2013-07-17
SRP14851 | SREC Solar | FORCINITO |  | 9.6 | 0 | Residential | 1 | MILLVILLE | 8332 | 20 | SEA BRIGHT SOLAR, LLC | AC Electric | No | Complete | 2012-11-19 | 2013-04-22 | 2013-05-01 | 2013-05-01
SRP14852 | SREC Solar | HUGHES |  | 12.5 | 0 | Residential | 1 | BAYVILLE | 8721 | 18 | TRINITY HEATING AND AIR | JCP&L | No | Complete | 2012-11-19 | 2013-03-07 | 2013-03-20 | 2013-03-20
SRP14853 | SREC Solar | RITTER |  | 3.25 | 0 | Residential | 1 | COLUMBUS | 8022 | 13 | TRINITY HEATING AND AIR | PSE&G BPU | No | Complete | 2012-11-19 | 2013-02-11 | 2013-02-28 | 2013-02-28
SRP14854 | SREC Solar | STA-INES |  | 7 | 0 | Residential | 1 | CHERRY HILL | 8034 | 14 | TRINITY HEATING AND AIR | PSE&G BPU | No | Complete | 2012-11-19 | 2013-03-06 | 2013-03-18 | 2013-03-18
SRP14855 | SREC Solar | OLSEN |  | 8 | 0 | Residential | 1 | HAINESPORT | 8036 | 13 | TRINITY HEATING AND AIR | PSE&G BPU | No | Complete | 2012-11-19 | 2013-01-11 | 2013-02-06 | 2013-02-06
SRP14856 | SREC Solar | APOLONIA |  | 5 | 0 | Residential | 1 | EDISON | 8820 | 11 | TRINITY HEATING AND AIR | PSE&G BPU | No | Complete | 2012-11-19 | 2013-02-26 | 2013-03-27 | 2013-03-27
SRP14857 | SREC Solar | SINDHVAD |  | 6.5 | 0 | Residential | 1 | CHERRY HILL | 8003 | 14 | TRINITY HEATING AND AIR | PSE&G BPU | No | Complete | 2012-11-19 | 2013-01-28 | 2013-02-13 | 2013-02-13
SRP14858 | SREC Solar | BLACK |  | 4.5 | 0 | Residential | 1 | WESTAMPTON | 8060 | 13 | TRINITY HEATING AND AIR | PSE&G BPU | No | Complete | 2012-11-19 | 2013-01-11 | 2013-02-05 | 2013-02-05
SRP14859 | SREC Solar | DVORKIN |  | 11 | 0 | Residential | 1 | MANALAPAN | 7726 | 17 | TRINITY HEATING AND AIR | JCP&L | No | Complete | 2012-11-13 | 2013-01-17 | 2013-02-01 | 2013-02-01
SRP14860 | SREC Solar | MCCRACKEN |  | 4.8 | 0 | Residential | 1 | RINGWOOD | 7456 | 6 | SOLARCITY CORPORATION | Orange & Rockland Elec | No | Complete | 2012-11-19 | 2013-04-04 | 2013-04-19 | 2013-04-19
SRP14861 | SREC Solar | THOMPSON |  | 6.16 | 0 | Residential | 1 | FRANKLIN TOWNSHIP | 8873 | 5 | SOLARCITY CORPORATION | PSE&G BPU | No | Complete | 2012-11-19 | 2013-04-08 | 2013-04-26 | 2013-04-26
SRP14862 | SREC Solar | ROBERTS |  | 6.6 | 0 | Residential | 1 | SWEDESBORO | 8085 | 15 | SOLARCITY CORPORATION | AC Electric | No | Complete | 2012-11-19 | 2013-06-06 | 2013-06-13 | 2013-06-13
SRP14863 | SREC Solar | PITRUS |  | 3.525 | 0 | Residential | 1 | ELIZABETH | 7208 | 10 | VIVINT SOLAR | PSE&G BPU | No | Complete | 2012-11-19 | 2013-05-29 | 2013-05-31 | 2013-05-31
SRP14864 | SREC Solar | YANCOLOWITZ |  | 3.92 | 0 | Residential | 1 | MIDDLESEX | 8846 | 11 | VIVINT SOLAR | PSE&G BPU | No | Complete | 2012-11-19 | 2013-10-24 | 2013-11-05 | 2013-11-05
SRP14867 | SREC Solar | MAHEDY |  | 5.17 | 0 | Residential | 1 | AVENEL | 7001 | 11 | VIVINT SOLAR | PSE&G BPU | No | Complete | 2012-11-19 | 2013-03-12 | 2013-03-20 | 2013-03-20
SRP14869 | SREC Solar | SMITH |  | 2.585 | 0 | Residential | 1 | SO BOUND BROOK | 8880 | 5 | VIVINT SOLAR | PSE&G BPU | No | Complete | 2012-11-19 | 2013-05-22 | 2013-06-12 | 2013-06-12
SRP14870 | SREC Solar | MADSEN |  | 7.05 | 0 | Residential | 1 | CLIFTON | 7012 | 6 | VIVINT SOLAR | PSE&G BPU | No | Complete | 2012-11-19 | 2013-05-13 | 2013-05-22 | 2013-05-22
SRP14871 | SREC Solar | DEYOUNG |  | 5.64 | 0 | Residential | 1 | SADDLE BROOK | 7663 | 7 | VIVINT SOLAR | PSE&G BPU | No | Complete | 2012-11-19 | 2013-04-22 | 2013-05-01 | 2013-05-01
SRP14873 | SREC Solar | MARIN |  | 4.935 | 0 | Residential | 1 | UNION | 7083 | 10 | VIVINT SOLAR | PSE&G BPU | No | Complete | 2012-11-19 | 2013-05-20 | 2013-05-28 | 2013-05-28
SRP14874 | SREC Solar | TARGOS |  | 7.92 | 0 | Residential | 1 | BEACHWOOD | 8722 | 18 | NJR HOME SERVICES. | JCP&L | No | Complete | 2012-11-19 | 2012-12-28 | 2013-01-15 | 2013-01-15
SRP14875 | SREC Solar | BARRY |  | 10.08 | 0 | Residential | 1 | BARNEGAT | 8005 | 18 | NJR HOME SERVICES. | JCP&L | No | Complete | 2012-11-12 | 2013-07-19 | 2013-07-30 | 2013-07-30
SRP14876 | SREC Solar | SHAH |  | 6 | 0 | Residential | 1 | PARSIPPANY | 7054 | 3 | SOLARCITY CORPORATION | Unknown | No | Complete | 2012-11-19 | 2013-04-10 | 2013-04-25 | 2013-04-25
SRP14877 | SREC Solar | BECK |  | 9.1 | 0 | Residential | 1 | EGG HARBOR TWP | 8234 | 19 | GREENPOINTE ENERGY | AC Electric | No | Complete | 2012-11-19 | 2013-04-04 | 2013-04-23 | 2013-04-23
SRP14878 | SREC Solar | MCWILLIAMS | WAKEFERN FOOD CORPORATION | 2375.01 | 0 | Commercial | 1 | KEASBY | 8832 | 11 | ADVANCED SOLAR PRODUCTS FLEMINGTON | PSE&G BPU | No | Complete | 2012-11-19 | 2013-04-19 | 2013-05-06 | 2013-05-06
SRP14881 | SREC Solar | SALVATORE | UNION TRANSPORT CORP | 487.2 | 0 | Residential | 1 | EDISON | 8817 | 11 | TRINITY HEATING AND AIR | PSE&G BPU | No | Complete | 2012-11-19 | 2013-01-04 | 2013-01-21 | 2013-01-21
SRP14882 | SREC Solar | VALENTE | PIEDMONT POWER LLC | 939.575 | 0 | Commercial | 0 | BRIDGEWATER | 8807 | 5 | MARTIFER SOLAR USA | PSE&G BPU | No | Complete | 2012-11-19 | 2013-06-05 | 2013-06-27 | 2013-06-27
SRP14883 | SREC Solar | PATEL | CHETAK NEW YORK LLC | 406 | 0 | Commercial | 1 | EDISON TWP | 8837 | 11 | TRINITY HEATING AND AIR | PSE&G BPU | No | Complete | 2012-11-19 | 2013-02-08 | 2013-02-27 | 2013-02-27
SRP14885 | SREC Solar | MOONEY | JOSHEN PAPER AND PACKAGING | 330.4 | 0 | Commercial | 1 | EDISON | 8817 | 11 | TRINITY HEATING AND AIR | PSE&G BPU | No | Complete | 2012-11-19 | 2013-03-27 | 2013-05-01 | 2013-05-01
SRP14886 | SREC Solar | AHMED |  | 9.165 | 0 | Residential | 1 | LINWOOD | 8221 | 19 | GREENPOINTE ENERGY | AC Electric | No | Complete | 2012-11-19 | 2013-04-17 | 2013-06-03 | 2013-06-03
SRP14892 | SREC Solar | SEIBERT |  | 9.6 | 0 | Residential | 1 | SANDYSTON | 7826 | 1 | EAST COAST ALTERNATIVE ENERGY | JCP&L | No | Complete | 2012-11-19 | 2013-02-28 | 2013-03-18 | 2013-03-18
SRP14893 | SREC Solar | PHUCAS | ADVOCARE THE FARM PEDIATRICS | 21.6 | 0 | Commercial | 0 | MARLTON | 8053 | 13 | SOLAR WORKS NJ | PSE&G BPU | No | Complete | 2012-11-19 | 2013-04-23 | 2013-06-03 | 2013-06-03
SRP14895 | SREC Solar | MORIN |  | 15.84 | 0 | Residential | 1 | MANCHESTER | 8759 | 18 | SEA BRIGHT SOLAR, LLC | JCP&L | No | Complete | 2012-11-19 | 2012-12-11 | 2012-12-18 | 2012-12-18
SRP14897 | SREC Solar | LISKA |  | 11.445 | 0 | Residential | 1 | RINGOES | 8551 | 4 | GREEN POWER ENERGY LLC | JCP&L | No | Complete | 2012-11-19 | 2013-01-28 | 2013-02-06 | 2013-02-06
SRP14898 | SREC Solar | HERMES |  | 4.165 | 0 | Residential | 1 | NEWTON | 7860 | 1 | GEOSCAPE SOLAR | JCP&L | No | Complete | 2012-11-19 | 2013-01-17 | 2013-02-01 | 2013-02-01
SRP14900 | SREC Solar | THEOPHALL |  | 6.72 | 0 | Residential | 1 | EGG HARBOR TWP | 8234 | 19 | BRITE IDEA ENERGY | AC Electric | No | Complete | 2012-11-19 | 2013-02-08 | 2013-02-27 | 2013-02-27
SRP14901 | SREC Solar | PANDYA |  | 9.81 | 0 | Residential | 1 | WALL | 7719 | 17 | SEA BRIGHT SOLAR, LLC | JCP&L | No | Complete | 2012-11-19 | 2013-03-14 | 2013-04-01 | 2013-04-01
SRP14902 | SREC Solar | SCHULTZ JR. | SWEPCO TUBE, LLC | 21.84 | 0 | Commercial | 0 | CLIFTON | 7011 | 6 | VANGUARD ENERGY PARTNERS, LLC | PSE&G BPU | No | Complete | 2012-11-19 | 2013-02-01 | 2013-02-19 | 2013-02-19
SRP14903 | SREC Solar | STYPINSKI | BURLINGTON CTY BOARD OF CHOSEN F | 57.6 | 0 | Government Facility | 0 | WESTHAMPTON TWP | 8060 | 13 | EAGLE CONSTRUCTION SERVICES, INC | PSE&G BPU | No | Complete | 2012-11-19 | 2013-09-03 | 2013-09-10 | 2013-09-10
SRP14906 | SREC Solar | BURKE |  | 9.36 | 0 | Residential | 1 | CLAYTON | 8312 | 15 | RCL ENTERPRISES INC. | AC Electric | No | Complete | 2012-11-19 | 2013-06-05 | 2013-06-13 | 2013-06-13
SRP14908 | SREC Solar | SMITH |  | 22.88 | 0 | Residential | 1 | MAYS LANDING | 8330 | 19 | GREENPOINTE ENERGY | AC Electric | No | Complete | 2012-11-19 | 2013-04-12 | 2013-05-01 | 2013-05-01
SRP14909 | SREC Solar | TAYLOR |  | 10.464 | 0 | Residential | 1 | PORT MONMOUTH | 7758 | 17 | GARDEN STATE SOLAR LLC | JCP&L | No | Complete | 2012-11-19 | 2012-12-18 | 2013-01-16 | 2013-01-16
SRP14910 | SREC Solar | ABBATE |  | 9.81 | 0 | Residential | 1 | BELFORD | 7718 | 17 | GARDEN STATE SOLAR LLC | JCP&L | No | Complete | 2012-11-19 | 2013-01-08 | 2013-01-25 | 2013-01-25
SRP14912 | SREC Solar | SMITH | MILK INDUSTRY CORPORATION | 422.4 | 0 | Commercial | 0 | BURLINGTON | 8016 | 13 | SIGNATURE SOLAR | PSE&G BPU | No | Complete | 2012-11-19 | 2013-03-05 | 2013-03-18 | 2013-03-18
SRP14914 | SREC Solar | LANGEL |  | 6.54 | 0 | Residential | 1 | GALLOWAY | 8215 | 19 | RICHMOND SOLAR | AC Electric | No | Complete | 2012-11-19 | 2013-04-01 | 2013-04-17 | 2013-04-17
SRP14917 | SREC Solar | BUKOWSKI |  | 7.75 | 0 | Residential | 1 | MONTVILLE | 7045 | 3 | TRINITY HEATING AND AIR | JCP&L | No | Complete | 2012-11-19 | 2013-01-28 | 2013-02-13 | 2013-02-13
SRP14918 | SREC Solar | MERLAU |  | 8.575 | 0 | Residential | 1 | BAYVILLE | 8721 | 18 | SUNGEVITY, INC. | JCP&L | No | Complete | 2012-11-19 | 2013-08-06 | 2013-08-12 | 2013-08-12
SRP14919 | SREC Solar | SLOTNICK |  | 8.5 | 0 | Residential | 1 | SOMERSET | 8873 | 5 | TRINITY HEATING AND AIR | PSE&G BPU | No | Complete | 2012-11-19 | 2013-01-21 | 2013-02-05 | 2013-02-05
SRP14923 | SREC Solar | ABBASI |  | 16.677 | 0 | Residential | 1 | BELLE MEAD | 8502 | 5 | AMERICAN RENEWABLE ENERGY, INC | PSE&G BPU | No | Complete | 2012-11-19 | 2013-05-03 | 2013-05-17 | 2013-05-17
SRP14924 | SREC Solar | TAWA |  | 9.81 | 0 | Residential | 1 | EDISON | 8837 | 11 | AMERICAN RENEWABLE ENERGY, INC | PSE&G BPU | No | Complete | 2012-11-19 | 2013-03-27 | 2013-05-01 | 2013-05-01
SRP14925 | SREC Solar | BONILLA |  | 7.68 | 0 | Residential | 1 | PERTH AMBOY | 8861 | 11 | EZNERGY LLC | PSE&G BPU | No | Complete | 2012-11-19 | 2013-10-25 | 2013-11-04 | 2013-11-04
SRP14926 | SREC Solar | BEERMAN |  | 5.39 | 0 | Residential | 1 | HASBROUCK HEIGHTS | 7604 | 7 | SUNGEVITY, INC. | PSE&G BPU | No | Complete | 2012-11-19 | 2013-04-03 | 2013-04-22 | 2013-04-22
SRP14927 | SREC Solar | CARTER |  | 4.41 | 0 | Residential | 1 | PISCATAWAY | 8854 | 11 | SUNGEVITY, INC. | PSE&G BPU | No | Complete | 2012-11-19 | 2013-04-25 | 2013-05-08 | 2013-05-08
SRP14928 | SREC Solar | CEKADA |  | 6.75 | 0 | Residential | 1 | MAYS LANDING | 8830 | 11 | SUNGEVITY, INC. | AC Electric | No | Complete | 2012-11-19 | 2013-05-15 | 2013-05-28 | 2013-05-28
SRP14929 | SREC Solar | BEST |  | 12.5 | 0 | Residential | 1 | PHILLIPSBURG | 8865 | 2 | ROOF DIAGNOSTICS INC | JCP&L | No | Complete | 2012-11-19 | 2013-05-15 | 2013-05-22 | 2013-05-22
SRP14930 | SREC Solar | BECKETT |  | 6.5 | 0 | Residential | 1 | BRICK | 8724 | 18 | ROOF DIAGNOSTICS INC | JCP&L | No | Complete | 2012-11-19 | 2013-03-18 | 2013-04-15 | 2013-04-15
SRP14931 | SREC Solar | HANWOOD | SUNILAND FURNITURE | 22.41 | 0 | Commercial | 1 | NEPTUNE | 7753 | 17 | GARDEN STATE SOLAR LLC | JCP&L | No | Complete | 2012-11-19 | 2013-04-10 | 2013-04-22 | 2013-04-22
SRP14932 | SREC Solar | MOSSBROOK |  | 6.72 | 0 | Residential | 1 | MAYS LANDING | 8330 | 19 | ALLSEASON CONSTRUCTION | AC Electric | No | Complete | 2012-11-19 | 2013-04-03 | 2013-04-22 | 2013-04-22
SRP14933 | SREC Solar | LEA |  | 5.76 | 0 | Residential | 1 | ESTELL MANOR | 8319 | 19 | ALLSEASON CONSTRUCTION | AC Electric | No | Complete | 2012-11-19 | 2013-03-12 | 2013-03-20 | 2013-03-20
SRP14934 | SREC Solar | LOBO |  | 9.6 | 0 | Residential | 1 | LEHT | 8234 | 19 | ALLSEASON CONSTRUCTION | AC Electric | No | Complete | 2012-11-19 | 2013-02-27 | 2013-03-06 | 2013-03-06
SRP14935 | SREC Solar | MARSHALL |  | 10 | 0 | Residential | 1 | TUCKERTON | 8087 | 18 | TRINITY HEATING AND AIR | AC Electric | No | Complete | 2012-11-19 | 2013-01-02 | 2013-01-15 | 2013-01-15
SRP14936 | SREC Solar | ROJEWSKI |  | 12 | 0 | Residential | 1 | LEBANON | 8833 | 4 | TRINITY HEATING AND AIR | JCP&L | No | Complete | 2012-11-19 | 2012-12-27 | 2013-01-09 | 2013-01-09
SRP14937 | SREC Solar | MCLOUGHLIN | WILLIAM ANNIN MIDDLE SCHOOL | 95.7 | 0 | Commercial | 1 | BASKING RIDGE | 7920 | 5 | POWER PARTNERS MASTEC LLC | JCP&L | No | Complete | 2012-11-19 | 2013-04-10 | 2013-06-13 | 2013-06-13
SRP14938 | SREC Solar | GROETZINGER |  | 3.25 | 0 | Residential | 1 | WESTAMPTON | 8060 | 13 | ROOF DIAGNOSTICS INC | PSE&G BPU | No | Complete | 2012-11-19 | 2013-05-08 | 2013-05-14 | 2013-05-14
SRP14940 | SREC Solar | KLEINMAN |  | 9.945 | 0 | Residential | 0 | MARLBORO | 7746 | 17 | A-TOP ALTERNATIVE ENERGY | JCP&L | No | Complete | 2012-11-19 | 2012-12-28 | 2013-01-03 | 2013-01-03
SRP14941 | SREC Solar | NARAYANAPPA |  | 10 | 0 | Residential | 1 | PLAINSBORO | 8536 | 11 | TRINITY HEATING AND AIR | PSE&G BPU | No | Complete | 2012-11-19 | 2013-01-31 | 2013-02-19 | 2013-02-19
SRP14943 | SREC Solar | BARTFIELD |  | 5.5 | 0 | Residential | 1 | LAWRENCE TWP | 8648 | 12 | TRINITY HEATING AND AIR | PSE&G BPU | No | Complete | 2012-11-19 | 2013-03-29 | 2013-04-17 | 2013-04-17
SRP14946 | SREC Solar | GILLIES |  | 7.2 | 0 | Residential | 1 | MYSTIC ISLANDS | 8087 | 18 | SOLARCITY CORPORATION | AC Electric | No | Complete | 2012-11-19 | 2013-04-26 | 2013-05-09 | 2013-05-09
SRP14947 | SREC Solar | POWERS | BONNIE BRAE FARM | 813.12 | 0 | Farm | 1 | BASKING RIDGE | 7920 | 5 | AMBERJACK SOLAR ENERGY | JCP&L | No | Complete | 2012-11-19 | 2013-11-18 | 2013-11-20 | 2013-11-20
SRP14948 | SREC Solar | ZAMBRZYCKI |  | 4.32 | 0 | Residential | 1 | MILLTOWN | 8850 | 11 | SOLARCITY CORPORATION | Boro of Milltown Elec | No | Complete | 2012-11-19 | 2014-04-21 | 2014-04-25 | 2014-04-25
SRP14949 | SREC Solar | VANDERMAY | RAILROAD ASSOCIATES | 86.64 | 0 | Residential | 0 | BEVERLY | 8010 | 13 | MERCURY SOLAR SYSTEMS - PORT CHESTER | PSE&G BPU | No | Complete | 2012-11-19 | 2013-05-03 | 2013-05-13 | 2013-05-13
SRP14952 | SREC Solar | PANAGIOTIDIS |  | 3.12 | 0 | Residential | 1 | CLIFFSIDE PARK | 7010 | 7 | SOLARCITY CORPORATION | PSE&G BPU | No | Complete | 2012-11-19 | 2013-04-09 | 2013-05-14 | 2013-05-14
SRP14953 | SREC Solar | BRODY |  | 8.5 | 0 | Residential | 1 | MONROE | 8831 | 11 | TRINITY HEATING AND AIR | JCP&L | No | Complete | 2012-11-19 | 2013-02-01 | 2013-02-14 | 2013-02-14
SRP14955 | SREC Solar | WASSERMAN |  | 6 | 0 | Residential | 1 | NEW MILFORD | 7646 | 7 | TRINITY HEATING AND AIR | PSE&G BPU | No | Complete | 2012-11-19 | 2013-04-01 | 2013-04-23 | 2013-04-23
SRP14959 | SREC Solar | POPEK |  | 4.935 | 0 | Residential | 1 | CLIFTON | 7012 | 6 | VIVINT SOLAR | PSE&G BPU | No | Complete | 2012-11-19 | 2013-04-30 | 2013-05-15 | 2013-05-15
SRP14960 | SREC Solar | BARRETT |  | 6.815 | 0 | Residential | 1 | MIDDLESEX | 8846 | 11 | VIVINT SOLAR | PSE&G BPU | No | Complete | 2012-11-19 | 2013-11-12 | 2014-01-16 | 2014-01-16
SRP14961 | SREC Solar | TEBELS | CENTRAL MILLS, INC. | 1818.44 | 0 | Commercial | 1 | DAYTON | 8810 | 11 | SOLIS PARTNERS, LLC | PSE&G BPU | No | Complete | 2012-11-19 | 2013-01-31 | 2013-02-14 | 2013-02-14
SRP14962 | SREC Solar | QUITETE |  | 5.52 | 0 | Residential | 1 | KENILWORTH | 7033 | 10 | SOLARCITY CORPORATION | PSE&G BPU | No | Complete | 2012-11-19 | 2013-04-29 | 2013-05-07 | 2013-05-07
SRP14965 | SREC Solar | SHORE |  | 6.11 | 0 | Residential | 1 | FAIR LAWN | 7410 | 7 | VIVINT SOLAR | PSE&G BPU | No | Complete | 2012-11-19 | 2013-07-03 | 2013-07-12 | 2013-07-12
SRP14966 | SREC Solar | GREANEY |  | 4.42 | 0 | Residential | 1 | NORWOOD | 7648 | 7 | SOLARCITY CORPORATION | Orange & Rockland Elec | No | Complete | 2012-11-19 | 2013-03-26 | 2013-04-09 | 2013-04-09
SRP14967 | SREC Solar | RUNKEL |  | 4.4 | 0 | Residential | 1 | AVENEL | 7001 | 11 | SOLARCITY CORPORATION | PSE&G BPU | No | Complete | 2012-11-19 | 2013-04-12 | 2013-05-02 | 2013-05-02
SRP14968 | SREC Solar | CORTESE |  | 8.84 | 0 | Residential | 1 | EGG HARBOR DRIVE | 8234 | 19 | GREENPOINT ENERGY | AC Electric | No | Complete | 2012-11-19 | 2013-03-27 | 2013-04-17 | 2013-04-17
SRP14969 | SREC Solar | SCHOENENBERGER |  | 12.5 | 0 | Residential | 1 | FREEHOLD | 7728 | 17 | TRINITY HEATING AND AIR | JCP&L | No | Complete | 2012-11-19 | 2013-02-22 | 2013-03-07 | 2013-03-07
SRP14970 | SREC Solar | DAMIANO | DAMIANO PHARMACY | 14 | 0 | Commercial | 0 | CLIFTON | 7011 | 6 | TRINITY HEATING AND AIR | PSE&G BPU | No | Complete | 2012-11-29 | 2013-04-29 | 2013-05-08 | 2013-05-08
SRP14972 | SREC Solar | TSAI |  | 4.5 | 0 | Residential | 1 | TRENTON | 8690 | 12 | TRINITY HEATING AND AIR | PSE&G BPU | No | Complete | 2012-11-19 | 2013-01-15 | 2013-02-06 | 2013-02-06
SRP14974 | SREC Solar | CHOPRA |  | 4 | 0 | Residential | 1 | TRENTON | 8690 | 12 | TRINITY HEATING AND AIR | PSE&G BPU | No | Complete | 2012-11-19 | 2012-12-19 | 2013-01-02 | 2013-01-02
SRP14975 | SREC Solar | FARINAS |  | 8.4 | 0 | Residential | 1 | MEDFORD | 8055 | 13 | SOLARCITY CORPORATION | PSE&G BPU | No | Complete | 2012-11-19 | 2013-08-13 | 2013-09-25 | 2013-09-25
SRP14977 | SREC Solar | JACONSKI |  | 7.68 | 0 | Residential | 1 | WILLIAMSTOWN | 8094 | 15 | SOLARCITY CORPORATION | AC Electric | No | Complete | 2012-11-19 | 2013-04-02 | 2013-05-01 | 2013-05-01
SRP14978 | SREC Solar | HABERBERGER |  | 6 | 0 | Residential | 1 | OAK RIDGE | 7438 | 6 | ROOF DIAGNOSTICS INC | JCP&L | No | Complete | 2012-11-19 | 2013-06-26 | 2013-07-01 | 2013-07-01
SRP14979 | SREC Solar | BECKER |  | 6.86 | 0 | Residential | 1 | MILLVILLE | 8332 | 20 | SOLARCITY CORPORATION | AC Electric | No | Complete | 2012-11-19 | 2013-05-24 | 2013-05-29 | 2013-05-29
SRP14981 | SREC Solar | IRELAND |  | 8.84 | 0 | Residential | 1 | EGG HARBOR TWP | 8234 | 19 | SOLARCITY CORPORATION | AC Electric | No | Complete | 2012-11-19 | 2013-06-10 | 2013-06-17 | 2013-06-17
SRP14982 | SREC Solar | COWEN |  | 11 | 0 | Residential | 1 | JACKSON | 8527 | 18 | SOLARCITY CORPORATION | JCP&L | No | Complete | 2012-11-19 | 2013-08-29 | 2013-09-11 | 2013-09-11
SRP14983 | SREC Solar | MARTINIS |  | 9.6 | 0 | Residential | 1 | SICKLERVILLE | 8081 | 14 | SOLARCITY CORPORATION | AC Electric | No | Complete | 2012-11-19 | 2013-05-31 | 2013-06-17 | 2013-06-17
SRP14984 | SREC Solar | BLOOMFIELD |  | 9.62 | 0 | Residential | 1 | UPPER FREEHOLD | 8514 | 17 | SOLARCITY CORPORATION | JCP&L | No | Complete | 2012-11-19 | 2013-05-29 | 2013-05-31 | 2013-05-31
SRP14985 | SREC Solar | BREHM |  | 2.16 | 0 | Residential | 1 | OCEAN CITY | 8226 | 21 | SOLARCITY CORPORATION | AC Electric | No | Complete | 2012-11-19 | 2013-06-28 | 2013-07-05 | 2013-07-05
SRP14986 | SREC Solar | FOSTER |  | 5.04 | 0 | Residential | 1 | JACKSON | 8527 | 18 | SUNRAY SOLAR, INC. | JCP&L | No | Complete | 2012-11-19 | 2013-01-10 | 2013-01-29 | 2013-01-29
SRP14988 | SREC Solar | PRICE |  | 10.535 | 0 | Residential | 1 | MT. HOLLY | 8060 | 13 | ALTERIS RENEWABLES DBA REAL GOODS SOLAR | PSE&G BPU | No | Complete | 2012-11-19 | 2014-01-23 | 2014-01-29 | 2014-01-29
SRP14989 | SREC Solar | ZAKRZEWSKI |  | 4.23 | 0 | Residential | 1 | CLIFTON | 7013 | 6 | VIVINT SOLAR | PSE&G BPU | No | Complete | 2012-11-19 | 2013-05-20 | 2013-05-28 | 2013-05-28
SRP14991 | SREC Solar | ALMEIDA |  | 12 | 0 | Residential | 1 | TOMS RIVER | 8753 | 18 | SOLARCITY CORPORATION | JCP&L | No | Complete | 2012-11-19 | 2013-06-26 | 2013-06-28 | 2013-06-28
SRP14992 | SREC Solar | DELLORCO JR |  | 5.88 | 0 | Residential | 1 | HAMMONTON | 8037 | 19 | SOLAR SOLUTIONS LLC | AC Electric | No | Complete | 2013-01-07 | 2013-04-15 | 2013-05-01 | 2013-05-01
SRP14994 | SREC Solar | NITTI |  | 10.56 | 0 | Residential | 1 | REDBANK | 7701 | 17 | RELIABLE POWER SERVICES, INC. | JCP&L | No | Complete | 2012-11-19 | 2013-01-28 | 2013-02-11 | 2013-02-11
SRP14995 | SREC Solar | WILLER | FEDERAL BUSINESS CENTERS | 356.72 | 0 | Commercial | 0 | EDISON | 8837 | 11 | SOLIS PARTNERS, LLC | PSE&G BPU | No | Complete | 2012-11-19 | 2013-01-16 | 2013-01-31 | 2013-01-31
SRP14996 | SREC Solar | CLARK |  | 9.6 | 0 | Residential | 1 | JACKSON | 8527 | 18 | RELIABLE POWER SERVICES, INC. | JCP&L | No | Complete | 2012-11-19 | 2013-02-22 | 2013-03-07 | 2013-03-07
SRP14997 | SREC Solar | MCKIERNAN |  | 5.64 | 0 | Residential | 1 | MIDDLESEX | 8846 | 11 | VIVINT SOLAR | PSE&G BPU | No | Complete | 2012-11-19 | 2013-05-07 | 2013-05-16 | 2013-05-16
SRP14998 | SREC Solar | DUARTE |  | 4.655 | 0 | Residential | 1 | NEPTUNE CITY | 7753 | 17 | RELIABLE POWER SERVICES, INC. | JCP&L | No | Complete | 2012-11-19 | 2013-10-23 | 2013-10-29 | 2013-10-29
SRP14999 | SREC Solar | BROGAN |  | 10.32 | 0 | Residential | 1 | PETERSBURG | 8270 | 21 | NJ SOLAR POWER, LLC | AC Electric | No | Complete | 2012-11-19 | 2013-03-26 | 2013-04-09 | 2013-04-09
SRP15000 | SREC Solar | CARDONA |  | 8.085 | 0 | Residential | 1 | LAKEWOOD | 8701 | 18 | RELIABLE POWER SERVICES, INC. | JCP&L | No | Complete | 2012-11-19 | 2013-05-23 | 2013-06-03 | 2013-06-03
SRP15001 | SREC Solar | NIEVES |  | 6.24 | 0 | Residential | 1 | BAYVILLE | 8721 | 18 | RELIABLE POWER SERVICES, INC. | JCP&L | No | Complete | 2012-11-19 | 2014-01-14 | 2014-01-29 | 2014-01-29
SRP15003 | SREC Solar | ALLEN |  | 8.16 | 0 | Residential | 1 | HOWELL | 7731 | 17 | RELIABLE POWER SERVICES, INC. | JCP&L | No | Complete | 2012-11-19 | 2013-02-12 | 2013-02-22 | 2013-02-22
SRP15004 | SREC Solar | ARCE |  | 5.61 | 0 | Residential | 1 | BRICK | 8723 | 18 | ROOF DIAGNOSTICS INC | JCP&L | No | Complete | 2012-11-19 | 2012-12-19 | 2013-01-02 | 2013-01-02
SRP15005 | SREC Solar | BANAM |  | 5.39 | 0 | Residential | 1 | HACKETTSTOWN | 7840 | 2 | SKY HIGH ENERGY, LLC | JCP&L | No | Complete | 2012-11-19 | 2013-06-04 | 2013-06-14 | 2013-06-14
SRP15006 | SREC Solar | ROLANDO |  | 9.36 | 0 | Residential | 1 | TOMS RIVER | 8753 | 18 | RELIABLE POWER SERVICES, INC. | JCP&L | No | Complete | 2012-11-19 | 2013-03-15 | 2013-04-01 | 2013-04-01
SRP15008 | SREC Solar | TOTH |  | 5.39 | 0 | Residential | 1 | TRENTON | 8620 | 12 | ALTERIS RENEWABLES DBA REAL GOODS SOLAR | PSE&G BPU | No | Complete | 2012-11-19 | 2013-02-27 | 2013-03-12 | 2013-03-12
SRP15009 | SREC Solar | NIKOLA |  | 6.72 | 0 | Residential | 1 | TOMS RIVER | 8755 | 18 | RELIABLE POWER SERVICES, INC. | JCP&L | No | Complete | 2012-11-19 | 2013-07-23 | 2013-07-25 | 2013-07-25
SRP15010 | SREC Solar | SON |  | 8.75 | 0 | Residential | 1 | HOWELL | 7731 | 17 | 1ST LIGHT ENERGY, INC. | JCP&L | No | Complete | 2012-11-19 | 2013-06-07 | 2013-06-13 | 2013-06-13
SRP15011 | SREC Solar | GERMANN |  | 6 | 0 | Residential | 1 | LAKEWOOD | 8701 | 18 | ROOF DIAGNOSTICS INC | JCP&L | No | Complete | 2012-11-19 | 2013-05-23 | 2013-06-03 | 2013-06-03
SRP15012 | SREC Solar | MILLER |  | 9.36 | 0 | Residential | 1 | COLUMBIA | 7832 | 2 | SOLARCITY CORPORATION | JCP&L | No | Complete | 2012-11-19 | 2013-04-15 | 2013-05-01 | 2013-05-01
SRP15014 | SREC Solar | CRIBBEN |  | 7.44 | 0 | Residential | 1 | EVESHAM TWP | 8053 | 13 | SOLARCITY CORPORATION | PSE&G BPU | No | Complete | 2012-11-19 | 2013-04-09 | 2013-04-30 | 2013-04-30
SRP15015 | SREC Solar | LEWIS |  | 6.54 | 0 | Residential | 1 | WILDWOOD CREST | 8260 | 21 | PARAMOUNT SOLAR, LLC | AC Electric | No | Complete | 2012-11-19 | 2013-09-12 | 2013-09-20 | 2013-09-20
SRP15016 | SREC Solar | KANTOR | KANTOR LLC | 59.22 | 0 | Commercial | 0 | ORANGE | 7050 | 9 | SOLAR HOME NJ LLC | PSE&G BPU | No | Complete | 2012-11-19 | 2013-01-22 | 2013-02-07 | 2013-02-07
SRP15017 | SREC Solar | IRTIS |  | 7.848 | 0 | Residential | 0 | CREAM RIDGE | 8514 | 17 | GEOPEAK ENERGY LLC | JCP&L | No | Complete | 2012-11-19 | 2013-02-05 | 2013-02-19 | 2013-02-19
SRP15018 | SREC Solar | BIRCH |  | 10.2 | 0 | Residential | 1 | MANALAPAN | 7726 | 17 | ROOF DIAGNOSTICS INC | JCP&L | No | Complete | 2012-11-19 | 2013-06-13 | 2013-06-24 | 2013-06-24
SRP15019 | SREC Solar | INCOLLINGO |  | 21.034 | 0 | Residential | 0 | MEDFORD TWP | 8055 | 13 | CHALOW ELECTRIC | AC Electric | No | Complete | 2012-11-19 | 2013-10-29 | 2013-11-08 | 2013-11-08
SRP15020 | SREC Solar | ZARAZA |  | 8.16 | 0 | Residential | 1 | TOMS RIVER | 8753 | 18 | RELIABLE POWER SERVICES, INC. | JCP&L | No | Complete | 2012-11-19 | 2013-02-22 | 2013-06-03 | 2013-06-03
SRP15021 | SREC Solar | DIGIORE |  | 7.395 | 0 | Residential | 1 | MANCHESTER | 8759 | 18 | ROOF DIAGNOSTICS INC | JCP&L | No | Complete | 2012-11-19 | 2012-12-07 | 2013-01-16 | 2013-01-16
SRP15022 | SREC Solar | PETTIT |  | 6.867 | 0 | Residential | 1 | JACKSON | 8527 | 18 | ROOF DIAGNOSTICS INC | JCP&L | No | Complete | 2012-11-19 | 2013-07-24 | 2013-07-29 | 2013-07-29
SRP15024 | SREC Solar | BUONO |  | 4.845 | 0 | Residential | 1 | MARLBORO | 7746 | 17 | ROOF DIAGNOSTICS INC | JCP&L | No | Complete | 2012-11-19 | 2012-11-29 | 2012-12-10 | 2012-12-10
SRP15025 | SREC Solar | LESHER |  | 23.265 | 0 | Residential | 1 | WOODSTOEN | 8098 | 16 | CODE GREEN SOLAR, LLC | AC Electric | No | Complete | 2012-11-19 | 2013-04-22 | 2013-05-03 | 2013-05-03
SRP15026 | SREC Solar | REISERT |  | 10.5 | 0 | Residential | 1 | E. BRUNSWICK | 8816 | 11 | ROOF DIAGNOSTICS INC | PSE&G BPU | No | Complete | 2012-11-19 | 2013-06-04 | 2013-06-14 | 2013-06-14
SRP15027 | SREC Solar | WEENING |  | 5.39 | 0 | Residential | 1 | UNION | 7083 | 10 | VIVINT SOLAR | PSE&G BPU | No | Complete | 2012-11-29 | 2013-04-26 | 2013-05-13 | 2013-05-13
SRP15028 | SREC Solar | MARGULIES |  | 10.5 | 0 | Residential | 1 | MANALAPAN | 7726 | 17 | TRINITY HEATING AND AIR | JCP&L | No | Complete | 2012-11-29 | 2013-01-22 | 2013-02-07 | 2013-02-07
SRP15029 | SREC Solar | SWITZ |  | 6.72 | 0 | Residential | 1 | TOMS RIVER | 8757 | 18 | EZNERGY LLC | JCP&L | No | Complete | 2012-11-19 | 2013-04-10 | 2013-04-25 | 2013-04-25
SRP15031 | SREC Solar | ROMAN |  | 4.165 | 0 | Residential | 1 | ELIZABETH | 7208 | 10 | VIVINT SOLAR | PSE&G BPU | No | Complete | 2012-11-29 | 2013-04-30 | 2013-05-15 | 2013-05-15
SRP15034 | SREC Solar | MILLER |  | 7.52 | 0 | Residential | 1 | CLARK | 7066 | 10 | VIVINT SOLAR | PSE&G BPU | No | Complete | 2012-11-29 | 2013-06-05 | 2013-06-13 | 2013-06-13
SRP15035 | SREC Solar | MURDOCK |  | 5.875 | 0 | Residential | 1 | SADDLE BROOK | 7663 | 7 | VIVINT SOLAR | PSE&G BPU | No | Complete | 2012-11-29 | 2013-05-16 | 2013-05-23 | 2013-05-23
SRP15036 | SREC Solar | COUGHLAN |  | 3.525 | 0 | Residential | 1 | FAIR LAWN | 7410 | 7 | VIVINT SOLAR | PSE&G BPU | No | Complete | 2012-11-29 | 2013-04-22 | 2013-05-03 | 2013-05-03
SRP15039 | SREC Solar | COHEN |  | 9.5 | 0 | Residential | 1 | SOMERSET | 8873 | 5 | TRINITY HEATING AND AIR | PSE&G BPU | No | Complete | 2012-11-29 | 2013-01-11 | 2013-01-28 | 2013-01-28
SRP15040 | SREC Solar | LITTLE |  | 2.75 | 0 | Residential | 1 | RARITAN | 8869 | 5 | ROOF DIAGNOSTICS INC | PSE&G BPU | No | Complete | 2012-11-29 | 2013-05-28 | 2013-05-31 | 2013-05-31
SRP15041 | SREC Solar | O'CONNELL |  | 5 | 0 | Residential | 1 | COLUMBUS | 8022 | 13 | TRINITY HEATING AND AIR | PSE&G BPU | No | Complete | 2012-11-29 | 2013-04-29 | 2013-05-23 | 2013-05-23
SRP15042 | SREC Solar | SWART |  | 13 | 0 | Residential | 1 | JACKSON | 8527 | 18 | ROOF DIAGNOSTICS INC | JCP&L | No | Complete | 2012-11-29 | 2013-05-28 | 2013-05-31 | 2013-05-31
SRP15045 | SREC Solar | GABRIEL |  | 9.6 | 0 | Residential | 1 | MAYS LANDING | 8330 | 19 | ALLSEASON CONSTRUCTION | AC Electric | No | Complete | 2012-11-29 | 2012-12-27 | 2013-01-16 | 2013-01-16
SRP15046 | SREC Solar | CONTRERAS |  | 4.465 | 0 | Residential | 1 | CLIFTON | 7013 | 6 | VIVINT SOLAR | PSE&G BPU | No | Complete | 2012-11-29 | 2013-11-08 | 2013-11-13 | 2013-11-13
SRP15047 | SREC Solar | STANILUS |  | 6.24 | 0 | Residential | 1 | GALLOWAY | 8201 | 19 | ALLSEASON CONSTRUCTION | AC Electric | No | Complete | 2012-11-29 | 2013-02-12 | 2013-03-05 | 2013-03-05
SRP15048 | SREC Solar | WESCOTT |  | 16.8 | 0 | Residential | 1 | PORT REPUBLIC | 8241 | 19 | ALLSEASON CONSTRUCTION | AC Electric | No | Complete | 2012-11-29 | 2013-07-09 | 2013-07-12 | 2013-07-12
SRP15051 | SREC Solar | PEREZ |  | 5.76 | 0 | Residential | 1 | EGG HARBOR TOWNSHIP | 8234 | 19 | ALLSEASON CONSTRUCTION | AC Electric | No | Complete | 2012-11-29 | 2013-02-12 | 2013-02-25 | 2013-02-25
SRP15052 | SREC Solar | CAMMALLERI |  | 3.6 | 0 | Residential | 1 | LEHT | 8087 | 18 | ALLSEASON CONSTRUCTION | AC Electric | No | Complete | 2012-11-29 | 2013-02-12 | 2013-03-05 | 2013-03-05
SRP15053 | SREC Solar | BARTHOLOMEW |  | 3.84 | 0 | Residential | 1 | MILLVILLE | 8332 | 20 | ALLSEASON CONSTRUCTION | AC Electric | No | Complete | 2012-11-29 | 2013-05-22 | 2013-05-29 | 2013-05-29
SRP15054 | SREC Solar | HEINE |  | 5.64 | 0 | Residential | 1 | MANASQUAN | 8736 | 17 | ROOF DIAGNOSTICS INC | JCP&L | No | Complete | 2012-11-29 | 2013-01-07 | 2013-01-25 | 2013-01-25
SRP15055 | SREC Solar | MANCINO |  | 5.39 | 0 | Residential | 1 | HILLSBOROUGH | 8844 | 5 | SKY HIGH ENERGY, LLC | PSE&G BPU | No | Complete | 2012-11-29 | 2013-03-12 | 2013-03-19 | 2013-03-19
SRP15056 | SREC Solar | COLANERI |  | 14.16 | 0 | Residential | 1 | UPPER DEERFIELD | 8302 | 20 | ALLSEASON CONSTRUCTION | AC Electric | No | Complete | 2012-11-29 | 2013-02-12 | 2013-02-25 | 2013-02-25
SRP15058 | SREC Solar | DONDAPATI |  | 6.86 | 0 | Residential | 1 | PLAINSBORO | 8536 | 11 | SKY HIGH ENERGY, LLC | PSE&G BPU | No | Complete | 2012-11-29 | 2013-01-28 | 2013-02-12 | 2013-02-12
SRP15059 | SREC Solar | FRENCH |  | 9.12 | 0 | Residential | 1 | FORKED RIVER | 8731 | 18 | RELIABLE POWER SERVICES, INC. | JCP&L | No | Complete | 2012-11-29 | 2013-06-25 | 2013-06-27 | 2013-06-27
SRP15060 | SREC Solar | HOFFMAN |  | 12 | 0 | Residential | 1 | DOROTHY | 8317 | 19 | ALLSEASON CONSTRUCTION | AC Electric | No | Complete | 2012-11-29 | 2013-02-12 | 2013-02-26 | 2013-02-26
SRP15061 | SREC Solar | NANDWANI |  | 5.52 | 0 | Residential | 0 | WEEHAWKEN | 7086 | 8 | PRO CUSTOM SOLAR | PSE&G BPU | No | Complete | 2012-11-29 | 2013-04-22 | 2013-05-01 | 2013-05-01
SRP15062 | SREC Solar | MURPHY |  | 4.42 | 0 | Residential | 1 | WEST MILFORD | 7480 | 6 | SOLARCITY CORPORATION | Orange & Rockland Elec | No | Complete | 2012-11-29 | 2013-07-09 | 2013-07-12 | 2013-07-12
SRP15063 | SREC Solar | MORRO |  | 8.64 | 0 | Residential | 1 | MANSFIELD | 8022 | 13 | SOLARCITY CORPORATION | JCP&L | No | Complete | 2012-11-29 | 2013-03-28 | 2013-04-16 | 2013-04-16
SRP15065 | SREC Solar | INTILE |  | 7 | 0 | Residential | 1 | FAIRFIELD | 7004 | 9 | ROOF DIAGNOSTICS INC | PSE&G BPU | No | Complete | 2012-11-29 | 2013-06-28 | 2013-11-05 | 2013-11-05
SRP15066 | SREC Solar | ZIPAY |  | 9.87 | 0 | Residential | 1 | PT PLEASANT | 8742 | 18 | ROOF DIAGNOSTICS INC | JCP&L | No | Complete | 2012-11-29 | 2012-12-07 | 2013-01-16 | 2013-01-16
SRP15067 | SREC Solar | RICHARDS |  | 43.2 | 0 | Residential | 0 | JOBSTOWN | 8041 | 13 | DUNLAP & JOHNSON | PSE&G BPU | No | Complete | 2012-11-19 | 2013-11-11 | 2013-11-14 | 2013-11-14
SRP15068 | SREC Solar | JOHNSON |  | 7.2 | 0 | Residential | 1 | WHITTING | 8759 | 18 | ACOS ENERGY, LLC | JCP&L | No | Complete | 2012-11-29 | 2013-04-26 | 2013-05-13 | 2013-05-13
SRP15069 | SREC Solar | KRAUSS |  | 5.76 | 0 | Residential | 1 | MANCHESTER | 8759 | 18 | ACOS ENERGY, LLC | JCP&L | No | Complete | 2012-11-29 | 2013-05-03 | 2013-05-14 | 2013-05-14
SRP15070 | SREC Solar | DABROWSKI |  | 22.08 | 0 | Residential | 1 | COLTS NECK | 7722 | 17 | SOLARCITY CORPORATION | JCP&L | No | Complete | 2012-11-29 | 2013-06-21 | 2013-07-16 | 2013-07-16
SRP15072 | SREC Solar | GIGSTAD |  | 6 | 0 | Residential | 1 | MANAHAWKIN | 8050 | 18 | ALLSEASON CONSTRUCTION | AC Electric | No | Complete | 2012-11-29 | 2013-08-07 | 2013-08-12 | 2013-08-12
SRP15073 | SREC Solar | VENANZI | MONTGOMERY HIGH SCHOOL | 771.98 | 0 | School Public K-12 | 1 | SKILLMAN | 8558 | 5 | POWER PARTNERS MASTEC LLC | PSE&G BPU | No | Complete | 2012-11-29 | 2014-02-19 | 2014-03-03 | 2014-03-03
SRP15074 | SREC Solar | PRAGER |  | 5.25 | 0 | Residential | 1 | JACKSON | 8527 | 18 | TRINITY HEATING AND AIR | JCP&L | No | Complete | 2012-11-29 | 2012-12-07 | 2012-12-13 | 2012-12-13
SRP15075 | SREC Solar | GAMEIRO |  | 5.64 | 0 | Residential | 1 | PARSIPPANY | 7054 | 3 | VIVINT SOLAR | JCP&L | No | Complete | 2012-11-29 | 2013-04-22 | 2013-05-01 | 2013-05-01
SRP15076 | SREC Solar | PERRINO | EHT LEASING, LLC | 13 | 0 | Commercial | 1 | EGG HARBOR TWP | 8234 | 19 | BRITE IDEA ENERGY | AC Electric | No | QA SELECTED | 2012-11-29 | 2013-01-25
SRP15077 | SREC Solar | LAWLOR |  | 15 | 0 | Residential | 1 | PITTSGROVE | 8318 | 16 | TRINITY HEATING AND AIR | AC Electric | No | Complete | 2012-11-29 | 2013-06-25 | 2013-06-27 | 2013-06-27
SRP15078 | SREC Solar | JAYME |  | 4.5 | 0 | Residential | 1 | BORDENTOWN | 8505 | 13 | TRINITY HEATING AND AIR | PSE&G BPU | No | Complete | 2012-11-29 | 2013-01-28 | 2013-02-13 | 2013-02-13
SRP15079 | SREC Solar | GROSSMAN |  | 9.5 | 0 | Residential | 1 | LAKEWOOD | 8701 | 18 | TRINITY HEATING AND AIR | JCP&L | No | Complete | 2012-11-29 | 2012-12-18 | 2013-01-02 | 2013-01-02
SRP15082 | SREC Solar | MCCABE |  | 8.64 | 0 | Residential | 1 | MONROE TWP | 8831 | 11 | SOLARCITY CORPORATION | JCP&L | No | Complete | 2012-11-29 | 2013-06-13 | 2013-06-18 | 2013-06-18
SRP15084 | SREC Solar | PAWLICK |  | 6.96 | 0 | Residential | 1 | MANALAPAN | 7726 | 17 | SOLARCITY CORPORATION | JCP&L | No | Complete | 2012-11-29 | 2014-03-10 | 2014-03-20 | 2014-03-20
SRP15086 | SREC Solar | FLANAGAN |  | 11.75 | 0 | Residential | 1 | MANCHESTER | 8759 | 18 | TRINITY HEATING AND AIR | JCP&L | No | Complete | 2012-11-29 | 2013-04-10 | 2013-05-01 | 2013-05-01
SRP15088 | SREC Solar | YUSCHAK |  | 5.64 | 0 | Residential | 1 | ELIZABETH | 7208 | 10 | VIVINT SOLAR | PSE&G BPU | No | Complete | 2012-11-29 | 2013-03-25 | 2013-04-02 | 2013-04-02
SRP15090 | SREC Solar | WEINSTOCK |  | 7.52 | 0 | Residential | 1 | UNION | 7083 | 10 | VIVINT SOLAR | PSE&G BPU | No | Complete | 2012-11-29 | 2013-04-22 | 2013-05-01 | 2013-05-01
SRP15091 | SREC Solar | COLLINS |  | 4.655 | 0 | Residential | 1 | MAPLEWOOD | 7040 | 9 | VIVINT SOLAR | PSE&G BPU | No | Complete | 2012-11-29 | 2013-10-24 | 2013-11-04 | 2013-11-04
SRP15093 | SREC Solar | REPSHER |  | 7.35 | 0 | Residential | 1 | SOMERSET | 8873 | 5 | VIVINT SOLAR | PSE&G BPU | No | Complete | 2012-11-29 | 2013-03-07 | 2013-03-20 | 2013-03-20
SRP15094 | SREC Solar | DAMIANO |  | 26 | 0 | Residential | 0 | CLIFTON CITY | 7011 | 6 | TRINITY HEATING AND AIR | PSE&G BPU | No | Complete | 2012-11-29 | 2013-04-29 | 2013-05-08 | 2013-05-08
SRP15095 | SREC Solar | BARILLA |  | 9.555 | 0 | Residential | 1 | PARSIPPANY | 7054 | 3 | VIVINT SOLAR | JCP&L | No | Complete | 2012-11-29 | 2013-03-12 | 2013-03-28 | 2013-03-28
SRP15097 | SREC Solar | SHETH |  | 5.17 | 0 | Residential | 1 | PARSIPPANY | 7054 | 3 | VIVINT SOLAR | JCP&L | No | Complete | 2012-11-29 | 2013-03-04 | 2013-03-14 | 2013-03-14
SRP15099 | SREC Solar | MUELLER |  | 17.395 | 0 | Residential | 1 | LAFAYETTE | 7848 | 1 | SOLARCITY CORPORATION | Unknown | No | Complete | 2012-11-29 | 2013-06-21 | 2013-06-25 | 2013-06-25
SRP15100 | SREC Solar | WATERBURY |  | 8.415 | 0 | Residential | 1 | RINGOES | 8551 | 4 | VERENGO SOLAR | JCP&L | No | Complete | 2012-11-29 | 2013-04-04 | 2013-05-02 | 2013-05-02
SRP15103 | SREC Solar | GHABRAS |  | 7.395 | 0 | Residential | 1 | MONROE | 8831 | 11 | ROOF DIAGNOSTICS INC | JCP&L | No | Complete | 2012-11-29 | 2013-06-21 | 2013-06-25 | 2013-06-25
SRP15104 | SREC Solar | BAIRD |  | 6.12 | 0 | Residential | 1 | UNION BEACH | 7735 | 17 | ROOF DIAGNOSTICS INC | JCP&L | No | Complete | 2012-11-29 | 2013-03-18 | 2013-04-15 | 2013-04-15
SRP15107 | SREC Solar | LOKANDA |  | 4.465 | 0 | Residential | 1 | E. BRUNSWICK | 8816 | 11 | VIVINT SOLAR | PSE&G BPU | No | Complete | 2012-11-29 | 2013-04-24 | 2013-05-09 | 2013-05-09
SRP15108 | SREC Solar | PATEL |  | 8.16 | 0 | Residential | 1 | SCOTCH PLAINS | 7076 | 10 | ROOF DIAGNOSTICS INC | PSE&G BPU | No | Complete | 2012-11-29 | 2013-03-12 | 2013-03-27 | 2013-03-27
SRP15109 | SREC Solar | DROGON |  | 4.655 | 0 | Residential | 1 | TOMS RIVER | 8757 | 18 | ROOF DIAGNOSTICS INC | JCP&L | No | Complete | 2012-11-29 | 2013-03-06 | 2013-03-28 | 2013-03-28
SRP15110 | SREC Solar | LEAMY |  | 9.165 | 0 | Residential | 1 | CLARK | 7066 | 10 | VIVINT SOLAR | PSE&G BPU | No | Complete | 2012-11-29 | 2013-04-04 | 2013-05-01 | 2013-05-01
SRP15111 | SREC Solar | RICCARDI |  | 5.635 | 0 | Residential | 1 | BAYONNE | 7002 | 8 | VIVINT SOLAR | PSE&G BPU | No | Complete | 2012-11-29 | 2013-07-03 | 2013-07-10 | 2013-07-10
SRP15113 | SREC Solar | ELKIN |  | 6.96 | 0 | Residential | 1 | BIRCHES SEWELL | 8080 | 15 | SOLARCITY CORPORATION | AC Electric | No | Complete | 2012-11-29 | 2013-05-16 | 2013-05-22 | 2013-05-22
SRP15114 | SREC Solar | MCCOY |  | 6.615 | 0 | Residential | 1 | MIDDLESEX | 8846 | 11 | VIVINT SOLAR | PSE&G BPU | No | Complete | 2012-11-29 | 2013-06-27 | 2013-07-30 | 2013-07-30
SRP15115 | SREC Solar | HOYT |  | 7.35 | 0 | Residential | 1 | DAYTON | 8810 | 11 | REC SOLAR, INC. | PSE&G BPU | No | Complete | 2012-11-29 | 2013-04-24 | 2013-05-09 | 2013-05-09
SRP15116 | SREC Solar | NEPTON |  | 8.085 | 0 | Residential | 1 | MIDDLESEX | 8846 | 11 | VIVINT SOLAR | PSE&G BPU | No | Complete | 2012-11-29 | 2013-05-22 | 2013-05-30 | 2013-05-30
SRP15117 | SREC Solar | MOBLEY |  | 9.87 | 0 | Residential | 1 | CLIFTON | 7013 | 6 | VIVINT SOLAR | PSE&G BPU | No | Complete | 2012-11-29 | 2013-04-22 | 2013-05-01 | 2013-05-01
SRP15118 | SREC Solar | FUCA |  | 8.46 | 0 | Residential | 1 | PARSIPPANY | 7054 | 3 | VIVINT SOLAR | JCP&L | No | Complete | 2012-11-29 | 2013-03-07 | 2013-03-20 | 2013-03-20
SRP15119 | SREC Solar | CALDWELL |  | 5.865 | 0 | Residential | 1 | LAKEWOOD | 8701 | 18 | ROOF DIAGNOSTICS INC | JCP&L | No | Complete | 2012-11-29 | 2012-12-07 | 2013-01-16 | 2013-01-16
SRP15120 | SREC Solar | MURDOCK |  | 11.515 | 0 | Residential | 1 | WHITING | 8759 | 18 | ROOF DIAGNOSTICS INC | JCP&L | No | Complete | 2012-11-29 | 2012-12-07 | 2013-01-16 | 2013-01-16
SRP15121 | SREC Solar | GRIFFIN |  | 10.965 | 0 | Residential | 1 | FORKED RIVER | 8731 | 18 | ROOF DIAGNOSTICS INC | JCP&L | No | Complete | 2012-11-29 | 2013-03-12 | 2013-03-20 | 2013-03-20
SRP15122 | SREC Solar | DARCY |  | 7.14 | 0 | Residential | 1 | BARNEGAT | 8005 | 18 | ROOF DIAGNOSTICS INC | JCP&L | No | Complete | 2012-11-29 | 2012-12-19 | 2013-01-02 | 2013-01-02
SRP15123 | SREC Solar | MAHAFFEY |  | 4.75 | 0 | Residential | 1 | BRICK | 8724 | 18 | ROOF DIAGNOSTICS INC | JCP&L | No | Complete | 2012-11-29 | 2013-01-30 | 2013-02-12 | 2013-02-12
SRP15124 | SREC Solar | PATEL |  | 5.76 | 0 | Residential | 1 | EDISON | 8820 | 11 | ROOF DIAGNOSTICS INC | PSE&G BPU | No | Complete | 2012-11-29 | 2014-01-02 | 2014-01-17 | 2014-01-17
SRP15125 | SREC Solar | SWIDRYK |  | 15.555 | 0 | Residential | 1 | COLTS NECK | 7722 | 17 | ROOF DIAGNOSTICS INC | JCP&L | No | Complete | 2012-11-29 | 2012-12-07 | 2013-01-16 | 2013-01-16
SRP15126 | SREC Solar | CHULLANANDANA |  | 4.9 | 0 | Residential | 1 | BELLEVILLE | 7109 | 9 | REC SOLAR, INC. | PSE&G BPU | No | Complete | 2012-11-29 | 2013-07-16 | 2013-08-28 | 2013-08-28
SRP15127 | SREC Solar | BALL |  | 5.355 | 0 | Residential | 1 | WESTAMPTON | 8060 | 13 | ROOF DIAGNOSTICS INC | PSE&G BPU | No | Complete | 2012-11-29 | 2012-12-07 | 2013-01-16 | 2013-01-16
SRP15129 | SREC Solar | DONGRE |  | 6 | 0 | Residential | 1 | N. BRUNSWICK | 8902 | 11 | TRINITY HEATING AND AIR | PSE&G BPU | No | Complete | 2012-11-29 | 2013-01-11 | 2013-01-29 | 2013-01-29
SRP15130 | SREC Solar | JACKSON |  | 8.75 | 0 | Residential | 1 | JACKSON | 8527 | 18 | TRINITY HEATING AND AIR | JCP&L | No | Complete | 2012-11-29 | 2013-01-02 | 2013-01-17 | 2013-01-17
SRP15131 | SREC Solar | VERVOORT |  | 7.35 | 0 | Residential | 1 | WALL | 7719 | 17 | ROOF DIAGNOSTICS INC | JCP&L | No | Complete | 2012-11-29 | 2013-05-16 | 2013-05-22 | 2013-05-22
SRP15132 | SREC Solar | MANU |  | 4.59 | 0 | Residential | 1 | COLTS NECK | 7722 | 17 | ROOF DIAGNOSTICS INC | JCP&L | No | Complete | 2012-11-29 | 2013-05-16 | 2013-05-22 | 2013-05-22
SRP15133 | SREC Solar | PUMA |  | 8.5 | 0 | Residential | 1 | RED BANK | 7701 | 17 | ROOF DIAGNOSTICS INC | JCP&L | No | Complete | 2012-11-29 | 2012-12-07 | 2013-01-18 | 2013-01-18
SRP15134 | SREC Solar | CROMWELL |  | 8.5 | 0 | Residential | 1 | BORDENTOWN | 8505 | 13 | TRINITY HEATING AND AIR | PSE&G BPU | No | Complete | 2012-11-29 | 2013-03-06 | 2013-03-18 | 2013-03-18
SRP15135 | SREC Solar | WIDNEY |  | 4 | 0 | Residential | 1 | TOMS RIVER | 8757 | 18 | ROOF DIAGNOSTICS INC | JCP&L | No | Complete | 2012-11-29 | 2013-02-19 | 2013-03-07 | 2013-03-07
SRP15137 | SREC Solar | BLUMBERG |  | 12 | 0 | Residential | 1 | MANALAPAN | 7726 | 17 | TRINITY HEATING AND AIR | JCP&L | No | Complete | 2012-11-29 | 2013-01-28 | 2013-02-05 | 2013-02-05
SRP15138 | SREC Solar | STEIN |  | 11.5 | 0 | Residential | 1 | JACKSON | 8527 | 18 | TRINITY HEATING AND AIR | JCP&L | No | Complete | 2012-11-29 | 2012-12-14 | 2012-12-21 | 2012-12-21
SRP15139 | SREC Solar | RATHI |  | 5.75 | 0 | Residential | 1 | CHERRY HILL | 8003 | 14 | TRINITY HEATING AND AIR | PSE&G BPU | No | Complete | 2012-11-29 | 2013-01-28 | 2013-02-13 | 2013-02-13
SRP15140 | SREC Solar | SILVERMAN |  | 6.5 | 0 | Residential | 1 | JACKSON | 8527 | 18 | TRINITY HEATING AND AIR | JCP&L | No | Complete | 2012-11-29 | 2012-12-07 | 2012-12-20 | 2012-12-20
SRP15141 | SREC Solar | SCALA |  | 6.72 | 0 | Residential | 1 | WHITTING | 8759 | 18 | ACOS ENERGY, LLC | JCP&L | No | Complete | 2012-11-29 | 2013-10-25 | 2013-11-06 | 2013-11-06
SRP15142 | SREC Solar | PERLA |  | 2.46 | 0 | Residential | 1 | WESTWOOD | 7675 | 7 | SOLAR ENERGY WORLD-W | PSE&G BPU | No | Complete | 2012-11-29 | 2013-03-18 | 2013-04-15 | 2013-04-15
SRP15143 | SREC Solar | RING |  | 5 | 0 | Residential | 1 | BRICK | 8723 | 18 | ROOF DIAGNOSTICS INC | JCP&L | No | Complete | 2012-11-29 | 2013-03-18 | 2013-04-24 | 2013-04-24
SRP15144 | SREC Solar | REUSTLE |  | 3.5 | 0 | Residential | 1 | TOMS RIVER | 8757 | 18 | ROOF DIAGNOSTICS INC | JCP&L | No | Complete | 2012-11-29 | 2013-05-08 | 2013-05-14 | 2013-05-14
SRP15145 | SREC Solar | LASLUISA |  | 5 | 0 | Residential | 1 | DOVER | 7801 | 3 | ROOF DIAGNOSTICS INC | JCP&L | No | Complete | 2012-11-29 | 2013-04-09 | 2013-04-30 | 2013-04-30
SRP15146 | SREC Solar | DUELLY |  | 10.965 | 0 | Residential | 1 | TUCKERTON | 8087 | 18 | ROOF DIAGNOSTICS INC | AC Electric | No | Complete | 2012-11-29 | 2012-12-26 | 2013-01-04 | 2013-01-04
SRP15147 | SREC Solar | SPECTOR |  | 6.25 | 0 | Residential | 1 | OCEAN | 7712 | 17 | ROOF DIAGNOSTICS INC | JCP&L | No | Complete | 2012-11-29 | 2012-12-07 | 2012-12-18 | 2012-12-18
SRP15148 | SREC Solar | HEATH |  | 7.5 | 0 | Residential | 1 | LAKEWOOD | 8701 | 18 | ROOF DIAGNOSTICS INC | JCP&L | No | Complete | 2012-11-29 | 2012-12-07 | 2013-01-16 | 2013-01-16
SRP15149 | SREC Solar | DEBROY |  | 6.867 | 0 | Residential | 1 | KENDALL PARK | 8824 | 11 | AMERICAN RENEWABLE ENERGY, INC | PSE&G BPU | No | Complete | 2012-11-29 | 2013-03-27 | 2013-05-01 | 2013-05-01
SRP15150 | SREC Solar | HARRIS |  | 8.25 | 0 | Residential | 1 | MANALAPAN | 7726 | 17 | TRINITY HEATING AND AIR | JCP&L | No | Complete | 2012-11-29 | 2013-01-31 | 2013-02-19 | 2013-02-19
SRP15151 | SREC Solar | STRECKER |  | 2.5 | 0 | Residential | 0 | WARREN | 7059 | 5 | TRINITY HEATING AND AIR | PSE&G BPU | No | Complete | 2012-11-29 | 2013-02-26 | 2013-03-06 | 2013-03-06
SRP15153 | SREC Solar | CORBO |  | 4.5 | 0 | Residential | 1 | MONTVILLE | 7045 | 3 | TRINITY HEATING AND AIR | JCP&L | No | Complete | 2012-11-29 | 2013-03-20 | 2013-04-24 | 2013-04-24
SRP15154 | SREC Solar | LANG |  | 6 | 0 | Residential | 1 | WEST CREEK | 8092 | 18 | ROOF DIAGNOSTICS INC | AC Electric | No | Complete | 2012-11-29 | 2013-07-30 | 2013-08-01 | 2013-08-01
SRP15155 | SREC Solar | PARADELA |  | 10.56 | 0 | Residential | 1 | EGG HARBOR TWP | 8234 | 19 | BRITE IDEA ENERGY | AC Electric | No | Complete | 2012-11-29 | 2013-02-08 | 2013-02-26 | 2013-02-26
SRP15156 | SREC Solar | GARDNER |  | 14.945 | 0 | Residential | 1 | BRANCHVILLE | 7826 | 1 | EAST COAST ALTERNATIVE ENERGY | JCP&L | No | Complete | 2012-11-29 | 2013-04-30 | 2013-05-15 | 2013-05-15
SRP15157 | SREC Solar | HAYES |  | 4.25 | 0 | Residential | 0 | PLAINSBORO | 8536 | 11 | EXACT SOLAR | PSE&G BPU | No | Complete | 2012-11-29 | 2013-05-01 | 2013-05-03 | 2013-05-03
SRP15159 | SREC Solar | ROBINSON | LIVING FAITH CHRISTIAN CENTER | 643.5 | 0 | Non Profit | 1 | PENNSAUKEN | 8110 | 14 | SOLULAR LLC. II | PSE&G BPU | No | Complete | 2012-11-29 | 2013-02-05 | 2013-02-14 | 2013-02-14
SRP15160 | SREC Solar | FUNG |  | 5.28 | 0 | Residential | 1 | PARLIN | 8859 | 11 | LUMINATION HOME ENERGY | JCP&L | No | Complete | 2012-11-29 | 2013-01-31 | 2013-02-14 | 2013-02-14
SRP15162 | SREC Solar | RHOADES |  | 8.16 | 0 | Residential | 1 | LAKEWOOD | 8701 | 18 | ENERGY SOLUTIONS OF NEW JERSEY LLC | JCP&L | No | Complete | 2012-11-29 | 2013-07-05 | 2013-07-29 | 2013-07-29
SRP15163 | SREC Solar | ALLEN |  | 3.36 | 0 | Residential | 1 | SECAUCUS | 7094 | 8 | PARAMOUNT SOLAR, LLC | PSE&G BPU | No | Complete | 2012-11-29 | 2013-09-04 | 2013-09-11 | 2013-09-11
SRP15164 | SREC Solar | FERRAZZANO |  | 10.14 | 0 | Residential | 1 | MONROEVILLE | 8343 | 16 | PARAMOUNT SOLAR, LLC | AC Electric | No | Complete | 2012-11-29 | 2013-03-26 | 2013-04-09 | 2013-04-09
SRP15165 | SREC Solar | WALSH |  | 7.65 | 0 | Residential | 1 | RAHWAY | 7065 | 10 | VERENGO SOLAR | PSE&G BPU | No | Complete | 2012-11-29 | 2013-03-21 | 2013-04-10 | 2013-04-10
SRP15167 | SREC Solar | DEAL |  | 5.355 | 0 | Residential | 1 | MONROE | 8831 | 11 | VERENGO SOLAR | JCP&L | No | Complete | 2012-11-29 | 2013-03-21 | 2013-04-12 | 2013-04-12
SRP15168 | SREC Solar | BATTONE |  | 9.555 | 0 | Residential | 1 | MANAHAWKIN | 8050 | 18 | SKY HIGH ENERGY, LLC | AC Electric | No | Complete | 2012-11-29 | 2013-03-18 | 2013-04-15 | 2013-04-15
SRP15170 | SREC Solar | LEVITT |  | 9.5 | 0 | Residential | 1 | MANALAPAN | 7726 | 17 | ASTRUM SOLAR, LLC | JCP&L | No | Complete | 2012-11-29 | 2014-01-02 | 2014-01-17 | 2014-01-17
SRP15171 | SREC Solar | NAGA |  | 9.555 | 0 | Residential | 1 | MONMOUTH JCN | 8852 | 11 | VERENGO SOLAR | PSE&G BPU | No | Complete | 2012-11-29 | 2013-06-25 | 2013-06-27 | 2013-06-27
SRP15172 | SREC Solar | JIACOPELLO |  | 12.25 | 0 | Residential | 1 | EGG HARBOR CITY | 8215 | 19 | ASTRUM SOLAR, LLC | AC Electric | No | Complete | 2012-11-29 | 2013-11-11 | 2013-11-14 | 2013-11-14
SRP15174 | SREC Solar | HILL | BUDD LAKE FIRE DEPARTMENT | 58.25 | 0 | Non Profit | 1 | BUDD LAKE | 7828 | 3 | GEOSCAPE SOLAR | JCP&L | No | Complete | 2012-11-29 | 2013-06-18 | 2013-11-26 | 2013-11-26
SRP15177 | SREC Solar | RENZULLI | OCEAN COUNTY GIRL SCOUT | 23.04 | 0 | Non Profit | 1 | TOMS RIVER | 8753 | 18 | MERCURY SOLAR SYSTEMS - PORT CHESTER | JCP&L | No | Complete | 2012-11-29 | 2013-04-22 | 2013-05-06 | 2013-05-06
SRP15178 | SREC Solar | BALINT |  | 7.5 | 0 | Residential | 1 | HOWELL | 7731 | 17 | TRINITY HEATING AND AIR | JCP&L | No | Complete | 2012-11-29 | 2013-02-19 | 2013-03-05 | 2013-03-05
SRP15180 | SREC Solar | LAVAN |  | 8.84 | 0 | Residential | 1 | MONROE | 8831 | 11 | ASTRUM SOLAR, LLC | JCP&L | No | Complete | 2012-11-29 | 2014-03-06 | 2014-03-11 | 2014-03-11
SRP15181 | SREC Solar | RENZULLI | OCEAN COUNTY GIRL SCOUT | 22.56 | 0 | Non Profit | 1 | TOMS RIVER | 8753 | 18 | MERCURY SOLAR SYSTEMS - PORT CHESTER | JCP&L | No | Complete | 2012-11-29 | 2013-04-22 | 2013-05-06 | 2013-05-06
SRP15183 | SREC Solar | WATERBURY |  | 16.83 | 0 | Residential | 1 | RINGOES | 8551 | 4 | VERENGO SOLAR | JCP&L | No | Complete | 2012-11-29 | 2013-04-04 | 2013-04-19 | 2013-04-19
SRP15187 | SREC Solar | POMEROY |  | 8.75 | 0 | Residential | 1 | RUMSON | 7760 | 17 | ASTRUM SOLAR, LLC | JCP&L | No | Complete | 2012-11-29 | 2013-11-27 | 2013-12-18 | 2013-12-18
SRP15188 | SREC Solar | MONTESINO |  | 3.995 | 0 | Residential | 1 | FAIR LAWN | 7410 | 7 | VIVINT SOLAR | PSE&G BPU | No | Complete | 2012-11-29 | 2013-11-08 | 2013-11-13 | 2013-11-13
SRP15189 | SREC Solar | ROGERS |  | 9.84 | 0 | Residential | 1 | CLINTON | 8809 | 4 | ASTRUM SOLAR, LLC | JCP&L | No | Complete | 2012-11-29 | 2013-02-26 | 2013-03-06 | 2013-03-06
SRP15190 | SREC Solar | SIKORSKI |  | 11.5 | 0 | Residential | 1 | JAMESBURG | 8831 | 11 | ASTRUM SOLAR, LLC | JCP&L | No | Complete | 2012-11-29 | 2013-10-29 | 2013-11-08 | 2013-11-08
SRP15191 | SREC Solar | MYERS |  | 5.98 | 0 | Residential | 1 | MT ROYAL | 8061 | 15 | SOLARCITY CORPORATION | AC Electric | No | Complete | 2012-11-29 | 2013-04-02 | 2013-05-01 | 2013-05-01
SRP15192 | SREC Solar | ROSSI III |  | 7.28 | 0 | Residential | 1 | OCEAN CITY | 8226 | 21 | GREENPOINT ENERGY | AC Electric | No | Complete | 2012-11-29 | 2013-04-15 | 2013-05-01 | 2013-05-01
SRP15193 | SREC Solar | HAGEN |  | 7.7 | 0 | Residential | 0 | BRIDGEWATER | 8807 | 5 | AMPERICON | PSE&G BPU | No | Complete | 2012-11-29 | 2013-03-27 | 2013-05-01 | 2013-05-01
SRP15194 | SREC Solar | FIDUK |  | 14.388 | 0 | Residential | 1 | HILLSBOROUGH | 8844 | 5 | AMERICAN RENEWABLE ENERGY, INC | PSE&G BPU | No | Complete | 2012-11-29 | 2013-04-05 | 2013-04-25 | 2013-04-25
SRP15195 | SREC Solar | DEBUHR |  | 13.475 | 0 | Residential | 1 | LINCOLN PARK | 7035 | 3 | VERENGO SOLAR | JCP&L | No | Complete | 2012-11-29 | 2013-04-04 | 2013-05-13 | 2013-05-13
SRP15196 | SREC Solar | VILARINHO | BEIRA RIA | 23.4 | 0 | Commercial | 0 | ELIZABETH | 7208 | 10 | GREEN ESSEX SOLAR | PSE&G BPU | No | Complete | 2012-12-03 | 2014-02-26 | 2014-08-05 | 2014-08-05
SRP15197 | SREC Solar | PRASATH |  | 7.92 | 0 | Residential | 1 | HACKETTSTOWN | 7840 | 2 | SOLARCITY CORPORATION | JCP&L | No | Complete | 2012-12-03 | 2013-04-02 | 2013-04-30 | 2013-04-30
SRP15199 | SREC Solar | KUZNIASZ |  | 3.36 | 0 | Residential | 1 | CECIL | 8094 | 15 | SOLARCITY CORPORATION | AC Electric | No | Complete | 2012-12-03 | 2013-04-02 | 2013-04-30 | 2013-04-30
SRP15200 | SREC Solar | PETERS |  | 8.82 | 0 | Residential | 0 | COLLINGS LAKES | 8094 | 15 | ASC SOLAR SOLUTIONS, LLC | AC Electric | No | Complete | 2012-12-03 | 2013-07-19 | 2013-07-23 | 2013-07-23
SRP15201 | SREC Solar | ANDREWS |  | 14.16 | 0 | Residential | 1 | MEDFORD | 8055 | 13 | SOLARCITY CORPORATION | PSE&G BPU | No | Complete | 2012-12-03 | 2013-07-09 | 2013-07-12 | 2013-07-12
SRP15202 | SREC Solar | PATEL |  | 4.2 | 0 | Residential | 1 | FRANKLIN PARK | 8823 | 5 | SOLARCITY CORPORATION | PSE&G BPU | No | Complete | 2012-12-03 | 2013-03-26 | 2013-04-15 | 2013-04-15
SRP15203 | SREC Solar | MORSY |  | 5.52 | 0 | Residential | 1 | HILLSIDE | 7205 | 10 | SOLARCITY CORPORATION | PSE&G BPU | No | Complete | 2012-12-03 | 2013-04-29 | 2013-05-07 | 2013-05-07
SRP15204 | SREC Solar | SCARPULLA |  | 5.405 | 0 | Residential | 1 | ELMWOOD PARK | 7407 | 7 | VIVINT SOLAR | PSE&G BPU | No | Complete | 2012-11-29 | 2013-05-16 | 2013-05-23 | 2013-05-23
SRP15205 | SREC Solar | NAGY |  | 16.35 | 0 | Residential | 1 | WOODBRIDGE | 7095 | 11 | SEA BRIGHT SOLAR, LLC | PSE&G BPU | No | Complete | 2012-12-03 | 2013-04-22 | 2013-05-06 | 2013-05-06
SRP15206 | SREC Solar | SHAH |  | 9 | 0 | Residential | 1 | EDISON | 8820 | 11 | PATEL BUILDERS | PSE&G BPU | No | Complete | 2012-11-29 | 2013-06-14 | 2013-06-24 | 2013-06-24
SRP15207 | SREC Solar | DEPASQUALE |  | 7.14 | 0 | Residential | 1 | SPARTA | 7871 | 1 | VERENGO SOLAR | JCP&L | No | Complete | 2012-11-29 | 2013-04-04 | 2013-04-22 | 2013-04-22
SRP15208 | SREC Solar | TRZECIAKIEWICZ |  | 7.92 | 0 | Residential | 1 | EGG HARBOR TWP | 8234 | 19 | ACOS ENERGY, LLC | AC Electric | No | Complete | 2012-12-03 | 2013-05-03 | 2013-05-14 | 2013-05-14
SRP15209 | SREC Solar | GIVENS |  | 11.04 | 0 | Residential | 1 | EGG HARBOR TWP | 8234 | 19 | ACOS ENERGY, LLC | AC Electric | No | Complete | 2012-12-03 | 2013-02-04 | 2013-02-20 | 2013-02-20
SRP15210 | SREC Solar | CALDERON |  | 6.86 | 0 | Residential | 1 | MANCHESTER | 8759 | 18 | ACOS ENERGY, LLC | JCP&L | No | Complete | 2012-12-03 | 2013-06-21 | 2013-06-25 | 2013-06-25
SRP15211 | SREC Solar | ARRUCCI |  | 9 | 0 | Residential | 1 | MANALAPAN | 7726 | 17 | TRINITY HEATING AND AIR | JCP&L | No | Complete | 2012-12-03 | 2013-02-13 | 2013-02-28 | 2013-02-28
SRP15212 | SREC Solar | BRECKER |  | 15.5 | 0 | Residential | 1 | RANDOLPH | 7869 | 3 | TRINITY HEATING AND AIR | JCP&L | No | Complete | 2012-12-03 | 2013-01-28 | 2013-02-05 | 2013-02-05
SRP15213 | SREC Solar | FERNANDEZ |  | 14.79 | 0 | Residential | 1 | ANNANDALE | 8801 | 4 | INDEPENDENT SOLAR | JCP&L | No | Complete | 2012-12-03 | 2013-02-05 | 2013-02-14 | 2013-02-14
SRP15214 | SREC Solar | MASARYK |  | 5.88 | 0 | Residential | 0 | PISCATAWAY | 8854 | 11 | NJ SOLAR POWER, LLC | PSE&G BPU | No | Complete | 2013-01-14 | 2013-05-13 | 2013-05-22 | 2013-05-22
SRP15215 | SREC Solar | GARVIN |  | 9.1 | 0 | Residential | 1 | TOMS RIVER | 8753 | 18 | SOLARCITY CORPORATION | JCP&L | No | Complete | 2012-12-03 | 2013-08-21 | 2013-09-03 | 2013-09-03
SRP15216 | SREC Solar | NETTLETON | EVESHAM TWP BOE - BEELER SCHOOL | 304.98 | 0 | School Public K-12 | 1 | MARLTON | 8053 | 13 | RAY ANGELINI, INC. | PSE&G BPU | No | Complete | 2012-12-03 | 2013-01-22 | 2013-02-07 | 2013-02-07
SRP15217 | SREC Solar | ATTANASIA |  | 4.251 | 0 | Residential | 1 | FLEMINGTON | 8822 | 4 | ROOF DIAGNOSTICS INC | JCP&L | No | Complete | 2012-12-03 | 2013-07-16 | 2013-08-01 | 2013-08-01
SRP15218 | SREC Solar | GELOSO |  | 6.54 | 0 | Residential | 1 | OCEAN ACRES | 8050 | 18 | ROOF DIAGNOSTICS INC | AC Electric | No | Complete | 2012-12-03 | 2013-07-24 | 2013-07-30 | 2013-07-30
SRP15219 | SREC Solar | REITZ |  | 8.88 | 0 | Residential | 1 | TOMS RIVER | 8753 | 18 | RELIABLE POWER SERVICES, INC. | JCP&L | No | Complete | 2012-12-03 | 2013-03-15 | 2013-04-24 | 2013-04-24
SRP15220 | SREC Solar | COLINA |  | 10.8 | 0 | Residential | 1 | MANCHESTER | 8759 | 18 | RELIABLE POWER SERVICES, INC. | JCP&L | No | Complete | 2012-12-03 | 2013-06-04 | 2013-06-11 | 2013-06-11
SRP15221 | SREC Solar | GOLD |  | 6.5 | 0 | Residential | 1 | PEMBERTON | 8068 | 13 | TRINITY HEATING AND AIR | JCP&L | No | Complete | 2012-12-03 | 2013-02-26 | 2013-03-06 | 2013-03-06
SRP15222 | SREC Solar | ZWEIG |  | 5.61 | 0 | Residential | 0 | JACKSON | 8527 | 18 | TRINITY HEATING AND AIR | JCP&L | No | Complete | 2012-12-03 | 2013-02-26 | 2013-03-06 | 2013-03-06
SRP15223 | SREC Solar | WEINER |  | 9.25 | 0 | Residential | 1 | MONROE | 8831 | 11 | TRINITY HEATING AND AIR | JCP&L | No | Complete | 2012-12-03 | 2013-01-11 | 2013-01-29 | 2013-01-29
SRP15224 | SREC Solar | TAYLOR |  | 9.5 | 0 | Residential | 1 | SICKLERVILLE | 8081 | 14 | TRINITY HEATING AND AIR | AC Electric | No | Complete | 2012-12-03 | 2013-01-21 | 2013-02-05 | 2013-02-05
SRP15225 | SREC Solar | NEMES |  | 8.82 | 0 | Residential | 0 | EDISON | 8837 | 11 | ECOMEN SOLAR LLC | PSE&G BPU | No | Complete | 2012-12-03 | 2013-04-30 | 2013-05-15 | 2013-05-15
SRP15226 | SREC Solar | VALENTINO |  | 6.867 | 0 | Residential | 1 | PARAMUS | 7652 | 7 | ROOF DIAGNOSTICS INC | PSE&G BPU | No | Complete | 2012-12-03 | 2013-07-17 | 2013-07-22 | 2013-07-22
SRP15227 | SREC Solar | VENTURI |  | 6.867 | 0 | Residential | 1 | PISCATAWAY | 8854 | 11 | ROOF DIAGNOSTICS INC | PSE&G BPU | No | Complete | 2012-12-03 | 2013-07-16 | 2013-09-25 | 2013-09-25
SRP15229 | SREC Solar | SIMAS |  | 4.905 | 0 | Residential | 1 | LANOKA HARBOR | 8734 | 18 | ROOF DIAGNOSTICS INC | JCP&L | No | Complete | 2012-12-03 | 2013-11-08 | 2013-11-13 | 2013-11-13
SRP15230 | SREC Solar | MCNANY |  | 10.464 | 0 | Residential | 1 | BEACH HAVEN WEST | 8050 | 18 | ROOF DIAGNOSTICS INC | AC Electric | No | Complete | 2012-12-03 | 2013-07-24 | 2013-07-30 | 2013-07-30
SRP15231 | SREC Solar | SHARKEY |  | 3.924 | 0 | Residential | 1 | EDISON | 8817 | 11 | ROOF DIAGNOSTICS INC | PSE&G BPU | No | Complete | 2012-12-03 | 2013-09-04 | 2013-09-10 | 2013-09-10
SRP15233 | SREC Solar | SZABO |  | 6.37 | 0 | Residential | 1 | SOMERSET | 8846 | 11 | VIVINT SOLAR | PSE&G BPU | No | Complete | 2012-12-03 | 2013-06-27 | 2013-07-08 | 2013-07-08
SRP15234 | SREC Solar | KRESS |  | 6.11 | 0 | Residential | 1 | ELIZABETH | 7208 | 10 | VIVINT SOLAR | PSE&G BPU | No | Complete | 2012-12-03 | 2013-06-27 | 2013-09-06 | 2013-09-06
SRP15235 | SREC Solar | CHANG |  | 5.232 | 0 | Residential | 1 | GARFIELD | 7026 | 7 | ROOF DIAGNOSTICS INC | PSE&G BPU | No | Complete | 2012-12-03 | 2013-11-27 | 2013-12-30 | 2013-12-30
SRP15236 | SREC Solar | SCARDIGNO |  | 4.9 | 0 | Residential | 1 | AVENEL | 7001 | 11 | VIVINT SOLAR | PSE&G BPU | No | Complete | 2012-12-03 | 2013-07-12 | 2013-07-19 | 2013-07-19
SRP15238 | SREC Solar | FERREIRA |  | 2.35 | 0 | Residential | 1 | ELIZABETH | 7208 | 10 | VIVINT SOLAR | PSE&G BPU | No | Complete | 2012-12-03 | 2013-04-22 | 2013-05-03 | 2013-05-03
SRP15240 | SREC Solar | YOEST |  | 9 | 0 | Residential | 1 | DELANCO | 8075 | 13 | TRINITY HEATING AND AIR | PSE&G BPU | No | Complete | 2012-12-03 | 2013-06-13 | 2013-06-18 | 2013-06-18
SRP15243 | SREC Solar | JARA |  | 3.525 | 0 | Residential | 1 | LINDEN | 7036 | 10 | VIVINT SOLAR | PSE&G BPU | No | Complete | 2012-12-03 | 2013-10-04 | 2013-10-11 | 2013-10-11
SRP15244 | SREC Solar | VANDERWENDE |  | 3.525 | 0 | Residential | 1 | FAIR LAWN | 7410 | 7 | VIVINT SOLAR | PSE&G BPU | No | Complete | 2012-12-03 | 2013-11-08 | 2013-12-16 | 2013-12-16
SRP15247 | SREC Solar | SOWESKI |  | 4.8 | 0 | Residential | 1 | JACKSON | 8527 | 18 | RELIABLE POWER SERVICES, INC. | JCP&L | No | Complete | 2012-12-03 | 2013-06-28 | 2013-07-02 | 2013-07-02
SRP15248 | SREC Solar | MELCHIONNA |  | 6.72 | 0 | Residential | 1 | BELFORD | 7718 | 17 | RELIABLE POWER SERVICES, INC. | JCP&L | No | Complete | 2012-12-03 | 2013-01-16 | 2013-02-01 | 2013-02-01
SRP15249 | SREC Solar | NOVOA |  | 7 | 0 | Residential | 1 | JACKSON | 8527 | 18 | TRINITY HEATING AND AIR | JCP&L | No | Complete | 2012-12-03 | 2013-01-02 | 2013-01-17 | 2013-01-17
SRP15250 | SREC Solar | SOARES |  | 4.7 | 0 | Residential | 0 | DOVER | 7801 | 3 | SUNDIAL SOLAR INNOVATIONS | JCP&L | No | Complete | 2012-12-03 | 2013-01-02 | 2013-02-20 | 2013-02-20
SRP15251 | SREC Solar | PALMERINI |  | 4.165 | 0 | Residential | 1 | LITTLE FERRY | 7643 | 7 | VIVINT SOLAR | PSE&G BPU | No | Complete | 2012-12-03 | 2013-06-27 | 2013-07-08 | 2013-07-08
SRP15252 | SREC Solar | REYES-BRUCE |  | 3.675 | 0 | Residential | 1 | SOMERSET | 8846 | 11 | VIVINT SOLAR | PSE&G BPU | No | Complete | 2012-12-03 | 2013-02-22 | 2013-03-07 | 2013-03-07
SRP15253 | SREC Solar | PALMASANO |  | 2.94 | 0 | Residential | 1 | UNION CITY | 7087 | 8 | ROOF DIAGNOSTICS INC | PSE&G BPU | No | Complete | 2012-12-03 | 2014-05-22 | 2014-05-30 | 2014-05-30
SRP15258 | SREC Solar | ISAAC |  | 12.5 | 0 | Residential | 1 | WILLINGBORO | 8046 | 13 | ROOF DIAGNOSTICS INC | PSE&G BPU | No | Complete | 2012-12-03 | 2013-01-29 | 2013-02-07 | 2013-02-07
SRP15259 | SREC Solar | SALCEDO |  | 9.156 | 0 | Residential | 1 | SOMERSET | 8873 | 5 | ROOF DIAGNOSTICS INC | PSE&G BPU | No | Complete | 2012-12-03 | 2013-07-16 | 2013-07-22 | 2013-07-22
SRP15260 | SREC Solar | SLIGHT |  | 6 | 0 | Residential | 1 | MOORESTOWN | 7057 | 7 | POWELL ENERGY AND SOLAR | PSE&G BPU | No | Complete | 2012-12-03 | 2013-03-11 | 2013-03-27 | 2013-03-27
SRP15261 | SREC Solar | LINK |  | 5.145 | 0 | Residential | 1 | CLIFTON | 7013 | 6 | VIVINT SOLAR | PSE&G BPU | No | Complete | 2012-12-03 | 2013-04-22 | 2013-05-01 | 2013-05-01
SRP15262 | SREC Solar | BELTRAN |  | 5.64 | 0 | Residential | 1 | ELIZABETH | 7208 | 10 | VIVINT SOLAR | PSE&G BPU | No | Complete | 2012-12-03 | 2013-06-14 | 2013-07-30 | 2013-07-30
SRP15265 | SREC Solar | CANNAROZZI |  | 3.92 | 0 | Residential | 1 | LITTLE FERRY | 7643 | 7 | VIVINT SOLAR | PSE&G BPU | No | Complete | 2012-12-03 | 2013-05-16 | 2013-05-22 | 2013-05-22
SRP15266 | SREC Solar | WARNER |  | 7.35 | 0 | Residential | 1 | SOMERSET | 8873 | 5 | VIVINT SOLAR | PSE&G BPU | No | Complete | 2012-12-03 | 2013-05-16 | 2013-06-12 | 2013-06-12
SRP15267 | SREC Solar | KERCHNER |  | 7.595 | 0 | Residential | 1 | AVENEL | 7001 | 11 | VIVINT SOLAR | PSE&G BPU | No | Complete | 2012-12-03 | 2013-05-29 | 2013-06-04 | 2013-06-04
SRP15268 | SREC Solar | STARK |  | 8.225 | 0 | Residential | 1 | PARSIPPANY | 7054 | 3 | PROFIT BY SOLAR | JCP&L | No | Complete | 2012-12-03 | 2013-05-20 | 2013-05-28 | 2013-05-28
SRP15269 | SREC Solar | JOSE |  | 6.58 | 0 | Residential | 1 | FAIR LAWN | 7410 | 7 | VIVINT SOLAR | PSE&G BPU | No | Complete | 2012-12-03 | 2013-02-22 | 2013-03-05 | 2013-03-05
SRP15271 | SREC Solar | STRICKLER |  | 4.9 | 0 | Residential | 1 | BRIGANTINE | 8203 | 19 | SOLULAR LLC. II | AC Electric | No | Complete | 2012-12-03 | 2013-07-02 | 2014-02-06 | 2014-02-06
SRP15272 | SREC Solar | STILES |  | 6.5 | 0 | Residential | 1 | WASHINGTON | 7882 | 2 | ROOF DIAGNOSTICS INC | JCP&L | No | Complete | 2012-12-03 | 2013-06-12 | 2013-06-24 | 2013-06-24
SRP15273 | SREC Solar | DELLETT |  | 3 | 0 | Residential | 1 | NEPTUNE | 7753 | 17 | ROOF DIAGNOSTICS INC | JCP&L | No | Complete | 2012-12-03 | 2013-07-18 | 2013-07-25 | 2013-07-25
SRP15274 | SREC Solar | IYER |  | 3.84 | 0 | Residential | 1 | COLONIA | 7067 | 10 | ROOF DIAGNOSTICS INC | PSE&G BPU | No | Complete | 2012-12-03 | 2013-07-18 | 2013-09-06 | 2013-09-06
SRP15275 | SREC Solar | WHYTE |  | 5.232 | 0 | Residential | 1 | RED BANK | 7701 | 17 | SEA BRIGHT SOLAR, LLC | JCP&L | No | Complete | 2012-12-03 | 2013-03-18 | 2013-04-24 | 2013-04-24
SRP15276 | SREC Solar | BURCHELL |  | 5 | 0 | Residential | 1 | TRNETON | 8690 | 12 | TRINITY HEATING AND AIR | PSE&G BPU | No | Complete | 2012-12-03 | 2013-01-15 | 2013-02-06 | 2013-02-06
SRP15277 | SREC Solar | LACHENMAYER |  | 6.24 | 0 | Residential | 1 | JACKSON | 8527 | 18 | RELIABLE POWER SERVICES, INC. | JCP&L | No | Complete | 2012-12-03 | 2013-06-20 | 2013-06-25 | 2013-06-25
SRP15279 | SREC Solar | REILLY |  | 7.25 | 0 | Residential | 1 | MANAHAWKIN | 8050 | 18 | TRINITY HEATING AND AIR | AC Electric | No | Complete | 2012-12-03 | 2013-11-07 | 2013-11-18 | 2013-11-18
SRP15280 | SREC Solar | GUNNEL |  | 7.2 | 0 | Residential | 1 | SPRING LAKE HEIGHTS | 7762 | 17 | RELIABLE POWER SERVICES, INC. | JCP&L | No | Complete | 2012-12-03 | 2013-03-25 | 2013-04-24 | 2013-04-24
SRP15282 | SREC Solar | CRANMER |  | 8.64 | 0 | Residential | 1 | LITTLE EGG HARBOR | 8087 | 18 | RELIABLE POWER SERVICES, INC. | AC Electric | No | Complete | 2012-12-03 | 2013-04-12 | 2013-05-03 | 2013-05-03
SRP15283 | SREC Solar | RICHARDSON |  | 6.5 | 0 | Residential | 1 | HOMESTEAD | 8022 | 13 | TRINITY HEATING AND AIR | PSE&G BPU | No | Complete | 2012-12-03 | 2013-02-11 | 2013-02-27 | 2013-02-27
SRP15284 | SREC Solar | SEELEY |  | 8.75 | 0 | Residential | 1 | MANALAPAN | 7726 | 17 | TRINITY HEATING AND AIR | JCP&L | No | Complete | 2012-12-03 | 2013-01-28 | 2013-02-06 | 2013-02-06
SRP15285 | SREC Solar | WUZNIAK |  | 10 | 0 | Residential | 1 | CHESTER | 7930 | 3 | ASTRUM SOLAR, LLC | JCP&L | No | Complete | 2012-12-03 | 2013-04-30 | 2013-05-14 | 2013-05-14
SRP15287 | SREC Solar | DEFELICE | DTHREE LLC | 219.96 | 0 | Commercial | 0 | SHREWSBURY | 7702 | 17 | AA RICHARDS HEATING & COOLING | JCP&L | No | Complete | 2012-12-03 | 2013-07-08 | 2013-07-12 | 2013-07-12
SRP15288 | SREC Solar | SUKHRAM |  | 6.24 | 0 | Residential | 1 | SOMERSET | 8873 | 5 | RELIABLE POWER SERVICES, INC. | PSE&G BPU | No | Complete | 2012-12-03 | 2013-06-25 | 2013-06-27 | 2013-06-27
SRP15289 | SREC Solar | HOCKEY |  | 23.28 | 0 | Residential | 1 | MARLBORO | 7746 | 17 | RELIABLE POWER SERVICES, INC. | JCP&L | No | Complete | 2012-12-03 | 2013-04-12 | 2013-04-26 | 2013-04-26
SRP15290 | SREC Solar | ROSCHEN |  | 10.56 | 0 | Residential | 1 | BRICK | 8723 | 18 | RELIABLE POWER SERVICES, INC. | JCP&L | No | Complete | 2012-12-03 | 2013-12-18 | 2014-01-07 | 2014-01-07
SRP15291 | SREC Solar | TALAMINI |  | 7.44 | 0 | Residential | 1 | WARETOWN | 8758 | 18 | RELIABLE POWER SERVICES, INC. | JCP&L | No | Complete | 2012-12-03 | 2013-04-12 | 2013-04-26 | 2013-04-26
SRP15292 | SREC Solar | SAGURTON |  | 5.28 | 0 | Residential | 1 | HOWELL | 7731 | 17 | RELIABLE POWER SERVICES, INC. | JCP&L | No | Complete | 2012-12-03 | 2012-12-27 | 2013-01-04 | 2013-01-04
SRP15293 | SREC Solar | MOLINO |  | 11.28 | 0 | Residential | 0 | OCEANPORT | 7757 | 17 | GREEN SUN ENERGY SERVICES | JCP&L | No | Complete | 2012-12-03 | 2013-10-22 | 2013-10-28 | 2013-10-28
SRP15294 | SREC Solar | BACKOVSKY |  | 7.25 | 0 | Residential | 1 | PISCATAWAY | 8854 | 11 | ROOF DIAGNOSTICS INC | PSE&G BPU | No | Complete | 2012-12-03 | 2013-05-23 | 2013-05-31 | 2013-05-31
SRP15295 | SREC Solar | STOUTE |  | 6 | 0 | Residential | 1 | SOMERSET | 8854 | 11 | ROOF DIAGNOSTICS INC | PSE&G BPU | No | Complete | 2012-12-03 | 2013-05-31 | 2013-06-05 | 2013-06-05
SRP15296 | SREC Solar | PATEL |  | 11.2 | 0 | Residential | 1 | MONROE | 8831 | 11 | SKY HIGH ENERGY, LLC | JCP&L | No | Complete | 2012-12-03 | 2013-03-27 | 2013-05-03 | 2013-05-03
SRP15297 | SREC Solar | NUSS |  | 11.27 | 0 | Residential | 1 | MANTUA | 8051 | 15 | RCL ENTERPRISES INC. | AC Electric | No | Complete | 2012-12-03 | 2013-04-04 | 2013-04-30 | 2013-04-30
SRP15298 | SREC Solar | MORGANTI |  | 10.25 | 0 | Residential | 1 | EAST WINDSOR | 8512 | 11 | TRINITY HEATING AND AIR | JCP&L | No | Complete | 2012-12-03 | 2013-02-01 | 2013-03-05 | 2013-03-05
SRP15299 | SREC Solar | MARCUS |  | 7 | 0 | Residential | 1 | MONROE | 8831 | 11 | TRINITY HEATING AND AIR | JCP&L | No | Complete | 2012-12-03 | 2013-02-01 | 2013-02-19 | 2013-02-19
SRP15300 | SREC Solar | GARRIS |  | 7 | 0 | Residential | 1 | BRICK | 8723 | 18 | TRINITY HEATING AND AIR | JCP&L | No | Complete | 2012-12-03 | 2013-03-12 | 2013-03-20 | 2013-03-20
SRP15301 | SREC Solar | TUMMILLO |  | 4.845 | 0 | Residential | 1 | TOMS RIVER | 8757 | 18 | ROOF DIAGNOSTICS INC | JCP&L | No | Complete | 2012-12-03 | 2013-01-07 | 2013-01-25 | 2013-01-25
SRP15302 | SREC Solar | BLUMBERG |  | 6.25 | 0 | Residential | 1 | MATAWAN | 7747 | 17 | TRINITY HEATING AND AIR | JCP&L | No | Complete | 2012-12-03 | 2012-12-11 | 2013-01-18 | 2013-01-18
SRP15304 | SREC Solar | MAHONEY |  | 7.05 | 0 | Residential | 1 | PISCATAWAY | 8854 | 11 | VIVINT SOLAR | PSE&G BPU | No | Complete | 2012-12-03 | 2013-03-07 | 2013-03-20 | 2013-03-20
SRP15307 | SREC Solar | KING |  | 7.84 | 0 | Residential | 1 | SOMERSET | 8846 | 11 | VIVINT SOLAR | PSE&G BPU | No | Complete | 2012-12-03 | 2013-07-12 | 2013-07-19 | 2013-07-19
SRP15309 | SREC Solar | PATEL |  | 8.415 | 0 | Residential | 1 | KENDALL PARK | 8824 | 11 | ROOF DIAGNOSTICS INC | PSE&G BPU | No | Complete | 2012-12-03 | 2013-07-24 | 2013-07-30 | 2013-07-30
SRP15310 | SREC Solar | OLIVA |  | 7.105 | 0 | Residential | 1 | POMPTON LAKES | 7442 | 6 | ROOF DIAGNOSTICS INC | JCP&L | No | Complete | 2012-12-03 | 2013-06-04 | 2013-06-24 | 2013-06-24
SRP15312 | SREC Solar | ARIF |  | 3.825 | 0 | Residential | 1 | TRENTON | 8619 | 12 | ROOF DIAGNOSTICS INC | PSE&G BPU | No | Complete | 2012-12-03 | 2013-06-04 | 2013-06-10 | 2013-06-10
SRP15315 | SREC Solar | LASSITER-ADAMS |  | 3.995 | 0 | Residential | 1 | LINDEN | 7036 | 10 | VIVINT SOLAR | PSE&G BPU | No | Complete | 2012-12-03 | 2013-03-20 | 2013-04-09 | 2013-04-09
SRP15316 | SREC Solar | SEGRETO |  | 6.54 | 0 | Residential | 1 | CLIFFWOOD BEACH | 7735 | 17 | ROOF DIAGNOSTICS INC | JCP&L | No | Complete | 2012-12-03 | 2013-07-24 | 2013-07-29 | 2013-07-29
SRP15317 | SREC Solar | FLANNERY |  | 7.848 | 0 | Residential | 1 | MANASQUAN | 8736 | 17 | ROOF DIAGNOSTICS INC | JCP&L | No | Complete | 2012-12-03 | 2013-07-24 | 2013-07-30 | 2013-07-30
SRP15318 | SREC Solar | WILSON-EMMONS |  | 3.22 | 0 | Residential | 1 | MANCHESTER | 8759 | 18 | SUMMIT ELECTRIC CONSTRUCTION | JCP&L | No | Complete | 2012-12-03 | 2013-02-21 | 2013-02-27 | 2013-02-27
SRP15324 | SREC Solar | AQUILINA |  | 8.415 | 0 | Residential | 1 | SOUTH TOMS RIVER | 8757 | 18 | ROOF DIAGNOSTICS INC | JCP&L | No | Complete | 2012-12-03 | 2013-07-16 | 2013-07-18 | 2013-07-18
SRP15326 | SREC Solar | HOOGERHEYDE |  | 5.39 | 0 | Residential | 1 | WYCKOFF | 7481 | 7 | SUNGEVITY, INC. | PSE&G BPU | No | Complete | 2012-12-03 | 2013-08-20 | 2013-08-27 | 2013-08-27
SRP15327 | SREC Solar | HOFFMAN |  | 3.92 | 0 | Residential | 1 | WESTWOOD | 7675 | 7 | SUNGEVITY, INC. | PSE&G BPU | No | Complete | 2012-12-03 | 2013-12-17 | 2014-01-07 | 2014-01-07
SRP15328 | SREC Solar | REYES |  | 3.5 | 0 | Residential | 1 | SPRINGFIELD | 7081 | 10 | ROOF DIAGNOSTICS INC | JCP&L | No | Complete | 2012-12-03 | 2013-05-17 | 2013-05-29 | 2013-05-29
SRP15329 | SREC Solar | FUENTES |  | 6.867 | 0 | Residential | 1 | STEWARTSVILLE | 8886 | 2 | ROOF DIAGNOSTICS INC | JCP&L | No | Complete | 2012-12-03 | 2013-07-17 | 2013-07-23 | 2013-07-23
SRP15330 | SREC Solar | VAN HOUTEN |  | 2.35 | 0 | Residential | 1 | HEWITT | 7421 | 6 | VIVINT SOLAR | Orange & Rockland Elec | No | Complete | 2012-12-03 | 2013-03-19 | 2013-04-09 | 2013-04-09
SRP15331 | SREC Solar | PEREZ |  | 15.045 | 0 | Residential | 1 | EAST BRUNSWICK | 8816 | 11 | ROOF DIAGNOSTICS INC | PSE&G BPU | No | Complete | 2012-12-03 | 2013-11-20 | 2013-11-26 | 2013-11-26
SRP15333 | SREC Solar | SCHULTZ |  | 3.22 | 0 | Residential | 1 | MANCHESTER | 8759 | 18 | SUMMIT ELECTRIC CONSTRUCTION | JCP&L | No | Complete | 2012-12-03 | 2013-02-21 | 2013-02-27 | 2013-02-27
SRP15334 | SREC Solar | SCHOCH |  | 18.312 | 0 | Residential | 1 | WRIGHTSTOWN | 8562 | 13 | ROOF DIAGNOSTICS INC | JCP&L | No | Complete | 2012-12-03 | 2014-01-23 | 2014-02-19 | 2014-02-19
SRP15335 | SREC Solar | SULLIVAN |  | 7.44 | 0 | Residential | 1 | ALLENHURST | 7711 | 17 | NJR HOME SERVICES. | JCP&L | No | Complete | 2012-12-03 | 2013-06-13 | 2013-06-24 | 2013-06-24
SRP15336 | SREC Solar | KOSINSKI |  | 6.72 | 0 | Residential | 1 | HOWELL | 7731 | 17 | ROOF DIAGNOSTICS INC | JCP&L | No | Complete | 2012-12-03 | 2013-01-02 | 2013-01-17 | 2013-01-17
SRP15337 | SREC Solar | CYPHERS |  | 18.312 | 0 | Residential | 1 | HAMPTON | 8827 | 4 | GREEN POWER ENERGY LLC | JCP&L | No | Complete | 2012-12-03 | 2013-04-08 | 2013-04-26 | 2013-04-26
SRP15338 | SREC Solar | PUCCIO |  | 10 | 0 | Residential | 1 | BAYVILLE | 8721 | 18 | TRINITY HEATING AND AIR | JCP&L | No | Complete | 2012-12-03 | 2013-02-01 | 2013-03-05 | 2013-03-05
SRP15340 | SREC Solar | LILLIS |  | 5 | 0 | Residential | 1 | BARNEGAT | 8005 | 18 | TRINITY HEATING AND AIR | AC Electric | No | Complete | 2012-12-03 | 2013-02-07 | 2013-02-25 | 2013-02-25
SRP15341 | SREC Solar | ISAACS |  | 4.23 | 0 | Residential | 1 | HOWELL | 7731 | 17 | ROOF DIAGNOSTICS INC | JCP&L | No | Complete | 2012-12-03 | 2013-01-07 | 2013-01-25 | 2013-01-25
SRP15342 | SREC Solar | IBE |  | 7.92 | 0 | Residential | 1 | FRANKLIN PARK | 8823 | 5 | SOLARCITY CORPORATION | PSE&G BPU | No | Complete | 2012-12-03 | 2013-07-24 | 2013-07-30 | 2013-07-30
SRP15343 | SREC Solar | SCULAC |  | 9.81 | 0 | Residential | 1 | PORT MONMOUTH | 7758 | 17 | AMERICAN RENEWABLE ENERGY, INC | JCP&L | No | Complete | 2012-12-03 | 2013-04-15 | 2013-05-01 | 2013-05-01
SRP15344 | SREC Solar | NIXON |  | 7.848 | 0 | Residential | 1 | WILLINGBORO | 8046 | 13 | ROOF DIAGNOSTICS INC | PSE&G BPU | No | Complete | 2012-12-03 | 2013-07-17 | 2013-07-23 | 2013-07-23
SRP15345 | SREC Solar | RISDEN |  | 5.88 | 0 | Residential | 0 | WARETOWN | 8758 | 18 | NJR HOME SERVICES. | JCP&L | No | Complete | 2012-12-03 | 2013-01-04 | 2013-02-05 | 2013-02-05
SRP15346 | SREC Solar | SHAH |  | 9.6 | 0 | Residential | 1 | COLTS NECK | 7722 | 17 | NJR HOME SERVICES. | JCP&L | No | Complete | 2012-12-03 | 2013-06-03 | 2013-06-11 | 2013-06-11
SRP15347 | SREC Solar | RYAN |  | 8.16 | 0 | Residential | 1 | TOMS RIVER | 8757 | 18 | NJR HOME SERVICES. | JCP&L | No | Complete | 2012-12-03 | 2013-07-03 | 2013-07-09 | 2013-07-09
SRP15348 | SREC Solar | BENJAMINO |  | 5.5 | 0 | Residential | 1 | EDISON | 8820 | 11 | ROOF DIAGNOSTICS INC | PSE&G BPU | No | Complete | 2012-12-03 | 2013-06-18 | 2013-06-25 | 2013-06-25
SRP15349 | SREC Solar | SHANNON |  | 6.96 | 0 | Residential | 1 | MILLVILLE | 8332 | 20 | SEA BRIGHT SOLAR, LLC | AC Electric | No | Complete | 2012-12-03 | 2013-05-17 | 2013-05-22 | 2013-05-22
SRP15350 | SREC Solar | HARRIS |  | 17 | 0 | Residential | 1 | HILLSBOROUGH | 8844 | 5 | TRINITY HEATING AND AIR | PSE&G BPU | No | Complete | 2012-12-03 | 2013-03-12 | 2013-03-20 | 2013-03-20
SRP15351 | SREC Solar | KNAFO | PODS OF NEW JERSEY, LLC | 84 | 0 | Commercial | 1 | EDISON | 8837 | 11 | TRINITY HEATING AND AIR | PSE&G BPU | No | Complete | 2012-12-03 | 2013-05-03 | 2013-05-13 | 2013-05-13
SRP15353 | SREC Solar | BLAKE |  | 6.75 | 0 | Residential | 1 | DEPTFORD | 8096 | 15 | TRINITY HEATING AND AIR | PSE&G BPU | No | Complete | 2012-12-03 | 2013-02-26 | 2013-03-06 | 2013-03-06
SRP15354 | SREC Solar | BRADY |  | 14.5 | 0 | Residential | 1 | TOMS RIVER | 8753 | 18 | TRINITY HEATING AND AIR | JCP&L | No | Complete | 2012-12-03 | 2013-03-07 | 2013-03-20 | 2013-03-20
SRP15355 | SREC Solar | BRADY |  | 7.75 | 0 | Residential | 1 | BARNEGAT | 8005 | 18 | TRINITY HEATING AND AIR | AC Electric | No | Complete | 2012-12-03 | 2013-04-10 | 2013-04-25 | 2013-04-25
SRP15356 | SREC Solar | RAO |  | 17.658 | 0 | Residential | 1 | PATERSON | 7514 | 6 | GEOGENIX | PSE&G BPU | No | Complete | 2012-12-03 | 2013-06-05 | 2013-06-14 | 2013-06-14
SRP15357 | SREC Solar | LEVINE |  | 7.25 | 0 | Residential | 1 | JACKSON | 8527 | 18 | TRINITY HEATING AND AIR | JCP&L | No | Complete | 2012-12-03 | 2012-12-11 | 2012-12-20 | 2012-12-20
SRP15358 | SREC Solar | CHURNEY |  | 5.75 | 0 | Residential | 1 | BARNEGAT | 8005 | 18 | ROOF DIAGNOSTICS INC | AC Electric | No | Complete | 2012-12-03 | 2013-09-13 | 2013-12-16 | 2013-12-16
SRP15360 | SREC Solar | NICOLO |  | 15 | 0 | Residential | 1 | VINELAND | 8360 | 20 | TRINITY HEATING AND AIR | AC Electric | No | Complete | 2012-12-03 | 2013-03-07 | 2013-04-05 | 2013-04-05
SRP15362 | SREC Solar | KOLBERG |  | 6 | 0 | Residential | 1 | BRICK | 8723 | 18 | TRINITY HEATING AND AIR | JCP&L | No | Complete | 2012-12-03 | 2013-02-26 | 2013-03-06 | 2013-03-06
SRP15363 | SREC Solar | SLABY |  | 10.25 | 0 | Residential | 1 | COLUMBUS | 8022 | 13 | TRINITY HEATING AND AIR | PSE&G BPU | No | Complete | 2012-12-03 | 2013-01-22 | 2013-02-19 | 2013-02-19
SRP15364 | SREC Solar | O'DONNELL |  | 7 | 0 | Residential | 1 | PT PLEASANT | 8742 | 18 | TRINITY HEATING AND AIR | JCP&L | No | Complete | 2012-12-03 | 2013-02-07 | 2013-03-19 | 2013-03-19
SRP15365 | SREC Solar | KUBINSKI |  | 3.5 | 0 | Residential | 1 | MONROE | 8831 | 11 | TRINITY HEATING AND AIR | JCP&L | No | Complete | 2012-12-03 | 2013-01-17 | 2013-01-31 | 2013-01-31
SRP15366 | SREC Solar | IANNOTTA |  | 5.5 | 0 | Residential | 1 | COLUMBUS | 8022 | 13 | TRINITY HEATING AND AIR | PSE&G BPU | No | Complete | 2012-12-03 | 2013-02-11 | 2013-02-27 | 2013-02-27
SRP15367 | SREC Solar | GOLDSTEIN |  | 6.5 | 0 | Residential | 1 | MONROE | 8831 | 11 | TRINITY HEATING AND AIR | JCP&L | No | Complete | 2012-12-03 | 2013-01-21 | 2013-02-05 | 2013-02-05
SRP15368 | SREC Solar | RECHNER |  | 7.5 | 0 | Residential | 1 | NORTH CAPE MAY | 8204 | 21 | TRINITY HEATING AND AIR | AC Electric | No | Complete | 2012-12-03 | 2013-02-05 | 2013-02-19 | 2013-02-19
SRP15369 | SREC Solar | MALLETTE | JAM N LOGISTICS | 114.8 | 0 | Commercial | 1 | EDISON | 8837 | 11 | TRINITY HEATING AND AIR | PSE&G BPU | No | Complete | 2012-12-03 | 2013-02-08 | 2013-02-26 | 2013-02-26
SRP15370 | SREC Solar | STILLMAN |  | 10 | 0 | Residential | 1 | MANALAPAN | 7726 | 17 | TRINITY HEATING AND AIR | JCP&L | No | Complete | 2012-12-03 | 2013-01-28 | 2013-02-06 | 2013-02-06
SRP15371 | SREC Solar | HUSSAIN |  | 4 | 0 | Residential | 1 | OLD BRIDGE | 8757 | 18 | ROOF DIAGNOSTICS INC | JCP&L | No | Complete | 2012-12-10 | 2013-01-30 | 2013-02-12 | 2013-02-12
SRP15372 | SREC Solar | SCHRAGER |  | 4.83 | 0 | Residential | 1 | SOMERSET | 8873 | 5 | GEOGENIX | PSE&G BPU | No | Complete | 2012-12-10 | 2013-03-25 | 2013-04-02 | 2013-04-02
SRP15374 | SREC Solar | BASSEL |  | 5.25 | 0 | Residential | 1 | BURLINGTON | 8016 | 13 | ROOF DIAGNOSTICS INC | PSE&G BPU | No | Complete | 2012-12-10 | 2014-06-30 | 2014-07-09 | 2014-07-09
SRP15375 | SREC Solar | WEBER |  | 7.75 | 0 | Residential | 1 | FREEHOLD | 7728 | 17 | ROOF DIAGNOSTICS INC | JCP&L | No | Complete | 2012-12-10 | 2013-06-04 | 2013-06-11 | 2013-06-11
SRP15376 | SREC Solar | SHELOFSKY |  | 5.145 | 0 | Residential | 1 | ANNANDALE | 8801 | 4 | SUNGEVITY, INC. | JCP&L | No | Complete | 2012-12-10 | 2013-04-03 | 2013-04-22 | 2013-04-22
SRP15377 | SREC Solar | CARBONE |  | 5.635 | 0 | Residential | 1 | BORDENTOWN | 8505 | 13 | SUNGEVITY, INC. | PSE&G BPU | No | Complete | 2012-12-10 | 2013-06-12 | 2013-07-01 | 2013-07-01
SRP15379 | SREC Solar | HENNION |  | 18 | 0 | Residential | 1 | BRANCHVILLE | 7826 | 1 | ALTERNATIVE ENERGY ASSOCIATES | JCP&L | No | Complete | 2012-12-10 | 2013-06-25 | 2013-06-27 | 2013-06-27
SRP15380 | SREC Solar | GREEN |  | 14.88 | 0 | Residential | 1 | LAFAYETTE | 7848 | 1 | ALTERNATIVE ENERGY ASSOCIATES | JCP&L | No | Complete | 2012-12-10 | 2013-05-24 | 2013-05-30 | 2013-05-30
SRP15381 | SREC Solar | CANTAGALLO |  | 12 | 0 | Residential | 1 | LAFAYETTE | 7848 | 1 | ALTERNATIVE ENERGY ASSOCIATES | JCP&L | No | Complete | 2012-12-10 | 2013-11-11 | 2013-11-15 | 2013-11-15
SRP15382 | SREC Solar | DEGIULIO | BERGEN CO CAP | 30.24 | 0 | Non Profit | 1 | GARFIELD CITY | 7026 | 7 | MERCURY SOLAR SYSTEMS | PSE&G BPU | No | Complete | 2012-12-10 | 2013-09-12 | 2013-09-20 | 2013-09-20
SRP15383 | SREC Solar | LUO |  | 9.1 | 0 | Residential | 1 | CHERRY HILL TWP | 8003 | 14 | SOLARCITY CORPORATION | PSE&G BPU | No | Complete | 2012-12-10 | 2013-06-21 | 2013-06-25 | 2013-06-25
SRP15384 | SREC Solar | BOWEN |  | 2.88 | 0 | Residential | 1 | MAPLEWOOD | 7040 | 9 | SOLARCITY CORPORATION | PSE&G BPU | No | Complete | 2012-12-10 | 2013-12-11 | 2014-02-20 | 2014-02-20
SRP15385 | SREC Solar | DELAPENHA |  | 8.88 | 0 | Residential | 1 | W. ORANGE | 7052 | 9 | SOLARCITY CORPORATION | PSE&G BPU | No | Complete | 2012-12-10 | 2013-05-10 | 2013-05-22 | 2013-05-22
SRP15386 | SREC Solar | CAMPBELL |  | 6.72 | 0 | Residential | 1 | GLASSBORO | 8028 | 15 | SOLARCITY CORPORATION | AC Electric | No | Complete | 2012-12-10 | 2013-07-01 | 2013-07-05 | 2013-07-05
SRP15388 | SREC Solar | KRAFT |  | 5.04 | 0 | Residential | 1 | RIDGEWOOD VILLAGE | 7450 | 7 | SOLARCITY CORPORATION | PSE&G BPU | No | Complete | 2012-12-10 | 2013-04-08 | 2013-04-26 | 2013-04-26
SRP15389 | SREC Solar | WANG |  | 5.88 | 0 | Residential | 1 | ENGLISHTOWN | 7726 | 17 | SOLARCITY CORPORATION | JCP&L | No | Complete | 2012-12-10 | 2013-04-15 | 2013-05-01 | 2013-05-01
SRP15390 | SREC Solar | VIDEN |  | 6.96 | 0 | Residential | 1 | GLASSBORO | 8028 | 15 | SOLARCITY CORPORATION | AC Electric | No | Complete | 2012-12-10 | 2013-05-08 | 2013-05-22 | 2013-05-22
SRP15391 | SREC Solar | VIDEN |  | 5.28 | 0 | Residential | 1 | GLASSBORO | 8028 | 15 | SOLARCITY CORPORATION | AC Electric | No | Complete | 2012-12-10 | 2013-05-08 | 2013-05-17 | 2013-05-17
SRP15392 | SREC Solar | FRIAS |  | 3.995 | 0 | Residential | 1 | LINDEN | 7036 | 10 | VIVINT SOLAR | PSE&G BPU | No | Complete | 2012-12-10 | 2012-12-28 | 2013-01-18 | 2013-01-18
SRP15393 | SREC Solar | WATSON |  | 9.945 | 0 | Residential | 1 | MANCHESTER | 8759 | 18 | TRINITY HEATING AND AIR | JCP&L | No | Complete | 2012-12-10 | 2013-04-19 | 2013-05-03 | 2013-05-03
SRP15394 | SREC Solar | MUNNO |  | 5.635 | 0 | Residential | 1 | WOODBRIDGE | 7095 | 11 | VERENGO SOLAR | PSE&G BPU | No | Complete | 2012-12-10 | 2013-06-11 | 2013-06-18 | 2013-06-18
SRP15395 | SREC Solar | ASKEW |  | 6.11 | 0 | Residential | 1 | PISCATAWAY | 8854 | 11 | VIVINT SOLAR | PSE&G BPU | No | Complete | 2012-12-10 | 2012-12-28 | 2013-02-05 | 2013-02-05
SRP15396 | SREC Solar | CANNATA |  | 3.43 | 0 | Residential | 1 | ROCHELLE PARK | 7662 | 7 | VIVINT SOLAR | PSE&G BPU | No | Complete | 2012-12-10 | 2013-04-25 | 2013-05-09 | 2013-05-09
SRP15397 | SREC Solar | NELAKONDA |  | 4.465 | 0 | Residential | 1 | EDISON | 8820 | 11 | VIVINT SOLAR | PSE&G BPU | No | Complete | 2012-12-10 | 2013-05-28 | 2013-06-04 | 2013-06-04
SRP15398 | SREC Solar | SHAW |  | 6.72 | 0 | Residential | 1 | ROSELAND | 7068 | 9 | SKYLINE SOLAR | PSE&G BPU | No | Complete | 2012-12-10 | 2013-04-10 | 2013-04-25 | 2013-04-25
SRP15399 | SREC Solar | SCHILLARI |  | 6.24 | 0 | Residential | 1 | MANCHESTER | 8759 | 18 | ACOS ENERGY, LLC | JCP&L | No | Complete | 2012-12-10 | 2012-12-26 | 2013-01-16 | 2013-01-16
SRP15400 | SREC Solar | GISINGER |  | 7.105 | 0 | Residential | 1 | BARNEGAT | 8005 | 18 | ROOF DIAGNOSTICS INC | JCP&L | No | Complete | 2012-12-10 | 2013-01-07 | 2013-01-21 | 2013-01-21
SRP15401 | SREC Solar | PRANZATELLI |  | 12 | 0 | Residential | 0 | BRIDGEWATER | 8807 | 5 | GREEN POWER ENERGY LLC | PSE&G BPU | No | Complete | 2013-03-04 | 2013-05-10 | 2013-05-17 | 2013-05-17
SRP15402 | SREC Solar | GUNN |  | 5.5 | 0 | Residential | 1 | EAST BRUNSWICK | 8816 | 11 | ROOF DIAGNOSTICS INC | PSE&G BPU | No | Complete | 2012-12-10 | 2013-03-12 | 2013-03-20 | 2013-03-20
SRP15403 | SREC Solar | HU |  | 5 | 0 | Residential | 1 | FREEHOLD | 7728 | 17 | 1ST LIGHT ENERGY, INC. | JCP&L | No | Complete | 2012-12-10 | 2013-04-09 | 2013-04-30 | 2013-04-30
SRP15405 | SREC Solar | SUNWOO |  | 7.25 | 0 | Residential | 1 | HAZLET | 7730 | 17 | 1ST LIGHT ENERGY, INC. | JCP&L | No | Complete | 2012-12-10 | 2013-05-08 | 2013-05-16 | 2013-05-16
SRP15407 | SREC Solar | BARBER |  | 6.63 | 0 | Residential | 1 | PT PLEASANT BORO | 8742 | 18 | ROOF DIAGNOSTICS INC | JCP&L | No | Complete | 2012-12-10 | 2012-12-26 | 2013-01-16 | 2013-01-16
SRP15408 | SREC Solar | RIVERA |  | 6.375 | 0 | Residential | 1 | OLD BRIDGE | 8857 | 11 | ROOF DIAGNOSTICS INC | JCP&L | No | Complete | 2012-12-10 | 2013-06-04 | 2013-06-10 | 2013-06-10
SRP15409 | SREC Solar | LINDENMUTH | CLAYTON BOE - HIGH SCH. MIDDLE SCH. | 228.225 | 0 | Commercial | 1 | CLAYTON | 8312 | 15 | RAY ANGELINI, INC. | AC Electric | No | Complete | 2012-12-10 | 2013-03-19 | 2013-04-01 | 2013-04-01
SRP15410 | SREC Solar | LINDENMUTH | CLAYTON BOE - HERMA SIMMONS ELE. | 232.05 | 0 | Commercial | 1 | CLAYTON | 8312 | 15 | RAY ANGELINI, INC. | AC Electric | No | Complete | 2012-12-10 | 2013-02-11 | 2013-02-27 | 2013-02-27
SRP15413 | SREC Solar | SCHOENHUT | ROYAL COFFEE NEW YORK INC. | 165.75 | 0 | Commercial | 1 | SOUTH PLAINFIELD | 7080 | 11 | AMBERJACK SOLAR ENERGY | PSE&G BPU | No | Complete | 2012-12-10 | 2014-01-30 | 2014-02-12 | 2014-02-12
SRP15416 | SREC Solar | LEE |  | 4.655 | 0 | Residential | 1 | UNION | 7083 | 10 | VIVINT SOLAR | PSE&G BPU | No | Complete | 2012-12-10 | 2013-04-25 | 2013-05-09 | 2013-05-09
SRP15417 | SREC Solar | WALSH |  | 7.105 | 0 | Residential | 1 | CLIFTON | 7012 | 6 | VIVINT SOLAR | PSE&G BPU | No | Complete | 2012-12-10 | 2013-05-20 | 2013-05-28 | 2013-05-28
SRP15419 | SREC Solar | MARTURANO |  | 3.43 | 0 | Residential | 1 | CLIFTON | 7012 | 6 | VIVINT SOLAR | PSE&G BPU | No | Complete | 2012-12-10 | 2013-05-02 | 2013-05-16 | 2013-05-16
SRP15420 | SREC Solar | RODAS |  | 4.165 | 0 | Residential | 1 | LINDEN | 7036 | 10 | VIVINT SOLAR | PSE&G BPU | No | Complete | 2012-12-10 | 2013-03-25 | 2013-04-02 | 2013-04-02
SRP15422 | SREC Solar | BEAVER |  | 5.88 | 0 | Residential | 1 | LAVALLETTE | 8735 | 18 | NJR HOME SERVICES. | JCP&L | No | Complete | 2012-12-10 | 2013-04-05 | 2013-04-25 | 2013-04-25
SRP15423 | SREC Solar | VENKATRAMAN |  | 7.05 | 0 | Residential | 1 | EDISON | 8820 | 11 | VIVINT SOLAR | PSE&G BPU | No | Complete | 2012-12-10 | 2013-05-07 | 2013-05-16 | 2013-05-16
SRP15425 | SREC Solar | HURLEY |  | 7.2 | 0 | Residential | 1 | MANAHAWKIN | 8050 | 18 | ROOF DIAGNOSTICS INC | AC Electric | No | Complete | 2012-12-10 | 2013-05-28 | 2013-06-03 | 2013-06-03
SRP15426 | SREC Solar | PATEL |  | 5.52 | 0 | Residential | 1 | CLIFTON | 7012 | 6 | SOLARCITY CORPORATION | PSE&G BPU | No | Complete | 2012-12-10 | 2013-06-18 | 2013-06-25 | 2013-06-25
SRP15427 | SREC Solar | GRAVATT |  | 37.24 | 0 | Residential | 1 | ALLENTOWN | 8501 | 17 | SOLARCITY CORPORATION | PSE&G BPU | No | Complete | 2012-12-10 | 2014-01-02 | 2014-01-29 | 2014-01-29
SRP15428 | SREC Solar | RACO |  | 7.92 | 0 | Residential | 1 | WEST ATCO | 8004 | 14 | SOLARCITY CORPORATION | AC Electric | No | Complete | 2012-12-10 | 2013-07-25 | 2013-08-01 | 2013-08-01
SRP15430 | SREC Solar | HALI |  | 3.43 | 0 | Residential | 1 | RIDGEFIELD | 7657 | 7 | SOLARCITY CORPORATION | PSE&G BPU | No | Complete | 2012-12-10 | 2013-07-10 | 2013-07-18 | 2013-07-18
SRP15431 | SREC Solar | MOQUIN |  | 8.16 | 0 | Residential | 1 | SICKERVILLE | 8081 | 14 | SOLARCITY CORPORATION | AC Electric | No | Complete | 2012-12-10 | 2013-06-10 | 2013-06-17 | 2013-06-17
SRP15432 | SREC Solar | COTTRELL |  | 4.5 | 0 | Residential | 1 | TRENTON | 8690 | 12 | TRINITY HEATING AND AIR | PSE&G BPU | No | Complete | 2012-12-10 | 2013-02-05 | 2013-02-14 | 2013-02-14
SRP15433 | SREC Solar | MIKALONIS |  | 6.48 | 0 | Residential | 1 | FRANKLIN TWP | 8873 | 5 | SOLARCITY CORPORATION | PSE&G BPU | No | Complete | 2012-12-10 | 2013-05-23 | 2013-05-31 | 2013-05-31
SRP15434 | SREC Solar | LOMIS |  | 8.64 | 0 | Residential | 1 | BLACKWOOD | 8012 | 14 | SOLARCITY CORPORATION | AC Electric | No | Complete | 2012-12-10 | 2013-05-08 | 2013-05-17 | 2013-05-17
SRP15435 | SREC Solar | JUSTIN |  | 10 | 0 | Residential | 1 | MULLICA HILL | 8062 | 15 | TRINITY HEATING AND AIR | AC Electric | No | Complete | 2012-12-10 | 2013-10-04 | 2013-10-09 | 2013-10-09
SRP15436 | SREC Solar | RYAN BROWN |  | 8 | 0 | Residential | 1 | BRICK | 8724 | 18 | TRINITY HEATING AND AIR | JCP&L | No | Complete | 2012-12-10 | 2014-06-05 | 2014-06-09 | 2014-06-09
SRP15438 | SREC Solar | DELAHANTY |  | 4.23 | 0 | Residential | 1 | TOMS RIVER | 8757 | 18 | VERENGO SOLAR | JCP&L | No | Complete | 2012-12-10 | 2013-03-21 | 2013-04-12 | 2013-04-12
SRP15439 | SREC Solar | BORAIE | 360-394 SPRINGFIELD LLC | 203.35 | 0 | Commercial | 1 | NEWARK | 7103 | 9 | MERCURY SOLAR SYSTEMS | PSE&G BPU | No | Complete | 2012-12-10 | 2013-10-01 | 2013-10-10 | 2013-10-10
SRP15440 | SREC Solar | ACOSTE |  | 5.88 | 0 | Residential | 1 | ROSELLE | 7203 | 10 | VIVINT SOLAR | PSE&G BPU | No | Complete | 2012-12-10 | 2013-06-10 | 2013-06-27 | 2013-06-27
SRP15442 | SREC Solar | MITCHELL |  | 5.39 | 0 | Residential | 1 | PISCATAWAY | 8854 | 11 | VIVINT SOLAR | PSE&G BPU | No | Complete | 2012-12-10 | 2013-07-12 | 2013-07-17 | 2013-07-17
SRP15443 | SREC Solar | ROMAN |  | 1.645 | 0 | Residential | 1 | SADDLE BROOK | 7663 | 7 | VIVINT SOLAR | PSE&G BPU | No | Complete | 2012-12-10 | 2013-07-12 | 2013-07-17 | 2013-07-17
SRP15444 | SREC Solar | LUFTIG |  | 4.23 | 0 | Residential | 1 | UNION | 7083 | 10 | VIVINT SOLAR | PSE&G BPU | No | Complete | 2012-12-10 | 2013-01-25 | 2013-02-12 | 2013-02-12
SRP15445 | SREC Solar | RAFFINGTON |  | 13 | 0 | Residential | 1 | FARMINGDALE | 7727 | 17 | TRINITY HEATING AND AIR | JCP&L | No | Complete | 2012-12-10 | 2013-03-07 | 2013-04-05 | 2013-04-05
SRP15446 | SREC Solar | JONES |  | 5.17 | 0 | Residential | 1 | PERTH AMBOY | 8861 | 11 | VIVINT SOLAR | PSE&G BPU | No | Complete | 2012-12-10 | 2013-03-12 | 2013-03-19 | 2013-03-19
SRP15447 | SREC Solar | MORALES |  | 4.9 | 0 | Residential | 1 | GARFIELD | 7026 | 7 | REC SOLAR, INC. | PSE&G BPU | No | Complete | 2012-12-10 | 2013-12-03 | 2013-12-12 | 2013-12-12
SRP15448 | SREC Solar | JUMP |  | 2.94 | 0 | Residential | 1 | RIDGEFIELD | 7660 | 7 | SUNGEVITY, INC. | PSE&G BPU | No | Complete | 2012-12-10 | 2013-06-03 | 2013-06-13 | 2013-06-13
SRP15449 | SREC Solar | KLEIN |  | 6.125 | 0 | Residential | 1 | ALLENTOWN | 8501 | 17 | SUNGEVITY, INC. | PSE&G BPU | No | Complete | 2012-12-10 | 2013-04-30 | 2013-05-15 | 2013-05-15
SRP15450 | SREC Solar | KRAUSS |  | 3.675 | 0 | Residential | 1 | WASHINGTON | 7882 | 2 | SUNGEVITY, INC. | JCP&L | No | Complete | 2012-12-10 | 2013-04-30 | 2013-06-05 | 2013-06-05
SRP15451 | SREC Solar | SEFCHIK |  | 5 | 0 | Residential | 1 | MANAHAWKIN | 8050 | 18 | TRINITY HEATING AND AIR | JCP&L | No | Complete | 2012-12-10 | 2013-04-19 | 2013-05-03 | 2013-05-03
SRP15452 | SREC Solar | SHAFER |  | 2.94 | 0 | Residential | 1 | CAPE MAY | 8204 | 21 | SUNGEVITY, INC. | AC Electric | No | Complete | 2012-12-10 | 2013-05-08 | 2013-05-16 | 2013-05-16
SRP15453 | SREC Solar | PYARILAL |  | 6 | 0 | Residential | 1 | COLUMBUS | 8022 | 13 | TRINITY HEATING AND AIR | PSE&G BPU | No | Complete | 2012-12-10 | 2013-01-22 | 2013-02-07 | 2013-02-07
SRP15454 | SREC Solar | STEIN |  | 6.15 | 0 | Residential | 1 | LAKE HIAWATHA | 7034 | 3 | SOLAR ENERGY WORLD-W | JCP&L | No | Complete | 2012-12-10 | 2013-06-06 | 2013-06-12 | 2013-06-12
SRP15455 | SREC Solar | HOLLEY |  | 6.615 | 0 | Residential | 1 | MANCHESTER | 8759 | 18 | NJ SOLAR POWER, LLC | JCP&L | No | Complete | 2012-12-10 | 2013-03-26 | 2013-04-02 | 2013-04-02
SRP15457 | SREC Solar | TOLERICO |  | 8.4 | 0 | Residential | 1 | WAYNE | 7470 | 6 | TRINITY HEATING AND AIR | PSE&G BPU | No | Complete | 2012-12-10 | 2013-03-27 | 2013-04-30 | 2013-04-30
SRP15458 | SREC Solar | COLE |  | 3.525 | 0 | Residential | 1 | LINDEN | 7036 | 10 | VIVINT SOLAR | PSE&G BPU | No | Complete | 2012-12-10 | 2013-05-23 | 2013-05-29 | 2013-05-29
SRP15459 | SREC Solar | GRILL |  | 9.84 | 0 | Residential | 1 | LIVINGSTON | 7039 | 9 | SOLAR ENERGY WORLD-W | JCP&L | No | Complete | 2013-01-07 | 2013-04-03 | 2013-04-30 | 2013-04-30
SRP15460 | SREC Solar | MONTALVO |  | 3.525 | 0 | Residential | 1 | SEWAREN | 7077 | 11 | VIVINT SOLAR | PSE&G BPU | No | Complete | 2012-12-10 | 2013-05-23 | 2013-05-30 | 2013-05-30
SRP15461 | SREC Solar | SOOJIAN |  | 9.4 | 0 | Residential | 1 | LITTLE FERRY | 7643 | 7 | VIVINT SOLAR | PSE&G BPU | No | Complete | 2012-12-10 | 2013-02-07 | 2013-02-26 | 2013-02-26
SRP15464 | SREC Solar | LEE |  | 3.92 | 0 | Residential | 1 | UNION | 7083 | 10 | VIVINT SOLAR | PSE&G BPU | No | Complete | 2012-12-10 | 2013-04-25 | 2013-05-08 | 2013-05-08
SRP15465 | SREC Solar | MILLER |  | 2.695 | 0 | Residential | 1 | CLARK | 7066 | 10 | VIVINT SOLAR | PSE&G BPU | No | Complete | 2012-12-10 | 2013-03-19 | 2013-04-09 | 2013-04-09
SRP15468 | SREC Solar | SANSONE |  | 9.81 | 0 | Residential | 1 | BRIELLE | 8730 | 17 | ROOF DIAGNOSTICS INC | JCP&L | No | Complete | 2012-12-10 | 2013-08-06 | 2013-08-12 | 2013-08-12
SRP15471 | SREC Solar | TAYLOR |  | 6.11 | 0 | Residential | 1 | ROSELLE | 7203 | 10 | VIVINT SOLAR | PSE&G BPU | No | Complete | 2012-12-10 | 2013-04-22 | 2013-05-03 | 2013-05-03
SRP15472 | SREC Solar | CURETON |  | 5.405 | 0 | Residential | 1 | MAPLEWOOD | 7040 | 9 | VIVINT SOLAR | PSE&G BPU | No | Complete | 2012-12-10 | 2013-03-13 | 2013-04-02 | 2013-04-02
SRP15473 | SREC Solar | CAMPIONE |  | 3.525 | 0 | Residential | 1 | PARAMUS | 7652 | 7 | VIVINT SOLAR | PSE&G BPU | No | Complete | 2012-12-10 | 2013-12-12 | 2013-12-19 | 2013-12-19
SRP15474 | SREC Solar | SAND |  | 5.145 | 0 | Residential | 1 | SADDLE BROOK | 7662 | 7 | VIVINT SOLAR | PSE&G BPU | No | Complete | 2012-12-10 | 2014-01-17 | 2014-01-29 | 2014-01-29
SRP15476 | SREC Solar | DESRAVINES |  | 5.88 | 0 | Residential | 1 | ROSELLE | 7203 | 10 | VIVINT SOLAR | PSE&G BPU | No | Complete | 2012-12-10 | 2013-05-13 | 2013-05-22 | 2013-05-22
SRP15477 | SREC Solar | ANIMWAA |  | 4.08 | 0 | Residential | 1 | SOMERSET | 8873 | 5 | VIVINT SOLAR | PSE&G BPU | No | Complete | 2012-12-10 | 2013-08-20 | 2013-09-18 | 2013-09-18
SRP15478 | SREC Solar | POWELL |  | 8.25 | 0 | Residential | 1 | BRICK | 8723 | 18 | ROOF DIAGNOSTICS INC | JCP&L | No | Complete | 2012-12-10 | 2013-01-30 | 2013-02-12 | 2013-02-12
SRP15479 | SREC Solar | GILIBERTI |  | 9.156 | 0 | Residential | 1 | ANDOVER | 7821 | 1 | ROOF DIAGNOSTICS INC | JCP&L | No | Complete | 2012-12-10 | 2013-07-17 | 2013-07-24 | 2013-07-24
SRP15480 | SREC Solar | TAYLOR |  | 5.76 | 0 | Residential | 1 | BELMAR | 7719 | 17 | ROOF DIAGNOSTICS INC | JCP&L | No | Complete | 2012-12-10 | 2012-12-26 | 2013-01-16 | 2013-01-16
SRP15481 | SREC Solar | DECICCO |  | 6.75 | 0 | Residential | 1 | BARNEGAT | 8005 | 18 | ROOF DIAGNOSTICS INC | JCP&L | No | Complete | 2012-12-10 | 2013-07-11 | 2013-07-17 | 2013-07-17
SRP15482 | SREC Solar | TAYLOR |  | 4.655 | 0 | Residential | 1 | HILLSIDE | 7205 | 10 | VIVINT SOLAR | PSE&G BPU | No | Complete | 2012-12-10 | 2013-05-13 | 2013-05-17 | 2013-05-17
SRP15483 | SREC Solar | LARAWAY |  | 2.35 | 0 | Residential | 1 | MAYWOOD | 7607 | 7 | VIVINT SOLAR | PSE&G BPU | No | Complete | 2012-12-10 | 2013-02-19 | 2013-03-07 | 2013-03-07
SRP15484 | SREC Solar | ELDER |  | 3.92 | 0 | Residential | 1 | FORDS | 8863 | 11 | VIVINT SOLAR | PSE&G BPU | No | Complete | 2012-12-10 | 2013-05-02 | 2013-06-03 | 2013-06-03
SRP15485 | SREC Solar | CORBO |  | 6.5 | 0 | Residential | 1 | CALDWELL | 7006 | 9 | ROOF DIAGNOSTICS INC | PSE&G BPU | No | Complete | 2012-12-10 | 2013-06-28 | 2013-07-08 | 2013-07-08
SRP15486 | SREC Solar | BAKER |  | 6.867 | 0 | Residential | 1 | HILLSBOROUGH | 8844 | 5 | ROOF DIAGNOSTICS INC | PSE&G BPU | No | Complete | 2012-12-10 | 2013-12-04 | 2013-12-18 | 2013-12-18
SRP15487 | SREC Solar | LOWELL |  | 2.75 | 0 | Residential | 1 | ASBURY PARK | 7712 | 17 | ROOF DIAGNOSTICS INC | JCP&L | No | Complete | 2012-12-10 | 2013-06-04 | 2013-06-10 | 2013-06-10
SRP15490 | SREC Solar | PUDELKO | GLASSBORO BOE - THOMAS BOWE SC | 460.785 | 0 | School Public K-12 | 1 | GLASSBORO | 8028 | 15 | RAY ANGELINI, INC. | AC Electric | No | Complete | 2012-12-10 | 2013-02-06 | 2013-02-20 | 2013-02-20
SRP15492 | SREC Solar | PISANI |  | 6 | 0 | Residential | 1 | COLTS NECK | 7722 | 17 | ROOF DIAGNOSTICS INC | JCP&L | No | Complete | 2012-12-10 | 2013-05-15 | 2013-05-22 | 2013-05-22
SRP15495 | SREC Solar | TOLENTINO |  | 7.35 | 0 | Residential | 1 | METUCHEN | 8840 | 11 | VERENGO SOLAR | PSE&G BPU | No | Complete | 2012-12-10 | 2013-04-03 | 2013-04-30 | 2013-04-30
SRP15496 | SREC Solar | PRIETO |  | 5 | 0 | Residential | 1 | NORTH BERGEN | 7047 | 8 | ROOF DIAGNOSTICS INC | PSE&G BPU | No | Complete | 2012-12-10 | 2013-07-24 | 2013-07-29 | 2013-07-29
SRP15497 | SREC Solar | BATISTA |  | 5 | 0 | Residential | 1 | HIGHLAND PARK | 8904 | 11 | ROOF DIAGNOSTICS INC | PSE&G BPU | No | Complete | 2012-12-10 | 2013-07-17 | 2013-07-24 | 2013-07-24
SRP15498 | SREC Solar | SMITH |  | 8.75 | 0 | Residential | 1 | HOWELL | 7731 | 17 | ROOF DIAGNOSTICS INC | JCP&L | No | Complete | 2012-12-11 | 2013-05-17 | 2013-05-29 | 2013-05-29
SRP15500 | SREC Solar | HOBAN |  | 5.5 | 0 | Residential | 1 | MANASQUAN | 8736 | 17 | ROOF DIAGNOSTICS INC | JCP&L | No | Complete | 2012-12-10 | 2013-06-18 | 2013-06-25 | 2013-06-25
SRP15502 | SREC Solar | HANNA |  | 6.375 | 0 | Residential | 1 | COLONIA | 7067 | 10 | VERENGO SOLAR | PSE&G BPU | No | Complete | 2012-12-10 | 2013-03-29 | 2013-04-30 | 2013-04-30
SRP15503 | SREC Solar | YOUNG |  | 7.595 | 0 | Residential | 1 | UNION | 7083 | 10 | VIVINT SOLAR | PSE&G BPU | No | Complete | 2012-12-10 | 2013-04-09 | 2013-04-26 | 2013-04-26
SRP15505 | SREC Solar | VOLLHERBST |  | 7.848 | 0 | Residential | 1 | PENNINGTON | 8534 | 12 | AMERICAN RENEWABLE ENERGY, INC | PSE&G BPU | No | Complete | 2012-12-10 | 2013-03-15 | 2013-04-05 | 2013-04-05
SRP15508 | SREC Solar | DOWLIN | MARLTON UNITED METHODIST CHURCH | 43.68 | 0 | Commercial | 1 | EVESHAM TWP | 8053 | 13 | SOLARCITY CORPORATION | PSE&G BPU | No | Complete | 2012-12-10 | 2013-05-08 | 2013-05-22 | 2013-05-22
SRP15510 | SREC Solar | PATEL |  | 6 | 0 | Residential | 1 | CLIFTON | 7013 | 6 | SOLARCITY CORPORATION | PSE&G BPU | No | Complete | 2012-12-10 | 2013-04-09 | 2013-05-01 | 2013-05-01
SRP15511 | SREC Solar | RAO |  | 20.928 | 0 | Residential | 1 | FRANKLIN PARK | 8823 | 5 | GREEN POWER ENERGY LLC | PSE&G BPU | No | Complete | 2012-12-10 | 2013-07-01 | 2013-07-05 | 2013-07-05
SRP15512 | SREC Solar | NETTLETON | VAN ZANT ELEMENTARY SCHOOL | 274.635 | 0 | School Public K-12 | 1 | MARLTON | 8053 | 13 | RAY ANGELINI, INC. | PSE&G BPU | No | Complete | 2012-12-10 | 2013-01-22 | 2013-02-11 | 2013-02-11
SRP15513 | SREC Solar | MALINGER |  | 11.52 | 0 | Residential | 1 | ABERDEEN | 7747 | 17 | EZNERGY LLC | JCP&L | No | Complete | 2012-12-10 | 2013-04-23 | 2013-05-07 | 2013-05-07
SRP15516 | SREC Solar | MARRERO |  | 7.92 | 0 | Residential | 1 | PERTH AMBOY | 8861 | 11 | EZNERGY LLC | PSE&G BPU | No | Complete | 2012-12-10 | 2013-06-11 | 2013-06-18 | 2013-06-18
SRP15518 | SREC Solar | WEINBERG |  | 6.615 | 0 | Residential | 1 | SPRINGFIELD | 7081 | 10 | VIVINT SOLAR | JCP&L | No | Complete | 2012-12-10 | 2013-04-24 | 2013-05-09 | 2013-05-09
SRP15519 | SREC Solar | BARTLETT |  | 6.37 | 0 | Residential | 1 | MIDDLESEX | 8846 | 11 | VIVINT SOLAR | PSE&G BPU | No | Complete | 2012-12-10 | 2013-05-22 | 2013-05-30 | 2013-05-30
SRP15520 | SREC Solar | QUILES |  | 3.29 | 0 | Residential | 1 | CLIFTON | 7012 | 6 | VIVINT SOLAR | PSE&G BPU | No | Complete | 2012-12-10 | 2013-04-12 | 2013-11-05 | 2013-11-05
SRP15522 | SREC Solar | HORTELANO |  | 6.125 | 0 | Residential | 1 | PARSIPPANY | 7054 | 3 | VIVINT SOLAR | JCP&L | No | Complete | 2012-12-10 | 2014-01-17 | 2014-01-29 | 2014-01-29
SRP15523 | SREC Solar | MESA |  | 11.76 | 0 | Residential | 1 | PENNSAUKEN TWP | 8110 | 14 | SOLARCITY CORPORATION | PSE&G BPU | No | Complete | 2012-12-10 | 2013-04-03 | 2013-04-30 | 2013-04-30
SRP15524 | SREC Solar | PRICE |  | 3.36 | 0 | Residential | 1 | HAMILTON TWP | 8330 | 19 | SOLARCITY CORPORATION | AC Electric | No | Complete | 2012-12-10 | 2013-06-04 | 2013-06-17 | 2013-06-17
SRP15525 | SREC Solar | CHILIMINTRIS |  | 3.84 | 0 | Residential | 1 | CLIFTON | 7011 | 6 | SOLARCITY CORPORATION | PSE&G BPU | No | Complete | 2012-12-10 | 2013-05-10 | 2013-05-17 | 2013-05-17
SRP15526 | SREC Solar | BROWN |  | 7.92 | 0 | Residential | 1 | TURNERSVILLE | 8012 | 14 | SOLARCITY CORPORATION | AC Electric | No | Complete | 2012-12-10 | 2013-10-10 | 2013-10-15 | 2013-10-15
SRP15527 | SREC Solar | NKAM |  | 12.48 | 0 | Residential | 1 | BLUE ANCHOR | 8037 | 19 | SOLARCITY CORPORATION | AC Electric | No | Complete | 2012-12-10 | 2013-05-08 | 2013-05-17 | 2013-05-17
SRP15528 | SREC Solar | REEVES |  | 6.48 | 0 | Residential | 1 | CLAYTON | 8312 | 15 | SOLARCITY CORPORATION | AC Electric | No | Complete | 2012-12-10 | 2013-05-31 | 2013-06-10 | 2013-06-10
SRP15530 | SREC Solar | SAMPLE |  | 11.118 | 0 | Residential | 1 | PILESGROVE | 8098 | 16 | GEOPEAK ENERGY LLC | AC Electric | No | Complete | 2012-12-10 | 2013-05-08 | 2013-05-22 | 2013-05-22
SRP15537 | SREC Solar | IQBAL |  | 13.52 | 0 | Residential | 1 | EGG HARBOR TWP | 8234 | 19 | GREENPOINTE ENERGY | AC Electric | No | Complete | 2012-12-10 | 2013-04-12 | 2013-05-01 | 2013-05-01
SRP15543 | SREC Solar | KITOV |  | 3.27 | 0 | Residential | 1 | FAIR LAWN | 7410 | 7 | INFINITY SOLAR SYSTEMS | PSE&G BPU | No | Complete | 2012-12-10 | 2013-04-17 | 2013-05-06 | 2013-05-06
SRP15544 | SREC Solar | CHOKSHI |  | 3.76 | 0 | Residential | 1 | CLIFTON | 7013 | 6 | VIVINT SOLAR | PSE&G BPU | No | Complete | 2012-12-17 | 2013-03-12 | 2013-03-28 | 2013-03-28
SRP15545 | SREC Solar | ARONSKY |  | 6.615 | 0 | Residential | 1 | SADDLE BROOK | 7663 | 7 | VIVINT SOLAR | PSE&G BPU | No | Complete | 2012-12-17 | 2013-04-24 | 2013-05-09 | 2013-05-09
SRP15546 | SREC Solar | MARTINEZ |  | 6.37 | 0 | Residential | 1 | CLIFTON | 7013 | 6 | VIVINT SOLAR | PSE&G BPU | No | Complete | 2012-12-17 | 2013-05-16 | 2013-05-22 | 2013-05-22
SRP15547 | SREC Solar | VELLON |  | 5.17 | 0 | Residential | 1 | CLIFTON | 7013 | 6 | VIVINT SOLAR | PSE&G BPU | No | Complete | 2012-12-17 | 2013-03-27 | 2013-04-16 | 2013-04-16
SRP15548 | SREC Solar | RICHICHI |  | 5.17 | 0 | Residential | 1 | DUMONT | 7628 | 7 | VERENGO SOLAR | PSE&G BPU | No | Complete | 2012-12-17 | 2013-03-21 | 2014-02-11 | 2014-02-11
SRP15549 | SREC Solar | GABRIEL |  | 5.875 | 0 | Residential |  | SPOTSWOOD | 8884 | 11 | VERENGO SOLAR | JCP&L | No | Complete | 2012-12-17 | 2013-04-09 | 2013-04-26 | 2013-04-26
SRP15550 | SREC Solar | KERSCHNER |  | 13 | 0 | Residential | 1 | HIGHTSTOWN | 8520 | 12 | TRINITY HEATING AND AIR | JCP&L | No | Complete | 2012-12-17 | 2013-01-28 | 2013-02-05 | 2013-02-05
SRP15551 | SREC Solar | FERRANTE |  | 7.5 | 0 | Residential | 1 | LITTLE FERRY | 7643 | 7 | ROOF DIAGNOSTICS INC | PSE&G BPU | No | Complete | 2012-12-17 | 2013-07-16 | 2013-07-18 | 2013-07-18
SRP15552 | SREC Solar | BARCHESKI |  | 2.75 | 0 | Residential | 1 | NORTH BRUNSWICK | 8902 | 11 | ROOF DIAGNOSTICS INC | PSE&G BPU | No | Complete | 2012-12-17 | 2013-10-15 | 2013-10-16 | 2013-10-16
SRP15553 | SREC Solar | FIORENZA |  | 5 | 0 | Residential | 1 | PHILLIPSBURG | 8865 | 2 | ROOF DIAGNOSTICS INC | JCP&L | No | Complete | 2012-12-17 | 2013-05-28 | 2013-06-12 | 2013-06-12
SRP15554 | SREC Solar | MIRASOL |  | 6.24 | 0 | Residential | 1 | LITTLE FALLS | 7424 | 6 | ROOF DIAGNOSTICS INC | PSE&G BPU | No | Complete | 2012-12-17 | 2013-06-06 | 2013-06-12 | 2013-06-12
SRP15555 | SREC Solar | BRITT |  | 9.6 | 0 | Residential | 1 | JACKSON | 8527 | 18 | AROSA SOLAR ENERGY, INC | JCP&L | No | Complete | 2012-12-17 | 2013-02-27 | 2013-03-12 | 2013-03-12
SRP15556 | SREC Solar | TAYLOR |  | 4.8 | 0 | Residential | 1 | FORKED RIVER | 8731 | 18 | ENERGY SOLUTIONS OF NEW JERSEY LLC | JCP&L | No | Complete | 2012-12-17 | 2013-02-19 | 2013-03-07 | 2013-03-07
SRP15557 | SREC Solar | DEJESUS |  | 6.5 | 0 | Residential | 1 | CLAYTON | 8312 | 15 | ROOF DIAGNOSTICS INC | AC Electric | No | Complete | 2012-12-17 | 2013-06-25 | 2013-06-27 | 2013-06-27
SRP15558 | SREC Solar | CARDINAL |  | 4.9 | 0 | Residential | 1 | DUNELLEN | 8812 | 11 | VERENGO SOLAR | PSE&G BPU | No | Complete | 2012-12-17 | 2013-05-29 | 2013-06-04 | 2013-06-04
SRP15560 | SREC Solar | O'CONNOR |  | 9.065 | 0 | Residential | 1 | HAZLET | 7730 | 17 | VERENGO SOLAR | JCP&L | No | Complete | 2012-12-17 | 2013-05-08 | 2013-05-16 | 2013-05-16
SRP15561 | SREC Solar | BANTEL |  | 5.39 | 0 | Residential | 1 | MILFORD | 8848 | 4 | VERENGO SOLAR | JCP&L | No | Complete | 2012-12-17 | 2013-03-26 | 2013-04-02 | 2013-04-02
SRP15562 | SREC Solar | HU |  | 5.5 | 0 | Residential | 1 | PRINCETON | 8540 | 12 | ROOF DIAGNOSTICS INC | PSE&G BPU | No | Complete | 2012-12-17 | 2013-07-03 | 2013-07-12 | 2013-07-12
SRP15564 | SREC Solar | MITCHKO |  | 3 | 0 | Residential | 1 | BRIDGEWATER | 8807 | 5 | ROOF DIAGNOSTICS INC | PSE&G BPU | No | Complete | 2012-12-17 | 2013-05-21 | 2013-05-29 | 2013-05-29
SRP15565 | SREC Solar | FOX |  | 9 | 0 | Residential | 1 | NEWTON | 7860 | 1 | ROOF DIAGNOSTICS INC | JCP&L | No | Complete | 2012-12-17 | 2013-05-15 | 2013-06-10 | 2013-06-10
SRP15567 | SREC Solar | MAJSZTRIK |  | 5.28 | 0 | Residential | 1 | CARTERET | 7008 | 11 | ROOF DIAGNOSTICS INC | PSE&G BPU | No | Complete | 2012-12-17 | 2013-06-28 | 2013-07-08 | 2013-07-08
SRP15568 | SREC Solar | RUDOLPH |  | 3.5 | 0 | Residential | 1 | BRICK | 8723 | 18 | ROOF DIAGNOSTICS INC | JCP&L | No | Complete | 2012-12-17 | 2013-05-08 | 2013-05-16 | 2013-05-16
SRP15570 | SREC Solar | STROBEL |  | 4.32 | 0 | Residential | 1 | MAGNOLIA | 8049 | 14 | SOLARCITY CORPORATION | PSE&G BPU | No | Complete | 2012-12-17 | 2013-04-25 | 2013-05-09 | 2013-05-09
SRP15571 | SREC Solar | GRISHIN |  | 6 | 0 | Residential | 1 | OLD BRIDGE | 8857 | 11 | SOLARCITY CORPORATION | JCP&L | No | Complete | 2012-12-17 | 2013-12-20 | 2014-01-08 | 2014-01-08
SRP15572 | SREC Solar | WHITMOYER |  | 12.96 | 0 | Residential | 1 | SWEDESBORO | 8085 | 15 | SOLARCITY CORPORATION | AC Electric | No | Complete | 2012-12-17 | 2013-05-07 | 2013-05-14 | 2013-05-14
SRP15573 | SREC Solar | FOX |  | 9.9 | 0 | Residential | 1 | SWEDESBORO | 8085 | 15 | SOLARCITY CORPORATION | AC Electric | No | Complete | 2012-12-17 | 2013-05-01 | 2013-05-15 | 2013-05-15
SRP15574 | SREC Solar | MYERS |  | 7.5 | 0 | Residential | 1 | WILLINGBORO | 8046 | 13 | ROOF DIAGNOSTICS INC | PSE&G BPU | No | Complete | 2012-12-17 | 2013-05-07 | 2013-05-16 | 2013-05-16
SRP15575 | SREC Solar | WOLLMAN |  | 6 | 0 | Residential | 1 | ALPHA | 8865 | 2 | ROOF DIAGNOSTICS INC | JCP&L | No | Complete | 2012-12-17 | 2013-07-05 | 2013-10-11 | 2013-10-11
SRP15576 | SREC Solar | DYKES |  | 10 | 0 | Residential | 1 | BRICK | 8724 | 18 | ROOF DIAGNOSTICS INC | JCP&L | No | Complete | 2012-12-17 | 2013-06-18 | 2013-06-25 | 2013-06-25
SRP15577 | SREC Solar | LYNAR |  | 5.88 | 0 | Residential | 1 | HACKETTSTOWN | 7840 | 2 | ASTON SOLAR | JCP&L | No | Complete | 2012-12-17 | 2013-10-29 | 2013-11-07 | 2013-11-07
SRP15578 | SREC Solar | BISHOP |  | 11.25 | 0 | Residential | 1 | MAYS LANDING | 8330 | 19 | GREENPOINTE ENERGY | AC Electric | No | Complete | 2012-12-17 | 2013-05-24 | 2013-05-30 | 2013-05-30
SRP15579 | SREC Solar | STERNBERG |  | 5.75 | 0 | Residential | 1 | HOWELL | 7731 | 17 | ROOF DIAGNOSTICS INC | JCP&L | No | Complete | 2012-12-17 | 2013-05-28 | 2013-06-03 | 2013-06-03
SRP15580 | SREC Solar | SALIOLA |  | 2.75 | 0 | Residential | 1 | TOMS RIVER | 8757 | 18 | ROOF DIAGNOSTICS INC | JCP&L | No | Complete | 2012-12-17 | 2013-05-28 | 2013-05-31 | 2013-05-31
SRP15581 | SREC Solar | CLARKSON |  | 4.9 | 0 | Residential | 1 | SICKLERVILLE | 8081 | 14 | LUMINATION HOME ENERGY | AC Electric | No | Complete | 2012-12-17 | 2013-04-01 | 2013-04-23 | 2013-04-23
SRP15582 | SREC Solar | BELANGER |  | 6.24 | 0 | Residential | 1 | BUENA | 8330 | 19 | RCL ENTERPRISES INC. | AC Electric | No | Complete | 2012-12-17 | 2013-03-29 | 2013-04-16 | 2013-04-16
SRP15583 | SREC Solar | PAJEK |  | 6 | 0 | Residential | 1 | SADDLE BROOK | 7663 | 7 | ROOF DIAGNOSTICS INC | PSE&G BPU | No | Complete | 2012-12-17 | 2013-06-28 | 2013-07-08 | 2013-07-08
SRP15584 | SREC Solar | PODOLSKY |  | 12.5 | 0 | Residential | 1 | LAKEWOOD | 8701 | 18 | POWERLUTIONS, LLC | JCP&L | No | Complete | 2012-12-17 | 2013-02-27 | 2013-03-12 | 2013-03-12
SRP15585 | SREC Solar | BOREGO |  | 6 | 0 | Residential | 1 | JACKSON | 8527 | 18 | ROOF DIAGNOSTICS INC | JCP&L | No | Complete | 2012-12-17 | 2013-06-28 | 2013-07-29 | 2013-07-29
SRP15586 | SREC Solar | KRISTEL |  | 8.88 | 0 | Residential | 1 | WILLIAMSTOWN | 8094 | 15 | SOLARCITY CORPORATION | AC Electric | No | Complete | 2012-12-17 | 2013-05-14 | 2013-06-03 | 2013-06-03
SRP15588 | SREC Solar | RINGELHEIM |  | 10 | 0 | Residential | 1 | HIGHTSTOWN | 8520 | 12 | ROOF DIAGNOSTICS INC | JCP&L | No | Complete | 2012-12-17 | 2013-07-16 | 2013-07-18 | 2013-07-18
SRP15589 | SREC Solar | NAPPA |  | 8.64 | 0 | Residential | 1 | BORDENTOWN | 8505 | 13 | 4 BESTSOLAR | PSE&G BPU | No | Complete | 2012-12-17 | 2013-02-27 | 2013-03-07 | 2013-03-07
SRP15590 | SREC Solar | CARLUCCIO |  | 7.75 | 0 | Residential | 1 | ISLAND HEIGHTS | 8732 | 18 | ENERGY SOLUTIONS OF NEW JERSEY LLC | JCP&L | No | Complete | 2012-12-17 | 2013-06-03 | 2013-06-13 | 2013-06-13
SRP15591 | SREC Solar | PHILLIPS |  | 12 | 0 | Residential |  | PISCATAWAY | 8854 | 11 | ROOF DIAGNOSTICS INC | PSE&G BPU | No | Complete | 2012-12-17 | 2013-04-10 | 2013-05-01 | 2013-05-01
SRP15592 | SREC Solar | DESHPANDE |  | 6.125 | 0 | Residential | 1 | LAKE HOPATCONG | 7849 | 3 | CORBIN SOLAR SOLUTIONS, LLC | JCP&L | No | Complete | 2012-12-17 | 2013-02-11 | 2013-02-27 | 2013-02-27
SRP15593 | SREC Solar | BECKMAN |  | 6.12 | 0 | Residential | 1 | HOWELL | 7731 | 17 | ROOF DIAGNOSTICS INC | JCP&L | No | Complete | 2012-12-17 | 2013-06-13 | 2013-07-01 | 2013-07-01
SRP15594 | SREC Solar | GUARNIERI |  | 13.2 | 0 | Residential | 1 | FISHING CREEK | 8251 | 21 | SOLULAR LLC. II | AC Electric | No | Complete | 2012-12-17 | 2014-01-30 | 2014-02-17 | 2014-02-17
SRP15595 | SREC Solar | WILEY |  | 5.04 | 0 | Residential | 1 | SOUTHAMPTON | 8088 | 13 | SOLULAR LLC. II | PSE&G BPU | No | Complete | 2012-12-17 | 2013-05-14 | 2013-05-31 | 2013-05-31
SRP15596 | SREC Solar | THOMASON |  | 6.24 | 0 | Residential |  | SOUTHAMPTON | 8088 | 13 | SOLULAR LLC. II | PSE&G BPU | No | Complete | 2012-12-17 | 2013-06-04 | 2013-06-10 | 2013-06-10
SRP15597 | SREC Solar | MASTERS |  | 5.04 | 0 | Residential | 1 | SOUTHAMPTON RD | 8088 | 13 | SOLULAR LLC. II | PSE&G BPU | No | Complete | 2012-12-17 | 2014-01-27 | 2014-07-08 | 2014-07-08
SRP15598 | SREC Solar | MCCORMICK |  | 14.455 | 0 | Residential | 1 | PEMBERTON | 8015 | 13 | SOLULAR LLC. II | AC Electric | No | Complete | 2012-12-17 | 2013-04-09 | 2013-04-26 | 2013-04-26
SRP15599 | SREC Solar | HARVEY |  | 7.35 | 0 | Residential | 1 | SOUTHAMPTON | 8088 | 13 | SOLULAR LLC. II | PSE&G BPU | No | Complete | 2012-12-17 | 2013-06-10 | 2013-07-01 | 2013-07-01
SRP15601 | SREC Solar | RODRIGUES |  | 4.335 | 0 | Residential | 1 | COLONIA | 7067 | 10 | TOTAL EXTERIORS | PSE&G BPU | No | Complete | 2012-12-17 | 2013-06-20 | 2013-07-18 | 2013-07-18
SRP15602 | SREC Solar | NGOYE |  | 5.1 | 0 | Residential | 1 | PISCATAWAY | 8854 | 11 | TOTAL EXTERIORS | JCP&L | No | Complete | 2012-12-17 | 2013-06-21 | 2013-06-25 | 2013-06-25
SRP15603 | SREC Solar | SQUEO |  | 10 | 0 | Residential | 1 | JACKSON | 8527 | 18 | TRINITY HEATING AND AIR | JCP&L | No | Complete | 2012-12-17 | 2013-01-04 | 2013-01-21 | 2013-01-21
SRP15604 | SREC Solar | BISHOP |  | 7.25 | 0 | Residential | 1 | PISCATAWAY | 8854 | 11 | TRINITY HEATING AND AIR | PSE&G BPU | No | Complete | 2012-12-17 | 2013-10-15 | 2013-10-28 | 2013-10-28
SRP15605 | SREC Solar | WENDT |  | 9.6 | 0 | Residential | 1 | WEYMOUTH | 8330 | 19 | SOLARCITY CORPORATION | AC Electric | No | Complete | 2012-12-17 | 2013-11-08 | 2013-11-15 | 2013-11-15
SRP15606 | SREC Solar | HO |  | 4.5 | 0 | Residential | 1 | EDISON | 8817 | 11 | TRINITY HEATING AND AIR | PSE&G BPU | No | Complete | 2012-12-17 | 2013-05-29 | 2013-05-31 | 2013-05-31
SRP15610 | SREC Solar | KASUBA |  | 6.125 | 0 | Residential | 1 | MILLVILLE | 8332 | 20 | SEA BRIGHT SOLAR, LLC | AC Electric | No | Complete | 2012-12-17 | 2013-08-07 | 2013-08-12 | 2013-08-12
SRP15611 | SREC Solar | CARR |  | 8.64 | 0 | Residential | 1 | FRANKLINVILLE | 8322 | 15 | SOLARCITY CORPORATION | AC Electric | No | Complete | 2012-12-17 | 2013-06-04 | 2013-06-10 | 2013-06-10
SRP15612 | SREC Solar | MOSELEY |  | 9.31 | 0 | Residential | 1 | MILLVILLE | 8332 | 20 | SEA BRIGHT SOLAR, LLC | AC Electric | No | Complete | 2012-12-17 | 2013-05-07 | 2013-05-16 | 2013-05-16
SRP15613 | SREC Solar | JENKINS |  | 6.37 | 0 | Residential | 1 | NEWFIELD | 8344 | 15 | SOLARCITY CORPORATION | AC Electric | No | Complete | 2012-12-17 | 2013-08-29 | 2013-09-11 | 2013-09-11
SRP15614 | SREC Solar | KLINE |  | 7.35 | 0 | Residential | 1 | MILLVILLE | 8332 | 20 | SEA BRIGHT SOLAR, LLC | AC Electric | No | Complete | 2012-12-17 | 2013-05-07 | 2013-05-16 | 2013-05-16
SRP15615 | SREC Solar | LEYS |  | 6.72 | 0 | Residential | 1 | CUMBERLAND | 8332 | 20 | SOLARCITY CORPORATION | AC Electric | No | Complete | 2012-12-17 | 2013-04-02 | 2013-04-19 | 2013-04-19
SRP15616 | SREC Solar | UR-STEVENS |  | 4.9 | 0 | Residential | 1 | BEACHWOOD | 8722 | 18 | SEA BRIGHT SOLAR, LLC | JCP&L | No | Complete | 2012-12-17 | 2013-05-13 | 2013-05-22 | 2013-05-22
SRP15617 | SREC Solar | BANKS |  | 8.82 | 0 | Residential | 1 | MILLVILLE | 8332 | 20 | SEA BRIGHT SOLAR, LLC | AC Electric | No | Complete | 2012-12-17 | 2013-05-15 | 2013-05-23 | 2013-05-23
SRP15618 | SREC Solar | MARCHETTY |  | 6.37 | 0 | Residential | 1 | MILLVILLE | 8332 | 20 | SEA BRIGHT SOLAR, LLC | AC Electric | No | Complete | 2012-12-17 | 2013-05-14 | 2013-05-28 | 2013-05-28
SRP15619 | SREC Solar | O'CONNELL |  | 3.675 | 0 | Residential | 1 | MILLVILLE | 8332 | 20 | SEA BRIGHT SOLAR, LLC | AC Electric | No | Complete | 2012-12-17 | 2013-05-16 | 2013-05-22 | 2013-05-22
SRP15620 | SREC Solar | SARDO |  | 10.08 | 0 | Residential | 1 | TOMS RIVER | 8757 | 18 | RELIABLE POWER SERVICES, INC. | JCP&L | No | Complete | 2012-12-17 | 2013-07-24 | 2013-07-30 | 2013-07-30
SRP15621 | SREC Solar | MUSTO |  | 23.52 | 0 | Residential | 1 | HOWELL | 7731 | 17 | RELIABLE POWER SERVICES, INC. | JCP&L | No | Complete | 2012-12-17 | 2013-12-03 | 2013-12-12 | 2013-12-12
SRP15622 | SREC Solar | JUBERT |  | 5.76 | 0 | Residential | 1 | S. TOMS RIVER | 8757 | 18 | RELIABLE POWER SERVICES, INC. | JCP&L | No | Complete | 2012-12-17 | 2013-04-10 | 2013-05-01 | 2013-05-01
SRP15623 | SREC Solar | CAPOZZOLI |  | 9.6 | 0 | Residential | 1 | ASBURY PARK | 7712 | 17 | RELIABLE POWER SERVICES, INC. | JCP&L | No | Complete | 2012-12-17 | 2013-02-27 | 2013-04-05 | 2013-04-05
SRP15624 | SREC Solar | ALBRUZZESE |  | 4.165 | 0 | Residential | 1 | OCEAN GATE | 8722 | 18 | RELIABLE POWER SERVICES, INC. | JCP&L | No | Complete | 2012-12-17 | 2013-08-30 | 2013-09-10 | 2013-09-10
SRP15625 | SREC Solar | NUNN |  | 8.33 | 0 | Residential | 1 | MILLVILLE | 8332 | 20 | SEA BRIGHT SOLAR, LLC | AC Electric | No | Complete | 2012-12-17 | 2013-05-13 | 2013-05-22 | 2013-05-22
SRP15626 | SREC Solar | GLOSSNER | LORD OF LIFE LUTHERAN CHURCH | 51.39 | 0 | Commercial | 1 | TABERNACLE | 8088 | 13 | ADVANCED PERFORMANCE SOLAR SOLUTIONS | AC Electric | No | Complete | 2012-12-17 | 2013-06-12 | 2013-08-06 | 2013-08-06
SRP15627 | SREC Solar | JEZOREK |  | 23.52 | 0 | Residential | 0 | LEBANON | 8833 | 4 | GREEN POWER ENERGY LLC | JCP&L | No | Complete | 2012-12-17 | 2013-08-07 | 2013-08-09 | 2013-08-09
SRP15628 | SREC Solar | MCFALLS |  | 3.924 | 0 | Residential | 1 | STRATFORD | 8084 | 14 | ALTERNATIVE LIGHT & ENERGY SOLUTIONS LLC | AC Electric | No | Complete | 2012-12-17 | 2013-05-07 | 2013-05-16 | 2013-05-16
SRP15629 | SREC Solar | MALONEY |  | 5.232 | 0 | Residential | 1 | STRATFORD | 8084 | 14 | ALTERNATIVE LIGHT & ENERGY SOLUTIONS LLC | AC Electric | No | Complete | 2012-12-17 | 2013-04-19 | 2013-05-14 | 2013-05-14
SRP15630 | SREC Solar | MARTINEZ |  | 8.16 | 0 | Residential | 1 | ABSECON | 8201 | 19 | ALLSEASON CONSTRUCTION | AC Electric | No | Complete | 2012-12-17 | 2013-02-19 | 2013-03-07 | 2013-03-07
SRP15631 | SREC Solar | DELEPINE |  | 9.36 | 0 | Residential | 1 | MIDDLETOWN | 7748 | 17 | NJR HOME SERVICES. | JCP&L | No | Complete | 2012-12-17 | 2013-05-06 | 2013-05-14 | 2013-05-14
SRP15632 | SREC Solar | BELLOISE | ST FRANCIS XAVIER SCHOOL | 39.6 | 0 | Non Profit | 1 | NEWARK | 7107 | 9 | MERCURY SOLAR SYSTEMS - PORT CHESTER | PSE&G BPU | No | Complete | 2012-12-17 | 2013-05-10 | 2013-05-22 | 2013-05-22
SRP15633 | SREC Solar | BANNAR |  | 5.886 | 0 | Residential | 1 | STRATFORD | 8084 | 14 | ALTERNATIVE LIGHT & ENERGY SOLUTIONS LLC | AC Electric | No | Complete | 2012-12-17 | 2013-03-29 | 2013-05-01 | 2013-05-01
SRP15634 | SREC Solar | PARRA |  | 5.17 | 0 | Residential | 1 | SADDLE BROOK | 7663 | 7 | VIVINT SOLAR | PSE&G BPU | No | Complete | 2012-12-17 | 2013-06-21 | 2013-06-27 | 2013-06-27
SRP15636 | SREC Solar | MARGO |  | 5.17 | 0 | Residential | 1 | CLIFTON | 7013 | 6 | VIVINT SOLAR | PSE&G BPU | No | Complete | 2012-12-17 | 2013-04-04 | 2013-04-30 | 2013-04-30
SRP15637 | SREC Solar | BRILLIANT |  | 7.848 | 0 | Residential | 1 | TOMS RIVER | 8753 | 18 | A-TOP ALTERNATIVE ENERGY | JCP&L | No | Complete | 2012-12-17 | 2013-03-15 | 2013-04-05 | 2013-04-05
SRP15638 | SREC Solar | CORREIA |  | 5.17 | 0 | Residential | 1 | UNION | 7083 | 10 | VIVINT SOLAR | PSE&G BPU | No | Complete | 2012-12-17 | 2013-01-25 | 2013-02-11 | 2013-02-11
SRP15641 | SREC Solar | SMITH |  | 9.8 | 0 | Residential | 1 | FORDS | 8863 | 11 | VIVINT SOLAR | PSE&G BPU | No | Complete | 2012-12-17 | 2013-05-22 | 2013-05-30 | 2013-05-30
SRP15644 | SREC Solar | CHIAPPONE |  | 4.165 | 0 | Residential | 1 | CLIFTON | 7013 | 6 | VIVINT SOLAR | PSE&G BPU | No | Complete | 2012-12-17 | 2013-04-09 | 2013-04-26 | 2013-04-26
SRP15648 | SREC Solar | MEYER |  | 8.085 | 0 | Residential | 1 | HAWTHORNE | 7506 | 6 | ALTERIS RENEWABLES DBA RGS ENERGY | PSE&G BPU | No | Complete | 2012-12-17 | 2013-03-04 | 2013-03-19 | 2013-03-19
SRP15649 | SREC Solar | GRANADOS |  | 7.92 | 0 | Residential | 1 | MAYS LANDING | 8330 | 19 | ACOS ENERGY, LLC | AC Electric | No | Complete | 2012-12-17 | 2013-07-26 | 2013-08-01 | 2013-08-01
SRP15650 | SREC Solar | NASTASI |  | 7.105 | 0 | Residential | 1 | WARETOWN | 8758 | 18 | ACOS ENERGY, LLC | JCP&L | No | Complete | 2012-12-17 | 2013-04-25 | 2013-05-08 | 2013-05-08
SRP15651 | SREC Solar | MCALISTER |  | 8.64 | 0 | Residential | 1 | BROWNS MILL | 8015 | 13 | ACOS ENERGY, LLC | JCP&L | No | Complete | 2012-12-17 | 2013-05-03 | 2013-06-03 | 2013-06-03
SRP15652 | SREC Solar | DOMINY |  | 6.72 | 0 | Residential | 1 | LANOKA HARBOR | 8734 | 18 | NJR HOME SERVICES. | JCP&L | No | Complete | 2012-12-17 | 2013-04-23 | 2013-05-07 | 2013-05-07
SRP15653 | SREC Solar | DELEON |  | 9.065 | 0 | Residential | 1 | LINDEN | 7036 | 10 | VIVINT SOLAR | PSE&G BPU | No | Complete | 2012-12-17 | 2013-04-30 | 2013-05-17 | 2013-05-17
SRP15654 | SREC Solar | COFFEY |  | 8.64 | 0 | Residential | 1 | GALLOWAY | 8025 | 15 | ACOS ENERGY, LLC | AC Electric | No | Complete | 2012-12-17 | 2013-05-03 | 2013-05-14 | 2013-05-14
SRP15655 | SREC Solar | HUNTER |  | 11.52 | 0 | Residential | 1 | MAYS LANDING | 8330 | 19 | ACOS ENERGY, LLC | AC Electric | No | Complete | 2012-12-17 | 2013-12-06 | 2014-01-16 | 2014-01-16
SRP15656 | SREC Solar | WILDBLOOD |  | 5.1 | 0 | Residential | 1 | TRENTON | 8690 | 12 | TRINITY HEATING AND AIR | PSE&G BPU | No | Complete | 2012-12-17 | 2013-04-19 | 2013-05-14 | 2013-05-14
SRP15657 | SREC Solar | PASTORE |  | 6 | 0 | Residential | 1 | WHITING | 8759 | 18 | ROOF DIAGNOSTICS INC | JCP&L | No | Complete | 2012-12-17 | 2013-06-18 | 2013-06-25 | 2013-06-25
SRP15658 | SREC Solar | STEINER | PARISH OF ST HELEN'S | 70.265 | 0 | Commercial | 1 | WESTFIELD | 7090 | 10 | REC SOLAR INC | PSE&G BPU | No | Complete | 2012-12-17 | 2013-05-06 | 2013-05-14 | 2013-05-14
SRP15659 | SREC Solar | GORESH | EAST DOVER FIRE CO. | 45.12 | 0 | Non Profit | 1 | TOMS RIVER | 8753 | 18 | REC SOLAR INC | JCP&L | No | Complete | 2012-12-17 | 2013-06-25 | 2013-06-27 | 2013-06-27
SRP15660 | SREC Solar | NIEDZWIECKI |  | 12.9 | 0 | Residential | 1 | VINCENTOWN | 8088 | 13 | NJ SOLAR POWER, LLC | PSE&G BPU | No | Complete | 2012-12-17 | 2013-03-12 | 2013-04-05 | 2013-04-05
SRP15662 | SREC Solar | KMETZ |  | 3.5 | 0 | Residential | 1 | JAMESBURG | 8831 | 11 | ROOF DIAGNOSTICS INC | JCP&L | No | Complete | 2012-12-17 | 2013-05-28 | 2013-05-30 | 2013-05-30
SRP15663 | SREC Solar | FAVOR |  | 9.245 | 0 | Residential | 1 | COLUMBUS | 8022 | 13 | NJ SOLAR POWER, LLC | PSE&G BPU | No | Complete | 2012-12-17 | 2013-02-12 | 2013-02-25 | 2013-02-25
SRP15664 | SREC Solar | MUSICK |  | 9.8 | 0 | Residential | 1 | WENONAH | 8090 | 15 | ALTERIS RENEWABLES DBA REAL GOODS SOLAR | AC Electric | No | Complete | 2012-12-17 | 2013-11-21 | 2013-11-27 | 2013-11-27
SRP15665 | SREC Solar | HEUMAN |  | 3.29 | 0 | Residential | 1 | EGG HARBOR TWP | 8234 | 19 | VERENGO SOLAR | AC Electric | No | Complete | 2012-12-17 | 2013-03-21 | 2013-04-10 | 2013-04-10
SRP15668 | SREC Solar | THOMPSON |  | 6.5 | 0 | Residential | 1 | BRIDGEWATER | 8807 | 5 | ROOF DIAGNOSTICS INC | PSE&G BPU | No | Complete | 2012-12-17 | 2013-05-28 | 2013-06-12 | 2013-06-12
SRP15669 | SREC Solar | MARCUCCI |  | 7.5 | 0 | Residential | 1 | BARNEGAT | 8005 | 18 | ROOF DIAGNOSTICS INC | JCP&L | No | Complete | 2012-12-17 | 2013-05-07 | 2013-05-28 | 2013-05-28
SRP15670 | SREC Solar | STRASSBURGER |  | 3.25 | 0 | Residential | 1 | SO. PLAINFIELD | 7080 | 11 | ROOF DIAGNOSTICS INC | PSE&G BPU | No | Complete | 2012-12-17 | 2013-05-21 | 2013-05-29 | 2013-05-29
SRP15671 | SREC Solar | SCHMUTZ |  | 6.02 | 0 | Residential | 1 | MAYS LANDING | 8330 | 19 | NJ SOLAR POWER, LLC | AC Electric | No | Complete | 2012-12-17 | 2013-04-12 | 2013-05-02 | 2013-05-02
SRP15672 | SREC Solar | FORAN |  | 3.5 | 0 | Residential | 1 | BROWNS MILLS | 8015 | 13 | ROOF DIAGNOSTICS INC | JCP&L | No | Complete | 2012-12-18 | 2013-05-07 | 2013-05-16 | 2013-05-16
SRP15673 | SREC Solar | NOLAN |  | 6.72 | 0 | Residential | 1 | NO. WILDWOOD | 8260 | 21 | ALLSEASON CONSTRUCTION | AC Electric | No | Complete | 2012-12-17 | 2013-03-21 | 2013-04-10 | 2013-04-10
SRP15674 | SREC Solar | NOLAN |  | 2.64 | 0 | Residential | 1 | NO. WILDWOOD | 8260 | 21 | ALLSEASON CONSTRUCTION | AC Electric | No | Complete | 2012-12-17 | 2013-03-29 | 2013-04-30 | 2013-04-30
SRP15675 | SREC Solar | SANTO |  | 6.48 | 0 | Residential | 1 | TUCKERTON | 8087 | 18 | ALLSEASON CONSTRUCTION | AC Electric | No | Complete | 2012-12-17 | 2013-04-12 | 2013-04-26 | 2013-04-26
SRP15676 | SREC Solar | NELSON |  | 5 | 0 | Residential | 1 | BARNEGAT | 8005 | 18 | ROOF DIAGNOSTICS INC | JCP&L | No | Complete | 2012-12-17 | 2013-05-07 | 2013-05-15 | 2013-05-15
SRP15677 | SREC Solar | SUSSMAN |  | 9.36 | 0 | Residential | 1 | GALLOWAY | 8201 | 19 | ALLSEASON CONSTRUCTION | AC Electric | No | Complete | 2012-12-17 | 2013-02-12 | 2013-02-22 | 2013-02-22
SRP15678 | SREC Solar | BENJAMIN |  | 7.44 | 0 | Residential | 1 | BRIDGETON | 8302 | 20 | ALLSEASON CONSTRUCTION | AC Electric | No | Complete | 2012-12-17 | 2013-03-29 | 2013-05-01 | 2013-05-01
SRP15679 | SREC Solar | FASINO |  | 3.84 | 0 | Residential | 1 | W. TUCKERTON | 8087 | 18 | ALLSEASON CONSTRUCTION | AC Electric | No | Complete | 2012-12-17 | 2013-02-12 | 2013-02-26 | 2013-02-26
SRP15680 | SREC Solar | LEGG |  | 11.52 | 0 | Residential | 1 | DORCHESTER | 8316 | 20 | ALLSEASON CONSTRUCTION | AC Electric | No | Complete | 2012-12-17 | 2013-04-03 | 2013-04-30 | 2013-04-30
SRP15681 | SREC Solar | FRAGASSO |  | 5.28 | 0 | Residential | 1 | LANOKA HARBOR | 8734 | 18 | ENERGY SOLUTIONS OF NEW JERSEY LLC | JCP&L | No | Complete | 2012-12-17 | 2013-03-29 | 2013-04-30 | 2013-04-30
SRP15682 | SREC Solar | BUONGIOVANNI |  | 12 | 0 | Residential | 1 | OLD BRIDGE | 8857 | 11 | ROOF DIAGNOSTICS INC | JCP&L | No | Complete | 2012-12-17 | 2013-07-12 | 2013-07-19 | 2013-07-19
SRP15683 | SREC Solar | LAKE |  | 2.75 | 0 | Residential | 1 | RARITAN | 8869 | 5 | ROOF DIAGNOSTICS INC | PSE&G BPU | No | Complete | 2012-12-17 | 2013-05-21 | 2013-05-29 | 2013-05-29
SRP15685 | SREC Solar | SUPRON | INTERFAITH FOOD PANTRY | 80.25 | 0 | Commercial | 1 | MORRIS PLAINS | 7950 | 3 | TRINITY HEATING AND AIR | JCP&L | No | Complete | 2012-12-17 | 2013-03-12 | 2013-03-20 | 2013-03-20
SRP15686 | SREC Solar | HOWARD JR |  | 11.515 | 0 | Residential | 1 | PILESGROVE | 8098 | 16 | ALLSEASON CONSTRUCTION | AC Electric | No | Complete | 2012-12-17 | 2013-07-09 | 2013-07-12 | 2013-07-12
SRP15688 | SREC Solar | AGABITI |  | 6.5 | 0 | Residential | 1 | TRENTON | 8690 | 12 | TRINITY HEATING AND AIR | PSE&G BPU | No | Complete | 2012-12-17 | 2013-02-19 | 2013-03-12 | 2013-03-12
SRP15689 | SREC Solar | THEN |  | 10.5 | 0 | Residential | 1 | NEWTON | 7860 | 1 | TRINITY HEATING AND AIR | JCP&L | No | Complete | 2012-12-17 | 2013-01-28 | 2013-02-05 | 2013-02-05
SRP15690 | SREC Solar | PERPER | WOODCREST PLAZA BAR 1 | 147.84 | 0 | Commercial | 0 | CHERRY HILL | 8034 | 14 | SAFARI ENERGY LLC | PSE&G BPU | No | Complete | 2013-01-02 | 2013-08-29 | 2013-09-25 | 2013-09-25
SRP15692 | SREC Solar | KENNEDY |  | 8.16 | 0 | Residential | 1 | TOMS RIVER | 8757 | 18 | TRINITY HEATING AND AIR | JCP&L | No | Complete | 2012-12-17 | 2013-03-07 | 2013-03-20 | 2013-03-20
SRP15693 | SREC Solar | PERPER | WOODCREST PLAZA BAR 1 | 249.48 | 0 | Commercial | 0 | CHERRY HILL | 8034 | 14 | SAFARI ENERGY LLC | PSE&G BPU | No | Complete | 2012-12-17 | 2013-08-29 | 2013-09-25 | 2013-09-25
SRP15694 | SREC Solar | SEBASTIANI |  | 7.5 | 0 | Residential | 1 | SWEDESBORO | 8085 | 15 | TRINITY HEATING AND AIR | AC Electric | No | Complete | 2012-12-17 | 2013-03-20 | 2013-04-10 | 2013-04-10
SRP15695 | SREC Solar | BRADUS |  | 7.65 | 0 | Residential | 1 | SPRING LAKE | 7762 | 17 | ROOF DIAGNOSTICS INC | JCP&L | No | Complete | 2012-12-17 | 2013-12-30 | 2014-01-16 | 2014-01-16
SRP15696 | SREC Solar | PARKER JR |  | 12.005 | 0 | Residential | 1 | WESTCREEK | 8092 | 18 | ALLSEASON CONSTRUCTION | AC Electric | No | Complete | 2012-12-17 | 2013-06-06 | 2013-06-12 | 2013-06-12
SRP15697 | SREC Solar | JENKINS |  | 8.5 | 0 | Residential | 1 | MILLTOWN | 8816 | 11 | SOLARCITY CORPORATION | PSE&G BPU | No | Complete | 2012-12-17 | 2013-11-05 | 2013-11-19 | 2013-11-19
SRP15698 | SREC Solar | MITCHELL |  | 11.52 | 0 | Residential | 1 | LEHT | 8087 | 18 | ALLSEASON CONSTRUCTION | AC Electric | No | Complete | 2012-12-17 | 2013-03-29 | 2013-04-16 | 2013-04-16
SRP15699 | SREC Solar | KOZLOWSKI |  | 8.33 | 0 | Residential | 1 | LITTLE EGG HARBOR | 8087 | 18 | ALLSEASON CONSTRUCTION | AC Electric | No | Complete | 2012-12-17 | 2013-02-12 | 2013-02-25 | 2013-02-25
SRP15700 | SREC Solar | MALONE |  | 7.848 | 0 | Residential | 1 | JACKSON | 8527 | 18 | SEA BRIGHT SOLAR, LLC | JCP&L | No | Complete | 2012-12-17 | 2013-04-10 | 2013-05-01 | 2013-05-01
SRP15701 | SREC Solar | BRUNETTO |  | 3.6 | 0 | Residential | 1 | LITTLE EGG HARBOR TWP | 8087 | 18 | ALLSEASON CONSTRUCTION | AC Electric | No | Complete | 2012-12-17 | 2013-02-12 | 2013-02-25 | 2013-02-25
SRP15702 | SREC Solar | PENA |  | 10.535 | 0 | Residential | 1 | CLOSTER | 7624 | 7 | EAST COAST ALTERNATIVE ENERGY | Orange & Rockland Elec | No | Complete | 2012-12-17 | 2013-06-03 | 2013-06-13 | 2013-06-13
SRP15703 | SREC Solar | MCCRUDDEN |  | 5.39 | 0 | Residential | 1 | LITTLE EGG HARBOR TWP | 8087 | 18 | ALLSEASON CONSTRUCTION | AC Electric | No | Complete | 2012-12-17 | 2013-04-03 | 2013-04-30 | 2013-04-30
SRP15704 | SREC Solar | LOCKMAN |  | 5.88 | 0 | Residential | 1 | BELLMAWR | 8031 | 14 | SOLULAR LLC. II | PSE&G BPU | No | Complete | 2012-12-17 | 2013-05-31 | 2013-06-10 | 2013-06-10
SRP15705 | SREC Solar | BERGER |  | 7.35 | 0 | Residential | 1 | LITTLE EGG HARBOR TWP | 8087 | 18 | ALLSEASON CONSTRUCTION | AC Electric | No | Complete | 2012-12-17 | 2013-03-12 | 2013-03-20 | 2013-03-20
SRP15706 | SREC Solar | BRUSCHI |  | 8.82 | 0 | Residential | 1 | MANAHAWKIN | 8050 | 18 | ALLSEASON CONSTRUCTION | AC Electric | No | Complete | 2012-12-17 | 2013-06-12 | 2013-06-24 | 2013-06-24
SRP15707 | SREC Solar | BOWEN |  | 8.16 | 0 | Residential | 1 | ABSECON | 8201 | 19 | ALLSEASON CONSTRUCTION | AC Electric | No | Complete | 2012-12-17 | 2013-03-29 | 2013-04-16 | 2013-04-16
SRP15708 | SREC Solar | FORNAROTTO |  | 10.32 | 0 | Residential | 1 | GALLOWAY | 8205 | 19 | ALLSEASON CONSTRUCTION | AC Electric | No | Complete | 2012-12-17 | 2013-12-18 | 2014-01-16 | 2014-01-16
SRP15710 | SREC Solar | BRAMBLE |  | 12.48 | 0 | Residential | 1 | WILLIAMSTOWN | 8094 | 15 | ALLSEASON CONSTRUCTION | AC Electric | No | Complete | 2012-12-17 | 2013-11-18 | 2013-11-20 | 2013-11-20
SRP15711 | SREC Solar | HROBAK |  | 5 | 0 | Residential | 1 | LITTLE FERRY | 7643 | 7 | ROOF DIAGNOSTICS INC | PSE&G BPU | No | Complete | 2012-12-17 | 2013-06-04 | 2013-06-11 | 2013-06-11
SRP15712 | SREC Solar | DICKERSON |  | 7.44 | 0 | Residential | 1 | BRIDGETON | 8302 | 20 | ALLSEASON CONSTRUCTION | AC Electric | No | Complete | 2012-12-17 | 2014-01-15 | 2014-01-29 | 2014-01-29
SRP15713 | SREC Solar | VILLAFUERTE |  | 15.84 | 0 | Residential | 1 | GLENWOOD | 7418 | 1 | ALTERNATIVE ENERGY ASSOCIATES | JCP&L | No | Complete | 2012-12-26 | 2013-07-01 | 2013-07-08 | 2013-07-08
SRP15714 | SREC Solar | HULNIK |  | 14.64 | 0 | Residential | 1 | GLEN GARDNER | 8826 | 4 | ALTERNATIVE ENERGY ASSOCIATES | JCP&L | No | Complete | 2012-12-26 | 2013-03-25 | 2013-05-08 | 2013-05-08
SRP15715 | SREC Solar | LURIG |  | 14.7 | 0 | Residential | 1 | BLOOMSBURY | 8804 | 4 | ALTERNATIVE ENERGY ASSOCIATES | JCP&L | No | Complete | 2012-12-26 | 2013-06-25 | 2013-06-27 | 2013-06-27
SRP15716 | SREC Solar | TAYBER |  | 5.25 | 0 | Residential | 1 | VENTNOR CITY | 8406 | 19 | TRINITY HEATING AND AIR | AC Electric | No | Complete | 2012-12-26 | 2013-05-14 | 2013-05-23 | 2013-05-23
SRP15717 | SREC Solar | REILLY |  | 3.76 | 0 | Residential | 1 | LAWRENCEVILLE | 8648 | 12 | VIVINT SOLAR | PSE&G BPU | No | Complete | 2012-12-26 | 2013-02-05 | 2013-02-19 | 2013-02-19
SRP15719 | SREC Solar | RIVERA |  | 3.995 | 0 | Residential | 1 | HILLSIDE | 7205 | 10 | VIVINT SOLAR | PSE&G BPU | No | Complete | 2012-12-26 | 2013-12-26 | 2014-02-21 | 2014-02-21
SRP15721 | SREC Solar | REGALBUTO |  | 6.615 | 0 | Residential | 1 | PARAMUS | 7652 | 7 | VIVINT SOLAR | PSE&G BPU | No | Complete | 2012-12-26 | 2013-07-31 | 2013-08-05 | 2013-08-05
SRP15723 | SREC Solar | SOBOLEWSKI |  | 5.64 | 0 | Residential | 1 | LINDEN | 7036 | 10 | VIVINT SOLAR | PSE&G BPU | No | Complete | 2012-12-26 | 2013-09-26 | 2013-10-03 | 2013-10-03
SRP15724 | SREC Solar | ZELTZER | MENLO WORLDWIDE | 868 | 0 | Commercial | 1 | S. BRUNSWICK | 8865 | 2 | TRINITY HEATING AND AIR | PSE&G BPU | No | Complete | 2012-12-26 | 2013-05-03 | 2013-05-13 | 2013-05-13
SRP15725 | SREC Solar | JACOBS |  | 7.5 | 0 | Residential | 1 | MANALAPAN | 7726 | 17 | TRINITY HEATING AND AIR | JCP&L | No | Complete | 2012-12-26 | 2013-02-27 | 2013-03-12 | 2013-03-12
SRP15726 | SREC Solar | MCNARY |  | 9 | 0 | Residential | 1 | BARNEGAT | 8005 | 18 | TRINITY HEATING AND AIR | JCP&L | No | Complete | 2012-12-26 | 2013-02-01 | 2013-02-14 | 2013-02-14
SRP15727 | SREC Solar | COSTALAS |  | 5.5 | 0 | Residential | 1 | ALLENTOWN | 8501 | 17 | TRINITY HEATING AND AIR | PSE&G BPU | No | Complete | 2012-12-26 | 2013-01-31 | 2013-02-19 | 2013-02-19
SRP15729 | SREC Solar | MCGHEE-NAREY |  | 5.145 | 0 | Residential | 1 | PARSIPPANY | 7054 | 3 | VIVINT SOLAR | JCP&L | No | Complete | 2012-12-26 | 2013-03-27 | 2013-04-23 | 2013-04-23
SRP15731 | SREC Solar | MENDES |  | 3.675 | 0 | Residential | 1 | PERTH AMBOY | 8861 | 11 | VIVINT SOLAR | PSE&G BPU | No | Complete | 2012-12-26 | 2013-05-02 | 2013-05-15 | 2013-05-15
SRP15732 | SREC Solar | SEPULVEDA |  | 2.585 | 0 | Residential | 1 | HILLSIDE | 7205 | 10 | VIVINT SOLAR | PSE&G BPU | No | Complete | 2012-12-26 | 2013-06-27 | 2013-08-01 | 2013-08-01
SRP15733 | SREC Solar | BINKOWSKI |  | 9.36 | 0 | Residential | 1 | OLD BRIDGE | 8857 | 11 | SOLARCITY CORPORATION | JCP&L | No | Complete | 2013-02-11 | 2013-04-10 | 2013-05-01 | 2013-05-01
SRP15734 | SREC Solar | BERSCH | 81 MLK LLC | 4.9 | 0 | Non Profit | 0 | MORRISTOWN | 7960 | 3 | CORBIN SOLAR SOLUTIONS, LLC | JCP&L | No | Complete | 2012-12-26 | 2013-06-21 | 2013-07-22 | 2013-07-22
SRP15735 | SREC Solar | SAXENA |  | 5.1 | 0 | Residential | 0 | BRIDGEWATER | 8807 | 5 | TOTAL EXTERIORS | JCP&L | No | Complete | 2012-12-26 | 2013-06-05 | 2013-06-14 | 2013-06-14
SRP15737 | SREC Solar | KERNITSKI |  | 8.415 | 0 | Residential | 0 | COLONIA | 7067 | 10 | TOTAL EXTERIORS | PSE&G BPU | No | Complete | 2012-12-26 | 2013-10-02 | 2013-10-10 | 2013-10-10
SRP15738 | SREC Solar | VAIDYANATHAN |  | 6 | 0 | Residential | 1 | COLUMBUS | 8022 | 13 | TRINITY HEATING AND AIR | PSE&G BPU | No | Complete | 2012-12-26 | 2013-06-13 | 2013-06-18 | 2013-06-18
SRP15739 | SREC Solar | GORSKY |  | 11 | 0 | Residential | 1 | WILLIAMSTOWN | 8094 | 15 | TRINITY HEATING AND AIR | AC Electric | No | Complete | 2012-12-26 | 2013-03-20 | 2013-04-10 | 2013-04-10
SRP15740 | SREC Solar | THOMAS |  | 7 | 0 | Residential | 0 | EASTHAMPTON | 8060 | 13 | SOLULAR LLC. II | PSE&G BPU | No | Complete | 2012-12-26 | 2014-01-10 | 2014-01-23 | 2014-01-23
SRP15741 | SREC Solar | ROBINSON |  | 7.68 | 0 | Residential | 0 | BERNARDSVILLE | 7924 | 5 | INFINITY ENERGY SOLUTIONS LLC | JCP&L | No | Complete | 2012-12-26 | 2013-03-28 | 2013-04-16 | 2013-04-16
SRP15742 | SREC Solar | MORETZSKY |  | 6.72 | 0 | Residential | 1 | RANDOLPH | 7869 | 3 | NJR HOME SERVICES | JCP&L | No | Complete | 2012-12-26 | 2013-05-24 | 2013-06-17 | 2013-06-17
SRP15743 | SREC Solar | WATSON |  | 8.16 | 0 | Residential | 1 | BARNEGAT | 8005 | 18 | ALLSEASON CONSTRUCTION | AC Electric | No | Complete | 2012-12-26 | 2013-03-12 | 2013-03-20 | 2013-03-20
SRP15744 | SREC Solar | LLOYD |  | 9.36 | 0 | Residential | 1 | PITTSGROVE | 8318 | 16 | ALLSEASON CONSTRUCTION | AC Electric | No | Complete | 2012-12-26 | 2013-05-14 | 2013-05-23 | 2013-05-23
SRP15745 | SREC Solar | KORPON |  | 16.56 | 0 | Residential | 1 | WEST CREEK | 8092 | 18 | ALLSEASON CONSTRUCTION | AC Electric | No | Complete | 2012-12-26 | 2013-09-25 | 2013-10-01 | 2013-10-01
SRP15746 | SREC Solar | PONZINI |  | 4.9 | 0 | Residential | 1 | LEHT | 8087 | 18 | ALLSEASON CONSTRUCTION | AC Electric | No | Complete | 2012-12-26 | 2013-04-24 | 2013-05-08 | 2013-05-08
SRP15747 | SREC Solar | LONG |  | 6.37 | 0 | Residential | 1 | LEHT | 8087 | 18 | ALLSEASON CONSTRUCTION | AC Electric | No | Complete | 2012-12-26 | 2013-05-14 | 2013-05-23 | 2013-05-23
SRP15748 | SREC Solar | MCDERMOTT |  | 6.37 | 0 | Residential | 1 | LEHT | 8087 | 18 | ALLSEASON CONSTRUCTION | AC Electric | No | Complete | 2012-12-26 | 2013-03-29 | 2013-04-17 | 2013-04-17
SRP15749 | SREC Solar | BARKIN |  | 9.31 | 0 | Residential | 1 | GALLOWAY | 8205 | 19 | ALLSEASON CONSTRUCTION | AC Electric | No | Complete | 2012-12-26 | 2013-05-29 | 2013-06-04 | 2013-06-04
SRP15750 | SREC Solar | ALLEN |  | 16.66 | 0 | Residential | 1 | NEW GRETNA | 8224 | 13 | ALLSEASON CONSTRUCTION | AC Electric | No | Complete | 2012-12-26 | 2013-05-29 | 2013-06-04 | 2013-06-04
SRP15751 | SREC Solar | MICHEL |  | 4.32 | 0 | Residential | 1 | GALLOWAY | 8205 | 19 | ALLSEASON CONSTRUCTION | AC Electric | No | Complete | 2012-12-26 | 2013-10-30 | 2013-11-11 | 2013-11-11
SRP15752 | SREC Solar | RODRIGUES |  | 8.16 | 0 | Residential | 1 | OLD BRIDGE | 8857 | 11 | ALLSEASON CONSTRUCTION | JCP&L | No | Complete | 2012-12-26 | 2014-01-23 | 2014-01-30 | 2014-01-30
SRP15753 | SREC Solar | CASTORO |  | 8.085 | 0 | Residential | 1 | GALLOWAY | 8205 | 19 | ALLSEASON CONSTRUCTION | AC Electric | No | Complete | 2012-12-26 | 2013-03-29 | 2013-04-17 | 2013-04-17
SRP15756 | SREC Solar | KELLER |  | 10.32 | 0 | Residential | 1 | SEWELL | 8080 | 15 | SOLARCITY CORPORATION | AC Electric | No | Complete | 2012-12-26 | 2013-05-23 | 2013-05-31 | 2013-05-31
SRP15758 | SREC Solar | BEYERLE |  | 7.84 | 0 | Residential | 1 | HAINSPORT | 8036 | 13 | AMPED ON SOLAR | PSE&G BPU | No | Complete | 2012-12-26 | 2013-03-29 | 2013-04-17 | 2013-04-17
SRP15759 | SREC Solar | DESAI |  | 12.75 | 0 | Residential | 1 | JAMESBURG | 8831 | 11 | ASTRUM SOLAR, LLC | JCP&L | No | Complete | 2012-12-26 | 2013-10-10 | 2013-10-15 | 2013-10-15
SRP15761 | SREC Solar | RYAN |  | 13.23 | 0 | Residential | 1 | EGG HARBOR TWP | 8234 | 19 | ACOS ENERGY, LLC | AC Electric | No | Complete | 2012-12-26 | 2013-12-23 | 2014-01-10 | 2014-01-10
SRP15762 | SREC Solar | ZANETTI |  | 8.16 | 0 | Residential | 1 | EGG HARBOR TWP | 8234 | 19 | ACOS ENERGY, LLC | AC Electric | No | Complete | 2012-12-26 | 2013-07-17 | 2013-07-24 | 2013-07-24
SRP15763 | SREC Solar | JAGODZINSKI |  | 6.615 | 0 | Residential | 1 | LAKEWOOD | 8701 | 18 | ALLSEASON CONSTRUCTION | JCP&L | No | Complete | 2012-12-26 | 2013-04-30 | 2013-05-15 | 2013-05-15
SRP15764 | SREC Solar | GUEST |  | 8.575 | 0 | Residential | 1 | WANTAGE | 7461 | 1 | EAST COAST ALTERNATIVE ENERGY | JCP&L | No | Complete | 2012-12-26 | 2013-04-10 | 2013-04-25 | 2013-04-25
SRP15765 | SREC Solar | STOKES |  | 6.5 | 0 | Residential | 1 | PISCATAWAY | 8854 | 11 | TRINITY HEATING AND AIR | PSE&G BPU | No | Complete | 2012-12-26 | 2013-04-23 | 2013-05-07 | 2013-05-07
SRP15766 | SREC Solar | COFFEY |  | 8.5 | 0 | Residential | 1 | WHITING | 8759 | 18 | ENERGY SOLUTIONS OF NEW JERSEY LLC | JCP&L | No | Complete | 2012-12-26 | 2013-02-05 | 2013-02-14 | 2013-02-14
SRP15767 | SREC Solar | SEIDENBERG |  | 19.6 | 0 | Residential | 1 | WANTAGE | 7461 | 1 | EAST COAST ALTERNATIVE ENERGY | JCP&L | No | Complete | 2012-12-26 | 2013-05-20 | 2013-05-28 | 2013-05-28
SRP15768 | SREC Solar | KIMAK |  | 6.867 | 0 | Residential | 1 | OLD BRIDGE | 8857 | 11 | ROOF DIAGNOSTICS INC | JCP&L | No | Complete | 2012-12-26 | 2013-07-17 | 2013-07-22 | 2013-07-22
SRP15769 | SREC Solar | DOS SANTOS |  | 7.35 | 0 | Residential | 1 | AVENEL | 7001 | 11 | VERENGO SOLAR | PSE&G BPU | No | Complete | 2012-12-26 | 2013-04-09 | 2013-04-26 | 2013-04-26
SRP15770 | SREC Solar | GALLO |  | 8.25 | 0 | Residential | 1 | TOMS RIVER | 8753 | 18 | ROOF DIAGNOSTICS INC | JCP&L | No | Complete | 2012-12-26 | 2013-07-17 | 2013-07-22 | 2013-07-22
SRP15771 | SREC Solar | TERRACCIANO |  | 7.84 | 0 | Residential | 1 | BRIDGEWATER | 8807 | 5 | VERENGO SOLAR | PSE&G BPU | No | Complete | 2012-12-26 | 2013-04-19 | 2013-05-01 | 2013-05-01
SRP15772 | SREC Solar | HAYES |  | 6.75 | 0 | Residential | 1 | ENGLISHTOWN | 7726 | 17 | ROOF DIAGNOSTICS INC | JCP&L | No | Complete | 2012-12-26 | 2013-07-17 | 2013-07-22 | 2013-07-22
SRP15773 | SREC Solar | GREENBERG |  | 11.28 | 0 | Residential | 1 | WARETOWN | 8758 | 18 | RELIABLE POWER SERVICES, INC. | JCP&L | No | Complete | 2012-12-26 | 2013-05-23 | 2013-05-31 | 2013-05-31
SRP15774 | SREC Solar | SHARMA |  | 6.72 | 0 | Residential | 1 | MONTVILLE | 7045 | 3 | SOLARCITY CORPORATION | JCP&L | No | Complete | 2012-12-26 | 2013-04-03 | 2013-05-01 | 2013-05-01
SRP15775 | SREC Solar | BIGES | RARITAN YACHT CLUB | 11.28 | 0 | Residential | 1 | PERTH AMBOY | 8861 | 11 | REC SOLAR INC | PSE&G BPU | No | Complete | 2012-12-26 | 2013-10-23 | 2013-10-29 | 2013-10-29
SRP15777 | SREC Solar | JORDAN |  | 7.35 | 0 | Residential | 1 | LINDEN | 7036 | 10 | VIVINT SOLAR | PSE&G BPU | No | Complete | 2012-12-26 | 2013-05-02 | 2013-05-15 | 2013-05-15
SRP15778 | SREC Solar | ESPIRITU |  | 2.94 | 0 | Residential | 1 | KEARNY | 7032 | 8 | VIVINT SOLAR | PSE&G BPU | No | Complete | 2012-12-26 | 2013-07-25 | 2013-08-01 | 2013-08-01
SRP15779 | SREC Solar | CRESPO |  | 7.05 | 0 | Residential | 1 | PERTH AMBOY | 8861 | 11 | VIVINT SOLAR | PSE&G BPU | No | Complete | 2012-12-26 | 2013-05-28 | 2013-06-03 | 2013-06-03
SRP15780 | SREC Solar | YHAP |  | 1.645 | 0 | Residential | 1 | ROSELLE | 7203 | 10 | VIVINT SOLAR | PSE&G BPU | No | Complete | 2012-12-26 | 2013-07-18 | 2013-07-24 | 2013-07-24
SRP15782 | SREC Solar | LURIE |  | 7.84 | 0 | Residential | 1 | PARAMUS | 7652 | 7 | VIVINT SOLAR | PSE&G BPU | No | Complete | 2012-12-26 | 2013-05-16 | 2013-05-22 | 2013-05-22
SRP15784 | SREC Solar | MEDINA |  | 2.35 | 0 | Residential | 1 | CLIFTON | 7013 | 6 | VIVINT SOLAR | PSE&G BPU | No | Complete | 2012-12-26 | 2013-05-02 | 2013-05-23 | 2013-05-23
SRP15785 | SREC Solar | KISH |  | 6.37 | 0 | Residential | 1 | CLIFTON | 7013 | 6 | VIVINT SOLAR | PSE&G BPU | No | Complete | 2012-12-26 | 2013-04-25 | 2013-06-05 | 2013-06-05
SRP15787 | SREC Solar | MCKAY |  | 6.345 | 0 | Residential | 1 | SADDLE BROOK | 7663 | 7 | VIVINT SOLAR | PSE&G BPU | No | Complete | 2012-12-26 | 2013-07-25 | 2013-08-01 | 2013-08-01
SRP15789 | SREC Solar | TORRES |  | 8.46 | 0 | Residential | 1 | CLIFTON | 7013 | 6 | VIVINT SOLAR | PSE&G BPU | No | Complete | 2012-12-26 | 2013-05-20 | 2013-07-25 | 2013-07-25
SRP15790 | SREC Solar | RZESZUTEK |  | 8.085 | 0 | Residential | 1 | SADDLE BROOK | 7663 | 7 | VIVINT SOLAR | PSE&G BPU | No | Complete | 2012-12-26 | 2013-06-27 | 2013-07-05 | 2013-07-05
SRP15791 | SREC Solar | ORREGO |  | 6.72 | 0 | Residential | 1 | EGG HARBOR TWP | 8234 | 19 | ACOS ENERGY, LLC | AC Electric | No | Complete | 2012-12-26 | 2013-12-23 | 2014-01-10 | 2014-01-10
SRP15792 | SREC Solar | SWIGERT |  | 8.085 | 0 | Residential | 1 | EGG HARBOR TWP | 8234 | 19 | ACOS ENERGY, LLC | AC Electric | No | Complete | 2012-12-26 | 2013-05-03 | 2013-05-16 | 2013-05-16
SRP15793 | SREC Solar | FRIEND |  | 9.36 | 0 | Residential | 1 | EGG HARBOR TWP | 8234 | 19 | ACOS ENERGY, LLC | AC Electric | No | Complete | 2012-12-26 | 2013-05-03 | 2013-05-16 | 2013-05-16
SRP15794 | SREC Solar | WILLIAMS |  | 3.995 | 0 | Residential | 1 | HILLSIDE | 7205 | 10 | VIVINT SOLAR | PSE&G BPU | No | Complete | 2012-12-26 | 2013-06-27 | 2013-07-05 | 2013-07-05
SRP15795 | SREC Solar | SCHAFFHAUSER |  | 6.24 | 0 | Residential | 1 | SICKLERVILLE | 8081 | 14 | SOLARCITY CORPORATION | AC Electric | No | Complete | 2012-12-26 | 2013-06-03 | 2013-06-11 | 2013-06-11
SRP15796 | SREC Solar | LATSHAW |  | 8.64 | 0 | Residential | 1 | FRANKLINVILLE | 8322 | 15 | SUNGEVITY, INC. | AC Electric | No | Complete | 2012-12-26 | 2013-05-17 | 2013-05-23 | 2013-05-23
SRP15798 | SREC Solar | FUSCO |  | 6.5 | 0 | Residential | 1 | TOMS RIVER | 8755 | 18 | ROOF DIAGNOSTICS INC | JCP&L | No | Complete | 2012-12-26 | 2013-06-04 | 2013-06-11 | 2013-06-11
SRP15799 | SREC Solar | HOWE |  | 6 | 0 | Residential | 1 | FLEMINGTON | 8822 | 4 | ROOF DIAGNOSTICS INC | JCP&L | No | Complete | 2012-12-26 | 2013-07-24 | 2013-07-30 | 2013-07-30
SRP15801 | SREC Solar | BIVINS |  | 9.5 | 0 | Residential | 1 | BARNEGAT | 8005 | 18 | ENERGY SOLUTIONS OF NEW JERSEY LLC | JCP&L | No | Complete | 2012-12-26 | 2013-04-11 | 2013-05-02 | 2013-05-02
SRP15802 | SREC Solar | SANTAGATA |  | 14.7 | 0 | Residential | 1 | GLEN GARDNER | 8826 | 4 | EAST COAST ALTERNATIVE ENERGY | JCP&L | No | Complete | 2012-12-26 | 2013-06-12 | 2013-06-24 | 2013-06-24
SRP15804 | SREC Solar | JACKSON |  | 4.08 | 0 | Residential | 1 | FRANKLINVILLE | 8322 | 15 | SOLARCITY CORPORATION | AC Electric | No | Complete | 2012-12-26 | 2013-08-14 | 2013-08-16 | 2013-08-16
SRP15805 | SREC Solar | KRAUS |  | 6.9 | 0 | Residential | 1 | SOMERSET | 8873 | 5 | GEOGENIX | PSE&G BPU | No | Complete | 2012-12-26 | 2013-05-23 | 2013-05-30 | 2013-05-30
SRP15806 | SREC Solar | TAGLIERI |  | 7.68 | 0 | Residential | 1 | BARNEGAT | 8005 | 18 | ACOS ENERGY, LLC | JCP&L | No | Complete | 2012-12-26 | 2013-04-25 | 2013-05-08 | 2013-05-08
SRP15807 | SREC Solar | SMITH |  | 4.8 | 0 | Residential | 1 | SPOTSWOOD | 8884 | 11 | GEOGENIX | JCP&L | No | Complete | 2012-12-26 | 2013-03-26 | 2013-04-02 | 2013-04-02
SRP15808 | SREC Solar | ABATE |  | 5.39 | 0 | Residential | 1 | CLAYTON | 8312 | 15 | SOLARCITY CORPORATION | AC Electric | No | Complete | 2012-12-26 | 2013-06-10 | 2013-06-17 | 2013-06-17
SRP15809 | SREC Solar | JACKSON |  | 10.56 | 0 | Residential | 1 | FRANKLINVILLE | 8322 | 15 | SOLARCITY CORPORATION | AC Electric | No | Complete | 2012-12-26 | 2013-09-18 | 2013-10-07 | 2013-10-07
SRP15810 | SREC Solar | ALBANO |  | 4.9 | 0 | Residential | 1 | LEHT | 8087 | 18 | ALLSEASON CONSTRUCTION | AC Electric | No | Complete | 2012-12-26 | 2013-05-10 | 2013-05-22 | 2013-05-22
SRP15811 | SREC Solar | JAKABO |  | 6 | 0 | Residential | 1 | SOUTH PLAINFIELD | 7080 | 11 | ROOF DIAGNOSTICS INC | PSE&G BPU | No | Complete | 2012-12-20 | 2013-05-23 | 2013-05-31 | 2013-05-31
SRP15812 | SREC Solar | MILLER |  | 9.36 | 0 | Residential | 1 | BRICK | 8723 | 18 | ALLSEASON CONSTRUCTION | JCP&L | No | Complete | 2012-12-26 | 2013-07-03 | 2013-07-10 | 2013-07-10
SRP15813 | SREC Solar | RUSSO |  | 5.635 | 0 | Residential | 1 | RIDGEFIELD BORO | 7657 | 7 | SOLARCITY CORPORATION | PSE&G BPU | No | Complete | 2012-12-26 | 2013-04-22 | 2013-05-01 | 2013-05-01
SRP15814 | SREC Solar | BIRKETT |  | 3.185 | 0 | Residential | 1 | PITTSGROVE | 8318 | 16 | ALLSEASON CONSTRUCTION | AC Electric | No | Complete | 2012-12-26 | 2013-03-29 | 2013-04-16 | 2013-04-16
SRP15815 | SREC Solar | LATINO |  | 10.8 | 0 | Residential | 1 | WILLIAMSTOWN | 8094 | 15 | ALLSEASON CONSTRUCTION | AC Electric | No | Complete | 2012-12-26 | 2013-04-03 | 2013-05-01 | 2013-05-01
SRP15816 | SREC Solar | TYBURSKI |  | 6.24 | 0 | Residential | 1 | RIO GRANDE | 8242 | 21 | ALLSEASON CONSTRUCTION | AC Electric | No | Complete | 2012-12-26 | 2013-05-22 | 2013-05-29 | 2013-05-29
SRP15817 | SREC Solar | SILVERMAN |  | 12.495 | 0 | Residential | 1 | SMITHVILLE | 8205 | 19 | ALLSEASON CONSTRUCTION | AC Electric | No | Complete | 2012-12-26 | 2013-05-22 | 2013-05-29 | 2013-05-29
SRP15818 | SREC Solar | HILLMANN |  | 3.675 | 0 | Residential | 1 | TOMS RIVER | 8753 | 18 | SOLARCITY CORPORATION | JCP&L | No | Complete | 2012-12-26 | 2013-06-14 | 2013-06-25 | 2013-06-25
SRP15819 | SREC Solar | CERIELLO |  | 5.39 | 0 | Residential | 1 | LEHT | 8087 | 18 | ALLSEASON CONSTRUCTION | AC Electric | No | Complete | 2012-12-26 | 2013-05-14 | 2013-05-23 | 2013-05-23
SRP15820 | SREC Solar | BURKE |  | 8.82 | 0 | Residential | 1 | GALLOWAY | 8205 | 19 | ALLSEASON CONSTRUCTION | AC Electric | No | Complete | 2012-12-26 | 2013-05-29 | 2013-06-04 | 2013-06-04
SRP15821 | SREC Solar | MAZZOTTA |  | 13.23 | 0 | Residential | 1 | GLENDORA | 8029 | 14 | ALLSEASON CONSTRUCTION | PSE&G BPU | No | Complete | 2012-12-26 | 2013-09-12 | 2013-09-19 | 2013-09-19
SRP15822 | SREC Solar | PINKSAW |  | 8.64 | 0 | Residential | 1 | LANOKA HARBOR | 8734 | 18 | ALLSEASON CONSTRUCTION | JCP&L | No | Complete | 2012-12-26 | 2013-04-30 | 2013-05-15 | 2013-05-15
SRP15823 | SREC Solar | DECKER |  | 3.84 | 0 | Residential | 1 | EGG HARBOR TWP | 8234 | 19 | SOLARCITY CORPORATION | AC Electric | No | Complete | 2012-12-26 | 2013-05-03 | 2013-05-13 | 2013-05-13
SRP15825 | SREC Solar | NICHOLS |  | 7.35 | 0 | Residential | 1 | MILLVILLE | 8332 | 20 | ALLSEASON CONSTRUCTION | AC Electric | No | Complete | 2012-12-26 | 2013-04-22 | 2013-05-06 | 2013-05-06
SRP15826 | SREC Solar | LACARTE |  | 8.4 | 0 | Residential | 1 | VOORHEES | 8043 | 14 | SOLARCITY CORPORATION | PSE&G BPU | No | Complete | 2012-12-26 | 2013-09-20 | 2013-09-30 | 2013-09-30
SRP15827 | SREC Solar | PUDER |  | 6 | 0 | Residential | 1 | BARNEGAT | 8701 | 18 | ALLSEASON CONSTRUCTION | AC Electric | No | Complete | 2012-12-26 | 2013-03-29 | 2013-04-16 | 2013-04-16
SRP15828 | SREC Solar | CHANDRAN |  | 6.24 | 0 | Residential | 1 | HACKETTSTOWN | 7840 | 2 | SOLARCITY CORPORATION | JCP&L | No | Complete | 2012-12-26 | 2013-11-11 | 2013-11-19 | 2013-11-19
SRP15829 | SREC Solar | WARD |  | 3.36 | 0 | Residential | 1 | CLEMENTON | 8021 | 14 | SOLARCITY CORPORATION | AC Electric | No | Complete | 2012-12-26 | 2013-07-09 | 2013-07-12 | 2013-07-12
SRP15830 | SREC Solar | MENDEZ |  | 6.5 | 0 | Residential | 1 | BORDENTOWN TWP | 8505 | 13 | ROOF DIAGNOSTICS INC | PSE&G BPU | No | Complete | 2012-12-26 | 2013-08-09 | 2013-08-16 | 2013-08-16
SRP15831 | SREC Solar | WHITE |  | 26.16 | 0 | Residential | 1 | CLARKSBORO | 8020 | 15 | SEA BRIGHT SOLAR, LLC | AC Electric | No | Complete | 2012-12-26 | 2013-05-10 | 2013-05-17 | 2013-05-17
SRP15832 | SREC Solar | PADILLA |  | 7.84 | 0 | Residential | 0 | TOMS RIVER | 8753 | 18 | EZNERGY LLC | JCP&L | No | Complete | 2012-12-26 | 2013-11-13 | 2014-06-19 | 2014-06-19
SRP15833 | SREC Solar | WILMOT |  | 4.655 | 0 | Residential | 1 | TOMS RIVER | 8757 | 18 | EZNERGY LLC | JCP&L | No | Complete | 2012-12-26 | 2013-04-25 | 2013-05-09 | 2013-05-09
SRP15834 | SREC Solar | MARSH |  | 9.6 | 0 | Residential | 1 | NEPTUNE | 7753 | 17 | ROOF DIAGNOSTICS INC | JCP&L | No | Complete | 2012-12-26 | 2013-06-05 | 2013-06-24 | 2013-06-24
SRP15835 | SREC Solar | MARHOLD | FEDEX EXPRESS BLDG #347 | 614.64 | 0 | Commercial | 1 | NEWARK | 7114 | 9 | RAY ANGELINI, INC. | PSE&G BPU | No | Complete | 2012-12-26 | 2013-02-25 | 2013-03-06 | 2013-03-06
SRP15836 | SREC Solar | KRAGER |  | 7.99 | 0 | Residential | 1 | WEST CALDWELL | 7006 | 9 | VIVINT SOLAR | PSE&G BPU | No | Complete | 2012-12-26 | 2013-02-14 | 2013-03-20 | 2013-03-20
SRP15838 | SREC Solar | STOKES |  | 7.5 | 0 | Residential | 1 | MANCHESTER | 8759 | 18 | ENERGY SOLUTIONS OF NEW JERSEY LLC | JCP&L | No | Complete | 2012-12-26 | 2013-04-03 | 2013-05-01 | 2013-05-01
SRP15839 | SREC Solar | MCGRATH |  | 3.5 | 0 | Residential | 1 | OCEAN | 7712 | 17 | ROOF DIAGNOSTICS INC | JCP&L | No | Complete | 2012-12-26 | 2013-05-07 | 2013-05-15 | 2013-05-15
SRP15840 | SREC Solar | BUCCI |  | 5 | 0 | Residential | 1 | FORKED RIVER | 8731 | 18 | ROOF DIAGNOSTICS INC | JCP&L | No | Complete | 2012-12-26 | 2013-05-30 | 2013-06-05 | 2013-06-05
SRP15841 | SREC Solar | GONZALEZ |  | 2.82 | 0 | Residential | 1 | ROSELLE | 7203 | 10 | VIVINT SOLAR | PSE&G BPU | No | Complete | 2012-12-26 | 2013-05-28 | 2013-06-12 | 2013-06-12
SRP15842 | SREC Solar | SEIDENSTRICKER |  | 5.25 | 0 | Residential | 0 | HAMMONTON | 8037 | 19 | MERCURY SOLAR SYSTEMS | AC Electric | No | Complete | 2012-12-26 | 2013-09-03 | 2013-09-10 | 2013-09-10
SRP15843 | SREC Solar | BISTLINE |  | 3.5 | 0 | Residential | 1 | PENNSAUKEN | 8110 | 14 | ROOF DIAGNOSTICS INC | PSE&G BPU | No | Complete | 2012-12-26 | 2013-05-30 | 2013-06-10 | 2013-06-10
SRP15845 | SREC Solar | MANCHE |  | 5.25 | 0 | Residential | 1 | ENGLISHTOWN | 7726 | 17 | ROOF DIAGNOSTICS INC | JCP&L | No | Complete | 2012-12-26 | 2013-07-23 | 2013-07-25 | 2013-07-25
SRP15847 | SREC Solar | DIAKOLOUKAS |  | 3 | 0 | Residential | 1 | TOMS RIVER | 8757 | 18 | ROOF DIAGNOSTICS INC | JCP&L | No | Complete | 2012-12-26 | 2013-06-06 | 2013-06-13 | 2013-06-13
SRP15848 | SREC Solar | RONNING |  | 8.16 | 0 | Residential | 1 | MARLTON | 8053 | 13 | VERENGO SOLAR | PSE&G BPU | No | Complete | 2012-12-26 | 2013-01-18 | 2013-02-19 | 2013-02-19
SRP15849 | SREC Solar | ARABIA-MEYER |  | 6 | 0 | Residential | 1 | ALPHA | 8865 | 2 | ROOF DIAGNOSTICS INC | JCP&L | No | Complete | 2012-12-26 | 2013-06-25 | 2013-06-27 | 2013-06-27
SRP15850 | SREC Solar | CRUET |  | 6.48 | 0 | Residential | 1 | GALLOWAY | 8205 | 19 | ALLSEASON CONSTRUCTION | AC Electric | No | Complete | 2012-12-26 | 2013-03-21 | 2013-04-10 | 2013-04-10
SRP15851 | SREC Solar | LIPPER |  | 7.5 | 0 | Residential | 1 | MANALAPAN | 7726 | 17 | ROOF DIAGNOSTICS INC | JCP&L | No | Complete | 2012-12-26 | 2013-07-18 | 2013-07-25 | 2013-07-25
SRP15852 | SREC Solar | SEMCHENKO |  | 3.5 | 0 | Residential | 1 | MANAHAWKIN | 8050 | 18 | ROOF DIAGNOSTICS INC | AC Electric | No | Complete | 2013-01-07 | 2013-09-12 | 2013-09-20 | 2013-09-20
SRP15853 | SREC Solar | THOMPSON |  | 10.92 | 0 | Residential | 0 | MANALAPAN | 7726 | 17 | A-TOP ALTERNATIVE ENERGY | JCP&L | No | Complete | 2012-12-26 | 2013-07-22 | 2013-07-25 | 2013-07-25
SRP15854 | SREC Solar | STERLING |  | 12 | 0 | Residential | 1 | LEESBURG | 8327 | 20 | ALLSEASON CONSTRUCTION | AC Electric | No | Complete | 2012-12-26 | 2013-03-12 | 2013-04-05 | 2013-04-05
SRP15855 | SREC Solar | CONWAY |  | 11.76 | 0 | Residential | 1 | LEHT | 8087 | 18 | ALLSEASON CONSTRUCTION | AC Electric | No | Complete | 2012-12-26 | 2013-02-12 | 2013-02-25 | 2013-02-25
SRP15856 | SREC Solar | BLYE |  | 5 | 0 | Residential | 1 | PISCATAWAY | 8854 | 11 | ROOF DIAGNOSTICS INC | PSE&G BPU | No | Complete | 2012-12-26 | 2013-05-07 | 2013-05-15 | 2013-05-15
SRP15857 | SREC Solar | WARD |  | 8.64 | 0 | Residential | 1 | BAYVILLE | 8721 | 18 | ROOF DIAGNOSTICS INC | JCP&L | No | Complete | 2012-12-26 | 2013-01-07 | 2013-01-21 | 2013-01-21
SRP15858 | SREC Solar | GURDGIEL |  | 5.39 | 0 | Residential | 1 | MARMORA | 8223 | 21 | ASTON SOLAR | AC Electric | No | Complete | 2012-12-26 | 2014-01-23 | 2014-01-30 | 2014-01-30
SRP15859 | SREC Solar | CHAHALIS |  | 6.58 | 0 | Residential | 1 | MANCHESTER | 8759 | 18 | ROOF DIAGNOSTICS INC | JCP&L | No | Complete | 2012-12-26 | 2013-01-07 | 2013-01-21 | 2013-01-21
SRP15860 | SREC Solar | SHEEDY |  | 3.75 | 0 | Residential | 1 | NORTH ARLINGTON | 7031 | 7 | ROOF DIAGNOSTICS INC | PSE&G BPU | No | Complete | 2012-12-26 | 2013-07-17 | 2013-08-28 | 2013-08-28
SRP15861 | SREC Solar | LAM |  | 10 | 0 | Residential | 1 | EDISON | 8817 | 11 | ROOF DIAGNOSTICS INC | PSE&G BPU | No | Complete | 2012-12-26 | 2013-07-16 | 2013-09-25 | 2013-09-25
SRP15862 | SREC Solar | SMITH |  | 7.2 | 0 | Residential | 1 | TABERNACLE | 8088 | 13 | 4 BESTSOLAR | AC Electric | No | Complete | 2012-12-26 | 2013-04-03 | 2013-04-30 | 2013-04-30
SRP15863 | SREC Solar | RIVERA |  | 2.07 | 0 | Residential | 0 | VINELAND | 8360 | 20 | MERCURY SOLAR SYSTEMS | Vineland Muni Elec | No | Complete | 2012-12-26 | 2014-01-23 | 2014-03-14 | 2014-03-14
SRP15864 | SREC Solar | SCHAFFER |  | 3.5 | 0 | Residential | 1 | HILLSBOROUGH | 8844 | 5 | ROOF DIAGNOSTICS INC | PSE&G BPU | No | Complete | 2012-12-26 | 2013-07-12 | 2013-07-19 | 2013-07-19
SRP15865 | SREC Solar | STAVAR |  | 8.88 | 0 | Residential | 1 | HOWELL | 7731 | 17 | RELIABLE POWER SERVICES, INC. | JCP&L | No | Complete | 2012-12-26 | 2013-07-24 | 2013-07-30 | 2013-07-30
SRP15867 | SREC Solar | FELDMAN |  | 8.4 | 0 | Residential | 1 | OCEAN | 7712 | 17 | RELIABLE POWER SERVICES, INC. | JCP&L | No | Complete | 2012-12-26 | 2013-03-15 | 2013-04-01 | 2013-04-01
SRP15868 | SREC Solar | GROLIMOND |  | 12.69 | 0 | Residential | 1 | MANCHESTER | 8759 | 18 | ROOF DIAGNOSTICS INC | JCP&L | No | Complete | 2012-12-26 | 2013-07-10 | 2013-07-12 | 2013-07-12
SRP15869 | SREC Solar | TRISCHETTA |  | 3.5 | 0 | Residential | 0 | FRANKLIN PARK | 8823 | 5 | TRINITY HEATING AND AIR | PSE&G BPU | No | Complete | 2012-12-26 | 2013-06-05 | 2013-06-12 | 2013-06-12
SRP15870 | SREC Solar | WERNER | L'OREAL USA S/D INC. | 851.56 | 0 | Commercial | 1 | CRANBURY | 8512 | 11 | GEOPEAK ENERGY LLC | PSE&G BPU | No | Complete | 2012-12-26 | 2013-03-18 | 2013-04-05 | 2013-04-05
SRP15871 | SREC Solar | AGNELLI |  | 14.88 | 0 | Residential | 0 | VERNON | 7462 | 1 | SKYLINE SOLAR | JCP&L | No | Complete | 2012-12-26 | 2013-02-12 | 2013-02-25 | 2013-02-25
SRP15872 | SREC Solar | CAAMANO |  | 7.68 | 0 | Residential | 0 | MANTUA | 8051 | 15 | SKYLINE SOLAR | AC Electric | No | Complete | 2012-12-26 | 2013-02-12 | 2013-02-25 | 2013-02-25
SRP15873 | SREC Solar | ROTHSCHILD |  | 5.88 | 0 | Residential | 1 | MARGATE | 8402 | 19 | ALLSEASON CONSTRUCTION | AC Electric | No | Complete | 2012-12-26 | 2013-06-26 | 2013-06-28 | 2013-06-28
SRP15874 | SREC Solar | COLVIN | FEDEX EXPRESS BLD 156 N. AIRPORT | 393.12 | 0 | Commercial | 1 | NEWARK | 7114 | 9 | RAY ANGELINI, INC. | PSE&G BPU | No | Complete | 2012-12-26 | 2013-02-25 | 2013-03-06 | 2013-03-06
SRP15875 | SREC Solar | LANGSTON |  | 8.33 | 0 | Residential | 1 | MOUNT ROYAL | 8061 | 15 | ALLSEASON CONSTRUCTION | AC Electric | No | Complete | 2012-12-26 | 2013-05-30 | 2013-06-10 | 2013-06-10
SRP15876 | SREC Solar | MARHOLD | FEDEX EXPRESS BLDG 155 N. AIRPORT | 1076.4 | 0 | Commercial | 1 | NEWARK | 7114 | 9 | RAY ANGELINI, INC. | PSE&G BPU | No | Complete | 2012-12-26 | 2013-02-25 | 2013-03-12 | 2013-03-12
SRP15877 | SREC Solar | LAMPARD |  | 6.615 | 0 | Residential | 1 | BEACHWOOD | 8722 | 18 | ALLSEASON CONSTRUCTION | JCP&L | No | Complete | 2012-12-26 | 2013-03-28 | 2013-04-17 | 2013-04-17
SRP15878 | SREC Solar | PETRILLO |  | 11.28 | 0 | Residential | 1 | CARTERET | 7008 | 11 | ROOF DIAGNOSTICS INC | PSE&G BPU | No | Complete | 2012-12-26 | 2013-01-07 | 2013-01-21 | 2013-01-21
SRP15880 | SREC Solar | HOGAN |  | 11.76 | 0 | Residential | 1 | MADISON | 8757 | 18 | ROOF DIAGNOSTICS INC | JCP&L | No | Complete | 2012-12-26 | 2013-01-14 | 2013-02-01 | 2013-02-01
SRP15882 | SREC Solar | CALLAHAN |  | 6.58 | 0 | Residential | 1 | MANASQUAN | 8736 | 17 | ROOF DIAGNOSTICS INC | JCP&L | No | Complete | 2012-12-26 | 2013-01-07 | 2013-01-21 | 2013-01-21
SRP15885 | SREC Solar | HAMILTON |  | 4.41 | 0 | Residential | 1 | EGG HARBOR TWP | 8234 | 19 | ACOS ENERGY, LLC | AC Electric | No | Complete | 2013-01-07 | 2013-05-31 | 2013-06-10 | 2013-06-10
SRP15886 | SREC Solar | JIACOPELLO |  | 15.68 | 0 | Residential | 1 | EGG HARBOR CITY | 8215 | 19 | ACOS ENERGY, LLC | AC Electric | No | Complete | 2013-01-07 | 2013-10-14 | 2013-10-16 | 2013-10-16
SRP15887 | SREC Solar | BUCK |  | 6.72 | 0 | Residential | 1 | REDBANK | 7701 | 17 | RELIABLE POWER SERVICES, INC. | JCP&L | No | Complete | 2013-01-07 | 2013-02-27 | 2013-03-07 | 2013-03-07
SRP15888 | SREC Solar | SINGER |  | 6.24 | 0 | Residential | 1 | BAYVILLE | 8721 | 18 | RELIABLE POWER SERVICES, INC. | JCP&L | No | Complete | 2013-01-07 | 2013-07-23 | 2013-07-30 | 2013-07-30
SRP15890 | SREC Solar | UPTON |  | 15 | 0 | Residential | 1 | MAYS LANDING | 8330 | 19 | ACOS ENERGY, LLC | AC Electric | No | Complete | 2013-01-07 | 2014-04-29 | 2014-05-06 | 2014-05-06
SRP15891 | SREC Solar | MCDONALD |  | 4.935 | 0 | Residential | 1 | BRICK | 8723 | 18 | ROOF DIAGNOSTICS INC | JCP&L | No | Complete | 2012-12-26 | 2013-01-07 | 2013-01-21 | 2013-01-21
SRP15893 | SREC Solar | VOSSKAEMPER |  | 5.76 | 0 | Residential | 1 | HOWELL | 7731 | 17 | ROOF DIAGNOSTICS INC | JCP&L | No | Complete | 2012-12-26 | 2013-01-29 | 2013-02-07 | 2013-02-07
SRP15894 | SREC Solar | ECKLUND |  | 5.98 | 0 | Residential | 1 | BERNARDSVILLE | 7924 | 5 | SOLARCITY CORPORATION | JCP&L | No | Complete | 2013-01-07 | 2013-08-22 | 2013-08-28 | 2013-08-28
SRP15895 | SREC Solar | BURNS |  | 18 | 0 | Residential | 1 | PITTSGROVE | 8318 | 16 | TRINITY HEATING AND AIR | AC Electric | No | Complete | 2012-12-26 | 2013-03-20 | 2013-04-16 | 2013-04-16
SRP15896 | SREC Solar | MEOLA |  | 7.68 | 0 | Residential | 1 | SOUTH TOMS TIVER | 8757 | 18 | SOLARCITY CORPORATION | JCP&L | No | Complete | 2013-01-07 | 2013-04-24 | 2013-05-08 | 2013-05-08
SRP15898 | SREC Solar | SILVERMAN |  | 8.085 | 0 | Residential | 1 | LONG BRANCH | 7740 | 17 | SUNGEVITY, INC. | JCP&L | No | Complete | 2013-01-07 | 2013-02-27 | 2013-03-12 | 2013-03-12
SRP15900 | SREC Solar | KROL |  | 4.08 | 0 | Residential | 0 | ROCKAWAY | 7866 | 3 | EAST COAST ALTERNATIVE ENERGY | JCP&L | No | Complete | 2013-01-07 | 2013-05-02 | 2013-05-15 | 2013-05-15
SRP15902 | SREC Solar | MENSCHE |  | 10.44 | 0 | Residential | 1 | CLINTON | 8809 | 4 | SKY HIGH ENERGY, LLC | JCP&L | No | Complete | 2013-01-07 | 2013-07-30 | 2013-08-01 | 2013-08-01
SRP15904 | SREC Solar | MIRENDA |  | 4.9 | 0 | Residential | 1 | STRATFORD | 8084 | 14 | SOLULAR LLC. II | AC Electric | No | Complete | 2013-01-07 | 2014-02-24 | 2014-03-12 | 2014-03-12
SRP15905 | SREC Solar | PASTENA |  | 6.125 | 0 | Residential | 1 | TOMS RIVER | 8757 | 18 | SOLARCITY CORPORATION | JCP&L | No | Complete | 2013-01-07 | 2013-07-19 | 2013-07-25 | 2013-07-25
SRP15906 | SREC Solar | CURTIN |  | 6.6 | 0 | Residential | 1 | LEESBURG | 8327 | 20 | SOLARCITY CORPORATION | AC Electric | No | Complete | 2013-01-07 | 2013-07-18 | 2013-07-25 | 2013-07-25
SRP15907 | SREC Solar | WENDT |  | 3.84 | 0 | Residential | 1 | WILLIAMSTOWN | 8094 | 15 | SOLARCITY CORPORATION | AC Electric | No | Complete | 2013-01-07 | 2013-11-08 | 2013-11-15 | 2013-11-15
SRP15908 | SREC Solar | PETACCIO |  | 14.08 | 0 | Residential | 1 | SICKLERVILLE | 8081 | 14 | SOLARCITY CORPORATION | AC Electric | No | Complete | 2013-01-07 | 2013-06-10 | 2013-06-27 | 2013-06-27
SRP15910 | SREC Solar | LUTTON |  | 14.455 | 0 | Residential | 1 | TOMS RIVER | 8753 | 18 | EZNERGY LLC | JCP&L | No | Complete | 2013-01-07 | 2013-04-25 | 2013-05-13 | 2013-05-13
SRP15911 | SREC Solar | HEUMAN |  | 6.37 | 0 | Residential | 1 | GERMANIA | 8215 | 19 | SOLARCITY CORPORATION | AC Electric | No | Complete | 2013-01-07 | 2013-10-28 | 2013-11-06 | 2013-11-06
SRP15913 | SREC Solar | SILVA |  | 10.29 | 0 | Residential | 1 | CARTERET | 7008 | 11 | EZNERGY LLC | PSE&G BPU | No | Complete | 2013-01-07 | 2013-12-13 | 2013-12-27 | 2013-12-27
SRP15914 | SREC Solar | BROTZ |  | 11.515 | 0 | Residential | 1 | CHERRY HILL | 8003 | 14 | ALLSEASON CONSTRUCTION | PSE&G BPU | No | Complete | 2013-01-07 | 2013-05-30 | 2013-06-10 | 2013-06-10
SRP15916 | SREC Solar | POLAK |  | 7.35 | 0 | Residential | 1 | PERTH AMBOY | 8861 | 11 | EZNERGY LLC | PSE&G BPU | No | Complete | 2013-01-07 | 2013-12-31 | 2014-01-15 | 2014-01-15
SRP15917 | SREC Solar | REGN |  | 7.848 | 0 | Residential | 1 | ATCO | 8004 | 14 | RUNNEMEDE PLUMBING HEATING | AC Electric | No | Complete | 2013-01-07 | 2013-12-06 | 2013-12-18 | 2013-12-18
SRP15918 | SREC Solar | ROSENBERG |  | 3.675 | 0 | Residential | 0 | FAIRLAWN | 7410 | 7 | SKYLINE SOLAR | PSE&G BPU | No | Complete | 2013-01-07 | 2013-01-21 | 2013-02-13 | 2013-02-13
SRP15919 | SREC Solar | LOPEZ |  | 6.815 | 0 | Residential | 1 | PERTH AMBOY | 8861 | 11 | VIVINT SOLAR | PSE&G BPU | No | Complete | 2013-01-07 | 2013-10-04 | 2013-10-11 | 2013-10-11
SRP15920 | SREC Solar | KIRK |  | 6.48 | 0 | Residential | 0 | AUDUBON | 8106 | 14 | SKYLINE SOLAR | PSE&G BPU | No | Complete | 2013-01-07 | 2013-02-08 | 2013-02-26 | 2013-02-26
SRP15921 | SREC Solar | NUNEZ |  | 8.64 | 0 | Residential | 1 | BARNEGAT | 8005 | 18 | ALLSEASON CONSTRUCTION | JCP&L | No | Complete | 2013-01-07 | 2013-02-12 | 2013-02-25 | 2013-02-25
SRP15922 | SREC Solar | NICDAO |  | 3.92 | 0 | Residential | 1 | CLIFTON | 7013 | 6 | VIVINT SOLAR | PSE&G BPU | No | Complete | 2013-01-07 | 2013-06-13 | 2013-07-01 | 2013-07-01
SRP15923 | SREC Solar | TU |  | 8.575 | 0 | Residential | 1 | SAYREVILLE | 8872 | 11 | 1ST LIGHT ENERGY, INC. | JCP&L | No | Complete | 2013-01-07 | 2013-02-05 | 2013-02-14 | 2013-02-14
SRP15924 | SREC Solar | BIVONA |  | 8.415 | 0 | Residential | 1 | MANCHESTER | 8759 | 18 | ENERGY SOLUTIONS OF NEW JERSEY LLC | JCP&L | No | Complete | 2013-01-21 | 2013-04-19 | 2013-05-01 | 2013-05-01
SRP15925 | SREC Solar | VERA |  | 3.995 | 0 | Residential | 1 | PERTH AMBOY | 8861 | 11 | VIVINT SOLAR | PSE&G BPU | No | Complete | 2013-01-07 | 2013-05-02 | 2013-05-15 | 2013-05-15
SRP15926 | SREC Solar | LEGORA |  | 5.33 | 0 | Residential | 1 | BUDD LAKE | 7828 | 3 | SOLAR ENERGY WORLD-W | JCP&L | No | Complete | 2013-01-07 | 2013-05-10 | 2013-05-22 | 2013-05-22
SRP15927 | SREC Solar | HINTERSTEIN |  | 3.525 | 0 | Residential | 1 | FORDS | 8863 | 11 | VIVINT SOLAR | PSE&G BPU | No | Complete | 2013-01-07 | 2013-09-26 | 2013-10-01 | 2013-10-01
SRP15929 | SREC Solar | JACKSON |  | 11.75 | 0 | Residential | 1 | EGG HARBOR TWP | 8234 | 19 | VERENGO SOLAR | AC Electric | No | Complete | 2013-01-07 | 2013-04-04 | 2013-04-22 | 2013-04-22
SRP15930 | SREC Solar | SWIFT |  | 9.69 | 0 | Residential | 1 | WHITING | 8759 | 18 | ENERGY SOLUTIONS OF NEW JERSEY LLC | JCP&L | No | Complete | 2013-01-07 | 2013-04-19 | 2013-05-01 | 2013-05-01
SRP15931 | SREC Solar | SANCHEZ |  | 6 | 0 | Residential | 1 | LODI | 7644 | 7 | ROOF DIAGNOSTICS INC | PSE&G BPU | No | Complete | 2013-01-07 | 2013-06-25 | 2013-10-30 | 2013-10-30
SRP15932 | SREC Solar | COHEN |  | 11.025 | 0 | Residential | 1 | OAKHURST | 7755 | 17 | ACOS ENERGY, LLC | JCP&L | No | Complete | 2013-01-07 | 2013-12-23 | 2014-01-10 | 2014-01-10
SRP15933 | SREC Solar | NIVAR |  | 12.495 | 0 | Residential | 1 | MAYS LANDING | 8330 | 19 | ACOS ENERGY, LLC | AC Electric | No | Complete | 2013-01-07 | 2013-06-21 | 2013-07-19 | 2013-07-19
SRP15934 | SREC Solar | COADY |  | 12.005 | 0 | Residential | 1 | EGG HARBOR TWP | 8234 | 19 | ACOS ENERGY, LLC | AC Electric | No | Complete | 2013-01-07 | 2013-12-23 | 2014-01-10 | 2014-01-10
SRP15935 | SREC Solar | DENG |  | 4.56 | 0 | Residential | 1 | EGG HARBOR TWP | 8234 | 19 | ACOS ENERGY, LLC | AC Electric | No | Complete | 2013-01-07 | 2013-05-03 | 2013-05-16 | 2013-05-16
SRP15936 | SREC Solar | ROMAN |  | 7.84 | 0 | Residential | 1 | ABSECON | 8204 | 21 | ACOS ENERGY, LLC | AC Electric | No | Complete | 2013-01-07 | 2013-08-19 | 2013-08-23 | 2013-08-23
SRP15937 | SREC Solar | FERMIN |  | 2.94 | 0 | Residential | 1 | MONTCLAIR TWP | 7042 | 9 | SOLARCITY CORPORATION | PSE&G BPU | No | Complete | 2013-01-07 | 2013-06-25 | 2013-06-27 | 2013-06-27
SRP15938 | SREC Solar | WILLIAMS LAPIDUS |  | 13.68 | 0 | Residential | 1 | MILLTOWN | 8850 | 11 | SOLARCITY CORPORATION | Boro of Milltown Elec | No | Complete | 2013-01-07 | 2014-06-16 | 2014-06-18 | 2014-06-18
SRP15939 | SREC Solar | GRADAILLE |  | 11.76 | 0 | Residential | 1 | TOMS RIVER | 8753 | 18 | EZNERGY LLC | JCP&L | No | Complete | 2013-01-07 | 2013-04-25 | 2013-05-13 | 2013-05-13
SRP15940 | SREC Solar | BOHONYI |  | 11.52 | 0 | Residential | 1 | JOBSTOWN | 8041 | 13 | EZNERGY LLC | JCP&L | No | Complete | 2013-01-07 | 2013-04-25 | 2013-05-13 | 2013-05-13
SRP15941 | SREC Solar | CHRISTENSEN |  | 2.88 | 0 | Residential | 1 | EDISON | 8837 | 11 | SOLARCITY CORPORATION | PSE&G BPU | No | Complete | 2013-01-07 | 2013-04-09 | 2013-04-26 | 2013-04-26
SRP15942 | SREC Solar | SELZER |  | 12.48 | 0 | Residential | 1 | HARRISON TWP | 8062 | 15 | SOLARCITY CORPORATION | AC Electric | No | Complete | 2013-01-07 | 2013-08-07 | 2013-08-12 | 2013-08-12
SRP15943 | SREC Solar | SHAH |  | 9.12 | 0 | Residential | 1 | PINE BROOK | 7058 | 3 | SOLARCITY CORPORATION | PSE&G BPU | No | Complete | 2013-01-07 | 2013-04-03 | 2013-05-22 | 2013-05-22
SRP15945 | SREC Solar | BROWN |  | 14 | 0 | Residential | 1 | SOMERDALE | 8083 | 14 | TRINITY HEATING AND AIR | AC Electric | No | Complete | 2013-01-07 | 2013-06-10 | 2013-06-17 | 2013-06-17
SRP15946 | SREC Solar | MCGOVERN |  | 5.886 | 0 | Residential | 1 | MIDDLESEX | 8846 | 11 | ALTERNATIVE LIGHT & ENERGY SOLUTIONS | PSE&G BPU | No | Complete | 2013-01-07 | 2013-07-12 | 2013-07-18 | 2013-07-18
SRP15947 | SREC Solar | EICH |  | 4.905 | 0 | Residential | 1 | ASBURY PARK | 7712 | 17 | SEA BRIGHT SOLAR, LLC | JCP&L | No | Complete | 2013-01-07 | 2013-03-07 | 2013-04-02 | 2013-04-02
SRP15948 | SREC Solar | OWEN-HUNTSINGER |  | 5.635 | 0 | Residential | 1 | MAPLE SHADE | 8052 | 13 | SUNGEVITY, INC. | PSE&G BPU | No | Complete | 2013-01-07 | 2013-04-24 | 2013-05-08 | 2013-05-08
SRP15949 | SREC Solar | COPE |  | 2.45 | 0 | Residential | 1 | RIDGEWOOD | 7450 | 7 | SUNGEVITY, INC. | PSE&G BPU | No | Complete | 2013-01-07 | 2013-06-28 | 2013-07-02 | 2013-07-02
SRP15950 | SREC Solar | ARIAS |  | 6.48 | 0 | Residential | 1 | EHT | 8234 | 19 | ALLSEASON CONSTRUCTION | AC Electric | No | Complete | 2013-01-07 | 2013-05-10 | 2013-05-22 | 2013-05-22
SRP15951 | SREC Solar | SANTUCCI |  | 13 | 0 | Residential | 1 | LAKEWOOD | 8701 | 18 | POWERLUTIONS, LLC | JCP&L | No | Complete | 2013-01-07 | 2013-04-12 | 2013-05-14 | 2013-05-14
SRP15952 | SREC Solar | LOPEZ |  | 8.75 | 0 | Residential | 1 | MONROE | 8831 | 11 | ROOF DIAGNOSTICS INC | JCP&L | No | Complete | 2013-01-07 | 2013-07-25 | 2013-08-01 | 2013-08-01
SRP15953 | SREC Solar | HEANEY |  | 3 | 0 | Residential | 1 | TOMS RIVER | 8757 | 18 | ROOF DIAGNOSTICS INC | JCP&L | No | Complete | 2013-01-07 | 2013-07-23 | 2013-07-30 | 2013-07-30
SRP15954 | SREC Solar | BOERNER |  | 2.75 | 0 | Residential | 1 | CEDAR RUN | 8092 | 18 | ROOF DIAGNOSTICS INC | AC Electric | No | Complete | 2013-01-07 | 2014-02-20 | 2014-03-12 | 2014-03-12
SRP15955 | SREC Solar | SCHOETTLY |  | 5.25 | 0 | Residential | 1 | NEWTON | 7860 | 1 | ROOF DIAGNOSTICS INC | JCP&L | No | Complete | 2013-01-07 | 2013-07-29 | 2013-10-30 | 2013-10-30
SRP15957 | SREC Solar | PANIAN |  | 4.165 | 0 | Residential | 1 | PARSIPPANY | 7054 | 3 | VIVINT SOLAR | JCP&L | No | Complete | 2013-01-07 | 2013-04-04 | 2013-04-30 | 2013-04-30
SRP15958 | SREC Solar | JARRETT |  | 9.856 | 0 | Residential | 0 | W. DEPTFORD | 8086 | 15 | CHALOW ELECTRIC | PSE&G BPU | No | Complete | 2013-01-07 | 2013-05-23 | 2013-05-31 | 2013-05-31
SRP15959 | SREC Solar | CULLEY |  | 4.25 | 0 | Residential | 1 | SCOTCH PLAINS | 7076 | 10 | PURE ENERGIES INSTALLATION | PSE&G BPU | No | Complete | 2013-01-07 | 2013-12-17 | 2014-01-06 | 2014-01-06
SRP15960 | SREC Solar | ROGERS | CHURCH OF GOD IN CHRIST | 21.25 | 0 | Residential | 1 | MORRISTOWN | 7962 | 3 | TRINITY HEATING AND AIR | JCP&L | No | Complete | 2013-01-07 | 2013-02-14 | 2013-02-28 | 2013-02-28
SRP15962 | SREC Solar | LAPID | GREEN ACRES MANOR | 398.84 | 0 | Commercial | 0 | TOMS RIVER | 8755 | 18 | DPR ELECTRIC, INC | JCP&L | No | Complete | 2013-01-07 | 2013-03-28 | 2013-04-16 | 2013-04-16
SRP15963 | SREC Solar | MURPHY |  | 11.76 | 0 | Residential | 1 | ATCO | 8004 | 14 | SOLAR SOLUTIONS LLC | AC Electric | No | Complete | 2013-01-07 | 2013-05-03 | 2013-05-13 | 2013-05-13
SRP15964 | SREC Solar | TROLLO |  | 6.76 | 0 | Residential | 0 | HAZLET | 7730 | 17 | CROSS RIVER SOLAR & ENVIRO CONST., LLC | JCP&L | No | Complete | 2013-01-07 | 2013-02-19 | 2013-03-05 | 2013-03-05
SRP15965 | SREC Solar | GUBATINA |  | 7.848 | 0 | Residential | 1 | MONMOUTH JCT | 8852 | 11 | GEOGENIX LLC | PSE&G BPU | No | Complete | 2013-01-07 | 2013-06-14 | 2013-06-24 | 2013-06-24
SRP15966 | SREC Solar | GRIFFITH |  | 8.06 | 0 | Residential | 1 | W. LONG BRANCH | 7764 | 17 | SOLARCITY CORPORATION | JCP&L | No | Complete | 2013-01-07 | 2013-06-25 | 2013-06-27 | 2013-06-27
SRP15967 | SREC Solar | NEMHAUSER |  | 2.88 | 0 | Residential | 1 | PISCATAWAY | 8854 | 11 | SOLARCITY CORPORATION | PSE&G BPU | No | Complete | 2013-01-07 | 2013-09-19 | 2013-09-30 | 2013-09-30
SRP15968 | SREC Solar | FULLMER |  | 8.64 | 0 | Residential | 1 | BLACKWOOD | 8012 | 14 | SOLARCITY CORPORATION | AC Electric | No | Complete | 2013-01-07 | 2013-05-08 | 2013-05-17 | 2013-05-17
SRP15970 | SREC Solar | YUNGHANS |  | 10.8 | 0 | Residential | 1 | CAPE MAY POINT | 8212 | 21 | SOLARCITY CORPORATION | AC Electric | No | Complete | 2013-01-07 | 2013-05-23 | 2013-06-10 | 2013-06-10
SRP15971 | SREC Solar | CAPIZANO |  | 3.055 | 0 | Residential | 1 | E. HANOVER | 7936 | 3 | VERENGO SOLAR | JCP&L | No | Complete | 2013-01-07 | 2013-04-04 | 2013-04-19 | 2013-04-19
SRP15972 | SREC Solar | GRAYBUSH |  | 6.375 | 0 | Residential | 1 | HOWELL | 7731 | 17 | VERENGO SOLAR | JCP&L | No | Complete | 2013-01-07 | 2013-03-21 | 2013-04-10 | 2013-04-10
SRP15973 | SREC Solar | OLEARCHIR |  | 6.58 | 0 | Residential | 1 | WARETOWN | 8758 | 18 | VERENGO SOLAR | JCP&L | No | Complete | 2013-01-07 | 2013-03-21 | 2013-04-12 | 2013-04-12
SRP15976 | SREC Solar | CLEMENSON |  | 16.08 | 0 | Residential | 1 | ESTELL MANOR | 8319 | 19 | BRITE IDEA ENERGY | AC Electric | No | Complete | 2013-01-07 | 2013-04-15 | 2013-05-01 | 2013-05-01
SRP15977 | SREC Solar | LACHER |  | 8.4 | 0 | Residential | 1 | HOWELL | 7728 | 17 | NJR HOME SERVICES. | JCP&L | No | Complete | 2013-01-07 | 2013-04-23 | 2013-05-07 | 2013-05-07
SRP15978 | SREC Solar | BECK |  | 6.96 | 0 | Residential | 1 | ISLAND HEIGHTS | 8732 | 18 | NJR HOME SERVICES. | JCP&L | No | Complete | 2013-01-07 | 2013-05-28 | 2013-05-30 | 2013-05-30
SRP15979 | SREC Solar | COOK |  | 7.68 | 0 | Residential | 1 | MANCHESTER | 8759 | 18 | NJR HOME SERVICES. | JCP&L | No | Complete | 2013-01-07 | 2013-02-22 | 2013-03-07 | 2013-03-07
SRP15980 | SREC Solar | CULCLEASURE |  | 3.5 | 0 | Residential | 1 | SOMERSET | 8873 | 5 | ROOF DIAGNOSTICS INC | PSE&G BPU | No | Complete | 2013-01-07 | 2013-07-23 | 2013-07-30 | 2013-07-30
SRP15981 | SREC Solar | AHMED |  | 5.5 | 0 | Residential | 1 | EDISON | 8837 | 11 | ROOF DIAGNOSTICS INC | PSE&G BPU | No | Complete | 2013-01-07 | 2013-09-24 | 2013-10-23 | 2013-10-23
SRP15982 | SREC Solar | LONGO |  | 5.5 | 0 | Residential | 1 | TOMS RIVER | 8753 | 18 | ROOF DIAGNOSTICS INC | JCP&L | No | Complete | 2013-01-07 | 2013-09-12 | 2013-09-20 | 2013-09-20
SRP15983 | SREC Solar | LUONGO |  | 6 | 0 | Residential | 1 | PARAMUS | 7652 | 7 | ROOF DIAGNOSTICS INC | PSE&G BPU | No | Complete | 2013-01-07 | 2013-07-16 | 2013-07-18 | 2013-07-18
SRP15984 | SREC Solar | JUHASZ |  | 6.75 | 0 | Residential | 1 | MENDHAM | 7945 | 3 | ROOF DIAGNOSTICS INC | JCP&L | No | Complete | 2013-01-07 | 2013-06-12 | 2013-06-18 | 2013-06-18
SRP15985 | SREC Solar | PIRIZ |  | 5.75 | 0 | Residential | 1 | UNION | 7083 | 10 | ROOF DIAGNOSTICS INC | PSE&G BPU | No | Complete | 2013-01-07 | 2013-07-16 | 2013-07-18 | 2013-07-18
SRP15986 | SREC Solar | TAYLOR |  | 6.5 | 0 | Residential | 1 | MONROEVILLE | 8344 | 15 | ROOF DIAGNOSTICS INC | AC Electric | No | Complete | 2013-01-07 | 2013-07-29 | 2013-08-01 | 2013-08-01
SRP15987 | SREC Solar | ANDREZO |  | 6.615 | 0 | Residential | 1 | FORDS | 8863 | 11 | VIVINT SOLAR | PSE&G BPU | No | Complete | 2013-01-07 | 2013-06-27 | 2013-07-08 | 2013-07-08
SRP15989 | SREC Solar | MCSAM |  | 3.055 | 0 | Residential | 1 | LINDEN | 7036 | 10 | VIVINT SOLAR | PSE&G BPU | No | Complete | 2013-01-07 | 2013-12-12 | 2013-12-19 | 2013-12-19
SRP15991 | SREC Solar | ZAKRZEWSKI |  | 3.675 | 0 | Residential | 1 | CLIFTON | 7013 | 6 | VIVINT SOLAR | PSE&G BPU | No | Complete | 2013-01-07 | 2013-06-03 | 2013-06-10 | 2013-06-10
SRP15992 | SREC Solar | KOBYLINSKI |  | 4.165 | 0 | Residential | 1 | ISELIN | 8830 | 11 | VIVINT SOLAR | PSE&G BPU | No | Complete | 2013-01-07 | 2013-04-30 | 2013-05-14 | 2013-05-14
SRP15993 | SREC Solar | LUTHCKE |  | 5.88 | 0 | Residential | 1 | PARAMUS | 7657 | 7 | VIVINT SOLAR | PSE&G BPU | No | Complete | 2013-01-07 | 2013-10-24 | 2013-11-04 | 2013-11-04
SRP15994 | SREC Solar | AKINTAYO |  | 4.165 | 0 | Residential | 1 | BELLEVILLE | 7109 | 9 | VIVINT SOLAR | PSE&G BPU | No | Complete | 2013-01-07 | 2013-06-21 | 2013-06-27 | 2013-06-27
SRP15997 | SREC Solar | VASCONCELLOS |  | 9.6 | 0 | Non Profit | 0 | FLANDERS | 7836 | 3 | GEORGE J KELLER & SONS | JCP&L | No | Complete | 2013-01-07 | 2013-02-14 | 2013-02-28 | 2013-02-28
SRP15998 | SREC Solar | MURPHY |  | 4.41 | 0 | Residential | 1 | LEHT | 8087 | 18 | ALLSEASON CONSTRUCTION | AC Electric | No | Complete | 2013-01-07 | 2013-04-10 | 2013-04-26 | 2013-04-26
SRP16000 | SREC Solar | STRASKO |  | 3.5 | 0 | Residential | 1 | TOMS RIVER | 8757 | 18 | ROOF DIAGNOSTICS INC | JCP&L | No | Complete | 2013-01-07 | 2013-05-29 | 2013-06-10 | 2013-06-10
SRP16002 | SREC Solar | MALIVERNIER |  | 3.5 | 0 | Residential | 1 | TOMS RIVER | 8753 | 18 | ROOF DIAGNOSTICS INC | JCP&L | No | Complete | 2013-01-07 | 2013-07-25 | 2013-08-01 | 2013-08-01
SRP16005 | SREC Solar | WAREHIME |  | 12 | 0 | Residential | 1 | TOMS RIVER | 8757 | 18 | ROOF DIAGNOSTICS INC | JCP&L | No | Complete | 2013-01-07 | 2013-04-09 | 2013-04-26 | 2013-04-26
SRP16006 | SREC Solar | KABIRDAS |  | 3.315 | 0 | Residential | 1 | PARSIPPANY | 7054 | 3 | SOLAR ENERGY WORLD-W | JCP&L | No | Complete | 2013-01-07 | 2013-04-10 | 2013-04-25 | 2013-04-25
SRP16007 | SREC Solar | STREAN |  | 4.655 | 0 | Residential | 1 | TEANECK | 7666 | 7 | VERENGO SOLAR | PSE&G BPU | No | Complete | 2013-01-07 | 2013-04-30 | 2013-05-23 | 2013-05-23
SRP16008 | SREC Solar | DELOACH |  | 8.5 | 0 | Residential | 1 | PISCATAWAY | 8854 | 11 | ROOF DIAGNOSTICS INC | PSE&G BPU | No | Complete | 2013-01-07 | 2013-07-16 | 2013-07-18 | 2013-07-18
SRP16009 | SREC Solar | MEHRA |  | 12.25 | 0 | Residential | 0 | PRINCETON JUNCTION | 8550 | 12 | AMPERICON | PSE&G BPU | No | Complete | 2013-01-07 | 2013-03-20 | 2013-04-10 | 2013-04-10
SRP16010 | SREC Solar | NAPARANO |  | 7.14 | 0 | Residential | 1 | HOWELL | 7731 | 17 | ROOF DIAGNOSTICS INC | JCP&L | No | Complete | 2013-01-07 | 2013-01-30 | 2013-03-05 | 2013-03-05
SRP16011 | SREC Solar | PATEL |  | 5.28 | 0 | Residential | 1 | EHT | 8234 | 19 | ALLSEASON CONSTRUCTION | AC Electric | No | Complete | 2013-01-07 | 2013-06-12 | 2013-07-02 | 2013-07-02
SRP16012 | SREC Solar | SCHREINER |  | 10.08 | 0 | Residential | 1 | NEWFIELD | 8344 | 15 | ALLSEASON CONSTRUCTION | AC Electric | No | Complete | 2013-01-07 | 2013-10-02 | 2013-10-10 | 2013-10-10
SRP16013 | SREC Solar | PATEL |  | 5.76 | 0 | Residential | 1 | EHT | 8234 | 19 | ALLSEASON CONSTRUCTION | AC Electric | No | Complete | 2013-01-07 | 2013-04-05 | 2013-04-25 | 2013-04-25
SRP16014 | SREC Solar | CARIGNAN |  | 7.99 | 0 | Residential | 1 | MAYS LANDING | 8330 | 19 | TRINITY HEATING AND AIR | AC Electric | No | Complete | 2013-01-07 | 2013-03-20 | 2013-04-24 | 2013-04-24
SRP16015 | SREC Solar | HANNA |  | 8.67 | 0 | Residential | 1 | MANALAPAN | 7726 | 17 | TRINITY HEATING AND AIR | JCP&L | No | Complete | 2013-01-07 | 2013-04-19 | 2013-05-01 | 2013-05-01
SRP16016 | SREC Solar | PEDRO |  | 16.75 | 0 | Residential | 1 | MONROE TWP | 8831 | 11 | TRINITY HEATING AND AIR | JCP&L | No | Complete | 2013-01-07 | 2013-05-07 | 2013-05-14 | 2013-05-14
SRP16018 | SREC Solar | COHEN |  | 6.5 | 0 | Residential | 1 | MONROE TWP | 8831 | 11 | TRINITY HEATING AND AIR | JCP&L | No | Complete | 2013-01-07 | 2013-02-26 | 2013-03-06 | 2013-03-06
SRP16021 | SREC Solar | SMITH |  | 8.225 | 0 | Residential | 1 | CLIFTON | 7011 | 6 | VIVINT SOLAR | PSE&G BPU | No | Complete | 2013-01-07 | 2013-01-25 | 2013-02-12 | 2013-02-12
SRP16022 | SREC Solar | ALTMAN |  | 10.29 | 0 | Residential | 1 | PARSIPPANY | 7054 | 3 | VIVINT SOLAR | JCP&L | No | Complete | 2013-01-07 | 2013-05-22 | 2013-05-30 | 2013-05-30
SRP16023 | SREC Solar | OLIVO |  | 7.595 | 0 | Residential | 1 | MAYWOOD | 7607 | 7 | VIVINT SOLAR | PSE&G BPU | No | Complete | 2013-01-07 | 2013-06-10 | 2013-06-18 | 2013-06-18
SRP16024 | SREC Solar | HEMPHILL |  | 3.525 | 0 | Residential | 1 | EWING | 8618 | 12 | VIVINT SOLAR | PSE&G BPU | No | Complete | 2013-01-07 | 2013-03-12 | 2013-04-24 | 2013-04-24
SRP16026 | SREC Solar | SKAZENSKI |  | 3.5 | 0 | Residential | 1 | EDISON | 8820 | 11 | ROOF DIAGNOSTICS INC | PSE&G BPU | No | Complete | 2013-01-07 | 2013-07-30 | 2013-08-01 | 2013-08-01
SRP16027 | SREC Solar | DAFELDECKER |  | 13.23 | 0 | Residential | 1 | WALL | 7719 | 17 | ROOF DIAGNOSTICS INC | JCP&L | No | Complete | 2013-01-07 | 2013-01-30 | 2013-02-11 | 2013-02-11
SRP16028 | SREC Solar | WHITTENBURG |  | 4.56 | 0 | Residential | 1 | TOMS RIVER | 8755 | 18 | ROOF DIAGNOSTICS INC | JCP&L | No | Complete | 2013-01-07 | 2013-01-30 | 2013-02-11 | 2013-02-11
SRP16029 | SREC Solar | MARANO |  | 8.5 | 0 | Residential | 1 | ENGLISHTOWN | 7726 | 17 | ROOF DIAGNOSTICS INC | JCP&L | No | Complete | 2013-01-07 | 2013-12-18 | 2014-01-06 | 2014-01-06
SRP16030 | SREC Solar | TICE |  | 9.165 | 0 | Residential | 1 | BRIELLE | 8730 | 17 | ROOF DIAGNOSTICS INC | JCP&L | No | Complete | 2013-01-07 | 2013-11-19 | 2013-11-26 | 2013-11-26
SRP16031 | SREC Solar | BLANKLEY |  | 6.5 | 0 | Residential | 1 | RED BANK | 7701 | 17 | ROOF DIAGNOSTICS INC | JCP&L | No | Complete | 2013-01-07 | 2013-08-27 | 2013-09-04 | 2013-09-04
SRP16032 | SREC Solar | SINGH |  | 11.118 | 0 | Residential | 1 | COLONIA | 7067 | 10 | ROOF DIAGNOSTICS INC | PSE&G BPU | No | Complete | 2013-01-07 | 2014-03-14 | 2014-03-25 | 2014-03-25
SRP16033 | SREC Solar | CALADIE |  | 6 | 0 | Residential | 1 | NEW BRUNSWICK | 8901 | 11 | ROOF DIAGNOSTICS INC | PSE&G BPU | No | Complete | 2013-01-07 | 2013-06-21 | 2013-06-25 | 2013-06-25
SRP16034 | SREC Solar | GORNELL |  | 4.25 | 0 | Residential | 1 | STEWARTSVILLE | 8886 | 2 | ROOF DIAGNOSTICS INC | JCP&L | No | Complete | 2013-01-07 | 2013-07-24 | 2013-07-29 | 2013-07-29
SRP16035 | SREC Solar | WEBER |  | 5.232 | 0 | Residential | 1 | EDISON | 8817 | 11 | ROOF DIAGNOSTICS INC | PSE&G BPU | No | Complete | 2013-01-07 | 2013-08-27 | 2013-09-04 | 2013-09-04
SRP16036 | SREC Solar | HALAWEH |  | 5.145 | 0 | Residential | 1 | BRICK | 8723 | 18 | ROOF DIAGNOSTICS INC | JCP&L | No | Complete | 2013-01-07 | 2013-01-30 | 2013-02-11 | 2013-02-11
SRP16037 | SREC Solar | ICAZA |  | 4.165 | 0 | Residential | 1 | CLIFTON | 7013 | 6 | VIVINT SOLAR | PSE&G BPU | No | Complete | 2013-01-07 | 2013-05-22 | 2013-05-30 | 2013-05-30
SRP16039 | SREC Solar | PHILLIPS |  | 11.13 | 0 | Residential | 0 | BELLMAWR | 8031 | 14 | AMPED ON SOLAR | PSE&G BPU | No | Complete | 2013-01-07 | 2013-04-25 | 2013-05-08 | 2013-05-08
SRP16040 | SREC Solar | SASSIN |  | 11.66 | 0 | Residential | 0 | CREAM RIDGE | 8514 | 17 | AMPED ON SOLAR | JCP&L | No | Complete | 2013-01-07 | 2013-04-25 | 2013-05-08 | 2013-05-08
SRP16041 | SREC Solar | WOODFORD |  | 4.7 | 0 | Residential | 1 | BRIELLE | 8730 | 17 | ROOF DIAGNOSTICS INC | JCP&L | No | Complete | 2013-01-07 | 2013-01-30 | 2013-02-11 | 2013-02-11
SRP16042 | SREC Solar | THIRIVEEDHI |  | 5.5 | 0 | Residential | 1 | MT LAUREL | 8054 | 13 | TRINITY HEATING AND AIR | PSE&G BPU | No | Complete | 2013-01-07 | 2013-02-13 | 2013-03-04 | 2013-03-04
SRP16043 | SREC Solar | COIRO |  | 5.5 | 0 | Residential | 1 | HAMILTON TWP | 8690 | 12 | TRINITY HEATING AND AIR | PSE&G BPU | No | Complete | 2013-01-07 | 2013-02-19 | 2013-03-12 | 2013-03-12
SRP16044 | SREC Solar | MARTUCCI |  | 10.5 | 0 | Residential | 1 | FORKED RIVER | 8731 | 18 | TRINITY HEATING AND AIR | JCP&L | No | Complete | 2013-01-07 | 2013-03-15 | 2013-04-01 | 2013-04-01
SRP16045 | SREC Solar | NICHOLS |  | 6.86 | 0 | Residential | 1 | WILDWOOD CREST | 8260 | 21 | SUNGEVITY, INC. | AC Electric | No | Complete | 2013-01-07 | 2013-08-06 | 2013-08-09 | 2013-08-09
SRP16046 | SREC Solar | BREHM | 917 STENTON PL LLC | 2.64 | 0 | Commercial | 1 | OCEAN CITY | 8226 | 21 | SOLARCITY CORPORATION | AC Electric | No | Complete | 2013-01-07 | 2013-07-30 | 2013-08-21 | 2013-08-21
SRP16047 | SREC Solar | SANTAMARINA |  | 4.165 | 0 | Residential | 1 | LINDEN | 7036 | 10 | VIVINT SOLAR | PSE&G BPU | No | Complete | 2013-01-07 | 2013-05-28 | 2013-06-03 | 2013-06-03
SRP16048 | SREC Solar | KRAMER |  | 5.88 | 0 | Residential | 1 | FAIRLAWN | 7410 | 7 | VIVINT SOLAR | PSE&G BPU | No | Complete | 2013-01-07 | 2013-05-28 | 2013-06-10 | 2013-06-10
SRP16049 | SREC Solar | HERNDON | COMMUNITY PRESBYTERIAN CHURCH | 31.55 | 0 | Non Profit | 1 | BRIGANTINE | 8203 | 19 | ADVANCED PERFORMANCE SOLAR SOLUTIONS | AC Electric | No | Complete | 2013-01-07 | 2013-05-28 | 2013-05-30 | 2013-05-30
SRP16050 | SREC Solar | PATRICK |  | 9.4 | 0 | Residential | 1 | PISCATAWAY | 8854 | 11 | VIVINT SOLAR | PSE&G BPU | No | Complete | 2013-01-07 | 2013-04-24 | 2013-05-09 | 2013-05-09
SRP16051 | SREC Solar | DOMBROSKY | MILLVILLE MUNICIPAL UTILITY AUTH | 507.6 | 0 | Government Facility | 1 | MILLVILLE | 8332 | 20 | CAMBRIA SOLAR LLC | AC Electric | No | Complete | 2013-01-07 | 2013-03-29 | 2013-05-01 | 2013-05-01
SRP16052 | SREC Solar | REDMOND |  | 12.96 | 0 | Residential | 1 | SUSSEX | 7461 | 1 | SOLARCITY CORPORATION | Unknown | No | Complete | 2013-01-07 | 2013-05-15 | 2013-05-23 | 2013-05-23
SRP16053 | SREC Solar | DELUCIA | RANDOLPHVILLE ELEMENTARY SCHOOL | 136.5 | 0 | School Public K-12 | 1 | PISCATAWAY | 8854 | 11 | PFISTER ENERGY, INC. | PSE&G BPU | No | Complete | 2013-01-07 | 2013-07-16 | 2013-07-22 | 2013-07-22
SRP16054 | SREC Solar | ROBINSON |  | 4.845 | 0 | Residential | 1 | WILLINGBORO | 8046 | 13 | ROOF DIAGNOSTICS INC | PSE&G BPU | No | Complete | 2013-01-07 | 2013-01-30 | 2013-02-13 | 2013-02-13
SRP16055 | SREC Solar | DOMBROSKY | MILLVILLE MUNICIPAL UTILITY AUTH. | 1015.2 | 0 | Commercial | 1 | MILLVILLE | 8332 | 20 | CAMBRIA SOLAR LLC | AC Electric | No | Complete | 2013-01-07 | 2013-03-29 | 2013-05-01 | 2013-05-01
SRP16056 | SREC Solar | DELUCIA | QUIBBLETOWN MIDDLE SCHOOL | 126.75 | 0 | School Public K-12 | 1 | PISCATAWAY | 8854 | 11 | PFISTER ENERGY, INC. | PSE&G BPU | No | Complete | 2013-01-07 | 2013-05-28 | 2013-06-04 | 2013-06-04
SRP16057 | SREC Solar | DELUCIA | PISCATAWAY HIGH SCHOOL | 1176.24 | 0 | School Public K-12 | 1 | PISCATAWAY | 8854 | 11 | PFISTER ENERGY, INC. | PSE&G BPU | No | Complete | 2013-01-07 | 2013-12-23 | 2014-01-09 | 2014-01-09
SRP16058 | SREC Solar | MONTENEGRO |  | 3.76 | 0 | Residential | 1 | MORGANVILLE | 7751 | 17 | VERENGO SOLAR | JCP&L | No | Complete | 2013-01-07 | 2013-03-21 | 2013-04-12 | 2013-04-12
SRP16059 | SREC Solar | DELUCIA | ARBOR INTERMEDIATE SCHOOL | 126.75 | 0 | School Public K-12 | 1 | PISCATAWAY | 8854 | 11 | PFISTER ENERGY, INC. | PSE&G BPU | No | Complete | 2013-01-07 | 2013-07-08 | 2013-07-10 | 2013-07-10
SRP16060 | SREC Solar | DELUCIA | CONACKAMACK MIDDLE SCHOOL | 159.25 | 0 | School Public K-12 | 1 | PISCATAWAY | 8854 | 11 | PFISTER ENERGY, INC. | PSE&G BPU | No | Complete | 2013-01-07 | 2013-07-18 | 2013-07-24 | 2013-07-24
SRP16061 | SREC Solar | MATIKA |  | 8.175 | 0 | Residential | 1 | LAKEWOOD | 8701 | 18 | SOLAR ENERGY WORLD-W | JCP&L | No | Complete | 2013-01-14 | 2013-07-22 | 2013-07-25 | 2013-07-25
SRP16063 | SREC Solar | NATHAN |  | 1.68 | 0 | Residential | 0 | MANALAPAN | 7726 | 17 | GEOSCAPE SOLAR | JCP&L | No | Complete | 2013-01-14 | 2013-09-12 | 2013-10-07 | 2013-10-07
SRP16064 | SREC Solar | HARMENING |  | 7.72 | 0 | Residential | 1 | BORDENTOWN | 8505 | 13 | 4 BESTSOLAR | PSE&G BPU | No | Complete | 2013-01-14 | 2013-03-19 | 2013-04-01 | 2013-04-01
SRP16065 | SREC Solar | MCDANIEL | TOMS RIVER VOL. FIRE COMPANY 1 | 16.17 | 0 | Commercial | 1 | TOMS RIVER | 8753 | 18 | CORBIN SOLAR SOLUTIONS, LLC | JCP&L | No | Complete | 2013-01-14 | 2013-03-12 | 2013-03-28 | 2013-03-28
SRP16066 | SREC Solar | MEURER | MEURER DEVELOPMENT, LLC | 2.6 | 0 | Commercial | 0 | MANAHAWKIN | 8050 | 18 | GREEN POWER ENERGY LLC | AC Electric | No | Complete | 2013-01-14 | 2013-10-14 | 2013-10-16 | 2013-10-16
SRP16069 | SREC Solar | ASTLE |  | 7.595 | 0 | Residential | 1 | GALLOWAY | 8205 | 19 | ALLSEASON CONSTRUCTION | AC Electric | No | Complete | 2013-01-14 | 2013-05-14 | 2013-05-23 | 2013-05-23
SRP16070 | SREC Solar | HUMINSKI |  | 5.635 | 0 | Residential | 1 | LEHT | 8087 | 18 | ALLSEASON CONSTRUCTION | AC Electric | No | Complete | 2013-01-14 | 2013-03-29 | 2013-04-16 | 2013-04-16
SRP16071 | SREC Solar | LEAHY |  | 8.575 | 0 | Residential | 1 | LEHT | 8087 | 18 | ALLSEASON CONSTRUCTION | AC Electric | No | Complete | 2013-01-14 | 2013-10-10 | 2013-10-15 | 2013-10-15
SRP16072 | SREC Solar | FISHER |  | 8.575 | 0 | Residential | 1 | WHITING | 7719 | 17 | ALLSEASON CONSTRUCTION | JCP&L | No | Complete | 2013-01-14 | 2013-05-14 | 2013-06-05 | 2013-06-05
SRP16073 | SREC Solar | SABATINE |  | 9.31 | 0 | Residential | 1 | EHT | 8234 | 19 | ALLSEASON CONSTRUCTION | AC Electric | No | Complete | 2013-01-14 | 2013-07-03 | 2013-07-10 | 2013-07-10
SRP16074 | SREC Solar | DAVIS |  | 11.76 | 0 | Residential | 1 | MANAHAWKIN | 8008 | 18 | ALLSEASON CONSTRUCTION | AC Electric | No | Complete | 2013-01-14 | 2013-06-26 | 2013-06-28 | 2013-06-28
SRP16075 | SREC Solar | PERALTA-RODRIGUEZ |  | 11.52 | 0 | Residential | 1 | EHT | 8234 | 19 | ALLSEASON CONSTRUCTION | AC Electric | No | Complete | 2013-01-14 | 2013-10-10 | 2013-10-15 | 2013-10-15
SRP16076 | SREC Solar | FEENEY |  | 6.37 | 0 | Residential | 1 | MANAHAWKIN | 8052 | 13 | ALLSEASON CONSTRUCTION | AC Electric | No | Complete | 2013-01-14 | 2013-06-12 | 2013-06-17 | 2013-06-17
SRP16078 | SREC Solar | MORALES |  | 1.175 | 0 | Residential | 1 | WEST ORANGE | 7052 | 9 | VIVINT SOLAR | PSE&G BPU | No | Complete | 2013-01-14 | 2013-11-12 | 2013-12-02 | 2013-12-02
SRP16080 | SREC Solar | OJEDA |  | 4.165 | 0 | Residential | 1 | LINDEN | 7036 | 10 | VIVINT SOLAR | PSE&G BPU | No | Complete | 2013-01-14 | 2013-06-27 | 2013-07-08 | 2013-07-08
SRP16081 | SREC Solar | DIGIESO |  | 3.995 | 0 | Residential | 1 | LINDEN | 7036 | 10 | VIVINT SOLAR | PSE&G BPU | No | Complete | 2013-01-14 | 2013-02-08 | 2014-02-19 | 2014-02-19
SRP16082 | SREC Solar | GEBREYSUS |  | 3.995 | 0 | Residential | 1 | WEST ORANGE | 7052 | 9 | VIVINT SOLAR | PSE&G BPU | No | Complete | 2013-01-14 | 2014-02-07 | 2014-02-24 | 2014-02-24
SRP16083 | SREC Solar | NICOLLS |  | 3.995 | 0 | Residential | 1 | PISCATAWAY | 8854 | 11 | VIVINT SOLAR | PSE&G BPU | No | Complete | 2013-01-14 | 2013-09-04 | 2013-09-10 | 2013-09-10
SRP16084 | SREC Solar | BILBAO LA VIEJA |  | 7.05 | 0 | Residential | 1 | PARSIPPANY | 7054 | 3 | VIVINT SOLAR | JCP&L | No | Complete | 2013-01-14 | 2013-05-13 | 2013-05-17 | 2013-05-17
SRP16085 | SREC Solar | REED |  | 11 | 0 | Residential | 1 | TENAFLY | 7670 | 7 | GEOSCAPE SOLAR, LLC | PSE&G BPU | No | Complete | 2013-01-14 | 2013-06-12 | 2013-07-24 | 2013-07-24
SRP16086 | SREC Solar | MURDOCK |  | 4.165 | 0 | Residential | 1 | SADDLE BROOK | 7663 | 7 | VIVINT SOLAR | PSE&G BPU | No | Complete | 2013-01-14 | 2013-04-22 | 2013-05-03 | 2013-05-03
SRP16087 | SREC Solar | TANG |  | 7.75 | 0 | Residential | 0 | EDISON | 8820 | 11 | BLUE SKY TECHNOLOGIES USA | PSE&G BPU | No | Complete | 2013-01-14 | 2013-06-19 | 2013-07-16 | 2013-07-16
SRP16088 | SREC Solar | DIGIUSEPPANTONIO |  | 4.9 | 0 | Residential | 1 | BELMAR | 7719 | 17 | SUNGEVITY, INC. | JCP&L | No | Complete | 2013-01-14 | 2013-04-24 | 2013-05-08 | 2013-05-08
SRP16089 | SREC Solar | MCPHATTER |  | 6.37 | 0 | Residential | 1 | TEANECK | 7666 | 7 | VIVINT SOLAR | PSE&G BPU | No | Complete | 2013-01-14 | 2013-06-14 | 2013-06-24 | 2013-06-24
SRP16090 | SREC Solar | POLYAKOV |  | 5.875 | 0 | Residential | 1 | FAIR LAWN | 7410 | 7 | VIVINT SOLAR | PSE&G BPU | No | Complete | 2013-01-14 | 2013-04-22 | 2013-05-03 | 2013-05-03
SRP16092 | SREC Solar | FELIX |  | 7.285 | 0 | Residential | 1 | SOMERSET | 8873 | 5 | VIVINT SOLAR | PSE&G BPU | No | Complete | 2013-01-14 | 2013-04-22 | 2013-05-13 | 2013-05-13
SRP16093 | SREC Solar | PLESS |  | 6.96 | 0 | Residential | 1 | SWEDESBORO | 8085 | 15 | SOLARCITY CORPORATION | AC Electric | No | Complete | 2013-01-14 | 2013-05-01 | 2013-05-16 | 2013-05-16
SRP16095 | SREC Solar | RAMCHARRAN |  | 4.32 | 0 | Residential | 1 | BLOOMFIELD | 7003 | 9 | SOLARCITY CORPORATION | PSE&G BPU | No | Complete | 2013-01-14 | 2013-04-22 | 2013-05-01 | 2013-05-01
SRP16096 | SREC Solar | HUIZING |  | 4.935 | 0 | Residential | 1 | FAIR LAWN | 7410 | 7 | VIVINT SOLAR | PSE&G BPU | No | Complete | 2013-01-14 | 2013-04-24 | 2013-07-09 | 2013-07-09
SRP16097 | SREC Solar | BROWN |  | 8.33 | 0 | Residential | 1 | PARLIN | 8859 | 11 | EZNERGY LLC | JCP&L | No | Complete | 2013-01-14 | 2014-01-10 | 2014-01-23 | 2014-01-23
SRP16098 | SREC Solar | MONTALVO |  | 6.125 | 0 | Residential | 1 | WILLINGBORO | 8046 | 13 | EZNERGY LLC | PSE&G BPU | No | Complete | 2013-01-14 | 2013-12-17 | 2014-01-06 | 2014-01-06
SRP16099 | SREC Solar | MCGARRIGLE |  | 11 | 0 | Residential | 1 | TOMS RIVER | 8753 | 18 | TRINITY HEATING AND AIR | JCP&L | No | Complete | 2013-01-14 | 2013-03-27 | 2013-04-30 | 2013-04-30
SRP16100 | SREC Solar | SALEEM |  | 4.165 | 0 | Residential | 1 | PISCATAWAY | 8854 | 11 | VIVINT SOLAR | PSE&G BPU | No | Complete | 2013-01-14 | 2013-05-28 | 2013-06-03 | 2013-06-03
SRP16101 | SREC Solar | SCHIAVONE |  | 18.25 | 0 | Residential | 1 | CHESTERFIELD | 8515 | 13 | TRINITY HEATING AND AIR | PSE&G BPU | No | Complete | 2013-01-14 | 2013-05-29 | 2013-06-04 | 2013-06-04
SRP16102 | SREC Solar | SHIFCHIK |  | 6.37 | 0 | Residential | 1 | FAIR LAWN | 7410 | 7 | VIVINT SOLAR | PSE&G BPU | No | Complete | 2013-01-14 | 2013-05-20 | 2013-05-28 | 2013-05-28
SRP16103 | SREC Solar | IMPARATO |  | 3.525 | 0 | Residential | 1 | BELLEVILLE | 7109 | 9 | VIVINT SOLAR | PSE&G BPU | No | Complete | 2013-01-14 | 2013-05-28 | 2013-06-03 | 2013-06-03
SRP16104 | SREC Solar | SIMONELLI |  | 3.92 | 0 | Residential | 1 | PARSIPPANY | 7054 | 3 | VIVINT SOLAR | JCP&L | No | Complete | 2013-01-14 | 2013-03-27 | 2013-04-23 | 2013-04-23
SRP16105 | SREC Solar | HEYMAN |  | 2.94 | 0 | Residential | 1 | CLIFTON | 7012 | 6 | VIVINT SOLAR | PSE&G BPU | No | Complete | 2013-01-14 | 2013-05-28 | 2013-06-03 | 2013-06-03
SRP16107 | SREC Solar | PRIMUS |  | 6.11 | 0 | Residential | 1 | LITTLE FERRY | 7643 | 7 | VIVINT SOLAR | PSE&G BPU | No | Complete | 2013-01-14 | 2013-07-25 | 2013-08-01 | 2013-08-01
SRP16108 | SREC Solar | MENZO |  | 6.58 | 0 | Residential | 1 | CLARK | 7066 | 10 | VIVINT SOLAR | PSE&G BPU | No | Complete | 2013-01-14 | 2013-08-19 | 2013-08-23 | 2013-08-23
SRP16109 | SREC Solar | BRANDINE |  | 2.82 | 0 | Residential | 1 | PISCATAWAY | 8854 | 11 | VIVINT SOLAR | PSE&G BPU | No | Complete | 2013-01-14 | 2013-04-24 | 2013-05-09 | 2013-05-09
SRP16110 | SREC Solar | CARBONE |  | 3.43 | 0 | Residential | 1 | KEARNY | 7032 | 8 | VIVINT SOLAR | PSE&G BPU | No | Complete | 2013-01-14 | 2013-05-31 | 2013-06-05 | 2013-06-05
SRP16112 | SREC Solar | VERA |  | 3.675 | 0 | Residential | 1 | FORDS | 8863 | 11 | VIVINT SOLAR | PSE&G BPU | No | Complete | 2013-01-14 | 2013-05-31 | 2013-06-13 | 2013-06-13
SRP16113 | SREC Solar | POLI |  | 5.64 | 0 | Residential | 1 | MAPLEWOOD | 7040 | 9 | VIVINT SOLAR | PSE&G BPU | No | Complete | 2013-01-14 | 2013-07-25 | 2013-08-01 | 2013-08-01
SRP16114 | SREC Solar | CHEN |  | 4.165 | 0 | Residential | 1 | PARSIPPANY | 7054 | 3 | VIVINT SOLAR | JCP&L | No | Complete | 2013-01-14 | 2013-05-13 | 2013-05-17 | 2013-05-17
SRP16116 | SREC Solar | BRYAN JR. |  | 11.25 | 0 | Residential | 1 | BURLINGTON TWP | 8016 | 13 | ASTRUM SOLAR, LLC | PSE&G BPU | No | Complete | 2013-01-14 | 2014-08-06 | 2014-08-12 | 2014-08-12
SRP16117 | SREC Solar | CAPORALE |  | 12 | 0 | Residential | 1 | MARLBORO | 7746 | 17 | ASTRUM SOLAR, LLC | JCP&L | No | Complete | 2013-01-14 | 2013-10-29 | 2013-11-08 | 2013-11-08
SRP16118 | SREC Solar | DEPROSSIMO |  | 10.07 | 0 | Residential | 1 | MONROE TWP | 8831 | 11 | ASTRUM SOLAR, LLC | JCP&L | No | Complete | 2013-01-14 | 2014-05-08 | 2014-05-22 | 2014-05-22
SRP16121 | SREC Solar | SEFCIK |  | 7.65 | 0 | Residential | 1 | TENAFLY | 7670 | 7 | AMERGY SOLAR | PSE&G BPU | No | Complete | 2013-01-14 | 2014-01-15 | 2014-01-31 | 2014-01-31
SRP16122 | SREC Solar | ZDZCHOWSKI |  | 4.655 | 0 | Residential | 1 | BAYVILLE | 8721 | 18 | VIVINT SOLAR | JCP&L | No | Complete | 2013-01-14 | 2013-05-02 | 2013-05-15 | 2013-05-15
SRP16123 | SREC Solar | RUIZ |  | 12.753 | 0 | Residential | 0 | TOMS RIVER | 8757 | 18 | GEOPEAK ENERGY LLC | JCP&L | No | Complete | 2013-01-14 | 2013-04-10 | 2013-05-01 | 2013-05-01
SRP16126 | SREC Solar | LEPOIDEVIN |  | 20.75 | 0 | Residential | 1 | TOMS RIVER | 8753 | 18 | TRINITY HEATING AND AIR | JCP&L | No | Complete | 2013-01-14 | 2013-03-27 | 2013-04-30 | 2013-04-30
SRP16127 | SREC Solar | BAEK |  | 4.335 | 0 | Residential | 1 | TENAFLY | 7670 | 7 | AMERGY SOLAR | PSE&G BPU | No | Complete | 2013-01-14 | 2014-01-15 | 2014-03-13 | 2014-03-13
SRP16128 | SREC Solar | PITRE |  | 4.9 | 0 | Residential | 1 | GALLOWAY | 8205 | 19 | ACOS ENERGY, LLC | AC Electric | No | Complete | 2013-01-14 | 2013-09-04 | 2013-09-11 | 2013-09-11
SRP16129 | SREC Solar | BAYCONICH |  | 6.37 | 0 | Residential | 1 | MAYS LANDING | 8330 | 19 | ACOS ENERGY, LLC | AC Electric | No | Complete | 2013-01-14 | 2013-06-21 | 2013-06-25 | 2013-06-25
SRP16130 | SREC Solar | PORETTO |  | 8.575 | 0 | Residential | 1 | MAYS LANDING | 8330 | 19 | ACOS ENERGY, LLC | AC Electric | No | Complete | 2013-01-14 | 2013-05-31 | 2013-06-10 | 2013-06-10
SRP16131 | SREC Solar | RAO |  | 7.05 | 0 | Residential | 1 | OLD BRIDGE | 8857 | 11 | VIVINT SOLAR | JCP&L | No | Complete | 2013-01-14 | 2013-03-06 | 2013-03-18 | 2013-03-18
SRP16132 | SREC Solar | DAVENPORT |  | 13.23 | 0 | Residential | 1 | EHT | 8234 | 19 | ACOS ENERGY, LLC | AC Electric | No | Complete | 2013-01-14 | 2013-11-08 | 2013-11-15 | 2013-11-15
SRP16134 | SREC Solar | HOWARD |  | 15 | 0 | Residential | 0 | MANALAPAN | 7726 | 17 | TRINITY HEATING AND AIR | JCP&L | No | Complete | 2013-01-14 | 2013-03-15 | 2013-04-05 | 2013-04-05
SRP16135 | SREC Solar | GUERRA |  | 1.88 | 0 | Residential | 1 | SADDLE BROOK | 7663 | 7 | VIVINT SOLAR | PSE&G BPU | No | Complete | 2013-01-14 | 2013-04-30 | 2013-05-15 | 2013-05-15
SRP16136 | SREC Solar | QIAN |  | 3.675 | 0 | Residential | 1 | BELLE MEAD | 8502 | 5 | ASTON SOLAR | PSE&G BPU | No | Complete | 2013-01-14 | 2013-06-21 | 2013-06-25 | 2013-06-25
SRP16137 | SREC Solar | HUTCHINSON |  | 6.12 | 0 | Residential | 1 | SOUTHAMPTON | 8088 | 13 | AMPED ON SOLAR | JCP&L | No | Complete | 2013-01-14 | 2013-04-12 | 2013-05-02 | 2013-05-02
SRP16138 | SREC Solar | GARCIA |  | 11.22 | 0 | Residential | 1 | MONROE TWP | 8831 | 11 | AMPED ON SOLAR | JCP&L | No | Complete | 2013-01-14 | 2013-04-12 | 2013-05-02 | 2013-05-02
SRP16139 | SREC Solar | POISSONNIER |  | 6.24 | 0 | Residential | 1 | TRENTON | 8619 | 12 | 4 BESTSOLAR | PSE&G BPU | No | Complete | 2013-01-14 | 2013-06-26 | 2013-06-28 | 2013-06-28
SRP16140 | SREC Solar | PEPINO |  | 10.78 | 0 | Residential | 1 | RUNNEMEDE | 8078 | 14 | ALLSEASON CONSTRUCTION | PSE&G BPU | No | Complete | 2013-01-14 | 2013-10-02 | 2013-10-10 | 2013-10-10
SRP16141 | SREC Solar | ANDERSON |  | 6.615 | 0 | Residential | 1 | LEHT | 8087 | 18 | ALLSEASON CONSTRUCTION | AC Electric | No | Complete | 2013-01-14 | 2013-07-03 | 2013-07-10 | 2013-07-10
SRP16142 | SREC Solar | STEUP |  | 11.76 | 0 | Residential | 1 | BARNEGAT | 8005 | 18 | ALLSEASON CONSTRUCTION | JCP&L | No | Complete | 2013-01-14 | 2013-04-30 | 2013-05-14 | 2013-05-14
SRP16143 | SREC Solar | MORONSKI |  | 5.39 | 0 | Residential | 1 | LEHT | 8087 | 18 | ALLSEASON CONSTRUCTION | AC Electric | No | Complete | 2013-01-14 | 2013-05-22 | 2013-05-29 | 2013-05-29
SRP16144 | SREC Solar | KADAM |  | 2.4 | 0 | Residential | 0 | E. BRUNSWICK | 8816 | 11 | ENERGIZED SOLAR LLC | JCP&L | No | Complete | 2013-01-14 | 2013-03-13 | 2013-07-22 | 2013-07-22
SRP16146 | SREC Solar | MCCONAUGHY | BRICK FARM MARKET | 31.072 | 0 | Commercial | 0 | HOPEWELL | 8525 | 12 | FUTURE SOLUTIONS CONTRACTING, LLC | PSE&G BPU | No | Complete | 2013-01-14 | 2014-02-19 | 2014-03-05 | 2014-03-05
SRP16150 | SREC Solar | MARTINEZ |  | 2.585 | 0 | Residential | 1 | CLIFTON | 7011 | 6 | VIVINT SOLAR | PSE&G BPU | No | Complete | 2013-01-14 | 2013-03-06 | 2013-03-19 | 2013-03-19
SRP16158 | SREC Solar | MASINO |  | 8.4 | 0 | Residential | 1 | LEHT | 8087 | 18 | ALLSEASON CONSTRUCTION | AC Electric | No | Complete | 2013-01-14 | 2013-05-29 | 2013-06-24 | 2013-06-24
SRP16159 | SREC Solar | LILLISTON | LILLISTON FORD | 173.88 | 0 | Commercial | 0 | VINELAND | 8360 | 20 | BRITE IDEA ENERGY | Vineland Muni Elec | No | Complete | 2013-01-14 | 2013-07-19 | 2013-07-30 | 2013-07-30
SRP16160 | SREC Solar | LILLISTON | LILLISTON FORD | 41.86 | 0 | Commercial | 0 | VINELAND | 8360 | 20 | BRITE IDEA ENERGY | Vineland Muni Elec | No | Complete | 2013-01-14 | 2013-07-19 | 2013-08-15 | 2013-08-15
SRP16163 | SREC Solar | WUNDERLER |  | 6.5 | 0 | Residential | 1 | WARETOWN | 8758 | 18 | ROOF DIAGNOSTICS INC | JCP&L | No | Complete | 2013-01-14 | 2013-07-30 | 2013-08-05 | 2013-08-05
SRP16164 | SREC Solar | ENGEL |  | 3.5 | 0 | Residential | 1 | PALISADES PARK | 7650 | 7 | ROOF DIAGNOSTICS INC | PSE&G BPU | No | Complete | 2013-01-14 | 2013-07-16 | 2013-07-18 | 2013-07-18
SRP16165 | SREC Solar | SUDABHATULA |  | 4.75 | 0 | Residential | 1 | MARLBORO | 7746 | 17 | ROOF DIAGNOSTICS INC | JCP&L | No | Complete | 2013-01-14 | 2013-07-23 | 2013-07-29 | 2013-07-29
SRP16166 | SREC Solar | SAYRE |  | 7 | 0 | Residential | 1 | OCEAN | 7712 | 17 | ROOF DIAGNOSTICS INC | JCP&L | No | Complete | 2013-01-14 | 2013-05-07 | 2013-05-15 | 2013-05-15
SRP16169 | SREC Solar | IYER |  | 5.1 | 0 | Residential | 0 | EAST WINDSOR | 8520 | 12 | TOTAL EXTERIORS | JCP&L | No | Complete | 2013-01-14 | 2013-06-04 | 2013-06-17 | 2013-06-17
SRP16171 | SREC Solar | PRABHU |  | 5.61 | 0 | Residential | 0 | BRIDGEWATER | 8807 | 5 | TOTAL EXTERIORS | PSE&G BPU | No | Complete | 2013-01-14 | 2013-06-18 | 2013-06-24 | 2013-06-24
SRP16173 | SREC Solar | NICHOLS |  | 3.825 | 0 | Residential | 0 | MIDDLESEX | 8846 | 11 | TOTAL EXTERIORS | PSE&G BPU | No | Complete | 2013-01-14 | 2013-06-17 | 2013-07-18 | 2013-07-18
SRP16175 | SREC Solar | WILKUS |  | 6 | 0 | Residential | 1 | HAMILTON TWP | 8620 | 12 | ROOF DIAGNOSTICS INC | PSE&G BPU | No | Complete | 2013-01-14 | 2013-06-28 | 2013-07-08 | 2013-07-08
SRP16176 | SREC Solar | REDDY |  | 4.578 | 0 | Residential | 1 | BARNEGAT | 8005 | 18 | ROOF DIAGNOSTICS INC | JCP&L | No | Complete | 2013-01-14 | 2013-07-17 | 2013-07-22 | 2013-07-22
SRP16179 | SREC Solar | VOLKOV |  | 5.1 | 0 | Residential | 0 | EAST BRUNSWICK | 8816 | 11 | TOTAL EXTERIORS | PSE&G BPU | No | Complete | 2013-01-14 | 2014-01-16 | 2014-01-31 | 2014-01-31
SRP16181 | SREC Solar | TSE |  | 5.1 | 0 | Residential | 0 | DENVILLE | 7834 | 3 | TOTAL EXTERIORS | JCP&L | No | Complete | 2013-01-14 | 2013-06-14 | 2013-07-16 | 2013-07-16
SRP16182 | SREC Solar | KOUYOUMDJIAN |  | 3.995 | 0 | Residential | 1 | CLIFTON | 7013 | 6 | VIVINT SOLAR | PSE&G BPU | No | Complete | 2013-01-14 | 2013-02-07 | 2013-02-26 | 2013-02-26
SRP16183 | SREC Solar | SAFONTE |  | 4.9 | 0 | Residential | 1 | NUTLEY | 7110 | 9 | VIVINT SOLAR | PSE&G BPU | No | Complete | 2013-01-14 | 2013-04-12 | 2013-05-02 | 2013-05-02
SRP16184 | SREC Solar | DIAMANTINO |  | 4.935 | 0 | Residential | 1 | UNION | 7083 | 10 | VIVINT SOLAR | PSE&G BPU | No | Complete | 2013-01-14 | 2013-04-25 | 2013-05-09 | 2013-05-09
SRP16185 | SREC Solar | SCHILLING |  | 2.94 | 0 | Residential | 1 | LODI | 7644 | 7 | VIVINT SOLAR | PSE&G BPU | No | Complete | 2013-01-14 | 2013-04-30 | 2013-05-13 | 2013-05-13
SRP16186 | SREC Solar | BALDINO |  | 7.99 | 0 | Residential | 1 | LODI | 7644 | 7 | VIVINT SOLAR | PSE&G BPU | No | Complete | 2013-01-14 | 2013-02-19 | 2013-03-07 | 2013-03-07
SRP16187 | SREC Solar | BABATUNDE |  | 4.41 | 0 | Residential | 1 | LINDEN | 7036 | 10 | VIVINT SOLAR | PSE&G BPU | No | Complete | 2013-01-14 | 2013-04-22 | 2013-05-03 | 2013-05-03
SRP16189 | SREC Solar | REGEV |  | 7.84 | 0 | Residential | 1 | FAIRLAWN | 7410 | 7 | VIVINT SOLAR | PSE&G BPU | No | Complete | 2013-01-14 | 2013-07-18 | 2013-07-24 | 2013-07-24
SRP16191 | SREC Solar | RIVERA |  | 12.96 | 0 | Residential | 1 | DEPTFORD TWP | 8096 | 15 | SOLARCITY CORPORATION | PSE&G BPU | No | Complete | 2013-01-14 | 2013-09-09 | 2013-09-17 | 2013-09-17
SRP16192 | SREC Solar | PATRAWALA |  | 3.36 | 0 | Residential | 1 | BERGENFIELD | 7621 | 7 | SOLARCITY CORPORATION | PSE&G BPU | No | Complete | 2013-01-14 | 2013-05-16 | 2013-05-23 | 2013-05-23
SRP16196 | SREC Solar | BRUSCHI |  | 10.29 | 0 | Residential | 1 | MANAHAWKIN | 8050 | 18 | ALLSEASON CONSTRUCTION | AC Electric | No | Complete | 2013-01-14 | 2013-11-20 | 2013-11-26 | 2013-11-26
SRP16198 | SREC Solar | KNOELLER |  | 20.335 | 0 | Residential | 1 | FORKED RIVER | 8080 | 15 | ALLSEASON CONSTRUCTION | JCP&L | No | Complete | 2013-01-14 | 2013-07-22 | 2013-07-29 | 2013-07-29
SRP16199 | SREC Solar | NAGEL |  | 5.39 | 0 | Residential | 1 | GALLOWAY | 8205 | 19 | ALLSEASON CONSTRUCTION | AC Electric | No | Complete | 2013-01-14 | 2013-09-25 | 2013-10-01 | 2013-10-01
SRP16200 | SREC Solar | BATTAGLIA |  | 7.2 | 0 | Residential | 1 | GALLOWAY | 8205 | 19 | ALLSEASON CONSTRUCTION | AC Electric | No | Complete | 2013-01-14 | 2013-06-18 | 2013-06-25 | 2013-06-25
SRP16201 | SREC Solar | BARONE |  | 13.72 | 0 | Residential | 1 | GALLOWAY | 8205 | 19 | ALLSEASON CONSTRUCTION | AC Electric | No | Complete | 2013-01-14 | 2013-06-06 | 2013-06-13 | 2013-06-13
SRP16202 | SREC Solar | BARTUCCI |  | 3.6 | 0 | Residential | 1 | LEHT | 8087 | 18 | ALLSEASON CONSTRUCTION | AC Electric | No | Complete | 2013-01-14 | 2013-04-24 | 2013-05-08 | 2013-05-08
SRP16203 | SREC Solar | KNUDSEN |  | 10.045 | 0 | Residential | 1 | EHT | 8234 | 19 | ALLSEASON CONSTRUCTION | AC Electric | No | Complete | 2013-01-14 | 2013-05-22 | 2013-05-30 | 2013-05-30
SRP16205 | SREC Solar | WARRINGTON |  | 7.68 | 0 | Residential | 1 | BEESLEYS POINT | 8223 | 21 | ALLSEASON CONSTRUCTION | AC Electric | No | Complete | 2013-01-14 | 2013-06-06 | 2013-06-12 | 2013-06-12
SRP16206 | SREC Solar | MAURIZI |  | 6.37 | 0 | Residential | 1 | GALLOWAY | 8205 | 19 | ALLSEASON CONSTRUCTION | AC Electric | No | Complete | 2013-01-14 | 2013-05-14 | 2013-05-23 | 2013-05-23
SRP16207 | SREC Solar | MILLER |  | 5.88 | 0 | Residential | 1 | GALLOWAY | 8205 | 19 | ALLSEASON CONSTRUCTION | AC Electric | No | Complete | 2013-01-14 | 2013-06-06 | 2013-06-12 | 2013-06-12
SRP16208 | SREC Solar | ESKDALE |  | 11.52 | 0 | Residential | 1 | BRICK | 8723 | 18 | ALLSEASON CONSTRUCTION | JCP&L | No | Complete | 2013-01-14 | 2013-10-02 | 2013-10-10 | 2013-10-10
SRP16209 | SREC Solar | FALDUTO |  | 7.105 | 0 | Residential | 1 | LEHT | 8087 | 18 | ALLSEASON CONSTRUCTION | AC Electric | No | Complete | 2013-01-14 | 2013-06-26 | 2013-06-28 | 2013-06-28
SRP16211 | SREC Solar | KEYES |  | 5.52 | 0 | Residential | 1 | GALLOWAY | 8205 | 19 | ALLSEASON CONSTRUCTION | AC Electric | No | Complete | 2013-01-14 | 2013-06-12 | 2013-06-18 | 2013-06-18
SRP16212 | SREC Solar | LEITER |  | 3.84 | 0 | Residential | 1 | LEHT | 8087 | 18 | ALLSEASON CONSTRUCTION | AC Electric | No | Complete | 2013-01-14 | 2013-04-12 | 2013-04-26 | 2013-04-26
SRP16213 | SREC Solar | GORELIK |  | 8.502 | 0 | Residential | 0 | WESTFIELD | 7090 | 10 | GEOPEAK ENERGY LLC | PSE&G BPU | No | Complete | 2013-01-14 | 2013-03-26 | 2013-04-02 | 2013-04-02
SRP16214 | SREC Solar | GILSON |  | 7.35 | 0 | Residential | 1 | SPRING LAKE HTS | 7762 | 17 | RELIABLE POWER SERVICES, INC. | JCP&L | No | Complete | 2013-01-14 | 2013-05-23 | 2013-05-31 | 2013-05-31
SRP16215 | SREC Solar | FAUNT |  | 6.86 | 0 | Residential | 1 | DEL HAVEN | 8251 | 21 | ALTERIS RENEWABLES DBA RGS ENERGY | AC Electric | No | Complete | 2013-01-14 | 2014-01-23 | 2014-01-30 | 2014-01-30
SRP16218 | SREC Solar | CARUSO |  | 8.88 | 0 | Residential | 1 | HIGHLANDS | 7732 | 17 | SOLAR SYSTEMS LEASING LLC | JCP&L | No | Complete | 2013-01-14 | 2014-04-07 | 2014-04-18 | 2014-04-18
SRP16219 | SREC Solar | DEVINE |  | 3.12 | 0 | Residential | 1 | HIGHLANDS | 7731 | 17 | SOLAR SYSTEMS LEASING LLC | JCP&L | No | Complete | 2013-01-14 | 2014-04-07 | 2014-04-18 | 2014-04-18
SRP16224 | SREC Solar | MEYER |  | 1.4 | 0 | Residential | 0 | FLEMINGTON | 8822 | 4 | VARA NRG LLC | JCP&L | No | Complete | 2013-01-14 | 2013-03-05 | 2013-03-18 | 2013-03-18
SRP16225 | SREC Solar | VALENTI |  | 3.5 | 0 | Residential | 1 | POINT PLEASANT | 8742 | 18 | ASTRUM SOLAR, LLC | JCP&L | No | Complete | 2013-01-14 | 2014-01-27 | 2014-02-17 | 2014-02-17
SRP16227 | SREC Solar | VALENTI |  | 6.25 | 0 | Residential | 1 | POINT PLEASANT | 8742 | 18 | ASTRUM SOLAR, LLC | JCP&L | No | Complete | 2013-01-21 | 2013-06-25 | 2013-06-27 | 2013-06-27
SRP16228 | SREC Solar | LAVENIA | TOWNSHIP OF MAPLE SHADE | 28.8 | 0 | Residential | 0 | MAPLE SHADE | 8052 | 13 | H2 CONTRACTING LLC | PSE&G BPU | No | Complete | 2013-01-14 | 2013-04-10 | 2013-05-01 | 2013-05-01
SRP16230 | SREC Solar | KOTCHERLAKOTA |  | 8.4 | 0 | Residential | 1 | PRINCETON | 8540 | 12 | SOLARCITY CORPORATION | PSE&G BPU | No | Complete | 2013-01-21 | 2013-07-09 | 2013-07-12 | 2013-07-12
SRP16232 | SREC Solar | WYCKOFF |  | 9 | 0 | Residential | 0 | HOWELL | 7731 | 17 | TRINITY HEATING AND AIR | JCP&L | No | Complete | 2013-01-21 | 2013-09-18 | 2013-10-07 | 2013-10-07
SRP16233 | SREC Solar | MIN |  | 10.81 | 0 | Residential | 1 | ENGLEWOOD CLIFFS | 7632 | 7 | POWER SOLAR LLC | PSE&G BPU | No | Complete | 2013-01-21 | 2013-07-08 | 2013-07-10 | 2013-07-10
SRP16234 | SREC Solar | HOLDEN |  | 7.44 | 0 | Residential | 1 | WOODBINE | 8270 | 21 | SOLARCITY CORPORATION | AC Electric | No | Complete | 2013-01-21 | 2013-07-09 | 2013-07-12 | 2013-07-12
SRP16235 | SREC Solar | RYDER |  | 7 | 0 | Residential | 1 | EDGEWATER PARK | 8010 | 13 | TRINITY HEATING AND AIR | PSE&G BPU | No | Complete | 2013-01-21 | 2013-06-04 | 2013-06-14 | 2013-06-14
SRP16236 | SREC Solar | PAPA |  | 4.165 | 0 | Residential | 1 | BERKELEY TWP | 8757 | 18 | SOLARCITY CORPORATION | JCP&L | No | Complete | 2013-01-21 | 2013-08-27 | 2013-09-06 | 2013-09-06
SRP16238 | SREC Solar | LOWENSTEIN |  | 23.78 | 0 | Residential | 0 | HOLMDEL | 7733 | 17 | GREEN APPLE ENERGY SYSTEMS, LLC | JCP&L | No | Complete | 2013-01-21 | 2013-02-22 | 2013-06-12 | 2013-06-12
SRP16239 | SREC Solar | PORTER |  | 9.31 | 0 | Residential | 1 | SICKLERVILLE | 8081 | 14 | ALLSEASON CONSTRUCTION | AC Electric | No | Complete | 2013-01-21 | 2013-08-16 | 2013-08-20 | 2013-08-20
SRP16240 | SREC Solar | WOLF |  | 7.35 | 0 | Residential | 1 | GALLOWAY | 8205 | 19 | ALLSEASON CONSTRUCTION | AC Electric | No | Complete | 2013-01-21 | 2013-07-03 | 2013-07-10 | 2013-07-10
SRP16241 | SREC Solar | BARNER |  | 7.2 | 0 | Residential | 1 | MILLVILLE | 8332 | 20 | ALLSEASON CONSTRUCTION | AC Electric | No | Complete | 2013-01-21 | 2013-06-26 | 2013-06-28 | 2013-06-28
SRP16242 | SREC Solar | VAN SEETERS |  | 7.595 | 0 | Residential | 1 | MYSTIC ISLANDS | 8087 | 18 | ALLSEASON CONSTRUCTION | AC Electric | No | Complete | 2013-01-21 | 2013-04-12 | 2013-04-26 | 2013-04-26
SRP16243 | SREC Solar | SCHMID SADWIN |  | 7.92 | 0 | Residential | 1 | CHERRY HILL | 8003 | 14 | SOLARCITY CORPORATION | PSE&G BPU | No | Complete | 2013-01-21 | 2013-07-01 | 2013-07-05 | 2013-07-05
SRP16245 | SREC Solar | KLING |  | 7.92 | 0 | Residential | 1 | TOMS RIVER | 8753 | 18 | ENERGY SOLUTIONS OF NEW JERSEY LLC | JCP&L | No | Complete | 2013-01-21 | 2013-04-12 | 2013-05-02 | 2013-05-02
SRP16248 | SREC Solar | MACRIE |  | 12.005 | 0 | Residential | 1 | CAPE MAY | 8204 | 21 | ACOS ENERGY, LLC | AC Electric | No | Complete | 2013-03-04 | 2013-07-17 | 2013-07-22 | 2013-07-22
SRP16249 | SREC Solar | DIPASQUALE |  | 8.33 | 0 | Residential | 1 | PARSIPPANY | 7054 | 3 | VIVINT SOLAR | JCP&L | No | Complete | 2013-01-21 | 2013-03-28 | 2013-04-16 | 2013-04-16
SRP16250 | SREC Solar | RIVEROS |  | 3.995 | 0 | Residential | 1 | PERTH AMBOY | 8861 | 11 | VIVINT SOLAR | PSE&G BPU | No | Complete | 2013-01-21 | 2014-01-22 | 2014-01-31 | 2014-01-31
SRP16252 | SREC Solar | SILVER |  | 8.085 | 0 | Residential | 1 | MIDDLETOWN | 7748 | 17 | EZNERGY LLC | JCP&L | No | Complete | 2013-01-21 | 2013-04-23 | 2013-05-07 | 2013-05-07
SRP16253 | SREC Solar | FARMER |  | 3.06 | 0 | Residential | 0 | MONMOUTH JCT. | 8852 | 11 | GEOSCAPE SOLAR, LLC | PSE&G BPU | No | Complete | 2013-01-21 | 2013-07-25 | 2013-08-01 | 2013-08-01
SRP16255 | SREC Solar | HIRSCHMAN |  | 9.8 | 0 | Residential | 1 | SOMERSET | 8873 | 5 | ACOS ENERGY, LLC | PSE&G BPU | No | Complete | 2013-01-21 | 2013-12-23 | 2014-01-10 | 2014-01-10
SRP16256 | SREC Solar | DIPAOLA |  | 7.02 | 0 | Residential | 1 | TOMS RIVER | 8757 | 18 | SOLARCITY CORPORATION | JCP&L | No | Complete | 2013-01-21 | 2013-05-14 | 2013-05-22 | 2013-05-22
SRP16257 | SREC Solar | COPPOLA |  | 11.28 | 0 | Residential | 1 | ALLENWOOD | 8720 | 17 | SOLARCITY CORPORATION | JCP&L | No | Complete | 2013-01-21 | 2013-06-26 | 2013-06-28 | 2013-06-28
SRP16259 | SREC Solar | LESHNOWER |  | 4.9 | 0 | Residential | 1 | WOODBRIDGE TWP | 8830 | 11 | SOLARCITY CORPORATION | PSE&G BPU | No | Complete | 2013-01-21 | 2013-05-21 | 2013-05-28 | 2013-05-28
SRP16260 | SREC Solar | SPIRGEL |  | 5.635 | 0 | Residential | 1 | CHERRY HILL TWP | 8003 | 14 | SOLARCITY CORPORATION | PSE&G BPU | No | Complete | 2013-01-21 | 2013-08-07 | 2013-08-12 | 2013-08-12
SRP16261 | SREC Solar | TOSCANO |  | 11 | 0 | Residential | 1 | CLARKSBORO | 8020 | 15 | TRINITY HEATING AND AIR | AC Electric | No | Complete | 2013-01-21 | 2013-03-07 | 2013-03-20 | 2013-03-20
SRP16262 | SREC Solar | DUVIN |  | 4.75 | 0 | Residential | 1 | TRENTON | 8690 | 12 | TRINITY HEATING AND AIR | PSE&G BPU | No | Complete | 2013-01-21 | 2013-02-19 | 2013-03-12 | 2013-03-12
SRP16263 | SREC Solar | BAKER |  | 0.98 | 0 | Residential | 1 | SADDLE BROOK | 7663 | 7 | VIVINT SOLAR | PSE&G BPU | No | Complete | 2013-01-21 | 2013-04-24 | 2013-05-09 | 2013-05-09
SRP16266 | SREC Solar | COHEN |  | 7.35 | 0 | Residential | 1 | HAWTHORNE | 7806 | 3 | VIVINT SOLAR | PSE&G BPU | No | Complete | 2013-01-21 | 2013-12-26 | 2014-01-24 | 2014-01-24
SRP16267 | SREC Solar | JOB |  | 5.5 | 0 | Residential | 1 | DUMONT | 7628 | 7 | SOLARCITY CORPORATION | PSE&G BPU | No | Complete | 2013-01-21 | 2013-06-04 | 2013-06-17 | 2013-06-17
SRP16268 | SREC Solar | NELSON |  | 2.88 | 0 | Residential | 1 | HACKENSACK | 7601 | 7 | SOLARCITY CORPORATION | PSE&G BPU | No | Complete | 2013-01-21 | 2013-06-06 | 2013-06-13 | 2013-06-13
SRP16269 | SREC Solar | MENARD |  | 7.35 | 0 | Residential | 1 | BOONTON TWP | 7005 | 3 | SOLARCITY CORPORATION | JCP&L | No | Complete | 2013-01-21 | 2013-04-08 | 2013-07-24 | 2013-07-24
SRP16270 | SREC Solar | BUONOMO |  | 5.04 | 0 | Residential | 1 | WOODBRIDGE TWP | 7064 | 11 | SOLARCITY CORPORATION | PSE&G BPU | No | Complete | 2013-01-21 | 2013-05-03 | 2013-05-13 | 2013-05-13
SRP16271 | SREC Solar | MENARD |  | 7.35 | 0 | Residential | 1 | BOONTON | 7005 | 3 | SOLARCITY CORPORATION | JCP&L | No | Complete | 2013-01-21 | 2013-04-29 | 2013-05-07 | 2013-05-07
SRP16272 | SREC Solar | SASSO |  | 9.945 | 0 | Residential | 1 | TOMS RIVER | 8753 | 18 | VERENGO SOLAR | JCP&L | No | Complete | 2013-01-21 | 2013-11-04 | 2013-11-08 | 2013-11-08
SRP16273 | SREC Solar | MISKOWSKY |  | 3.76 | 0 | Residential | 1 | CLIFTON | 7012 | 6 | VIVINT SOLAR | PSE&G BPU | No | Complete | 2013-01-21 | 2013-04-22 | 2013-05-09 | 2013-05-09
SRP16274 | SREC Solar | QUINDE |  | 6.11 | 0 | Residential | 1 | HILLSIDE | 7205 | 10 | VIVINT SOLAR | PSE&G BPU | No | Complete | 2013-01-21 | 2013-06-14 | 2013-06-24 | 2013-06-24
SRP16276 | SREC Solar | MCCOY |  | 7.92 | 0 | Residential | 1 | GLASSBORO | 8028 | 15 | SOLARCITY CORPORATION | AC Electric | No | Complete | 2013-01-21 | 2013-05-24 | 2013-06-10 | 2013-06-10
SRP16278 | SREC Solar | DELGADO |  | 6.24 | 0 | Residential | 1 | SICKLERVILLE | 8081 | 14 | SOLARCITY CORPORATION | AC Electric | No | Complete | 2013-01-21 | 2013-06-28 | 2013-07-30 | 2013-07-30
SRP16280 | SREC Solar | MAZZARISI |  | 8.575 | 0 | Residential | 1 | BRICK | 8723 | 18 | EZNERGY LLC | JCP&L | No | Complete | 2013-01-21 | 2014-01-17 | 2014-01-29 | 2014-01-29
SRP16281 | SREC Solar | AGNEW | BOE OF QUINTON TOWNSHIP | 59.28 | 0 | Commercial | 1 | QUINTON | 8072 | 16 | GEORGE SPARKS, INC | AC Electric | No | Complete | 2013-01-21 | 2013-02-05 | 2013-03-05 | 2013-03-05
SRP16282 | SREC Solar | ZENA |  | 4.9 | 0 | Residential | 1 | TOMS TIVER | 8757 | 18 | EZNERGY LLC | JCP&L | No | Complete | 2013-01-21 | 2013-12-11 | 2013-12-20 | 2013-12-20
SRP16283 | SREC Solar | LAWRENCE |  | 5.886 | 0 | Residential | 1 | MYSTIC ISLANDS | 8087 | 18 | ROOF DIAGNOSTICS INC | AC Electric | No | Complete | 2013-01-21 | 2013-07-17 | 2013-07-23 | 2013-07-23
SRP16284 | SREC Solar | KHASHANAH |  | 6.54 | 0 | Residential | 1 | OAK RIDGE | 7438 | 6 | ROOF DIAGNOSTICS INC | JCP&L | No | Complete | 2013-01-21 | 2013-07-24 | 2013-08-01 | 2013-08-01
SRP16285 | SREC Solar | YONEZUKA |  | 7.848 | 0 | Residential | 1 | W. LONG BRANCH | 7764 | 17 | ROOF DIAGNOSTICS INC | JCP&L | No | Complete | 2013-01-21 | 2013-07-17 | 2013-08-21 | 2013-08-21
SRP16286 | SREC Solar | RIEFLER |  | 9.156 | 0 | Residential | 1 | HACKETTSTOWN | 7840 | 2 | ROOF DIAGNOSTICS INC | JCP&L | No | Complete | 2013-01-21 | 2013-07-17 | 2013-07-23 | 2013-07-23
SRP16287 | SREC Solar | COCHRAN |  | 11.772 | 0 | Residential | 1 | BROWNS MILLS | 8015 | 13 | OC ELECTRIC LLC | JCP&L | No | Complete | 2013-01-21 | 2013-07-24 | 2013-07-30 | 2013-07-30
SRP16288 | SREC Solar | SYKORA | ERCO CEILINGS | 39.48 | 0 | Commercial | 1 | GLASSBORO | 8028 | 15 | REC SOLAR INC | AC Electric | No | Complete | 2013-01-21 | 2014-02-19 | 2014-03-05 | 2014-03-05
SRP16289 | SREC Solar | SYKORA | ERCO CEILINGS | 26.32 | 0 | Commercial | 1 | GLASSBORO | 8028 | 15 | REC SOLAR INC | AC Electric | No | Complete | 2013-01-21 | 2014-02-19 | 2014-03-03 | 2014-03-03
SRP16292 | SREC Solar | DEKIS |  | 10.34 | 0 | Residential | 0 | HAMILTON | 8619 | 12 | SELF INSTALL | PSE&G BPU | No | Complete | 2013-01-21 | 2014-02-19 | 2014-03-06 | 2014-03-06
SRP16293 | SREC Solar | LEWKOWITZ | RSL INC. | 24.44 | 0 | Commercial | 1 | EHT | 8234 | 19 | REC SOLAR INC | AC Electric | No | Complete | 2013-01-21 | 2014-07-22 | 2014-07-28 | 2014-07-28
SRP16294 | SREC Solar | LEWKOWITZ | RSL INC. | 16.92 | 0 | Commercial | 1 | EHT | 8234 | 19 | REC SOLAR INC | AC Electric | No | Complete | 2013-01-21 | 2014-07-22 | 2014-09-02 | 2014-09-02
SRP16295 | SREC Solar | LEWKOWITZ | RSL INC. | 35.485 | 0 | Commercial | 1 | EHT | 8234 | 19 | REC SOLAR INC | AC Electric | No | Complete | 2013-01-21 | 2014-07-22 | 2014-08-26 | 2014-08-26
SRP16296 | SREC Solar | LEWKOWITZ | RSL INC. | 56.87 | 0 | Commercial | 1 | EHT | 8234 | 19 | REC SOLAR INC | AC Electric | No | Complete | 2013-01-21 | 2014-07-22 | 2014-08-05 | 2014-08-05
SRP16297 | SREC Solar | LISSER |  | 3.525 | 0 | Residential | 1 | LINDEN | 7036 | 10 | VIVINT SOLAR | PSE&G BPU | No | Complete | 2013-01-21 | 2013-10-24 | 2013-11-26 | 2013-11-26
SRP16298 | SREC Solar | MALKO |  | 6.37 | 0 | Residential | 1 | CLARK | 7066 | 10 | VIVINT SOLAR | PSE&G BPU | No | Complete | 2013-01-21 | 2013-11-12 | 2013-12-02 | 2013-12-02
SRP16299 | SREC Solar | ROSADO |  | 9.4 | 0 | Residential | 1 | WEST ORANGE | 7052 | 9 | VIVINT SOLAR | PSE&G BPU | No | Complete | 2013-01-21 | 2014-02-07 | 2014-02-24 | 2014-02-24
SRP16300 | SREC Solar | RAMOS |  | 7.35 | 0 | Residential | 1 | PERTH AMBOY | 8861 | 11 | VIVINT SOLAR | PSE&G BPU | No | Complete | 2013-01-21 | 2013-04-24 | 2013-05-09 | 2013-05-09
SRP16302 | SREC Solar | CARMELLO |  | 4.655 | 0 | Residential | 1 | CLARK | 7066 | 10 | VIVINT SOLAR | PSE&G BPU | No | Complete | 2013-01-21 | 2013-04-12 | 2013-05-02 | 2013-05-02
SRP16303 | SREC Solar | HARRIS |  | 5.76 | 0 | Residential | 1 | PASSAIC | 7055 | 6 | SOLARCITY CORPORATION | PSE&G BPU | No | Complete | 2013-01-21 | 2013-08-14 | 2013-08-16 | 2013-08-16
SRP16304 | SREC Solar | HUTCHINSON |  | 7.68 | 0 | Residential | 1 | BERLIN TWP | 8009 | 14 | SOLARCITY CORPORATION | AC Electric | No | Complete | 2013-01-21 | 2013-07-01 | 2013-07-08 | 2013-07-08
SRP16305 | SREC Solar | WILLIAMS |  | 6.125 | 0 | Residential | 1 | BELLMAWR | 8031 | 14 | SOLULAR LLC. II | PSE&G BPU | No | Complete | 2013-01-21 | 2013-12-19 | 2014-01-07 | 2014-01-07
SRP16306 | SREC Solar | MCCONAUGHY | HOPEWELL GARAGE | 9.87 | 0 | Commercial | 0 | HOPEWELL | 8525 | 12 | ADVANCED SOLAR PRODUCTS FLEMINGTON | PSE&G BPU | No | Complete | 2013-01-21 | 2013-10-04 | 2013-10-29 | 2013-10-29
SRP16307 | SREC Solar | MCCONAUGHY | DOUBLE BROOK FARM | 9.87 | 0 | Commercial | 0 | HOPEWELL | 8525 | 12 | ADVANCED SOLAR PRODUCTS FLEMINGTON | PSE&G BPU | No | Complete | 2013-01-21 | 2013-10-04 | 2013-10-29 | 2013-10-29
SRP16308 | SREC Solar | MCCONAUGHY | HOPEWELL GARAGE | 7.755 | 0 | Commercial | 0 | HOPEWELL | 8525 | 12 | ADVANCED SOLAR PRODUCTS FLEMINGTON | PSE&G BPU | No | Complete | 2013-01-21 | 2013-10-29 | 2013-11-07 | 2013-11-07
SRP16310 | SREC Solar | ZABER |  | 6 | 0 | Residential | 1 | MANCHESTER | 8759 | 18 | ROOF DIAGNOSTICS INC | JCP&L | No | Complete | 2013-01-21 | 2013-07-05 | 2013-07-10 | 2013-07-10
SRP16311 | SREC Solar | RUDNICKI |  | 3 | 0 | Residential | 1 | MEDFORD | 8055 | 13 | ROOF DIAGNOSTICS INC | PSE&G BPU | No | Complete | 2013-01-21 | 2013-07-12 | 2013-07-22 | 2013-07-22
SRP16312 | SREC Solar | NAHAS |  | 9 | 0 | Residential | 1 | BARNEGAT | 8005 | 18 | ROOF DIAGNOSTICS INC | AC Electric | No | Complete | 2013-01-21 | 2013-07-18 | 2013-07-24 | 2013-07-24
SRP16313 | SREC Solar | HOOKER |  | 5.232 | 0 | Residential | 1 | EDISON | 8817 | 11 | ROOF DIAGNOSTICS INC | PSE&G BPU | No | Complete | 2013-01-21 | 2013-07-24 | 2013-07-30 | 2013-07-30
SRP16314 | SREC Solar | VILLANO | STERLING PUBLISHING CO. | 118 | 0 | Commercial | 1 | EDISON | 8817 | 11 | TRINITY HEATING AND AIR | PSE&G BPU | No | Complete | 2013-01-21 | 2013-03-27 | 2013-04-30 | 2013-04-30
SRP16315 | SREC Solar | LEWKOWITZ | RSL INC. | 32.43 | 0 | Commercial | 1 | EHT | 8234 | 19 | REC SOLAR INC | AC Electric | No | Complete | 2013-01-21 | 2014-02-06 | 2014-02-20 | 2014-02-20
SRP16316 | SREC Solar | NOEPEL |  | 6.5 | 0 | Residential | 0 | PISCATAWAY | 8854 | 11 | GEOSCAPE SOLAR, LLC | PSE&G BPU | No | Complete | 2013-01-21 | 2013-06-27 | 2013-07-16 | 2013-07-16
SRP16317 | SREC Solar | PRASAD |  | 9.36 | 0 | Residential | 1 | SO. BRUNSWICK TWP | 8852 | 11 | SOLARCITY CORPORATION | PSE&G BPU | No | Complete | 2013-01-21 | 2013-07-09 | 2013-07-12 | 2013-07-12
SRP16318 | SREC Solar | GINTY |  | 4.8 | 0 | Residential | 1 | CARLSTADT | 7072 | 7 | SOLARCITY CORPORATION | PSE&G BPU | No | Complete | 2013-01-21 | 2013-07-03 | 2013-07-30 | 2013-07-30
SRP16319 | SREC Solar | FERRANTI |  | 6.25 | 0 | Residential | 1 | SOUTHAMPTON | 8088 | 13 | TRINITY HEATING AND AIR | PSE&G BPU | No | Complete | 2013-01-21 | 2013-02-26 | 2013-03-12 | 2013-03-12
SRP16320 | SREC Solar | WHELAN |  | 5.39 | 0 | Residential | 1 | SOUTHAMPTON | 8088 | 13 | SOLULAR LLC. II | PSE&G BPU | No | Complete | 2013-01-21 | 2013-06-26 | 2013-06-28 | 2013-06-28
SRP16321 | SREC Solar | NAPRAWA |  | 13.5 | 0 | Residential | 1 | BORDENTOWN | 8505 | 13 | TRINITY HEATING AND AIR | PSE&G BPU | No | Complete | 2013-01-21 | 2013-05-10 | 2013-05-17 | 2013-05-17
SRP16322 | SREC Solar | EDGEWORTH |  | 9.5 | 0 | Residential | 1 | LANOKA HARBOR | 8734 | 18 | ROOF DIAGNOSTICS INC | JCP&L | No | Complete | 2013-01-21 | 2013-07-23 | 2013-07-30 | 2013-07-30
SRP16323 | SREC Solar | BATTISTA |  | 2.75 | 0 | Residential | 1 | BLOOMFIELD | 7003 | 9 | ROOF DIAGNOSTICS INC | PSE&G BPU | No | Complete | 2013-01-21 | 2013-08-16 | 2013-08-21 | 2013-08-21
SRP16325 | SREC Solar | MURPHY |  | 10 | 0 | Residential | 1 | HILLSBOROUGH | 8844 | 5 | ROOF DIAGNOSTICS INC | PSE&G BPU | No | Complete | 2013-01-21 | 2013-07-30 | 2013-08-05 | 2013-08-05
SRP16326 | SREC Solar | SHU |  | 2.205 | 0 | Residential | 1 | HOBOKEN | 7030 | 8 | SOLARCITY CORPORATION | PSE&G BPU | No | Complete | 2013-01-21 | 2013-12-03 | 2013-12-06 | 2013-12-06
SRP16327 | SREC Solar | FREUND |  | 12.5 | 0 | Residential | 1 | LAKEWOOD | 8701 | 18 | AROSA SOLAR ENERGY, INC | JCP&L | No | Complete | 2013-01-21 | 2013-04-12 | 2013-05-02 | 2013-05-02
SRP16328 | SREC Solar | MCELLIGOTT |  | 3.5 | 0 | Residential | 1 | MYSTIC ISLANDS | 8087 | 18 | ROOF DIAGNOSTICS INC | AC Electric | No | Complete | 2013-01-21 | 2013-07-23 | 2013-07-30 | 2013-07-30
SRP16329 | SREC Solar | SEIGEL |  | 5.5 | 0 | Residential | 1 | WASHINGTON | 7882 | 2 | ROOF DIAGNOSTICS INC | JCP&L | No | Complete | 2013-01-21 | 2013-07-05 | 2013-07-10 | 2013-07-10
SRP16330 | SREC Solar | FELTHAM |  | 5 | 0 | Residential | 1 | SO. PLAINFIELD | 7080 | 11 | ROOF DIAGNOSTICS INC | PSE&G BPU | No | Complete | 2013-01-21 | 2013-06-11 | 2013-06-27 | 2013-06-27
SRP16331 | SREC Solar | LEE |  | 4.75 | 0 | Residential | 1 | EGG HARBOR TWP | 8234 | 19 | GREENPOINTE ENERGY | AC Electric | No | Complete | 2013-01-21 | 2013-05-03 | 2013-05-14 | 2013-05-14
SRP16332 | SREC Solar | SHERPA |  | 3.5 | 0 | Residential | 1 | NO. PLAINFIELD | 7060 | 10 | ROOF DIAGNOSTICS INC | PSE&G BPU | No | Complete | 2013-01-21 | 2013-09-20 | 2013-09-30 | 2013-09-30
SRP16333 | SREC Solar | LEE |  | 3.5 | 0 | Residential | 1 | MAYWOOD | 7607 | 7 | ROOF DIAGNOSTICS INC | PSE&G BPU | No | Complete | 2013-01-21 | 2013-07-30 | 2013-09-06 | 2013-09-06
SRP16334 | SREC Solar | KAZMIROSKI |  | 7 | 0 | Residential | 1 | ALLENWOOD | 8720 | 17 | ROOF DIAGNOSTICS INC | JCP&L | No | Complete | 2013-01-21 | 2013-07-23 | 2013-07-30 | 2013-07-30
SRP16335 | SREC Solar | FENIMORE |  | 6 | 0 | Residential | 1 | HOWELL | 7731 | 17 | ROOF DIAGNOSTICS INC | JCP&L | No | Complete | 2013-01-21 | 2013-07-30 | 2013-08-05 | 2013-08-05
SRP16336 | SREC Solar | KAST |  | 6 | 0 | Residential | 1 | BARNEGAT | 8005 | 18 | ROOF DIAGNOSTICS INC | JCP&L | No | Complete | 2013-01-21 | 2013-07-31 | 2013-08-05 | 2013-08-05
SRP16337 | SREC Solar | SHUHART |  | 10.29 | 0 | Residential | 1 | DEL HAVEN | 8251 | 21 | ALLSEASON CONSTRUCTION | AC Electric | No | Complete | 2013-01-21 | 2013-10-24 | 2013-11-04 | 2013-11-04
SRP16338 | SREC Solar | CICHOWSKI |  | 8.575 | 0 | Residential | 1 | WEST CREEK | 8092 | 18 | ALLSEASON CONSTRUCTION | AC Electric | No | Complete | 2013-01-21 | 2013-07-03 | 2013-07-10 | 2013-07-10
SRP16340 | SREC Solar | NUALPLUB |  | 5 | 0 | Residential | 1 | HILLSBOROUGH | 8844 | 5 | ROOF DIAGNOSTICS INC | PSE&G BPU | No | Complete | 2013-01-21 | 2013-08-20 | 2013-08-27 | 2013-08-27
SRP16341 | SREC Solar | SYKORA | ERCO CEILINGS | 39.48 | 0 | Commercial | 1 | SOMERS POINT | 8244 | 19 | REC SOLAR INC | AC Electric | No | Complete | 2013-01-21 | 2014-03-06 | 2014-03-19 | 2014-03-19
SRP16342 | SREC Solar | SYKORA | SURE STORAGE MGMT | 19.74 | 0 | Commercial | 1 | SOMERS POINT | 8244 | 19 | REC SOLAR INC | AC Electric | No | Complete | 2013-01-21 | 2014-01-20 | 2014-01-30 | 2014-01-30
SRP16343 | SREC Solar | YORKER |  | 14.21 | 0 | Residential | 1 | WOOLWICH | 8085 | 15 | ALLSEASON CONSTRUCTION | AC Electric | No | Complete | 2013-01-21 | 2013-10-17 | 2013-10-28 | 2013-10-28
SRP16344 | SREC Solar | FRANCHI |  | 10.56 | 0 | Residential | 1 | WENONAH | 8090 | 15 | ALLSEASON CONSTRUCTION | PSE&G BPU | No | Complete | 2013-01-21 | 2013-08-13 | 2013-08-16 | 2013-08-16
SRP16346 | SREC Solar | DEAN |  | 10.045 | 0 | Residential | 1 | PEMBERTON | 8068 | 13 | ALTERIS RENEWABLES DBA RGS ENERGY | PSE&G BPU | No | Complete | 2013-01-21 | 2013-05-07 | 2013-05-17 | 2013-05-17
SRP16350 | SREC Solar | FRANCO |  | 3.43 | 0 | Residential | 1 | SADDLE BROOK | 7663 | 7 | VIVINT SOLAR | PSE&G BPU | No | Complete | 2013-01-21 | 2013-06-14 | 2013-07-01 | 2013-07-01
SRP16351 | SREC Solar | GRENZ |  | 10.78 | 0 | Residential | 1 | NEWTON | 7860 | 1 | REC SOLAR, INC. | JCP&L | No | Complete | 2013-01-21 | 2013-08-23 | 2013-09-03 | 2013-09-03
SRP16352 | SREC Solar | PLATANIA |  | 5.39 | 0 | Residential | 1 | SOMERSET | 8873 | 5 | REC SOLAR, INC. | PSE&G BPU | No | Complete | 2013-01-21 | 2013-06-05 | 2013-06-13 | 2013-06-13
SRP16353 | SREC Solar | GAITAN |  | 4.578 | 0 | Residential | 1 | PLAINFIELD | 7060 | 10 | ROOF DIAGNOSTICS INC | PSE&G BPU | No | Complete | 2013-01-21 | 2014-01-21 | 2014-05-22 | 2014-05-22
SRP16354 | SREC Solar | RUSSO |  | 8.085 | 0 | Residential | 1 | MILFORD | 8848 | 4 | REC SOLAR, INC. | JCP&L | No | Complete | 2013-01-21 | 2013-06-05 | 2013-06-27 | 2013-06-27
SRP16355 | SREC Solar | LICATESE |  | 10.2 | 0 | Residential | 1 | COLUMBIA | 7832 | 2 | ECOLOGICAL SYSTEMS-MANALAPAN | JCP&L | No | Complete | 2013-01-21 | 2013-06-14 | 2013-06-24 | 2013-06-24
SRP16356 | SREC Solar | VILLANO | STERLING PUBLISHING CO. | 321.55 | 0 | Commercial | 1 | EDISON | 8817 | 11 | TRINITY HEATING AND AIR | PSE&G BPU | No | Complete | 2013-01-21 | 2013-03-12 | 2013-03-28 | 2013-03-28
SRP16357 | SREC Solar | LAROCCA |  | 14.388 | 0 | Residential | 1 | JACKSON | 8527 | 18 | ROOF DIAGNOSTICS INC | JCP&L | No | Complete | 2013-01-21 | 2013-08-27 | 2013-09-04 | 2013-09-04
SRP16358 | SREC Solar | VILLANO | STERLING PUBLISHING CO. | 194.7 | 0 | Commercial | 1 | EDISON | 8817 | 11 | TRINITY HEATING AND AIR | PSE&G BPU | No | Complete | 2013-01-21 | 2013-03-27 | 2013-04-30 | 2013-04-30
SRP16359 | SREC Solar | DISTASO |  | 4.32 | 0 | Residential | 0 | METUCHEN | 8840 | 11 | SELF INSTALL | PSE&G BPU | No | Complete | 2013-01-21 | 2013-04-23 | 2013-05-01 | 2013-05-01
SRP16360 | SREC Solar | NOVICK |  | 14 | 0 | Residential | 1 | LAKEWOOD | 8701 | 18 | AROSA SOLAR ENERGY, INC | JCP&L | No | Complete | 2013-01-21 | 2013-04-12 | 2013-05-02 | 2013-05-02
SRP16361 | SREC Solar | GONOR |  | 7.35 | 0 | Residential | 1 | FAIR LAWN | 7410 | 7 | VIVINT SOLAR | PSE&G BPU | No | Complete | 2013-01-21 | 2013-05-22 | 2013-05-30 | 2013-05-30
SRP16362 | SREC Solar | PIAZZA |  | 5.75 | 0 | Residential | 1 | BELVIDERE | 7823 | 2 | ROOF DIAGNOSTICS INC | JCP&L | No | Complete | 2013-01-21 | 2013-07-05 | 2013-07-12 | 2013-07-12
SRP16363 | SREC Solar | GORDON |  | 8.16 | 0 | Residential | 1 | LAMBERTVILLE | 8530 | 4 | 4 BESTSOLAR | JCP&L | No | Complete | 2013-01-21 | 2013-05-16 | 2013-05-22 | 2013-05-22
SRP16364 | SREC Solar | WINZINGER |  | 19 | 0 | Residential | 1 | BORDENTOWN | 8505 | 13 | TRINITY HEATING AND AIR | PSE&G BPU | No | Complete | 2013-01-21 | 2013-03-19 | 2013-04-09 | 2013-04-09
SRP16366 | SREC Solar | HUGHES |  | 8.88 | 0 | Residential | 0 | PARAMUS | 7652 | 7 | SELF INSTALL | PSE&G BPU | No | Complete | 2013-01-21 | 2013-08-06 | 2013-08-15 | 2013-08-15
SRP16367 | SREC Solar | MCPARTLAND |  | 4.9 | 0 | Residential | 1 | PRINCETON | 8540 | 12 | SKY HIGH ENERGY, LLC | PSE&G BPU | No | Complete | 2013-01-21 | 2013-07-23 | 2013-07-29 | 2013-07-29
SRP16368 | SREC Solar | NADOLNY |  | 7.35 | 0 | Residential | 1 | CHERRY HILL | 8003 | 14 | ALTERIS RENEWABLES DBA REAL GOODS SOLAR | PSE&G BPU | No | Complete | 2013-01-21 | 2013-05-28 | 2013-05-29 | 2013-05-29
SRP16369 | SREC Solar | ROTHSCHILD |  | 6.37 | 0 | Residential | 0 | UPPER FREEHOLD | 8501 | 17 | TRINITY HEATING AND AIR | PSE&G BPU | No | Complete | 2013-01-21 | 2013-08-16 | 2013-10-30 | 2013-10-30
SRP16370 | SREC Solar | BROWN |  | 6.75 | 0 | Residential | 1 | MATAWAN | 7747 | 17 | ROOF DIAGNOSTICS INC | JCP&L | No | Complete | 2013-01-21 | 2013-07-12 | 2013-07-19 | 2013-07-19
SRP16372 | SREC Solar | MARI |  | 5.5 | 0 | Residential | 1 | TOMS RIVER | 8753 | 18 | ROOF DIAGNOSTICS INC | JCP&L | No | Complete | 2013-01-21 | 2013-06-14 | 2013-06-24 | 2013-06-24
SRP16373 | SREC Solar | BELLOISE | ST. JOSEPH'S SCHOOL | 43.2 | 0 | Commercial | 1 | ORADELL | 7649 | 7 | MERCURY SOLAR SYSTEMS - PORT CHESTER | PSE&G BPU | No | Complete | 2013-01-21 | 2013-06-06 | 2013-06-13 | 2013-06-13
SRP16374 | SREC Solar | HETZELL |  | 6.37 | 0 | Residential | 0 | HOPEWELL | 8302 | 20 | RCL ENTERPRISES INC. | AC Electric | No | Complete | 2013-01-21 | 2013-05-15 | 2013-05-23 | 2013-05-23
SRP16375 | SREC Solar | DUGAN |  | 11.76 | 0 | Residential | 1 | SMITHVILLE | 8201 | 19 | ALTERIS RENEWABLES DBA RGS ENERGY | AC Electric | No | Complete | 2013-01-21 | 2013-06-25 | 2013-06-27 | 2013-06-27
SRP16376 | SREC Solar | EBORA |  | 3.27 | 0 | Residential | 1 | BERGENFIELD | 7621 | 7 | ROOF DIAGNOSTICS INC | PSE&G BPU | No | Complete | 2013-01-21 | 2013-10-21 | 2013-10-28 | 2013-10-28
SRP16377 | SREC Solar | HOBART |  | 9 | 0 | Residential | 1 | FREEHOLD | 7728 | 17 | ROOF DIAGNOSTICS INC | JCP&L | No | Complete | 2013-01-21 | 2013-03-15 | 2013-04-24 | 2013-04-24
SRP16378 | SREC Solar | KAPLAN |  | 2.205 | 0 | Residential | 1 | SADDLE BROOK | 7663 | 7 | VIVINT SOLAR | PSE&G BPU | No | Complete | 2013-01-21 | 2013-05-02 | 2013-05-14 | 2013-05-14
SRP16379 | SREC Solar | LAWSON |  | 4.845 | 0 | Residential | 1 | MANCHESTER | 8759 | 18 | ROOF DIAGNOSTICS INC | JCP&L | No | Complete | 2013-01-21 | 2013-08-06 | 2013-08-09 | 2013-08-09
SRP16380 | SREC Solar | PASSENTI |  | 7.05 | 0 | Residential | 1 | CLIFTON | 7013 | 6 | VIVINT SOLAR | PSE&G BPU | No | Complete | 2013-01-21 | 2013-03-25 | 2013-04-09 | 2013-04-09
SRP16381 | SREC Solar | MASTERSON |  | 9.555 | 0 | Residential | 1 | METUCHEN | 8840 | 11 | SOLARCITY CORPORATION | PSE&G BPU | No | Complete | 2013-01-21 | 2013-07-09 | 2013-07-12 | 2013-07-12
SRP16382 | SREC Solar | JORDAN |  | 6.815 | 0 | Residential | 1 | SOMERSET | 8873 | 5 | VIVINT SOLAR | PSE&G BPU | No | Complete | 2013-01-21 | 2013-07-12 | 2013-07-17 | 2013-07-17
SRP16383 | SREC Solar | SARNOSKI |  | 4.94 | 0 | Residential | 1 | ROCHELLE PARK | 7662 | 7 | SOLARCITY CORPORATION | PSE&G BPU | No | Complete | 2013-01-21 | 2013-06-06 | 2013-06-13 | 2013-06-13
SRP16384 | SREC Solar | MOLA |  | 9.8 | 0 | Residential | 1 | SADDLE BROOK | 7663 | 7 | VIVINT SOLAR | PSE&G BPU | No | Complete | 2013-01-21 | 2013-10-23 | 2013-10-29 | 2013-10-29
SRP16388 | SREC Solar | CALLADO |  | 3.525 | 0 | Residential | 1 | LINDEN | 7036 | 10 | VIVINT SOLAR | PSE&G BPU | No | Complete | 2013-01-21 | 2013-12-26 | 2014-01-14 | 2014-01-14
SRP16389 | SREC Solar | RZEWNICKI |  | 7.755 | 0 | Residential | 1 | PISCATAWAY | 8854 | 11 | VIVINT SOLAR | PSE&G BPU | No | Complete | 2013-01-21 | 2013-04-30 | 2013-05-13 | 2013-05-13
SRP16390 | SREC Solar | MATHISON |  | 6.125 | 0 | Residential | 1 | LINDEN | 7036 | 10 | VIVINT SOLAR | PSE&G BPU | No | Complete | 2013-01-21 | 2013-09-09 | 2013-10-03 | 2013-10-03
SRP16392 | SREC Solar | KEY |  | 7.84 | 0 | Residential | 1 | SOMERSET | 8873 | 5 | VIVINT SOLAR | PSE&G BPU | No | Complete | 2013-01-21 | 2013-04-24 | 2013-05-09 | 2013-05-09
SRP16393 | SREC Solar | GOTTLIEB | LANDMARK AT RAHWAY | 37.95 | 0 | Commercial | 0 | RAHWAY | 7065 | 10 | HELIOS SOLAR ENERGY | PSE&G BPU | No | Complete | 2013-01-21 | 2013-04-04 | 2013-04-23 | 2013-04-23
SRP16394 | SREC Solar | DEGRAW | THE 580 GROUP | 35.28 | 0 | Commercial | 1 | CLIFTON | 7012 | 6 | CREST MANAGEMENT & DEVELOPMENT, CORP. | PSE&G BPU | No | Complete | 2013-01-21 | 2013-02-27 | 2013-03-14 | 2013-03-14
SRP16395 | SREC Solar | YATES |  | 9.4 | 0 | Residential | 1 | SOMERSET | 8873 | 5 | VIVINT SOLAR | PSE&G BPU | No | Complete | 2013-01-21 | 2013-06-03 | 2013-06-10 | 2013-06-10
SRP16397 | SREC Solar | VIDA |  | 2.585 | 0 | Residential | 1 | LINDEN | 7036 | 10 | VIVINT SOLAR | PSE&G BPU | No | Complete | 2013-01-21 | 2013-10-24 | 2013-11-04 | 2013-11-04
SRP16399 | SREC Solar | MILLER |  | 4.7 | 0 | Residential | 1 | LINDEN | 7036 | 10 | VIVINT SOLAR | PSE&G BPU | No | Complete | 2013-01-21 | 2013-05-01 | 2013-05-15 | 2013-05-15
SRP16400 | SREC Solar | GUPTA |  | 5.355 | 0 | Residential | 1 | BRIDGEWATER | 8807 | 5 | SKYLINE SOLAR | PSE&G BPU | No | Complete | 2013-01-21 | 2013-03-07 | 2013-03-20 | 2013-03-20
SRP16403 | SREC Solar | GISBERT |  | 5.61 | 0 | Residential | 1 | OXFORD | 7863 | 2 | VERENGO SOLAR | JCP&L | No | Complete | 2013-01-21 | 2013-03-21 | 2013-04-10 | 2013-04-10
SRP16404 | SREC Solar | MITCHELL |  | 5.5 | 0 | Residential | 1 | WHITING | 8759 | 18 | ROOF DIAGNOSTICS INC | JCP&L | No | Complete | 2013-01-28 | 2013-07-23 | 2013-07-30 | 2013-07-30
SRP16405 | SREC Solar | VAN NOTE |  | 3.5 | 0 | Residential | 1 | OCEAN | 7712 | 17 | ROOF DIAGNOSTICS INC | JCP&L | No | Complete | 2013-01-28 | 2013-07-05 | 2013-07-29 | 2013-07-29
SRP16407 | SREC Solar | PICOT |  | 3.5 | 0 | Residential | 1 | FLEMINGTON | 8822 | 4 | ROOF DIAGNOSTICS INC | JCP&L | No | Complete | 2013-01-28 | 2013-08-13 | 2013-08-15 | 2013-08-15
SRP16408 | SREC Solar | O'CONNOR |  | 6 | 0 | Residential | 1 | SOUTH AMBOY | 8879 | 11 | ROOF DIAGNOSTICS INC | JCP&L | No | Complete | 2013-01-28 | 2013-08-09 | 2013-08-16 | 2013-08-16
SRP16409 | SREC Solar | HUNTLEY |  | 6.25 | 0 | Residential | 1 | PASSAIC | 7055 | 6 | ROOF DIAGNOSTICS INC | PSE&G BPU | No | Complete | 2013-01-28 | 2013-08-20 | 2013-08-27 | 2013-08-27
SRP16410 | SREC Solar | PARKER |  | 1.96 | 0 | Residential | 1 | PRINCETON | 8542 | 12 | SUNGEVITY, INC. | PSE&G BPU | No | Complete | 2013-01-28 | 2013-05-14 | 2013-05-23 | 2013-05-23
SRP16411 | SREC Solar | OSTER |  | 8.33 | 0 | Residential | 1 | MONROE TWP | 8831 | 11 | SUNGEVITY, INC. | JCP&L | No | Complete | 2013-01-28 | 2013-06-12 | 2013-06-18 | 2013-06-18
SRP16413 | SREC Solar | RACHINSKY |  | 5.76 | 0 | Residential | 1 | BRICK | 8724 | 18 | RELIABLE POWER SERVICES, INC. | JCP&L | No | Complete | 2013-01-28 | 2013-03-07 | 2013-03-20 | 2013-03-20
SRP16414 | SREC Solar | SECUL |  | 18.24 | 0 | Residential | 1 | TOMS RIVER | 8755 | 18 | RELIABLE POWER SERVICES, INC. | JCP&L | No | Complete | 2013-01-28 | 2014-01-21 | 2014-02-18 | 2014-02-18
SRP16415 | SREC Solar | WILLNER |  | 8.75 | 0 | Residential | 1 | LAKEWOOD | 8701 | 18 | POWERLUTIONS, LLC | JCP&L | No | Complete | 2013-01-28 | 2013-06-26 | 2013-06-28 | 2013-06-28
SRP16416 | SREC Solar | ROMANO |  | 3.5 | 0 | Residential | 1 | WHARTON | 7885 | 3 | ROOF DIAGNOSTICS INC | JCP&L | No | Complete | 2013-01-28 | 2013-12-31 | 2014-01-24 | 2014-01-24
SRP16417 | SREC Solar | RIAR |  | 7.25 | 0 | Residential | 1 | CARTERET | 7008 | 11 | GEOSCAPE SOLAR | PSE&G BPU | No | Complete | 2013-01-28 | 2013-06-10 | 2013-06-17 | 2013-06-17
SRP16418 | SREC Solar | SELAH |  | 6.86 | 0 | Residential | 1 | RIO GRANDE | 8242 | 21 | ALLSEASON CONSTRUCTION | AC Electric | No | Complete | 2013-01-28 | 2014-01-02 | 2014-01-21 | 2014-01-21
SRP16419 | SREC Solar | GONZALEZ |  | 10.78 | 0 | Residential | 1 | EHT | 8234 | 19 | ALLSEASON CONSTRUCTION | AC Electric | No | Complete | 2013-01-28 | 2013-05-22 | 2013-05-30 | 2013-05-30
SRP16420 | SREC Solar | GUENTHER |  | 12.005 | 0 | Residential | 1 | ABSECON | 8205 | 19 | ALLSEASON CONSTRUCTION | AC Electric | No | Complete | 2013-01-28 | 2013-04-25 | 2013-05-08 | 2013-05-08
SRP16421 | SREC Solar | NICOLOSI |  | 9.81 | 0 | Residential | 1 | MARLBORO | 7751 | 17 | GEOGENIX | JCP&L | No | Complete | 2013-01-28 | 2013-04-01 | 2013-04-23 | 2013-04-23
SRP16422 | SREC Solar | COLLADO |  | 6 | 0 | Residential | 1 | NEW MILFORD | 7646 | 7 | TRINITY HEATING AND AIR | PSE&G BPU | No | Complete | 2013-01-28 | 2013-07-09 | 2013-11-19 | 2013-11-19
SRP16423 | SREC Solar | PELSANG |  | 8.25 | 0 | Residential | 1 | JACKSON | 8527 | 18 | TRINITY HEATING AND AIR | JCP&L | No | Complete | 2013-01-28 | 2013-04-01 | 2013-04-23 | 2013-04-23
SRP16424 | SREC Solar | PAUL |  | 14 | 0 | Residential | 1 | NORTH BRUNSWICK | 8902 | 11 | ASTON SOLAR | PSE&G BPU | No | Complete | 2013-01-28 | 2013-08-19 | 2013-08-23 | 2013-08-23
SRP16425 | SREC Solar | WYCKOFF |  | 5.39 | 0 | Residential | 1 | BARNEGAT LIGHT | 8006 | 18 | ASTON SOLAR | AC Electric | No | Complete | 2013-01-28 | 2013-07-05 | 2013-07-10 | 2013-07-10
SRP16426 | SREC Solar | JACOBOWITZ |  | 9.25 | 0 | Residential | 1 | LAKEWOOD | 8701 | 18 | POWERLUTIONS, LLC | JCP&L | No | Complete | 2013-01-28 | 2013-06-26 | 2013-06-28 | 2013-06-28
SRP16427 | SREC Solar | COVINGTON |  | 6.25 | 0 | Residential | 1 | BURLINGTON | 8016 | 13 | ROOF DIAGNOSTICS INC | PSE&G BPU | No | Complete | 2013-01-28 | 2013-07-12 | 2013-07-19 | 2013-07-19
SRP16428 | SREC Solar | FRIEDMAN |  | 12 | 0 | Residential | 1 | LAKEWOOD | 8701 | 18 | AROSA SOLAR ENERGY, INC | JCP&L | No | Complete | 2013-01-28 | 2013-04-19 | 2013-05-01 | 2013-05-01
SRP16429 | SREC Solar | YOUNG |  | 5.5 | 0 | Residential | 1 | BRIELLE | 8730 | 17 | ROOF DIAGNOSTICS INC | JCP&L | No | Complete | 2013-01-28 | 2013-07-30 | 2013-08-05 | 2013-08-05
SRP16430 | SREC Solar | LEE |  | 5.5 | 0 | Residential | 1 | WASHINGTON | 7882 | 2 | ROOF DIAGNOSTICS INC | JCP&L | No | Complete | 2013-01-28 | 2013-09-12 | 2013-09-20 | 2013-09-20
SRP16431 | SREC Solar | CONWAY |  | 2.5 | 0 | Residential | 1 | BLOOMFIELD | 7003 | 9 | ROOF DIAGNOSTICS INC | PSE&G BPU | No | Complete | 2013-01-28 | 2013-11-05 | 2013-12-16 | 2013-12-16
SRP16432 | SREC Solar | GACAYAN |  | 6.75 | 0 | Residential | 1 | EHT | 8234 | 19 | GREENPOINTE ENERGY | AC Electric | No | Complete | 2013-01-28 | 2013-05-03 | 2013-05-14 | 2013-05-14
SRP16433 | SREC Solar | MANDRACCIA |  | 5.5 | 0 | Residential | 1 | BRIDGEWATER | 8807 | 5 | ROOF DIAGNOSTICS INC | PSE&G BPU | No | Complete | 2013-01-28 | 2013-09-06 | 2013-09-17 | 2013-09-17
SRP16434 | SREC Solar | FINCH |  | 7.25 | 0 | Residential | 1 | KENDALL PARK | 8824 | 11 | ROOF DIAGNOSTICS INC | PSE&G BPU | No | Complete | 2013-01-28 | 2013-08-16 | 2013-08-20 | 2013-08-20
SRP16436 | SREC Solar | CARDONE |  | 6.5 | 0 | Residential | 1 | MONROE TWP | 8831 | 11 | ROOF DIAGNOSTICS INC | JCP&L | No | Complete | 2013-01-28 | 2013-07-30 | 2013-08-05 | 2013-08-05
SRP16437 | SREC Solar | DELANO |  | 9.5 | 0 | Residential | 1 | OCEAN TWP | 7712 | 17 | ROOF DIAGNOSTICS INC | JCP&L | No | Complete | 2013-01-28 | 2013-08-19 | 2013-12-04 | 2013-12-04
SRP16438 | SREC Solar | FELDMAN |  | 8 | 0 | Residential | 1 | LAKEWOOD | 8701 | 18 | AROSA SOLAR ENERGY, INC | JCP&L | No | Complete | 2013-01-28 | 2013-05-07 | 2013-05-15 | 2013-05-15
SRP16439 | SREC Solar | DIBONA |  | 8.25 | 0 | Residential | 1 | GLASSBORO | 8028 | 15 | GEOSCAPE SOLAR | AC Electric | No | Complete | 2013-01-28 | 2013-06-07 | 2013-07-02 | 2013-07-02
SRP16440 | SREC Solar | CARTHY |  | 6.615 | 0 | Residential | 1 | OCEANPORT | 7757 | 17 | RELIABLE POWER SERVICES, INC. | JCP&L | No | Complete | 2013-01-28 | 2013-05-23 | 2013-05-29 | 2013-05-29
SRP16441 | SREC Solar | WAGNER |  | 11 | 0 | Residential | 1 | LAKEWOOD | 8701 | 18 | POWERLUTIONS, LLC | JCP&L | No | Complete | 2013-01-28 | 2013-06-28 | 2013-08-06 | 2013-08-06
SRP16442 | SREC Solar | DEVERTEUIL |  | 3.5 | 0 | Residential | 1 | LAWRENCEVILLE | 8648 | 12 | ROOF DIAGNOSTICS INC | PSE&G BPU | No | Complete | 2013-01-28 | 2013-08-27 | 2013-09-04 | 2013-09-04
SRP16443 | SREC Solar | MULVOY |  | 13.77 | 0 | Residential | 1 | LAFAYETTE | 7848 | 1 | GEOSCAPE SOLAR | JCP&L | No | Complete | 2013-01-28 | 2013-07-23 | 2013-07-30 | 2013-07-30
SRP16444 | SREC Solar | SHIELDS-GIBSON |  | 6.5 | 0 | Residential | 1 | TOMS RIVER | 8757 | 18 | ROOF DIAGNOSTICS INC | JCP&L | No | Complete | 2013-01-28 | 2013-05-07 | 2013-05-15 | 2013-05-15
SRP16446 | SREC Solar | ADLER |  | 8.25 | 0 | Residential | 1 | MILLSTONE TWP | 8535 | 17 | ROOF DIAGNOSTICS INC | JCP&L | No | Complete | 2013-01-28 | 2013-07-30 | 2013-08-05 | 2013-08-05
SRP16447 | SREC Solar | FRIED |  | 8 | 0 | Residential | 1 | LAKEWOOD | 8701 | 18 | POWERLUTIONS, LLC | JCP&L | No | Complete | 2013-01-28 | 2013-06-28 | 2013-07-08 | 2013-07-08
SRP16448 | SREC Solar | URSIN |  | 10.2 | 0 | Residential | 0 | BYRAM | 7821 | 1 | EAST COAST ALTERNATIVE ENERGY | JCP&L | No | Complete | 2013-01-28 | 2013-12-13 | 2013-12-27 | 2013-12-27
SRP16449 | SREC Solar | HUANG |  | 10.32 | 0 | Residential | 1 | HOLMDEL | 7733 | 17 | NJ SOLAR POWER, LLC | JCP&L | No | Complete | 2013-01-28 | 2013-05-31 | 2013-06-05 | 2013-06-05
SRP16450 | SREC Solar | BIRNBAUM | OFFICE FURNITURE SUPPLY | 151.8 | 0 | Commercial | 0 | PATERSON | 7503 | 6 | ONFORCE SOLAR | PSE&G BPU | No | Complete | 2013-01-28 | 2013-09-11 | 2013-09-13 | 2013-09-13
SRP16451 | SREC Solar | DEDOMENICO | SHORE FELLOWSHIP CHURCH | 35.25 | 0 | Non Profit | 1 | EGG HARBOR TWP | 8234 | 19 | REC SOLAR INC | AC Electric | No | Complete | 2013-01-28 | 2014-07-28 | 2014-08-07 | 2014-08-07
SRP16452 | SREC Solar | MORALES |  | 5.76 | 0 | Residential | 1 | TOMS RIVER | 8757 | 18 | RELIABLE POWER SERVICES, INC. | JCP&L | No | Complete | 2013-01-28 | 2013-05-23 | 2013-05-30 | 2013-05-30
SRP16453 | SREC Solar | PATEL |  | 7.395 | 0 | Residential | 1 | PRINCETON | 8540 | 12 | VERENGO SOLAR | PSE&G BPU | No | Complete | 2013-01-28 | 2013-03-21 | 2013-04-24 | 2013-04-24
SRP16454 | SREC Solar | COSTELLO |  | 9 | 0 | Residential | 1 | FAIR HAVEN | 7704 | 17 | ROOF DIAGNOSTICS INC | JCP&L | No | Complete | 2013-01-28 | 2013-07-30 | 2013-08-01 | 2013-08-01
SRP16455 | SREC Solar | LEVY |  | 6 | 0 | Residential | 1 | MORGANVILLE | 7751 | 17 | ROOF DIAGNOSTICS INC | JCP&L | No | Complete | 2013-01-28 | 2013-06-17 | 2013-07-24 | 2013-07-24
SRP16456 | SREC Solar | SHAH |  | 3.25 | 0 | Residential | 1 | SAYREVILLE | 8872 | 11 | ROOF DIAGNOSTICS INC | JCP&L | No | Complete | 2013-01-28 | 2013-07-23 | 2013-07-29 | 2013-07-29
SRP16457 | SREC Solar | SVENSSON |  | 6.25 | 0 | Residential | 1 | HIGHTSTOWN | 8520 | 12 | ROOF DIAGNOSTICS INC | JCP&L | No | Complete | 2013-01-28 | 2013-07-30 | 2013-08-05 | 2013-08-05
SRP16458 | SREC Solar | EPSTEIN |  | 8 | 0 | Residential | 1 | KENDALL PARK | 8824 | 11 | ROOF DIAGNOSTICS INC | PSE&G BPU | No | Complete | 2013-01-28 | 2013-10-15 | 2013-11-19 | 2013-11-19
SRP16459 | SREC Solar | MCCONNEY |  | 3.5 | 0 | Residential | 1 | PISCATAWAY | 8854 | 11 | ROOF DIAGNOSTICS INC | PSE&G BPU | No | Complete | 2013-01-28 | 2013-06-06 | 2013-06-12 | 2013-06-12
SRP16460 | SREC Solar | ELLIOTT |  | 14 | 0 | Residential | 1 | MORRISTOWN | 7960 | 3 | ASTRUM SOLAR, LLC | JCP&L | No | Complete | 2013-01-28 | 2013-04-30 | 2013-05-13 | 2013-05-13
SRP16461 | SREC Solar | GUIDA |  | 4.08 | 0 | Residential | 1 | BLAIRSTOWN | 7825 | 2 | TOTAL EXTERIORS | PSE&G BPU | No | Complete | 2013-01-28 | 2014-01-09 | 2014-01-24 | 2014-01-24
SRP16462 | SREC Solar | VERDI |  | 5.1 | 0 | Residential | 1 | NETCONG | 7857 | 3 | TOTAL EXTERIORS | PSE&G BPU | No | Complete | 2013-01-28 | 2014-04-29 | 2014-05-05 | 2014-05-05
SRP16463 | SREC Solar | ARELLANO |  | 5.61 | 0 | Residential | 0 | NUTLEY | 7110 | 9 | TOTAL EXTERIORS | PSE&G BPU | No | Complete | 2013-01-28 | 2014-04-28 | 2014-05-05 | 2014-05-05
SRP16464 | SREC Solar | WOZNIAK |  | 12.24 | 0 | Residential | 0 | HILLSBOROUGH | 8844 | 5 | TOTAL EXTERIORS | PSE&G BPU | No | Complete | 2013-01-28 | 2014-04-14 | 2014-04-21 | 2014-04-21
SRP16465 | SREC Solar | FAHERTY |  | 5.1 | 0 | Residential | 1 | TOWACO | 7082 | 3 | TOTAL EXTERIORS | PSE&G BPU | No | Complete | 2013-01-28 | 2014-01-09 | 2014-01-24 | 2014-01-24
SRP16466 | SREC Solar | KELLY |  | 4.59 | 0 | Residential | 0 | KEANSBURG | 7734 | 17 | TOTAL EXTERIORS | PSE&G BPU | No | Complete | 2013-01-28 | 2014-01-16 | 2014-01-29 | 2014-01-29
SRP16467 | SREC Solar | ZELLNER |  | 7.14 | 0 | Residential | 0 | LAWRENCEVILLE | 8648 | 12 | TOTAL EXTERIORS | PSE&G BPU | No | Complete | 2013-01-28 | 2014-01-31 | 2014-02-12 | 2014-02-12
SRP16468 | SREC Solar | PEREZ |  | 9.555 | 0 | Residential | 1 | MILLVILLE | 8332 | 20 | ALLSEASON CONSTRUCTION | AC Electric | No | Complete | 2013-01-28 | 2013-09-25 | 2013-10-01 | 2013-10-01
SRP16469 | SREC Solar | JAYNES |  | 4.8 | 0 | Residential | 1 | ATCO | 8004 | 14 | ALLSEASON CONSTRUCTION | AC Electric | No | Complete | 2013-01-28 | 2013-06-18 | 2013-06-25 | 2013-06-25
SRP16470 | SREC Solar | KNOELLER |  | 7.68 | 0 | Residential | 1 | FORKED RIVER | 8731 | 18 | ALLSEASON CONSTRUCTION | JCP&L | No | Complete | 2013-01-28 | 2013-04-25 | 2013-05-08 | 2013-05-08
SRP16471 | SREC Solar | GONZALEZ |  | 12.96 | 0 | Residential | 1 | LANDISVILLE | 8326 | 19 | ALLSEASON CONSTRUCTION | AC Electric | No | Complete | 2013-01-28 | 2013-05-22 | 2013-05-30 | 2013-05-30
SRP16472 | SREC Solar | VINCENTY |  | 13.23 | 0 | Residential | 1 | CEDAR RUN | 8092 | 18 | ALLSEASON CONSTRUCTION | AC Electric | No | Complete | 2013-01-28 | 2013-06-07 | 2013-07-01 | 2013-07-01
SRP16473 | SREC Solar | LUND |  | 2.94 | 0 | Residential | 1 | SURF CITY | 8008 | 18 | ALLSEASON CONSTRUCTION | AC Electric | No | Complete | 2013-01-28 | 2013-07-09 | 2013-07-12 | 2013-07-12
SRP16474 | SREC Solar | KILPATRICK |  | 8.82 | 0 | Residential | 1 | STRATFORD | 8084 | 14 | ALLSEASON CONSTRUCTION | AC Electric | No | Complete | 2013-01-28 | 2013-06-26 | 2013-06-28 | 2013-06-28
SRP16475 | SREC Solar | COVINGTON DICKSON |  | 10.78 | 0 | Residential | 1 | SICKLERVILLE | 8081 | 14 | ALLSEASON CONSTRUCTION | AC Electric | No | Complete | 2013-01-28 | 2014-01-14 | 2014-01-31 | 2014-01-31
SRP16476 | SREC Solar | PEREIRA |  | 11.025 | 0 | Residential | 1 | LEHT | 8087 | 18 | ALLSEASON CONSTRUCTION | AC Electric | No | Complete | 2013-01-28 | 2013-05-29 | 2013-06-13 | 2013-06-13
SRP16477 | SREC Solar | NIGAM |  | 4.08 | 0 | Residential | 1 | BRIDGEWATER | 8807 | 5 | TOTAL EXTERIORS | PSE&G BPU | No | Complete | 2013-01-28 | 2013-06-21 | 2013-06-25 | 2013-06-25
SRP16478 | SREC Solar | PRICE |  | 12.72 | 0 | Residential | 1 | GALLOWAY | 8205 | 19 | ALLSEASON CONSTRUCTION | AC Electric | No | Complete | 2013-01-28 | 2013-06-12 | 2013-06-17 | 2013-06-17
SRP16479 | SREC Solar | PFEIFFER |  | 13.475 | 0 | Residential | 1 | RIO GRANDE | 8242 | 21 | ALLSEASON CONSTRUCTION | AC Electric | No | Complete | 2013-01-28 | 2013-05-29 | 2013-06-05 | 2013-06-05
SRP16480 | SREC Solar | GRASSO |  | 7.92 | 0 | Residential | 1 | WASHINGTON TWP | 8080 | 15 | SOLARCITY CORPORATION | AC Electric | No | Complete | 2013-01-28 | 2013-07-23 | 2013-07-29 | 2013-07-29
SRP16481 | SREC Solar | BERNI |  | 6.96 | 0 | Residential | 1 | SICKLERVILLE | 8081 | 14 | SOLARCITY CORPORATION | AC Electric | No | Complete | 2013-01-28 | 2013-07-03 | 2013-08-05 | 2013-08-05
SRP16482 | SREC Solar | VAN DER LUGT |  | 3 | 0 | Residential | 0 | FRENCHTOWN | 8825 | 4 | INDEPENDENT SOLAR | JCP&L | No | Complete | 2013-01-28 | 2013-08-20 | 2013-10-07 | 2013-10-07
SRP16483 | SREC Solar | MCDOWALL |  | 6.86 | 0 | Residential | 1 | BARNEGAT TWP | 8005 | 18 | SOLARCITY CORPORATION | JCP&L | No | Complete | 2013-01-28 | 2013-06-10 | 2013-06-18 | 2013-06-18
SRP16484 | SREC Solar | YANG |  | 6.72 | 0 | Residential | 1 | BASKING RIDGE | 7920 | 5 | SOLARCITY CORPORATION | JCP&L | No | Complete | 2013-01-28 | 2013-07-17 | 2013-07-23 | 2013-07-23
SRP16485 | SREC Solar | MIMS |  | 7.2 | 0 | Residential | 1 | GLASSBORO | 8028 | 15 | SOLARCITY CORPORATION | AC Electric | No | Complete | 2013-01-28 | 2013-06-13 | 2013-06-18 | 2013-06-18
SRP16486 | SREC Solar | DANGLER |  | 13.2 | 0 | Residential | 1 | LONG BRANCH | 7740 | 17 | SOLARCITY CORPORATION | JCP&L | No | Complete | 2013-01-28 | 2013-04-03 | 2013-04-30 | 2013-04-30
SRP16487 | SREC Solar | GROSS |  | 6.25 | 0 | Residential | 1 | EDISON | 8817 | 11 | ROOF DIAGNOSTICS INC | PSE&G BPU | No | Complete | 2013-01-28 | 2013-09-16 | 2013-09-25 | 2013-09-25
SRP16488 | SREC Solar | KONOPKA |  | 6.63 | 0 | Residential | 1 | HAMILTON | 8610 | 12 | VERENGO SOLAR | PSE&G BPU | No | Complete | 2013-01-28 | 2013-04-04 | 2013-04-19 | 2013-04-19
SRP16489 | SREC Solar | FAY |  | 9.25 | 0 | Residential | 1 | BAYVILLE | 8721 | 18 | ROOF DIAGNOSTICS INC | JCP&L | No | Complete | 2013-01-28 | 2013-09-04 | 2013-09-11 | 2013-09-11
SRP16490 | SREC Solar | CASE |  | 7.5 | 0 | Residential | 1 | MANCHESTER | 8759 | 18 | TRINITY HEATING AND AIR | JCP&L | No | Complete | 2013-01-28 | 2013-05-14 | 2013-05-22 | 2013-05-22
SRP16492 | SREC Solar | MURPHY |  | 6.75 | 0 | Residential | 1 | GIBBSTOWN | 8027 | 15 | TRINITY HEATING AND AIR | AC Electric | No | Complete | 2013-01-28 | 2013-06-21 | 2013-06-25 | 2013-06-25
SRP16493 | SREC Solar | DEROSA |  | 15.696 | 0 | Residential | 1 | NORTHFIELD | 8225 | 19 | SEA BRIGHT SOLAR, LLC | AC Electric | No | Complete | 2013-01-28 | 2013-06-26 | 2013-06-28 | 2013-06-28
SRP16494 | SREC Solar | FERRERAS |  | 3.75 | 0 | Residential | 1 | SO. BOUND BROOK | 8880 | 5 | GEOSCAPE SOLAR | PSE&G BPU | No | Complete | 2013-01-28 | 2013-07-08 | 2013-07-12 | 2013-07-12
SRP16495 | SREC Solar | KAMMLER |  | 18.639 | 0 | Residential | 1 | DOROTHY | 8317 | 19 | SEA BRIGHT SOLAR, LLC | AC Electric | No | Complete | 2013-01-28 | 2013-06-28 | 2013-08-06 | 2013-08-06
SRP16496 | SREC Solar | HENRY |  | 5.25 | 0 | Residential | 1 | PLAINSBORO TWP | 8536 | 11 | ROOF DIAGNOSTICS INC | PSE&G BPU | No | Complete | 2013-01-28 | 2013-09-04 | 2013-09-13 | 2013-09-13
SRP16497 | SREC Solar | POTASH |  | 7.5 | 0 | Residential | 1 | TRENTON | 8610 | 12 | ROOF DIAGNOSTICS INC | PSE&G BPU | No | Complete | 2013-01-28 | 2013-08-16 | 2013-08-20 | 2013-08-20
SRP16498 | SREC Solar | CHILDRESS |  | 5.25 | 0 | Residential | 1 | EDISON | 8837 | 11 | ROOF DIAGNOSTICS INC | PSE&G BPU | No | Complete | 2013-01-28 | 2013-08-20 | 2013-08-27 | 2013-08-27
SRP16499 | SREC Solar | KELLY |  | 3.924 | 0 | Residential | 1 | SUSSEX | 7461 | 1 | SEA BRIGHT SOLAR, LLC | Unknown | No | Complete | 2013-01-28 | 2013-05-07 | 2013-05-15 | 2013-05-15
SRP16501 | SREC Solar | HINKO |  | 6.5 | 0 | Residential | 1 | JACKSON | 8527 | 18 | ROOF DIAGNOSTICS INC | JCP&L | No | Complete | 2013-01-28 | 2013-08-16 | 2013-08-21 | 2013-08-21
SRP16502 | SREC Solar | MANGANARO |  | 16.17 | 0 | Residential | 0 | MONROEVILLE | 8343 | 16 | LAURY SERVICES | AC Electric | No | Complete | 2013-01-28 | 2013-10-29 | 2013-11-07 | 2013-11-07
SRP16504 | SREC Solar | MORETTI |  | 6 | 0 | Residential | 1 | PHILLIPSBURG | 8865 | 2 | ROOF DIAGNOSTICS INC | JCP&L | No | Complete | 2013-01-28 | 2013-07-30 | 2013-08-05 | 2013-08-05
SRP16505 | SREC Solar | REISMAN |  | 4.41 | 0 | Residential | 1 | CLIFTON | 7012 | 6 | VIVINT SOLAR | PSE&G BPU | No | Complete | 2013-01-28 | 2013-06-21 | 2013-06-27 | 2013-06-27
SRP16506 | SREC Solar | LATINO |  | 5.5 | 0 | Residential | 1 | RAMSEY | 7446 | 7 | ROOF DIAGNOSTICS INC | Orange & Rockland Elec | No | Complete | 2013-01-28 | 2013-10-01 | 2013-10-03 | 2013-10-03
SRP16507 | SREC Solar | FAGAN |  | 3.92 | 0 | Residential | 1 | DUNELLEN | 8812 | 11 | VIVINT SOLAR | PSE&G BPU | No | Complete | 2013-01-28 | 2013-06-10 | 2013-06-18 | 2013-06-18
SRP16509 | SREC Solar | WANOUNOU |  | 3.92 | 0 | Residential | 1 | CLIFTON | 7013 | 6 | VIVINT SOLAR | PSE&G BPU | No | Complete | 2013-01-28 | 2013-09-26 | 2013-10-03 | 2013-10-03
SRP16510 | SREC Solar | HOLLAND |  | 6.5 | 0 | Residential | 1 | OLD BRIDGE | 8857 | 11 | ROOF DIAGNOSTICS INC | JCP&L | No | Complete | 2013-01-28 | 2013-07-10 | 2013-07-18 | 2013-07-18
SRP16511 | SREC Solar | BIZZARO |  | 5 | 0 | Residential | 1 | TRENTON | 8690 | 12 | ROOF DIAGNOSTICS INC | PSE&G BPU | No | Complete | 2013-01-28 | 2013-08-30 | 2013-09-10 | 2013-09-10
SRP16512 | SREC Solar | BARRETT |  | 3.5 | 0 | Residential | 1 | LITTLE SILVER | 7739 | 17 | ROOF DIAGNOSTICS INC | JCP&L | No | Complete | 2013-01-28 | 2013-08-09 | 2013-08-16 | 2013-08-16
SRP16513 | SREC Solar | CONANT |  | 9.75 | 0 | Residential | 1 | EGG HARBOR TWP | 8234 | 19 | GREENPOINTE ENERGY | AC Electric | No | Complete | 2013-01-28 | 2013-03-29 | 2013-04-24 | 2013-04-24
SRP16514 | SREC Solar | BINDER |  | 13.72 | 0 | Residential | 1 | DAYTON | 8810 | 11 | VERENGO SOLAR | PSE&G BPU | No | Complete | 2013-01-28 | 2013-05-21 | 2013-05-28 | 2013-05-28
SRP16515 | SREC Solar | OSTROSKY |  | 7.5 | 0 | Residential | 1 | OCEAN | 7712 | 17 | ROOF DIAGNOSTICS INC | JCP&L | No | Complete | 2013-01-28 | 2013-07-30 | 2013-08-05 | 2013-08-05
SRP16516 | SREC Solar | DOUGHTY |  | 8.64 | 0 | Residential | 1 | MARGATE | 8402 | 19 | ALLSEASON CONSTRUCTION | AC Electric | No | Complete | 2013-01-28 | 2013-10-24 | 2013-11-04 | 2013-11-04
SRP16517 | SREC Solar | FALDUTO |  | 13.475 | 0 | Residential | 1 | LEHT | 8089 | 14 | ALLSEASON CONSTRUCTION | AC Electric | No | Complete | 2013-01-28 | 2013-04-12 | 2013-04-26 | 2013-04-26
SRP16518 | SREC Solar | DALTON |  | 10.5 | 0 | Residential | 1 | MARLBORO | 7746 | 17 | ROOF DIAGNOSTICS INC | JCP&L | No | Complete | 2013-01-28 | 2013-10-01 | 2013-10-23 | 2013-10-23
SRP16519 | SREC Solar | ENGLISH |  | 12.005 | 0 | Residential | 1 | DORCHESTER | 8316 | 20 | ALLSEASON CONSTRUCTION | AC Electric | No | Complete | 2013-01-28 | 2014-01-24 | 2014-02-06 | 2014-02-06
SRP16520 | SREC Solar | BIENVENUE |  | 11.25 | 0 | Residential | 0 | EDISON | 8817 | 11 | VARA NRG LLC | PSE&G BPU | No | Complete | 2013-01-28 | 2013-07-08 | 2013-07-12 | 2013-07-12
SRP16522 | SREC Solar | HICKS | MICHAEL HICKS INC | 26.775 | 0 | Commercial | 0 | PORT MURRAY | 7865 | 2 | GEOSCAPE SOLAR | JCP&L | No | Complete | 2013-01-28 | 2013-10-25 | 2013-11-06 | 2013-11-06
SRP16523 | SREC Solar | VELOSO |  | 10.5 | 0 | Residential | 1 | W. CALDWELL | 7006 | 9 | ROOF DIAGNOSTICS INC | PSE&G BPU | No | Complete | 2013-01-28 | 2013-08-20 | 2013-09-03 | 2013-09-03
SRP16524 | SREC Solar | ODENATH |  | 8.415 | 0 | Residential | 1 | CLEMENTON | 8021 | 14 | AMPED ON SOLAR | AC Electric | No | Complete | 2013-01-28 | 2013-06-05 | 2013-06-12 | 2013-06-12
SRP16525 | SREC Solar | GARUVO |  | 9 | 0 | Residential | 0 | MILLINGTON | 7946 | 3 | TRINITY HEATING AND AIR | JCP&L | No | Complete | 2013-01-28 | 2013-02-21 | 2013-02-27 | 2013-02-27
SRP16526 | SREC Solar | GARDNER |  | 5 | 0 | Residential | 0 | SKILLMAN | 8558 | 5 | TRINITY HEATING AND AIR | PSE&G BPU | No | Complete | 2013-01-28 | 2013-05-29 | 2013-06-04 | 2013-06-04
SRP16527 | SREC Solar | DONALDSON |  | 5.52 | 0 | Residential | 1 | DENVILLE | 7834 | 3 | SOLARCITY CORPORATION | JCP&L | No | Complete | 2013-01-28 | 2013-08-21 | 2013-09-03 | 2013-09-03
SRP16528 | SREC Solar | FINNERTY |  | 7.35 | 0 | Residential | 1 | SPRINGFIELD TWP | 7081 | 10 | SOLARCITY CORPORATION | JCP&L | No | Complete | 2013-01-28 | 2013-06-18 | 2013-06-25 | 2013-06-25
SRP16529 | SREC Solar | BYRNE |  | 7.92 | 0 | Residential | 1 | RARITAN | 8869 | 5 | SOLARCITY CORPORATION | PSE&G BPU | No | Complete | 2013-01-28 | 2013-09-19 | 2013-09-26 | 2013-09-26
SRP16530 | SREC Solar | BIRCH |  | 5.76 | 0 | Residential | 1 | VINELAND | 8360 | 20 | SOLARCITY CORPORATION | Vineland Muni Elec | No | Complete | 2013-01-28 | 2013-10-01 | 2013-10-09 | 2013-10-09
SRP16531 | SREC Solar | ARIAS |  | 5.04 | 0 | Residential | 1 | PLEASANTVILLE | 8232 | 19 | ALLSEASON CONSTRUCTION | AC Electric | No | Complete | 2013-01-28 | 2013-11-13 | 2013-11-25 | 2013-11-25
SRP16532 | SREC Solar | GRIFFIN |  | 10.045 | 0 | Residential | 1 | EHT | 8234 | 19 | ALLSEASON CONSTRUCTION | AC Electric | No | Complete | 2013-01-28 | 2013-08-07 | 2013-08-12 | 2013-08-12
SRP16533 | SREC Solar | MELENDEZ |  | 5.76 | 0 | Residential | 1 | BRIDGETON | 8302 | 20 | ALLSEASON CONSTRUCTION | AC Electric | No | Complete | 2013-01-28 | 2013-10-02 | 2013-10-10 | 2013-10-10
SRP16534 | SREC Solar | SPIRGEL |  | 4.8 | 0 | Residential | 1 | VENTNOR CITY | 8406 | 19 | SOLARCITY CORPORATION | AC Electric | No | Complete | 2013-01-28 | 2014-04-08 | 2014-04-21 | 2014-04-21
SRP16535 | SREC Solar | JONES |  | 3.36 | 0 | Residential | 1 | WESTAMPTON | 8060 | 13 | SOLARCITY CORPORATION | PSE&G BPU | No | Complete | 2013-01-28 | 2013-04-25 | 2013-05-08 | 2013-05-08
SRP16537 | SREC Solar | NOBLE |  | 7.105 | 0 | Residential | 1 | GREEN BROOK | 8812 | 11 | VIVINT SOLAR | PSE&G BPU | No | Complete | 2013-01-28 | 2013-04-24 | 2013-05-23 | 2013-05-23
SRP16539 | SREC Solar | CUCCIARRE |  | 6.125 | 0 | Residential | 1 | FAIRLAWN | 7410 | 7 | VIVINT SOLAR | PSE&G BPU | No | Complete | 2013-01-28 | 2013-05-28 | 2013-06-03 | 2013-06-03
SRP16540 | SREC Solar | HELLER |  | 8.085 | 0 | Residential | 1 | COLONIA | 7067 | 10 | VIVINT SOLAR | PSE&G BPU | No | Complete | 2013-01-28 | 2013-04-24 | 2013-05-23 | 2013-05-23
SRP16541 | SREC Solar | RYCYK |  | 3.055 | 0 | Residential | 1 | WALLINGTON | 7057 | 7 | VIVINT SOLAR | PSE&G BPU | No | Complete | 2013-01-28 | 2014-01-10 | 2014-01-21 | 2014-01-21
SRP16542 | SREC Solar | ABATE |  | 12.72 | 0 | Residential | 1 | GALLOWAY | 8205 | 19 | SOLARCITY CORPORATION | AC Electric | No | Complete | 2013-01-28 | 2013-07-01 | 2013-07-30 | 2013-07-30
SRP16543 | SREC Solar | BATTAGLIA |  | 11.118 | 0 | Residential | 1 | SPARTA | 7871 | 1 | RENEWERGY SOLUTIONS GROUP | JCP&L | No | Complete | 2013-01-28 | 2013-06-03 | 2013-06-13 | 2013-06-13
SRP16544 | SREC Solar | DIDOMENICO | SHORE FELLOWSHIP CHURCH | 35.25 | 0 | Non Profit | 1 | EHT | 8234 | 19 | REC SOLAR INC | AC Electric | No | Complete | 2013-01-28 | 2014-08-06 | 2014-08-12 | 2014-08-12
SRP16545 | SREC Solar | BUTTERHOFF |  | 8.46 | 0 | Residential | 1 | EGG HARBOR CITY | 8215 | 19 | REC SOLAR INC | AC Electric | No | Complete | 2013-01-28 | 2014-02-26 | 2014-03-12 | 2014-03-12
SRP16547 | SREC Solar | HENRY |  | 9.24 | 0 | Residential | 1 | WOOLWICH TWP | 8085 | 15 | SOLARCITY CORPORATION | AC Electric | No | Complete | 2013-01-28 | 2013-06-13 | 2013-06-18 | 2013-06-18
SRP16548 | SREC Solar | BUTTERHOFF | SHADY BROOK FARM | 5.64 | 0 | Farm | 1 | EGG HARBOR CITY | 8215 | 19 | REC SOLAR INC | AC Electric | No | Complete | 2013-01-28 | 2014-02-26 | 2014-03-12 | 2014-03-12
SRP16549 | SREC Solar | ROTHROCK STEINFEL |  | 16.8 | 0 | Residential | 1 | S. PLAINFIELD | 7080 | 11 | SOLARCITY CORPORATION | PSE&G BPU | No | Complete | 2013-01-28 | 2013-04-19 | 2013-05-01 | 2013-05-01
SRP16550 | SREC Solar | BUTTERHOFF | SHADY BROOK FARM | 9.165 | 0 | Farm | 1 | EGG HARBOR CITY | 8215 | 19 | REC SOLAR INC | AC Electric | No | Complete | 2013-01-28 | 2014-02-26 | 2014-03-12 | 2014-03-12
SRP16552 | SREC Solar | NATELSON |  | 3 | 0 | Residential | 1 | LAKE HOPATCONG | 7849 | 3 | ROOF DIAGNOSTICS INC | JCP&L | No | Complete | 2013-01-28 | 2013-03-28 | 2013-04-12 | 2013-04-12
SRP16553 | SREC Solar | HERENCHAK |  | 9.5 | 0 | Residential | 1 | MANCHESTER | 8759 | 18 | ROOF DIAGNOSTICS INC | JCP&L | No | Complete | 2013-01-28 | 2013-03-29 | 2013-04-16 | 2013-04-16
SRP16554 | SREC Solar | ALCOBER |  | 2.5 | 0 | Residential | 1 | CLIFFSIDE PARK | 7010 | 7 | ROOF DIAGNOSTICS INC | PSE&G BPU | No | Complete | 2013-01-28 | 2013-08-05 | 2013-08-06 | 2013-08-06
SRP16555 | SREC Solar | FRANCY |  | 10.44 | 0 | Residential | 0 | HIGHLANDS | 7732 | 17 | GREEN APPLE ENERGY SYSTEMS, LLC | JCP&L | No | Complete | 2013-01-28 | 2013-03-18 | 2013-04-24 | 2013-04-24
SRP16556 | SREC Solar | KUKU |  | 6.24 | 0 | Residential | 1 | NEWARK | 7103 | 9 | SOLARCITY CORPORATION | PSE&G BPU | No | Complete | 2013-01-28 | 2013-05-15 | 2013-05-23 | 2013-05-23
SRP16557 | SREC Solar | KIMMELMAN |  | 3.92 | 0 | Residential | 1 | MAPLEWOOD | 7040 | 9 | SOLARCITY CORPORATION | PSE&G BPU | No | Complete | 2013-01-28 | 2013-07-01 | 2013-07-05 | 2013-07-05
SRP16559 | SREC Solar | HAMMOND |  | 7.68 | 0 | Residential | 1 | LUMBERTON | 8048 | 13 | SOLARCITY CORPORATION | PSE&G BPU | No | Complete | 2013-01-28 | 2013-05-17 | 2013-05-29 | 2013-05-29
SRP16560 | SREC Solar | SWAN | PSE&G POLE ATTACHED 2013-01 | 847.66 | 0 | Commercial |  | RAHWAY CITY | 7065 | 10 | RIGGS DISTILLER & CO INC | PSE&G BPU | Yes | Complete | 2013-01-25 | 2013-01-25 | N/A | 2014-02-25
SRP16561 | SREC Solar | MITROW |  | 7.05 | 0 | Residential | 1 | BRICK | 8724 | 18 | VERENGO SOLAR | JCP&L | No | Complete | 2013-01-28 | 2013-03-21 | 2013-04-12 | 2013-04-12
SRP16562 | SREC Solar | SWAN | PSE&G POLE ATTACHED 2013-02 | 751.84 | 0 | Commercial |  | CAMDEN CITY | 8105 | 14 | RIGGS DISTILLER & CO INC | PSE&G BPU | Yes | Complete | 2013-01-25 | 2013-02-22 | N/A | 2014-02-25
SRP16563 | SREC Solar | SWAN | PSE&G POLE ATTACHED 2013-03 | 697.22 | 0 | Commercial |  | HAMILTON TWP | 8610 | 12 | RIGGS DISTILLER & CO INC | PSE&G BPU | Yes | Complete | 2013-01-25 | 2013-03-29 | N/A | 2014-02-25
SRP16566 | SREC Solar | SWAN | PSE&G POLE ATTACHED 2013-04 | 670.525 | 0 | Commercial |  | TRENTON CITY | 8609 | 12 | RIGGS DISTILLER & CO INC | PSE&G BPU | Yes | Complete | 2013-01-25 | 2013-04-26 | N/A | 2014-02-25
SRP16567 | SREC Solar | SWAN | PSE&G POLE ATTACHED 2013-05 | 335.715 | 0 | Commercial |  | WESTFIELD TOWN | 7090 | 10 | RIGGS DISTILLER & CO INC | PSE&G BPU | Yes | Complete | 2013-01-25 | 2013-05-28 | N/A | 2014-02-25
SRP16568 | SREC Solar | SWAN | PSE&G POLE ATTACHED 2013-06 | 74.825 | 0 | Commercial |  | WOODBRIDGE TWP | 7067 | 10 | RIGGS DISTILLER & CO INC | PSE&G BPU | Yes | Complete | 2013-01-25 | 2013-06-28 | N/A | 2014-02-25
SRP16570 | SREC Solar | KRAINSKI |  | 10.045 | 0 | Residential | 1 | LANOKA HARBOR | 8734 | 18 | VERENGO SOLAR | JCP&L | No | Complete | 2013-01-28 | 2013-04-22 | 2013-05-03 | 2013-05-03
SRP16572 | SREC Solar | WHITE |  | 6.5 | 0 | Residential | 1 | JAMESBURG | 8831 | 11 | ASTRUM SOLAR, LLC | JCP&L | No | Complete | 2013-01-28 | 2014-02-04 | 2014-02-27 | 2014-02-27
SRP16573 | SREC Solar | BECK |  | 15.81 | 0 | Residential | 1 | WEYMOUTH | 8330 | 19 | VERENGO SOLAR | AC Electric | No | Complete | 2013-01-28 | 2013-07-03 | 2013-07-10 | 2013-07-10
SRP16574 | SREC Solar | NARCISO |  | 11.22 | 0 | Residential | 1 | NEPTUNE | 7753 | 17 | VERENGO SOLAR | JCP&L | No | Complete | 2013-01-28 | 2013-04-04 | 2013-04-19 | 2013-04-19
SRP16575 | SREC Solar | GARCIA |  | 6.11 | 0 | Residential | 1 | SOMERSET | 8873 | 5 | VERENGO SOLAR | PSE&G BPU | No | Complete | 2013-01-28 | 2013-04-22 | 2013-05-03 | 2013-05-03
SRP16576 | SREC Solar | BERSCH | HOMELESS SOLUTIONS INC | 16.425 | 0 | Non Profit | 0 | HACKETTSTOWN | 7840 | 2 | INTEGRATED GREEN TECHNOLOGIES, INC. | JCP&L | No | Complete | 2013-01-28 | 2014-05-30 | 2014-06-10 | 2014-06-10
SRP16577 | SREC Solar | SMITH | L'OREAL USA PRODUCTS, INC. | 272.064 | 0 | Commercial | 1 | CLARK | 7066 | 10 | GEOPEAK ENERGY LLC | PSE&G BPU | No | Complete | 2013-01-28 | 2013-02-19 | 2013-03-07 | 2013-03-07
SRP16578 | SREC Solar | HEDDEN | L'OREAL USA PRODUCTS | 1025.472 | 0 | Commercial | 1 | CLARK | 7066 | 10 | GEOPEAK ENERGY LLC | PSE&G BPU | No | Complete | 2013-01-28 | 2013-04-29 | 2013-05-07 | 2013-05-07
SRP16579 | SREC Solar | JONES | L'OREAL USA PRODUCTS, INC. | 536.64 | 0 | Commercial | 1 | FRANKLIN | 8875 | 5 | GEOPEAK ENERGY LLC | PSE&G BPU | No | Complete | 2013-02-04 | 2014-01-21 | 2014-01-30 | 2014-01-30
SRP16580 | SREC Solar | GELLMAN |  | 5.28 | 0 | Residential | 1 | MARGATE | 8402 | 19 | ALLSEASON CONSTRUCTION | AC Electric | No | Complete | 2013-02-04 | 2013-07-22 | 2013-07-29 | 2013-07-29
SRP16581 | SREC Solar | PREDMORE |  | 9.8 | 0 | Residential | 1 | MONTAGUE | 7827 | 1 | EAST COAST ALTERNATIVE ENERGY | JCP&L | No | Complete | 2013-02-04 | 2013-11-12 | 2013-11-14 | 2013-11-14
SRP16582 | SREC Solar | PATEL | IMCLONE SYSTEMS CORPORATION | 9954.56 | 0 | Commercial | 1 | BRANCHBURG | 8876 | 5 | THE WHITING-TURNER CONTRACTING COMPANY | JCP&L | No | Complete | 2013-01-28 | 2014-05-21 | 2014-05-27 | 2014-05-27
SRP16585 | SREC Solar | HEYNIGER |  | 3.5 | 0 | Residential | 1 | VERONA | 7044 | 9 | ROOF DIAGNOSTICS INC | PSE&G BPU | No | Complete | 2013-02-04 | 2013-09-24 | 2013-09-30 | 2013-09-30
SRP16586 | SREC Solar | THOMAS |  | 7 | 0 | Residential | 1 | TOMS RIVER | 8753 | 18 | ENERGY SOLUTIONS OF NEW JERSEY LLC | JCP&L | No | Complete | 2013-02-04 | 2013-05-07 | 2013-05-15 | 2013-05-15
SRP16587 | SREC Solar | SLATER |  | 5.25 | 0 | Residential | 1 | LAKEWOOD | 8701 | 18 | TRINITY HEATING AND AIR | JCP&L | No | Complete | 2013-02-04 | 2013-03-12 | 2013-04-05 | 2013-04-05
SRP16588 | SREC Solar | NAGRATH |  | 10 | 0 | Residential | 0 | SOMERSET | 8873 | 5 | AMPERICON | PSE&G BPU | No | Complete | 2013-02-04 | 2013-04-22 | 2013-05-01 | 2013-05-01
SRP16589 | SREC Solar | BURNS |  | 6.615 | 0 | Residential | 1 | VINCETOWN | 8088 | 13 | ALTERIS RENEWABLES DBA RGS ENERGY | PSE&G BPU | No | Complete | 2013-02-04 | 2014-01-23 | 2014-01-30 | 2014-01-30
SRP16591 | SREC Solar | KOSHY |  | 6.25 | 0 | Residential | 1 | FRANKLIN TWP. | 8873 | 5 | ROOF DIAGNOSTICS INC | PSE&G BPU | No | Complete | 2013-02-04 | 2013-09-24 | 2013-11-14 | 2013-11-14
SRP16592 | SREC Solar | ALLIU |  | 16.905 | 0 | Residential | 1 | LAFAYETTE | 7848 | 1 | ALTERNATIVE ENERGY ASSOCIATES | JCP&L | No | Complete | 2013-02-04 | 2013-12-18 | 2014-01-02 | 2014-01-02
SRP16593 | SREC Solar | WONSALA |  | 10.535 | 0 | Residential | 1 | WALL | 8736 | 17 | NJR HOME SERVICES. | JCP&L | No | Complete | 2013-02-04 | 2013-11-13 | 2013-11-25 | 2013-11-25
SRP16594 | SREC Solar | SEVILLA |  | 10.29 | 0 | Residential | 1 | BRICK | 8723 | 18 | NJR HOME SERVICES | JCP&L | No | Complete | 2013-02-04 | 2013-08-16 | 2013-08-20 | 2013-08-20
SRP16595 | SREC Solar | LAFAIRE |  | 5.2 | 0 | Residential | 0 | MAPLEWOOD | 7040 | 9 | SOLAR ENERGY WORLD-W | PSE&G BPU | No | Complete | 2013-02-04 | 2014-02-26 | 2014-03-12 | 2014-03-12
SRP16596 | SREC Solar | SHAH |  | 6.54 | 0 | Residential | 1 | PLAINSBORO | 8536 | 11 | GEOPEAK ENERGY LLC | PSE&G BPU | No | Complete | 2013-02-04 | 2013-08-15 | 2013-09-20 | 2013-09-20
SRP16597 | SREC Solar | ANDERSON |  | 9.483 | 0 | Residential | 0 | FREEHOLD | 7728 | 17 | GEOPEAK ENERGY LLC | JCP&L | No | Complete | 2013-02-04 | 2013-07-26 | 2013-08-05 | 2013-08-05
SRP16598 | SREC Solar | SHAH |  | 2.5 | 0 | Residential | 1 | NEWARK | 7112 | 9 | TRINITY HEATING AND AIR | PSE&G BPU | No | Complete | 2013-02-04 | 2013-07-03 | 2013-07-09 | 2013-07-09
SRP16599 | SREC Solar | TESTAGROSSA |  | 12.25 | 0 | Residential | 1 | JACKSON | 8527 | 18 | RELIABLE POWER SERVICES, INC. | JCP&L | No | Complete | 2013-02-04 | 2013-09-04 | 2013-09-13 | 2013-09-13
SRP16600 | SREC Solar | MAZZA |  | 5.76 | 0 | Residential | 1 | LINCROFT | 7738 | 17 | RELIABLE POWER SERVICES, INC. | JCP&L | No | Complete | 2013-02-04 | 2013-06-17 | 2013-08-28 | 2013-08-28
SRP16601 | SREC Solar | LAWLER |  | 8.16 | 0 | Residential | 1 | BRICK | 8723 | 18 | RELIABLE POWER SERVICES, INC. | JCP&L | No | Complete | 2013-02-04 | 2014-01-29 | 2014-02-12 | 2014-02-12
SRP16602 | SREC Solar | JURGRAU |  | 5.75 | 0 | Residential | 1 | PEMBERTON | 8068 | 13 | TRINITY HEATING AND AIR | JCP&L | No | Complete | 2013-02-04 | 2013-05-23 | 2013-05-29 | 2013-05-29
SRP16603 | SREC Solar | MESSINA |  | 4.5 | 0 | Residential | 1 | TEANECK | 7666 | 7 | ROOF DIAGNOSTICS INC | PSE&G BPU | No | Complete | 2013-02-04 | 2013-09-04 | 2013-09-13 | 2013-09-13
SRP16604 | SREC Solar | GIEBLER |  | 5.76 | 0 | Residential | 1 | KEANSBURG | 7734 | 17 | GARDEN STATE SOLAR LLC | JCP&L | No | Complete | 2013-02-04 | 2013-02-25 | 2013-03-14 | 2013-03-14
SRP16605 | SREC Solar | CHAUHAN |  | 3.27 | 0 | Residential | 1 | PISCATAWAY | 8854 | 11 | AMERGY SOLAR | PSE&G BPU | No | Complete | 2013-02-04 | 2013-05-02 | 2013-05-14 | 2013-05-14
SRP16606 | SREC Solar | PHARO |  | 12.74 | 0 | Residential | 1 | STAFFORD TWP. | 8050 | 18 | SOLARCITY CORPORATION | AC Electric | No | Complete | 2013-02-04 | 2014-01-24 | 2014-02-06 | 2014-02-06
SRP16607 | SREC Solar | VISWANATHA |  | 6 | 0 | Residential | 1 | PRINCETON | 8540 | 12 | SOLARCITY CORPORATION | PSE&G BPU | No | Complete | 2013-02-04 | 2013-06-18 | 2013-06-25 | 2013-06-25
SRP16608 | SREC Solar | MARKS |  | 3.36 | 0 | Residential | 1 | MORRISTOWN | 7960 | 3 | SOLARCITY CORPORATION | JCP&L | No | Complete | 2013-02-04 | 2013-10-10 | 2013-10-15 | 2013-10-15
SRP16610 | SREC Solar | GENCARELLI |  | 16.38 | 0 | Residential | 1 | POMPTON PLAINS | 7444 | 3 | SOLARCITY CORPORATION | JCP&L | No | Complete | 2013-02-04 | 2013-05-03 | 2013-05-17 | 2013-05-17
SRP16611 | SREC Solar | KOPEC |  | 8.32 | 0 | Residential | 1 | PARSIPPANY | 7054 | 3 | SOLARCITY CORPORATION | JCP&L | No | Complete | 2013-02-04 | 2013-05-28 | 2013-05-30 | 2013-05-30
SRP16612 | SREC Solar | MCNAIR |  | 5.04 | 0 | Residential | 1 | MIDDLE TWP. | 8210 | 21 | SOLARCITY CORPORATION | AC Electric | No | Complete | 2013-02-04 | 2013-07-30 | 2013-08-05 | 2013-08-05
SRP16613 | SREC Solar | DAVIS |  | 4.67 | 0 | Residential | 0 | BRICK | 8724 | 18 | TRINITY HEATING AND AIR | JCP&L | No | Complete | 2013-02-04 | 2013-05-29 | 2013-06-04 | 2013-06-04
SRP16614 | SREC Solar | VDOVENKO |  | 8.16 | 0 | Residential | 1 | LAKEHURST | 8733 | 18 | TRINITY HEATING AND AIR | JCP&L | No | Complete | 2013-02-04 | 2013-06-17 | 2013-06-25 | 2013-06-25
SRP16615 | SREC Solar | CIORCIARA |  | 9 | 0 | Residential | 1 | MANALAPAN | 7726 | 17 | TRINITY HEATING AND AIR | JCP&L | No | Complete | 2013-02-04 | 2013-06-10 | 2013-07-02 | 2013-07-02
SRP16616 | SREC Solar | NADASKY |  | 4.75 | 0 | Residential | 1 | ROSELLE PARK | 7204 | 10 | TRINITY HEATING AND AIR | PSE&G BPU | No | Complete | 2013-02-04 | 2013-05-29 | 2013-06-04 | 2013-06-04
SRP16617 | SREC Solar | POLTORAK |  | 7 | 0 | Residential | 1 | JACKSON | 8527 | 18 | TRINITY HEATING AND AIR | JCP&L | No | Complete | 2013-02-04 | 2013-05-29 | 2013-06-04 | 2013-06-04
SRP16618 | SREC Solar | TAYLOR |  | 4.8 | 0 | Residential | 1 | LITTLE EGG HARBOR | 8087 | 18 | ALLSEASON CONSTRUCTION | AC Electric | No | Complete | 2013-02-04 | 2013-02-27 | 2013-05-02 | 2013-05-02
SRP16619 | SREC Solar | UDDIN |  | 6.867 | 0 | Residential | 1 | SAYREVILLE | 8872 | 11 | SEA BRIGHT SOLAR, LLC | JCP&L | No | Complete | 2013-02-04 | 2013-07-25 | 2013-08-01 | 2013-08-01
SRP16620 | SREC Solar | MONTANA |  | 3.5 | 0 | Residential | 1 | BARNEGAT | 8005 | 18 | ROOF DIAGNOSTICS INC | AC Electric | No | Complete | 2013-02-04 | 2013-08-29 | 2013-09-04 | 2013-09-04
SRP16621 | SREC Solar | PANGILINAN |  | 8.75 | 0 | Residential | 1 | PISCATAWAY | 8854 | 11 | ROOF DIAGNOSTICS INC | PSE&G BPU | No | Complete | 2013-02-04 | 2013-08-20 | 2013-08-27 | 2013-08-27
SRP16622 | SREC Solar | THOMAS |  | 5.25 | 0 | Residential | 1 | CRANBURY | 8512 | 11 | ROOF DIAGNOSTICS INC | JCP&L | No | Complete | 2013-02-04 | 2013-10-28 | 2013-11-08 | 2013-11-08
SRP16623 | SREC Solar | LALEVEE |  | 5.25 | 0 | Residential | 1 | HACKETTSTOWN | 7840 | 2 | ROOF DIAGNOSTICS INC | JCP&L | No | Complete | 2013-02-04 | 2014-03-24 | 2014-07-25 | 2014-07-25
SRP16624 | SREC Solar | JASOLOSKY |  | 5.5 | 0 | Residential | 1 | MANCHESTER | 8759 | 18 | ROOF DIAGNOSTICS INC | JCP&L | No | Complete | 2013-02-04 | 2013-08-09 | 2013-08-16 | 2013-08-16
SRP16625 | SREC Solar | FERN |  | 9.156 | 0 | Residential | 1 | OAKLAND | 7436 | 7 | ROSS SOLAR GROUP, LLC | Orange & Rockland Elec | No | Complete | 2013-02-04 | 2014-03-18 | 2014-03-26 | 2014-03-26
SRP16626 | SREC Solar | NAVA |  | 5.39 | 0 | Residential | 1 | MANCHESTER | 8759 | 18 | ACOS ENERGY, LLC | JCP&L | No | Complete | 2013-02-04 | 2013-11-08 | 2013-11-15 | 2013-11-15
SRP16627 | SREC Solar | DUNCAN |  | 12.25 | 0 | Residential | 1 | MILLSTONE TWP | 8510 | 17 | ROOF DIAGNOSTICS INC | JCP&L | No | Complete | 2013-02-04 | 2013-09-06 | 2013-09-17 | 2013-09-17
SRP16628 | SREC Solar | RAMOS |  | 8.575 | 0 | Residential | 1 | EGG HARBOR TWP | 8234 | 19 | ACOS ENERGY, LLC | AC Electric | No | Complete | 2013-02-04 | 2013-09-04 | 2013-09-13 | 2013-09-13
SRP16629 | SREC Solar | SCHNALL |  | 18 | 0 | Residential | 0 | MILFORD | 8848 | 4 | GEOSCAPE SOLAR | JCP&L | No | Complete | 2013-02-11 | 2013-09-18 | 2013-09-24 | 2013-09-24
SRP16630 | SREC Solar | CARNEY |  | 11.27 | 0 | Residential | 1 | LITTLE EGG HARBOR | 8087 | 18 | ACOS ENERGY, LLC | AC Electric | No | Complete | 2013-02-04 | 2013-11-12 | 2013-12-30 | 2013-12-30
SRP16631 | SREC Solar | DIMARZO |  | 11.445 | 0 | Residential | 1 | JACKSON | 8527 | 18 | SEA BRIGHT SOLAR, LLC | AC Electric | No | Complete | 2013-02-04 | 2013-07-26 | 2013-08-05 | 2013-08-05
SRP16632 | SREC Solar | ULLAH |  | 7.84 | 0 | Residential | 1 | EHT | 8234 | 19 | ACOS ENERGY, LLC | AC Electric | No | Complete | 2013-02-04 | 2013-11-08 | 2013-11-15 | 2013-11-15
SRP16633 | SREC Solar | NOVICK |  | 11.76 | 0 | Residential | 1 | SOMERSET | 8873 | 5 | ACOS ENERGY, LLC | PSE&G BPU | No | Complete | 2013-02-04 | 2013-12-18 | 2014-01-02 | 2014-01-02
SRP16634 | SREC Solar | SNEYERS |  | 7.84 | 0 | Residential | 1 | FREEHOLD | 7728 | 17 | ACOS ENERGY, LLC | JCP&L | No | Complete | 2013-02-04 | 2013-09-18 | 2013-10-07 | 2013-10-07
SRP16636 | SREC Solar | CROOK |  | 11.515 | 0 | Residential | 1 | CORBIN CITY | 8270 | 21 | ACOS ENERGY, LLC | AC Electric | No | Complete | 2013-02-04 | 2014-01-02 | 2014-01-21 | 2014-01-21
SRP16637 | SREC Solar | MARCHESE |  | 7.92 | 0 | Residential | 1 | TOMS RIVER | 8753 | 18 | ALLSEASON CONSTRUCTION | JCP&L | No | Complete | 2013-02-04 | 2013-05-22 | 2013-05-30 | 2013-05-30
SRP16638 | SREC Solar | CALABRESE |  | 9.12 | 0 | Residential | 1 | GALLOWAY | 8205 | 19 | ALLSEASON CONSTRUCTION | AC Electric | No | Complete | 2013-02-04 | 2013-05-14 | 2013-05-23 | 2013-05-23
SRP16639 | SREC Solar | PURNELL |  | 6.37 | 0 | Residential | 1 | EGG HARBOR CITY | 8215 | 19 | ACOS ENERGY, LLC | AC Electric | No | Complete | 2013-02-04 | 2014-01-14 | 2014-01-24 | 2014-01-24
SRP16640 | SREC Solar | FISHMAN |  | 4.32 | 0 | Residential | 1 | BEACH HAVEN | 8008 | 18 | SOLARCITY CORPORATION | AC Electric | No | Complete | 2013-02-04 | 2013-06-06 | 2013-07-02 | 2013-07-02
SRP16642 | SREC Solar | MARINO |  | 5.76 | 0 | Residential | 1 | GIBBSTOWN | 8027 | 15 | SOLARCITY CORPORATION | AC Electric | No | Complete | 2013-02-04 | 2013-08-21 | 2013-09-13 | 2013-09-13
SRP16643 | SREC Solar | MORALES |  | 9.12 | 0 | Residential | 1 | PARSIPPANY | 7054 | 3 | SOLARCITY CORPORATION | JCP&L | No | Complete | 2013-02-04 | 2013-08-16 | 2013-08-21 | 2013-08-21
SRP16644 | SREC Solar | NGEOW |  | 6.86 | 0 | Residential | 1 | WESTFIELD | 7090 | 10 | SOLARCITY CORPORATION | PSE&G BPU | No | Complete | 2013-02-04 | 2013-08-14 | 2013-08-16 | 2013-08-16
SRP16645 | SREC Solar | MCEACHRANE |  | 7.05 | 0 | Residential | 1 | CLIFTON | 7013 | 6 | VIVINT SOLAR | PSE&G BPU | No | Complete | 2013-02-04 | 2013-07-18 | 2013-07-24 | 2013-07-24
SRP16647 | SREC Solar | GANDY |  | 12.74 | 0 | Residential | 1 | MAYS LANDING | 8330 | 19 | ACOS ENERGY, LLC | AC Electric | No | Complete | 2013-02-04 | 2013-09-18 | 2013-10-01 | 2013-10-01
SRP16648 | SREC Solar | JOHNSTON |  | 7.84 | 0 | Residential | 1 | MANAHAWKIN | 8050 | 18 | ALLSEASON CONSTRUCTION | AC Electric | No | Complete | 2013-02-04 | 2013-06-12 | 2013-09-13 | 2013-09-13
SRP16649 | SREC Solar | HIRSCHBERGER |  | 7.35 | 0 | Residential | 1 | GALLOWAY | 8205 | 19 | ALLSEASON CONSTRUCTION | AC Electric | No | Complete | 2013-02-04 | 2013-05-10 | 2013-05-22 | 2013-05-22
SRP16650 | SREC Solar | GARCIA |  | 5.76 | 0 | Residential | 1 | EGG HARBOR TWP. | 8234 | 19 | ACOS ENERGY, LLC | AC Electric | No | Complete | 2013-02-04 | 2013-05-31 | 2013-06-05 | 2013-06-05
SRP16651 | SREC Solar | IACOVELLI |  | 5.88 | 0 | Residential | 1 | BARNEGAT | 8005 | 18 | ALLSEASON CONSTRUCTION | AC Electric | No | Complete | 2013-02-04 | 2013-08-07 | 2013-08-12 | 2013-08-12
SRP16652 | SREC Solar | REILLY |  | 8.085 | 0 | Residential | 1 | VILLAS | 8251 | 21 | ALLSEASON CONSTRUCTION | AC Electric | No | Complete | 2013-02-04 | 2013-05-29 | 2013-06-05 | 2013-06-05
SRP16653 | SREC Solar | COWAN |  | 8.46 | 0 | Residential | 1 | HILLSBOROUGH | 8844 | 5 | VERENGO SOLAR | PSE&G BPU | No | Complete | 2013-02-04 | 2013-03-21 | 2013-04-12 | 2013-04-12
SRP16654 | SREC Solar | BROWN |  | 19.355 | 0 | Residential | 1 | EHT | 8234 | 19 | ALLSEASON CONSTRUCTION | AC Electric | No | Complete | 2013-02-04 | 2013-09-25 | 2013-10-01 | 2013-10-01
SRP16655 | SREC Solar | STEMMER |  | 7.68 | 0 | Residential | 1 | NEW GRETNA | 8087 | 18 | ALLSEASON CONSTRUCTION | AC Electric | No | Complete | 2013-02-04 | 2013-06-18 | 2013-07-02 | 2013-07-02
SRP16656 | SREC Solar | RODGERS |  | 4.18 | 0 | Residential | 1 | PISCATAWAY | 8854 | 11 | SUNGEVITY, INC. | PSE&G BPU | No | Complete | 2013-02-04 | 2013-04-30 | 2013-05-13 | 2013-05-13
SRP16659 | SREC Solar | GASPAR |  | 6.11 | 0 | Residential | 1 | ELIZABETH | 7208 | 10 | VIVINT SOLAR | PSE&G BPU | No | Complete | 2013-02-04 | 2013-07-03 | 2013-07-12 | 2013-07-12
SRP16660 | SREC Solar | BARBOSA |  | 3.525 | 0 | Residential | 1 | N. ARLINGTON | 7031 | 7 | VIVINT SOLAR | PSE&G BPU | No | Complete | 2013-02-04 | 2013-06-21 | 2013-07-09 | 2013-07-09
SRP16661 | SREC Solar | VOLPE |  | 6.72 | 0 | Residential | 1 | WEEHAWKEN | 7086 | 8 | SOLARCITY CORPORATION | PSE&G BPU | No | Complete | 2013-02-04 | 2014-04-03 | 2014-04-21 | 2014-04-21
SRP16664 | SREC Solar | KODMAN |  | 7.25 | 0 | Residential | 0 | TOMS RIVER | 8753 | 18 | TRINITY HEATING AND AIR | JCP&L | No | Complete | 2013-02-04 | 2013-09-18 | 2013-10-07 | 2013-10-07
SRP16665 | SREC Solar | AWAD |  | 8.25 | 0 | Residential | 1 | WAYNE | 7470 | 6 | TRINITY HEATING AND AIR | PSE&G BPU | No | Complete | 2013-02-04 | 2013-07-03 | 2013-07-09 | 2013-07-09
SRP16666 | SREC Solar | MARTIN |  | 14.715 | 0 | Residential | 1 | BARNEGAT | 8005 | 18 | ALTERIS RENEWABLES DBA REAL GOODS SOLAR | JCP&L | No | Complete | 2013-02-04 | 2014-03-04 | 2014-03-13 | 2014-03-13
SRP16667 | SREC Solar | SINGH |  | 6.867 | 0 | Residential | 1 | EDISON | 8817 | 11 | SEA BRIGHT SOLAR, LLC | PSE&G BPU | No | Complete | 2013-02-04 | 2013-08-13 | 2013-08-15 | 2013-08-15
SRP16668 | SREC Solar | ULIS |  | 7 | 0 | Residential | 1 | TOMS RIVER | 8753 | 18 | ROOF DIAGNOSTICS INC | JCP&L | No | Complete | 2013-02-04 | 2013-09-09 | 2013-09-17 | 2013-09-17
SRP16669 | SREC Solar | DOMANICH |  | 9.75 | 0 | Residential | 1 | BRICK | 8724 | 18 | ROOF DIAGNOSTICS INC | JCP&L | No | Complete | 2013-02-04 | 2013-08-20 | 2013-08-27 | 2013-08-27
SRP16670 | SREC Solar | SPILL |  | 5.5 | 0 | Residential | 1 | MYSTIC ISLANDS | 8087 | 18 | ROOF DIAGNOSTICS INC | AC Electric | No | Complete | 2013-02-04 | 2013-09-18 | 2013-10-03 | 2013-10-03
SRP16671 | SREC Solar | JOHNSON |  | 11 | 0 | Residential | 1 | PRINCETON | 8540 | 12 | ROOF DIAGNOSTICS INC | PSE&G BPU | No | Complete | 2013-02-04 | 2013-11-27 | 2013-12-06 | 2013-12-06
SRP16672 | SREC Solar | SHAH |  | 7.75 | 0 | Residential | 1 | PARSIPPANY | 7054 | 3 | ASTON SOLAR | JCP&L | No | Complete | 2013-02-04 | 2013-06-25 | 2013-06-27 | 2013-06-27
SRP16673 | SREC Solar | NGO |  | 14 | 0 | Residential | 1 | GLASSBORO | 8028 | 15 | ASTON SOLAR | AC Electric | No | Complete | 2013-02-04 | 2013-07-23 | 2013-07-25 | 2013-07-25
SRP16674 | SREC Solar | MANFREDI |  | 5 | 0 | Residential | 1 | BRICK | 8723 | 18 | ROOF DIAGNOSTICS INC | JCP&L | No | Complete | 2013-02-04 | 2013-09-16 | 2013-09-25 | 2013-09-25
SRP16675 | SREC Solar | KURCHOCK |  | 5.5 | 0 | Residential | 1 | SO. BRUNSWICK TWP | 8824 | 11 | ROOF DIAGNOSTICS INC | PSE&G BPU | No | Complete | 2013-02-04 | 2013-08-16 | 2013-08-20 | 2013-08-20
SRP16676 | SREC Solar | SCHENKOLEWSKI | BAIS KAILA HIGH SCHOOL | 47.025 | 0 | School Other | 1 | LAKEWOOD | 8701 | 18 | AROSA SOLAR ENERGY, INC | JCP&L | No | Complete | 2013-02-04 | 2013-09-09 | 2013-09-17 | 2013-09-17
SRP16677 | SREC Solar | SANCLEMENTE |  | 6.76 | 0 | Residential | 1 | WOODSTOWN | 8098 | 16 | KAITANNA SOLAR, LLC | AC Electric | No | Complete | 2013-02-18 | 2013-04-25 | 2013-05-08 | 2013-05-08
SRP16678 | SREC Solar | SPILL |  | 6 | 0 | Residential | 1 | MYSTIC ISLANDS | 8087 | 18 | ROOF DIAGNOSTICS INC | AC Electric | No | Complete | 2013-02-04 | 2013-11-19 | 2014-01-16 | 2014-01-16
SRP16679 | SREC Solar | RAUBOLD |  | 12 | 0 | Residential | 1 | EAST BRUNSWICK | 8816 | 11 | ROOF DIAGNOSTICS INC | JCP&L | No | Complete | 2013-02-04 | 2013-08-08 | 2013-09-25 | 2013-09-25
SRP16680 | SREC Solar | FONTANA |  | 6.5 | 0 | Residential | 1 | SUCCASUNNA | 7876 | 3 | ROOF DIAGNOSTICS INC | JCP&L | No | Complete | 2013-02-04 | 2013-08-13 | 2013-08-15 | 2013-08-15
SRP16681 | SREC Solar | CIULLA |  | 9 | 0 | Residential | 1 | HACKETTSTOWN | 7840 | 2 | ROOF DIAGNOSTICS INC | JCP&L | No | Complete | 2013-02-04 | 2013-09-12 | 2013-09-20 | 2013-09-20
SRP16683 | SREC Solar | BURKE |  | 5.39 | 0 | Residential | 1 | MONTAQUE | 7827 | 1 | EAST COAST ALTERNATIVE ENERGY | JCP&L | No | Complete | 2013-02-04 | 2013-05-13 | 2013-05-22 | 2013-05-22
SRP16685 | SREC Solar | CAVALLO |  | 6.75 | 0 | Residential | 1 | WEST ORANGE | 7052 | 9 | ROOF DIAGNOSTICS INC | PSE&G BPU | No | Complete | 2013-02-04 | 2013-08-09 | 2013-08-16 | 2013-08-16
SRP16686 | SREC Solar | BRASE |  | 6.25 | 0 | Residential | 1 | WEST WINDSOR TWP | 8550 | 12 | ROOF DIAGNOSTICS INC | PSE&G BPU | No | Complete | 2013-02-04 | 2013-09-12 | 2013-09-20 | 2013-09-20
SRP16687 | SREC Solar | HUTAIN |  | 6.5 | 0 | Residential | 1 | OCEAN ACRES | 8050 | 18 | ROOF DIAGNOSTICS INC | AC Electric | No | Complete | 2013-02-04 | 2013-12-31 | 2014-01-21 | 2014-01-21
SRP16688 | SREC Solar | JONES |  | 10.25 | 0 | Residential | 1 | TRENTON | 8610 | 12 | ROOF DIAGNOSTICS INC | PSE&G BPU | No | Complete | 2013-02-04 | 2013-08-16 | 2013-08-20 | 2013-08-20
SRP16689 | SREC Solar | STAIKOS |  | 7.5 | 0 | Residential | 1 | DOVER | 7801 | 3 | ROOF DIAGNOSTICS INC | JCP&L | No | Complete | 2013-02-04 | 2013-07-05 | 2013-07-10 | 2013-07-10
SRP16690 | SREC Solar | GOLDEN |  | 9.75 | 0 | Residential | 1 | MANALAPAN | 7726 | 17 | TRINITY HEATING AND AIR | JCP&L | No | Complete | 2013-02-04 | 2013-05-02 | 2013-05-13 | 2013-05-13
SRP16691 | SREC Solar | BROWN |  | 8.25 | 0 | Residential | 1 | LAKEWOOD | 8701 | 18 | POWERLUTIONS, LLC | JCP&L | No | Complete | 2013-02-04 | 2013-06-26 | 2013-06-28 | 2013-06-28
SRP16692 | SREC Solar | GREENZWEIG |  | 12 | 0 | Residential | 1 | LAKEWOOD | 8701 | 18 | POWERLUTIONS, LLC | JCP&L | No | Complete | 2013-02-04 | 2013-06-26 | 2013-06-28 | 2013-06-28
SRP16693 | SREC Solar | CARLO |  | 6.11 | 0 | Residential | 1 | AVENEL | 7001 | 11 | VIVINT SOLAR | PSE&G BPU | No | Complete | 2013-02-04 | 2014-03-10 | 2014-03-20 | 2014-03-20
SRP16695 | SREC Solar | GANZ |  | 13.75 | 0 | Residential | 1 | LAKEWOOD | 8701 | 18 | POWERLUTIONS, LLC | JCP&L | No | Complete | 2013-02-04 | 2013-06-28 | 2013-08-06 | 2013-08-06
SRP16696 | SREC Solar | SNYDER |  | 8 | 0 | Residential | 1 | WHITING | 8759 | 18 | ROOF DIAGNOSTICS INC | JCP&L | No | Complete | 2013-02-04 | 2013-11-08 | 2013-12-16 | 2013-12-16
SRP16697 | SREC Solar | MISKEWITZ |  | 6.375 | 0 | Residential | 1 | SPRINGFIELD | 7081 | 10 | SOLAR ENERGY WORLD-W | JCP&L | No | Complete | 2013-02-04 | 2013-04-15 | 2013-05-01 | 2013-05-01
SRP16699 | SREC Solar | MITCHELL |  | 7.84 | 0 | Residential | 1 | PARSIPPANY | 7054 | 3 | VIVINT SOLAR | JCP&L | No | Complete | 2013-02-04 | 2013-04-04 | 2013-04-19 | 2013-04-19
SRP16700 | SREC Solar | IRELAND |  | 3.995 | 0 | Residential | 1 | EGG HARBOR TOWNSHIP | 8234 | 19 | VERENGO SOLAR | AC Electric | No | Complete | 2013-02-04 | 2013-06-25 | 2013-06-27 | 2013-06-27
SRP16701 | SREC Solar | SPINRAD |  | 13.965 | 0 | Residential | 1 | HILLSBOROUGH | 8844 | 5 | SKY HIGH ENERGY, LLC | PSE&G BPU | No | Complete | 2013-02-04 | 2013-07-18 | 2013-07-24 | 2013-07-24
SRP16702 | SREC Solar | PAONESSA |  | 3.25 | 0 | Residential | 1 | RAHWAY | 7065 | 10 | ROOF DIAGNOSTICS INC | PSE&G BPU | No | Complete | 2013-02-04 | 2013-08-19 | 2013-08-23 | 2013-08-23
SRP16705 | SREC Solar | WEBER |  | 3.995 | 0 | Residential | 1 | PARSIPPANY | 7054 | 3 | VIVINT SOLAR | JCP&L | No | Complete | 2013-02-04 | 2013-05-07 | 2013-05-16 | 2013-05-16
SRP16707 | SREC Solar | GARDNER |  | 2.82 | 0 | Residential | 1 | PARSIPPANY | 7054 | 3 | VIVINT SOLAR | JCP&L | No | Complete | 2013-02-04 | 2013-04-04 | 2013-04-19 | 2013-04-19
SRP16708 | SREC Solar | LEWIS |  | 5.145 | 0 | Residential | 1 | TOMS RIVER | 8753 | 18 | SOLARCITY CORPORATION | JCP&L | No | Complete | 2013-02-04 | 2013-06-17 | 2013-07-02 | 2013-07-02
SRP16710 | SREC Solar | NGWA |  | 7.68 | 0 | Residential | 1 | SICKLERVILLE | 8081 | 14 | SOLARCITY CORPORATION | AC Electric | No | Complete | 2013-02-04 | 2013-07-18 | 2013-07-24 | 2013-07-24
SRP16711 | SREC Solar | JACOBS |  | 5.04 | 0 | Residential | 1 | PASSAIC | 7055 | 6 | SOLARCITY CORPORATION | PSE&G BPU | No | Complete | 2013-02-04 | 2013-06-27 | 2013-07-05 | 2013-07-05
SRP16712 | SREC Solar | ZAZZARINO |  | 3.525 | 0 | Residential | 1 | AVENEL | 7001 | 11 | VIVINT SOLAR | PSE&G BPU | No | Complete | 2013-02-04 | 2013-07-03 | 2013-07-10 | 2013-07-10
SRP16713 | SREC Solar | CITRON |  | 6.125 | 0 | Residential | 1 | EAST WINDSOR | 8512 | 11 | SOLARCITY CORPORATION | JCP&L | No | Complete | 2013-02-04 | 2013-08-19 | 2013-08-27 | 2013-08-27
SRP16715 | SREC Solar | KING |  | 7.35 | 0 | Residential | 1 | SOMERVILLE | 8876 | 5 | SOLARCITY CORPORATION | JCP&L | No | Complete | 2013-02-04 | 2013-06-21 | 2013-07-23 | 2013-07-23
SRP16717 | SREC Solar | RUBAS |  | 2.45 | 0 | Residential | 1 | CARTERET | 7008 | 11 | SOLARCITY CORPORATION | PSE&G BPU | No | Complete | 2013-02-04 | 2013-10-23 | 2013-10-28 | 2013-10-28
SRP16719 | SREC Solar | GOODE |  | 7.5 | 0 | Residential | 1 | BRIDGEWATER | 8807 | 5 | ROOF DIAGNOSTICS INC | PSE&G BPU | No | Complete | 2013-02-05 | 2013-10-04 | 2013-10-09 | 2013-10-09
SRP16721 | SREC Solar | ESPIRITU |  | 6.86 | 0 | Residential | 1 | MAYS LANDING | 8330 | 19 | ALLSEASON CONSTRUCTION | AC Electric | No | Complete | 2013-02-04 | 2013-09-12 | 2013-10-01 | 2013-10-01
SRP16722 | SREC Solar | BUCZYNSKI |  | 6.37 | 0 | Residential | 1 | VINELAND | 8361 | 20 | ALLSEASON CONSTRUCTION | Vineland Muni Elec | No | Complete | 2013-02-04 | 2013-07-09 | 2013-07-12 | 2013-07-12
SRP16723 | SREC Solar | COTTO |  | 7.68 | 0 | Residential | 1 | LANDISVILLE | 8326 | 19 | ALLSEASON CONSTRUCTION | AC Electric | No | Complete | 2013-02-04 | 2013-03-29 | 2013-04-16 | 2013-04-16
SRP16724 | SREC Solar | ABELLO |  | 4.8 | 0 | Residential | 1 | BARNEGAT | 8005 | 18 | ALLSEASON CONSTRUCTION | AC Electric | No | Complete | 2013-02-04 | 2013-09-25 | 2013-10-23 | 2013-10-23
SRP16725 | SREC Solar | O'BRIEN |  | 6 | 0 | Residential | 0 | COLUMBUS | 8022 | 13 | GEOGENIX | PSE&G BPU | No | Complete | 2013-02-04 | 2013-03-14 | 2013-03-27 | 2013-03-27
SRP16726 | SREC Solar | FIELDING |  | 5.75 | 0 | Residential | 1 | EDISON | 8820 | 11 | ROOF DIAGNOSTICS INC | PSE&G BPU | No | Complete | 2013-02-04 | 2013-09-19 | 2013-09-26 | 2013-09-26
SRP16727 | SREC Solar | GORDON |  | 5.875 | 0 | Residential | 1 | W. ORANGE | 7052 | 9 | VERENGO SOLAR | PSE&G BPU | No | Complete | 2013-02-04 | 2013-04-04 | 2013-04-19 | 2013-04-19
SRP16728 | SREC Solar | FRANCA |  | 7 | 0 | Residential | 1 | PISCATAWAY | 8854 | 11 | TRINITY HEATING AND AIR | PSE&G BPU | No | Complete | 2013-02-04 | 2013-05-10 | 2013-05-17 | 2013-05-17
SRP16729 | SREC Solar | WHITE |  | 6.37 | 0 | Residential | 1 | SHREWSBURY | 7702 | 17 | SOLARCITY CORPORATION | JCP&L | No | Complete | 2013-02-04 | 2013-10-15 | 2013-10-30 | 2013-10-30
SRP16730 | SREC Solar | POTTER |  | 14.64 | 0 | Residential | 1 | LUMBERTON | 8048 | 13 | SOLARCITY CORPORATION | PSE&G BPU | No | Complete | 2013-02-04 | 2013-06-26 | 2013-06-28 | 2013-06-28
SRP16731 | SREC Solar | FERNANDEZ |  | 12 | 0 | Residential | 1 | EHT | 8234 | 19 | ALLSEASON CONSTRUCTION | AC Electric | No | Complete | 2013-02-04 | 2013-04-25 | 2013-05-08 | 2013-05-08
SRP16732 | SREC Solar | DIGIACOMO |  | 7.82 | 0 | Residential | 0 | ASBURY PARK | 7712 | 17 | ENERGY SOLUTIONS BY TOTAL | JCP&L | No | Complete | 2013-02-04 | 2013-12-09 | 2013-12-20 | 2013-12-20
SRP16733 | SREC Solar | MILLER |  | 5.52 | 0 | Residential | 1 | CEDAR BROOK | 8018 | 14 | SOLARCITY CORPORATION | AC Electric | No | Complete | 2013-02-04 | 2013-06-28 | 2013-07-05 | 2013-07-05
SRP16734 | SREC Solar | CLEVERLEY | INTL FLAVORS & FRAGRANCES | 4004 | 0 | Commercial | 1 | HAZLET | 7730 | 17 | GEOPEAK ENERGY LLC | JCP&L | No | Complete | 2013-02-04 | 2014-05-30 | 2014-06-25 | 2014-06-25
SRP16735 | SREC Solar | MCDANIEL |  | 15.68 | 0 | Residential | 1 | SICKLERVILLE | 8081 | 14 | RUNNEMEDE PLUMBING HEATING | AC Electric | No | Complete | 2013-02-04 | 2014-01-14 | 2014-01-29 | 2014-01-29
SRP16736 | SREC Solar | WALSH | ABUNDANT LIFE CHRISTIAN CENTER | 254.8 | 0 | Commercial | 1 | DAYTON | 8810 | 11 | GEOGENIX | PSE&G BPU | No | Complete | 2013-02-04 | 2013-05-28 | 2013-05-29 | 2013-05-29
SRP16737 | SREC Solar | LANG |  | 11.52 | 0 | Residential | 1 | TINTON FALLS | 7753 | 17 | RELIABLE POWER SERVICES, INC. | JCP&L | No | Complete | 2013-02-18 | 2013-06-03 | 2013-06-11 | 2013-06-11
SRP16738 | SREC Solar | COTTE | SOUTH WALL FIRE CO. | 49.92 | 0 | Commercial | 1 | MANASQUAN | 8736 | 17 | RELIABLE POWER SERVICES, INC. | JCP&L | No | Complete | 2013-02-04 | 2014-01-24 | 2014-02-06 | 2014-02-06
SRP16739 | SREC Solar | WALSH | ABUNDANT LIFE CHRISTIAN CENTER | 57.33 | 0 | Commercial | 1 | DAYTON | 8810 | 11 | GEOGENIX LLC | PSE&G BPU | No | Complete | 2013-02-05 | 2013-05-28 | 2013-05-30 | 2013-05-30
SRP16740 | SREC Solar | JOY |  | 9.36 | 0 | Residential | 1 | ROCKAWAY | 7866 | 3 | SOLAR HOME NJ LLC | JCP&L | No | Complete | 2013-02-04 | 2013-06-14 | 2013-09-18 | 2013-09-18
SRP16741 | SREC Solar | MANENTE |  | 4.08 | 0 | Residential | 0 | COLONIA | 7076 | 10 | TOTAL EXTERIORS | PSE&G BPU | No | Complete | 2013-02-04 | 2013-09-11 | 2013-09-19 | 2013-09-19
SRP16742 | SREC Solar | VAISH |  | 4.59 | 0 | Residential | 0 | EAST WINDSOR | 8852 | 11 | TOTAL EXTERIORS | PSE&G BPU | No | Complete | 2013-02-04 | 2014-03-21 | 2014-03-27 | 2014-03-27
SRP16743 | SREC Solar | VIOLA |  | 12 | 0 | Residential | 0 | HOPEWELL | 8525 | 12 | DPR ELECTRIC, INC | PSE&G BPU | No | Complete | 2013-02-04 | 2013-07-31 | 2013-08-05 | 2013-08-05
SRP16744 | SREC Solar | COGAR |  | 10 | 0 | Residential | 1 | JAMESBURG | 8831 | 11 | ASTON SOLAR | JCP&L | No | Complete | 2013-03-04 | 2013-06-03 | 2013-06-13 | 2013-06-13
SRP16745 | SREC Solar | HAFEZ |  | 6 | 0 | Residential | 1 | ENGLISHTOWN | 7726 | 17 | ROOF DIAGNOSTICS INC | JCP&L | No | Complete | 2013-02-04 | 2013-08-16 | 2013-08-20 | 2013-08-20
SRP16746 | SREC Solar | TESTA | 1405 CLINTON LLC | 26 | 0 | Commercial | 0 | HOBOKEN | 7030 | 8 | SELF INSTALL | PSE&G BPU | No | Complete | 2013-02-04 | 2014-03-19 | 2014-03-27 | 2014-03-27
SRP16747 | SREC Solar | DESTEFANO |  | 7.35 | 0 | Residential | 1 | LAURAL SPRINGS | 8021 | 14 | ALLSEASON CONSTRUCTION | PSE&G BPU | No | Complete | 2013-02-04 | 2013-04-30 | 2013-05-13 | 2013-05-13
SRP16748 | SREC Solar | HUANG |  | 10.535 | 0 | Commercial | 0 | MOUNTAINSIDE | 7092 | 10 | ROSS SOLAR GROUP, LLC | PSE&G BPU | No | Complete | 2013-02-04 | 2013-03-20 | 2013-04-10 | 2013-04-10
SRP16750 | SREC Solar | BOIKRE | BAYVILLE FIREHOUSE #2 | 12 | 0 | Commercial | 1 | BAYVILLE | 8721 | 18 | RELIABLE POWER SERVICES, INC. | JCP&L | No | Complete | 2013-02-04 | 2013-03-15 | 2013-04-05 | 2013-04-05
SRP16751 | SREC Solar | SPAFFORD | MERCHANTVILLE PENNSAUKEN WATER | 147.84 | 0 | Government Facility | 0 | PENNSAUKEN | 8109 | 14 | 3RD ROCK SYSTEMS & TECHNOLOGIES, INC. | PSE&G BPU | No | Complete | 2013-02-04 | 2013-08-29 | 2013-09-06 | 2013-09-06
SRP16753 | SREC Solar | IZZO |  | 7.75 | 0 | Residential | 1 | HILLSBOROUGH | 8844 | 5 | GEOSCAPE SOLAR | PSE&G BPU | No | Complete | 2013-02-11 | 2013-07-30 | 2013-08-01 | 2013-08-01
SRP16754 | SREC Solar | TERHUNE |  | 4.75 | 0 | Residential | 1 | SOMERSET | 8873 | 5 | ROOF DIAGNOSTICS INC | PSE&G BPU | No | Complete | 2013-02-11 | 2013-10-15 | 2013-10-16 | 2013-10-16
SRP16755 | SREC Solar | MONTI |  | 3.5 | 0 | Residential | 1 | FLEMINTGON | 8822 | 4 | ROOF DIAGNOSTICS INC | JCP&L | No | Complete | 2013-02-11 | 2013-09-04 | 2013-09-13 | 2013-09-13
SRP16756 | SREC Solar | KIM |  | 8.75 | 0 | Residential | 1 | FT. LEE | 7024 | 7 | ROOF DIAGNOSTICS INC | PSE&G BPU | No | Complete | 2013-02-11 | 2013-08-16 | 2013-08-21 | 2013-08-21
SRP16757 | SREC Solar | JAEGER |  | 10 | 0 | Residential | 1 | BRICK | 8724 | 18 | TRINITY HEATING AND AIR | JCP&L | No | Complete | 2013-02-11 | 2013-06-03 | 2013-06-11 | 2013-06-11
SRP16758 | SREC Solar | SCHENCK |  | 4.75 | 0 | Residential | 1 | BRIDGEWATER | 8807 | 5 | ROOF DIAGNOSTICS INC | PSE&G BPU | No | Complete | 2013-02-11 | 2013-11-05 | 2013-11-11 | 2013-11-11
SRP16759 | SREC Solar | SUMMERS |  | 8.84 | 0 | Residential | 1 | TURNERSVILLE | 8012 | 14 | KAITANNA SOLAR, LLC | AC Electric | No | Complete | 2013-02-11 | 2013-06-07 | 2013-06-17 | 2013-06-17
SRP16761 | SREC Solar | MASE |  | 8.5 | 0 | Residential | 1 | SPARTA | 7871 | 1 | ROOF DIAGNOSTICS INC | JCP&L | No | Complete | 2013-02-11 | 2013-09-24 | 2013-09-30 | 2013-09-30
SRP16762 | SREC Solar | ESPIRITU |  | 6.75 | 0 | Residential | 1 | HIGHLAND PARK | 8904 | 11 | GREENPOINTE ENERGY | PSE&G BPU | No | Complete | 2013-02-11 | 2013-06-07 | 2013-06-17 | 2013-06-17
SRP16763 | SREC Solar | SPARACELLO |  | 6 | 0 | Residential | 1 | BRICK | 8724 | 18 | ROOF DIAGNOSTICS INC | JCP&L | No | Complete | 2013-02-11 | 2013-08-09 | 2013-08-15 | 2013-08-15
SRP16764 | SREC Solar | ROBINSON |  | 10.75 | 0 | Residential | 1 | BAYVILLE | 8721 | 18 | ROOF DIAGNOSTICS INC | JCP&L | No | Complete | 2013-02-11 | 2013-10-30 | 2013-11-11 | 2013-11-11
SRP16765 | SREC Solar | MITCHARD |  | 12.25 | 0 | Residential | 1 | BERLIN | 8009 | 14 | TRINITY HEATING AND AIR | AC Electric | No | Complete | 2013-02-11 | 2013-05-07 | 2013-05-15 | 2013-05-15
SRP16766 | SREC Solar | KOMITO |  | 11.5 | 0 | Residential | 1 | MANALAPAN | 7726 | 17 | TRINITY HEATING AND AIR | JCP&L | No | Complete | 2013-02-11 | 2013-05-28 | 2013-05-30 | 2013-05-30
SRP16767 | SREC Solar | RICHARDSON |  | 7.25 | 0 | Residential | 1 | LAKEWOOD | 8701 | 18 | TRINITY HEATING AND AIR | JCP&L | No | Complete | 2013-02-11 | 2013-04-15 | 2013-05-08 | 2013-05-08
SRP16768 | SREC Solar | MULKEY |  | 3.5 | 0 | Residential | 1 | N. HALDEN | 7508 | 6 | ROOF DIAGNOSTICS INC | PSE&G BPU | No | Complete | 2013-02-11 | 2013-10-25 | 2013-11-04 | 2013-11-04
SRP16769 | SREC Solar | BURTON |  | 8 | 0 | Residential | 1 | LANDISVILLE | 8326 | 19 | GREENPOINTE ENERGY | AC Electric | No | Complete | 2013-02-11 | 2013-05-24 | 2013-07-01 | 2013-07-01
SRP16770 | SREC Solar | KRAJEWSKI |  | 11.75 | 0 | Residential | 1 | NEW EGYPT | 8533 | 18 | TRINITY HEATING AND AIR | JCP&L | No | Complete | 2013-02-11 | 2013-04-23 | 2013-05-09 | 2013-05-09
SRP16771 | SREC Solar | ROBERTAZZI |  | 6.5 | 0 | Residential | 1 | TOMS RIVER | 8753 | 18 | TRINITY HEATING AND AIR | JCP&L | No | Complete | 2013-02-11 | 2013-04-03 | 2013-04-19 | 2013-04-19
SRP16772 | SREC Solar | SUPRUN |  | 9.5 | 0 | Residential | 1 | ENGLEWOOD CLIFFS | 7632 | 7 | ROOF DIAGNOSTICS INC | PSE&G BPU | No | Complete | 2013-02-11 | 2013-09-12 | 2013-09-20 | 2013-09-20
SRP16773 | SREC Solar | ALEXIS |  | 3.5 | 0 | Residential | 1 | NORTH BRUNSWICK | 8902 | 11 | ROOF DIAGNOSTICS INC | PSE&G BPU | No | Complete | 2013-02-11 | 2013-09-13 | 2013-09-20 | 2013-09-20
SRP16775 | SREC Solar | NOLAN |  | 4.9 | 0 | Residential | 1 | PARSIPPANY | 7054 | 3 | VIVINT SOLAR | JCP&L | No | Complete | 2013-02-11 | 2013-04-04 | 2013-04-22 | 2013-04-22
SRP16776 | SREC Solar | MCGUIRE |  | 7.99 | 0 | Residential | 1 | SOMERSET | 8873 | 5 | VIVINT SOLAR | PSE&G BPU | No | Complete | 2013-02-11 | 2013-05-28 | 2013-06-03 | 2013-06-03
SRP16777 | SREC Solar | PALTJON |  | 7.755 | 0 | Residential | 1 | DUNELLEN | 8812 | 11 | VIVINT SOLAR | PSE&G BPU | No | Complete | 2013-02-11 | 2013-12-27 | 2014-01-15 | 2014-01-15
SRP16778 | SREC Solar | BOWDEN |  | 7.285 | 0 | Residential | 1 | SOMERSET | 8873 | 5 | VIVINT SOLAR | PSE&G BPU | No | Complete | 2013-02-11 | 2013-06-03 | 2013-06-11 | 2013-06-11
SRP16782 | SREC Solar | SCHORR |  | 7.02 | 0 | Residential | 1 | LAKEWOOD | 8701 | 18 | AROSA SOLAR ENERGY, INC | JCP&L | No | Complete | 2013-02-11 | 2013-11-11 | 2014-02-11 | 2014-02-11
SRP16784 | SREC Solar | ALLI |  | 3.29 | 0 | Residential | 1 | ROSELLE | 7203 | 10 | VIVINT SOLAR | PSE&G BPU | No | Complete | 2013-02-11 | 2013-05-22 | 2013-05-30 | 2013-05-30
SRP16785 | SREC Solar | SMITH |  | 4.465 | 0 | Residential | 1 | PERTH AMBOY | 8861 | 11 | VIVINT SOLAR | PSE&G BPU | No | Complete | 2013-02-11 | 2013-05-02 | 2013-05-13 | 2013-05-13
SRP16786 | SREC Solar | TARRANT |  | 3.43 | 0 | Residential | 1 | NUTLEY | 7110 | 9 | VIVINT SOLAR | PSE&G BPU | No | Complete | 2013-02-11 | 2013-10-04 | 2013-11-05 | 2013-11-05
SRP16787 | SREC Solar | CZARNECKI |  | 5.17 | 0 | Residential | 1 | PARSIPPANY | 7054 | 3 | VIVINT SOLAR | JCP&L | No | Complete | 2013-02-11 | 2013-04-25 | 2013-05-09 | 2013-05-09
SRP16788 | SREC Solar | SMITH |  | 7.99 | 0 | Residential | 0 | ESTELL MANOR | 8319 | 19 | SHORE GREEN ENERGY, LLC | AC Electric | No | Complete | 2013-02-11 | 2014-03-19 | 2014-04-04 | 2014-04-04
SRP16789 | SREC Solar | SMITH |  | 7.05 | 0 | Residential | 0 | ESTELL MANOR | 8319 | 19 | SHORE GREEN ENERGY, LLC | AC Electric | No | Complete | 2013-02-11 | 2014-03-19 | 2014-03-27 | 2014-03-27
SRP16791 | SREC Solar | HORVATH |  | 7.99 | 0 | Residential | 1 | SOMERSET | 8873 | 5 | VIVINT SOLAR | PSE&G BPU | No | Complete | 2013-02-11 | 2013-05-02 | 2013-05-13 | 2013-05-13
SRP16792 | SREC Solar | DEMPSEY |  | 8.5 | 0 | Residential | 1 | GIBBSBORO | 8026 | 14 | TRINITY HEATING AND AIR | AC Electric | No | Complete | 2013-02-11 | 2013-06-03 | 2013-07-02 | 2013-07-02
SRP16793 | SREC Solar | KISHKO |  | 9 | 0 | Residential | 1 | LINCOLN PARK | 7035 | 3 | ROOF DIAGNOSTICS INC | JCP&L | No | Complete | 2013-02-11 | 2013-09-12 | 2013-09-20 | 2013-09-20
SRP16794 | SREC Solar | GAVIN |  | 7.595 | 0 | Residential | 1 | BAYVILLE | 8721 | 18 | SKY HIGH ENERGY, LLC | JCP&L | No | Complete | 2013-02-11 | 2013-07-29 | 2013-08-21 | 2013-08-21
SRP16795 | SREC Solar | DESAI |  | 3 | 0 | Residential | 1 | CLIFTON | 7012 | 6 | TRINITY HEATING AND AIR | PSE&G BPU | No | Complete | 2013-02-11 | 2013-07-09 | 2013-07-12 | 2013-07-12
SRP16796 | SREC Solar | FRICK | FAIRLEIGH DICKINSON UNIV. MONNIGER | 16.632 | 0 | Commercial | 0 | MADISON | 7940 | 3 | GEOGENIX | JCP&L | No | Complete | 2013-02-11 | 2013-04-25 | 2013-05-08 | 2013-05-08
SRP16798 | SREC Solar | BREESE |  | 1.41 | 0 | Residential | 0 | LEBANON | 8833 | 4 | VARA NRG LLC | JCP&L | No | Complete | 2013-02-11 | 2013-03-28 | 2013-09-25 | 2013-09-25
SRP16800 | SREC Solar | EDELSON |  | 2.82 | 0 | Residential | 1 | PERTH AMBOY | 8861 | 11 | VIVINT SOLAR | PSE&G BPU | No | Complete | 2013-02-11 | 2013-05-28 | 2013-06-03 | 2013-06-03
SRP16801 | SREC Solar | PERCONTINO |  | 4.165 | 0 | Residential | 1 | LITTLE FERRY | 7643 | 7 | VIVINT SOLAR | PSE&G BPU | No | Complete | 2013-02-11 | 2013-06-21 | 2013-07-23 | 2013-07-23
SRP16802 | SREC Solar | MORELLO |  | 4.465 | 0 | Residential | 1 | PARSIPPANY | 7054 | 3 | VIVINT SOLAR | JCP&L | No | Complete | 2013-02-11 | 2013-05-23 | 2013-05-30 | 2013-05-30
SRP16803 | SREC Solar | ESPERANCILLA |  | 5.145 | 0 | Residential | 1 | CLIFTON | 7013 | 6 | VIVINT SOLAR | PSE&G BPU | No | Complete | 2013-02-11 | 2013-09-04 | 2013-09-11 | 2013-09-11
SRP16804 | SREC Solar | STADNICKI |  | 5.88 | 0 | Residential | 1 | ROCHELLE PARK | 7662 | 7 | VIVINT SOLAR | PSE&G BPU | No | Complete | 2013-02-11 | 2013-04-22 | 2013-05-03 | 2013-05-03
SRP16807 | SREC Solar | SONN |  | 4.7 | 0 | Residential | 1 | SADDLE BROOK | 7663 | 7 | VIVINT SOLAR | PSE&G BPU | No | Complete | 2013-02-11 | 2013-05-13 | 2013-05-17 | 2013-05-17
SRP16809 | SREC Solar | DZIUBEK |  | 6.58 | 0 | Residential | 1 | CLIFTON | 7011 | 6 | VIVINT SOLAR | PSE&G BPU | No | Complete | 2013-02-11 | 2013-05-22 | 2013-07-24 | 2013-07-24
SRP16810 | SREC Solar | DASILVA |  | 6.615 | 0 | Residential | 1 | UNION | 7083 | 10 | VIVINT SOLAR | PSE&G BPU | No | Complete | 2013-02-11 | 2013-06-27 | 2013-09-11 | 2013-09-11
SRP16811 | SREC Solar | GHANI |  | 5.405 | 0 | Residential | 1 | CLIFTON | 7013 | 6 | VIVINT SOLAR | PSE&G BPU | No | Complete | 2013-02-11 | 2013-03-06 | 2013-04-24 | 2013-04-24
SRP16813 | SREC Solar | MAZZARO | NJR HOME SERVICES | 128.8 | 0 | Commercial | 0 | FARMINGDALE | 7727 | 17 | NJR HOME SERVICES | JCP&L | No | Complete | 2013-02-11 | 2013-02-28 | 2013-03-18 | 2013-03-18
SRP16814 | SREC Solar | PALERMO |  | 3.92 | 0 | Residential | 1 | COLONIA | 7067 | 10 | VIVINT SOLAR | PSE&G BPU | No | Complete | 2013-02-11 | 2013-04-24 | 2013-05-23 | 2013-05-23
SRP16815 | SREC Solar | MCDONALD |  | 12.24 | 0 | Residential | 1 | MONROE TWP. | 8831 | 11 | VERENGO SOLAR | JCP&L | No | Complete | 2013-02-11 | 2013-05-16 | 2013-05-22 | 2013-05-22
SRP16816 | SREC Solar | FERREIRA |  | 5.7 | 0 | Residential | 1 | EATONTOWN | 7724 | 17 | VERENGO SOLAR | JCP&L | No | Complete | 2013-02-11 | 2013-04-22 | 2013-05-03 | 2013-05-03
SRP16818 | SREC Solar | MATHEW |  | 6.815 | 0 | Residential | 1 | EDISON | 8820 | 11 | VIVINT SOLAR | PSE&G BPU | No | Complete | 2013-02-11 | 2014-05-02 | 2014-05-08 | 2014-05-08
SRP16819 | SREC Solar | MULLEN |  | 5.17 | 0 | Residential | 1 | PARSIPPANY | 7054 | 3 | VIVINT SOLAR | JCP&L | No | Complete | 2013-02-11 | 2013-05-20 | 2013-05-28 | 2013-05-28
SRP16820 | SREC Solar | COLONNA |  | 3.76 | 0 | Residential | 1 | SEWAREN | 7077 | 11 | VIVINT SOLAR | PSE&G BPU | No | Complete | 2013-02-11 | 2013-06-05 | 2013-06-13 | 2013-06-13
SRP16821 | SREC Solar | LEWIS |  | 3.76 | 0 | Residential | 1 | DUNELLEN | 8812 | 11 | VIVINT SOLAR | PSE&G BPU | No | Complete | 2013-02-11 | 2013-07-12 | 2013-07-17 | 2013-07-17
SRP16822 | SREC Solar | PARKS |  | 7 | 0 | Residential | 1 | BORDENTOWN TWP | 8505 | 13 | ROOF DIAGNOSTICS INC | PSE&G BPU | No | Complete | 2013-02-11 | 2013-12-03 | 2013-12-12 | 2013-12-12
SRP16823 | SREC Solar | MOORMAN |  | 4.5 | 0 | Residential | 1 | BELMAR | 7719 | 17 | ROOF DIAGNOSTICS INC | JCP&L | No | Complete | 2013-02-11 | 2013-12-04 | 2013-12-18 | 2013-12-18
SRP16824 | SREC Solar | MORSHED |  | 3.5 | 0 | Residential | 1 | HAZLET | 7730 | 17 | ROOF DIAGNOSTICS INC | JCP&L | No | Complete | 2013-02-11 | 2013-08-29 | 2013-09-04 | 2013-09-04
SRP16825 | SREC Solar | BALGOBIN |  | 3 | 0 | Residential | 1 | CARTERET | 7008 | 11 | ROOF DIAGNOSTICS INC | PSE&G BPU | No | Complete | 2013-02-11 | 2013-10-24 | 2013-10-29 | 2013-10-29
SRP16826 | SREC Solar | STRITTER |  | 7.84 | 0 | Residential | 1 | NEWTON | 7860 | 1 | EAST COAST ALTERNATIVE ENERGY | JCP&L | No | Complete | 2013-02-11 | 2013-05-10 | 2013-05-22 | 2013-05-22
SRP16827 | SREC Solar | BRUCHEZ |  | 6.86 | 0 | Residential | 1 | OLD BRIDGE | 8857 | 11 | GONE GREEN TECHNOLOGIES | JCP&L | No | Complete | 2013-02-11 | 2013-05-17 | 2013-05-23 | 2013-05-23
SRP16828 | SREC Solar | CAMP |  | 8.16 | 0 | Residential | 1 | MANAHAWKIN | 8050 | 18 | ALLSEASON CONSTRUCTION | AC Electric | No | Complete | 2013-02-11 | 2013-05-29 | 2013-06-12 | 2013-06-12
SRP16829 | SREC Solar | RIOS |  | 2.82 | 0 | Residential | 1 | ROSELLE | 7203 | 10 | VIVINT SOLAR | PSE&G BPU | No | Complete | 2013-02-11 | 2013-05-20 | 2013-05-28 | 2013-05-28
SRP16830 | SREC Solar | KOWALSKI |  | 3.76 | 0 | Residential | 1 | SOMERSET | 8873 | 5 | VIVINT SOLAR | PSE&G BPU | No | Complete | 2013-02-11 | 2013-07-12 | 2013-07-17 | 2013-07-17
SRP16831 | SREC Solar | GOMEZ |  | 3.995 | 0 | Residential | 1 | SOMERSET | 8873 | 5 | VIVINT SOLAR | PSE&G BPU | No | Complete | 2013-02-11 | 2013-04-25 | 2013-05-09 | 2013-05-09
SRP16832 | SREC Solar | ANDERSON |  | 11.18 | 0 | Residential | 0 | MATAWAN | 7747 | 17 | G-CREW, LLC | JCP&L | No | Complete | 2013-02-11 | 2013-08-19 | 2013-08-23 | 2013-08-23
SRP16833 | SREC Solar | RODRIGUEZ |  | 6.37 | 0 | Residential | 1 | HACKENSACK | 7601 | 7 | VIVINT SOLAR | PSE&G BPU | No | Complete | 2013-02-11 | 2014-02-25 | 2014-06-03 | 2014-06-03
SRP16834 | SREC Solar | MILCH |  | 3.76 | 0 | Residential | 1 | CLIFTON | 7012 | 6 | VIVINT SOLAR | PSE&G BPU | No | Complete | 2013-02-11 | 2013-11-19 | 2013-11-19 | 2013-11-19
SRP16835 | SREC Solar | CAPIO |  | 4.23 | 0 | Residential | 1 | WEST ORANGE | 7052 | 9 | VIVINT SOLAR | PSE&G BPU | No | Complete | 2013-02-11 | 2014-03-10 | 2014-03-20 | 2014-03-20
SRP16836 | SREC Solar | SCHNEIDER |  | 7.755 | 0 | Residential | 1 | W. ORANGE | 7052 | 9 | VIVINT SOLAR | PSE&G BPU | No | Complete | 2013-02-11 | 2013-10-22 | 2013-10-29 | 2013-10-29
SRP16837 | SREC Solar | CHAPLIN |  | 2.82 | 0 | Residential | 1 | RIDGEWOOD | 7450 | 7 | VIVINT SOLAR | PSE&G BPU | No | Complete | 2013-02-11 | 2013-07-12 | 2013-07-17 | 2013-07-17
SRP16839 | SREC Solar | VALDEZ |  | 7.595 | 0 | Residential | 1 | PERTH AMBOY | 8861 | 11 | VIVINT SOLAR | PSE&G BPU | No | Complete | 2013-02-11 | 2013-06-27 | 2013-07-05 | 2013-07-05
SRP16840 | SREC Solar | RAMIREZ |  | 5.04 | 0 | Residential | 1 | NEWARK | 7107 | 9 | SOLARCITY CORPORATION | PSE&G BPU | No | Complete | 2013-02-11 | 2013-10-01 | 2013-10-23 | 2013-10-23
SRP16841 | SREC Solar | GUADALUPE |  | 5.28 | 0 | Residential | 1 | WILLINGBORO TWP. | 8046 | 13 | SOLARCITY CORPORATION | PSE&G BPU | No | Complete | 2013-02-11 | 2013-09-13 | 2013-09-20 | 2013-09-20
SRP16842 | SREC Solar | SELLAROLE |  | 4.9 | 0 | Residential | 1 | SHIP BOTTOM | 8008 | 18 | ROOF DIAGNOSTICS INC | AC Electric | No | Complete | 2013-02-11 | 2013-05-16 | 2013-05-22 | 2013-05-22
SRP16843 | SREC Solar | LUTZ |  | 5.28 | 0 | Residential | 1 | MAGNOLIA | 8049 | 14 | SOLARCITY CORPORATION | PSE&G BPU | No | Complete | 2013-02-11 | 2013-06-26 | 2013-06-28 | 2013-06-28
SRP16844 | SREC Solar | SOLIMAN |  | 7.2 | 0 | Residential | 1 | LEH | 8087 | 18 | ROOF DIAGNOSTICS INC | AC Electric | No | Complete | 2013-02-11 | 2013-08-19 | 2013-08-27 | 2013-08-27
SRP16845 | SREC Solar | PINKNEY |  | 6.72 | 0 | Residential | 1 | RAHWAY | 7065 | 10 | SOLARCITY CORPORATION | PSE&G BPU | No | Complete | 2013-02-11 | 2013-05-01 | 2013-05-16 | 2013-05-16
SRP16846 | SREC Solar | MCKEE |  | 10.965 | 0 | Residential | 1 | ISLAND HEIGHTS | 8722 | 18 | ROOF DIAGNOSTICS INC | JCP&L | No | Complete | 2013-02-11 | 2013-06-12 | 2013-06-18 | 2013-06-18
SRP16847 | SREC Solar | JENKS |  | 9 | 0 | Residential | 1 | EATONTOWN | 7724 | 17 | ROOF DIAGNOSTICS INC | JCP&L | No | Complete | 2013-02-11 | 2013-06-12 | 2013-06-18 | 2013-06-18
SRP16848 | SREC Solar | NURENBERG |  | 6 | 0 | Residential | 1 | BLAIRSTOWN | 7825 | 2 | ROOF DIAGNOSTICS INC | JCP&L | No | Complete | 2013-02-11 | 2013-07-24 | 2013-09-06 | 2013-09-06
SRP16849 | SREC Solar | COMINS |  | 5.46 | 0 | Residential | 0 | BORDENTOWN | 8505 | 13 | AMPED ON SOLAR | PSE&G BPU | No | Complete | 2013-02-11 | 2013-05-23 | 2013-05-31 | 2013-05-31
SRP16852 | SREC Solar | PORTER |  | 9.8 | 0 | Residential | 1 | LEESBURG | 8327 | 20 | ALLSEASON CONSTRUCTION | AC Electric | No | Complete | 2013-02-11 | 2013-06-12 | 2013-07-01 | 2013-07-01
SRP16853 | SREC Solar | ALMENDINGER |  | 3.5 | 0 | Residential | 1 | HILLSBOROUGH | 8844 | 5 | ROOF DIAGNOSTICS INC | PSE&G BPU | No | Complete | 2013-02-11 | 2013-10-24 | 2013-10-29 | 2013-10-29
SRP16854 | SREC Solar | CHAVDA |  | 6.54 | 0 | Residential | 1 | PISCATAWAY | 8854 | 11 | AMERGY SOLAR | PSE&G BPU | No | Complete | 2013-02-11 | 2013-06-26 | 2013-07-25 | 2013-07-25
SRP16855 | SREC Solar | MCCLEERY |  | 9.84 | 0 | Residential | 1 | PITMAN | 8071 | 15 | SOLARCITY CORPORATION | AC Electric | No | Complete | 2013-02-11 | 2013-10-28 | 2013-11-26 | 2013-11-26
SRP16856 | SREC Solar | MONE |  | 5.88 | 0 | Residential | 1 | PARAMUS | 7652 | 7 | VIVINT SOLAR | PSE&G BPU | No | Complete | 2013-02-11 | 2014-02-17 | 2014-03-04 | 2014-03-04
SRP16857 | SREC Solar | STERN |  | 5 | 0 | Residential | 1 | FAIRLAWN | 7410 | 7 | ROOF DIAGNOSTICS INC | PSE&G BPU | No | Complete | 2013-02-11 | 2013-09-24 | 2013-09-30 | 2013-09-30
SRP16858 | SREC Solar | SIKKING |  | 12.48 | 0 | Residential | 1 | VINELAND | 8360 | 20 | KAITANNA SOLAR, LLC | Vineland Muni Elec | No | Complete | 2013-03-11 | 2014-01-23 | 2014-01-30 | 2014-01-30
SRP16860 | SREC Solar | HOPKINS |  | 5.886 | 0 | Residential | 1 | BARNEGAT | 8005 | 18 | ROOF DIAGNOSTICS INC | JCP&L | No | Complete | 2013-02-11 | 2013-08-05 | 2013-08-06 | 2013-08-06
SRP16861 | SREC Solar | MARX |  | 3.25 | 0 | Residential | 1 | MANASQUAN | 8736 | 17 | ROOF DIAGNOSTICS INC | JCP&L | No | Complete | 2013-02-11 | 2013-09-20 | 2013-09-26 | 2013-09-26
SRP16862 | SREC Solar | LEE |  | 7.84 | 0 | Residential | 1 | EGG HARBOR TWP. | 8234 | 19 | RCL ENTERPRISES INC. | AC Electric | No | Complete | 2013-02-11 | 2013-06-03 | 2013-06-24 | 2013-06-24
SRP16863 | SREC Solar | ZAJAC |  | 6.867 | 0 | Residential | 1 | BRIDGEWATER | 8807 | 5 | ROOF DIAGNOSTICS INC | PSE&G BPU | No | Complete | 2013-02-11 | 2013-07-17 | 2013-07-23 | 2013-07-23
SRP16864 | SREC Solar | FRIEDMAN |  | 8.25 | 0 | Residential | 1 | LAKEWOOD | 8701 | 18 | POWERLUTIONS, LLC | JCP&L | No | Complete | 2013-02-11 | 2013-06-28 | 2013-07-05 | 2013-07-05
SRP16866 | SREC Solar | RIVERA |  | 5.75 | 0 | Residential | 1 | HAZLET | 7730 | 17 | ROOF DIAGNOSTICS INC | JCP&L | No | Complete | 2013-02-11 | 2013-09-24 | 2013-09-26 | 2013-09-26
SRP16867 | SREC Solar | LENG |  | 8.575 | 0 | Residential | 1 | MORRIS PLAINS | 7950 | 3 | ASTON SOLAR | JCP&L | No | Complete | 2013-02-11 | 2013-07-26 | 2013-08-01 | 2013-08-01
SRP16868 | SREC Solar | VARANO |  | 7.35 | 0 | Residential | 1 | ALLENTOWN | 8501 | 17 | RCL ENTERPRISES INC. | JCP&L | No | Complete | 2013-02-11 | 2013-05-06 | 2013-05-14 | 2013-05-14
SRP16869 | SREC Solar | CZAPLICKI |  | 5.145 | 0 | Residential | 0 | FARMINGDALE | 7727 | 17 | GREEN SUN ENERGY SERVICES | JCP&L | No | Complete | 2013-02-11 | 2013-10-22 | 2013-10-28 | 2013-10-28
SRP16870 | SREC Solar | GARCIA |  | 7.99 | 0 | Residential | 1 | CLIFTON | 7013 | 6 | VIVINT SOLAR | PSE&G BPU | No | Complete | 2013-02-11 | 2013-06-14 | 2013-06-24 | 2013-06-24
SRP16871 | SREC Solar | TWEEDLE |  | 7.84 | 0 | Residential | 1 | EHT | 8234 | 19 | ACOS ENERGY, LLC | AC Electric | No | Complete | 2013-02-11 | 2013-08-19 | 2013-09-13 | 2013-09-13
SRP16872 | SREC Solar | SOMERS |  | 4.655 | 0 | Residential | 1 | MILLSTONE | 8535 | 17 | SUNGEVITY, INC. | JCP&L | No | Complete | 2013-02-11 | 2013-10-15 | 2013-10-28 | 2013-10-28
SRP16874 | SREC Solar | MORGAN |  | 4.41 | 0 | Residential | 1 | SOMERSET | 8873 | 5 | SUNGEVITY, INC. | PSE&G BPU | No | Complete | 2013-02-11 | 2013-08-05 | 2013-08-09 | 2013-08-09
SRP16875 | SREC Solar | RIVERA |  | 3.995 | 0 | Residential | 1 | CLIFTON | 7012 | 6 | VIVINT SOLAR | PSE&G BPU | No | Complete | 2013-02-11 | 2013-05-28 | 2013-06-17 | 2013-06-17
SRP16876 | SREC Solar | VAZQUEZ |  | 9.5 | 0 | Residential | 1 | PORT READING | 7064 | 11 | SUNGEVITY, INC. | PSE&G BPU | No | Complete | 2013-02-11 | 2014-03-03 | 2014-04-16 | 2014-04-16
SRP16878 | SREC Solar | CALDERON |  | 7 | 0 | Residential | 0 | PLAINSBORO | 8536 | 11 | BLUE SKY TECHNOLOGIES USA | PSE&G BPU | No | Complete | 2013-02-11 | 2013-06-14 | 2013-06-27 | 2013-06-27
SRP16880 | SREC Solar | MCGEE |  | 7.25 | 0 | Residential | 1 | PISCATAWAY | 8854 | 11 | ROOF DIAGNOSTICS INC | PSE&G BPU | No | Complete | 2013-02-11 | 2013-09-24 | 2013-09-26 | 2013-09-26
SRP16881 | SREC Solar | CAPASSO |  | 6.37 | 0 | Residential | 1 | LEHT | 8087 | 18 | ALLSEASON CONSTRUCTION | AC Electric | No | Complete | 2013-02-11 | 2013-06-12 | 2013-07-01 | 2013-07-01
SRP16882 | SREC Solar | D'ANNA |  | 3.92 | 0 | Residential | 1 | CLIFTON | 7013 | 6 | VIVINT SOLAR | PSE&G BPU | No | Complete | 2013-02-11 | 2013-05-28 | 2013-06-03 | 2013-06-03
SRP16883 | SREC Solar | DENVER |  | 5.39 | 0 | Residential | 1 | SMITHVILLE | 8205 | 19 | ALLSEASON CONSTRUCTION | AC Electric | No | Complete | 2013-02-11 | 2013-07-03 | 2013-07-09 | 2013-07-09
SRP16884 | SREC Solar | AMABILE |  | 7.105 | 0 | Residential | 1 | GALLOWAY | 8205 | 19 | ALLSEASON CONSTRUCTION | AC Electric | No | Complete | 2013-02-11 | 2013-05-29 | 2013-06-05 | 2013-06-05
SRP16886 | SREC Solar | KELLY |  | 6.37 | 0 | Residential | 1 | MONTCLAIR | 7043 | 9 | VIVINT SOLAR | PSE&G BPU | No | Complete | 2013-02-11 | 2013-06-14 | 2013-06-24 | 2013-06-24
SRP16887 | SREC Solar | REXROTH | KLAUS REXROTH INC. | 605.15 | 0 | Commercial | 0 | NORTHVALE | 7647 | 7 | SUNERGY AMERICA | Orange & Rockland Elec | No | Complete | 2013-02-11 | 2013-05-02 | 2013-05-14 | 2013-05-14
SRP16891 | SREC Solar | HOOD |  | 11.515 | 0 | Residential | 1 | LEHT | 8087 | 18 | ALLSEASON CONSTRUCTION | AC Electric | No | Complete | 2013-02-11 | 2013-06-18 | 2013-07-02 | 2013-07-02
SRP16892 | SREC Solar | RADOVICH |  | 7.105 | 0 | Residential | 1 | VOORHEES | 8043 | 14 | ALLSEASON CONSTRUCTION | PSE&G BPU | No | Complete | 2013-02-11 | 2013-09-18 | 2013-10-07 | 2013-10-07
SRP16893 | SREC Solar | DEJOSEPH |  | 6.075 | 0 | Residential | 0 | CEDAR GROVE | 7009 | 9 | ALLIANCE COOPERATIVE ENERGY | PSE&G BPU | No | Complete | 2013-02-11 | 2013-02-19 | 2013-03-07 | 2013-03-07
SRP16894 | SREC Solar | SAMMARCO JR |  | 7.84 | 0 | Residential | 1 | WARETOWN | 8758 | 18 | ALLSEASON CONSTRUCTION | JCP&L | No | Complete | 2013-02-11 | 2013-05-08 | 2013-05-22 | 2013-05-22
SRP16895 | SREC Solar | GUARRERA |  | 7.35 | 0 | Residential | 1 | MARGATE | 8402 | 19 | ALLSEASON CONSTRUCTION | AC Electric | No | Complete | 2013-02-11 | 2013-10-24 | 2013-11-04 | 2013-11-04
SRP16898 | SREC Solar | MILLER |  | 6.125 | 0 | Residential | 1 | MOUNT ROYAL | 8061 | 15 | ALLSEASON CONSTRUCTION | AC Electric | No | Complete | 2013-02-11 | 2013-10-02 | 2013-10-10 | 2013-10-10
SRP16901 | SREC Solar | ROBINSON |  | 9.8 | 0 | Residential | 1 | MILLVILLE | 8332 | 20 | ALLSEASON CONSTRUCTION | AC Electric | No | Complete | 2013-02-11 | 2013-05-14 | 2013-06-11 | 2013-06-11
SRP16902 | SREC Solar | ROMANO |  | 8.33 | 0 | Residential | 1 | LEHT | 8087 | 18 | ALLSEASON CONSTRUCTION | AC Electric | No | Complete | 2013-02-11 | 2013-05-22 | 2013-05-30 | 2013-05-30
SRP16903 | SREC Solar | LILES |  | 19.11 | 0 | Residential | 1 | MILLVILLE | 8332 | 20 | ALLSEASON CONSTRUCTION | AC Electric | No | Complete | 2013-02-11 | 2013-06-18 | 2013-06-24 | 2013-06-24
SRP16905 | SREC Solar | ALVARADO |  | 7.105 | 0 | Residential | 1 | MILLVILLE | 8332 | 20 | ALLSEASON CONSTRUCTION | AC Electric | No | Complete | 2013-02-11 | 2013-08-22 | 2013-08-28 | 2013-08-28
SRP16906 | SREC Solar | CARRARO |  | 6.48 | 0 | Residential | 1 | GALLOWAY | 8205 | 19 | ALLSEASON CONSTRUCTION | AC Electric | No | Complete | 2013-02-11 | 2013-04-19 | 2013-05-01 | 2013-05-01
SRP16907 | SREC Solar | GACHE |  | 3 | 0 | Residential | 1 | CHATHAM | 7928 | 3 | ROOF DIAGNOSTICS INC | JCP&L | No | Complete | 2013-02-11 | 2013-11-21 | 2013-11-27 | 2013-11-27
SRP16908 | SREC Solar | LEMMONS |  | 5.88 | 0 | Residential | 1 | ATCO | 8004 | 14 | RUNNEMEDE PLUMBING HEATING | AC Electric | No | Complete | 2013-02-11 | 2013-12-19 | 2014-01-02 | 2014-01-02
SRP16911 | SREC Solar | PECORARO |  | 6.345 | 0 | Residential | 1 | NUTLEY | 7110 | 9 | VIVINT SOLAR | PSE&G BPU | No | Complete | 2013-02-11 | 2013-10-09 | 2013-10-11 | 2013-10-11
SRP16913 | SREC Solar | BEDIAKO |  | 1.175 | 0 | Residential | 1 | FAIRLAWN | 7410 | 7 | VIVINT SOLAR | PSE&G BPU | No | Complete | 2013-02-11 | 2013-04-09 | 2013-04-26 | 2013-04-26
SRP16914 | SREC Solar | REDDICK |  | 4.165 | 0 | Residential | 1 | LINDEN | 7036 | 10 | VIVINT SOLAR | PSE&G BPU | No | Complete | 2013-02-11 | 2013-05-23 | 2013-05-29 | 2013-05-29
SRP16916 | SREC Solar | FULLILOVE |  | 2.82 | 0 | Residential | 1 | W. ORANGE | 7052 | 9 | VIVINT SOLAR | PSE&G BPU | No | Complete | 2013-02-11 | 2013-04-24 | 2013-05-08 | 2013-05-08
SRP16920 | SREC Solar | TROUTMAN |  | 5.64 | 0 | Residential | 1 | PISCATAWAY | 8854 | 11 | VIVINT SOLAR | PSE&G BPU | No | Complete | 2013-02-11 | 2013-05-20 | 2013-05-28 | 2013-05-28
SRP16921 | SREC Solar | RYAN |  | 7.99 | 0 | Residential | 1 | SOMERSET | 8873 | 5 | VIVINT SOLAR | PSE&G BPU | No | Complete | 2013-02-11 | 2013-05-28 | 2013-06-03 | 2013-06-03
SRP16922 | SREC Solar | SEARLES |  | 2.35 | 0 | Residential | 1 | SADDLE BROOK | 7663 | 7 | VIVINT SOLAR | PSE&G BPU | No | Complete | 2013-02-11 | 2013-10-22 | 2013-12-12 | 2013-12-12
SRP16923 | SREC Solar | HINTON |  | 3.29 | 0 | Residential | 1 | PERTH AMBOY | 8861 | 11 | VIVINT SOLAR | PSE&G BPU | No | Complete | 2013-02-11 | 2013-03-25 | 2013-04-12 | 2013-04-12
SRP16926 | SREC Solar | RASTOGI |  | 3.29 | 0 | Residential | 1 | CLIFTON | 7013 | 6 | VIVINT SOLAR | PSE&G BPU | No | Complete | 2013-02-11 | 2014-02-07 | 2014-03-20 | 2014-03-20
SRP16927 | SREC Solar | HEPNER |  | 3.92 | 0 | Residential | 1 | TOTOWA | 7512 | 6 | VIVINT SOLAR | PSE&G BPU | No | Complete | 2013-02-11 | 2013-10-04 | 2013-10-11 | 2013-10-11
SRP16929 | SREC Solar | SIPPEL |  | 8.5 | 0 | Residential | 1 | GREEN CREEK | 8219 | 21 | TRINITY HEATING AND AIR | AC Electric | No | Complete | 2013-02-19 | 2013-04-25 | 2013-05-23 | 2013-05-23
SRP16930 | SREC Solar | GRITSCHKE |  | 4.9 | 0 | Residential | 1 | RAHWAY | 7065 | 10 | SOLARCITY CORPORATION | PSE&G BPU | No | Complete | 2013-02-18 | 2013-07-25 | 2013-08-01 | 2013-08-01
SRP16931 | SREC Solar | SCALZO |  | 9 | 0 | Residential | 1 | SECAUCUS | 7094 | 8 | TRINITY HEATING AND AIR | PSE&G BPU | No | Complete | 2013-02-18 | 2013-07-17 | 2013-07-23 | 2013-07-23
SRP16932 | SREC Solar | DEMARCO |  | 7.75 | 0 | Residential | 1 | WOODBRIDGE | 8830 | 11 | ROOF DIAGNOSTICS INC | PSE&G BPU | No | Complete | 2013-02-18 | 2013-11-27 | 2013-12-06 | 2013-12-06
SRP16933 | SREC Solar | HRYMACK |  | 8.16 | 0 | Residential | 1 | BRICK | 8724 | 18 | ENERGY SOLUTIONS OF NEW JERSEY LLC | JCP&L | No | Complete | 2013-02-18 | 2013-05-28 | 2013-05-30 | 2013-05-30
SRP16934 | SREC Solar | CHOREY |  | 7.848 | 0 | Residential | 1 | HILLSBOROUGH | 8502 | 5 | SEA BRIGHT SOLAR, LLC | PSE&G BPU | No | Complete | 2013-02-18 | 2013-08-16 | 2013-08-20 | 2013-08-20
SRP16935 | SREC Solar | WRIGHT |  | 7 | 0 | Residential | 1 | BRICK | 8723 | 18 | ROOF DIAGNOSTICS INC | JCP&L | No | Complete | 2013-02-18 | 2013-09-24 | 2013-09-30 | 2013-09-30
SRP16936 | SREC Solar | BURGESE |  | 7.54 | 0 | Residential | 1 | MONROE TWP | 8094 | 15 | SOLARCITY CORPORATION | AC Electric | No | Complete | 2013-02-18 | 2013-06-26 | 2013-06-28 | 2013-06-28
SRP16937 | SREC Solar | GESEK |  | 8.75 | 0 | Residential | 1 | MANALAPAN | 7726 | 17 | TRINITY HEATING AND AIR | JCP&L | No | Complete | 2013-02-18 | 2013-05-28 | 2013-05-30 | 2013-05-30
SRP16938 | SREC Solar | SINGER |  | 5.28 | 0 | Residential | 1 | WESTAMPTON | 8060 | 13 | ALTERIS RENEWABLES DBA RGS ENERGY | PSE&G BPU | No | Complete | 2013-02-18 | 2013-06-07 | 2013-07-01 | 2013-07-01
SRP16939 | SREC Solar | ROHLFS |  | 5.25 | 0 | Residential | 1 | STANHOPE | 7874 | 1 | TRINITY HEATING AND AIR | JCP&L | No | Complete | 2013-02-18 | 2013-09-12 | 2013-09-19 | 2013-09-19
SRP16940 | SREC Solar | MESA |  | 7.35 | 0 | Residential | 1 | BRIDGEWATER | 8807 | 5 | SOLARCITY CORPORATION | JCP&L | No | Complete | 2013-02-18 | 2013-09-30 | 2013-10-03 | 2013-10-03
SRP16941 | SREC Solar | WERNER | L'OREAL USA | 1012.83 | 0 | Commercial | 1 | CRANBURY | 8512 | 11 | GEOPEAK ENERGY LLC | PSE&G BPU | No | Complete | 2013-02-18 | 2014-01-10 | 2014-01-23 | 2014-01-23
SRP16942 | SREC Solar | ROKAS |  | 3.25 | 0 | Residential | 1 | TOMS RIVER | 8757 | 18 | ROOF DIAGNOSTICS INC | JCP&L | No | Complete | 2013-02-18 | 2013-10-11 | 2013-10-18 | 2013-10-18
SRP16943 | SREC Solar | GALLIMORE |  | 8.64 | 0 | Residential | 1 | WILLINGBORO TWP. | 8046 | 13 | SOLARCITY CORPORATION | PSE&G BPU | No | Complete | 2013-02-18 | 2013-05-16 | 2013-05-23 | 2013-05-23
SRP16944 | SREC Solar | MUNDRATI |  | 3.5 | 0 | Residential | 1 | MORRIS PLAINS | 7950 | 3 | ROOF DIAGNOSTICS INC | JCP&L | No | Complete | 2013-02-18 | 2014-02-20 | 2014-03-05 | 2014-03-05
SRP16945 | SREC Solar | PRIMROSE |  | 6.5 | 0 | Residential | 1 | BRICK | 8724 | 18 | ROOF DIAGNOSTICS INC | JCP&L | No | Complete | 2013-02-18 | 2013-08-30 | 2013-09-06 | 2013-09-06
SRP16946 | SREC Solar | SUTTON |  | 12.495 | 0 | Residential | 1 | WALL | 7719 | 17 | RELIABLE POWER SERVICES, INC. | JCP&L | No | Complete | 2013-02-18 | 2013-06-17 | 2013-07-16 | 2013-07-16
SRP16947 | SREC Solar | KUCHAVIK |  | 6.5 | 0 | Residential | 1 | BOONTON | 7005 | 3 | ROOF DIAGNOSTICS INC | JCP&L | No | Complete | 2013-02-18 | 2013-08-09 | 2013-08-15 | 2013-08-15
SRP16949 | SREC Solar | FENNIMORE |  | 8.4 | 0 | Residential | 1 | WILLIAMSTOWN | 8094 | 15 | ALTERIS RENEWABLES DBA RGS ENERGY | AC Electric | No | Complete | 2013-02-18 | 2013-06-26 | 2013-06-28 | 2013-06-28
SRP16950 | SREC Solar | BRADWAY |  | 13.78 | 0 | Residential | 1 | VINELAND | 8360 | 20 | KAITANNA SOLAR, LLC | Vineland Muni Elec | No | Complete | 2013-02-18 | 2013-06-14 | 2013-06-24 | 2013-06-24
SRP16951 | SREC Solar | SIEMERS |  | 7.14 | 0 | Residential | 1 | BRICK | 8724 | 18 | ENERGY SOLUTIONS OF NEW JERSEY LLC | JCP&L | No | Complete | 2013-02-18 | 2013-06-12 | 2013-07-01 | 2013-07-01
SRP16953 | SREC Solar | MORRELL |  | 4.75 | 0 | Residential | 1 | WEST DEPTFORD | 8096 | 15 | GEOSCAPE SOLAR | PSE&G BPU | No | Complete | 2013-02-18 | 2013-07-30 | 2013-08-01 | 2013-08-01
SRP16954 | SREC Solar | CURTIN |  | 4.9 | 0 | Residential | 1 | ALLENWOOD | 8720 | 17 | LUMINATION HOME ENERGY | JCP&L | No | Complete | 2013-02-18 | 2013-06-18 | 2013-06-24 | 2013-06-24
SRP16955 | SREC Solar | HAVERTY |  | 11.5 | 0 | Residential | 1 | FLANDERS | 7836 | 3 | GEOSCAPE SOLAR, LLC | JCP&L | No | Complete | 2013-02-18 | 2013-07-23 | 2013-07-25 | 2013-07-25
SRP16956 | SREC Solar | KALABUS |  | 7.25 | 0 | Residential | 1 | ALLENTOWN | 8501 | 17 | ROOF DIAGNOSTICS INC | PSE&G BPU | No | Complete | 2013-02-18 | 2013-12-17 | 2014-01-06 | 2014-01-06
SRP16957 | SREC Solar | ANDERSON |  | 13.965 | 0 | Residential | 1 | MULLICA HILL | 8062 | 15 | ALTERIS RENEWABLES DBA RGS ENERGY | AC Electric | No | Complete | 2013-02-18 | 2013-06-26 | 2013-07-29 | 2013-07-29
SRP16958 | SREC Solar | RAFANELLO |  | 9.81 | 0 | Residential | 0 | DELRAN | 8075 | 13 | GEOPEAK ENERGY LLC | PSE&G BPU | No | Complete | 2013-02-18 | 2013-07-03 | 2013-07-09 | 2013-07-09
SRP16959 | SREC Solar | HEININGER | ENGLERT | 146.64 | 0 | Commercial | 0 | PERTH AMBOY | 8861 | 11 | METANNA | PSE&G BPU | No | Complete | 2013-02-18 | 2013-07-12 | 2013-07-17 | 2013-07-17
SRP16960 | SREC Solar | PULIPAKA |  | 4.75 | 0 | Residential | 1 | BRIDGEWATER | 8807 | 5 | TRINITY HEATING AND AIR | PSE&G BPU | No | Complete | 2013-02-18 | 2013-04-19 | 2013-05-01 | 2013-05-01
SRP16961 | SREC Solar | SAMOUHOS |  | 9.5 | 0 | Residential | 0 | WOODCLIFF LAKE | 7677 | 7 | A&S ELECTRICAL & MECHANICAL CONTRACTORS | PSE&G BPU | No | Complete | 2013-02-18 | 2014-10-27 | 2014-11-05 | 2014-11-05
SRP16963 | SREC Solar | SUMMERS |  | 5.5 | 0 | Residential | 1 | SOMERVILLE | 8876 | 5 | ROOF DIAGNOSTICS INC | PSE&G BPU | No | Complete | 2013-02-18 | 2013-12-30 | 2014-01-29 | 2014-01-29
SRP16964 | SREC Solar | KERN |  | 10.29 | 0 | Residential | 0 | PRINCETON | 8540 | 12 | ASTRUM SOLAR, LLC | PSE&G BPU | No | Complete | 2013-02-18 | 2013-06-25 | 2013-06-27 | 2013-06-27
SRP16967 | SREC Solar | MEHDI |  | 11.27 | 0 | Residential | 0 | OCEAN | 7712 | 17 | VARA NRG LLC | JCP&L | No | Complete | 2013-02-18 | 2013-12-04 | 2013-12-17 | 2013-12-17
SRP16968 | SREC Solar | KHAN |  | 5.886 | 0 | Residential | 1 | N. BRUNSWICK | 8902 | 11 | AMERGY SOLAR | PSE&G BPU | No | Complete | 2013-02-18 | 2013-05-29 | 2013-06-05 | 2013-06-05
SRP16969 | SREC Solar | BRANDAO |  | 6.72 | 0 | Residential | 0 | BERKELEY HEIGHTS | 7922 | 10 | RENNERGY LLC | JCP&L | No | Complete | 2013-02-18 | 2013-03-26 | 2013-04-09 | 2013-04-09
SRP16970 | SREC Solar | GOLD |  | 7.14 | 0 | Residential | 1 | JACKSON | 8527 | 18 | VERENGO SOLAR | JCP&L | No | Complete | 2013-02-18 | 2013-04-04 | 2013-04-19 | 2013-04-19
SRP16971 | SREC Solar | STEINBERG |  | 7.05 | 0 | Residential | 0 | PLAINSBORO | 8536 | 11 | NEW MILLENIUM REMODELERS | PSE&G BPU | No | Complete | 2013-02-18 | 2013-05-28 | 2013-06-04 | 2013-06-04
SRP16972 | SREC Solar | ROLDAN |  | 11.515 | 0 | Residential | 1 | LONG BRANCH | 7740 | 17 | SOLARCITY CORPORATION | JCP&L | No | Complete | 2013-02-18 | 2013-08-14 | 2013-08-16 | 2013-08-16
SRP16974 | SREC Solar | RICE |  | 5.145 | 0 | Residential | 1 | STRATFORD | 8084 | 14 | SOLARCITY CORPORATION | AC Electric | No | Complete | 2013-02-18 | 2013-06-18 | 2013-06-25 | 2013-06-25
SRP16975 | SREC Solar | BUENTE |  | 7.5 | 0 | Residential | 1 | HAMILTON TWP. | 8690 | 12 | TRINITY HEATING AND AIR | PSE&G BPU | No | Complete | 2013-02-18 | 2013-04-22 | 2013-05-06 | 2013-05-06
SRP16976 | SREC Solar | RYABENOK |  | 3.675 | 0 | Residential | 1 | LINDEN | 7036 | 10 | ASTON SOLAR | PSE&G BPU | No | Complete | 2013-02-18 | 2013-07-23 | 2013-07-25 | 2013-07-25
SRP16977 | SREC Solar | BAUMAN |  | 11.76 | 0 | Residential | 1 | MARLTON | 8053 | 13 | ALLSEASON CONSTRUCTION | PSE&G BPU | No | Complete | 2013-02-18 | 2013-08-07 | 2013-08-12 | 2013-08-12
SRP16978 | SREC Solar | PARKER |  | 16.66 | 0 | Residential | 1 | MANAHAWKIN | 8050 | 18 | ALLSEASON CONSTRUCTION | AC Electric | No | Complete | 2013-02-18 | 2013-07-03 | 2013-07-09 | 2013-07-09
SRP16979 | SREC Solar | POE |  | 6.86 | 0 | Residential | 1 | CHESILHURST | 8089 | 14 | ALLSEASON CONSTRUCTION | AC Electric | No | Complete | 2013-02-18 | 2013-07-03 | 2013-07-09 | 2013-07-09
SRP16980 | SREC Solar | AKMAN |  | 11.515 | 0 | Residential | 1 | EGG HARBOR TWP | 8234 | 19 | ALLSEASON CONSTRUCTION | AC Electric | No | Complete | 2013-02-18 | 2013-09-24 | 2013-09-30 | 2013-09-30
SRP16981 | SREC Solar | BELLITTO |  | 8.82 | 0 | Residential | 1 | S. TOMS RIVER | 8757 | 18 | ALLSEASON CONSTRUCTION | JCP&L | No | Complete | 2013-02-18 | 2013-03-21 | 2013-04-10 | 2013-04-10
SRP16983 | SREC Solar | ELSON |  | 10.78 | 0 | Residential | 1 | S. AMBOY | 8879 | 11 | SOLARCITY CORPORATION | JCP&L | No | Complete | 2013-02-18 | 2013-09-11 | 2013-09-19 | 2013-09-19
SRP16984 | SREC Solar | PAPP |  | 5 | 0 | Residential | 1 | TOMS RIVER | 8757 | 18 | ROOF DIAGNOSTICS INC | Unknown | No | Complete | 2013-02-18 | 2013-10-11 | 2013-10-18 | 2013-10-18
SRP16985 | SREC Solar | WESTON |  | 12 | 0 | Residential | 1 | WESTAMPTON TWP | 8060 | 13 | ROOF DIAGNOSTICS INC | PSE&G BPU | No | Complete | 2013-02-18 | 2013-09-26 | 2013-10-07 | 2013-10-07
SRP16986 | SREC Solar | NEMETH |  | 9.12 | 0 | Residential | 1 | BAYVILLE | 8721 | 18 | ALLSEASON CONSTRUCTION | JCP&L | No | Complete | 2013-02-18 | 2014-01-28 | 2014-02-17 | 2014-02-17
SRP16987 | SREC Solar | BULLEN |  | 3.675 | 0 | Residential | 1 | GALLOWAY | 8205 | 19 | ALLSEASON CONSTRUCTION | AC Electric | No | Complete | 2013-02-18 | 2013-06-12 | 2013-07-02 | 2013-07-02
SRP16988 | SREC Solar | SCHRADIN |  | 11 | 0 | Residential | 1 | MANAHAWKIN | 8050 | 18 | ROOF DIAGNOSTICS INC | AC Electric | No | Complete | 2013-02-18 | 2014-01-21 | 2014-01-30 | 2014-01-30
SRP16989 | SREC Solar | MEDINA |  | 6.5 | 0 | Residential | 1 | HAZLET | 7730 | 17 | ROOF DIAGNOSTICS INC | JCP&L | No | Complete | 2013-02-18 | 2013-10-11 | 2013-10-15 | 2013-10-15
SRP16990 | SREC Solar | VICARS |  | 5.5 | 0 | Residential | 1 | PISCATAWAY | 8854 | 11 | ROOF DIAGNOSTICS INC | PSE&G BPU | No | Complete | 2013-02-18 | 2013-10-11 | 2013-10-15 | 2013-10-15
SRP16991 | SREC Solar | RIVERA |  | 2.5 | 0 | Residential | 1 | BARNEGAT | 8005 | 18 | ROOF DIAGNOSTICS INC | JCP&L | No | Complete | 2013-02-18 | 2013-10-31 | 2013-11-08 | 2013-11-08
SRP16992 | SREC Solar | HALDAR |  | 6.5 | 0 | Residential | 1 | S. PLAINFIELD | 7080 | 11 | ROOF DIAGNOSTICS INC | PSE&G BPU | No | Complete | 2013-02-18 | 2013-12-19 | 2014-02-21 | 2014-02-21
SRP16994 | SREC Solar | HARVEY |  | 7.105 | 0 | Residential | 1 | WESTAMPTON | 8060 | 13 | SOLAR SYSTEMS LEASING LLC | PSE&G BPU | No | Complete | 2013-02-18 | 2014-04-07 | 2014-04-18 | 2014-04-18
SRP16995 | SREC Solar | PUTH |  | 14.88 | 0 | Residential | 1 | RUMSON | 7760 | 17 | SOLAR SYSTEMS LEASING LLC | JCP&L | No | Complete | 2013-02-18 | 2014-05-07 | 2014-05-14 | 2014-05-14
SRP16996 | SREC Solar | VERME |  | 3 | 0 | Residential | 1 | BELLMAWR | 8031 | 14 | TRINITY HEATING AND AIR | PSE&G BPU | No | Complete | 2013-02-18 | 2013-04-19 | 2013-05-01 | 2013-05-01
SRP16998 | SREC Solar | DILEO |  | 10 | 0 | Residential | 1 | MEDFORD | 8055 | 13 | ASTRUM SOLAR, LLC | AC Electric | No | Complete | 2013-02-18 | 2014-06-05 | 2014-06-09 | 2014-06-09
SRP16999 | SREC Solar | CHAUDHARI |  | 5.886 | 0 | Residential | 1 | HILLSBOROUGH | 8844 | 5 | AMERGY SOLAR | PSE&G BPU | No | Complete | 2013-02-18 | 2013-04-25 | 2013-05-08 | 2013-05-08
SRP17002 | SREC Solar | ZANNI |  | 13.23 | 0 | Residential | 1 | ROSENHAYN | 8352 | 20 | RCL ENTERPRISES INC. | AC Electric | No | Complete | 2013-02-18 | 2013-05-20 | 2013-05-28 | 2013-05-28
SRP17004 | SREC Solar | MATOS |  | 9.555 | 0 | Residential | 1 | MILLVILLE | 8332 | 20 | RCL ENTERPRISES INC. | AC Electric | No | Complete | 2013-02-18 | 2013-06-03 | 2013-06-11 | 2013-06-11
SRP17005 | SREC Solar | HARDING |  | 16.17 | 0 | Residential | 1 | ELMER | 8318 | 16 | RCL ENTERPRISES INC. | AC Electric | No | Complete | 2013-02-18 | 2013-06-07 | 2013-07-02 | 2013-07-02
SRP17007 | SREC Solar | BERTOLDO |  | 9.62 | 0 | Residential | 1 | BAYVILLE | 8721 | 18 | ASTRUM SOLAR, LLC | JCP&L | No | Complete | 2013-08-26 | 2014-06-19 | 2014-06-23 | 2014-06-23
SRP17009 | SREC Solar | BEERELLI |  | 4.9 | 0 | Residential | 0 | PISCATAWAY | 8854 | 11 | REC SOLAR, INC. | PSE&G BPU | No | Complete | 2013-02-18 | 2013-07-16 | 2013-07-18 | 2013-07-18
SRP17010 | SREC Solar | REBHAN |  | 7.5 | 0 | Residential | 1 | FORKED RIVER | 8731 | 18 | ROOF DIAGNOSTICS INC | JCP&L | No | Complete | 2013-02-18 | 2013-08-06 | 2013-08-09 | 2013-08-09
SRP17011 | SREC Solar | BAUTISTA |  | 6.615 | 0 | Residential | 1 | BRICK | 8723 | 18 | ACOS ENERGY, LLC | JCP&L | No | Complete | 2013-02-18 | 2014-02-19 | 2014-03-05 | 2014-03-05
SRP17012 | SREC Solar | ISAACSON |  | 7.35 | 0 | Residential | 1 | TOMS RIVER | 8757 | 18 | ACOS ENERGY, LLC | JCP&L | No | Complete | 2013-02-18 | 2013-11-12 | 2013-11-20 | 2013-11-20
SRP17013 | SREC Solar | NGUYEN |  | 6.125 | 0 | Residential | 1 | EGG HARBOR TWP. | 8234 | 19 | ACOS ENERGY, LLC | AC Electric | No | Complete | 2013-02-18 | 2013-08-19 | 2013-08-23 | 2013-08-23
SRP17015 | SREC Solar | LAW |  | 6.12 | 0 | Residential | 1 | WOODBURY | 8096 | 15 | VERENGO SOLAR | PSE&G BPU | No | Complete | 2013-02-18 | 2013-05-15 | 2013-05-28 | 2013-05-28
SRP17016 | SREC Solar | TARABOKIJA |  | 6.5 | 0 | Residential | 1 | BAYVILLE | 8721 | 18 | ENERGY SOLUTIONS OF NEW JERSEY LLC | JCP&L | No | Complete | 2013-02-18 | 2013-05-13 | 2013-05-22 | 2013-05-22
SRP17018 | SREC Solar | IMMESDERGER |  | 6 | 0 | Residential |  | MANASQUAN | 8736 | 17 | TRINITY HEATING AND AIR | JCP&L | No | Complete | 2013-02-18 | 2013-05-01 | 2013-05-15 | 2013-05-15
SRP17019 | SREC Solar | CARBONE |  | 12.426 | 0 | Residential | 1 | FREEHOLD | 7728 | 17 | AMERICAN RENEWABLE ENERGY, INC | JCP&L | No | Complete | 2013-02-18 | 2013-03-04 | 2013-03-27 | 2013-03-27
SRP17020 | SREC Solar | COSTA | COSTA'S AUTO BODY | 39.6 | 0 | Commercial | 1 | NEWARK | 7114 | 9 | GREEN ESSEX SOLAR | PSE&G BPU | No | Complete | 2013-02-18 | 2014-02-21 | 2014-03-06 | 2014-03-06
SRP17022 | SREC Solar | CSERNICA |  | 7.35 | 0 | Residential | 1 | EHT | 8234 | 19 | ACOS ENERGY, LLC | AC Electric | No | Complete | 2013-02-18 | 2013-11-12 | 2013-11-20 | 2013-11-20
SRP17023 | SREC Solar | SCHEIDT |  | 6.37 | 0 | Residential | 1 | MANAHAWKIN | 8050 | 18 | ACOS ENERGY, LLC | AC Electric | No | Complete | 2013-02-18 | 2013-07-17 | 2013-07-23 | 2013-07-23
SRP17024 | SREC Solar | PHILLIP |  | 12.985 | 0 | Residential | 1 | MAYS LANDING | 8330 | 19 | ACOS ENERGY, LLC | AC Electric | No | Complete | 2013-02-18 | 2014-01-30 | 2014-04-15 | 2014-04-15
SRP17025 | SREC Solar | NESTER |  | 9.945 | 0 | Residential | 1 | STRATFORD | 8084 | 14 | VERENGO SOLAR | AC Electric | No | Complete | 2013-02-18 | 2013-04-04 | 2013-04-19 | 2013-04-19
SRP17027 | SREC Solar | BROWN |  | 5.5 | 0 | Residential | 1 | BEACHWOOD | 8722 | 18 | TRINITY HEATING AND AIR | JCP&L | No | Complete | 2013-02-18 | 2013-04-10 | 2013-05-01 | 2013-05-01
SRP17028 | SREC Solar | BARILE |  | 9.18 | 0 | Residential | 1 | PORT REPUBLIC | 8241 | 19 | VERENGO SOLAR | AC Electric | No | Complete | 2013-02-18 | 2014-01-23 | 2014-03-06 | 2014-03-06
SRP17029 | SREC Solar | ZIRPOLA |  | 3.76 | 0 | Residential | 1 | EDISON | 8837 | 11 | VERENGO SOLAR | PSE&G BPU | No | Complete | 2013-02-18 | 2013-03-21 | 2013-04-12 | 2013-04-12
SRP17030 | SREC Solar | LONG |  | 10.78 | 0 | Residential | 1 | WAYNE | 7470 | 6 | SOLARCITY CORPORATION | PSE&G BPU | No | Complete | 2013-02-18 | 2013-07-23 | 2013-07-25 | 2013-07-25
SRP17031 | SREC Solar | FORMINARD |  | 16.56 | 0 | Residential | 1 | MENDHAM | 7945 | 3 | SOLARCITY CORPORATION | JCP&L | No | Complete | 2013-02-18 | 2013-05-29 | 2013-06-04 | 2013-06-04
SRP17032 | SREC Solar | ARCE |  | 5.76 | 0 | Residential | 1 | CARTERET | 7008 | 11 | SOLARCITY CORPORATION | PSE&G BPU | No | Complete | 2013-02-18 | 2013-07-01 | 2013-07-08 | 2013-07-08
SRP17033 | SREC Solar | DAVIS |  | 5.17 | 0 | Residential | 1 | ROSELLE | 7203 | 10 | VIVINT SOLAR | PSE&G BPU | No | Complete | 2013-02-18 | 2013-07-18 | 2013-07-24 | 2013-07-24
SRP17034 | SREC Solar | STRAND |  | 7.35 | 0 | Residential | 1 | FLANDERS | 7836 | 3 | SOLARCITY CORPORATION | JCP&L | No | Complete | 2013-02-18 | 2013-06-21 | 2013-06-27 | 2013-06-27
SRP17035 | SREC Solar | REARDON |  | 3.675 | 0 | Residential | 1 | MOUNTAINSIDE | 7092 | 10 | SOLARCITY CORPORATION | PSE&G BPU | No | Complete | 2013-02-18 | 2014-01-02 | 2014-01-17 | 2014-01-17
SRP17036 | SREC Solar | SCHWARTZ |  | 4.465 | 0 | Residential | 1 | PARSIPPANY | 7054 | 3 | VIVINT SOLAR | JCP&L | No | Complete | 2013-02-18 | 2013-05-20 | 2013-05-28 | 2013-05-28
SRP17037 | SREC Solar | ANGUILLA |  | 7.2 | 0 | Residential | 1 | SICKLERVILLE | 8081 | 14 | SOLARCITY CORPORATION | AC Electric | No | Complete | 2013-02-18 | 2013-08-14 | 2013-08-16 | 2013-08-16
SRP17038 | SREC Solar | MAHER |  | 8.085 | 0 | Residential | 1 | TINTON FALLS | 7724 | 17 | SOLARCITY CORPORATION | JCP&L | No | Complete | 2013-02-18 | 2013-06-17 | 2013-06-25 | 2013-06-25
SRP17040 | SREC Solar | CROMWELL |  | 6.86 | 0 | Residential | 1 | MANAHAWKIN | 8050 | 18 | SUNGEVITY, INC. | AC Electric | No | Complete | 2013-02-18 | 2013-08-29 | 2013-09-04 | 2013-09-04
SRP17042 | SREC Solar | LYNCH |  | 4.41 | 0 | Residential | 1 | ENGLEWOOD | 7631 | 7 | SEA BRIGHT SOLAR, LLC | PSE&G BPU | No | Complete | 2013-02-18 | 2013-07-26 | 2013-08-01 | 2013-08-01
SRP17043 | SREC Solar | LYNCH |  | 5.39 | 0 | Residential | 1 | ENGLEWOOD | 7631 | 7 | SEA BRIGHT SOLAR, LLC | PSE&G BPU | No | Complete | 2013-02-18 | 2013-08-22 | 2013-08-27 | 2013-08-27
SRP17044 | SREC Solar | INOUE |  | 4.165 | 0 | Residential | 1 | LINDEN | 7036 | 10 | VIVINT SOLAR | PSE&G BPU | No | Complete | 2013-02-18 | 2013-12-12 | 2013-12-19 | 2013-12-19
SRP17045 | SREC Solar | SMITH |  | 12.985 | 0 | Residential | 1 | MEDFORD | 8055 | 13 | SOLULAR LLC. II | PSE&G BPU | No | Complete | 2013-02-18 | 2013-07-01 | 2013-07-05 | 2013-07-05
SRP17046 | SREC Solar | HARDYAL |  | 7.5 | 0 | Residential | 1 | BAYVILLE | 8721 | 18 | TRINITY HEATING AND AIR | JCP&L | No | Complete | 2013-02-18 | 2013-04-05 | 2013-04-25 | 2013-04-25
SRP17047 | SREC Solar | CATTELL |  | 14.388 | 0 | Residential | 0 | VOORHEES | 8043 | 14 | GEOPEAK ENERGY LLC | AC Electric | No | Complete | 2013-02-18 | 2013-06-27 | 2013-07-05 | 2013-07-05
SRP17048 | SREC Solar | WAELDE |  | 6.125 | 0 | Residential | 1 | PARAMUS | 7652 | 7 | VIVINT SOLAR | PSE&G BPU | No | Complete | 2013-02-18 | 2014-03-31 | 2014-04-08 | 2014-04-08
SRP17050 | SREC Solar | MCCAULEY |  | 2.35 | 0 | Residential | 1 | SADDLE BROOK | 7663 | 7 | VIVINT SOLAR | PSE&G BPU | No | Complete | 2013-02-18 | 2013-05-02 | 2013-05-13 | 2013-05-13
SRP17051 | SREC Solar | TARIQ |  | 4.935 | 0 | Residential | 1 | S. PLAINFIELD | 7080 | 11 | VIVINT SOLAR | PSE&G BPU | No | Complete | 2013-02-18 | 2013-03-19 | 2013-04-24 | 2013-04-24
SRP17053 | SREC Solar | SCULLARI |  | 3.76 | 0 | Residential | 1 | LINDEN | 7036 | 10 | VIVINT SOLAR | PSE&G BPU | No | Complete | 2013-02-18 | 2013-12-27 | 2014-01-15 | 2014-01-15
SRP17055 | SREC Solar | SPECTOR |  | 6.96 | 0 | Residential | 1 | FRANKLIN TWP. | 8873 | 5 | SUNGEVITY, INC. | PSE&G BPU | No | Complete | 2013-02-18 | 2013-05-17 | 2013-05-23 | 2013-05-23
SRP17056 | SREC Solar | AMBROSIOUS | FLORENCE TW MEMORIAL HIGH SCHOOL | 47.84 | 0 | Commercial | 1 | FLORENCE TWP | 8518 | 13 | DCO ENERGY, LLC | PSE&G BPU | No | Complete | 2013-02-18 | 2013-06-06 | 2013-06-17 | 2013-06-17
SRP17057 | SREC Solar | DEMARINO | PENNSYLVANIA AVE SCHOOL | 86.94 | 0 | School Public K-12 | 0 | COLONIA | 7067 | 10 | DOBCO SOLAR & ELECTRIC LLC | PSE&G BPU | No | Complete | 2013-02-18 | 2014-01-02 | 2014-01-14 | 2014-01-14
SRP17058 | SREC Solar | SPECTOR |  | 4.9 | 0 | Residential | 1 | SOMERSET | 8873 | 5 | SUNGEVITY, INC. | PSE&G BPU | No | Complete | 2013-02-18 | 2013-05-14 | 2013-05-22 | 2013-05-22
SRP17059 | SREC Solar | DEMARINO | WOODBRIDGE BOE - ROSS ST SCHOOL | 32.2 | 0 | School Public K-12 | 0 | WOODBRIDGE | 7095 | 11 | DOBCO SOLAR & ELECTRIC LLC | PSE&G BPU | No | Complete | 2013-02-18 | 2013-12-09 | 2013-12-18 | 2013-12-18
SRP17060 | SREC Solar | DEMARINO | WOODBRIDGE BOE - MAWBEY ST SCH. | 115.92 | 0 | School Public K-12 | 0 | WOODBRIDGE | 7095 | 11 | DOBCO SOLAR & ELECTRIC LLC | PSE&G BPU | No | Complete | 2013-02-18 | 2013-12-12 | 2014-01-02 | 2014-01-02
SRP17061 | SREC Solar | DEMARINO | WOODBRIDGE BOE - LYNN CREST SCH. | 128.8 | 0 | School Public K-12 | 0 | COLONIA | 7067 | 10 | DOBCO SOLAR & ELECTRIC LLC | PSE&G BPU | No | Complete | 2013-02-18 | 2013-12-23 | 2014-01-09 | 2014-01-09
SRP17062 | SREC Solar | CHENGERI |  | 6.125 | 0 | Residential | 1 | WARETOWN | 8758 | 18 | RELIABLE POWER SERVICES, INC. | JCP&L | No | Complete | 2013-02-18 | 2013-05-23 | 2013-05-31 | 2013-05-31
SRP17063 | SREC Solar | DEMARINO | WOODBRIDGE BOE-CLAREMENT SCH. | 112.7 | 0 | School Public K-12 | 0 | COLONIA | 7067 | 10 | DOBCO SOLAR & ELECTRIC LLC | PSE&G BPU | No | Complete | 2013-02-18 | 2013-12-09 | 2013-12-17 | 2013-12-17
SRP17064 | SREC Solar | GREMMINGER |  | 4.41 | 0 | Residential | 1 | PORT MONMOUTH | 7758 | 17 | RELIABLE POWER SERVICES, INC. | JCP&L | No | Complete | 2013-02-18 | 2013-06-17 | 2013-07-01 | 2013-07-01
SRP17065 | SREC Solar | DEMARINO | WOODBRIDGE BOE-ROBERT MASCENIK | 115.92 | 0 | School Public K-12 | 0 | ISELIN | 8830 | 11 | DOBCO SOLAR & ELECTRIC LLC | PSE&G BPU | No | Complete | 2013-02-18 | 2013-12-12 | 2013-12-27 | 2013-12-27
SRP17066 | SREC Solar | DEMARINO | WOODBRIDGE BOE - AVENEL ST SCH. | 109.48 | 0 | School Public K-12 | 0 | AVENEL | 7001 | 11 | DOBCO SOLAR & ELECTRIC LLC | PSE&G BPU | No | Complete | 2013-02-18 | 2013-12-09 | 2013-12-17 | 2013-12-17
SRP17067 | SREC Solar | DEMARINO | WOODBRIDGE BOE - AVENEL MIDDLE | 415.38 | 0 | School Public K-12 | 0 | AVENEL | 7001 | 11 | DOBCO SOLAR & ELECTRIC LLC | PSE&G BPU | No | Complete | 2013-02-18 | 2013-12-09 | 2013-12-18 | 2013-12-18
SRP17070 | SREC Solar | CHURCH |  | 7.35 | 0 | Residential | 1 | PARSIPPANY | 7054 | 3 | VIVINT SOLAR | JCP&L | No | Complete | 2013-02-18 | 2013-11-12 | 2013-12-02 | 2013-12-02
SRP17074 | SREC Solar | GAO |  | 7.28 | 0 | Residential | 0 | PISCATAWAY | 8854 | 11 | VARA NRG LLC | PSE&G BPU | No | Complete | 2013-02-18 | 2013-06-25 | 2013-06-27 | 2013-06-27
SRP17075 | SREC Solar | STEIN |  | 4.5 | 0 | Residential | 1 | MONROE TWP | 8831 | 11 | TRINITY HEATING AND AIR | JCP&L | No | Complete | 2013-02-18 | 2013-05-17 | 2013-05-29 | 2013-05-29
SRP17076 | SREC Solar | FLORES LOPEZ |  | 13.68 | 0 | Residential | 1 | EHT | 8234 | 19 | ALLSEASON CONSTRUCTION | AC Electric | No | Complete | 2013-02-18 | 2013-03-12 | 2013-03-20 | 2013-03-20
SRP17077 | SREC Solar | CELIO |  | 5.64 | 0 | Residential | 1 | SOMERSET | 8873 | 5 | VIVINT SOLAR | PSE&G BPU | No | Complete | 2013-02-18 | 2013-05-22 | 2013-05-29 | 2013-05-29
SRP17079 | SREC Solar | FRANKLIN |  | 10.78 | 0 | Residential | 1 | BROWNS MILLS | 8015 | 13 | ALTERIS RENEWABLES DBA REAL GOODS SOLAR | JCP&L | No | Complete | 2013-03-04 | 2013-06-25 | 2013-06-27 | 2013-06-27
SRP17081 | SREC Solar | FORTY |  | 6.37 | 0 | Residential | 1 | VINELAND | 8360 | 20 | ALLSEASON CONSTRUCTION | Vineland Muni Elec | No | Complete | 2013-02-25 | 2013-06-06 | 2013-06-13 | 2013-06-13
SRP17082 | SREC Solar | ST. CLAIR |  | 8.82 | 0 | Residential | 1 | TOMS RIVER | 8757 | 18 | ALLSEASON CONSTRUCTION | JCP&L | No | Complete | 2013-02-25 | 2013-06-26 | 2013-06-28 | 2013-06-28
SRP17083 | SREC Solar | MASTRARIO |  | 8.82 | 0 | Residential | 1 | EHT | 8234 | 19 | ALLSEASON CONSTRUCTION | AC Electric | No | Complete | 2013-02-25 | 2014-01-24 | 2014-03-06 | 2014-03-06
SRP17084 | SREC Solar | COOKER |  | 10.455 | 0 | Residential | 1 | MULLICA HILL | 8062 | 15 | ALLSEASON CONSTRUCTION | AC Electric | No | Complete | 2013-02-25 | 2013-09-17 | 2013-09-24 | 2013-09-24
SRP17085 | SREC Solar | LUKACS |  | 6.375 | 0 | Residential | 1 | LAKEWOOD | 8701 | 18 | ENERGY SOLUTIONS OF NEW JERSEY LLC | JCP&L | No | Complete | 2013-02-25 | 2013-05-17 | 2013-05-29 | 2013-05-29
SRP17086 | SREC Solar | OLIVERAS |  | 2.115 | 0 | Residential | 0 | MILFORD | 8848 | 4 | GUTTER MAGICIAN | JCP&L | No | Complete | 2013-02-25 | 2013-09-19 | 2013-09-26 | 2013-09-26
SRP17087 | SREC Solar | ZAMS | ACTION PLUMBING INC. | 74.1 | 0 | Commercial | 0 | MARLTON | 8053 | 13 | FLEXERA INC | PSE&G BPU | No | Complete | 2013-02-25 | 2013-07-15 | 2013-08-06 | 2013-08-06
SRP17088 | SREC Solar | KOTHAPALLI |  | 6.615 | 0 | Residential | 1 | HACKETTSTOWN | 7840 | 2 | SOLARCITY CORPORATION | JCP&L | No | Complete | 2013-02-25 | 2013-06-05 | 2013-06-13 | 2013-06-13
SRP17089 | SREC Solar | MATHEWS |  | 6.63 | 0 | Residential | 0 | DENVILLE | 7834 | 3 | EAST COAST ALTERNATIVE ENERGY | JCP&L | No | Complete | 2013-02-25 | 2014-01-23 | 2014-03-07 | 2014-03-07
SRP17090 | SREC Solar | PATTANTYUS |  | 3.08 | 0 | Residential | 0 | AVALON | 8202 | 21 | QUANTUM SOLAR SOLUTIONS | AC Electric | No | Complete | 2013-02-25 | 2013-09-16 | 2013-09-25 | 2013-09-25
SRP17091 | SREC Solar | BAKER |  | 4 | 0 | Residential | 1 | WOODBURY | 8096 | 15 | TRINITY HEATING AND AIR | PSE&G BPU | No | Complete | 2013-02-25 | 2013-07-18 | 2013-08-15 | 2013-08-15
SRP17092 | SREC Solar | BRENNAN | HOLY CROSS LUTHERAN CHURCH | 10.56 | 0 | Commercial | 1 | BORDENTOWN | 8505 | 13 | 4 BESTSOLAR | PSE&G BPU | No | Complete | 2013-02-25 | 2013-04-02 | 2013-04-30 | 2013-04-30
SRP17093 | SREC Solar | BRENNAN | HOLY CROSS LUTHERAN CHURCH | 27.84 | 0 | Commercial | 1 | BORDENTOWN | 8505 | 13 | 4 BESTSOLAR | PSE&G BPU | No | Complete | 2013-02-25 | 2013-04-02 | 2013-04-30 | 2013-04-30
SRP17094 | SREC Solar | RUGGIERO |  | 6.48 | 0 | Residential | 1 | BUDD LAKE | 7828 | 3 | SOLARCITY CORPORATION | JCP&L | No | Complete | 2013-02-25 | 2013-04-22 | 2013-05-01 | 2013-05-01
SRP17095 | SREC Solar | GILLIGAN |  | 2.64 | 0 | Residential | 1 | BLOOMFIELD | 7003 | 9 | SOLARCITY CORPORATION | PSE&G BPU | No | Complete | 2013-02-18 | 2013-08-27 | 2013-09-04 | 2013-09-04
SRP17096 | SREC Solar | MONFREDO |  | 10.78 | 0 | Residential | 1 | RICHLAND | 8350 | 19 | RCL ENTERPRISES INC. | AC Electric | No | Complete | 2013-02-25 | 2013-06-03 | 2013-06-14 | 2013-06-14
SRP17097 | SREC Solar | PICCININNI |  | 7.25 | 0 | Residential | 1 | WAYNE | 7470 | 6 | ROOF DIAGNOSTICS INC | JCP&L | No | Complete | 2013-02-25 | 2013-10-03 | 2013-10-09 | 2013-10-09
SRP17098 | SREC Solar | GASS |  | 7.105 | 0 | Residential | 1 | RIO GRANDE | 8242 | 21 | SOLULAR LLC. II | AC Electric | No | Complete | 2013-02-25 | 2013-05-28 | 2013-06-04 | 2013-06-04
SRP17099 | SREC Solar | MICKELSON |  | 9.36 | 0 | Residential | 1 | JACKSON | 8527 | 18 | RELIABLE POWER SERVICES, INC. | JCP&L | No | Complete | 2013-02-25 | 2013-08-16 | 2013-08-21 | 2013-08-21
SRP17100 | SREC Solar | ALCAMO |  | 6.615 | 0 | Residential | 1 | GALLOWAY | 8205 | 19 | ALLSEASON CONSTRUCTION | AC Electric | No | Complete | 2013-02-26 | 2013-08-16 | 2013-08-27 | 2013-08-27
SRP17101 | SREC Solar | TOMASELLO |  | 12.74 | 0 | Residential | 1 | MANAHAWKIN | 8050 | 18 | RELIABLE POWER SERVICES, INC. | AC Electric | No | Complete | 2013-02-25 | 2013-06-28 | 2013-07-05 | 2013-07-05
SRP17102 | SREC Solar | PLADL |  | 9 | 0 | Residential | 1 | FREEHOLD | 7728 | 17 | ROOF DIAGNOSTICS INC | JCP&L | No | Complete | 2013-02-25 | 2014-02-20 | 2014-03-10 | 2014-03-10
SRP17103 | SREC Solar | POLIZZI |  | 9.75 | 0 | Residential | 1 | TRENTON | 8619 | 12 | TRINITY HEATING AND AIR | PSE&G BPU | No | Complete | 2013-02-25 | 2013-04-12 | 2013-05-08 | 2013-05-08
SRP17105 | SREC Solar | ROTH |  | 6.5 | 0 | Residential | 1 | MONROE TWP. | 8831 | 11 | TRINITY HEATING AND AIR | JCP&L | No | Complete | 2013-02-25 | 2013-05-23 | 2013-05-29 | 2013-05-29
SRP17108 | SREC Solar | HAGERMAN |  | 7.35 | 0 | Residential | 1 | GALLOWAY | 8205 | 19 | ALLSEASON CONSTRUCTION | AC Electric | No | Complete | 2013-02-25 | 2013-06-26 | 2013-07-29 | 2013-07-29
SRP17109 | SREC Solar | KOSSOVE |  | 5.145 | 0 | Residential | 1 | MANAHAWKIN | 8050 | 18 | ACOS ENERGY, LLC | AC Electric | No | Complete | 2013-05-13 | 2013-08-26 | 2013-09-06 | 2013-09-06
SRP17110 | SREC Solar | SCARLES-GONZALEZ |  | 5.88 | 0 | Residential | 1 | EHT | 8234 | 19 | ACOS ENERGY, LLC | AC Electric | No | Complete | 2013-02-25 | 2013-09-04 | 2013-09-10 | 2013-09-10
SRP17111 | SREC Solar | BROWN |  | 4.41 | 0 | Residential | 1 | PETERSBURG | 8270 | 21 | ACOS ENERGY, LLC | AC Electric | No | Complete | 2013-02-25 | 2013-06-21 | 2013-06-27 | 2013-06-27
SRP17112 | SREC Solar | READ |  | 18.375 | 0 | Residential | 1 | ALDINE | 8318 | 16 | RCL ENTERPRISES INC. | AC Electric | No | Complete | 2013-02-25 | 2013-06-07 | 2013-06-18 | 2013-06-18
SRP17113 | SREC Solar | SUTPHEN |  | 7.105 | 0 | Residential | 1 | POINT PLEASANT | 8742 | 18 | LUMINATION HOME ENERGY | JCP&L | No | Complete | 2013-02-25 | 2013-05-21 | 2013-05-28 | 2013-05-28
SRP17114 | SREC Solar | LAWLER |  | 6.37 | 0 | Residential | 1 | EHT | 8234 | 19 | SOLULAR LLC. II | AC Electric | No | Complete | 2013-02-25 | 2013-07-03 | 2013-07-09 | 2013-07-09
SRP17115 | SREC Solar | DIAZ |  | 3.25 | 0 | Residential | 1 | FAIR LAWN | 7410 | 7 | ROOF DIAGNOSTICS INC | PSE&G BPU | No | Complete | 2013-02-25 | 2013-10-04 | 2013-10-09 | 2013-10-09
SRP17116 | SREC Solar | HEMENWAY |  | 5.17 | 0 | Residential | 1 | BOONTON | 7005 | 3 | VIVINT SOLAR | JCP&L | No | Complete | 2013-02-25 | 2013-06-03 | 2013-07-16 | 2013-07-16
SRP17117 | SREC Solar | PONTILLO |  | 6.11 | 0 | Residential | 1 | LODI | 7644 | 7 | VIVINT SOLAR | PSE&G BPU | No | Complete | 2013-02-25 | 2013-11-19 | 2013-12-16 | 2013-12-16
SRP17119 | SREC Solar | RATTO |  | 6.815 | 0 | Residential | 1 | LITTLE FERRY | 7643 | 7 | VIVINT SOLAR | PSE&G BPU | No | Complete | 2013-02-25 | 2013-10-09 | 2013-10-11 | 2013-10-11
SRP17121 | SREC Solar | WILLS |  | 4.75 | 0 | Residential | 1 | TOMS RIVER | 8753 | 18 | ROOF DIAGNOSTICS INC | JCP&L | No | Complete | 2013-02-25 | 2013-09-12 | 2013-09-19 | 2013-09-19
SRP17122 | SREC Solar | BARNES |  | 4.75 | 0 | Residential | 1 | FLEMINGTON | 8822 | 4 | ROOF DIAGNOSTICS INC | JCP&L | No | Complete | 2013-02-25 | 2013-09-12 | 2013-09-19 | 2013-09-19
SRP17123 | SREC Solar | ROSS |  | 9.12 | 0 | Residential | 1 | PERTH AMBOY | 8861 | 11 | ASTRUM SOLAR, LLC | PSE&G BPU | No | Complete | 2013-02-25 | 2013-04-30 | 2013-05-13 | 2013-05-13
SRP17125 | SREC Solar | IANNEILLO |  | 8.085 | 0 | Residential | 1 | SADDLE BROOK | 7663 | 7 | VIVINT SOLAR | PSE&G BPU | No | Complete | 2013-02-25 | 2013-04-30 | 2013-05-13 | 2013-05-13
SRP17126 | SREC Solar | WANG |  | 5.559 | 0 | Residential | 1 | BRIDGEWATER | 8807 | 5 | GEOPEAK ENERGY LLC | PSE&G BPU | No | Complete | 2013-02-25 | 2013-07-10 | 2013-07-17 | 2013-07-17
SRP17128 | SREC Solar | BROEMMER |  | 7.105 | 0 | Residential | 1 | SEASIDE PARK | 8752 | 18 | LUMINATION HOME ENERGY | JCP&L | No | Complete | 2013-02-25 | 2013-05-21 | 2013-05-28 | 2013-05-28
SRP17129 | SREC Solar | CAMERON |  | 6.5 | 0 | Residential | 1 | EASTAMPTON | 8060 | 13 | TRINITY HEATING AND AIR | PSE&G BPU | No | Complete | 2013-02-25 | 2013-07-10 | 2013-07-17 | 2013-07-17
SRP17131 | SREC Solar | REID |  | 3.36 | 0 | Residential | 1 | PLAINFIELD | 7062 | 10 | SOLARCITY CORPORATION | PSE&G BPU | No | Complete | 2013-02-25 | 2014-11-20 | 2014-12-02 | 2014-12-02
SRP17132 | SREC Solar | CHILDS |  | 11.025 | 0 | Residential | 1 | LAUREL SPRINGS | 8021 | 14 | SOLARCITY CORPORATION | AC Electric | No | Complete | 2013-02-25 | 2013-08-23 | 2013-09-03 | 2013-09-03
SRP17133 | SREC Solar | SELIG | EXCEL LEARNING CENTER | 52 | 0 | Commercial | 0 | MOUNT LAUREL | 8054 | 13 | MOORE ENERGY LLC. | PSE&G BPU | No | Complete | 2013-02-25 | 2013-09-09 | 2013-09-25 | 2013-09-25
SRP17134 | SREC Solar | DANNIBALLE |  | 16.66 | 0 | Residential | 1 | MANCHESTER | 8759 | 18 | SEA BRIGHT SOLAR, LLC | JCP&L | No | Complete | 2013-02-25 | 2013-07-25 | 2013-08-01 | 2013-08-01
SRP17135 | SREC Solar | SUKHIA |  | 6.867 | 0 | Residential | 1 | CHERRY HILL | 8003 | 14 | SOLULAR LLC. II | PSE&G BPU | No | Complete | 2013-02-25 | 2013-06-19 | 2013-07-25 | 2013-07-25
SRP17136 | SREC Solar | LIM-PARK |  | 11.76 | 0 | Residential | 1 | VINCENTOWN | 8088 | 13 | SOLIGENT LEASING | PSE&G BPU | No | Complete | 2013-02-25 | 2013-09-12 | 2013-09-18 | 2013-09-18
SRP17137 | SREC Solar | AMUNDSEN |  | 4.75 | 0 | Residential | 1 | HOWELL | 7731 | 17 | ROOF DIAGNOSTICS INC | JCP&L | No | Complete | 2013-02-25 | 2013-08-19 | 2013-08-27 | 2013-08-27
SRP17145 | SREC Solar | MCDONALD | RENAISSANCE HOMEOWNERS ASSN. | 15.12 | 0 | Commercial | 1 | MANCHESTER | 8759 | 18 | ACOS ENERGY, LLC | JCP&L | No | Complete | 2013-02-25 | 2013-05-03 | 2013-05-14 | 2013-05-14
SRP17146 | SREC Solar | DESANTO |  | 8.33 | 0 | Residential | 1 | MULLICA HILL | 8062 | 15 | SOLULAR LLC. II | AC Electric | No | Complete | 2013-02-25 | 2013-07-17 | 2013-07-23 | 2013-07-23
SRP17147 | SREC Solar | GUANZON |  | 3.43 | 0 | Residential | 1 | LINDEN | 7036 | 10 | VIVINT SOLAR | PSE&G BPU | No | Complete | 2013-02-25 | 2013-09-09 | 2013-09-18 | 2013-09-18
SRP17150 | SREC Solar | GONZALEZ |  | 3.76 | 0 | Residential | 1 | LINDEN | 7036 | 10 | VIVINT SOLAR | PSE&G BPU | No | Complete | 2013-02-25 | 2013-11-18 | 2013-11-20 | 2013-11-20
SRP17151 | SREC Solar | REPUYAN |  | 7.99 | 0 | Residential | 1 | WEST ORANGE | 7052 | 9 | VIVINT SOLAR | PSE&G BPU | No | Complete | 2013-02-25 | 2014-03-10 | 2014-04-10 | 2014-04-10
SRP17152 | SREC Solar | GILLIARD |  | 6.615 | 0 | Residential | 1 | TEANECK | 7666 | 7 | VIVINT SOLAR | PSE&G BPU | No | Complete | 2013-02-25 | 2013-07-03 | 2013-07-10 | 2013-07-10
SRP17153 | SREC Solar | COUTURE |  | 3.525 | 0 | Residential | 1 | PARSIPPANY | 7054 | 3 | VIVINT SOLAR | JCP&L | No | Complete | 2013-02-25 | 2013-06-27 | 2013-07-05 | 2013-07-05
SRP17154 | SREC Solar | SEIGAL |  | 7.84 | 0 | Residential | 1 | MANCHESTER | 8759 | 18 | RELIABLE POWER SERVICES, INC. | JCP&L | No | Complete | 2013-02-25 | 2013-11-11 | 2013-11-18 | 2013-11-18
SRP17155 | SREC Solar | HOCKEY |  | 5.635 | 0 | Residential | 1 | BELFORD | 7718 | 17 | RELIABLE POWER SERVICES, INC. | JCP&L | No | Complete | 2013-02-25 | 2013-07-12 | 2013-07-19 | 2013-07-19
SRP17156 | SREC Solar | PUCILLO |  | 9 | 0 | Residential | 1 | TOMS RIVER | 8757 | 18 | TRINITY HEATING AND AIR | JCP&L | No | Complete | 2013-02-25 | 2013-05-13 | 2013-05-17 | 2013-05-17
SRP17157 | SREC Solar | HAYDINGER | UNITED COMMUNITIES-1501C GUM ST | 11.96 | 0 | Commercial | 1 | FORT DIX | 8640 | 13 | TRINITY HEATING AND AIR | JCP&L | No | Complete | 2013-02-25 | 2013-06-13 | 2013-07-16 | 2013-07-16
SRP17159 | SREC Solar | ALEXANDER |  | 6.75 | 0 | Residential | 1 | WESTWOOD BORO | 7675 | 7 | ROOF DIAGNOSTICS INC | PSE&G BPU | No | Complete | 2013-02-25 | 2013-12-19 | 2014-06-09 | 2014-06-09
SRP17160 | SREC Solar | STEWART |  | 5.25 | 0 | Residential | 1 | WESTAMPTON | 8060 | 13 | TRINITY HEATING AND AIR | PSE&G BPU | No | Complete | 2013-02-25 | 2013-04-23 | 2013-05-09 | 2013-05-09
SRP17161 | SREC Solar | ZYLKA |  | 8.75 | 0 | Residential | 1 | BARNEGAT | 8005 | 18 | ROOF DIAGNOSTICS INC | JCP&L | No | Complete | 2013-02-25 | 2013-08-20 | 2013-09-03 | 2013-09-03
SRP17162 | SREC Solar | HUMMER |  | 6.867 | 0 | Residential | 1 | FRENCHTOWN | 8825 | 4 | GEOPEAK ENERGY LLC | JCP&L | No | Complete | 2013-02-25 | 2013-07-09 | 2013-07-12 | 2013-07-12
SRP17164 | SREC Solar | LYON | MACY'S CORPORATE SERVICES INC. | 602.91 | 0 | Commercial | 1 | WAYNE | 7101 | 9 | DOBTOL CONSTRUCTION | PSE&G BPU | No | Complete | 2013-02-25 | 2013-11-27 | 2013-12-12 | 2013-12-12
SRP17165 | SREC Solar | MARCUS |  | 1.88 | 0 | Residential | 1 | PARSIPPANY | 7054 | 3 | VIVINT SOLAR | JCP&L | No | Complete | 2013-02-25 | 2013-06-10 | 2013-06-18 | 2013-06-18
SRP17166 | SREC Solar | KOCHENASH |  | 8.82 | 0 | Residential | 1 | FARMINGDALE | 7727 | 17 | NJR HOME SERVICES. | JCP&L | No | Complete | 2013-02-25 | 2013-07-19 | 2013-07-30 | 2013-07-30
SRP17167 | SREC Solar | MATIKA |  | 15.042 | 0 | Residential | 1 | LAKEWOOD | 8701 | 18 | SOLAR ENERGY WORLD-W | JCP&L | No | Complete | 2013-02-25 | 2013-07-17 | 2013-07-25 | 2013-07-25
SRP17168 | SREC Solar | WILLNER | WRDH MT LAUREL LLC | 394.8 | 0 | Commercial | 0 | MT LAUREL | 8504 | 5 | GREEN ENERGY CONSTRUCTION AND CONSULTING | PSE&G BPU | No | Complete | 2013-02-25 | 2013-06-25 | 2013-06-27 | 2013-06-27
SRP17169 | SREC Solar | MORCHIK | STONE QUEST INC | 54 | 0 | Commercial | 1 | CARTERET | 7008 | 11 | DYNAMIC SOLAR, LLC- WAYNE | PSE&G BPU | No | Complete | 2013-03-18 | 2013-10-03 | 2013-10-09 | 2013-10-09
SRP17170 | SREC Solar | GRUZAS |  | 2.64 | 0 | Residential | 1 | PROSPECT PARK | 7508 | 6 | SOLARCITY CORPORATION | PSE&G BPU | No | Complete | 2013-02-25 | 2013-08-16 | 2013-08-21 | 2013-08-21
SRP17172 | SREC Solar | SECCIA |  | 11.76 | 0 | Residential | 1 | SEWELL | 8080 | 15 | SOLARCITY CORPORATION | AC Electric | No | Complete | 2013-02-25 | 2013-06-25 | 2013-07-29 | 2013-07-29
SRP17174 | SREC Solar | ESSER |  | 18.33 | 0 | Commercial | 0 | MOORESTOWN | 8057 | 13 | BREAKER ELECTRICAL | PSE&G BPU | No | Complete | 2013-02-25 | 2013-07-15 | 2013-07-17 | 2013-07-17
SRP17175 | SREC Solar | HAWKINS | LAMBERTVILLE CREAMERY | 15.25 | 0 | Commercial | 0 | RINGOES | 8551 | 4 | MOORE ENERGY LLC. | JCP&L | No | Complete | 2013-02-25 | 2013-04-30 | 2013-05-14 | 2013-05-14
SRP17176 | SREC Solar | HAYDINGER | UNITED COMMUNITIES | 11.96 | 0 | Commercial | 1 | FORT DIX | 8640 | 13 | TRINITY HEATING AND AIR | JCP&L | No | Complete | 2013-02-25 | 2013-06-13 | 2013-07-16 | 2013-07-16
SRP17177 | SREC Solar | MURPHY | IKEA NEW JERSEY LP | 559.872 | 0 | Commercial | 0 | WESTAMPTON | 8060 | 13 | BYERS ELECTRIC | PSE&G BPU | No | Complete | 2012-09-17 | 2013-04-29 | 2013-05-13 | 2013-05-13
SRP17178 | SREC Solar | DEFRANCESCO |  | 3.64 | 0 | Residential | 1 | SHIP BOTTOM | 8008 | 18 | SOLARCITY CORPORATION | AC Electric | No | Complete | 2013-02-25 | 2013-12-13 | 2013-12-27 | 2013-12-27
SRP17179 | SREC Solar | TOLANI |  | 12.099 | 0 | Residential | 1 | PRINCETON JCT | 8550 | 12 | GEOPEAK ENERGY LLC | JCP&L | No | Complete | 2013-02-25 | 2013-12-12 | 2013-12-27 | 2013-12-27
SRP17180 | SREC Solar | MICIK |  | 9.81 | 0 | Residential | 1 | MAHWAH | 7430 | 7 | GEOPEAK ENERGY LLC | Orange & Rockland Elec | No | Complete | 2013-02-25 | 2013-08-21 | 2013-09-03 | 2013-09-03
SRP17181 | SREC Solar | HAYDINGER | UNITED COMMUNITIES | 14.03 | 0 | Commercial | 1 | FORT DIX | 8640 | 13 | TRINITY HEATING AND AIR | JCP&L | No | Complete | 2013-02-25 | 2013-06-13 | 2013-07-16 | 2013-07-16
SRP17182 | SREC Solar | LASHERAS |  | 7.84 | 0 | Residential | 1 | MT OLIVE | 7828 | 3 | EZNERGY LLC | JCP&L | No | Complete | 2013-02-25 | 2013-06-13 | 2013-07-24 | 2013-07-24
SRP17184 | SREC Solar | BALL | TOWNSHIP OF BRANCHBURG | 49.92 | 0 | Government Facility | 0 | BRANCHBURG | 8876 | 5 | FAI-GON ELECTRIC | JCP&L | No | Complete | 2013-02-25 | 2013-08-14 | 2013-08-20 | 2013-08-20
SRP17187 | SREC Solar | MURPHY |  | 7.84 | 0 | Residential | 1 | SHREWSBURY | 7702 | 17 | SOLARCITY CORPORATION | JCP&L | No | Complete | 2013-02-25 | 2013-09-24 | 2013-10-16 | 2013-10-16
SRP17191 | SREC Solar | EGOLF |  | 5.88 | 0 | Residential | 1 | FORKED RIVER | 8731 | 18 | SOLARCITY CORPORATION | JCP&L | No | Complete | 2013-02-25 | 2013-08-23 | 2013-09-03 | 2013-09-03
SRP17192 | SREC Solar | PTAK |  | 9.81 | 0 | Residential | 1 | RED BANK | 7701 | 17 | SEA BRIGHT SOLAR, LLC | JCP&L | No | Complete | 2013-02-25 | 2013-04-10 | 2013-05-01 | 2013-05-01
SRP17194 | SREC Solar | SHOVER-CARESTIO |  | 6.37 | 0 | Residential | 1 | NATIONAL PARK | 8063 | 15 | RCL ENTERPRISES INC. | PSE&G BPU | No | Complete | 2013-02-25 | 2013-05-24 | 2013-05-29 | 2013-05-29
SRP17195 | SREC Solar | VOLL |  | 6.615 | 0 | Residential | 1 | SWEDESBORO | 8085 | 15 | SOLARCITY CORPORATION | AC Electric | No | Complete | 2013-02-25 | 2013-08-07 | 2013-08-12 | 2013-08-12
SRP17197 | SREC Solar | SCHAIBLE |  | 6.125 | 0 | Residential | 1 | MANASQUAN | 8736 | 17 | SOLARCITY CORPORATION | JCP&L | No | Complete | 2013-02-25 | 2013-06-26 | 2013-06-28 | 2013-06-28
SRP17199 | SREC Solar | VITERI MENENDEZ |  | 6.867 | 0 | Residential | 1 | NORTHVALE | 7647 | 7 | INFINITY SOLAR SYSTEMS | Orange & Rockland Elec | No | Complete | 2013-02-25 | 2013-04-17 | 2013-05-06 | 2013-05-06
SRP17207 | SREC Solar | DHANALIWALA |  | 3.9 | 0 | Residential | 0 | HAMPTON | 8827 | 4 | SELF INSTALL | JCP&L | No | Complete | 2013-02-25 | 2013-07-10 | 2013-07-30 | 2013-07-30
SRP17209 | SREC Solar | SOMOGYI | TRENTON SHEET METAL | 29.25 | 0 | Residential | 0 | TRENTON | 8618 | 12 | GREENING THE HOUSE | PSE&G BPU | No | Complete | 2013-02-25 | 2013-09-18 | 2013-10-16 | 2013-10-16
SRP17211 | SREC Solar | SCHOOR | HERITAGE VILLAGE AT MANALAPAN | 144.21 | 0 | Commercial | 1 | MANALAPAN | 7726 | 17 | FUTURE SOLUTIONS CONTRACTING, LLC | JCP&L | No | Complete | 2013-02-25 | 2013-08-08 | 2013-08-27 | 2013-08-27
SRP17212 | SREC Solar | NOVOFASTOVSKY | NOVO LAW FIRM | 10.34 | 0 | Commercial | 0 | LIVINGSTON | 7039 | 9 | GREEN ESSEX SOLAR | PSE&G BPU | No | Complete | 2013-02-25 | 2014-05-02 | 2014-05-07 | 2014-05-07
SRP17213 | SREC Solar | SHARMA |  | 5.355 | 0 | Commercial | 0 | WASHINGTON | 7676 | 7 | ECOSMART SOLAR SOLUTIONS | PSE&G BPU | No | Complete | 2013-02-25 | 2013-05-30 | 2013-06-12 | 2013-06-12
SRP17214 | SREC Solar | MANSEAU |  | 9.8 | 0 | Residential | 1 | EHT | 8234 | 19 | RCL ENTERPRISES INC. | AC Electric | No | Complete | 2013-02-25 | 2013-06-07 | 2013-06-18 | 2013-06-18
SRP17216 | SREC Solar | MONTESDEOCA |  | 12.74 | 0 | Residential | 1 | MANSFIELD | 8022 | 13 | SOLARCITY CORPORATION | PSE&G BPU | No | Complete | 2013-02-25 | 2013-06-26 | 2013-06-28 | 2013-06-28
SRP17217 | SREC Solar | GUIDO |  | 8.33 | 0 | Residential | 1 | MIDDLETOWN | 7748 | 17 | SOLARCITY CORPORATION | JCP&L | No | Complete | 2013-02-25 | 2013-09-25 | 2013-09-30 | 2013-09-30
SRP17218 | SREC Solar | FLURY |  | 5.46 | 0 | Residential | 1 | SICKLERVILLE | 8081 | 14 | SOLARCITY CORPORATION | AC Electric | No | Complete | 2013-02-25 | 2013-08-16 | 2013-08-21 | 2013-08-21
SRP17219 | SREC Solar | WITKOWSKI |  | 8.502 | 0 | Residential | 1 | CLIFTON | 7013 | 6 | RENEWERGY SOLUTIONS GROUP | PSE&G BPU | No | Complete | 2013-02-25 | 2013-09-04 | 2013-09-13 | 2013-09-13
SRP17220 | SREC Solar | HECK |  | 7.35 | 0 | Residential | 1 | PEQUANNOCK | 7440 | 3 | RENEWERGY SOLUTIONS GROUP | JCP&L | No | Complete | 2013-02-25 | 2013-04-10 | 2013-04-25 | 2013-04-25
SRP17222 | SREC Solar | HARRINGTON | VILLA VICTORIA ACADEMY | 141.12 | 0 | Commercial | 1 | EWING | 8628 | 12 | ADVANCED SOLAR PRODUCTS FLEMINGTON | PSE&G BPU | No | Complete | 2013-02-25 | 2013-07-22 | 2013-07-25 | 2013-07-25
SRP17223 | SREC Solar | PARIS |  | 2.94 | 0 | Residential | 1 | LINDEN | 7036 | 10 | VIVINT SOLAR | PSE&G BPU | No | Complete | 2013-02-25 | 2014-01-22 | 2014-02-06 | 2014-02-06
SRP17232 | SREC Solar | LYON | MACYS CORPORATE SERVICES | 571.01 | 0 | Commercial | 1 | LAWRENCEVILLE | 8648 | 12 | DOBTOL CONSTRUCTION | PSE&G BPU | No | Complete | 2013-02-25 | 2013-11-04 | 2013-11-11 | 2013-11-11
SRP17240 | SREC Solar | GIBBONS |  | 6.11 | 0 | Residential | 1 | METUCHEN | 8840 | 11 | VIVINT SOLAR | PSE&G BPU | No | Complete | 2013-02-25 | 2013-09-09 | 2013-09-19 | 2013-09-19
SRP17242 | SREC Solar | DACHIARDI |  | 9.4 | 0 | Residential | 1 | COLONIA | 7067 | 10 | VIVINT SOLAR | PSE&G BPU | No | Complete | 2013-02-25 | 2014-01-23 | 2014-03-20 | 2014-03-20
SRP17244 | SREC Solar | HAYDINGER | UNITED COMMUNITIES | 8.14 | 0 | Residential | 1 | FORT DIX | 8640 | 13 | TRINITY HEATING AND AIR | JCP&L | No | Complete | 2013-03-04 | 2013-09-16 | 2013-12-11 | 2013-12-11
SRP17245 | SREC Solar | HAYDINGER | UNITED COMMUNITIES | 8.14 | 0 | Residential | 1 | FORT DIX | 8640 | 13 | TRINITY HEATING AND AIR | JCP&L | No | Complete | 2013-03-04 | 2013-11-01 | 2013-12-11 | 2013-12-11
SRP17246 | SREC Solar | HAYDINGER | UNITED COMMUNITIES | 8.14 | 0 | Residential | 1 | FORT DIX | 8640 | 13 | TRINITY HEATING AND AIR | JCP&L | No | Complete | 2013-03-04 | 2013-11-01 | 2013-12-06 | 2013-12-06
SRP17247 | SREC Solar | HAYDINGER | UNITED COMMUNITIES | 8.14 | 0 | Residential | 1 | FORT DIX | 8640 | 13 | TRINITY HEATING AND AIR | JCP&L | No | Complete | 2013-03-04 | 2013-11-01 | 2013-12-06 | 2013-12-06
SRP17248 | SREC Solar | HAYDINGER | UNITED COMMUNITIES | 8.14 | 0 | Residential | 1 | FORT DIX | 8640 | 13 | TRINITY HEATING AND AIR | JCP&L | No | Complete | 2013-03-04 | 2013-09-16 | 2013-12-11 | 2013-12-11
SRP17251 | SREC Solar | HAYDINGER | UNITED COMMUNITIES | 7.4 | 0 | Residential | 1 | FORT DIX | 8640 | 13 | TRINITY HEATING AND AIR | JCP&L | No | Complete | 2013-03-04 | 2013-09-17 | 2013-12-11 | 2013-12-11
SRP17252 | SREC Solar | HAYDINGER | UNITED COMMUNITIES | 8.14 | 0 | Residential | 1 | FORT DIX | 8640 | 13 | TRINITY HEATING AND AIR | JCP&L | No | Complete | 2013-03-04 | 2013-09-16 | 2013-12-11 | 2013-12-11
SRP17253 | SREC Solar | HAYDINGER | UNITED COMMUNITIES | 14.26 | 0 | Residential | 1 | FORT DIX | 8640 | 13 | TRINITY HEATING AND AIR | JCP&L | No | Complete | 2013-03-04 | 2013-10-24 | 2013-12-09 | 2013-12-09
SRP17254 | SREC Solar | NUNEZ |  | 2.82 | 0 | Residential | 1 | PERTH AMBOY | 8861 | 11 | VIVINT SOLAR | PSE&G BPU | No | Complete | 2013-03-04 | 2013-10-09 | 2013-11-11 | 2013-11-11
SRP17255 | SREC Solar | BEERS |  | 6.58 | 0 | Residential | 1 | PORT READING | 7064 | 11 | VIVINT SOLAR | PSE&G BPU | No | Complete | 2013-03-04 | 2013-09-04 | 2013-09-13 | 2013-09-13
SRP17260 | SREC Solar | HICKMAN |  | 9.46 | 0 | Residential | 0 | CAPE MAY COURTHOUSE | 8210 | 21 | GEOSCAPE SOLAR | AC Electric | No | Complete | 2013-03-04 | 2014-05-06 | 2014-05-14 | 2014-05-14
SRP17261 | SREC Solar | HAYDINGER | UNITED COMMUNITIES | 8.14 | 0 | Residential | 1 | FORT DIX | 8640 | 13 | TRINITY HEATING AND AIR | JCP&L | No | Complete | 2013-03-04 | 2013-10-24 | 2013-12-09 | 2013-12-09
SRP17262 | SREC Solar | CIER |  | 3.25 | 0 | Residential | 1 | SAYREVILLE | 8872 | 11 | ROOF DIAGNOSTICS INC | JCP&L | No | Complete | 2013-03-04 | 2013-07-30 | 2013-08-01 | 2013-08-01
SRP17263 | SREC Solar | SOLTESZ |  | 7.84 | 0 | Residential | 1 | HAINESPORT | 8036 | 13 | ALTERIS RENEWABLES DBA REAL GOODS SOLAR | PSE&G BPU | No | Complete | 2013-03-04 | 2013-05-21 | 2013-06-11 | 2013-06-11
SRP17264 | SREC Solar | HAYDINGER | UNITED COMMUNITIES | 8.97 | 0 | Residential | 1 | FORT DIX | 8640 | 13 | TRINITY HEATING AND AIR | JCP&L | No | Complete | 2013-03-04 | 2013-08-29 | 2013-09-06 | 2013-09-06
SRP17267 | SREC Solar | HAYDINGER | UNITED COMMUNITIES | 7.59 | 0 | Residential | 1 | FORT DIX | 8640 | 13 | TRINITY HEATING AND AIR | JCP&L | No | Complete | 2013-03-04 | 2013-10-24 | 2013-12-11 | 2013-12-11
SRP17270 | SREC Solar | RIAD |  | 11.27 | 0 | Residential | 1 | BELLE MEADE | 8502 | 5 | AMERGY SOLAR | PSE&G BPU | No | Complete | 2013-03-04 | 2013-07-11 | 2013-07-17 | 2013-07-17
SRP17271 | SREC Solar | DEVOS |  | 6.615 | 0 | Residential | 1 | LEHT | 8087 | 18 | ALLSEASON CONSTRUCTION | AC Electric | No | Complete | 2013-03-04 | 2013-06-18 | 2013-06-25 | 2013-06-25
SRP17272 | SREC Solar | HOLMES |  | 4.94 | 0 | Residential | 1 | SICKLERVILLE | 8081 | 14 | SOLARCITY CORPORATION | AC Electric | No | Complete | 2013-03-04 | 2013-09-20 | 2013-09-26 | 2013-09-26
SRP17273 | SREC Solar | SCHNEIDER |  | 4.94 | 0 | Residential | 1 | MONROE TWP | 8094 | 15 | SOLARCITY CORPORATION | AC Electric | No | Complete | 2013-03-04 | 2013-10-03 | 2013-10-10 | 2013-10-10
SRP17274 | SREC Solar | BAUERNHUBER |  | 6.615 | 0 | Residential | 1 | WHITING | 8759 | 18 | SOLARCITY CORPORATION | JCP&L | No | Complete | 2013-03-04 | 2013-10-03 | 2013-10-10 | 2013-10-10
SRP17275 | SREC Solar | MAI |  | 3.995 | 0 | Residential | 1 | UNION | 7083 | 10 | VIVINT SOLAR | PSE&G BPU | No | Complete | 2013-03-04 | 2014-01-10 | 2014-01-27 | 2014-01-27
SRP17276 | SREC Solar | GUILLBAULT |  | 5.88 | 0 | Residential | 1 | BOUND BROOK | 8805 | 5 | SUNGEVITY, INC. | PSE&G BPU | No | Complete | 2013-03-04 | 2013-04-30 | 2013-05-13 | 2013-05-13
SRP17277 | SREC Solar | HARO VASQUEZ |  | 6.86 | 0 | Residential | 1 | PLEASANTVILLE | 8050 | 18 | ALLSEASON CONSTRUCTION | AC Electric | No | Complete | 2013-03-04 | 2014-01-29 | 2014-02-14 | 2014-02-14
SRP17278 | SREC Solar | SAWICKI |  | 5.6 | 0 | Residential | 0 | FLEMINTON | 8822 | 4 | SELF INSTALL | JCP&L | No | Complete | 2013-03-11 | 2013-03-28 | 2013-05-02 | 2013-05-02
SRP17280 | SREC Solar | MONTANI |  | 4.5 | 0 | Residential | 1 | TRENTON | 8690 | 12 | TRINITY HEATING AND AIR | PSE&G BPU | No | Complete | 2013-03-11 | 2013-03-28 | 2013-04-16 | 2013-04-16
SRP17281 | SREC Solar | GREENBERG |  | 9 | 0 | Residential | 1 | MANALAPAN | 7726 | 17 | TRINITY HEATING AND AIR | JCP&L | No | Complete | 2013-03-11 | 2013-03-27 | 2013-04-15 | 2013-04-15
SRP17282 | SREC Solar | HERKA |  | 3.995 | 0 | Residential | 1 | PISCATAWAY | 8854 | 11 | VIVINT SOLAR | PSE&G BPU | No | Complete | 2013-03-04 | 2013-09-26 | 2013-10-01 | 2013-10-01
SRP17283 | SREC Solar | GRIFFITH |  | 2.94 | 0 | Residential | 1 | EDISON | 8820 | 11 | VIVINT SOLAR | PSE&G BPU | No | Complete | 2013-03-04 | 2013-11-27 | 2013-12-06 | 2013-12-06
SRP17284 | SREC Solar | FIGUEROA |  | 3 | 0 | Residential | 1 | SOUTH AMBOY | 8879 | 11 | ROOF DIAGNOSTICS INC | JCP&L | No | Complete | 2013-03-04 | 2013-09-24 | 2013-09-30 | 2013-09-30
SRP17285 | SREC Solar | BERWITZ |  | 11 | 0 | Residential | 1 | MARLBORO | 7746 | 17 | ROOF DIAGNOSTICS INC | JCP&L | No | Complete | 2013-03-04 | 2013-06-17 | 2013-06-25 | 2013-06-25
SRP17286 | SREC Solar | MCDOUGAL |  | 4.5 | 0 | Residential | 1 | MIDDLESEX | 8846 | 11 | ROOF DIAGNOSTICS INC | PSE&G BPU | No | Complete | 2013-03-04 | 2013-11-07 | 2013-11-18 | 2013-11-18
SRP17287 | SREC Solar | PERNINI |  | 5.5 | 0 | Residential | 1 | TOMS RIVER | 8753 | 18 | ROOF DIAGNOSTICS INC | JCP&L | No | Complete | 2013-03-04 | 2013-09-12 | 2013-09-18 | 2013-09-18
SRP17288 | SREC Solar | CHURUTI |  | 3.5 | 0 | Residential | 1 | N. ARLINGTON | 7031 | 7 | ROOF DIAGNOSTICS INC | PSE&G BPU | No | Complete | 2013-03-04 | 2013-08-16 | 2013-08-21 | 2013-08-21
SRP17290 | SREC Solar | HAYDINGER | UNITED COMMUNITIES | 15.87 | 0 | Residential | 1 | FORT DIX | 8640 | 13 | TRINITY HEATING AND AIR | JCP&L | No | Complete | 2013-03-04 | 2013-08-29 | 2013-09-06 | 2013-09-06
SRP17292 | SREC Solar | HAYDINGER | UNITED COMMUNITIES | 15.87 | 0 | Residential | 1 | FORT DIX | 8640 | 13 | TRINITY HEATING AND AIR | JCP&L | No | Complete | 2013-03-04 | 2013-10-24 | 2013-12-06 | 2013-12-06
SRP17293 | SREC Solar | BREWER |  | 2.16 | 0 | Residential | 1 | PISCATAWAY | 8854 | 11 | VIVINT SOLAR | PSE&G BPU | No | Complete | 2013-03-04 | 2014-03-14 | 2014-03-25 | 2014-03-25
SRP17294 | SREC Solar | HAYDINGER | UNITED COMMUNITIES | 14.26 | 0 | Residential | 1 | FORT DIX | 8640 | 13 | TRINITY HEATING AND AIR | JCP&L | No | Complete | 2013-03-04 | 2013-10-24 | 2013-12-11 | 2013-12-11
SRP17295 | SREC Solar | NEWFELD |  | 3.995 | 0 | Residential | 1 | COLONIA | 7067 | 10 | VIVINT SOLAR | PSE&G BPU | No | Complete | 2013-03-04 | 2013-10-25 | 2013-11-07 | 2013-11-07
SRP17296 | SREC Solar | TORRES |  | 2.585 | 0 | Residential | 1 | PERTH AMBOY | 8861 | 11 | VIVINT SOLAR | PSE&G BPU | No | Complete | 2013-03-04 | 2014-01-30 | 2014-02-14 | 2014-02-14
SRP17297 | SREC Solar | HAYDINGER | UNITED COMMUNITIES | 8.14 | 0 | Residential | 1 | FORT DIX | 8640 | 13 | TRINITY HEATING AND AIR | JCP&L | No | Complete | 2013-03-04 | 2013-10-24 | 2013-12-11 | 2013-12-11
SRP17298 | SREC Solar | MCDONALD |  | 3.76 | 0 | Residential | 1 | LINDEN | 7036 | 10 | VIVINT SOLAR | PSE&G BPU | No | Complete | 2013-03-04 | 2013-11-19 | 2013-11-25 | 2013-11-25
SRP17300 | SREC Solar | HAYDINGER | UNITED COMMUNITIES | 8.97 | 0 | Residential | 1 | FORT DIX | 8640 | 13 | TRINITY HEATING AND AIR | JCP&L | No | Complete | 2013-03-04 | 2013-08-29 | 2013-09-06 | 2013-09-06
SRP17302 | SREC Solar | MERWEDE |  | 2.82 | 0 | Residential | 1 | LINDEN | 7036 | 10 | VIVINT SOLAR | PSE&G BPU | No | Complete | 2013-03-04 | 2013-10-24 | 2013-11-04 | 2013-11-04
SRP17303 | SREC Solar | HAYDINGER | UNITED COMMUNITIES | 8.97 | 0 | Residential | 1 | FORT DIX | 8640 | 13 | TRINITY HEATING AND AIR | JCP&L | No | Complete | 2013-03-04 | 2013-09-05 | 2013-09-18 | 2013-09-18
SRP17305 | SREC Solar | HAYDINGER | UNITED COMMUNITIES | 19.95 | 0 | Residential | 1 | FORT DIX | 8640 | 13 | TRINITY HEATING AND AIR | JCP&L | No | Complete | 2013-03-04 | 2013-10-24 | 2013-12-11 | 2013-12-11
SRP17307 | SREC Solar | HAYDINGER | UNITED COMMUNITIES | 8.14 | 0 | Residential | 1 | FORT DIX | 8640 | 13 | TRINITY HEATING AND AIR | JCP&L | No | Complete | 2013-03-04 | 2013-10-24 | 2013-12-11 | 2013-12-11
SRP17308 | SREC Solar | KRON |  | 9.88 | 0 | Residential | 1 | MULLICA HILL | 8062 | 15 | KAITANNA SOLAR, LLC | AC Electric | No | Complete | 2013-03-04 | 2014-02-10 | 2014-02-21 | 2014-02-21
SRP17309 | SREC Solar | TIMMERHANS |  | 4.935 | 0 | Residential | 1 | FAIR LAWN | 7410 | 7 | VIVINT SOLAR | PSE&G BPU | No | Complete | 2013-03-04 | 2013-10-28 | 2013-11-06 | 2013-11-06
SRP17310 | SREC Solar | KOSTER |  | 6.5 | 0 | Residential | 1 | MANALAPAN | 7726 | 17 | TRINITY HEATING AND AIR | JCP&L | No | Complete | 2013-03-04 | 2013-05-24 | 2013-05-30 | 2013-05-30
SRP17311 | SREC Solar | WERNER |  | 11 | 0 | Residential | 1 | KEYPORT | 7735 | 17 | TRINITY HEATING AND AIR | JCP&L | No | Complete | 2013-03-04 | 2013-05-23 | 2013-05-29 | 2013-05-29
SRP17313 | SREC Solar | SPOONER |  | 2.1 | 0 | Commercial | 0 | MARLTON | 8053 | 13 | VARA NRG LLC | PSE&G BPU | No | Complete | 2013-03-04 | 2013-03-29 | 2013-04-12 | 2013-04-12
SRP17314 | SREC Solar | SKIRIM |  | 6.11 | 0 | Residential | 0 | PITTSGROVE | 8318 | 16 | SELF INSTALL | AC Electric | No | Complete | 2013-03-04 | 2013-04-22 | 2013-05-06 | 2013-05-06
SRP17315 | SREC Solar | PATEL |  | 4.75 | 0 | Residential | 1 | MAHWAH | 7430 | 7 | ROOF DIAGNOSTICS INC | Orange & Rockland Elec | No | Complete | 2013-03-04 | 2013-09-12 | 2013-09-18 | 2013-09-18
SRP17316 | SREC Solar | LIND |  | 12.5 | 0 | Residential | 1 | W. TUCKERTON | 8087 | 18 | TRINITY HEATING AND AIR | AC Electric | No | Complete | 2013-03-04 | 2013-07-16 | 2013-07-18 | 2013-07-18
SRP17318 | SREC Solar | SRINIVASAN |  | 10 | 0 | Residential | 1 | YARDVILLE | 8620 | 12 | TRINITY HEATING AND AIR | PSE&G BPU | No | Complete | 2013-03-04 | 2013-04-12 | 2013-05-02 | 2013-05-02
SRP17319 | SREC Solar | HENNING |  | 9.25 | 0 | Residential | 1 | VINCENTOWN | 8088 | 13 | AMPED ON SOLAR | PSE&G BPU | No | Complete | 2013-03-04 | 2014-05-20 | 2014-06-03 | 2014-06-03
SRP17320 | SREC Solar | RUIZ |  | 5.76 | 0 | Residential | 1 | ARLINGTON | 7031 | 7 | VIVINT SOLAR | PSE&G BPU | No | Complete | 2013-03-04 | 2013-11-19 | 2013-11-25 | 2013-11-25
SRP17321 | SREC Solar | BIGNEY |  | 3.92 | 0 | Residential | 1 | BARNEGAT | 8005 | 18 | ALLSEASON CONSTRUCTION | AC Electric | No | Complete | 2013-03-04 | 2013-08-07 | 2013-08-12 | 2013-08-12
SRP17322 | SREC Solar | KLAIBER |  | 7.595 | 0 | Residential | 1 | TOMS RIVER | 8753 | 18 | ALLSEASON CONSTRUCTION | JCP&L | No | Complete | 2013-03-04 | 2013-06-11 | 2013-07-01 | 2013-07-01
SRP17323 | SREC Solar | SIMMONS |  | 4.41 | 0 | Residential | 1 | LINDEN | 7036 | 10 | VIVINT SOLAR | PSE&G BPU | No | Complete | 2013-03-04 | 2013-09-04 | 2013-09-10 | 2013-09-10
SRP17324 | SREC Solar | PATRUNO |  | 3.185 | 0 | Residential | 1 | BARNEGAT | 8005 | 18 | ALLSEASON CONSTRUCTION | AC Electric | No | Complete | 2013-03-04 | 2013-07-03 | 2013-07-09 | 2013-07-09
SRP17327 | SREC Solar | GILLIAM |  | 10.29 | 0 | Residential | 1 | CAPE MAY COURT HOUSE | 8210 | 21 | ALLSEASON CONSTRUCTION | AC Electric | No | Complete | 2013-03-04 | 2013-08-14 | 2013-09-03 | 2013-09-03
SRP17328 | SREC Solar | BURGOS |  | 2.94 | 0 | Residential | 1 | KEASBY | 8832 | 11 | VIVINT SOLAR | PSE&G BPU | No | Complete | 2013-03-04 | 2013-11-12 | 2013-12-02 | 2013-12-02
SRP17332 | SREC Solar | MCCABE |  | 11.73 | 0 | Residential | 0 | JACKSON | 8527 | 18 | KRN CONTRACTORS, LLC | JCP&L | No | Complete | 2013-03-04 | 2013-12-06 | 2013-12-18 | 2013-12-18
SRP17334 | SREC Solar | CAPASSO |  | 5.39 | 0 | Residential | 1 | LEHT | 8087 | 18 | ALLSEASON CONSTRUCTION | AC Electric | No | Complete | 2013-03-04 | 2013-06-12 | 2013-07-01 | 2013-07-01
SRP17335 | SREC Solar | DONADIO |  | 11.27 | 0 | Residential | 1 | LEHT | 8087 | 18 | ALLSEASON CONSTRUCTION | Not Known | No | Complete | 2013-03-04 | 2013-08-14 | 2013-08-20 | 2013-08-20
SRP17336 | SREC Solar | DONADIO |  | 6.37 | 0 | Residential | 1 | LEHT | 8087 | 18 | ALLSEASON CONSTRUCTION | AC Electric | No | Complete | 2013-03-04 | 2013-06-18 | 2013-06-25 | 2013-06-25
SRP17337 | SREC Solar | STERNFELS |  | 6.25 | 0 | Residential | 1 | FAIRLAWN | 7410 | 7 | ROOF DIAGNOSTICS INC | PSE&G BPU | No | Complete | 2013-03-04 | 2013-08-20 | 2013-09-03 | 2013-09-03
SRP17339 | SREC Solar | NATKIN |  | 13.2 | 0 | Residential | 1 | MICKELTON | 8056 | 15 | ALLSEASON CONSTRUCTION | AC Electric | No | Complete | 2013-03-11 | 2013-05-30 | 2013-06-10 | 2013-06-10
SRP17340 | SREC Solar | GROBEN |  | 5.76 | 0 | Residential | 1 | BARNEGAT | 8005 | 18 | ALLSEASON CONSTRUCTION | JCP&L | No | Complete | 2013-03-11 | 2013-04-15 | 2013-05-06 | 2013-05-06
SRP17341 | SREC Solar | HASLETT |  | 5.28 | 0 | Residential | 1 | GALLOWAY | 8205 | 19 | ALLSEASON CONSTRUCTION | AC Electric | No | Complete | 2013-03-11 | 2013-04-10 | 2013-04-26 | 2013-04-26
SRP17342 | SREC Solar | CASHEL |  | 8.82 | 0 | Residential | 1 | LONG BEACH ISLAND | 8008 | 18 | ALLSEASON CONSTRUCTION | AC Electric | No | Complete | 2013-03-11 | 2014-03-12 | 2014-03-20 | 2014-03-20
SRP17343 | SREC Solar | AVIGLIANO |  | 10.08 | 0 | Residential | 1 | FORKED RIVER | 8731 | 18 | ALLSEASON CONSTRUCTION | JCP&L | No | Complete | 2013-03-11 | 2013-04-10 | 2013-04-26 | 2013-04-26
SRP17344 | SREC Solar | PIPER |  | 9.6 | 0 | Residential | 1 | JACKSON | 8527 | 18 | EZNERGY LLC | JCP&L | No | Complete | 2013-03-11 | 2013-04-23 | 2013-05-07 | 2013-05-07
SRP17347 | SREC Solar | LEITSTEIN | THE CHILDREN'S HOME | 23.5 | 0 | Commercial | 1 | MT HOLLY | 8060 | 13 | SOLULAR LLC. II | PSE&G BPU | No | Complete | 2013-03-04 | 2013-12-10 | 2014-01-02 | 2014-01-02
SRP17348 | SREC Solar | LEITSTEIN | THE CHILDREN'S HOME | 238 | 0 | Non Profit | 1 | MT HOLLY | 8060 | 13 | SOLULAR LLC. II | PSE&G BPU | No | Complete | 2013-03-04 | 2013-12-10 | 2013-12-20 | 2013-12-20
SRP17349 | SREC Solar | LEITSTEIN | THE CHILDREN'S HOME | 133 | 0 | Commercial | 1 | MT HOLLY | 8060 | 13 | SOLULAR LLC. II | PSE&G BPU | No | Complete | 2013-03-04 | 2014-04-15 | 2014-04-29 | 2014-04-29
SRP17350 | SREC Solar | LEITSTEIN | THE CHILDREN'S HOME | 19.5 | 0 | Commercial | 1 | MT HOLLY | 8060 | 13 | SOLULAR LLC. II | PSE&G BPU | No | Complete | 2013-03-04 | 2013-12-10 | 2013-12-27 | 2013-12-27
SRP17351 | SREC Solar | LEITSTEIN | THE CHILDREN'S HOME | 21 | 0 | Commercial | 1 | MT HOLLY | 8060 | 13 | SOLULAR LLC. II | PSE&G BPU | No | Complete | 2013-03-04 | 2013-12-30 | 2014-01-14 | 2014-01-14
SRP17352 | SREC Solar | LEITSTEIN | THE CHILDREN'S HOME | 14 | 0 | Commercial | 1 | MT HOLLY | 8060 | 13 | SOLULAR LLC. II | PSE&G BPU | No | Complete | 2013-03-04 | 2014-02-06 | 2014-05-29 | 2014-05-29
SRP17353 | SREC Solar | MAZZEO |  | 4.41 | 0 | Residential | 1 | KENILWORTH | 7033 | 10 | VIVINT SOLAR | PSE&G BPU | No | Complete | 2013-03-04 | 2013-11-27 | 2013-12-06 | 2013-12-06
SRP17354 | SREC Solar | SANTIAGO |  | 5.405 | 0 | Residential | 1 | PORT READING | 7064 | 11 | VIVINT SOLAR | PSE&G BPU | No | Complete | 2013-03-04 | 2013-12-27 | 2014-01-15 | 2014-01-15
SRP17355 | SREC Solar | CHASSE |  | 2.115 | 0 | Residential | 1 | SOMERSET | 8873 | 5 | VIVINT SOLAR | PSE&G BPU | No | Complete | 2013-03-04 | 2013-09-26 | 2013-10-01 | 2013-10-01
SRP17358 | SREC Solar | LEITSTEIN | THE CHILDREN'S HOME | 28 | 0 | Commercial | 1 | MT. HOLLY | 8060 | 13 | SOLULAR LLC. II | PSE&G BPU | No | Complete | 2013-03-04 | 2013-12-30 | 2014-01-15 | 2014-01-15
SRP17359 | SREC Solar | HAYDINGER | UNITED COMMUNITIES | 8.14 | 0 | Residential | 1 | FORT DIX | 8640 | 13 | TRINITY HEATING AND AIR | JCP&L | No | Complete | 2013-03-04 | 2013-09-16 | 2013-12-11 | 2013-12-11
SRP17360 | SREC Solar | HAYDINGER | UNITED COMMUNITIES | 8.14 | 0 | Residential | 1 | FORT DIX | 8640 | 13 | TRINITY HEATING AND AIR | JCP&L | No | Complete | 2013-03-04 | 2013-09-16 | 2013-12-11 | 2013-12-11
SRP17364 | SREC Solar | ROMANETZ |  | 3.76 | 0 | Residential | 1 | HOPELAWN | 8861 | 11 | VIVINT SOLAR | PSE&G BPU | No | Complete | 2013-03-04 | 2013-09-04 | 2013-09-13 | 2013-09-13
SRP17365 | SREC Solar | GHRIGA |  | 9.555 | 0 | Residential | 1 | FORKED RIVER | 8731 | 18 | ALLSEASON CONSTRUCTION | JCP&L | No | Complete | 2013-03-04 | 2013-05-14 | 2013-05-22 | 2013-05-22
SRP17368 | SREC Solar | HAYDINGER | UNITED COMMUNITIES | 8.97 | 0 | Residential | 1 | FORT DIX | 8640 | 13 | TRINITY HEATING AND AIR | JCP&L | No | Complete | 2013-03-04 | 2013-09-16 | 2013-12-11 | 2013-12-11
SRP17369 | SREC Solar | HAYDINGER | UNITED COMMUNITIES | 8.97 | 0 | Residential | 1 | FORT DIX | 8640 | 13 | TRINITY HEATING AND AIR | JCP&L | No | Complete | 2013-03-04 | 2013-10-15 | 2013-12-11 | 2013-12-11
SRP17370 | SREC Solar | HAYDINGER | UNITED COMMUNITIES | 8.97 | 0 | Residential | 1 | FORT DIX | 8640 | 13 | TRINITY HEATING AND AIR | JCP&L | No | Complete | 2013-03-04 | 2013-09-05 | 2013-09-18 | 2013-09-18
SRP17372 | SREC Solar | HAYDINGER | UNITED COMMUNITIES | 8.97 | 0 | Residential | 1 | FORT DIX | 8640 | 13 | TRINITY HEATING AND AIR | JCP&L | No | Complete | 2013-03-04 | 2013-08-29 | 2013-09-04 | 2013-09-04
SRP17373 | SREC Solar | HAYDINGER | UNITED COMMUNITIES | 8.97 | 0 | Residential | 1 | FORT DIX | 8640 | 13 | TRINITY HEATING AND AIR | JCP&L | No | Complete | 2013-03-04 | 2013-08-29 | 2013-09-04 | 2013-09-04
SRP17374 | SREC Solar | HAYDINGER | UNITED COMMUNITIES | 8.97 | 0 | Residential | 1 | FORT DIX | 8640 | 13 | TRINITY HEATING AND AIR | JCP&L | No | Complete | 2013-03-04 | 2013-08-29 | 2013-09-06 | 2013-09-06
SRP17375 | SREC Solar | HAYDINGER | UNITED COMMUNITIES | 5.52 | 0 | Residential | 1 | FORT DIX | 8640 | 13 | TRINITY HEATING AND AIR | JCP&L | No | Complete | 2013-03-04 | 2013-08-29 | 2013-09-04 | 2013-09-04
SRP17376 | SREC Solar | HAYDINGER | UNITED COMMUNITIES | 8.97 | 0 | Residential | 1 | FORT DIX | 8640 | 13 | TRINITY HEATING AND AIR | JCP&L | No | Complete | 2013-03-04 | 2013-08-29 | 2013-09-04 | 2013-09-04
SRP17379 | SREC Solar | HAYDINGER | UNITED COMMUNITIES | 5.52 | 0 | Residential | 1 | FORT DIX | 8640 | 13 | TRINITY HEATING AND AIR | JCP&L | No | Complete | 2013-03-04 | 2013-08-29 | 2013-09-06 | 2013-09-06
SRP17382 | SREC Solar | HAYDINGER | UNITED COMMUNITIES | 8.14 | 0 | Residential | 1 | FORT DIX | 8640 | 13 | TRINITY HEATING AND AIR | JCP&L | No | Complete | 2013-03-04 | 2013-10-24 | 2013-12-09 | 2013-12-09
SRP17384 | SREC Solar | HAYDINGER | UNITED COMMUNITIES | 8.97 | 0 | Residential | 1 | FORT DIX | 8640 | 13 | TRINITY HEATING AND AIR | JCP&L | No | Complete | 2013-03-04 | 2013-09-05 | 2013-09-18 | 2013-09-18
SRP17385 | SREC Solar | TURINO |  | 9.6 | 0 | Residential | 1 | GLASSBORO | 8028 | 15 | SOLARCITY CORPORATION | AC Electric | No | Complete | 2013-03-04 | 2013-07-01 | 2013-07-05 | 2013-07-05
SRP17386 | SREC Solar | ECHEVARRIA |  | 5.5 | 0 | Residential | 1 | SADDLE BROOK | 7663 | 7 | ROOF DIAGNOSTICS INC | PSE&G BPU | No | Complete | 2013-03-04 | 2013-12-31 | 2014-05-23 | 2014-05-23
SRP17387 | SREC Solar | MOHN |  | 3.675 | 0 | Residential | 1 | MATAWAN | 7747 | 17 | SOLARCITY CORPORATION | JCP&L | No | Complete | 2013-03-04 | 2013-06-10 | 2013-06-17 | 2013-06-17
SRP17388 | SREC Solar | HERRERA |  | 6 | 0 | Residential | 0 | BELLEVILLE | 7109 | 9 | TRINITY HEATING AND AIR | PSE&G BPU | No | Complete | 2013-03-04 | 2013-07-01 | 2013-07-08 | 2013-07-08
SRP17389 | SREC Solar | JONES |  | 6.5 | 0 | Residential | 1 | TEANECK | 7666 | 7 | ROOF DIAGNOSTICS INC | PSE&G BPU | No | Complete | 2013-03-04 | 2013-12-19 | 2014-01-08 | 2014-01-08
SRP17391 | SREC Solar | VAKNIN |  | 11.025 | 0 | Residential | 1 | RANDOLPH | 7869 | 3 | SOLARCITY CORPORATION | JCP&L | No | Complete | 2013-03-04 | 2013-08-27 | 2013-09-04 | 2013-09-04
SRP17392 | SREC Solar | SCHLICK |  | 5.5 | 0 | Residential | 1 | SPRING VALLEY | 8087 | 18 | ROOF DIAGNOSTICS INC | AC Electric | No | Complete | 2013-03-04 | 2014-04-29 | 2014-05-06 | 2014-05-06
SRP17393 | SREC Solar | WIESSNER |  | 4.25 | 0 | Residential | 1 | OAKLYN | 8107 | 14 | TRINITY HEATING AND AIR | PSE&G BPU | No | Complete | 2013-03-04 | 2013-07-03 | 2013-07-09 | 2013-07-09
SRP17394 | SREC Solar | HUTCHINS |  | 7.25 | 0 | Residential | 1 | NEW EGYPT | 8533 | 18 | ROOF DIAGNOSTICS INC | JCP&L | No | Complete | 2013-03-04 | 2013-09-24 | 2013-09-30 | 2013-09-30
SRP17395 | SREC Solar | FERRAIOLI |  | 5.88 | 0 | Residential | 1 | MONROE | 8831 | 11 | TRINITY HEATING AND AIR | JCP&L | No | Complete | 2013-03-04 | 2013-07-19 | 2013-07-30 | 2013-07-30
SRP17396 | SREC Solar | ANDREWS |  | 9.5 | 0 | Residential | 1 | LAKEHURST | 8733 | 18 | TRINITY HEATING AND AIR | JCP&L | No | Complete | 2013-03-04 | 2013-07-18 | 2013-07-23 | 2013-07-23
SRP17397 | SREC Solar | TAVARES |  | 5 | 0 | Residential | 1 | UNION | 7083 | 10 | TRINITY HEATING AND AIR | Orange & Rockland Elec | No | Complete | 2013-03-04 | 2013-07-19 | 2013-08-28 | 2013-08-28
SRP17398 | SREC Solar | ARZEEZ |  | 8 | 0 | Residential | 1 | WILLINGBORO | 8046 | 13 | TRINITY HEATING AND AIR | PSE&G BPU | No | Complete | 2013-03-04 | 2013-05-17 | 2013-06-03 | 2013-06-03
SRP17400 | SREC Solar | SCHULMAN |  | 4 | 0 | Residential | 0 | KEANSBURG | 7734 | 17 | GARDEN STATE SOLAR LLC | JCP&L | No | Complete | 2013-03-04 | 2013-12-19 | 2013-12-20 | 2013-12-20
SRP17401 | SREC Solar | GROSSE |  | 9.25 | 0 | Residential | 1 | HAMILTON | 8620 | 12 | ROOF DIAGNOSTICS INC | PSE&G BPU | No | Complete | 2013-03-04 | 2013-09-24 | 2013-09-26 | 2013-09-26
SRP17403 | SREC Solar | HARRINGTON |  | 7 | 0 | Residential | 1 | LAFAYETTE | 7848 | 1 | ROOF DIAGNOSTICS INC | JCP&L | No | Complete | 2013-03-04 | 2013-09-12 | 2013-09-19 | 2013-09-19
SRP17404 | SREC Solar | DAHROUGE |  | 5.88 | 0 | Residential | 1 | BELMAR | 7719 | 17 | RELIABLE POWER SERVICES, INC. | JCP&L | No | Complete | 2013-03-04 | 2013-06-17 | 2013-06-25 | 2013-06-25
SRP17408 | SREC Solar | PEREZ |  | 4.465 | 0 | Residential | 1 | BLOOMFIELD | 7003 | 9 | VIVINT SOLAR | PSE&G BPU | No | Complete | 2013-03-04 | 2013-12-27 | 2014-01-15 | 2014-01-15
SRP17410 | SREC Solar | ESCOBAR |  | 2.35 | 0 | Residential | 1 | KEARNY | 7032 | 8 | VIVINT SOLAR | PSE&G BPU | No | Complete | 2013-03-04 | 2013-03-19 | 2013-04-12 | 2013-04-12
SRP17411 | SREC Solar | GIBNEY |  | 13.08 | 0 | Residential | 1 | HAZLET | 7730 | 17 | GARDEN STATE SOLAR LLC | JCP&L | No | Complete | 2013-03-04 | 2013-09-12 | 2013-09-19 | 2013-09-19
SRP17416 | SREC Solar | MELONE |  | 41.8 | 0 | Residential | 0 | HOHOKUS | 7423 | 7 | PFISTER ENERGY, INC. | PSE&G BPU | No | Complete | 2013-03-11 | 2014-01-17 | 2014-01-24 | 2014-01-24
SRP17417 | SREC Solar | HAYDINGER | UNITED COMMUNITIES | 8.28 | 0 | Residential | 1 | FORT DIX | 8640 | 13 | TRINITY HEATING AND AIR | Unknown | No | Complete | 2013-03-11 | 2013-09-13 | 2013-12-11 | 2013-12-11
SRP17418 | SREC Solar | HAYDINGER | UNITED COMMUNITIES | 8.97 | 0 | Commercial | 1 | FORT DIX | 8640 | 13 | TRINITY HEATING AND AIR | JCP&L | No | Complete | 2013-03-11 | 2013-09-09 | 2013-09-17 | 2013-09-17
SRP17419 | SREC Solar | ALPERT |  | 7.521 | 0 | Residential | 1 | SOUTH PLAINFIELD | 7080 | 11 | GEOPEAK ENERGY LLC | PSE&G BPU | No | Complete | 2013-04-01 | 2013-09-17 | 2013-09-24 | 2013-09-24
SRP17420 | SREC Solar | HAYDINGER | UNITED COMMUNITIES | 14.03 | 0 | Residential | 1 | FORT DIX | 8640 | 13 | TRINITY HEATING AND AIR | JCP&L | No | Complete | 2013-03-11 | 2013-09-09 | 2013-09-17 | 2013-09-17
SRP17421 | SREC Solar | HAYDINGER | UNITED COMMUNITIES | 8.28 | 0 | Residential | 1 | FORT DIX | 8640 | 13 | TRINITY HEATING AND AIR | JCP&L | No | Complete | 2013-03-11 | 2013-10-28 | 2013-12-09 | 2013-12-09
SRP17422 | SREC Solar | HAYDINGER | UNITED COMMUNITIES | 11.96 | 0 | Commercial | 1 | FORT DIX | 8640 | 13 | TRINITY HEATING AND AIR | JCP&L | No | Complete | 2013-03-11 | 2013-06-13 | 2013-07-16 | 2013-07-16
SRP17423 | SREC Solar | BENNETT |  | 2.4 | 0 | Residential | 1 | OAKHURST | 7755 | 17 | TRINITY HEATING AND AIR | JCP&L | No | Complete | 2013-03-11 | 2013-05-29 | 2013-06-04 | 2013-06-04
SRP17424 | SREC Solar | TOMASHESKI |  | 5.39 | 0 | Residential | 1 | WAYNE | 7470 | 6 | SOLARCITY CORPORATION | PSE&G BPU | No | Complete | 2013-03-11 | 2013-05-08 | 2013-05-17 | 2013-05-17
SRP17426 | SREC Solar | REGAN |  | 3.76 | 0 | Residential | 1 | ELMWOOD PARK | 7407 | 7 | SELF INSTALL | PSE&G BPU | No | Complete | 2013-03-11 | 2013-04-05 | 2013-04-12 | 2013-04-12
SRP17427 | SREC Solar | MADLANSACAY |  | 2.695 | 0 | Residential | 1 | JERSEY STREET | 7306 | 8 | SOLARCITY CORPORATION | PSE&G BPU | No | Complete | 2013-03-11 | 2014-02-18 | 2014-03-03 | 2014-03-03
SRP17428 | SREC Solar | HAYDINGER | UNITED COMMUNITIES | 13.8 | 0 | Residential | 1 | FORT DIX | 8640 | 13 | TRINITY HEATING AND AIR | JCP&L | No | Complete | 2013-03-11 | 2013-09-17 | 2013-12-11 | 2013-12-11
SRP17429 | SREC Solar | HAYDINGER | UNITED COMMUNITIES | 8.28 | 0 | Residential | 1 | FORT DIX | 8640 | 13 | TRINITY HEATING AND AIR | JCP&L | No | Complete | 2013-03-11 | 2013-10-30 | 2013-12-11 | 2013-12-11
SRP17430 | SREC Solar | HAYDINGER | UNITED COMMUNITIES | 13.8 | 0 | Residential | 1 | FORT DIX | 8640 | 13 | TRINITY HEATING AND AIR | JCP&L | No | Complete | 2013-03-11 | 2013-10-30 | 2013-12-11 | 2013-12-11
SRP17431 | SREC Solar | HENRICK |  | 8.82 | 0 | Residential | 1 | BARNEGAT | 8005 | 18 | RELIABLE POWER SERVICES, INC. | AC Electric | No | Complete | 2013-03-11 | 2013-06-28 | 2013-07-08 | 2013-07-08
SRP17432 | SREC Solar | WELSH |  | 7.35 | 0 | Residential | 1 | MILLVILLE | 8332 | 20 | SOLARCITY CORPORATION | AC Electric | No | Complete | 2013-03-11 | 2013-12-04 | 2013-12-18 | 2013-12-18
SRP17433 | SREC Solar | AULETTO |  | 11.76 | 0 | Residential | 1 | LAUREL SPRINGS | 8021 | 14 | SOLARCITY CORPORATION | PSE&G BPU | No | Complete | 2013-03-11 | 2013-08-30 | 2013-09-13 | 2013-09-13
SRP17435 | SREC Solar | NAGL |  | 7.105 | 0 | Residential | 1 | BAYVILLE | 8721 | 18 | RELIABLE POWER SERVICES, INC. | JCP&L | No | Complete | 2013-03-11 | 2014-01-30 | 2014-02-12 | 2014-02-12
SRP17436 | SREC Solar | JOHRI |  | 7.35 | 0 | Residential | 1 | SHORT HILLS | 7078 | 9 | REC SOLAR, INC. | JCP&L | No | Complete | 2013-03-11 | 2013-10-01 | 2013-10-10 | 2013-10-10
SRP17438 | SREC Solar | GRINBERG |  | 13.475 | 0 | Residential | 1 | MANALAPAN | 7726 | 17 | GONE GREEN TECHNOLOGIES | JCP&L | No | Complete | 2013-03-11 | 2013-11-08 | 2013-11-12 | 2013-11-12
SRP17439 | SREC Solar | LIOTTI |  | 8.085 | 0 | Residential | 1 | HOWELL | 7731 | 17 | RELIABLE POWER SERVICES, INC. | JCP&L | No | Complete | 2013-03-11 | 2013-07-12 | 2013-07-19 | 2013-07-19
SRP17440 | SREC Solar | CILIBERTI |  | 9 | 0 | Residential | 0 | LUMBERTON | 8048 | 13 | AMPED ON SOLAR | PSE&G BPU | No | Complete | 2013-03-11 | 2013-06-07 | 2013-06-13 | 2013-06-13
SRP17441 | SREC Solar | ATIE |  | 4.9 | 0 | Residential | 1 | BLOOMFIELD | 7003 | 9 | SUNGEVITY, INC. | PSE&G BPU | No | Complete | 2013-03-11 | 2013-09-04 | 2013-09-10 | 2013-09-10
SRP17442 | SREC Solar | ALWARD |  | 5.635 | 0 | Residential | 1 | MANCHESTER TWP | 8759 | 18 | SUNGEVITY, INC. | JCP&L | No | Complete | 2013-03-11 | 2014-02-20 | 2014-03-10 | 2014-03-10
SRP17443 | SREC Solar | MARTINEZ |  | 2.85 | 0 | Residential | 1 | JERSEY CITY | 7302 | 8 | SUNGEVITY, INC. | PSE&G BPU | No | Complete | 2013-03-11 | 2013-10-10 | 2013-10-15 | 2013-10-15
SRP17444 | SREC Solar | NICDAO |  | 4.9 | 0 | Residential | 1 | BLACKWOOD | 8012 | 14 | RCL ENTERPRISES INC. | PSE&G BPU | No | Complete | 2013-03-11 | 2013-06-07 | 2013-06-13 | 2013-06-13
SRP17445 | SREC Solar | CUSTODIO JR |  | 11.75 | 0 | Residential | 1 | MONROE TOWNSHIP | 8831 | 11 | BEHMAN CONSTRUCTION | JCP&L | No | Complete | 2013-03-11 | 2014-03-06 | 2014-03-20 | 2014-03-20
SRP17446 | SREC Solar | HAYDINGER | UNITED COMMUNITIES | 8.97 | 0 | Residential | 1 | FORT DIX | 8640 | 13 | TRINITY HEATING AND AIR | JCP&L | No | Complete | 2013-03-11 | 2013-10-24 | 2013-12-11 | 2013-12-11
SRP17447 | SREC Solar | HAYDINGER | UNITED COMMUNITIES | 11.84 | 0 | Residential | 1 | FORT DIX | 8640 | 13 | TRINITY HEATING AND AIR | JCP&L | No | Complete | 2013-03-11 | 2013-10-24 | 2013-12-09 | 2013-12-09
SRP17448 | SREC Solar | SICONOFI |  | 3.29 | 0 | Residential | 1 | HASBROUCK HTS | 7604 | 7 | VIVINT SOLAR | PSE&G BPU | No | Complete | 2013-03-11 | 2013-09-04 | 2013-09-13 | 2013-09-13
SRP17449 | SREC Solar | PEPE |  | 5 | 0 | Residential | 1 | SOUTH AMBOY | 8879 | 11 | ROOF DIAGNOSTICS INC | JCP&L | No | Complete | 2013-03-11 | 2013-10-11 | 2013-10-15 | 2013-10-15
SRP17450 | SREC Solar | TARTAGLIONE |  | 6.37 | 0 | Residential | 1 | MAYS LANDING | 8330 | 19 | EZNERGY LLC | AC Electric | No | Complete | 2013-03-11 | 2013-12-10 | 2013-12-20 | 2013-12-20
SRP17451 | SREC Solar | RUGGIERO |  | 3.43 | 0 | Residential | 1 | UNION | 7083 | 10 | VIVINT SOLAR | PSE&G BPU | No | Complete | 2013-03-11 | 2014-03-14 | 2014-04-07 | 2014-04-07
SRP17452 | SREC Solar | BOYKOFF |  | 5 | 0 | Residential | 1 | CALIFON | 7830 | 4 | ROOF DIAGNOSTICS INC | JCP&L | No | Complete | 2013-03-11 | 2013-10-11 | 2013-10-15 | 2013-10-15
SRP17453 | SREC Solar | MORRA |  | 9 | 0 | Residential | 1 | ENGLISHTOWN | 7726 | 17 | ROOF DIAGNOSTICS INC | JCP&L | No | Complete | 2013-03-11 | 2014-03-14 | 2014-04-29 | 2014-04-29
SRP17454 | SREC Solar | BAGOT |  | 7.74 | 0 | Residential | 1 | CHERRY HILL | 8003 | 14 | SOLARCITY CORPORATION | PSE&G BPU | No | Complete | 2013-03-11 | 2013-06-17 | 2013-07-29 | 2013-07-29
SRP17455 | SREC Solar | W FLINN |  | 6.615 | 0 | Residential | 1 | SICKLERVILLE | 8081 | 14 | SOLARCITY CORPORATION | AC Electric | No | Complete | 2013-03-11 | 2013-09-04 | 2013-09-20 | 2013-09-20
SRP17456 | SREC Solar | MCCARTHY | CHILDREN'S HOSPITAL OF PHILA. | 560.21 | 0 | Commercial | 1 | MAYS LANDING | 8330 | 19 | DOBTOL CONSTRUCTION | AC Electric | No | Complete | 2013-03-11 | 2013-12-20 | 2014-01-09 | 2014-01-09
SRP17457 | SREC Solar | MORCHIK | STONE QUEST, INC. | 69.3 | 0 | Commercial | 1 | CARTERET | 7008 | 11 | DYNAMIC SOLAR, LLC- WAYNE | PSE&G BPU | No | Complete | 2013-03-11 | 2013-10-29 | 2013-11-07 | 2013-11-07
SRP17458 | SREC Solar | MORCHIK | STONE QUEST, INC. | 70.2 | 0 | Commercial | 1 | CARTERET | 7008 | 11 | DYNAMIC SOLAR, LLC- WAYNE | PSE&G BPU | No | Complete | 2013-03-11 | 2013-10-03 | 2013-11-05 | 2013-11-05
SRP17459 | SREC Solar | HERTZ |  | 7.35 | 0 | Residential | 1 | WEST LONG BRANCH | 7764 | 17 | SOLARCITY CORPORATION | JCP&L | No | Complete | 2013-03-18 | 2013-07-18 | 2013-07-24 | 2013-07-24
SRP17460 | SREC Solar | THOMAS |  | 6.11 | 0 | Residential | 1 | PARSIPPANY | 7054 | 3 | VIVINT SOLAR | JCP&L | No | Complete | 2013-03-11 | 2013-11-27 | 2013-12-06 | 2013-12-06
SRP17461 | SREC Solar | POLICARE |  | 5.5 | 0 | Residential | 1 | TRENTON | 8610 | 12 | TRINITY HEATING AND AIR | PSE&G BPU | No | Complete | 2013-03-11 | 2013-06-05 | 2013-06-13 | 2013-06-13
SRP17462 | SREC Solar | ONOFRIO |  | 6.75 | 0 | Residential | 1 | ABSECON HIGHLANDS | 8201 | 19 | TRINITY HEATING AND AIR | AC Electric | No | Complete | 2013-03-11 | 2013-07-01 | 2013-07-08 | 2013-07-08
SRP17463 | SREC Solar | ALLEN |  | 15 | 0 | Residential | 1 | WHARTON | 7885 | 3 | TRINITY HEATING AND AIR | JCP&L | No | Complete | 2013-03-11 | 2013-06-04 | 2013-06-14 | 2013-06-14
SRP17464 | SREC Solar | CIORCIARI |  | 7.35 | 0 | Residential | 1 | FREEHOLD | 7728 | 17 | TRINITY HEATING AND AIR | JCP&L | No | Complete | 2013-03-11 | 2013-07-19 | 2013-07-30 | 2013-07-30
SRP17465 | SREC Solar | KRUSE |  | 4.578 | 0 | Residential | 1 | RINGWOOD | 7456 | 6 | GEOPEAK ENERGY LLC | Orange & Rockland Elec | No | Complete | 2013-03-11 | 2013-12-17 | 2014-01-06 | 2014-01-06
SRP17466 | SREC Solar | ALMONTE |  | 3.9 | 0 | Residential | 1 | NORTH ARLINGTON | 7031 | 7 | SOLARCITY CORPORATION | PSE&G BPU | No | Complete | 2013-03-11 | 2013-06-17 | 2013-06-25 | 2013-06-25
SRP17467 | SREC Solar | SHEEHAN |  | 6.58 | 0 | Residential | 1 | COLONIA | 7067 | 10 | VIVINT SOLAR | PSE&G BPU | No | Complete | 2013-03-11 | 2013-09-04 | 2013-09-10 | 2013-09-10
SRP17468 | SREC Solar | PUSSILANO |  | 3.055 | 0 | Residential | 1 | HASBROUCK HEIGHTS | 7604 | 7 | VIVINT SOLAR | PSE&G BPU | No | Complete | 2013-03-11 | 2013-10-25 | 2013-11-07 | 2013-11-07
SRP17469 | SREC Solar | HAYDINGER | UNITED COMMUNITIES | 8.36 | 0 | Residential | 1 | FORT DIX | 8640 | 13 | TRINITY HEATING AND AIR | JCP&L | No | Complete | 2013-03-11 | 2013-10-15 | 2013-12-11 | 2013-12-11
SRP17470 | SREC Solar | SHASTRI |  | 5.17 | 0 | Residential | 1 | MONTCLAIR | 7043 | 9 | VIVINT SOLAR | PSE&G BPU | No | Complete | 2013-03-11 | 2013-10-04 | 2013-10-11 | 2013-10-11
SRP17472 | SREC Solar | FIGUEROA |  | 5.04 | 0 | Residential | 1 | PORT READING | 7064 | 11 | VIVINT SOLAR | PSE&G BPU | No | Complete | 2013-03-11 | 2013-11-27 | 2013-12-06 | 2013-12-06
SRP17473 | SREC Solar | BURGER |  | 5.25 | 0 | Residential | 1 | MANASQUAN | 8736 | 17 | TRINITY HEATING AND AIR | JCP&L | No | Complete | 2013-03-11 | 2013-05-29 | 2013-06-04 | 2013-06-04
SRP17474 | SREC Solar | MAY |  | 2.88 | 0 | Residential | 1 | PARSIPPANY | 7054 | 3 | VIVINT SOLAR | JCP&L | No | Complete | 2013-03-11 | 2013-09-26 | 2013-10-03 | 2013-10-03
SRP17478 | SREC Solar | BARNIKOW |  | 6.75 | 0 | Residential | 1 | HIGHLANDS | 7732 | 17 | TRINITY HEATING AND AIR | JCP&L | No | Complete | 2013-03-11 | 2013-07-30 | 2013-08-01 | 2013-08-01
SRP17479 | SREC Solar | PARKER |  | 5.28 | 0 | Residential | 1 | BEACHWOOD | 8722 | 18 | SEA BRIGHT SOLAR, LLC | JCP&L | No | Complete | 2013-03-11 | 2013-05-16 | 2013-06-11 | 2013-06-11
SRP17481 | SREC Solar | GABRIEL |  | 8.33 | 0 | Residential | 1 | MOUNT HOLLY | 8060 | 13 | SOLULAR LLC. II | PSE&G BPU | No | Complete | 2013-03-11 | 2014-05-02 | 2014-05-07 | 2014-05-07
SRP17482 | SREC Solar | NALLAPU |  | 6.213 | 0 | Residential | 1 | PRINCETON | 8540 | 12 | AMERGY SOLAR | PSE&G BPU | No | Complete | 2013-03-11 | 2013-07-16 | 2013-07-22 | 2013-07-22
SRP17485 | SREC Solar | HAYDINGER | UNITED COMMUNITIES | 8.97 | 0 | Residential | 1 | FORT DIX | 8640 | 13 | TRINITY HEATING AND AIR | JCP&L | No | Complete | 2013-03-11 | 2013-10-24 | 2013-12-11 | 2013-12-11
SRP17486 | SREC Solar | CASSIDY |  | 9.36 | 0 | Residential | 1 | MOUNT LAUREL | 8054 | 13 | SOLARCITY CORPORATION | PSE&G BPU | No | Complete | 2013-03-11 | 2013-11-27 | 2013-12-16 | 2013-12-16
SRP17487 | SREC Solar | LOBO |  | 3.995 | 0 | Residential | 1 | EDISON | 8817 | 11 | VIVINT SOLAR | PSE&G BPU | No | Complete | 2013-03-11 | 2014-01-23 | 2014-02-06 | 2014-02-06
SRP17488 | SREC Solar | LEE |  | 9.8 | 0 | Residential | 1 | MARLBORO | 7746 | 17 | SOLARCITY CORPORATION | JCP&L | No | Complete | 2013-03-11 | 2013-10-10 | 2013-10-23 | 2013-10-23
SRP17489 | SREC Solar | PROCHASKA |  | 8.82 | 0 | Residential | 1 | JACKSON | 8527 | 18 | NJR HOME SERVICES. | JCP&L | No | Complete | 2013-03-11 | 2013-07-22 | 2013-07-29 | 2013-07-29
SRP17490 | SREC Solar | IMPOCO |  | 12 | 0 | Residential | 1 | SOMERDALE | 8083 | 14 | SOLARCITY CORPORATION | PSE&G BPU | No | Complete | 2013-03-11 | 2013-08-22 | 2013-08-28 | 2013-08-28
SRP17491 | SREC Solar | LAURY |  | 13.23 | 0 | Residential | 1 | EAST BRUNSWICK | 8816 | 11 | SOLARCITY CORPORATION | PSE&G BPU | No | Complete | 2013-03-11 | 2013-10-29 | 2013-10-31 | 2013-10-31
SRP17495 | SREC Solar | MAGLIACANE |  | 8.25 | 0 | Residential | 1 | HOWELL | 7731 | 17 | TRINITY HEATING AND AIR | JCP&L | No | Complete | 2013-03-11 | 2013-07-03 | 2013-07-09 | 2013-07-09
SRP17498 | SREC Solar | HENDRICKSON | FRIT SOLAR INC. | 201.6 | 0 | Commercial | 0 | LAWRENCEVILLE | 8648 | 12 | SAFARI ENERGY LLC | PSE&G BPU | No | Complete | 2013-03-18 | 2013-04-15 | 2013-05-01 | 2013-05-01
SRP17499 | SREC Solar | MCPHERSON |  | 5.5 | 0 | Residential | 1 | CAPE MAY COURTHOUSE | 8210 | 21 | TRINITY HEATING AND AIR | AC Electric | No | Complete | 2013-03-11 | 2013-06-21 | 2013-06-25 | 2013-06-25
SRP17500 | SREC Solar | SANTOS |  | 8.5 | 0 | Residential | 1 | WEST LONG BRANCH | 7764 | 17 | TRINITY HEATING AND AIR | JCP&L | No | Complete | 2013-03-11 | 2013-06-04 | 2013-06-14 | 2013-06-14
SRP17501 | SREC Solar | GORDON |  | 5 | 0 | Residential | 1 | MATAWAN | 7747 | 17 | ROOF DIAGNOSTICS INC | JCP&L | No | Complete | 2013-03-11 | 2013-10-11 | 2013-10-15 | 2013-10-15
SRP17505 | SREC Solar | NUNEZ |  | 2.94 | 0 | Residential | 1 | PERTH AMBOY | 8861 | 11 | VIVINT SOLAR | PSE&G BPU | No | Complete | 2013-03-11 | 2013-09-09 | 2013-09-19 | 2013-09-19
SRP17508 | SREC Solar | FIGUEROA |  | 6.37 | 0 | Residential | 1 | EDISON | 8837 | 11 | VIVINT SOLAR | PSE&G BPU | No | Complete | 2013-03-11 | 2013-12-13 | 2013-12-19 | 2013-12-19
SRP17509 | SREC Solar | RYAN |  | 6.815 | 0 | Residential | 1 | EAST BRUNSWICK | 8816 | 11 | VIVINT SOLAR | PSE&G BPU | No | Complete | 2013-03-11 | 2014-03-27 | 2014-04-16 | 2014-04-16
SRP17510 | SREC Solar | BEYER |  | 5.88 | 0 | Residential | 0 | HACKENSACK | 7601 | 7 | EAST COAST ALTERNATIVE ENERGY | PSE&G BPU | No | Complete | 2013-03-11 | 2013-11-21 | 2013-11-27 | 2013-11-27
SRP17511 | SREC Solar | HENNELLY |  | 10.29 | 0 | Residential | 1 | EATONTOWN | 7724 | 17 | SOLARCITY CORPORATION | JCP&L | No | Complete | 2013-03-11 | 2013-10-03 | 2013-10-10 | 2013-10-10
SRP17513 | SREC Solar | DETARANTO |  | 5.39 | 0 | Residential | 1 | TOMS RIVER | 8753 | 18 | SOLARCITY CORPORATION | JCP&L | No | Complete | 2013-03-11 | 2013-08-30 | 2013-09-11 | 2013-09-11
SRP17516 | SREC Solar | TERRY |  | 8.32 | 0 | Residential | 1 | PILESGROVE | 8098 | 16 | SOLARCITY CORPORATION | AC Electric | No | Complete | 2013-03-11 | 2013-07-01 | 2013-07-05 | 2013-07-05
SRP17517 | SREC Solar | HAYDINGER | UNITED COMMUNITIES | 8.36 | 0 | Residential | 1 | FORT DIX | 8640 | 13 | TRINITY HEATING AND AIR | JCP&L | No | Complete | 2013-03-11 | 2013-10-16 | 2013-12-09 | 2013-12-09
SRP17518 | SREC Solar | HELLER |  | 7.75 | 0 | Residential | 1 | WAYNE | 7470 | 6 | TRINITY HEATING AND AIR | PSE&G BPU | No | Complete | 2013-03-11 | 2013-10-15 | 2013-10-18 | 2013-10-18
SRP17519 | SREC Solar | BOYER |  | 9.5 | 0 | Residential | 1 | ENGLISHTOWN | 7726 | 17 | TRINITY HEATING AND AIR | JCP&L | No | Complete | 2013-03-11 | 2013-07-05 | 2013-07-29 | 2013-07-29
SRP17520 | SREC Solar | KAPLAN |  | 8.5 | 0 | Residential | 0 | OCEAN | 7712 | 17 | TRINITY HEATING AND AIR | JCP&L | No | Complete | 2013-03-11 | 2013-05-13 | 2013-05-22 | 2013-05-22
SRP17521 | SREC Solar | HAYDINGER | UNITED COMMUNITIES | 8.36 | 0 | Residential | 1 | FORT DIX | 8640 | 13 | TRINITY HEATING AND AIR | JCP&L | No | Complete | 2013-03-11 | 2013-09-26 | 2013-12-11 | 2013-12-11
SRP17523 | SREC Solar | PETERSON |  | 12.96 | 0 | Residential | 1 | BRIDGETON | 8302 | 20 | ALLSEASON CONSTRUCTION | AC Electric | No | Complete | 2013-03-18 | 2013-05-30 | 2013-06-05 | 2013-06-05
SRP17525 | SREC Solar | SHUSTER |  | 17.004 | 0 | Residential | 0 | SOUTHHAMPTON | 8088 | 13 | GEOPEAK ENERGY LLC | PSE&G BPU | No | Complete | 2013-03-11 | 2013-08-02 | 2013-09-03 | 2013-09-03
SRP17526 | SREC Solar | LEGG |  | 13.72 | 0 | Residential | 1 | BAYVILLE | 8721 | 18 | TRINITY HEATING AND AIR | JCP&L | No | Complete | 2013-03-11 | 2013-07-16 | 2013-07-19 | 2013-07-19
SRP17527 | SREC Solar | SHERWOOD |  | 24.99 | 0 | Residential | 1 | FRANKLIN | 7416 | 1 | ALTERNATIVE ENERGY ASSOCIATES | JCP&L | No | Complete | 2013-03-11 | 2013-05-28 | 2013-06-04 | 2013-06-04
SRP17528 | SREC Solar | LINTUS |  | 12.495 | 0 | Residential | 1 | TOMS RIVER | 8755 | 18 | ENERGY SOLUTIONS OF NEW JERSEY LLC | JCP&L | No | Complete | 2013-03-11 | 2013-07-18 | 2013-07-23 | 2013-07-23
SRP17529 | SREC Solar | FORM |  | 2.4 | 0 | Residential | 1 | HIGHLAND PARK | 8904 | 11 | VIVINT SOLAR | PSE&G BPU | No | Complete | 2013-03-11 | 2014-02-12 | 2014-03-06 | 2014-03-06
SRP17530 | SREC Solar | BARKAY |  | 2.4 | 0 | Residential | 1 | HIGHLAND PARK | 8904 | 11 | VIVINT SOLAR | PSE&G BPU | No | Complete | 2013-03-11 | 2013-10-24 | 2013-11-04 | 2013-11-04
SRP17531 | SREC Solar | HARRIS |  | 7.35 | 0 | Residential | 1 | LINDEN | 7036 | 10 | VIVINT SOLAR | PSE&G BPU | No | Complete | 2013-03-11 | 2013-04-22 | 2013-05-14 | 2013-05-14
SRP17533 | SREC Solar | BRAXENTHALER |  | 4.655 | 0 | Residential | 1 | KEARNY | 7032 | 8 | VIVINT SOLAR | PSE&G BPU | No | Complete | 2013-03-11 | 2013-07-03 | 2013-07-10 | 2013-07-10
SRP17535 | SREC Solar | LONGLEY |  | 5.98 | 0 | Residential | 1 | PITMAN | 8071 | 15 | SOLARCITY CORPORATION | AC Electric | No | Complete | 2013-03-11 | 2013-06-21 | 2013-06-27 | 2013-06-27
SRP17536 | SREC Solar | MONTAGUE |  | 7.285 | 0 | Residential | 1 | ELIZABETH | 7208 | 10 | VIVINT SOLAR | PSE&G BPU | No | Complete | 2013-03-11 | 2014-03-14 | 2014-03-21 | 2014-03-21
SRP17537 | SREC Solar | HERRERA |  | 6.58 | 0 | Residential | 1 | SOMERSET | 8873 | 5 | VIVINT SOLAR | PSE&G BPU | No | Complete | 2013-03-11 | 2013-10-24 | 2013-11-04 | 2013-11-04
SRP17538 | SREC Solar | RODRIGUEZ |  | 3.43 | 0 | Residential | 1 | FORDS | 8863 | 11 | VIVINT SOLAR | PSE&G BPU | No | Complete | 2013-03-11 | 2013-06-05 | 2013-06-14 | 2013-06-14
SRP17539 | SREC Solar | MAGEE |  | 9.065 | 0 | Residential | 1 | BAYVILLE | 8721 | 18 | SOLARCITY CORPORATION | JCP&L | No | Complete | 2013-03-11 | 2013-08-28 | 2013-09-04 | 2013-09-04
SRP17540 | SREC Solar | AMADOR |  | 9.8 | 0 | Residential | 1 | BAYVILLE | 8721 | 18 | ACOS ENERGY, LLC | JCP&L | No | Complete | 2013-03-11 | 2014-02-19 | 2014-03-05 | 2014-03-05
SRP17543 | SREC Solar | SCARANGELLA |  | 4.8 | 0 | Residential | 1 | PARSIPPANY | 7054 | 3 | VIVINT SOLAR | JCP&L | No | Complete | 2013-03-11 | 2013-08-19 | 2013-08-23 | 2013-08-23
SRP17544 | SREC Solar | LOUIS |  | 4.08 | 0 | Residential | 1 | SOMERSET | 8873 | 5 | VIVINT SOLAR | PSE&G BPU | No | Complete | 2013-03-11 | 2014-03-14 | 2014-03-21 | 2014-03-21
SRP17545 | SREC Solar | DOLAN JR. |  | 8.46 | 0 | Residential | 1 | FAIRFIELD | 7004 | 9 | VIVINT SOLAR | PSE&G BPU | No | Complete | 2013-03-11 | 2013-05-13 | 2013-05-23 | 2013-05-23
SRP17546 | SREC Solar | PALLOTTA |  | 7.05 | 0 | Residential | 1 | SADDLE BROOK | 7663 | 7 | VIVINT SOLAR | PSE&G BPU | No | Complete | 2013-03-11 | 2013-04-22 | 2013-06-10 | 2013-06-10
SRP17547 | SREC Solar | DAZA |  | 1.88 | 0 | Residential | 1 | CLIFTON | 7011 | 6 | VIVINT SOLAR | PSE&G BPU | No | Complete | 2013-03-11 | 2014-03-14 | 2014-03-27 | 2014-03-27
SRP17549 | SREC Solar | KELLY |  | 2.35 | 0 | Residential | 1 | CLIFTON | 7011 | 6 | VIVINT SOLAR | PSE&G BPU | No | Complete | 2013-03-11 | 2013-09-26 | 2013-10-01 | 2013-10-01
SRP17550 | SREC Solar | NOSWORTHY |  | 7.755 | 0 | Residential | 1 | SOMERSET | 8873 | 5 | VIVINT SOLAR | PSE&G BPU | No | Complete | 2013-03-11 | 2013-11-12 | 2013-12-02 | 2013-12-02
SRP17551 | SREC Solar | WINTERS |  | 7.5 | 0 | Residential | 1 | SOMERSET | 8873 | 5 | TRINITY HEATING AND AIR | PSE&G BPU | No | Complete | 2013-03-11 | 2013-07-03 | 2013-07-10 | 2013-07-10
SRP17552 | SREC Solar | JEFFERSON |  | 3.76 | 0 | Residential | 1 | LODI | 7644 | 7 | VIVINT SOLAR | PSE&G BPU | No | Complete | 2013-03-11 | 2013-09-26 | 2013-10-01 | 2013-10-01
SRP17553 | SREC Solar | CANZANO |  | 7.5 | 0 | Residential | 1 | JACKSON | 8527 | 18 | TRINITY HEATING AND AIR | JCP&L | No | Complete | 2013-03-11 | 2013-05-17 | 2013-06-03 | 2013-06-03
SRP17554 | SREC Solar | CAULFIELD |  | 5.875 | 0 | Residential | 1 | WEST ORANGE | 7052 | 9 | VIVINT SOLAR | PSE&G BPU | No | Complete | 2013-03-11 | 2013-04-22 | 2013-05-01 | 2013-05-01
SRP17555 | SREC Solar | FERENDO |  | 6.75 | 0 | Residential | 1 | MANCHESTER TWP | 8759 | 18 | ENERGY SOLUTIONS OF NEW JERSEY LLC | JCP&L | No | Complete | 2013-03-11 | 2013-07-18 | 2013-07-23 | 2013-07-23
SRP17556 | SREC Solar | BEEHLER |  | 3.5 | 0 | Residential | 1 | PINE BEACH | 8741 | 18 | ROOF DIAGNOSTICS INC | JCP&L | No | Complete | 2013-03-11 | 2013-10-28 | 2013-11-14 | 2013-11-14
SRP17557 | SREC Solar | MININNI |  | 13 | 0 | Residential | 1 | UPPER SADDLE RIVER | 7458 | 7 | ROOF DIAGNOSTICS INC | Orange & Rockland Elec | No | Complete | 2013-03-11 | 2013-08-09 | 2013-08-27 | 2013-08-27
SRP17559 | SREC Solar | BRIGGS |  | 4.23 | 0 | Residential | 1 | EWING | 8638 | 12 | VIVINT SOLAR | PSE&G BPU | No | Complete | 2013-03-11 | 2013-07-18 | 2013-09-03 | 2013-09-03
SRP17560 | SREC Solar | ALLSWORTH |  | 11.025 | 0 | Residential | 1 | RIO GRANDE | 8242 | 21 | ALLSEASON CONSTRUCTION | AC Electric | No | Complete | 2013-03-11 | 2013-12-03 | 2013-12-06 | 2013-12-06
SRP17561 | SREC Solar | VIRANI |  | 8.75 | 0 | Residential | 1 | PLAINSBORO | 8536 | 11 | ROOF DIAGNOSTICS INC | PSE&G BPU | No | Complete | 2013-03-11 | 2013-10-24 | 2013-11-14 | 2013-11-14
SRP17562 | SREC Solar | HAYDINGER | UNITED COMMUNITIES | 10.12 | 0 | Residential | 1 | FORT DIX | 8640 | 13 | TRINITY HEATING AND AIR | JCP&L | No | Complete | 2013-03-11 | 2013-11-06 | 2013-12-09 | 2013-12-09
SRP17563 | SREC Solar | LORBER |  | 6.75 | 0 | Residential | 1 | BOONTON | 7005 | 3 | ROOF DIAGNOSTICS INC | JCP&L | No | Complete | 2013-03-11 | 2013-10-15 | 2013-10-16 | 2013-10-16
SRP17564 | SREC Solar | HAYDINGER | UNITED COMMUNITIES | 11.04 | 0 | Residential | 1 | FORT DIX | 8640 | 13 | TRINITY HEATING AND AIR | JCP&L | No | Complete | 2013-03-11 | 2013-09-13 | 2013-09-18 | 2013-09-18
SRP17565 | SREC Solar | HAYDINGER | UNITED COMMUNITES | 5.06 | 0 | Commercial | 1 | FORT DIX | 8640 | 13 | TRINITY HEATING AND AIR | JCP&L | No | Complete | 2013-03-11 | 2013-09-13 | 2013-09-19 | 2013-09-19
SRP17566 | SREC Solar | GOMEZ |  | 5.75 | 0 | Residential | 1 | NORTH BERGEN | 7047 | 8 | ROOF DIAGNOSTICS INC | PSE&G BPU | No | Complete | 2013-03-11 | 2013-10-30 | 2013-11-26 | 2013-11-26
SRP17568 | SREC Solar | TIGHE |  | 4.655 | 0 | Residential | 1 | MAYS LANDING | 8330 | 19 | ACOS ENERGY, LLC | AC Electric | No | Complete | 2013-03-18 | 2014-01-08 | 2014-01-23 | 2014-01-23
SRP17569 | SREC Solar | HUGO |  | 6.125 | 0 | Residential | 1 | EHT | 8234 | 19 | ACOS ENERGY, LLC | AC Electric | No | Complete | 2013-03-18 | 2013-08-19 | 2013-08-23 | 2013-08-23
SRP17570 | SREC Solar | BETTS |  | 20.5 | 0 | Residential | 1 | ESTELL MANOR | 8319 | 19 | ACOS ENERGY, LLC | AC Electric | No | Complete | 2013-03-18 | 2014-03-21 | 2014-04-07 | 2014-04-07
SRP17571 | SREC Solar | PRYCE |  | 11.025 | 0 | Residential | 1 | FORKED RIVER | 8731 | 18 | ACOS ENERGY, LLC | JCP&L | No | Complete | 2013-03-18 | 2014-01-10 | 2014-01-24 | 2014-01-24
SRP17572 | SREC Solar | WINKWORTH |  | 11.025 | 0 | Residential | 1 | GALLOWAY | 8201 | 19 | ACOS ENERGY, LLC | AC Electric | No | Complete | 2013-03-18 | 2014-02-28 | 2014-03-14 | 2014-03-14
SRP17573 | SREC Solar | TORRES |  | 5.88 | 0 | Residential | 1 | PLEASANTVILLE | 8232 | 19 | ACOS ENERGY, LLC | AC Electric | No | Complete | 2013-03-18 | 2014-02-06 | 2014-02-24 | 2014-02-24
SRP17574 | SREC Solar | HAYDINGER | UNITED COMMUNITIES | 8.14 | 0 | Residential | 1 | FORT DIX | 8640 | 13 | TRINITY HEATING AND AIR | JCP&L | No | Complete | 2013-03-18 | 2013-11-06 | 2013-12-09 | 2013-12-09
SRP17575 | SREC Solar | HAYDINGER | UNITED COMMUNITIES | 8.36 | 0 | Residential | 1 | FORT DIX | 8640 | 13 | TRINITY HEATING AND AIR | JCP&L | No | Complete | 2013-03-18 | 2013-10-28 | 2013-12-09 | 2013-12-09
SRP17576 | SREC Solar | HAYDINGER | UNITED COMMUNITIES | 5.55 | 0 | Residential | 1 | FORT DIX | 8640 | 13 | TRINITY HEATING AND AIR | JCP&L | No | Complete | 2013-03-18 | 2013-10-28 | 2013-12-09 | 2013-12-09
SRP17577 | SREC Solar | HAYDINGER | UNITED COMMUNITIES | 11.1 | 0 | Residential | 1 | FORT DIX | 8640 | 13 | TRINITY HEATING AND AIR | JCP&L | No | Complete | 2013-03-18 | 2013-10-24 | 2013-12-11 | 2013-12-11
SRP17578 | SREC Solar | HAYDINGER | UNITED COMMUNITIES | 8.14 | 0 | Residential | 1 | FORT DIX | 8640 | 13 | TRINITY HEATING AND AIR | JCP&L | No | Complete | 2013-03-18 | 2013-10-28 | 2013-12-09 | 2013-12-09
SRP17580 | SREC Solar | PERNILOLA |  | 5.52 | 0 | Residential | 1 | MANALAPAN | 7726 | 17 | SOLAR SYSTEMS LEASING LLC | JCP&L | No | Complete | 2013-03-18 | 2014-04-18 | 2014-05-05 | 2014-05-05
SRP17583 | SREC Solar | HORNING |  | 9 | 0 | Residential | 1 | TOMS RIVER | 8755 | 18 | ROOF DIAGNOSTICS INC | JCP&L | No | Complete | 2013-03-18 | 2013-06-04 | 2013-06-11 | 2013-06-11
SRP17584 | SREC Solar | LANGE |  | 5 | 0 | Residential | 1 | OCEAN | 8050 | 18 | ROOF DIAGNOSTICS INC | AC Electric | No | Complete | 2013-03-18 | 2013-12-19 | 2014-01-08 | 2014-01-08
SRP17585 | SREC Solar | THOMPSON |  | 4 | 0 | Residential | 1 | EASTAMPTON | 8060 | 13 | ROOF DIAGNOSTICS INC | PSE&G BPU | No | Complete | 2013-03-18 | 2013-07-17 | 2013-07-23 | 2013-07-23
SRP17586 | SREC Solar | BOGDANOWICZ |  | 7.5 | 0 | Residential | 1 | HILLSBOROUGH | 8844 | 5 | ROOF DIAGNOSTICS INC | PSE&G BPU | No | Complete | 2013-03-18 | 2013-08-20 | 2013-09-03 | 2013-09-03
SRP17587 | SREC Solar | MORALES |  | 3.92 | 0 | Residential | 1 | PLEASANTVILLE | 8232 | 19 | ALLSEASON CONSTRUCTION | AC Electric | No | Complete | 2013-03-18 | 2013-09-25 | 2013-10-23 | 2013-10-23
SRP17588 | SREC Solar | BRADLEY |  | 7.35 | 0 | Residential | 1 | HAMMONTON | 8037 | 19 | ALLSEASON CONSTRUCTION | AC Electric | No | Complete | 2013-03-18 | 2013-09-04 | 2013-09-10 | 2013-09-10
SRP17589 | SREC Solar | GICAS |  | 7.84 | 0 | Residential | 1 | GALLOWAY | 8025 | 15 | ALLSEASON CONSTRUCTION | AC Electric | No | Complete | 2013-03-18 | 2013-10-01 | 2013-10-10 | 2013-10-10
SRP17590 | SREC Solar | COSTER |  | 8.33 | 0 | Residential | 1 | GALLOWAY | 8205 | 19 | ALLSEASON CONSTRUCTION | AC Electric | No | Complete | 2013-03-18 | 2013-09-25 | 2013-09-30 | 2013-09-30
SRP17591 | SREC Solar | MORRISON |  | 12.495 | 0 | Residential | 1 | MAY LANDING | 8330 | 19 | ALLSEASON CONSTRUCTION | AC Electric | No | Complete | 2013-03-18 | 2013-07-09 | 2013-07-12 | 2013-07-12
SRP17592 | SREC Solar | RIDGEWAY-LYONS |  | 8.33 | 0 | Residential | 1 | BRIDGETON | 8302 | 20 | ALLSEASON CONSTRUCTION | AC Electric | No | Complete | 2013-03-18 | 2013-09-25 | 2013-10-01 | 2013-10-01
SRP17593 | SREC Solar | EISENMAN |  | 8.33 | 0 | Residential | 1 | SOUTH TOMS RIVER | 8757 | 18 | ALLSEASON CONSTRUCTION | JCP&L | No | Complete | 2013-03-18 | 2014-01-24 | 2014-02-18 | 2014-02-18
SRP17594 | SREC Solar | DIPIERNO |  | 5.635 | 0 | Residential | 1 | MANCHESTER | 8759 | 18 | RELIABLE POWER SERVICES, INC. | JCP&L | No | Complete | 2013-03-18 | 2013-06-17 | 2013-06-25 | 2013-06-25
SRP17595 | SREC Solar | KANYO |  | 13.734 | 0 | Residential | 1 | EDISON | 8820 | 11 | ROOF DIAGNOSTICS INC | PSE&G BPU | No | Complete | 2013-03-18 | 2013-07-17 | 2013-07-23 | 2013-07-23
SRP17596 | SREC Solar | CHEN |  | 22.563 | 0 | Residential | 1 | DEMAREST | 7627 | 7 | ROOF DIAGNOSTICS INC | Orange & Rockland Elec | No | Complete | 2013-03-18 | 2013-08-13 | 2013-08-16 | 2013-08-16
SRP17597 | SREC Solar | MCCABE |  | 5.886 | 0 | Residential | 1 | PT PLEASANT | 8742 | 18 | ROOF DIAGNOSTICS INC | JCP&L | No | Complete | 2013-03-18 | 2013-07-17 | 2013-07-23 | 2013-07-23
SRP17598 | SREC Solar | OBREGON |  | 6 | 0 | Commercial | 0 | PARAMUS | 7652 | 7 | JD SOLAR SOLUTIONS | PSE&G BPU | No | Complete | 2013-03-18 | 2013-06-20 | 2013-06-25 | 2013-06-25
SRP17599 | SREC Solar | NEPPL |  | 5.28 | 0 | Residential | 1 | LITTLE EGG HARBOR | 8087 | 18 | ACOS ENERGY, LLC | AC Electric | No | Complete | 2013-03-18 | 2014-02-28 | 2014-03-14 | 2014-03-14
SRP17600 | SREC Solar | RESTUCCIO |  | 11.515 | 0 | Residential | 1 | HAMMONTON | 8037 | 19 | ACOS ENERGY, LLC | AC Electric | No | Complete | 2013-03-18 | 2014-02-06 | 2014-02-24 | 2014-02-24
SRP17602 | SREC Solar | STANTON | S.S. ELECTRIC | 12.22 | 0 | Commercial | 0 | SADDLE BROOK | 7663 | 7 | SELF INSTALL | PSE&G BPU | No | Complete | 2013-03-18 | 2013-04-02 | 2013-04-22 | 2013-04-22
SRP17603 | SREC Solar | STROUSE |  | 8.7 | 0 | Residential | 0 | LAMBERTVILLE | 8530 | 4 | SOLAR ENERGY SYSTEMS | JCP&L | No | Complete | 2013-03-18 | 2013-07-05 | 2013-11-11 | 2013-11-11
SRP17604 | SREC Solar | VAN WICKLE |  | 7.35 | 0 | Residential | 1 | BEVERLY | 8010 | 13 | TRINITY HEATING AND AIR | PSE&G BPU | No | Complete | 2013-03-18 | 2013-11-19 | 2013-11-25 | 2013-11-25
SRP17606 | SREC Solar | HABERMAN |  | 5.2 | 0 | Residential | 0 | WEST ORANGE | 7052 | 9 | SKYLINE SOLAR | PSE&G BPU | No | Complete | 2013-03-18 | 2013-07-01 | 2013-07-05 | 2013-07-05
SRP17607 | SREC Solar | MARSEU |  | 8.502 | 0 | Residential | 1 | ELMWOOD PARK | 7407 | 7 | RENEWERGY SOLUTIONS GROUP | PSE&G BPU | No | Complete | 2013-03-18 | 2013-06-05 | 2013-06-14 | 2013-06-14
SRP17608 | SREC Solar | JAIN |  | 17.02 | 0 | Residential | 0 | PRINCETON | 8540 | 12 | JERSEY SOLAR, LLC | PSE&G BPU | No | Complete | 2013-03-18 | 2013-08-22 | 2013-08-28 | 2013-08-28
SRP17609 | SREC Solar | GOTTSCHALL |  | 15.19 | 0 | Residential | 0 | CORBIN CITY | 8270 | 21 | VARA NRG LLC | AC Electric | No | Complete | 2013-03-18 | 2013-07-12 | 2014-06-25 | 2014-06-25
SRP17611 | SREC Solar | JIMENEZ |  | 2.585 | 0 | Residential | 1 | UNION | 7083 | 10 | VIVINT SOLAR | PSE&G BPU | No | Complete | 2013-03-18 | 2014-02-25 | 2014-03-12 | 2014-03-12
SRP17612 | SREC Solar | GODDARD |  | 9.156 | 0 | Residential | 0 | WOOD RIDGE | 7075 | 7 | RENEWERGY SOLUTIONS GROUP | PSE&G BPU | No | Complete | 2013-03-18 | 2013-09-17 | 2013-10-03 | 2013-10-03
SRP17613 | SREC Solar | BYRD |  | 14 | 0 | Residential | 1 | BUENA | 8310 | 19 | TRINITY HEATING AND AIR | AC Electric | No | Complete | 2013-03-18 | 2013-07-16 | 2013-07-19 | 2013-07-19
SRP17615 | SREC Solar | SHELDON |  | 5.25 | 0 | Residential | 1 | LAKEHURST | 8733 | 18 | TRINITY HEATING AND AIR | JCP&L | No | Complete | 2013-03-18 | 2013-05-02 | 2013-05-13 | 2013-05-13
SRP17616 | SREC Solar | FALLER |  | 5.28 | 0 | Residential | 1 | TOMS RIVER | 8753 | 18 | ENERGY SOLUTIONS OF NEW JERSEY LLC | JCP&L | No | Complete | 2013-03-18 | 2013-06-07 | 2013-06-13 | 2013-06-13
SRP17617 | SREC Solar | ILOGU |  | 9.25 | 0 | Residential | 1 | MONTGOMERY | 8502 | 5 | ROOF DIAGNOSTICS INC | PSE&G BPU | No | Complete | 2013-03-18 | 2013-09-17 | 2013-09-24 | 2013-09-24
SRP17618 | SREC Solar | JONES |  | 13.475 | 0 | Residential | 1 | WILLINGBORO | 8046 | 13 | ACOS ENERGY, LLC | PSE&G BPU | No | Complete | 2013-03-18 | 2013-08-19 | 2013-08-23 | 2013-08-23
SRP17620 | SREC Solar | LUONGO |  | 8.33 | 0 | Residential | 1 | UNION | 7083 | 10 | VIVINT SOLAR | PSE&G BPU | No | Complete | 2013-03-18 | 2014-03-14 | 2014-03-27 | 2014-03-27
SRP17626 | SREC Solar | LERNER |  | 13.5 | 0 | Residential | 1 | SOMERSET | 8873 | 5 | TRINITY HEATING AND AIR | PSE&G BPU | No | Complete | 2013-03-18 | 2013-06-21 | 2013-08-01 | 2013-08-01
SRP17627 | SREC Solar | PAZ MENGIVAR |  | 8 | 0 | Residential | 1 | ABSECON | 8201 | 19 | TRINITY HEATING AND AIR | AC Electric | No | Complete | 2013-03-18 | 2013-05-24 | 2013-05-30 | 2013-05-30
SRP17628 | SREC Solar | PANG |  | 8.575 | 0 | Residential | 1 | EAST BRUNSWICK | 8816 | 11 | ROOF DIAGNOSTICS INC | PSE&G BPU | No | Complete | 2013-03-18 | 2013-07-17 | 2013-07-22 | 2013-07-22
SRP17629 | SREC Solar | KARASIK |  | 10 | 0 | Residential | 1 | HOWELL | 7731 | 17 | AROSA SOLAR ENERGY, INC | JCP&L | No | Complete | 2013-03-18 | 2013-12-18 | 2014-01-07 | 2014-01-07
SRP17630 | SREC Solar | ROSS | BERRY PLASTICS CORPORATION | 13153.95 | 0 | Commercial | 1 | PHILLIPSBURG | 8865 | 2 | GEHRLICHER SOLAR AMERICA CORP. | JCP&L | No | Complete | 2013-03-18 | 2014-02-17 | 2014-03-06 | 2014-03-06
SRP17631 | SREC Solar | LUM |  | 10.535 | 0 | Residential | 1 | MOUNT LAUREL | 8054 | 13 | SOLARCITY CORPORATION | PSE&G BPU | No | Complete | 2013-03-18 | 2013-10-28 | 2013-11-06 | 2013-11-06
SRP17632 | SREC Solar | MONROE |  | 6 | 0 | Residential | 1 | WILLINGBORO | 8046 | 13 | SOLARCITY CORPORATION | PSE&G BPU | No | Complete | 2013-03-18 | 2013-06-10 | 2013-06-17 | 2013-06-17
SRP17634 | SREC Solar | AUDAIN |  | 11.76 | 0 | Residential | 1 | EAST ORANGE | 7017 | 9 | SOLARCITY CORPORATION | PSE&G BPU | No | Complete | 2013-03-18 | 2013-08-06 | 2013-08-16 | 2013-08-16
SRP17635 | SREC Solar | HAYDINGER | UNITED COMMUNITIES | 8.14 | 0 | Residential | 1 | FORT DIX | 8640 | 13 | TRINITY HEATING AND AIR | JCP&L | No | Complete | 2013-03-18 | 2013-10-24 | 2013-12-06 | 2013-12-06
SRP17636 | SREC Solar | DONNELLY |  | 8.502 | 0 | Residential | 1 | HAZLET | 7730 | 17 | ROOF DIAGNOSTICS INC | JCP&L | No | Complete | 2013-03-18 | 2013-07-17 | 2013-07-22 | 2013-07-22
SRP17637 | SREC Solar | ROSSI | MANHEIM REMARKETING SERVICES INC | 433.84 | 0 | Commercial | 1 | BORDENTOWN | 8505 | 13 | GRIDPOINT SERVICES, LLC | PSE&G BPU | No | Complete | 2013-03-18 | 2014-02-06 | 2014-02-20 | 2014-02-20
SRP17638 | SREC Solar | ROSSI | MANHEIM REMARKETING SERVICS INC | 110.33 | 0 | Commercial | 1 | BORDENTOWN | 8505 | 13 | GRIDPOINT SERVICES, LLC | PSE&G BPU | No | Complete | 2013-03-18 | 2013-10-22 | 2013-11-26 | 2013-11-26
SRP17639 | SREC Solar | BERTOTTI |  | 6.75 | 0 | Residential | 1 | BAYVILLE | 8721 | 18 | TRINITY HEATING AND AIR | JCP&L | No | Complete | 2013-03-18 | 2013-07-16 | 2013-07-19 | 2013-07-19
SRP17640 | SREC Solar | FISCHER |  | 12 | 0 | Residential | 1 | SUSSEX | 7461 | 1 | TRINITY HEATING AND AIR | JCP&L | No | Complete | 2013-03-18 | 2013-07-12 | 2013-07-17 | 2013-07-17
SRP17641 | SREC Solar | WALSH |  | 7.848 | 0 | Residential | 1 | MANASQUAN | 8736 | 17 | ROOF DIAGNOSTICS INC | JCP&L | No | Complete | 2013-03-18 | 2013-08-06 | 2013-08-12 | 2013-08-12
SRP17642 | SREC Solar | SAVAGE |  | 6.5 | 0 | Residential | 0 | SKILLMAN | 8558 | 5 | TRINITY HEATING AND AIR | PSE&G BPU | No | Complete | 2013-03-18 | 2013-06-14 | 2013-06-24 | 2013-06-24
SRP17643 | SREC Solar | SHASTRI |  | 5.875 | 0 | Residential | 1 | MONTCLAIR | 7043 | 9 | VIVINT SOLAR | PSE&G BPU | No | Complete | 2013-03-18 | 2013-10-09 | 2013-11-11 | 2013-11-11
SRP17644 | SREC Solar | SAVAGE |  | 5.75 | 0 | Residential | 0 | SKILLMAN | 8558 | 5 | TRINITY HEATING AND AIR | PSE&G BPU | No | Complete | 2013-03-18 | 2013-06-20 | 2013-06-25 | 2013-06-25
SRP17645 | SREC Solar | FITZSIMMONS |  | 9.156 | 0 | Residential | 1 | BRICK | 8723 | 18 | ROOF DIAGNOSTICS INC | JCP&L | No | Complete | 2013-03-18 | 2013-07-24 | 2013-08-28 | 2013-08-28
SRP17647 | SREC Solar | FREIER | SHVIGGER LLC | 250.04 | 0 | Commercial | 0 | LINDEN | 7036 | 10 | GREEN POWER DEVELOPERS, LLC | PSE&G BPU | No | Complete | 2013-03-18 | 2013-05-21 | 2013-05-28 | 2013-05-28
SRP17648 | SREC Solar | HARRIS |  | 4.56 | 0 | Residential | 1 | SOMERSET | 8873 | 5 | VIVINT SOLAR | PSE&G BPU | No | Complete | 2013-03-18 | 2013-12-12 | 2013-12-20 | 2013-12-20
SRP17650 | SREC Solar | STOREY |  | 5.17 | 0 | Residential | 1 | EDISON | 8817 | 11 | VIVINT SOLAR | PSE&G BPU | No | Complete | 2013-03-18 | 2013-10-24 | 2013-11-04 | 2013-11-04
SRP17652 | SREC Solar | AHMAD |  | 20.97 | 0 | Residential | 1 | OLD TAPPAN | 7675 | 7 | VARA NRG LLC | Orange & Rockland Elec | No | Complete | 2013-03-18 | 2014-02-17 | 2014-07-16 | 2014-07-16
SRP17653 | SREC Solar | NICELY |  | 9.6 | 0 | Residential | 0 | SUMMIT | 7901 | 10 | NATURAL POWER SOURCES, LLC | JCP&L | No | Complete | 2013-03-18 | 2013-10-10 | 2013-10-30 | 2013-10-30
SRP17655 | SREC Solar | ANDERSON |  | 7.92 | 0 | Residential | 1 | BERKELEY TWP | 8757 | 18 | SOLULAR LLC. II | JCP&L | No | Complete | 2013-03-18 | 2013-12-19 | 2014-01-06 | 2014-01-06
SRP17656 | SREC Solar | FICKE |  | 4.75 | 0 | Residential | 1 | CLARK | 7066 | 10 | ROOF DIAGNOSTICS INC | PSE&G BPU | No | Complete | 2013-03-18 | 2013-10-04 | 2013-10-09 | 2013-10-09
SRP17657 | SREC Solar | TIELMAN |  | 8.25 | 0 | Residential | 1 | MANCHESTER | 8759 | 18 | TRINITY HEATING AND AIR | JCP&L | No | Complete | 2013-03-18 | 2013-05-24 | 2013-05-30 | 2013-05-30
SRP17659 | SREC Solar | MCPHERSON |  | 7.2 | 0 | Residential | 1 | WARETOWN | 8758 | 18 | SOLULAR LLC. II | JCP&L | No | Complete | 2013-03-18 | 2014-04-18 | 2014-05-01 | 2014-05-01
SRP17660 | SREC Solar | LANG |  | 6 | 0 | Residential | 1 | HAMILTON TWP | 8619 | 12 | ROOF DIAGNOSTICS INC | PSE&G BPU | No | Complete | 2013-03-18 | 2013-10-28 | 2013-11-08 | 2013-11-08
SRP17661 | SREC Solar | TSAPATSARIS |  | 5.28 | 0 | Residential | 1 | BERKELEY TWP | 8757 | 18 | SOLULAR LLC. II | JCP&L | No | Complete | 2013-03-18 | 2013-06-05 | 2013-06-24 | 2013-06-24
SRP17662 | SREC Solar | EUGENIO |  | 5.355 | 0 | Residential | 0 | MATAWAN | 7747 | 17 | TOTAL EXTERIORS | JCP&L | No | Complete | 2013-03-18 | 2014-04-07 | 2014-04-18 | 2014-04-18
SRP17663 | SREC Solar | CANALES |  | 9 | 0 | Residential | 1 | PENNSAUKEN | 8109 | 14 | TRINITY HEATING AND AIR | PSE&G BPU | No | Complete | 2013-03-18 | 2013-11-07 | 2013-11-18 | 2013-11-18
SRP17664 | SREC Solar | RUMPLE |  | 14 | 0 | Residential | 0 | HILLSBOROUGH | 8844 | 5 | SPECTRUM ENERGY INC | JCP&L | No | Complete | 2013-03-18 | 2013-07-30 | 2013-08-01 | 2013-08-01
SRP17666 | SREC Solar | ADKINS |  | 18.966 | 0 | Residential | 1 | BRICK | 8724 | 18 | ROOF DIAGNOSTICS INC | JCP&L | No | Complete | 2013-03-18 | 2013-10-31 | 2013-11-12 | 2013-11-12
SRP17671 | SREC Solar | MAGAHAN |  | 7.75 | 0 | Residential | 1 | TOMS RIVER | 8753 | 18 | TRINITY HEATING AND AIR | JCP&L | No | Complete | 2013-03-18 | 2013-05-02 | 2013-05-16 | 2013-05-16
SRP17672 | SREC Solar | HAUGH |  | 3.5 | 0 | Residential | 1 | MATUCHEN | 8840 | 11 | ROOF DIAGNOSTICS INC | PSE&G BPU | No | Complete | 2013-03-18 | 2013-11-21 | 2013-11-27 | 2013-11-27
SRP17673 | SREC Solar | MAZZA |  | 8.5 | 0 | Residential | 1 | MANALAPAN | 7726 | 17 | TRINITY HEATING AND AIR | JCP&L | No | Complete | 2013-03-18 | 2013-05-24 | 2013-05-30 | 2013-05-30
SRP17674 | SREC Solar | UNDEN |  | 7.75 | 0 | Commercial |  | SEA GIRT | 8750 | 17 | ROOF DIAGNOSTICS INC | JCP&L | No | Complete | 2013-03-18 | 2013-07-03 | 2013-07-10 | 2013-07-10
SRP17677 | SREC Solar | YI |  | 8.25 | 0 | Residential | 0 | EAST BRUNSWICK | 8816 | 11 | SPECTRUM ENERGY INC | PSE&G BPU | No | Complete | 2013-03-25 | 2013-04-10 | 2013-04-22 | 2013-04-22
SRP17678 | SREC Solar | AUGUSTE |  | 3.42 | 0 | Residential | 1 | ELIZABETH | 7208 | 10 | SUNGEVITY, INC. | PSE&G BPU | No | Complete | 2013-03-18 | 2013-08-06 | 2013-08-09 | 2013-08-09
SRP17679 | SREC Solar | MCCANN | COMMUNITY FOOD BANK INC | 235.2 | 0 | Commercial | 1 | CARDIFF | 8234 | 19 | MERCURY SOLAR SYSTEMS - PORT CHESTER | AC Electric | No | Complete | 2013-03-25 | 2013-09-24 | 2013-10-03 | 2013-10-03
SRP17680 | SREC Solar | SHAH |  | 6 | 0 | Residential | 1 | CLIFTON | 7013 | 6 | ROOF DIAGNOSTICS INC | PSE&G BPU | No | Complete | 2013-03-18 | 2013-10-28 | 2013-11-08 | 2013-11-08
SRP17681 | SREC Solar | OROSS |  | 8.93 | 0 | Residential | 1 | MANCHESTER TWP | 8759 | 18 | TRINITY HEATING AND AIR | JCP&L | No | Complete | 2013-03-18 | 2013-06-03 | 2013-06-14 | 2013-06-14
SRP17683 | SREC Solar | LANG |  | 2.75 | 0 | Residential | 1 | ASBURY PARK | 7712 | 17 | ROOF DIAGNOSTICS INC | JCP&L | No | Complete | 2013-03-18 | 2013-10-10 | 2013-10-23 | 2013-10-23
SRP17684 | SREC Solar | HAYEK |  | 5.28 | 0 | Residential | 1 | BRICK | 8724 | 18 | ENERGY SOLUTIONS OF NEW JERSEY LLC | JCP&L | No | Complete | 2013-03-18 | 2013-07-19 | 2013-07-30 | 2013-07-30
SRP17685 | SREC Solar | MANGINA |  | 3.5 | 0 | Residential | 1 | TUCKERTON | 8087 | 18 | ROOF DIAGNOSTICS INC | AC Electric | No | Complete | 2013-03-18 | 2013-09-24 | 2013-09-26 | 2013-09-26
SRP17686 | SREC Solar | ALLEN |  | 10.5 | 0 | Residential | 1 | EHT | 8234 | 19 | GREENPOINTE ENERGY | AC Electric | No | Complete | 2013-03-18 | 2013-05-24 | 2013-05-30 | 2013-05-30
SRP17687 | SREC Solar | LUTZ |  | 8.25 | 0 | Residential | 1 | LANOKA HARBOR | 8734 | 18 | ROOF DIAGNOSTICS INC | JCP&L | No | Complete | 2013-03-18 | 2013-10-04 | 2013-10-09 | 2013-10-09
SRP17688 | SREC Solar | SUTTON |  | 10.78 | 0 | Residential | 1 | WALL | 7719 | 17 | RELIABLE POWER SERVICES, INC. | JCP&L | No | Complete | 2013-03-18 | 2013-06-17 | 2013-06-25 | 2013-06-25
SRP17689 | SREC Solar | FINEBERG |  | 10 | 0 | Residential | 0 | W. LONG BRANCH | 7764 | 17 | ECOLOGICAL SYSTEMS BY WATER WIZARD | JCP&L | No | Complete | 2013-03-18 | 2013-08-27 | 2013-09-04 | 2013-09-04
SRP17690 | SREC Solar | GIBLIN |  | 4.41 | 0 | Residential | 1 | GALLOWAY | 8205 | 19 | ALLSEASON CONSTRUCTION | AC Electric | No | Complete | 2013-03-18 | 2013-07-03 | 2013-07-09 | 2013-07-09
SRP17691 | SREC Solar | MCILMAIL |  | 7.5 | 0 | Residential | 1 | OCEAN ACRES | 8050 | 18 | ROOF DIAGNOSTICS INC | AC Electric | No | Complete | 2013-03-18 | 2013-07-17 | 2013-07-22 | 2013-07-22
SRP17693 | SREC Solar | WASHINGTON |  | 8.085 | 0 | Residential | 1 | MOORESTOWN | 8057 | 13 | SOLARCITY CORPORATION | PSE&G BPU | No | Complete | 2013-03-18 | 2013-10-01 | 2013-10-09 | 2013-10-09
SRP17694 | SREC Solar | WASHINGTON |  | 13.734 | 0 | Residential | 1 | SALEM | 8079 | 16 | GEOPEAK ENERGY LLC | AC Electric | No | Complete | 2013-03-18 | 2013-08-28 | 2013-09-04 | 2013-09-04
SRP17695 | SREC Solar | HAYDINGER | UNITED COMMUNITIES | 14.8 | 0 | Residential | 1 | FORT DIX | 8640 | 13 | TRINITY HEATING AND AIR | JCP&L | No | Complete | 2013-03-18 | 2013-10-28 | 2013-12-11 | 2013-12-11
SRP17696 | SREC Solar | REVAITIS |  | 5.5 | 0 | Residential | 1 | MANAHAWKIN | 8050 | 18 | ROOF DIAGNOSTICS INC | AC Electric | No | Complete | 2013-03-18 | 2013-10-24 | 2013-10-28 | 2013-10-28
SRP17697 | SREC Solar | WINTER |  | 5 | 0 | Residential | 1 | LIVINGSTON | 7039 | 9 | ROOF DIAGNOSTICS INC | PSE&G BPU | No | Complete | 2013-03-18 | 2013-08-14 | 2013-08-20 | 2013-08-20
SRP17698 | SREC Solar | ANDERSON |  | 6.02 | 0 | Residential | 1 | ROBBINSVILLE | 8691 | 12 | NJ SOLAR POWER, LLC | PSE&G BPU | No | Complete | 2013-03-18 | 2013-06-28 | 2013-07-08 | 2013-07-08
SRP17699 | SREC Solar | SZABO |  | 5 | 0 | Residential | 1 | TOMS RIVER | 8757 | 18 | ROOF DIAGNOSTICS INC | JCP&L | No | Complete | 2013-03-18 | 2013-08-09 | 2013-08-27 | 2013-08-27
SRP17700 | SREC Solar | CONDIRACCI |  | 2.75 | 0 | Residential | 1 | PARLIN | 8859 | 11 | ROOF DIAGNOSTICS INC | JCP&L | No | Complete | 2013-03-18 | 2013-09-20 | 2013-09-26 | 2013-09-26
SRP17701 | SREC Solar | FRESE |  | 7 | 0 | Residential | 1 | BRICK | 8724 | 18 | ROOF DIAGNOSTICS INC | JCP&L | No | Complete | 2013-03-18 | 2013-09-16 | 2013-09-25 | 2013-09-25
SRP17702 | SREC Solar | BROOKS |  | 8.5 | 0 | Residential | 1 | MANCHESTER TWP | 8759 | 18 | ROOF DIAGNOSTICS INC | JCP&L | No | Complete | 2013-03-18 | 2013-09-24 | 2013-09-26 | 2013-09-26
SRP17703 | SREC Solar | DIGIACOMO |  | 13.72 | 0 | Residential | 1 | NEPTUNE | 7753 | 17 | TRINITY HEATING AND AIR | JCP&L | No | Complete | 2013-03-18 | 2013-07-05 | 2013-07-29 | 2013-07-29
SRP17704 | SREC Solar | STAWICKI |  | 6 | 0 | Residential | 1 | LAKEWOOD | 8701 | 18 | ENERGY SOLUTIONS OF NEW JERSEY LLC | JCP&L | No | Complete | 2013-03-18 | 2013-06-07 | 2013-06-13 | 2013-06-13
SRP17705 | SREC Solar | HAVILAND |  | 12.5 | 0 | Residential | 1 | COLUMBUS | 8022 | 13 | TRINITY HEATING AND AIR | PSE&G BPU | No | Complete | 2013-03-18 | 2013-04-19 | 2013-05-01 | 2013-05-01
SRP17706 | SREC Solar | KACHELRIESS |  | 11 | 0 | Residential | 1 | MANCHESTER | 8759 | 18 | ENERGY SOLUTIONS OF NEW JERSEY LLC | JCP&L | No | Complete | 2013-03-18 | 2013-07-18 | 2013-07-24 | 2013-07-24
SRP17707 | SREC Solar | MOSIER |  | 6 | 0 | Residential | 1 | SO. PLAINFIELD | 7080 | 11 | ROOF DIAGNOSTICS INC | PSE&G BPU | No | Complete | 2013-03-18 | 2013-11-27 | 2013-12-16 | 2013-12-16
SRP17708 | SREC Solar | BARKER |  | 8.75 | 0 | Residential | 1 | CHERRY HILL | 8003 | 14 | GEOSCAPE SOLAR | PSE&G BPU | No | Complete | 2013-04-22 | 2013-10-10 | 2013-11-14 | 2013-11-14
SRP17709 | SREC Solar | SCURALLI |  | 5.61 | 0 | Residential | 1 | NEWTON | 7860 | 1 | SOLAR ENERGY WORLD-W | JCP&L | No | Complete | 2013-03-18 | 2013-07-15 | 2013-07-17 | 2013-07-17
SRP17710 | SREC Solar | DOLSON |  | 10 | 0 | Residential | 1 | BUENA | 8310 | 19 | TRINITY HEATING AND AIR | AC Electric | No | Complete | 2013-03-18 | 2013-06-11 | 2013-07-01 | 2013-07-01
SRP17711 | SREC Solar | GUHT |  | 12.48 | 0 | Residential | 1 | MULLICA HILL | 8062 | 15 | KAITANNA SOLAR, LLC | AC Electric | No | Complete | 2013-03-18 | 2014-01-23 | 2014-01-30 | 2014-01-30
SRP17713 | SREC Solar | DALYAI |  | 6.86 | 0 | Residential | 1 | PORT READING | 7064 | 11 | VIVINT SOLAR | PSE&G BPU | No | Complete | 2013-03-18 | 2013-11-12 | 2013-12-02 | 2013-12-02
SRP17714 | SREC Solar | JIMENEZ |  | 2.585 | 0 | Residential | 1 | UNION | 7083 | 10 | VIVINT SOLAR | PSE&G BPU | No | Complete | 2013-03-18 | 2013-10-23 | 2013-10-29 | 2013-10-29
SRP17716 | SREC Solar | SANCHEZ |  | 1.88 | 0 | Residential | 1 | UNION | 7083 | 10 | VIVINT SOLAR | PSE&G BPU | No | Complete | 2013-03-18 | 2014-01-22 | 2014-02-06 | 2014-02-06
SRP17717 | SREC Solar | WOJCIK |  | 8.82 | 0 | Residential | 1 | FAIRFIELD | 7004 | 9 | VIVINT SOLAR | PSE&G BPU | No | Complete | 2013-03-18 | 2013-10-03 | 2013-10-11 | 2013-10-11
SRP17718 | SREC Solar | GRATKOWSKI |  | 7.44 | 0 | Residential | 1 | PARSIPPANY | 7054 | 3 | VIVINT SOLAR | JCP&L | No | Complete | 2013-03-18 | 2013-10-23 | 2013-10-29 | 2013-10-29
SRP17720 | SREC Solar | SPEERS |  | 6.5 | 0 | Residential | 1 | HOWELL | 7731 | 17 | ROOF DIAGNOSTICS INC | JCP&L | No | Complete | 2013-03-18 | 2013-09-12 | 2013-09-19 | 2013-09-19
SRP17721 | SREC Solar | BERAN |  | 2.585 | 0 | Residential | 1 | FAIRLAWN | 7410 | 7 | VIVINT SOLAR | PSE&G BPU | No | Complete | 2013-03-18 | 2013-09-04 | 2013-09-10 | 2013-09-10
SRP17723 | SREC Solar | SALERNO |  | 4.7 | 0 | Residential | 1 | HASBROUCK HEIGHTS | 7604 | 7 | VIVINT SOLAR | PSE&G BPU | No | Complete | 2013-03-18 | 2013-09-25 | 2013-09-30 | 2013-09-30
SRP17724 | SREC Solar | DICKSON |  | 16.8 | 0 | Residential | 1 | EGG HARBOR TOWNSHIP | 8234 | 19 | ACOS ENERGY, LLC | AC Electric | No | Complete | 2013-03-18 | 2013-09-04 | 2013-09-10 | 2013-09-10
SRP17725 | SREC Solar | UMBRIAC |  | 5.88 | 0 | Residential | 1 | MANVILLE | 8835 | 5 | VIVINT SOLAR | PSE&G BPU | No | Complete | 2013-03-18 | 2013-10-24 | 2013-11-04 | 2013-11-04
SRP17726 | SREC Solar | HANNOLD |  | 10.4 | 0 | Residential | 1 | SWEDESBORO | 8085 | 15 | KAITANNA SOLAR, LLC | AC Electric | No | Complete | 2013-03-18 | 2013-10-15 | 2013-10-16 | 2013-10-16
SRP17727 | SREC Solar | GALIPO |  | 2.35 | 0 | Residential | 1 | RANDOLPH | 7869 | 3 | VIVINT SOLAR | JCP&L | No | Complete | 2013-03-18 | 2014-01-09 | 2014-01-24 | 2014-01-24
SRP17728 | SREC Solar | GRETO |  | 7.5 | 0 | Residential | 1 | ERMA | 8204 | 21 | TRINITY HEATING AND AIR | AC Electric | No | Complete | 2013-03-18 | 2013-07-03 | 2013-07-09 | 2013-07-09
SRP17729 | SREC Solar | PATUSCO |  | 3.995 | 0 | Residential | 1 | HASBROUCK HEIGHTS | 7604 | 7 | VIVINT SOLAR | PSE&G BPU | No | Complete | 2013-03-18 | 2013-11-27 | 2014-02-11 | 2014-02-11
SRP17731 | SREC Solar | WADLINGTON |  | 5.17 | 0 | Residential | 1 | SOMERSET | 8873 | 5 | VIVINT SOLAR | PSE&G BPU | No | Complete | 2013-03-18 | 2013-10-09 | 2013-11-14 | 2013-11-14
SRP17732 | SREC Solar | FELLERMAN |  | 6 | 0 | Residential | 1 | PISCATAWAY | 8854 | 11 | VIVINT SOLAR | PSE&G BPU | No | Complete | 2013-03-18 | 2014-02-17 | 2014-03-04 | 2014-03-04
SRP17733 | SREC Solar | THATCHER |  | 6 | 0 | Residential | 1 | MOUNT HOLLY | 8060 | 13 | ROOF DIAGNOSTICS INC | PSE&G BPU | No | Complete | 2013-03-25 | 2013-09-12 | 2013-09-20 | 2013-09-20
SRP17734 | SREC Solar | VIJAYAN |  | 4.5 | 0 | Residential | 0 | FAIRVIEW | 7022 | 7 | SOLAR ENERGY WORLD-W | PSE&G BPU | No | Complete | 2013-03-25 | 2013-07-11 | 2013-07-18 | 2013-07-18
SRP17735 | SREC Solar | BEST |  | 14 | 0 | Residential | 0 | JAMESBURG | 8831 | 11 | ASTRUM SOLAR, LLC | JCP&L | No | Complete | 2013-03-25 | 2014-04-15 | 2014-04-29 | 2014-04-29
SRP17736 | SREC Solar | RYAN |  | 10.29 | 0 | Residential | 1 | BROWN MILLS | 8015 | 13 | RCL ENTERPRISES INC. | JCP&L | No | Complete | 2013-03-25 | 2013-05-10 | 2013-05-17 | 2013-05-17
SRP17737 | SREC Solar | HOPKINS |  | 9.555 | 0 | Residential | 1 | BROWNS MILLS | 8015 | 13 | RCL ENTERPRISES INC. | JCP&L | No | Complete | 2013-03-25 | 2013-08-27 | 2013-09-04 | 2013-09-04
SRP17738 | SREC Solar | HURT |  | 7.595 | 0 | Residential | 1 | NORTHFIELD | 8225 | 19 | ACOS ENERGY, LLC | AC Electric | No | Complete | 2013-03-25 | 2013-11-12 | 2013-11-20 | 2013-11-20
SRP17739 | SREC Solar | BOWEN |  | 7.84 | 0 | Residential | 1 | WATERFORD WORKS | 8089 | 14 | ACOS ENERGY, LLC | AC Electric | No | Complete | 2013-03-25 | 2013-08-19 | 2013-08-23 | 2013-08-23
SRP17740 | SREC Solar | HARKEY |  | 11.27 | 0 | Residential | 1 | TOMS RIVER | 8755 | 18 | ACOS ENERGY, LLC | JCP&L | No | Complete | 2013-03-25 | 2013-08-19 | 2013-08-23 | 2013-08-23
SRP17741 | SREC Solar | ADAMS |  | 10.535 | 0 | Residential | 1 | EGG HARBOR TWP | 8234 | 19 | ACOS ENERGY, LLC | AC Electric | No | Complete | 2013-03-25 | 2013-09-18 | 2013-09-24 | 2013-09-24
SRP17742 | SREC Solar | FRENCH |  | 9.8 | 0 | Residential | 1 | TOMS RIVER | 8757 | 18 | ACOS ENERGY, LLC | JCP&L | No | Complete | 2013-03-25 | 2014-02-19 | 2014-03-03 | 2014-03-03
SRP17743 | SREC Solar | SCOFIELD |  | 10.045 | 0 | Residential | 1 | NEPTUNE | 7753 | 17 | NJR HOME SERVICES. | JCP&L | No | Complete | 2013-03-25 | 2013-06-13 | 2013-06-24 | 2013-06-24
SRP17744 | SREC Solar | HARTZELL |  | 6.37 | 0 | Residential | 1 | AVALON | 8202 | 21 | ACOS ENERGY, LLC | AC Electric | No | Complete | 2013-03-25 | 2014-05-02 | 2014-05-07 | 2014-05-07
SRP17745 | SREC Solar | PACHECO |  | 9.31 | 0 | Residential | 1 | EHT | 8234 | 19 | ACOS ENERGY, LLC | AC Electric | No | Complete | 2013-03-25 | 2013-10-14 | 2013-10-30 | 2013-10-30
SRP17746 | SREC Solar | ROBINSON |  | 7.5 | 0 | Residential | 1 | WILLINGBORO | 8046 | 13 | ROOF DIAGNOSTICS INC | PSE&G BPU | No | Complete | 2013-03-25 | 2013-12-20 | 2014-01-09 | 2014-01-09
SRP17748 | SREC Solar | SEEMS |  | 52.36 | 0 | Commercial | 1 | PENNINGTON | 8534 | 12 | G & S INVESTORS | JCP&L | No | Complete | 2013-03-25 | 2013-05-24 | 2013-05-29 | 2013-05-29
SRP17749 | SREC Solar | SEEMS |  | 30.8 | 0 | Commercial | 1 | PENNINGTON | 8534 | 12 | G & S INVESTORS | JCP&L | No | Complete | 2013-03-26 | 2013-05-24 | 2013-05-29 | 2013-05-29
SRP17750 | SREC Solar | SEEMS |  | 67.76 | 0 | Commercial | 1 | PENNINGTON | 8534 | 12 | G & S INVESTORS | JCP&L | No | Complete | 2013-03-26 | 2013-05-24 | 2013-05-29 | 2013-05-29
SRP17751 | SREC Solar | SEEMS |  | 30.8 | 0 | Residential | 1 | PENNINGTON | 8534 | 12 | G & S INVESTORS | JCP&L | No | Complete | 2013-03-25 | 2013-09-30 | 2013-12-27 | 2013-12-27
SRP17752 | SREC Solar | CHAMBERLAIN |  | 7.84 | 0 | Residential | 1 | EGG HARBOR TOWNSHIP | 8234 | 19 | ACOS ENERGY, LLC | AC Electric | No | Complete | 2013-03-25 | 2014-05-02 | 2014-05-07 | 2014-05-07
SRP17753 | SREC Solar | DUMAS |  | 9.555 | 0 | Residential | 1 | BRICK | 8723 | 18 | ACOS ENERGY, LLC | JCP&L | No | Complete | 2013-03-25 | 2013-11-21 | 2013-12-30 | 2013-12-30
SRP17754 | SREC Solar | CAMPSMITH |  | 10.29 | 0 | Residential | 1 | NORTHFIELD | 8225 | 19 | ACOS ENERGY, LLC | AC Electric | No | Complete | 2013-03-25 | 2013-08-19 | 2013-08-23 | 2013-08-23
SRP17755 | SREC Solar | SCALIA |  | 4.165 | 0 | Residential | 1 | MONROE | 8831 | 11 | TRINITY HEATING AND AIR | JCP&L | No | Complete | 2013-03-25 | 2013-07-29 | 2013-08-01 | 2013-08-01
SRP17756 | SREC Solar | OTTO |  | 7.35 | 0 | Residential | 1 | EGG HARBOR TOWNSHIP | 8234 | 19 | ACOS ENERGY, LLC | AC Electric | No | Complete | 2013-03-25 | 2013-08-19 | 2013-08-23 | 2013-08-23
SRP17758 | SREC Solar | NELSON |  | 7.14 | 0 | Residential | 1 | JACKSON | 8527 | 18 | TRINITY HEATING AND AIR | JCP&L | No | Complete | 2013-03-25 | 2013-05-10 | 2013-05-17 | 2013-05-17
SRP17760 | SREC Solar | SOTO |  | 10.92 | 0 | Residential | 1 | FREEHOLD TOWNSHIP | 7728 | 17 | SOLARCITY CORPORATION | JCP&L | No | Complete | 2013-03-25 | 2013-10-03 | 2013-10-09 | 2013-10-09
SRP17761 | SREC Solar | ANDREWS |  | 9.555 | 0 | Residential | 1 | THOROFARE | 8086 | 15 | SOLARCITY CORPORATION | PSE&G BPU | No | Complete | 2013-03-25 | 2013-08-27 | 2013-09-06 | 2013-09-06
SRP17762 | SREC Solar | TIEWSKI |  | 11.5 | 0 | Residential | 1 | HOWELL | 7731 | 17 | AROSA SOLAR ENERGY, INC | JCP&L | No | Complete | 2013-03-25 | 2013-12-18 | 2014-01-07 | 2014-01-07
SRP17763 | SREC Solar | HEGGE |  | 6.86 | 0 | Residential | 1 | DELANCE | 8075 | 13 | SOLARCITY CORPORATION | PSE&G BPU | No | Complete | 2013-03-25 | 2013-09-04 | 2013-09-10 | 2013-09-10
SRP17764 | SREC Solar | MORISI |  | 8.33 | 0 | Residential | 1 | FRANKLIN TOWNSHIP | 8873 | 5 | SOLARCITY CORPORATION | PSE&G BPU | No | Complete | 2013-03-25 | 2013-08-20 | 2013-09-18 | 2013-09-18
SRP17765 | SREC Solar | MCGOWAN III |  | 6.37 | 0 | Residential | 1 | SALEM | 7079 | 9 | SOLULAR LLC. II | AC Electric | No | Complete | 2013-03-25 | 2013-12-19 | 2014-01-06 | 2014-01-06
SRP17766 | SREC Solar | BALDYGA |  | 11.25 | 0 | Residential | 1 | BAYVILLE | 8721 | 18 | ROOF DIAGNOSTICS INC | JCP&L | No | Complete | 2013-03-25 | 2013-09-24 | 2013-10-16 | 2013-10-16
SRP17768 | SREC Solar | PELSANG |  | 1 | 0 | Residential | 0 | JACKSON | 8527 | 18 | TRINITY HEATING AND AIR | JCP&L | No | Complete | 2013-03-25 | 2013-05-13 | 2013-05-22 | 2013-05-22
SRP17770 | SREC Solar | PELSANG |  | 6.5 | 0 | Residential | 0 | JACKSON | 8527 | 18 | TRINITY HEATING AND AIR | JCP&L | No | Complete | 2013-03-25 | 2013-05-13 | 2013-05-17 | 2013-05-17
SRP17772 | SREC Solar | PELSANG |  | 1.75 | 0 | Residential | 0 | JACKSON | 8527 | 18 | TRINITY HEATING AND AIR | JCP&L | No | Complete | 2013-03-25 | 2013-05-13 | 2013-05-22 | 2013-05-22
SRP17773 | SREC Solar | DURA |  | 8.33 | 0 | Residential | 1 | FORKED RIVER | 8731 | 18 | SOLARCITY CORPORATION | JCP&L | No | Complete | 2013-03-25 | 2013-07-03 | 2013-07-09 | 2013-07-09
SRP17774 | SREC Solar | PILOTE |  | 3.12 | 0 | Residential | 1 | SOMERSET | 8873 | 5 | VIVINT SOLAR | PSE&G BPU | No | Complete | 2013-03-25 | 2013-10-09 | 2013-10-11 | 2013-10-11
SRP17775 | SREC Solar | MOSCA |  | 4.9 | 0 | Residential | 1 | MAYWOOD | 7607 | 7 | SOLARCITY CORPORATION | PSE&G BPU | No | Complete | 2013-03-25 | 2013-08-27 | 2013-09-04 | 2013-09-04
SRP17776 | SREC Solar | JENNINGS |  | 3.525 | 0 | Residential | 1 | CLIFTON | 7013 | 6 | VIVINT SOLAR | PSE&G BPU | No | Complete | 2013-03-25 | 2013-10-23 | 2013-10-29 | 2013-10-29
SRP17777 | SREC Solar | ROMERO |  | 6 | 0 | Residential | 1 | BRIDGEWATER | 8807 | 5 | TRINITY HEATING AND AIR | PSE&G BPU | No | Complete | 2013-03-25 | 2013-05-30 | 2013-06-05 | 2013-06-05
SRP17778 | SREC Solar | ROTH |  | 3.36 | 0 | Residential | 1 | HIGHLAND PARK | 8904 | 11 | VIVINT SOLAR | PSE&G BPU | No | Complete | 2013-03-25 | 2013-10-24 | 2013-11-05 | 2013-11-05
SRP17779 | SREC Solar | MERCADO |  | 4.9 | 0 | Residential | 1 | PLEASANTVILLE | 8232 | 19 | ACOS ENERGY, LLC | AC Electric | No | Complete | 2013-03-25 | 2014-02-19 | 2014-03-03 | 2014-03-03
SRP17782 | SREC Solar | RIDLEY |  | 9.555 | 0 | Residential | 1 | BRIDGETON | 8302 | 20 | ACOS ENERGY, LLC | AC Electric | No | Complete | 2013-03-25 | 2014-02-07 | 2014-02-27 | 2014-02-27
SRP17785 | SREC Solar | RICCIARDI |  | 8.085 | 0 | Residential | 1 | EGG HARBOR TOWNSHIP | 8234 | 19 | ASTRUM SOLAR, LLC | AC Electric | No | Complete | 2013-03-25 | 2014-08-08 | 2014-09-16 | 2014-09-16
SRP17786 | SREC Solar | TURNER |  | 10.66 | 0 | Residential | 1 | GLENWOOD | 7418 | 1 | ASTRUM SOLAR, LLC | JCP&L | No | Complete | 2013-03-25 | 2014-10-23 | 2014-11-04 | 2014-11-04
SRP17787 | SREC Solar | KING |  | 4.165 | 0 | Residential | 1 | MAYWOOD | 7607 | 7 | EZNERGY LLC | PSE&G BPU | No | Complete | 2013-03-25 | 2013-09-25 | 2013-10-01 | 2013-10-01
SRP17788 | SREC Solar | UHRBACH |  | 3.84 | 0 | Residential | 1 | TOMS RIVER | 8753 | 18 | EZNERGY LLC | JCP&L | No | Complete | 2013-03-25 | 2013-12-06 | 2013-12-17 | 2013-12-17
SRP17789 | SREC Solar | SZEFINSKI |  | 5.88 | 0 | Residential | 1 | CRANFORD | 7016 | 10 | EZNERGY LLC | PSE&G BPU | No | Complete | 2013-03-25 | 2013-07-11 | 2013-09-06 | 2013-09-06
SRP17790 | SREC Solar | SERGEANT |  | 7.35 | 0 | Residential | 1 | FLEMINGTON | 8822 | 4 | SOLARCITY CORPORATION | JCP&L | No | Complete | 2013-03-25 | 2013-10-24 | 2013-11-04 | 2013-11-04
SRP17791 | SREC Solar | KIM |  | 8.575 | 0 | Residential | 1 | SICKLERVILLE | 8081 | 14 | SOLARCITY CORPORATION | AC Electric | No | Complete | 2013-03-25 | 2014-06-16 | 2014-07-02 | 2014-07-02
SRP17792 | SREC Solar | SLONAKER |  | 17.004 | 0 | Residential | 0 | NEW VERNON | 7976 | 3 | GEOPEAK ENERGY LLC | JCP&L | No | Complete | 2013-03-25 | 2013-10-15 | 2013-10-16 | 2013-10-16
SRP17793 | SREC Solar | YANG |  | 5.76 | 0 | Residential | 0 | EAST BRUNSWICK | 8816 | 11 | SOLAR MITE SOLUTIONS II | PSE&G BPU | No | Complete | 2013-03-25 | 2013-06-26 | 2013-06-28 | 2013-06-28
SRP17794 | SREC Solar | MAHECHA |  | 6.37 | 0 | Residential | 1 | MARLTON | 8053 | 13 | ALLSEASON CONSTRUCTION | PSE&G BPU | No | Complete | 2013-03-25 | 2013-10-01 | 2013-10-23 | 2013-10-23
SRP17795 | SREC Solar | CAPALDI |  | 7.105 | 0 | Residential | 1 | WEYMOUTH | 8330 | 19 | ACOS ENERGY, LLC | AC Electric | No | Complete | 2013-03-25 | 2014-03-11 | 2014-03-27 | 2014-03-27
SRP17797 | SREC Solar | WORKMAN |  | 11.515 | 0 | Residential | 1 | CHESTERFIELD | 8515 | 13 | 4 BESTSOLAR | PSE&G BPU | No | Complete | 2013-03-25 | 2013-05-30 | 2013-06-05 | 2013-06-05
SRP17798 | SREC Solar | FORMOLO SAUNDERS |  | 8.25 | 0 | Residential | 1 | TRENTON | 8648 | 12 | TRINITY HEATING AND AIR | PSE&G BPU | No | Complete | 2013-03-25 | 2013-06-21 | 2013-06-27 | 2013-06-27
SRP17799 | SREC Solar | HOFFMAN |  | 11.025 | 0 | Residential | 1 | FOLSOM | 8037 | 19 | SEA BRIGHT SOLAR, LLC | AC Electric | No | Complete | 2013-03-25 | 2013-06-28 | 2013-07-08 | 2013-07-08
SRP17800 | SREC Solar | TAYLOR |  | 9.5 | 0 | Residential | 1 | MANCHESTER | 8759 | 18 | TRINITY HEATING AND AIR | JCP&L | No | Complete | 2013-03-25 | 2013-05-23 | 2013-05-31 | 2013-05-31
SRP17801 | SREC Solar | HOFFMAN |  | 16.66 | 0 | Residential | 1 | FOLSOM | 8037 | 19 | SEA BRIGHT SOLAR, LLC | AC Electric | No | Complete | 2013-03-25 | 2013-07-16 | 2013-07-19 | 2013-07-19
SRP17802 | SREC Solar | GROSS |  | 9.5 | 0 | Residential | 1 | LAKEWOOD | 8701 | 18 | AROSA SOLAR ENERGY, INC | JCP&L | No | Complete | 2013-03-25 | 2013-05-02 | 2013-05-16 | 2013-05-16
SRP17804 | SREC Solar | ROFF |  | 11.025 | 0 | Residential | 1 | CAPEMAY COURT HOUSE | 8210 | 21 | ALLSEASON CONSTRUCTION | AC Electric | No | Complete | 2013-03-25 | 2013-06-18 | 2013-06-25 | 2013-06-25
SRP17805 | SREC Solar | FAISON |  | 2.75 | 0 | Residential | 1 | TEANECK | 7666 | 7 | ROOF DIAGNOSTICS INC | PSE&G BPU | No | Complete | 2013-03-25 | 2014-01-08 | 2014-01-21 | 2014-01-21
SRP17808 | SREC Solar | JONES |  | 9.555 | 0 | Residential | 1 | SICKLERVILLE | 8081 | 14 | SEA BRIGHT SOLAR, LLC | AC Electric | No | Complete | 2013-03-25 | 2013-06-10 | 2013-07-02 | 2013-07-02
SRP17809 | SREC Solar | TOBASE |  | 8.82 | 0 | Residential | 1 | LEBANON | 8833 | 4 | SOLARCITY CORPORATION | JCP&L | No | Complete | 2013-03-25 | 2013-07-19 | 2013-07-30 | 2013-07-30
SRP17812 | SREC Solar | RADGOWSKI |  | 6.615 | 0 | Residential | 0 | CLIFTON | 7011 | 6 | ASTRUM SOLAR, LLC | PSE&G BPU | No | Complete | 2013-03-25 | 2014-04-30 | 2014-05-23 | 2014-05-23
SRP17813 | SREC Solar | PETRIZO | HOLMDEL BOARD OF EDUCATION-VILLA | 584.64 | 0 | School Public K-12 | 1 | HOLMDEL | 7733 | 17 | JOHNSON CONTROLS, INC 2 | JCP&L | No | Complete | 2013-03-25 | 2013-05-16 | 2013-05-28 | 2013-05-28
SRP17814 | SREC Solar | PETRIZO | HOLMDEL BOARD OF EDUCATION -INDIA | 409.92 | 0 | School Public K-12 | 1 | HOLMDEL | 7733 | 17 | JOHNSON CONTROLS, INC 2 | JCP&L | No | Complete | 2013-03-25 | 2013-05-16 | 2013-05-28 | 2013-05-28
SRP17815 | SREC Solar | PETRIZO | HOLMDEL BOARD OF EDUCATION-HIGH | 846.72 | 0 | School Public K-12 |  | HOLMDEL | 7733 | 17 | JOHNSON CONTROLS, INC 2 | JCP&L | No | Complete | 2013-03-25 | 2013-05-16 | 2013-05-28 | 2013-05-28
SRP17816 | SREC Solar | VALLURI |  | 6.86 | 0 | Residential | 1 | HACKETTSTOWN | 7840 | 2 | SOLARCITY CORPORATION | JCP&L | No | Complete | 2013-03-25 | 2013-08-13 | 2013-08-16 | 2013-08-16
SRP17817 | SREC Solar | VALENTI |  | 5.52 | 0 | Residential | 1 | HOWELL | 7731 | 17 | SOLARCITY CORPORATION | JCP&L | No | Complete | 2013-03-25 | 2013-08-09 | 2013-08-15 | 2013-08-15
SRP17818 | SREC Solar | O'HAGAN |  | 5.635 | 0 | Residential | 1 | MOUNT LAUREL | 8054 | 13 | ASTRUM SOLAR, LLC | PSE&G BPU | No | Complete | 2013-03-25 | 2014-03-31 | 2014-04-15 | 2014-04-15
SRP17819 | SREC Solar | NORTON |  | 18.75 | 0 | Residential | 1 | EMERSON | 7630 | 7 | ASTRUM SOLAR, LLC | PSE&G BPU | No | Complete | 2013-03-25 | 2014-09-05 | 2014-11-04 | 2014-11-04
SRP17820 | SREC Solar | IANNARELLA |  | 8.33 | 0 | Residential | 0 | CLIFTON | 7011 | 6 | ASTRUM SOLAR, LLC | PSE&G BPU | No | Complete | 2013-03-25 | 2013-09-26 | 2013-10-03 | 2013-10-03
SRP17821 | SREC Solar | RAYMOND | SPECTRUM TIRE | 9.504 | 0 | Commercial | 0 | SEWELL | 8080 | 15 | ATLANTIC SOLAR SOLUTIONS, INC | AC Electric | No | Complete | 2013-03-25 | 2013-10-24 | 2013-10-31 | 2013-10-31
SRP17824 | SREC Solar | GORETSKI |  | 10.25 | 0 | Residential | 1 | OLD BRIDGE | 8857 | 11 | ASTRUM SOLAR, LLC | JCP&L | No | Complete | 2013-03-25 | 2014-03-31 | 2014-04-07 | 2014-04-07
SRP17825 | SREC Solar | BUCHANAN |  | 8.33 | 0 | Residential | 1 | LUMBERTON | 8048 | 13 | ASTRUM SOLAR, LLC | PSE&G BPU | No | Complete | 2013-03-25 | 2014-03-28 | 2014-04-11 | 2014-04-11
SRP17826 | SREC Solar | DELCONTE |  | 11.445 | 0 | Residential | 0 | EDISON | 8820 | 11 | ENERGY SYSTEMS & INSTALLATION, INC | PSE&G BPU | No | Complete | 2013-03-25 | 2013-11-08 | 2013-11-13 | 2013-11-13
SRP17827 | SREC Solar | NICOLO |  | 5.145 | 0 | Residential | 1 | ABSECON | 8205 | 19 | ALLSEASON CONSTRUCTION | AC Electric | No | Complete | 2013-03-25 | 2013-07-03 | 2013-07-09 | 2013-07-09
SRP17828 | SREC Solar | DEVERS |  | 6.125 | 0 | Residential | 1 | EHT | 8234 | 19 | ALLSEASON CONSTRUCTION | AC Electric | No | Complete | 2013-03-25 | 2013-11-06 | 2013-11-13 | 2013-11-13
SRP17829 | SREC Solar | BENJAMIN |  | 6.615 | 0 | Residential | 1 | SICKLERVILLE | 8081 | 14 | ALLSEASON CONSTRUCTION | AC Electric | No | Complete | 2013-03-25 | 2013-12-27 | 2014-01-10 | 2014-01-10
SRP17830 | SREC Solar | JACKSON |  | 4.655 | 0 | Residential | 1 | MILLVILLE | 8332 | 20 | SOLARCITY CORPORATION | AC Electric | No | Complete | 2013-03-25 | 2013-08-06 | 2013-08-09 | 2013-08-09
SRP17831 | SREC Solar | ADAMO |  | 7.84 | 0 | Residential | 1 | NO. ARLINGTON | 7031 | 7 | VIVINT SOLAR | PSE&G BPU | No | Complete | 2013-03-25 | 2013-09-25 | 2013-09-30 | 2013-09-30
SRP17832 | SREC Solar | NUNEZ |  | 2.82 | 0 | Residential | 1 | HASBROUCK HEIGHTS | 7604 | 7 | VIVINT SOLAR | PSE&G BPU | No | Complete | 2013-03-25 | 2013-10-03 | 2013-10-11 | 2013-10-11
SRP17833 | SREC Solar | STEIN |  | 6.615 | 0 | Residential | 1 | CAPE MAY | 8204 | 21 | ALLSEASON CONSTRUCTION | AC Electric | No | Complete | 2013-03-25 | 2013-06-11 | 2013-06-18 | 2013-06-18
SRP17834 | SREC Solar | DIAS |  | 7.35 | 0 | Residential | 1 | SICKLERVILLE | 8081 | 14 | ALLSEASON CONSTRUCTION | AC Electric | No | Complete | 2013-03-25 | 2013-07-09 | 2013-07-12 | 2013-07-12
SRP17835 | SREC Solar | STRILUK |  | 13.23 | 0 | Residential | 1 | RIO GRANDE | 8242 | 21 | ALLSEASON CONSTRUCTION | AC Electric | No | Complete | 2013-03-25 | 2013-06-18 | 2013-06-25 | 2013-06-25
SRP17836 | SREC Solar | COLLINS |  | 8.82 | 0 | Residential | 1 | EHT | 8234 | 19 | RCL ENTERPRISES INC. | AC Electric | No | Complete | 2013-03-25 | 2013-06-03 | 2013-06-13 | 2013-06-13
SRP17837 | SREC Solar | CARNOVALE |  | 5.52 | 0 | Residential | 1 | FAIRFIELD | 7004 | 9 | VIVINT SOLAR | PSE&G BPU | No | Complete | 2013-03-25 | 2013-10-25 | 2013-11-07 | 2013-11-07
SRP17838 | SREC Solar | DEININGER |  | 12.005 | 0 | Residential | 1 | FOLSOM | 8037 | 19 | SEA BRIGHT SOLAR, LLC | AC Electric | No | Complete | 2013-03-25 | 2013-06-25 | 2013-07-19 | 2013-07-19
SRP17839 | SREC Solar | RAWLINS | BAYVILLE FIRST AID SQUAD | 17.86 | 0 | Commercial | 1 | BAYVILLE | 8721 | 18 | RELIABLE POWER SERVICES, INC. | JCP&L | No | Complete | 2013-03-25 | 2013-04-30 | 2013-05-15 | 2013-05-15
SRP17840 | SREC Solar | MALDONADO |  | 10.464 | 0 | Residential | 1 | FLEMINGTON | 8822 | 4 | GEOGENIX | JCP&L | No | Complete | 2013-03-25 | 2013-07-29 | 2013-08-05 | 2013-08-05
SRP17841 | SREC Solar | OLEXA |  | 8.085 | 0 | Residential | 1 | ERMA | 8204 | 21 | ALLSEASON CONSTRUCTION | AC Electric | No | Complete | 2013-03-25 | 2013-07-22 | 2013-07-29 | 2013-07-29
SRP17842 | SREC Solar | CINA |  | 7.848 | 0 | Residential | 0 | LODI | 7739 | 17 | GEOPEAK ENERGY LLC | PSE&G BPU | No | Complete | 2013-03-25 | 2013-08-28 | 2013-09-06 | 2013-09-06
SRP17843 | SREC Solar | PENNA |  | 8.33 | 0 | Residential | 1 | LEHT | 8087 | 18 | ALLSEASON CONSTRUCTION | AC Electric | No | Complete | 2013-03-25 | 2013-08-07 | 2013-08-12 | 2013-08-12
SRP17844 | SREC Solar | BLASEWITZ |  | 12.495 | 0 | Residential | 1 | DELRAN | 8075 | 13 | ALLSEASON CONSTRUCTION | PSE&G BPU | No | Complete | 2013-03-25 | 2013-08-07 | 2013-08-28 | 2013-08-28
SRP17845 | SREC Solar | TAGLIENTE |  | 5.88 | 0 | Residential | 1 | MANCHESTER | 8759 | 18 | SEA BRIGHT SOLAR, LLC | JCP&L | No | Complete | 2013-03-25 | 2013-05-16 | 2013-05-23 | 2013-05-23
SRP17846 | SREC Solar | BOLDEN |  | 10.78 | 0 | Residential | 1 | MILLVILLE | 8332 | 20 | SEA BRIGHT SOLAR, LLC | AC Electric | No | Complete | 2013-03-25 | 2013-06-25 | 2013-08-15 | 2013-08-15
SRP17847 | SREC Solar | KELLY |  | 10.464 | 0 | Residential | 1 | SEA GIRT | 8750 | 17 | SEA BRIGHT SOLAR, LLC | JCP&L | No | Complete | 2013-03-25 | 2013-09-12 | 2013-09-18 | 2013-09-18
SRP17848 | SREC Solar | CALCAGNO |  | 2.5 | 0 | Residential | 1 | BELMAR | 7719 | 17 | ROOF DIAGNOSTICS INC | JCP&L | No | Complete | 2013-03-25 | 2013-07-17 | 2013-07-22 | 2013-07-22
SRP17849 | SREC Solar | MCOSCAR |  | 8.085 | 0 | Residential | 1 | GREENWICH | 8323 | 20 | RCL ENTERPRISES INC. | AC Electric | No | Complete | 2013-03-25 | 2013-05-14 | 2013-05-22 | 2013-05-22
SRP17850 | SREC Solar | ROEDEL |  | 3.525 | 0 | Residential | 1 | CLIFTON | 7012 | 6 | VIVINT SOLAR | PSE&G BPU | No | Complete | 2013-03-25 | 2013-06-14 | 2013-06-25 | 2013-06-25
SRP17851 | SREC Solar | DELLAQUILLA |  | 11.27 | 0 | Residential | 1 | BRIDGETON | 8302 | 20 | GO SOLAR ELECTRIC, LLC | AC Electric | No | Complete | 2013-03-25 | 2014-05-12 | 2014-05-22 | 2014-05-22
SRP17852 | SREC Solar | APGAR |  | 6.125 | 0 | Residential | 1 | HAMMONTON | 8037 | 19 | SEA BRIGHT SOLAR, LLC | AC Electric | No | Complete | 2013-03-25 | 2013-05-23 | 2013-05-31 | 2013-05-31
SRP17853 | SREC Solar | BUIRCH |  | 10.137 | 0 | Residential | 1 | FAIRFIELD | 8302 | 20 | GO SOLAR ELECTRIC, LLC | AC Electric | No | Complete | 2013-03-25 | 2014-03-26 | 2014-04-04 | 2014-04-04
SRP17855 | SREC Solar | DIDZBALIS |  | 7.05 | 0 | Residential | 1 | EDISON | 8817 | 11 | VIVINT SOLAR | PSE&G BPU | No | Complete | 2013-03-25 | 2013-10-25 | 2013-11-07 | 2013-11-07
SRP17856 | SREC Solar | BERGER |  | 5.39 | 0 | Residential | 1 | JACKSON | 8527 | 18 | RELIABLE POWER SERVICES, INC. | JCP&L | No | Complete | 2013-03-25 | 2013-08-16 | 2013-08-21 | 2013-08-21
SRP17857 | SREC Solar | STARR |  | 8.085 | 0 | Residential | 1 | FRANKLINVILLE | 8322 | 15 | SOLARCITY CORPORATION | AC Electric | No | Complete | 2013-03-25 | 2014-03-27 | 2014-04-15 | 2014-04-15
SRP17859 | SREC Solar | SROUR | 633 NASSAU REALTY | 299.78 | 0 | Commercial | 1 | NORTH BRUNSWICK | 8902 | 11 | BLUE SKY TECHNOLOGIES USA | PSE&G BPU | No | Complete | 2013-04-01 | 2013-05-20 | 2013-05-28 | 2013-05-28
SRP17860 | SREC Solar | ACUNA |  | 4.9 | 0 | Residential | 1 | ABSECON HIGHLANDS | 8201 | 19 | RCL ENTERPRISES INC. | AC Electric | No | Complete | 2013-03-25 | 2013-06-26 | 2013-06-28 | 2013-06-28
SRP17861 | SREC Solar | PERRY |  | 5.88 | 0 | Residential | 1 | BRIDGETON | 8302 | 20 | RCL ENTERPRISES INC. | AC Electric | No | Complete | 2013-03-25 | 2013-06-03 | 2013-06-17 | 2013-06-17
SRP17862 | SREC Solar | SOTO |  | 5 | 0 | Residential | 1 | BRICK | 8724 | 18 | ROOF DIAGNOSTICS INC | JCP&L | No | Complete | 2013-03-25 | 2013-10-31 | 2013-11-12 | 2013-11-12
SRP17863 | SREC Solar | GRANATO |  | 3.27 | 0 | Residential | 1 | MAGNOLIA | 8049 | 14 | RUNNEMEDE PLUMBING HEATING | PSE&G BPU | No | Complete | 2013-03-25 | 2013-12-19 | 2014-01-02 | 2014-01-02
SRP17864 | SREC Solar | KORB |  | 10.75 | 0 | Residential | 1 | WATCHUNG | 7069 | 5 | ROOF DIAGNOSTICS INC | PSE&G BPU | No | Complete | 2013-03-25 | 2014-02-25 | 2014-03-12 | 2014-03-12
SRP17866 | SREC Solar | LIEBL |  | 4.935 | 0 | Residential | 1 | EDISON | 8817 | 11 | VIVINT SOLAR | PSE&G BPU | No | Complete | 2013-03-25 | 2013-09-04 | 2013-09-10 | 2013-09-10
SRP17867 | SREC Solar | VIVENZIO |  | 5.1 | 0 | Residential | 1 | WARETOWN | 8758 | 18 | ROOF DIAGNOSTICS INC | JCP&L | No | Complete | 2013-03-25 | 2013-10-15 | 2013-10-16 | 2013-10-16
SRP17868 | SREC Solar | PARIONA |  | 4.7 | 0 | Residential | 1 | CLIFTON | 7013 | 6 | VIVINT SOLAR | PSE&G BPU | No | Complete | 2013-03-25 | 2013-11-19 | 2013-11-25 | 2013-11-25
SRP17869 | SREC Solar | JOHN |  | 7 | 0 | Residential | 1 | NEW MILFORD | 7646 | 7 | ROOF DIAGNOSTICS INC | PSE&G BPU | No | Complete | 2013-03-25 | 2013-08-16 | 2013-08-21 | 2013-08-21
SRP17870 | SREC Solar | VELEZ |  | 2.82 | 0 | Residential | 1 | CLIFTON | 7013 | 6 | VIVINT SOLAR | PSE&G BPU | No | Complete | 2013-03-25 | 2013-09-26 | 2013-10-03 | 2013-10-03
SRP17871 | SREC Solar | BERMUDEZ |  | 3.5 | 0 | Residential | 1 | N PLAINFIELD | 7063 | 10 | ROOF DIAGNOSTICS INC | PSE&G BPU | No | Complete | 2013-03-25 | 2013-06-07 | 2013-06-13 | 2013-06-13
SRP17872 | SREC Solar | RIOS |  | 8.28 | 0 | Residential | 1 | EHT | 8234 | 19 | BRITE IDEA ENERGY | AC Electric | No | Complete | 2013-03-25 | 2013-08-13 | 2013-09-13 | 2013-09-13
SRP17873 | SREC Solar | BAHATIA |  | 8.82 | 0 | Residential | 1 | EDISON | 8820 | 11 | VERENGO SOLAR | PSE&G BPU | No | Complete | 2013-03-25 | 2013-09-11 | 2013-10-03 | 2013-10-03
SRP17875 | SREC Solar | DENUCCI |  | 6.25 | 0 | Residential | 1 | BRICK | 8723 | 18 | ROOF DIAGNOSTICS INC | JCP&L | No | Complete | 2013-03-25 | 2013-09-11 | 2013-09-18 | 2013-09-18
SRP17876 | SREC Solar | GUNVORDAHL |  | 8 | 0 | Residential | 1 | TOMS RIVER | 8753 | 18 | ASTON SOLAR | JCP&L | No | Complete | 2013-03-25 | 2013-08-22 | 2013-09-13 | 2013-09-13
SRP17877 | SREC Solar | ARTHUR |  | 5.39 | 0 | Residential | 1 | CLEMENTON | 8021 | 14 | SOLARCITY CORPORATION | AC Electric | No | Complete | 2013-03-25 | 2013-10-31 | 2013-11-12 | 2013-11-12
SRP17878 | SREC Solar | SHAIN |  | 10.29 | 0 | Residential | 1 | MANALAPAN TWP | 7726 | 17 | SOLARCITY CORPORATION | JCP&L | No | Complete | 2013-03-25 | 2013-09-20 | 2013-09-26 | 2013-09-26
SRP17879 | SREC Solar | HANSEN |  | 7.35 | 0 | Residential | 1 | DELRAN TOWNSHIP | 8075 | 13 | SOLARCITY CORPORATION | PSE&G BPU | No | Complete | 2013-03-25 | 2013-08-13 | 2013-08-15 | 2013-08-15
SRP17880 | SREC Solar | GALLAGHER |  | 4.165 | 0 | Residential | 1 | PINE HILL | 8021 | 14 | SOLARCITY CORPORATION | AC Electric | No | Complete | 2013-03-25 | 2013-08-30 | 2013-09-13 | 2013-09-13
SRP17883 | SREC Solar | HAYDINGER | UNITED COMMUNITIES | 23.46 | 0 | Residential | 1 | FORT DIX | 8640 | 13 | TRINITY HEATING AND AIR | JCP&L | No | Complete | 2013-03-25 | 2013-10-24 | 2013-12-09 | 2013-12-09
SRP17884 | SREC Solar | BRITO |  | 6.58 | 0 | Residential | 1 | UNION | 7083 | 10 | VIVINT SOLAR | PSE&G BPU | No | Complete | 2013-03-25 | 2014-03-14 | 2014-03-27 | 2014-03-27
SRP17885 | SREC Solar | SHAHA |  | 6.12 | 0 | Residential | 0 | RIDGEFIELD PARK | 7660 | 7 | TRINITY HEATING AND AIR | PSE&G BPU | No | Complete | 2013-03-25 | 2013-07-09 | 2013-07-12 | 2013-07-12
SRP17886 | SREC Solar | JOSEPH |  | 4.9 | 0 | Residential | 1 | LINDEN | 7036 | 10 | VIVINT SOLAR | PSE&G BPU | No | Complete | 2013-03-25 | 2014-03-31 | 2014-04-08 | 2014-04-08
SRP17887 | SREC Solar | YANNAZZONE |  | 5.875 | 0 | Residential | 1 | BELMAR | 7719 | 17 | ROOF DIAGNOSTICS INC | JCP&L | No | Complete | 2013-03-25 | 2013-06-04 | 2013-06-11 | 2013-06-11
SRP17888 | SREC Solar | CELESTIN |  | 5.88 | 0 | Residential | 1 | MOUNT HOLLY | 8080 | 15 | SOLULAR LLC. II | PSE&G BPU | No | Complete | 2013-03-25 | 2013-06-10 | 2013-07-01 | 2013-07-01
SRP17891 | SREC Solar | LING |  | 5.232 | 0 | Residential | 1 | HILLSBOROUGH | 8844 | 5 | AMERGY SOLAR | PSE&G BPU | No | Complete | 2013-03-25 | 2013-12-03 | 2013-12-12 | 2013-12-12
SRP17892 | SREC Solar | BIMBOIM |  | 4.9 | 0 | Residential | 1 | WEST ORANGE | 7052 | 9 | SOLARCITY CORPORATION | PSE&G BPU | No | Complete | 2013-03-25 | 2013-10-28 | 2013-11-26 | 2013-11-26
SRP17893 | SREC Solar | MEYER |  | 10.464 | 0 | Residential | 1 | MILFORD | 8848 | 4 | GEOPEAK ENERGY LLC | JCP&L | No | Complete | 2013-03-25 | 2013-10-03 | 2013-11-14 | 2013-11-14
SRP17894 | SREC Solar | JAFFA |  | 9.25 | 0 | Commercial | 0 | RANDOLPH | 7869 | 3 | GEOSCAPE SOLAR | JCP&L | No | Complete | 2013-03-25 | 2013-07-16 | 2013-07-19 | 2013-07-19
SRP17895 | SREC Solar | MUHAW |  | 9.555 | 0 | Residential | 1 | CLAYTON | 8312 | 15 | SOLARCITY CORPORATION | AC Electric | No | Complete | 2013-04-01 | 2013-10-07 | 2013-10-30 | 2013-10-30
SRP17896 | SREC Solar | ROMAN |  | 3.43 | 0 | Residential | 1 | PENNSAUKEN TWP | 8109 | 14 | SOLARCITY CORPORATION | PSE&G BPU | No | Complete | 2013-04-01 | 2013-08-06 | 2013-08-09 | 2013-08-09
SRP17897 | SREC Solar | KELLER | AT&T CORPORATION | 412.8 | 0 | Commercial | 1 | CEDAR KNOLLS | 7927 | 3 | NVT LICENSES, LLC | JCP&L | No | Complete | 2013-04-01 | 2013-05-31 | 2013-06-10 | 2013-06-10
SRP17898 | SREC Solar | CONSULMAGNO |  | 5.88 | 0 | Residential | 1 | RINGOES | 8551 | 4 | SOLARCITY CORPORATION | JCP&L | No | Complete | 2013-04-01 | 2013-09-26 | 2013-10-01 | 2013-10-01
SRP17901 | SREC Solar | BAKER |  | 9.555 | 0 | Residential | 1 | HAMBURG | 7419 | 1 | EAST COAST ALTERNATIVE ENERGY | JCP&L | No | Complete | 2013-04-01 | 2013-06-25 | 2013-06-27 | 2013-06-27
SRP17902 | SREC Solar | VARSALONE |  | 7 | 0 | Residential | 1 | SOMERSET | 8873 | 5 | TRINITY HEATING AND AIR | PSE&G BPU | No | Complete | 2013-04-01 | 2013-06-21 | 2013-06-27 | 2013-06-27
SRP17903 | SREC Solar | DIEFENBACHER |  | 9.75 | 0 | Residential | 1 | WALL | 7719 | 17 | ENERGY SOLUTIONS OF NEW JERSEY LLC | JCP&L | No | Complete | 2013-04-01 | 2013-07-29 | 2013-08-05 | 2013-08-05
SRP17905 | SREC Solar | WEISS |  | 14.7 | 0 | Residential | 1 | PINE BROOK | 7058 | 3 | ACOS ENERGY, LLC | JCP&L | No | Complete | 2013-04-01 | 2013-06-21 | 2013-07-25 | 2013-07-25
SRP17906 | SREC Solar | KOZAKIS |  | 13.734 | 0 | Residential | 1 | LEBANON | 8833 | 4 | GREEN POWER ENERGY LLC | JCP&L | No | Complete | 2013-04-01 | 2013-08-16 | 2013-08-20 | 2013-08-20
SRP17908 | SREC Solar | BECKER |  | 11.27 | 0 | Residential | 1 | LINCOLN PARK | 7035 | 3 | EAST COAST ALTERNATIVE ENERGY | JCP&L | No | Complete | 2013-04-01 | 2013-07-23 | 2013-07-25 | 2013-07-25
SRP17909 | SREC Solar | COPPENS |  | 10.78 | 0 | Residential | 1 | EGG HARBOR TOWNSHIP | 8234 | 19 | ACOS ENERGY, LLC | AC Electric | No | Complete | 2013-04-01 | 2013-11-08 | 2013-11-15 | 2013-11-15
SRP17910 | SREC Solar | TARONCHER |  | 7.84 | 0 | Residential | 1 | MAYS LANDING | 8330 | 19 | ACOS ENERGY, LLC | AC Electric | No | Complete | 2013-04-01 | 2013-08-22 | 2013-08-27 | 2013-08-27
SRP17911 | SREC Solar | FLEMING |  | 5.88 | 0 | Residential | 1 | GLOUCESTER TOWNSHIP | 8012 | 14 | SOLARCITY CORPORATION | AC Electric | No | Complete | 2013-04-01 | 2013-09-17 | 2013-09-24 | 2013-09-24
SRP17912 | SREC Solar | MEHTA |  | 3.75 | 0 | Residential | 0 | JERSEY CITY | 7304 | 8 | TRINITY HEATING AND AIR | PSE&G BPU | No | Complete | 2013-04-01 | 2014-03-18 | 2014-03-27 | 2014-03-27
SRP17913 | SREC Solar | MILLER |  | 6 | 0 | Residential | 1 | ISELIN | 8830 | 11 | TRINITY HEATING AND AIR | PSE&G BPU | No | Complete | 2013-04-01 | 2013-11-21 | 2013-11-26 | 2013-11-26
SRP17914 | SREC Solar | SWAYER | BOROUGH OF GLASSBORO | 271.755 | 0 | Municipality | 1 | GLASSBORO | 8028 | 15 | ALTERNATIVE ELECTRIC, INC. | AC Electric | No | Complete | 2013-04-01 | 2014-02-06 | 2014-03-06 | 2014-03-06
SRP17915 | SREC Solar | VIRTUCIO |  | 2.88 | 0 | Residential | 1 | HASBROUCK HEIGHTS | 7604 | 7 | VIVINT SOLAR | PSE&G BPU | No | Complete | 2013-04-01 | 2013-10-09 | 2013-10-11 | 2013-10-11
SRP17917 | SREC Solar | O'BRIEN |  | 6.867 | 0 | Residential | 1 | MYSTIC ISLANDS | 8087 | 18 | ROOF DIAGNOSTICS INC | AC Electric | No | Complete | 2013-04-01 | 2013-07-17 | 2013-07-22 | 2013-07-22
SRP17918 | SREC Solar | CARRION |  | 2.45 | 0 | Residential | 1 | LITTLE FERRY | 7643 | 7 | VIVINT SOLAR | PSE&G BPU | No | Complete | 2013-04-01 | 2013-10-25 | 2013-11-07 | 2013-11-07
SRP17919 | SREC Solar | DICOSMO |  | 4.5 | 0 | Residential | 1 | SPRINGFIELD | 7081 | 10 | TRINITY HEATING AND AIR | JCP&L | No | Complete | 2013-04-01 | 2013-06-05 | 2013-06-13 | 2013-06-13
SRP17920 | SREC Solar | BADOLATO |  | 5.5 | 0 | Residential | 1 | EDISON TWP | 8820 | 11 | ROOF DIAGNOSTICS INC | PSE&G BPU | No | Complete | 2013-04-01 | 2013-11-19 | 2013-11-25 | 2013-11-25
SRP17921 | SREC Solar | LAWRENCE |  | 4.75 | 0 | Residential | 1 | SCOTCH PLAINS TWP | 7076 | 10 | ROOF DIAGNOSTICS INC | PSE&G BPU | No | Complete | 2013-04-01 | 2014-02-21 | 2014-03-06 | 2014-03-06
SRP17922 | SREC Solar | CAUCCI |  | 25.725 | 0 | Residential | 1 | LAURELDALE | 8330 | 19 | ACOS ENERGY, LLC | AC Electric | No | Complete | 2013-04-01 | 2014-04-03 | 2014-04-23 | 2014-04-23
SRP17923 | SREC Solar | ADAMS |  | 8.82 | 0 | Residential | 1 | BROWNS MILLS | 8015 | 13 | RCL ENTERPRISES INC. | JCP&L | No | Complete | 2013-04-01 | 2013-05-10 | 2013-05-22 | 2013-05-22
SRP17924 | SREC Solar | ALVAREZ |  | 9.8 | 0 | Residential | 1 | CHERRY HILL | 8002 | 14 | RCL ENTERPRISES INC. | PSE&G BPU | No | Complete | 2013-04-01 | 2013-06-07 | 2013-06-13 | 2013-06-13
SRP17925 | SREC Solar | DIVITO |  | 22.05 | 0 | Residential | 1 | HAMMONTON | 8037 | 19 | GO SOLAR ELECTRIC, LLC | AC Electric | No | Complete | 2013-04-01 | 2014-01-14 | 2014-01-29 | 2014-01-29
SRP17927 | SREC Solar | CARUSO |  | 6.37 | 0 | Residential | 1 | PORT MONMOUTH | 7758 | 17 | RELIABLE POWER SERVICES, INC. | JCP&L | No | Complete | 2013-04-01 | 2013-08-14 | 2013-08-20 | 2013-08-20
SRP17932 | SREC Solar | WALA |  | 8.5 | 0 | Residential | 1 | HAZLET | 7730 | 17 | ROOF DIAGNOSTICS INC | JCP&L | No | Complete | 2013-04-01 | 2013-07-17 | 2013-07-23 | 2013-07-23
SRP17933 | SREC Solar | WACK |  | 3.995 | 0 | Residential | 1 | MAPLEWOOD | 7040 | 9 | VIVINT SOLAR | PSE&G BPU | No | Complete | 2013-04-01 | 2013-12-27 | 2014-01-15 | 2014-01-15
SRP17934 | SREC Solar | PARAGI |  | 7.5 | 0 | Residential | 1 | WEST ORANGE | 7052 | 9 | ROOF DIAGNOSTICS INC | PSE&G BPU | No | Complete | 2013-04-01 | 2013-11-06 | 2013-11-13 | 2013-11-13
SRP17936 | SREC Solar | MCNAMARA |  | 4.08 | 0 | Residential | 1 | SOMERSET | 8873 | 5 | VIVINT SOLAR | PSE&G BPU | No | Complete | 2013-04-01 | 2013-10-25 | 2013-11-06 | 2013-11-06
SRP17937 | SREC Solar | HEGGIE |  | 9.25 | 0 | Residential | 1 | W LONG BRANCH | 7764 | 17 | TRINITY HEATING AND AIR | JCP&L | No | Complete | 2013-04-01 | 2013-06-18 | 2013-06-25 | 2013-06-25
SRP17938 | SREC Solar | TORRES |  | 4.23 | 0 | Residential | 1 | PERTH AMBOY | 8861 | 11 | VIVINT SOLAR | PSE&G BPU | No | Complete | 2013-04-01 | 2013-09-04 | 2013-09-10 | 2013-09-10
SRP17939 | SREC Solar | MATUNAS |  | 12.005 | 0 | Residential | 1 | SPRING LAKE | 7762 | 17 | RELIABLE POWER SERVICES, INC. | JCP&L | No | Complete | 2013-04-01 | 2014-01-27 | 2014-03-06 | 2014-03-06
SRP17940 | SREC Solar | MUBARAK |  | 6.48 | 0 | Residential | 1 | SOMERSET | 8873 | 5 | VIVINT SOLAR | PSE&G BPU | No | Complete | 2013-04-01 | 2014-03-14 | 2014-03-25 | 2014-03-25
SRP17941 | SREC Solar | ALESSI |  | 3.055 | 0 | Residential | 1 | LODI | 7644 | 7 | VIVINT SOLAR | PSE&G BPU | No | Complete | 2013-04-01 | 2013-07-18 | 2013-07-24 | 2013-07-24
SRP17943 | SREC Solar | OBOLSKY |  | 3.76 | 0 | Residential | 1 | PORT READING | 7064 | 11 | VIVINT SOLAR | PSE&G BPU | No | Complete | 2013-04-01 | 2013-07-25 | 2013-08-01 | 2013-08-01
SRP17944 | SREC Solar | VAN DORN JR. |  | 3.29 | 0 | Residential | 1 | CLIFTON | 7012 | 6 | VIVINT SOLAR | PSE&G BPU | No | Complete | 2013-04-01 | 2013-10-28 | 2013-11-06 | 2013-11-06
SRP17945 | SREC Solar | WHELAN |  | 3.055 | 0 | Residential | 1 | LINDEN | 7036 | 10 | VIVINT SOLAR | PSE&G BPU | No | Complete | 2013-04-01 | 2014-01-22 | 2014-01-30 | 2014-01-30
SRP17946 | SREC Solar | LOVE |  | 5.17 | 0 | Residential | 1 | NUTLEY | 7110 | 9 | VIVINT SOLAR | PSE&G BPU | No | Complete | 2013-04-01 | 2013-05-28 | 2013-05-31 | 2013-05-31
SRP17947 | SREC Solar | TASSILLO |  | 3.675 | 0 | Residential | 1 | LODI | 7644 | 7 | VIVINT SOLAR | PSE&G BPU | No | Complete | 2013-04-01 | 2014-03-14 | 2014-03-25 | 2014-03-25
SRP17948 | SREC Solar | SMITH |  | 5.64 | 0 | Residential | 1 | LINDEN | 7036 | 10 | VIVINT SOLAR | PSE&G BPU | No | Complete | 2013-04-01 | 2014-02-25 | 2014-03-12 | 2014-03-12
SRP17949 | SREC Solar | DIPIETROPOLO JR | FIVE POINTS CAR WASH, DETAIL & LUBE | 34.3 | 0 | Commercial | 0 | SEWELL | 8080 | 15 | 4 BESTSOLAR | AC Electric | No | Complete | 2013-04-01 | 2013-06-05 | 2013-06-13 | 2013-06-13
SRP17951 | SREC Solar | ECKART |  | 9.065 | 0 | Residential | 1 | WARETOWN | 8758 | 18 | ACOS ENERGY, LLC | JCP&L | No | Complete | 2013-04-01 | 2013-10-25 | 2013-11-06 | 2013-11-06
SRP17953 | SREC Solar | DEMARINO | WOODBRIDGE MIDDLE SCHOOL | 57.96 | 0 | School Public K-12 | 0 | WOODBRIDGE | 7095 | 11 | DOBCO SOLAR & ELECTRIC LLC | PSE&G BPU | No | Complete | 2013-05-21 | 2013-12-12 | 2014-01-16 | 2014-01-16
SRP17954 | SREC Solar | ROLOFF |  | 4.465 | 0 | Residential | 1 | SADDLE BROOK | 7663 | 7 | VIVINT SOLAR | PSE&G BPU | No | Complete | 2013-04-01 | 2013-06-14 | 2013-06-24 | 2013-06-24
SRP17955 | SREC Solar | DEMARINO | WOODBRIDGE HIGH SCHOOL | 412.16 | 0 | School Public K-12 | 0 | WOODBRIDGE | 7095 | 11 | DOBCO SOLAR & ELECTRIC LLC | PSE&G BPU | No | Complete | 2013-04-01 | 2013-12-12 | 2013-12-27 | 2013-12-27
SRP17956 | SREC Solar | DAVIS |  | 8.085 | 0 | Residential | 1 | MCKEE CITY | 8234 | 19 | ACOS ENERGY, LLC | AC Electric | No | Complete | 2013-04-01 | 2013-08-19 | 2013-08-23 | 2013-08-23
SRP17957 | SREC Solar | BARNES |  | 5.25 | 0 | Residential | 1 | BARNEGAT | 8005 | 18 | ROOF DIAGNOSTICS INC | AC Electric | No | Complete | 2013-04-01 | 2013-11-05 | 2013-11-11 | 2013-11-11
SRP17958 | SREC Solar | QUAYLE |  | 9 | 0 | Residential | 1 | NEWTON | 7860 | 1 | ROOF DIAGNOSTICS INC | JCP&L | No | Complete | 2013-04-01 | 2013-11-05 | 2013-12-17 | 2013-12-17
SRP17959 | SREC Solar | BURKE |  | 19.11 | 0 | Residential | 1 | HAMMONTON | 8037 | 19 | ACOS ENERGY, LLC | AC Electric | No | Complete | 2013-04-01 | 2013-11-20 | 2013-11-27 | 2013-11-27
SRP17960 | SREC Solar | DIETZE |  | 4.75 | 0 | Residential | 0 | CLIFTON | 7013 | 6 | SELF INSTALL | PSE&G BPU | No | Complete | 2013-04-01 | 2014-01-23 | 2014-01-29 | 2014-01-29
SRP17961 | SREC Solar | BURKE |  | 19.11 | 0 | Residential | 1 | HAMMONTON | 8037 | 19 | ACOS ENERGY, LLC | AC Electric | No | Complete | 2013-04-01 | 2013-11-20 | 2013-11-27 | 2013-11-27
SRP17963 | SREC Solar | RIVERON |  | 8.33 | 0 | Residential | 1 | MAYS LANDING | 8330 | 19 | ALLSEASON CONSTRUCTION | AC Electric | No | Complete | 2013-04-01 | 2013-09-13 | 2013-09-18 | 2013-09-18
SRP17964 | SREC Solar | ASH |  | 10.5 | 0 | Residential | 1 | MANALAPAN | 7726 | 17 | TRINITY HEATING AND AIR | JCP&L | No | Complete | 2013-04-01 | 2013-08-14 | 2013-08-20 | 2013-08-20
SRP17965 | SREC Solar | ORTIZ |  | 7 | 0 | Residential | 1 | BARNEGAT | 8005 | 18 | ALTERIS RENEWABLES DBA REAL GOODS SOLAR | JCP&L | No | Complete | 2013-04-01 | 2014-01-23 | 2014-01-30 | 2014-01-30
SRP17966 | SREC Solar | CERASOLI |  | 5.25 | 0 | Residential | 1 | HIGHLAND PARK | 8904 | 11 | GREENPOINTE ENERGY | PSE&G BPU | No | Complete | 2013-04-01 | 2013-06-11 | 2013-06-17 | 2013-06-17
SRP17967 | SREC Solar | BALASSAITIS |  | 10.14 | 0 | Residential | 1 | TURNERSVILLE | 8012 | 14 | KAITANNA SOLAR, LLC | AC Electric | No | Complete | 2013-04-01 | 2013-08-22 | 2013-08-27 | 2013-08-27
SRP17968 | SREC Solar | EDWARDS |  | 7.25 | 0 | Residential | 1 | BURLINGTON | 8016 | 13 | ROOF DIAGNOSTICS INC | PSE&G BPU | No | Complete | 2013-04-01 | 2013-11-25 | 2013-12-02 | 2013-12-02
SRP17969 | SREC Solar | ROMANOWSKI |  | 4 | 0 | Residential | 1 | WALL | 7719 | 17 | ROOF DIAGNOSTICS INC | JCP&L | No | Complete | 2013-04-01 | 2013-10-31 | 2013-11-08 | 2013-11-08
SRP17970 | SREC Solar | PATEL |  | 10 | 0 | Residential | 1 | PISCATAWAY | 8854 | 11 | ROOF DIAGNOSTICS INC | PSE&G BPU | No | Complete | 2013-04-01 | 2013-10-11 | 2013-12-17 | 2013-12-17
SRP17971 | SREC Solar | ANTUNES |  | 7 | 0 | Residential | 1 | BOUND BROOK | 8805 | 5 | ROOF DIAGNOSTICS INC | PSE&G BPU | No | Complete | 2013-04-01 | 2014-03-13 | 2014-03-27 | 2014-03-27
SRP17972 | SREC Solar | HEIMLICH |  | 6.54 | 0 | Residential | 1 | HIGHLAND PARK | 8904 | 11 | GEOPEAK ENERGY LLC | PSE&G BPU | No | Complete | 2013-04-01 | 2013-09-11 | 2013-10-01 | 2013-10-01
SRP17973 | SREC Solar | AUGER |  | 10.535 | 0 | Residential | 1 | MATAWAN | 7747 | 17 | TRINITY HEATING AND AIR | JCP&L | No | Complete | 2013-04-01 | 2013-06-14 | 2013-06-24 | 2013-06-24
SRP17974 | SREC Solar | AUMACK |  | 6 | 0 | Residential | 1 | BRICK | 8724 | 18 | ROOF DIAGNOSTICS INC | JCP&L | No | Complete | 2013-04-01 | 2013-10-31 | 2013-11-08 | 2013-11-08
SRP17975 | SREC Solar | DUNKEL |  | 7.35 | 0 | Residential | 1 | WEST BERLIN | 8091 | 14 | SOLARCITY CORPORATION | AC Electric | No | Complete | 2013-04-01 | 2013-10-10 | 2013-10-15 | 2013-10-15
SRP17976 | SREC Solar | MURDOCK |  | 7.5 | 0 | Residential | 1 | BAYVILLE | 8721 | 18 | ROOF DIAGNOSTICS INC | JCP&L | No | Complete | 2013-04-01 | 2013-11-19 | 2013-11-27 | 2013-11-27
SRP17977 | SREC Solar | BARRISON |  | 3.924 | 0 | Residential | 0 | PRINCETON JCT | 8550 | 12 | GEOPEAK ENERGY LLC | PSE&G BPU | No | Complete | 2013-04-01 | 2013-08-27 | 2013-09-04 | 2013-09-04
SRP17978 | SREC Solar | WARD |  | 6.54 | 0 | Residential | 1 | HIGHLANDS | 7732 | 17 | GEOPEAK ENERGY LLC | JCP&L | No | Complete | 2013-04-01 | 2013-10-24 | 2013-10-28 | 2013-10-28
SRP17979 | SREC Solar | TOLENTINO |  | 3 | 0 | Residential | 1 | WHITING | 8759 | 18 | ROOF DIAGNOSTICS INC | JCP&L | No | Complete | 2013-04-01 | 2014-03-14 | 2014-03-21 | 2014-03-21
SRP17980 | SREC Solar | KWIATEK |  | 10.75 | 0 | Residential | 1 | MANCHESTER TWP | 8759 | 18 | ROOF DIAGNOSTICS INC | JCP&L | No | Complete | 2013-04-01 | 2013-09-24 | 2013-09-26 | 2013-09-26
SRP17981 | SREC Solar | BARASCH |  | 6.25 | 0 | Residential | 1 | BARNEGAT | 8005 | 18 | TRINITY HEATING AND AIR | AC Electric | No | Complete | 2013-05-06 | 2013-06-11 | 2013-07-02 | 2013-07-02
SRP17982 | SREC Solar | CATALANO |  | 5.5 | 0 | Residential | 1 | TOMS RIVER | 8755 | 18 | ROOF DIAGNOSTICS INC | JCP&L | No | Complete | 2013-04-01 | 2013-12-03 | 2013-12-06 | 2013-12-06
SRP17985 | SREC Solar | MAJUMDAR |  | 5.75 | 0 | Residential | 1 | FREEHOLD | 7728 | 17 | ROOF DIAGNOSTICS INC | JCP&L | No | Complete | 2013-04-01 | 2013-10-25 | 2013-11-14 | 2013-11-14
SRP17986 | SREC Solar | LOVUOLA |  | 5.75 | 0 | Residential | 1 | ALLENWOOD | 8720 | 17 | ROOF DIAGNOSTICS INC | JCP&L | No | Complete | 2013-04-01 | 2013-10-30 | 2013-11-11 | 2013-11-11
SRP17988 | SREC Solar | RIDEL |  | 4.25 | 0 | Residential | 1 | WILLIAMSTOWN | 8094 | 15 | TRINITY HEATING AND AIR | AC Electric | No | Complete | 2013-04-01 | 2013-06-11 | 2013-06-17 | 2013-06-17
SRP17990 | SREC Solar | MANNA |  | 6 | 0 | Residential | 1 | LANOKA HARBOR | 8734 | 18 | ROOF DIAGNOSTICS INC | JCP&L | No | Complete | 2013-04-01 | 2013-09-17 | 2013-09-24 | 2013-09-24
SRP17992 | SREC Solar | SULLIVAN |  | 7.285 | 0 | Residential | 0 | MATAWAN | 7747 | 17 | GREEN SUN ENERGY SERVICES | JCP&L | No | Complete | 2013-04-01 | 2014-03-12 | 2014-03-19 | 2014-03-19
SRP17993 | SREC Solar | ESCHER |  | 9 | 0 | Residential | 1 | BAYVILLE | 8721 | 18 | ROOF DIAGNOSTICS INC | JCP&L | No | Complete | 2013-04-01 | 2013-10-11 | 2013-10-15 | 2013-10-15
SRP17996 | SREC Solar | SMITH |  | 11.5 | 0 | Residential | 1 | PORT REPUBLIC | 8241 | 19 | BRITE IDEA ENERGY | AC Electric | No | Complete | 2013-04-08 | 2013-08-13 | 2013-08-15 | 2013-08-15
SRP17997 | SREC Solar | FRONTERA |  | 5.145 | 0 | Residential | 1 | TOMS RIVER | 8757 | 18 | SUNGEVITY, INC. | JCP&L | No | Complete | 2013-05-13 | 2013-10-10 | 2013-10-15 | 2013-10-15
SRP17998 | SREC Solar | KUTNER |  | 7.35 | 0 | Residential | 1 | FREEHOLD | 7728 | 17 | SUNGEVITY, INC. | JCP&L | No | Complete | 2013-04-08 | 2013-06-28 | 2013-07-02 | 2013-07-02
SRP17999 | SREC Solar | TRIPOP |  | 7 | 0 | Residential | 1 | TOMS RIVER | 8755 | 18 | TRINITY HEATING AND AIR | JCP&L | No | Complete | 2013-04-08 | 2013-07-19 | 2013-07-23 | 2013-07-23
SRP18000 | SREC Solar | STOWE |  | 7.5 | 0 | Residential | 1 | NEPTUNE | 7758 | 17 | TRINITY HEATING AND AIR | JCP&L | No | Complete | 2013-04-08 | 2013-08-05 | 2013-08-06 | 2013-08-06
SRP18001 | SREC Solar | SMITH |  | 6.5 | 0 | Residential | 1 | WESTAMPTON | 8060 | 13 | TRINITY HEATING AND AIR | PSE&G BPU | No | Complete | 2013-04-08 | 2013-05-30 | 2013-06-05 | 2013-06-05
SRP18002 | SREC Solar | DEMARCO |  | 13.72 | 0 | Residential | 1 | SWEDESBORO | 8085 | 15 | TRINITY HEATING AND AIR | AC Electric | No | Complete | 2013-04-08 | 2013-06-11 | 2013-06-18 | 2013-06-18
SRP18003 | SREC Solar | MARTYN |  | 13.76 | 0 | Residential | 1 | ESTELLE MANOR | 8319 | 19 | NJ SOLAR POWER, LLC | AC Electric | No | Complete | 2013-04-08 | 2013-08-27 | 2013-09-04 | 2013-09-04
SRP18004 | SREC Solar | BOBZIN |  | 5.145 | 0 | Residential | 1 | MANASQUAN | 8736 | 17 | LUMINATION HOME ENERGY | JCP&L | No | Complete | 2013-04-08 | 2013-07-10 | 2013-07-18 | 2013-07-18
SRP18005 | SREC Solar | SHAH |  | 5 | 0 | Residential | 1 | PARSIPPANY | 7054 | 3 | TRINITY HEATING AND AIR | JCP&L | No | Complete | 2013-04-08 | 2013-06-11 | 2013-07-08 | 2013-07-08
SRP18006 | SREC Solar | THOMAS |  | 14.7 | 0 | Residential | 1 | EHT | 8234 | 19 | ACOS ENERGY, LLC | AC Electric | No | Complete | 2013-04-08 | 2013-11-12 | 2013-12-17 | 2013-12-17
SRP18008 | SREC Solar | DAUBNER |  | 6.375 | 0 | Residential | 1 | BRICK | 8724 | 18 | ENERGY SOLUTIONS OF NEW JERSEY LLC | JCP&L | No | Complete | 2013-04-08 | 2013-08-09 | 2013-08-15 | 2013-08-15
SRP18009 | SREC Solar | PHAM |  | 14.21 | 0 | Residential | 1 | MAYS LANDINGS | 8330 | 19 | ACOS ENERGY, LLC | AC Electric | No | Complete | 2013-04-08 | 2014-05-22 | 2014-05-27 | 2014-05-27
SRP18010 | SREC Solar | KHAN |  | 8.32 | 0 | Residential | 1 | RANDOLPH | 7869 | 3 | SOLARCITY CORPORATION | JCP&L | No | Complete | 2013-04-08 | 2013-09-04 | 2013-09-10 | 2013-09-10
SRP18013 | SREC Solar | SCHULTZ | TWP OF MEDFORD MUA | 1531.64 | 0 | Municipality | 1 | MEDFORD | 8055 | 13 | GEHRLICHER SOLAR AMERICA CORP. | PSE&G BPU | No | Complete | 2013-04-08 | 2013-09-19 | 2013-09-26 | 2013-09-26
SRP18014 | SREC Solar | NIAZ |  | 4.165 | 0 | Residential | 1 | PISCATAWAY | 8854 | 11 | VIVINT SOLAR | PSE&G BPU | No | Complete | 2013-04-08 | 2013-11-19 | 2013-11-25 | 2013-11-25
SRP18015 | SREC Solar | GIORGI |  | 6.48 | 0 | Residential | 1 | UNION | 7083 | 10 | VIVINT SOLAR | PSE&G BPU | No | Complete | 2013-04-08 | 2014-01-22 | 2014-02-21 | 2014-02-21
SRP18016 | SREC Solar | OWENS |  | 15.925 | 0 | Residential | 1 | WATERFORD WORKS | 8089 | 14 | ACOS ENERGY, LLC | AC Electric | No | Complete | 2013-04-08 | 2014-04-21 | 2014-05-01 | 2014-05-01
SRP18017 | SREC Solar | DESTASIO |  | 14.75 | 0 | Residential | 1 | BURLINGTON | 8016 | 13 | ASTRUM SOLAR, LLC | PSE&G BPU | No | Complete | 2013-04-08 | 2014-06-19 | 2014-06-24 | 2014-06-24
SRP18018 | SREC Solar | SANCHEZ |  | 8.82 | 0 | Residential | 1 | EHT | 8234 | 19 | RCL ENTERPRISES INC. | AC Electric | No | Complete | 2013-04-08 | 2013-06-07 | 2013-07-02 | 2013-07-02
SRP18019 | SREC Solar | MAIER |  | 15 | 0 | Residential | 1 | TUCKERTON | 8087 | 18 | ACOS ENERGY, LLC | AC Electric | No | Complete | 2013-04-08 | 2014-10-02 | 2014-10-14 | 2014-10-14
SRP18020 | SREC Solar | LOGAN |  | 3.675 | 0 | Residential | 1 | EHT | 8234 | 19 | SOLARCITY CORPORATION | AC Electric | No | Complete | 2013-04-08 | 2013-10-10 | 2013-10-15 | 2013-10-15
SRP18021 | SREC Solar | GIORGI |  | 2.88 | 0 | Residential | 1 | UNION | 7083 | 10 | VIVINT SOLAR | PSE&G BPU | No | Complete | 2013-04-08 | 2013-11-19 | 2013-11-25 | 2013-11-25
SRP18022 | SREC Solar | BESLER |  | 12.5 | 0 | Residential | 1 | TRENTON | 8610 | 12 | TRINITY HEATING AND AIR | PSE&G BPU | No | Complete | 2013-04-08 | 2013-07-01 | 2013-07-05 | 2013-07-05
SRP18023 | SREC Solar | TOTTERDALE |  | 6.37 | 0 | Residential | 1 | MCKEE CITY | 8234 | 19 | RCL ENTERPRISES INC. | AC Electric | No | Complete | 2013-04-08 | 2013-06-21 | 2013-06-27 | 2013-06-27
SRP18024 | SREC Solar | DYER |  | 7.105 | 0 | Residential | 1 | OCEAN CITY | 8226 | 21 | ACOS ENERGY, LLC | AC Electric | No | Complete | 2013-04-08 | 2013-12-20 | 2014-01-08 | 2014-01-08
SRP18025 | SREC Solar | CARNEY |  | 7.194 | 0 | Residential | 0 | SALEM | 8079 | 16 | GEOPEAK ENERGY LLC | AC Electric | No | Complete | 2013-04-08 | 2014-01-08 | 2014-01-21 | 2014-01-21
SRP18027 | SREC Solar | WILLIAMS |  | 7.194 | 0 | Residential | 1 | CALIFON | 7830 | 4 | GEOPEAK ENERGY LLC | JCP&L | No | Complete | 2013-04-08 | 2013-10-15 | 2013-10-18 | 2013-10-18
SRP18028 | SREC Solar | MURRAY |  | 12.25 | 0 | Residential | 1 | CARNEYS POINT | 8069 | 16 | SEA BRIGHT SOLAR, LLC | AC Electric | No | Complete | 2013-04-08 | 2013-06-26 | 2013-06-28 | 2013-06-28
SRP18029 | SREC Solar | JOHNSON |  | 7.7 | 0 | Residential | 0 | FREEHOLD | 7728 | 17 | VOLT-TECH ELECTRIC CO. | JCP&L | No | Complete | 2013-04-08 | 2014-04-16 | 2014-05-06 | 2014-05-06
SRP18030 | SREC Solar | JONES |  | 4.08 | 0 | Residential | 0 | HILLSBOROUGH | 8844 | 5 | TOTAL EXTERIORS | JCP&L | No | Complete | 2013-04-08 | 2014-10-09 | 2014-10-17 | 2014-10-17
SRP18031 | SREC Solar | GHIBA |  | 7.595 | 0 | Residential | 1 | CHERRY HILL | 8002 | 14 | ALLSEASON CONSTRUCTION | PSE&G BPU | No | Complete | 2013-04-08 | 2013-10-24 | 2013-11-04 | 2013-11-04
SRP18032 | SREC Solar | PRATT |  | 4.08 | 0 | Residential | 0 | MIDDLESEX | 8846 | 11 | TOTAL EXTERIORS | PSE&G BPU | No | Complete | 2013-04-08 | 2013-06-20 | 2013-07-23 | 2013-07-23
SRP18033 | SREC Solar | KOCHINSKI |  | 4.41 | 0 | Residential | 1 | RIO GRANDE | 8242 | 21 | ALLSEASON CONSTRUCTION | AC Electric | No | Complete | 2013-04-08 | 2013-07-09 | 2013-07-12 | 2013-07-12
SRP18034 | SREC Solar | NOWLEN |  | 5.1 | 0 | Residential | 0 | CLIFFWOOD BEACH | 7735 | 17 | TOTAL EXTERIORS | JCP&L | No | Complete | 2013-04-08 | 2014-03-11 | 2014-03-27 | 2014-03-27
SRP18035 | SREC Solar | POSEY |  | 6.86 | 0 | Residential | 1 | ATCO | 8004 | 14 | ALLSEASON CONSTRUCTION | AC Electric | No | Complete | 2013-04-08 | 2013-09-25 | 2013-10-01 | 2013-10-01
SRP18036 | SREC Solar | SCERBO |  | 4.655 | 0 | Residential | 1 | WEST TUCKERTON(LEHT) | 8087 | 18 | ALLSEASON CONSTRUCTION | AC Electric | No | Complete | 2013-04-08 | 2013-09-25 | 2013-10-01 | 2013-10-01
SRP18037 | SREC Solar | GELBWACHS |  | 6.75 | 0 | Residential | 1 | LAKEWOOD | 8701 | 18 | AROSA SOLAR ENERGY, INC | JCP&L | No | Complete | 2013-04-08 | 2013-06-05 | 2013-06-13 | 2013-06-13
SRP18038 | SREC Solar | KHAN |  | 5.1 | 0 | Residential | 0 | PRINCETON | 8540 | 12 | TOTAL EXTERIORS | PSE&G BPU | No | Complete | 2013-04-08 | 2013-10-22 | 2013-10-28 | 2013-10-28
SRP18039 | SREC Solar | LUTERZA |  | 3.92 | 0 | Residential | 1 | VERONA | 7044 | 9 | VIVINT SOLAR | PSE&G BPU | No | Complete | 2013-04-08 | 2013-12-26 | 2014-01-10 | 2014-01-10
SRP18047 | SREC Solar | RIVERA |  | 4.165 | 0 | Residential | 1 | UNION | 7083 | 10 | VIVINT SOLAR | PSE&G BPU | No | Complete | 2013-04-08 | 2014-01-10 | 2014-01-24 | 2014-01-24
SRP18048 | SREC Solar | GULITE |  | 10.535 | 0 | Residential | 1 | WOODBINE | 8270 | 21 | ALLSEASON CONSTRUCTION | AC Electric | No | Complete | 2013-04-08 | 2014-03-07 | 2014-04-10 | 2014-04-10
SRP18049 | SREC Solar | GULITE |  | 2.94 | 0 | Residential | 1 | WOODBINE | 8270 | 21 | ALLSEASON CONSTRUCTION | AC Electric | No | Complete | 2013-04-08 | 2014-03-07 | 2014-03-20 | 2014-03-20
SRP18050 | SREC Solar | STANESCU |  | 9.555 | 0 | Residential | 1 | MT ROYAL | 8061 | 15 | ALLSEASON CONSTRUCTION | AC Electric | No | Complete | 2013-04-08 | 2013-11-05 | 2013-11-13 | 2013-11-13
SRP18051 | SREC Solar | FARIA |  | 4.165 | 0 | Residential | 1 | UNION | 7083 | 10 | VIVINT SOLAR | PSE&G BPU | No | Complete | 2013-04-08 | 2013-12-26 | 2014-01-14 | 2014-01-14
SRP18052 | SREC Solar | PRELL |  | 7.2 | 0 | Residential | 0 | LITTLE FALLS | 7424 | 6 | RENEWERGY SOLUTIONS GROUP | PSE&G BPU | No | Complete | 2013-04-08 | 2013-06-03 | 2013-06-10 | 2013-06-10
SRP18053 | SREC Solar | RUBINSTEIN |  | 7.75 | 0 | Residential | 1 | EDISON | 8820 | 11 | ROOF DIAGNOSTICS INC | PSE&G BPU | No | Complete | 2013-04-08 | 2013-12-31 | 2014-01-15 | 2014-01-15
SRP18054 | SREC Solar | DAVE |  | 6.867 | 0 | Residential | 1 | PLAINSBORO | 8536 | 11 | GEOPEAK ENERGY LLC | PSE&G BPU | No | Complete | 2013-04-08 | 2013-10-15 | 2013-10-16 | 2013-10-16
SRP18056 | SREC Solar | MORAN |  | 11.75 | 0 | Residential | 1 | TEANECK | 7666 | 7 | ROOF DIAGNOSTICS INC | PSE&G BPU | No | Complete | 2013-04-08 | 2013-11-07 | 2013-11-18 | 2013-11-18
SRP18057 | SREC Solar | SITTINERI |  | 14.19 | 0 | Residential | 1 | WOODBINE | 8270 | 21 | SOLARCITY CORPORATION | AC Electric | No | Complete | 2013-04-08 | 2013-10-24 | 2013-10-31 | 2013-10-31
SRP18058 | SREC Solar | PEARSALL |  | 4.75 | 0 | Residential | 1 | OAKHURST | 7755 | 17 | ROOF DIAGNOSTICS INC | JCP&L | No | Complete | 2013-04-08 | 2013-10-04 | 2013-10-09 | 2013-10-09
SRP18059 | SREC Solar | BLACKETER |  | 12.74 | 0 | Residential | 1 | MIDDLE WP | 8242 | 21 | SOLARCITY CORPORATION | AC Electric | No | Complete | 2013-04-08 | 2013-08-09 | 2013-08-15 | 2013-08-15
SRP18060 | SREC Solar | DESOUTER |  | 8.502 | 0 | Residential | 1 | WAYNE | 7470 | 6 | SEA BRIGHT SOLAR, LLC | PSE&G BPU | No | Complete | 2013-04-08 | 2013-08-16 | 2013-08-21 | 2013-08-21
SRP18061 | SREC Solar | FEDOR |  | 10 | 0 | Residential | 1 | MONROE TWP | 8831 | 11 | TRINITY HEATING AND AIR | JCP&L | No | Complete | 2013-04-08 | 2013-07-23 | 2013-07-25 | 2013-07-25
SRP18062 | SREC Solar | CHADWICK |  | 6.24 | 0 | Residential | 0 | BRICK | 8723 | 18 | ATEN SOLAR | JCP&L | No | Complete | 2013-04-08 | 2014-03-05 | 2014-03-17 | 2014-03-17
SRP18065 | SREC Solar | SCHAFER |  | 5.355 | 0 | Residential | 0 | BELLE MEAD | 8502 | 5 | TOTAL EXTERIORS | PSE&G BPU | No | Complete | 2013-04-08 | 2014-03-31 | 2014-04-08 | 2014-04-08
SRP18066 | SREC Solar | HADLAND |  | 8.502 | 0 | Residential | 1 | EAST BRUNSWICK | 8816 | 11 | GEOPEAK ENERGY LLC | PSE&G BPU | No | Complete | 2013-04-08 | 2013-10-25 | 2013-11-04 | 2013-11-04
SRP18067 | SREC Solar | POHORELY |  | 3.5 | 0 | Residential | 0 | WASHINGTON | 7882 | 2 | TRINITY HEATING AND AIR | JCP&L | No | Complete | 2013-04-08 | 2013-08-06 | 2013-08-09 | 2013-08-09
SRP18068 | SREC Solar | WASHINGTON | LITTLE PEOPLE AT WORK INC | 36.96 | 0 | Commercial | 1 | NEPTUNE | 7753 | 17 | MERCURY SOLAR SYSTEMS - PORT CHESTER | PSE&G BPU | No | Complete | 2013-04-08 | 2014-04-14 | 2014-05-16 | 2014-05-16
SRP18069 | SREC Solar | ENGKVIST |  | 2.04 | 0 | Residential | 1 | TURNERSVILLE | 8012 | 14 | TRINITY HEATING AND AIR | AC Electric | No | Complete | 2013-04-08 | 2013-05-29 | 2013-06-04 | 2013-06-04
SRP18070 | SREC Solar | RICHES |  | 14 | 0 | Residential | 1 | FRANKLINVILLE | 8322 | 15 | TRINITY HEATING AND AIR | AC Electric | No | Complete | 2013-04-08 | 2013-09-13 | 2013-10-01 | 2013-10-01
SRP18071 | SREC Solar | CARFOLITE |  | 3.92 | 0 | Residential | 1 | HADDONFIELD | 8033 | 14 | SOLARCITY CORPORATION | Orange & Rockland Elec | No | Complete | 2013-04-08 | 2013-10-01 | 2013-10-09 | 2013-10-09
SRP18072 | SREC Solar | CATONA |  | 12.74 | 0 | Residential | 1 | PORT REPUBLICH | 8241 | 19 | TRINITY HEATING AND AIR | AC Electric | No | Complete | 2013-04-08 | 2013-11-12 | 2013-11-20 | 2013-11-20
SRP18073 | SREC Solar | FULLER |  | 11.25 | 0 | Residential | 1 | HILLSBOROUGH | 8844 | 5 | ROOF DIAGNOSTICS INC | PSE&G BPU | No | Complete | 2013-04-08 | 2013-11-19 | 2013-12-16 | 2013-12-16
SRP18074 | SREC Solar | GERIBO |  | 7.5 | 0 | Residential | 1 | BEACHWOOD | 8722 | 18 | TRINITY HEATING AND AIR | JCP&L | No | Complete | 2013-04-08 | 2013-04-30 | 2013-05-15 | 2013-05-15
SRP18076 | SREC Solar | KUHNERT |  | 13.26 | 0 | Residential | 1 | TOMS RIVER | 8753 | 18 | SOLARCITY CORPORATION | JCP&L | No | Complete | 2013-04-08 | 2013-09-24 | 2013-10-03 | 2013-10-03
SRP18078 | SREC Solar | GONZALEZ |  | 6.86 | 0 | Residential | 1 | PATERSON | 7502 | 6 | TRINITY HEATING AND AIR | PSE&G BPU | No | Complete | 2013-04-08 | 2013-11-05 | 2013-11-20 | 2013-11-20
SRP18079 | SREC Solar | GLASS |  | 33.66 | 0 | Residential | 0 | ALDINE | 8318 | 16 | RCL ENTERPRISES INC. | AC Electric | No | Complete | 2013-04-08 | 2013-08-09 | 2013-08-27 | 2013-08-27
SRP18081 | SREC Solar | MICHAEL |  | 8.575 | 0 | Residential | 1 | EHT | 8234 | 19 | ACOS ENERGY, LLC | AC Electric | No | Complete | 2013-04-08 | 2013-09-18 | 2013-10-07 | 2013-10-07
SRP18082 | SREC Solar | NAGARAJAH |  | 8.502 | 0 | Residential | 1 | HILLSBOROUGH | 8844 | 5 | AMERGY SOLAR | PSE&G BPU | No | Complete | 2013-04-08 | 2013-07-22 | 2013-07-25 | 2013-07-25
SRP18083 | SREC Solar | RESTUCCIO |  | 23.03 | 0 | Residential | 1 | HAMMONTON | 8037 | 19 | ACOS ENERGY, LLC | AC Electric | No | Complete | 2013-04-08 | 2014-03-26 | 2014-04-04 | 2014-04-04
SRP18084 | SREC Solar | MOORE | WESTMONT FIRE COMPANY | 35.035 | 0 | Commercial | 1 | WESTMONT | 8108 | 14 | RCL ENTERPRISES INC. | PSE&G BPU | No | Complete | 2013-04-08 | 2013-07-22 | 2013-07-25 | 2013-07-25
SRP18085 | SREC Solar | HILL |  | 11.27 | 0 | Residential | 1 | CARNEYS POINT | 8069 | 16 | RCL ENTERPRISES INC. | AC Electric | No | Complete | 2013-04-08 | 2013-06-07 | 2013-06-13 | 2013-06-13
SRP18086 | SREC Solar | VIGLIOTTI |  | 18.312 | 0 | Residential | 1 | STIRLING | 7980 | 3 | SEA BRIGHT SOLAR, LLC | JCP&L | No | Complete | 2013-04-08 | 2013-08-13 | 2013-08-15 | 2013-08-15
SRP18087 | SREC Solar | ROMA |  | 5.5 | 0 | Residential | 1 | TOMS RIVER | 8757 | 18 | TRINITY HEATING AND AIR | JCP&L | No | Complete | 2013-04-08 | 2013-07-31 | 2013-09-03 | 2013-09-03
SRP18088 | SREC Solar | WEISEL |  | 12.5 | 0 | Residential | 1 | WRIGHTSTOWN | 8562 | 13 | ROOF DIAGNOSTICS INC | JCP&L | No | Complete | 2013-04-08 | 2013-12-18 | 2014-01-16 | 2014-01-16
SRP18089 | SREC Solar | LANGAN |  | 8.25 | 0 | Residential | 1 | MONTAGUE | 7827 | 1 | ROOF DIAGNOSTICS INC | Orange & Rockland Elec | No | Complete | 2013-04-08 | 2014-03-11 | 2014-03-19 | 2014-03-19
SRP18090 | SREC Solar | SAWYER | BORO OF GLASSBORO | 266.02 | 0 | Municipality | 1 | GLASSBORO | 8028 | 15 | ALTERNATIVE ELECTRIC, INC. | AC Electric | No | Complete | 2013-04-08 | 2014-06-23 | 2014-06-27 | 2014-06-27
SRP18091 | SREC Solar | GARCIA |  | 3.25 | 0 | Residential | 1 | CLIFTON | 7013 | 6 | ROOF DIAGNOSTICS INC | PSE&G BPU | No | Complete | 2013-04-08 | 2013-12-04 | 2014-01-24 | 2014-01-24
SRP18092 | SREC Solar | PUNJ |  | 12 | 0 | Residential | 1 | RINGOES | 8551 | 4 | ROOF DIAGNOSTICS INC | JCP&L | No | Complete | 2013-04-08 | 2013-09-06 | 2013-09-17 | 2013-09-17
SRP18093 | SREC Solar | LIWANAG |  | 6.75 | 0 | Residential | 1 | MOUNT HOLLY | 8060 | 13 | ROOF DIAGNOSTICS INC | PSE&G BPU | No | Complete | 2013-04-08 | 2013-12-02 | 2013-12-16 | 2013-12-16
SRP18094 | SREC Solar | WOJCIAK |  | 7.5 | 0 | Residential | 1 | BRICK | 8724 | 18 | ROOF DIAGNOSTICS INC | JCP&L | No | Complete | 2013-04-08 | 2013-09-20 | 2013-09-30 | 2013-09-30
SRP18095 | SREC Solar | PREZA |  | 5.25 | 0 | Residential | 1 | MINE HILL | 7803 | 3 | ROOF DIAGNOSTICS INC | JCP&L | No | Complete | 2013-04-08 | 2013-11-25 | 2013-12-02 | 2013-12-02
SRP18096 | SREC Solar | RYSINSKI |  | 6.86 | 0 | Residential | 1 | SPOTSWOOD | 8884 | 11 | VERENGO SOLAR | JCP&L | No | Complete | 2013-04-15 | 2013-05-08 | 2013-06-24 | 2013-06-24
SRP18099 | SREC Solar | APRUZZI |  | 4.75 | 0 | Residential | 1 | OCEAN | 7712 | 17 | ROOF DIAGNOSTICS INC | JCP&L | No | Complete | 2013-04-15 | 2013-08-20 | 2013-09-03 | 2013-09-03
SRP18100 | SREC Solar | PHUNG |  | 10.045 | 0 | Residential | 1 | EGG HARBOR TOWNSHIP | 8234 | 19 | RCL ENTERPRISES INC. | AC Electric | No | Complete | 2013-04-15 | 2013-06-21 | 2013-06-27 | 2013-06-27
SRP18101 | SREC Solar | EGAN |  | 11.445 | 0 | Residential | 1 | LAKE HOPATCONG | 7849 | 3 | SEA BRIGHT SOLAR, LLC | JCP&L | No | Complete | 2013-04-15 | 2013-08-16 | 2013-08-20 | 2013-08-20
SRP18102 | SREC Solar | MOUNT | LEONARDO FIRST AID SQUAD | 23.765 | 0 | Non Profit | 1 | LEONARDO | 7737 | 17 | RELIABLE POWER SERVICES, INC. | JCP&L | No | Complete | 2013-04-15 | 2014-01-30 | 2014-02-17 | 2014-02-17
SRP18103 | SREC Solar | MAUG | PITT OHIO | 262.08 | 0 | Commercial | 1 | HAMILTON | 8619 | 12 | NEXUS SOLAR LLC | PSE&G BPU | No | Complete | 2013-04-15 | 2013-10-02 | 2013-10-10 | 2013-10-10
SRP18104 | SREC Solar | BAYAN |  | 5.88 | 0 | Residential | 1 | BORDENTOWN | 8620 | 12 | TRINITY HEATING AND AIR | PSE&G BPU | No | Complete | 2013-04-15 | 2013-07-16 | 2013-07-19 | 2013-07-19
SRP18109 | SREC Solar | KALOUSTIAN |  | 7.595 | 0 | Residential | 1 | VOORHEES | 8043 | 14 | SOLULAR LLC. II | AC Electric | No | Complete | 2013-04-15 | 2013-12-19 | 2014-01-06 | 2014-01-06
SRP18110 | SREC Solar | ROBIDEAU |  | 7.35 | 0 | Residential | 1 | LUMBERTON | 8048 | 13 | SOLULAR LLC. II | PSE&G BPU | No | Complete | 2013-04-15 | 2013-07-03 | 2013-07-29 | 2013-07-29
SRP18111 | SREC Solar | PETROSINO |  | 14.57 | 0 | Residential | 1 | FREEHOLD | 7728 | 17 | GREEN SUN ENERGY SERVICES | JCP&L | No | Complete | 2013-04-15 | 2013-07-15 | 2013-07-17 | 2013-07-17
SRP18113 | SREC Solar | CUMMINGS | COMMUNITY FIRE DEPT | 36.995 | 0 | Commercial | 1 | LEONARDO | 7737 | 17 | RELIABLE POWER SERVICES, INC. | JCP&L | No | Complete | 2013-04-15 | 2014-01-27 | 2014-02-18 | 2014-02-18
SRP18115 | SREC Solar | HOLCOMBE |  | 7.105 | 0 | Residential | 1 | MANTUA | 8051 | 15 | RCL ENTERPRISES INC. | AC Electric | No | Complete | 2013-04-15 | 2013-06-21 | 2013-06-27 | 2013-06-27
SRP18116 | SREC Solar | CAULEY |  | 7.848 | 0 | Residential | 1 | OCEAN CITY | 8226 | 21 | ALTERNATIVE LIGHT & ENERGY SOLUTIONS LLC | AC Electric | No | Complete | 2013-04-15 | 2013-12-31 | 2014-01-21 | 2014-01-21
SRP18117 | SREC Solar | FOX |  | 5.76 | 0 | Residential | 0 | LEH | 8087 | 18 | MORGAN + MORGAN SOLAR LLC | AC Electric | No | Complete | 2013-04-15 | 2013-07-23 | 2013-07-25 | 2013-07-25
SRP18118 | SREC Solar | HOYOS |  | 5.61 | 0 | Residential | 1 | WHARTON | 7885 | 3 | ROOF DIAGNOSTICS INC | JCP&L | No | Complete | 2013-04-15 | 2014-03-13 | 2014-03-27 | 2014-03-27
SRP18119 | SREC Solar | DELISA |  | 6.615 | 0 | Residential | 1 | BRICK | 8724 | 18 | TRINITY HEATING AND AIR | JCP&L | No | Complete | 2013-04-15 | 2013-07-12 | 2013-07-19 | 2013-07-19
SRP18120 | SREC Solar | HANSELMAN |  | 3 | 0 | Residential | 1 | EGG HARBOR | 8215 | 19 | TRINITY HEATING AND AIR | AC Electric | No | Complete | 2013-04-15 | 2013-06-11 | 2013-06-27 | 2013-06-27
SRP18121 | SREC Solar | CONTI |  | 5 | 0 | Residential | 1 | PT PLEASANT | 8742 | 18 | ROOF DIAGNOSTICS INC | JCP&L | No | Complete | 2013-04-15 | 2013-10-04 | 2013-10-09 | 2013-10-09
SRP18122 | SREC Solar | GOYDAN |  | 11.76 | 0 | Residential | 1 | DOROTHY | 8317 | 19 | ACOS ENERGY, LLC | AC Electric | No | Complete | 2013-04-15 | 2013-07-17 | 2013-07-23 | 2013-07-23
SRP18123 | SREC Solar | PEREZ |  | 9.8 | 0 | Residential | 1 | EHT | 8234 | 19 | RCL ENTERPRISES INC. | AC Electric | No | Complete | 2013-04-15 | 2013-06-21 | 2013-06-27 | 2013-06-27
SRP18124 | SREC Solar | CICALA |  | 11.28 | 0 | Residential | 1 | BRICK | 8724 | 18 | TRINITY HEATING AND AIR | JCP&L | No | Complete | 2013-04-15 | 2014-03-19 | 2014-04-03 | 2014-04-03
SRP18125 | SREC Solar | MILMAN |  | 4.32 | 0 | Residential | 1 | BORDENTOWN | 8505 | 13 | 4 BESTSOLAR | PSE&G BPU | No | Complete | 2013-04-15 | 2013-05-30 | 2013-06-05 | 2013-06-05
SRP18126 | SREC Solar | HERSHKOWITZ |  | 4.9 | 0 | Residential | 1 | SOMERSET | 8873 | 5 | TRINITY HEATING AND AIR | PSE&G BPU | No | Complete | 2013-04-15 | 2013-06-21 | 2013-07-23 | 2013-07-23
SRP18127 | SREC Solar | LOBB |  | 7.25 | 0 | Residential | 1 | BAYVILLE | 8721 | 18 | TRINITY HEATING AND AIR | JCP&L | No | Complete | 2013-04-15 | 2013-10-01 | 2013-10-03 | 2013-10-03
SRP18128 | SREC Solar | MCDANIEL |  | 8.82 | 0 | Residential | 1 | EDGEWATER | 7020 | 7 | SOLARCITY CORPORATION | PSE&G BPU | No | Complete | 2013-04-15 | 2013-09-09 | 2013-09-17 | 2013-09-17
SRP18129 | SREC Solar | TOMLINSON |  | 7.65 | 0 | Residential | 0 | HAZLET | 7730 | 17 | TRINITY HEATING AND AIR | JCP&L | No | Complete | 2013-04-15 | 2013-06-10 | 2013-07-02 | 2013-07-02
SRP18132 | SREC Solar | WOODS |  | 10.5 | 0 | Residential | 1 | BROWNS MILLS | 8015 | 13 | TRINITY HEATING AND AIR | JCP&L | No | Complete | 2013-04-15 | 2013-07-03 | 2013-07-09 | 2013-07-09
SRP18133 | SREC Solar | MARYANSKI |  | 2.07 | 0 | Residential | 0 | VOORHEES | 8043 | 14 | VARA NRG LLC | PSE&G BPU | No | Complete | 2013-04-15 | 2013-09-24 | 2013-10-18 | 2013-10-18
SRP18135 | SREC Solar | CASS |  | 4.41 | 0 | Residential | 1 | MORRISTOWN | 7960 | 3 | SOLARCITY CORPORATION | JCP&L | No | Complete | 2013-04-15 | 2013-09-25 | 2013-10-03 | 2013-10-03
SRP18136 | SREC Solar | DECOSTA |  | 11.76 | 0 | Residential | 1 | MONROE TWP | 8094 | 15 | SOLARCITY CORPORATION | AC Electric | No | Complete | 2013-04-15 | 2013-09-04 | 2013-09-10 | 2013-09-10
SRP18139 | SREC Solar | MOREIRA |  | 3.84 | 0 | Residential | 1 | ELIZABETH | 7208 | 10 | VIVINT SOLAR | PSE&G BPU | No | Complete | 2013-04-15 | 2013-12-13 | 2013-12-19 | 2013-12-19
SRP18141 | SREC Solar | E CRUZ |  | 4.655 | 0 | Residential | 1 | GALLOWAY | 8205 | 19 | SOLARCITY CORPORATION | AC Electric | No | Complete | 2013-04-15 | 2013-10-24 | 2013-10-29 | 2013-10-29
SRP18142 | SREC Solar | FRISCHMAN |  | 5.88 | 0 | Residential | 1 | LAKEWOOD | 8701 | 18 | RELIABLE POWER SERVICES, INC. | JCP&L | No | Complete | 2013-04-15 | 2013-07-12 | 2013-07-19 | 2013-07-19
SRP18143 | SREC Solar | CORTES |  | 3.12 | 0 | Residential | 1 | RAHWAY | 7065 | 10 | SOLARCITY CORPORATION | PSE&G BPU | No | Complete | 2013-04-15 | 2014-01-23 | 2014-02-06 | 2014-02-06
SRP18144 | SREC Solar | ALILI |  | 8.085 | 0 | Residential | 1 | GALLOWAY | 8201 | 19 | ACOS ENERGY, LLC | AC Electric | No | Complete | 2013-04-15 | 2013-10-25 | 2013-11-06 | 2013-11-06
SRP18145 | SREC Solar | CANCELLIERE |  | 6.86 | 0 | Residential | 1 | EVESHAM TOWNSHIP | 8053 | 13 | SOLARCITY CORPORATION | PSE&G BPU | No | Complete | 2013-04-15 | 2013-09-19 | 2013-09-30 | 2013-09-30
SRP18146 | SREC Solar | DALEY |  | 9.555 | 0 | Residential | 1 | EHT | 8234 | 19 | ACOS ENERGY, LLC | AC Electric | No | Complete | 2013-04-15 | 2013-10-24 | 2013-11-04 | 2013-11-04
SRP18147 | SREC Solar | CUNNINGHAM |  | 10.535 | 0 | Residential | 1 | EHT | 8234 | 19 | ACOS ENERGY, LLC | AC Electric | No | Complete | 2013-04-15 | 2014-03-11 | 2014-03-27 | 2014-03-27
SRP18148 | SREC Solar | JAKUBOVA |  | 5.39 | 0 | Residential | 1 | OXFORD TOWNSHIP | 7863 | 2 | SOLARCITY CORPORATION | PSE&G BPU | No | Complete | 2013-04-15 | 2013-12-04 | 2013-12-18 | 2013-12-18
SRP18149 | SREC Solar | GANDHI |  | 4.59 | 0 | Residential | 1 | PARSIPPANY | 7054 | 3 | TOTAL EXTERIORS | JCP&L | No | Complete | 2013-04-15 | 2014-02-28 | 2014-03-14 | 2014-03-14
SRP18150 | SREC Solar | BITTNER |  | 7.5 | 0 | Residential | 1 | LINWOOD | 8221 | 19 | SOLARCITY CORPORATION | AC Electric | No | Complete | 2013-04-15 | 2014-05-23 | 2014-06-03 | 2014-06-03
SRP18152 | SREC Solar | PAAR |  | 3.825 | 0 | Residential | 0 | LYNDHURST | 7071 | 7 | TOTAL EXTERIORS | PSE&G BPU | No | Complete | 2013-04-15 | 2014-02-28 | 2014-03-14 | 2014-03-14
SRP18153 | SREC Solar | GIRARDI |  | 7.35 | 0 | Residential | 1 | MARGATE | 8402 | 19 | ALLSEASON CONSTRUCTION | AC Electric | No | Complete | 2013-04-15 | 2013-09-12 | 2013-09-19 | 2013-09-19
SRP18154 | SREC Solar | DOLAN |  | 9.8 | 0 | Residential | 1 | LEHT | 8087 | 18 | ALLSEASON CONSTRUCTION | AC Electric | No | Complete | 2013-04-15 | 2013-07-22 | 2013-07-25 | 2013-07-25
SRP18155 | SREC Solar | BOLLAR |  | 9.31 | 0 | Residential | 1 | LOGAN TWP | 8085 | 15 | ALLSEASON CONSTRUCTION | AC Electric | No | Complete | 2013-04-15 | 2013-10-17 | 2013-10-28 | 2013-10-28
SRP18156 | SREC Solar | CAROLINA |  | 11.27 | 0 | Residential | 1 | ATCO | 8004 | 14 | ALLSEASON CONSTRUCTION | AC Electric | No | Complete | 2013-04-15 | 2013-10-24 | 2013-11-04 | 2013-11-04
SRP18157 | SREC Solar | COUGHLAN |  | 4.32 | 0 | Residential | 1 | SOMERSET | 8873 | 5 | VIVINT SOLAR | PSE&G BPU | No | Complete | 2013-04-15 | 2013-09-04 | 2013-10-23 | 2013-10-23
SRP18159 | SREC Solar | TUCHFELD |  | 7.105 | 0 | Residential | 1 | EDISON | 8820 | 11 | SOLARCITY CORPORATION | PSE&G BPU | No | Complete | 2013-04-15 | 2013-08-14 | 2013-08-16 | 2013-08-16
SRP18160 | SREC Solar | GUARRO |  | 9.504 | 0 | Residential | 0 | MONROEVILLE | 8343 | 16 | ATLANTIC SOLAR SOLUTIONS, INC | AC Electric | No | Complete | 2013-04-15 | 2013-10-24 | 2013-10-31 | 2013-10-31
SRP18161 | SREC Solar | BACCI |  | 8.82 | 0 | Residential | 1 | MANCHESTER | 8759 | 18 | ACOS ENERGY, LLC | JCP&L | No | Complete | 2013-04-15 | 2013-11-08 | 2013-11-15 | 2013-11-15
SRP18162 | SREC Solar | GERSTEL |  | 5.1 | 0 | Residential | 0 | ABERDEEN | 7747 | 17 | TOTAL EXTERIORS | JCP&L | No | Complete | 2013-04-15 | 2013-07-30 | 2013-08-01 | 2013-08-01
SRP18163 | SREC Solar | FREIER |  | 2.55 | 0 | Residential | 0 | WESTFIELD | 7090 | 10 | TOTAL EXTERIORS | PSE&G BPU | No | Complete | 2013-04-15 | 2014-03-06 | 2014-03-19 | 2014-03-19
SRP18164 | SREC Solar | LAHSER |  | 3.57 | 0 | Residential | 0 | SPRINGFIELD | 7081 | 10 | TOTAL EXTERIORS | JCP&L | No | Complete | 2013-04-15 | 2014-04-18 | 2014-05-22 | 2014-05-22
SRP18165 | SREC Solar | DELEONARDO |  | 8.33 | 0 | Residential | 1 | TOMS RIVER | 8753 | 18 | ACOS ENERGY, LLC | JCP&L | No | Complete | 2013-04-15 | 2014-05-05 | 2014-06-17 | 2014-06-17
SRP18166 | SREC Solar | MARCHESE |  | 7.28 | 0 | Residential | 1 | GLASSBORO | 8028 | 15 | SOLARCITY CORPORATION | AC Electric | No | Complete | 2013-04-15 | 2013-10-28 | 2013-10-31 | 2013-10-31
SRP18169 | SREC Solar | RIVERA |  | 8.575 | 0 | Residential | 1 | EHT | 8234 | 19 | ACOS ENERGY, LLC | AC Electric | No | Complete | 2013-04-15 | 2014-03-11 | 2014-03-17 | 2014-03-17
SRP18170 | SREC Solar | YODER |  | 11.27 | 0 | Residential | 1 | EHT | 8234 | 19 | ACOS ENERGY, LLC | AC Electric | No | Complete | 2013-04-15 | 2014-03-11 | 2014-04-23 | 2014-04-23
SRP18171 | SREC Solar | TOZER |  | 2.94 | 0 | Residential | 1 | DUNELLEN | 8812 | 11 | SOLARCITY CORPORATION | PSE&G BPU | No | Complete | 2013-04-15 | 2013-10-01 | 2013-10-03 | 2013-10-03
SRP18172 | SREC Solar | YOUNGCLAUS |  | 7.54 | 0 | Residential | 1 | BAYONNE | 7002 | 8 | SOLARCITY CORPORATION | PSE&G BPU | No | Complete | 2013-04-15 | 2013-12-19 | 2014-01-08 | 2014-01-08
SRP18173 | SREC Solar | BOHM |  | 8 | 0 | Residential | 1 | CLARK TWP | 7066 | 10 | ROOF DIAGNOSTICS INC | PSE&G BPU | No | Complete | 2013-04-15 | 2013-10-15 | 2013-10-16 | 2013-10-16
SRP18174 | SREC Solar | BONGIOVANNI |  | 7.84 | 0 | Residential | 1 | MAYS LANDING | 8330 | 19 | ALLSEASON CONSTRUCTION | AC Electric | No | Complete | 2013-04-15 | 2013-09-18 | 2013-10-07 | 2013-10-07
SRP18175 | SREC Solar | CALLAHAN |  | 15.925 | 0 | Residential | 1 | HEISLERVILLE | 8234 | 19 | ALLSEASON CONSTRUCTION | AC Electric | No | Complete | 2013-04-15 | 2013-10-01 | 2013-10-10 | 2013-10-10
SRP18176 | SREC Solar | EVANS |  | 9.4 | 0 | Residential | 1 | PENNS GROVE | 8069 | 16 | TRINITY HEATING AND AIR | AC Electric | No | Complete | 2013-04-15 | 2013-06-11 | 2013-07-01 | 2013-07-01
SRP18177 | SREC Solar | GABRIEL |  | 5 | 0 | Residential | 1 | BRICK | 8724 | 18 | ROOF DIAGNOSTICS INC | JCP&L | No | Complete | 2013-04-15 | 2013-10-01 | 2013-10-03 | 2013-10-03
SRP18178 | SREC Solar | JANI |  | 4.335 | 0 | Residential | 0 | KENDALL PARK | 8824 | 11 | TOTAL EXTERIORS | PSE&G BPU | No | Complete | 2013-04-15 | 2013-12-06 | 2013-12-17 | 2013-12-17
SRP18179 | SREC Solar | MORETON |  | 8.82 | 0 | Residential | 1 | FLEMINGTON | 8822 | 4 | SOLARCITY CORPORATION | JCP&L | No | Complete | 2013-04-15 | 2013-10-10 | 2013-10-15 | 2013-10-15
SRP18180 | SREC Solar | WEITZNER |  | 10.78 | 0 | Residential | 1 | EAST WINDSOR | 8512 | 11 | TRINITY HEATING AND AIR | JCP&L | No | Complete | 2013-04-15 | 2013-07-10 | 2013-07-17 | 2013-07-17
SRP18181 | SREC Solar | YANCHUCK |  | 6.75 | 0 | Residential | 1 | SOMERSET | 8873 | 5 | ROOF DIAGNOSTICS INC | PSE&G BPU | No | Complete | 2013-04-15 | 2013-10-04 | 2013-10-09 | 2013-10-09
SRP18182 | SREC Solar | ROMANO |  | 6 | 0 | Residential | 1 | BRICK | 8724 | 18 | ROOF DIAGNOSTICS INC | JCP&L | No | Complete | 2013-04-15 | 2013-10-28 | 2013-10-31 | 2013-10-31
SRP18183 | SREC Solar | MISTRY |  | 7.105 | 0 | Residential | 1 | CHERRY HILL | 8003 | 14 | TRINITY HEATING AND AIR | PSE&G BPU | No | Complete | 2013-04-15 | 2013-08-28 | 2013-09-13 | 2013-09-13
SRP18184 | SREC Solar | ORCUTT |  | 3 | 0 | Residential | 1 | EDISON | 8817 | 11 | ROOF DIAGNOSTICS INC | PSE&G BPU | No | Complete | 2013-04-15 | 2013-11-19 | 2013-11-25 | 2013-11-25
SRP18185 | SREC Solar | MESSICK |  | 8.085 | 0 | Residential | 1 | WASHINGTON TWP | 8080 | 15 | SOLARCITY CORPORATION | AC Electric | No | Complete | 2013-04-15 | 2014-01-10 | 2014-01-24 | 2014-01-24
SRP18186 | SREC Solar | LALICATA |  | 13.25 | 0 | Residential | 1 | BRICK | 8724 | 18 | TRINITY HEATING AND AIR | JCP&L | No | Complete | 2013-04-15 | 2013-07-18 | 2013-07-25 | 2013-07-25
SRP18187 | SREC Solar | LIEBGOTT |  | 4.16 | 0 | Residential | 1 | NEW MILFORD | 7646 | 7 | SOLARCITY CORPORATION | PSE&G BPU | No | Complete | 2013-04-15 | 2013-10-24 | 2013-10-29 | 2013-10-29
SRP18189 | SREC Solar | HOCHEISER |  | 12 | 0 | Residential | 1 | ENGLISHTOWN | 7726 | 17 | TRINITY HEATING AND AIR | JCP&L | No | Complete | 2013-04-15 | 2013-08-16 | 2013-08-20 | 2013-08-20
SRP18190 | SREC Solar | MARONE |  | 5.39 | 0 | Residential | 1 | LUMBERTON | 8048 | 13 | SOLULAR LLC. II | PSE&G BPU | No | Complete | 2013-07-01 | 2014-06-25 | 2014-07-23 | 2014-07-23
SRP18191 | SREC Solar | O'NEILL | O'NEILL INVESTMENTS LLC | 63.24 | 0 | Commercial | 0 | NEPTUNE | 7753 | 17 | AA RICHARDS HEATING & COOLING | JCP&L | No | Complete | 2013-04-15 | 2013-08-27 | 2013-09-06 | 2013-09-06
SRP18192 | SREC Solar | O'NEILL | O'NEILL INVESTMENTS | 48.195 | 0 | Commercial | 0 | NEPTUNE | 7753 | 17 | AA RICHARDS HEATING & COOLING | JCP&L | No | Complete | 2013-04-15 | 2013-08-14 | 2013-08-20 | 2013-08-20
SRP18193 | SREC Solar | DRESSNER |  | 4.655 | 0 | Residential | 1 | MANCHESTER | 8752 | 18 | RELIABLE POWER SERVICES, INC. | JCP&L | No | Complete | 2013-04-15 | 2013-07-23 | 2013-07-30 | 2013-07-30
SRP18194 | SREC Solar | GREMMINGER |  | 7.35 | 0 | Residential | 1 | LEONARDO | 7737 | 17 | RELIABLE POWER SERVICES, INC. | JCP&L | No | Complete | 2013-04-15 | 2013-07-03 | 2013-07-09 | 2013-07-09
SRP18197 | SREC Solar | MANLEY |  | 4.08 | 0 | Residential | 1 | PLAINFIELD | 7060 | 10 | VIVINT SOLAR | PSE&G BPU | No | Complete | 2013-04-15 | 2013-07-18 | 2013-07-24 | 2013-07-24
SRP18198 | SREC Solar | SANTOS |  | 4.23 | 0 | Residential | 1 | COLONIA | 7067 | 10 | VIVINT SOLAR | PSE&G BPU | No | Complete | 2013-04-15 | 2013-10-09 | 2013-10-11 | 2013-10-11
SRP18199 | SREC Solar | MAGLIO |  | 9.8 | 0 | Residential | 1 | PARSIPPANY | 7054 | 3 | VIVINT SOLAR | JCP&L | No | Complete | 2013-06-17 | 2014-01-10 | 2014-01-27 | 2014-01-27
SRP18202 | SREC Solar | BAYKIN |  | 7.92 | 0 | Residential | 1 | HASBROUCK HTS | 7604 | 7 | VIVINT SOLAR | PSE&G BPU | No | Complete | 2013-04-15 | 2013-08-19 | 2013-08-23 | 2013-08-23
SRP18204 | SREC Solar | DAUSEL |  | 2.695 | 0 | Residential | 1 | TEANECK | 7666 | 7 | VIVINT SOLAR | PSE&G BPU | No | Complete | 2013-04-15 | 2013-10-22 | 2013-10-29 | 2013-10-29
SRP18205 | SREC Solar | O'NEILL | O'NEILL INVESTMENTS | 41.595 | 0 | Commercial | 0 | NEPTUNE | 7753 | 17 | AA RICHARDS HEATING & COOLING | JCP&L | No | Complete | 2013-04-22 | 2013-08-14 | 2013-08-20 | 2013-08-20
SRP18207 | SREC Solar | ADAMS |  | 3.995 | 0 | Residential | 1 | EDISON | 8820 | 11 | VIVINT SOLAR | PSE&G BPU | No | Complete | 2013-07-08 | 2013-11-27 | 2013-12-02 | 2013-12-02
SRP18208 | SREC Solar | O'NEILL | O'NEILL INVESTMENTS | 45.9 | 0 | Commercial | 0 | NEPTUNE | 7753 | 17 | AA RICHARDS HEATING & COOLING | JCP&L | No | Complete | 2013-04-22 | 2013-08-14 | 2013-08-20 | 2013-08-20
SRP18210 | SREC Solar | PASTAKIA |  | 8.575 | 0 | Residential | 1 | EGG HARBOR TOWNSHIP | 8332 | 20 | ALLSEASON CONSTRUCTION | AC Electric | No | Complete | 2013-04-15 | 2013-07-03 | 2013-07-30 | 2013-07-30
SRP18211 | SREC Solar | ANTINORA |  | 10 | 0 | Residential | 1 | WEST CREEK | 8092 | 18 | ROOF DIAGNOSTICS INC | PSE&G BPU | No | Complete | 2013-04-15 | 2013-10-02 | 2013-10-10 | 2013-10-10
SRP18212 | SREC Solar | GLYNN |  | 9.25 | 0 | Residential | 1 | TOMS RIVER | 8753 | 18 | TRINITY HEATING AND AIR | JCP&L | No | Complete | 2013-04-15 | 2013-06-18 | 2013-06-25 | 2013-06-25
SRP18213 | SREC Solar | GIARDINA |  | 3.675 | 0 | Residential | 1 | LITTLE EGG HARBOR TWPI | 8087 | 18 | ALLSEASON CONSTRUCTION | AC Electric | No | Complete | 2013-04-15 | 2013-06-18 | 2013-06-25 | 2013-06-25
SRP18214 | SREC Solar | CAPALDI |  | 10.29 | 0 | Residential | 1 | LAURELDALE | 8330 | 19 | ACOS ENERGY, LLC | AC Electric | No | Complete | 2013-04-15 | 2014-03-20 | 2014-03-27 | 2014-03-27
SRP18215 | SREC Solar | HIRSCH |  | 7.2 | 0 | Residential | 1 | RED BANK | 7701 | 17 | SOLAR ENERGY WORLD-W | JCP&L | No | Complete | 2013-04-15 | 2013-05-24 | 2013-05-29 | 2013-05-29
SRP18217 | SREC Solar | LINZ |  | 7.35 | 0 | Residential | 1 | RIO GRANDE | 8242 | 21 | SOLULAR LLC. II | AC Electric | No | Complete | 2013-04-15 | 2013-12-19 | 2014-01-06 | 2014-01-06
SRP18220 | SREC Solar | SMITH |  | 8.82 | 0 | Residential | 1 | EGG HARBOR CITY | 8215 | 19 | GO SOLAR ELECTRIC, LLC | AC Electric | No | Complete | 2013-04-15 | 2014-01-09 | 2014-01-27 | 2014-01-27
SRP18221 | SREC Solar | SHEN |  | 10 | 0 | Residential | 0 | SOMERSET | 8873 | 5 | GREENTECH SOLAR USA, LLC | PSE&G BPU | No | Complete | 2013-04-15 | 2013-11-18 | 2013-11-26 | 2013-11-26
SRP18223 | SREC Solar | HERNANDEZ |  | 6.37 | 0 | Residential | 1 | TOMS RIVER | 8753 | 18 | RELIABLE POWER SERVICES, INC. | JCP&L | No | Complete | 2013-04-15 | 2013-07-23 | 2013-07-30 | 2013-07-30
SRP18224 | SREC Solar | SANTANA |  | 4.08 | 0 | Residential | 0 | GREENBROOK | 8812 | 11 | TOTAL EXTERIORS | PSE&G BPU | No | Complete | 2013-04-15 | 2013-12-06 | 2013-12-17 | 2013-12-17
SRP18225 | SREC Solar | HOWARD |  | 11.445 | 0 | Residential | 1 | CLINTON | 8809 | 4 | GREEN POWER ENERGY LLC | JCP&L | No | Complete | 2013-04-15 | 2013-08-13 | 2013-10-28 | 2013-10-28
SRP18227 | SREC Solar | WILLIAMS |  | 6.54 | 0 | Residential | 1 | MONTCLAIR | 7042 | 9 | RENEWERGY SOLUTIONS GROUP | PSE&G BPU | No | Complete | 2013-04-15 | 2013-09-17 | 2013-09-24 | 2013-09-24
SRP18229 | SREC Solar | POOLA |  | 3.315 | 0 | Residential | 0 | EDISON | 8817 | 11 | TOTAL EXTERIORS | PSE&G BPU | No | Complete | 2013-04-15 | 2014-12-11 | 2014-12-23 | 2014-12-23
SRP18230 | SREC Solar | WILSON |  | 3.92 | 0 | Residential | 1 | WILLIAMSTOWN | 8094 | 15 | SOLARCITY CORPORATION | AC Electric | No | Complete | 2013-04-15 | 2013-11-19 | 2013-11-25 | 2013-11-25
SRP18231 | SREC Solar | YANG |  | 15 | 0 | Residential | 0 | CRANBURY | 8512 | 11 | GREENTECH SOLAR USA, LLC | PSE&G BPU | No | Complete | 2013-04-22 | 2013-10-29 | 2013-11-05 | 2013-11-05
SRP18232 | SREC Solar | WORST |  | 9.75 | 0 | Residential | 1 | SOMERSET | 8873 | 5 | TRINITY HEATING AND AIR | PSE&G BPU | No | Complete | 2013-04-15 | 2013-07-03 | 2013-09-06 | 2013-09-06
SRP18233 | SREC Solar | NORWILLO |  | 11.27 | 0 | Residential | 1 | NEWTON | 7860 | 1 | VIVINT SOLAR | JCP&L | No | Complete | 2013-04-15 | 2014-05-09 | 2014-05-13 | 2014-05-13
SRP18234 | SREC Solar | BRIG |  | 3.92 | 0 | Residential | 1 | HASBROUCK HEIGHTS | 7604 | 7 | VIVINT SOLAR | PSE&G BPU | No | Complete | 2013-04-15 | 2013-12-13 | 2013-12-19 | 2013-12-19
SRP18235 | SREC Solar | GANESAN |  | 9.81 | 0 | Residential | 1 | HILLSBOROUGH | 8844 | 5 | GEOPEAK ENERGY LLC | PSE&G BPU | No | Complete | 2013-04-15 | 2014-05-21 | 2014-07-01 | 2014-07-01
SRP18236 | SREC Solar | MURPHY |  | 10.4 | 0 | Residential | 0 | POMPTON PLAINS | 7444 | 3 | RENEWERGY SOLUTIONS GROUP | JCP&L | No | Complete | 2013-04-15 | 2013-08-20 | 2013-08-23 | 2013-08-23
SRP18237 | SREC Solar | SILVERMAN |  | 5.61 | 0 | Residential | 0 | OLD BRIDGE | 8857 | 11 | TOTAL EXTERIORS | JCP&L | No | Complete | 2013-04-15 | 2014-03-17 | 2014-04-10 | 2014-04-10
SRP18238 | SREC Solar | MURONE |  | 6.5 | 0 | Residential | 0 | LITTLE FALLS | 7424 | 6 | RENEWERGY SOLUTIONS GROUP | PSE&G BPU | No | Complete | 2013-04-15 | 2013-11-12 | 2013-11-14 | 2013-11-14
SRP18239 | SREC Solar | HAYDINGER | UNITED COMMUNITIES | 8.1 | 0 | Residential | 1 | FORT DIX | 8640 | 13 | TRINITY HEATING AND AIR | JCP&L | No | Complete | 2013-04-22 | 2013-10-16 | 2013-12-11 | 2013-12-11
SRP18240 | SREC Solar | HAYDINGER | UNITED COMMUNITIES | 7.4 | 0 | Residential | 1 | FORT DIX | 8640 | 13 | TRINITY HEATING AND AIR | JCP&L | No | Complete | 2013-04-22 | 2013-11-01 | 2013-12-06 | 2013-12-06
SRP18241 | SREC Solar | HAYDINGER | UNITED COMMUNITIES | 5.7 | 0 | Residential | 1 | FORT DIX | 8640 | 13 | TRINITY HEATING AND AIR | JCP&L | No | Complete | 2013-04-22 | 2013-11-15 | 2013-12-06 | 2013-12-06
SRP18242 | SREC Solar | HAYDINGER | UNITED COMMUNITIES | 5.55 | 0 | Residential | 1 | FORT DIX | 8640 | 13 | TRINITY HEATING AND AIR | JCP&L | No | Complete | 2013-04-22 | 2013-10-28 | 2013-12-11 | 2013-12-11
SRP18243 | SREC Solar | HAYDINGER | UNITED COMMUNITIES | 7.425 | 0 | Residential | 1 | FORT DIX | 8640 | 13 | TRINITY HEATING AND AIR | JCP&L | No | Complete | 2013-04-22 | 2013-10-30 | 2013-12-11 | 2013-12-11
SRP18245 | SREC Solar | O'LEARY |  | 8.82 | 0 | Residential | 1 | EWING TWP | 8628 | 12 | SOLARCITY CORPORATION | PSE&G BPU | No | Complete | 2013-04-22 | 2013-07-31 | 2013-08-05 | 2013-08-05
SRP18246 | SREC Solar | GAMADIA |  | 10.045 | 0 | Residential | 1 | EGG HARBOR TOWNSHIP | 8234 | 19 | ALLSEASON CONSTRUCTION | AC Electric | No | Complete | 2013-04-22 | 2013-09-25 | 2013-10-01 | 2013-10-01
SRP18247 | SREC Solar | BRADLEY |  | 11.27 | 0 | Residential | 1 | HAMMONTON | 8037 | 19 | ALLSEASON CONSTRUCTION | AC Electric | No | Complete | 2013-04-22 | 2013-09-25 | 2013-10-01 | 2013-10-01
SRP18252 | SREC Solar | HAYDINGER | UNITED COMMUNITIES | 8.97 | 0 | Residential | 1 | FORT DIX | 8640 | 13 | TRINITY HEATING AND AIR | JCP&L | No | Complete | 2013-04-22 | 2013-10-28 | 2013-12-11 | 2013-12-11
SRP18254 | SREC Solar | NEVITT |  | 9.36 | 0 | Residential | 1 | BERLIN TOWNSHIP | 8009 | 14 | SOLARCITY CORPORATION | AC Electric | No | Complete | 2013-04-22 | 2013-06-26 | 2013-06-28 | 2013-06-28
SRP18255 | SREC Solar | HAYDINGER | UNITED COMMUNITIES | 5.52 | 0 | Residential | 1 | FORT DIX | 8640 | 13 | TRINITY HEATING AND AIR | JCP&L | No | Complete | 2013-04-22 | 2013-10-28 | 2013-12-11 | 2013-12-11
SRP18256 | SREC Solar | ANDRADA |  | 8.25 | 0 | Residential | 1 | BOONTON | 7005 | 3 | ROOF DIAGNOSTICS INC | JCP&L | No | Complete | 2013-04-22 | 2013-09-11 | 2013-09-18 | 2013-09-18
SRP18257 | SREC Solar | HAYDINGER | UNITED COMMUNITIES | 8.1 | 0 | Residential | 1 | FORT DIX | 8640 | 13 | TRINITY HEATING AND AIR | JCP&L | No | Complete | 2013-04-22 | 2013-09-26 | 2013-12-11 | 2013-12-11
SRP18258 | SREC Solar | SANTOS |  | 3.5 | 0 | Residential | 1 | KEARNY | 7032 | 8 | ROOF DIAGNOSTICS INC | PSE&G BPU | No | Complete | 2013-04-22 | 2013-06-25 | 2013-07-24 | 2013-07-24
SRP18259 | SREC Solar | SOLEIMANI |  | 11.025 | 0 | Residential | 1 | BARGAINTOWN | 8234 | 19 | ALLSEASON CONSTRUCTION | AC Electric | No | Complete | 2013-04-22 | 2013-07-09 | 2013-07-30 | 2013-07-30
SRP18260 | SREC Solar | DELPINTO |  | 6.37 | 0 | Residential | 1 | PARLIN | 8859 | 11 | RELIABLE POWER SERVICES, INC. | JCP&L | No | Complete | 2013-04-22 | 2013-08-30 | 2013-09-06 | 2013-09-06
SRP18261 | SREC Solar | GENOVESE |  | 7.105 | 0 | Residential | 1 | TOMS RIVER | 8753 | 18 | RELIABLE POWER SERVICES, INC. | JCP&L | No | Complete | 2013-04-22 | 2013-07-12 | 2013-07-22 | 2013-07-22
SRP18262 | SREC Solar | HALUSZKA |  | 5.88 | 0 | Residential | 1 | FORKED RIVER | 8731 | 18 | RELIABLE POWER SERVICES, INC. | JCP&L | No | Complete | 2013-04-22 | 2013-07-12 | 2013-07-19 | 2013-07-19
SRP18263 | SREC Solar | NAIA |  | 16.66 | 0 | Residential | 1 | FORKED RIVER | 8731 | 18 | RELIABLE POWER SERVICES, INC. | JCP&L | No | Complete | 2013-04-22 | 2013-08-30 | 2013-09-06 | 2013-09-06
SRP18264 | SREC Solar | BOUER |  | 17.395 | 0 | Residential | 1 | HOWELL | 7731 | 17 | RELIABLE POWER SERVICES, INC. | JCP&L | No | Complete | 2013-04-22 | 2014-01-27 | 2014-03-06 | 2014-03-06
SRP18265 | SREC Solar | GOOS |  | 5.145 | 0 | Residential | 1 | REDBANK | 7701 | 17 | RELIABLE POWER SERVICES, INC. | JCP&L | No | Complete | 2013-04-22 | 2013-06-28 | 2013-07-02 | 2013-07-02
SRP18266 | SREC Solar | DAFELDECKER |  | 7.35 | 0 | Residential | 1 | BRICK | 8723 | 18 | RELIABLE POWER SERVICES, INC. | JCP&L | No | Complete | 2013-04-22 | 2013-08-30 | 2013-09-11 | 2013-09-11
SRP18267 | SREC Solar | TREVORROW |  | 9.31 | 0 | Residential | 1 | RANDOLPH | 7869 | 3 | SEA BRIGHT SOLAR, LLC | JCP&L | No | Complete | 2013-04-22 | 2013-09-11 | 2013-09-18 | 2013-09-18
SRP18268 | SREC Solar | CLARKE |  | 3.185 | 0 | Residential | 1 | NEWARK | 7112 | 9 | SOLARCITY CORPORATION | PSE&G BPU | No | Complete | 2013-04-22 | 2014-01-15 | 2014-01-27 | 2014-01-27
SRP18269 | SREC Solar | AL DAQA |  | 6.48 | 0 | Residential | 1 | BEACH HAVEN | 8008 | 18 | SOLARCITY CORPORATION | AC Electric | No | Complete | 2013-04-22 | 2013-09-19 | 2013-09-26 | 2013-09-26
SRP18270 | SREC Solar | MATUSIAK |  | 7 | 0 | Residential | 1 | MATAWAN | 7747 | 17 | ROOF DIAGNOSTICS INC | JCP&L | No | Complete | 2013-04-22 | 2013-09-24 | 2013-09-30 | 2013-09-30
SRP18272 | SREC Solar | SESSIONS |  | 14.7 | 0 | Residential | 1 | WATERFORD WORKS | 8089 | 14 | SOLARCITY CORPORATION | AC Electric | No | Complete | 2013-04-22 | 2013-08-14 | 2013-08-16 | 2013-08-16
SRP18273 | SREC Solar | KESSLER |  | 4.75 | 0 | Residential | 1 | OCEAN ACRES | 8050 | 18 | ROOF DIAGNOSTICS INC | AC Electric | No | Complete | 2013-04-22 | 2013-09-18 | 2013-10-01 | 2013-10-01
SRP18275 | SREC Solar | LOWDEN |  | 5.75 | 0 | Residential | 1 | LAKEWOOD | 8701 | 18 | ROOF DIAGNOSTICS INC | JCP&L | No | Complete | 2013-04-22 | 2013-08-20 | 2013-09-03 | 2013-09-03
SRP18277 | SREC Solar | VAN ECKERT |  | 5.52 | 0 | Residential | 1 | WOODBRIDGE TWP | 8863 | 11 | SOLARCITY CORPORATION | PSE&G BPU | No | Complete | 2013-04-22 | 2013-09-18 | 2013-09-24 | 2013-09-24
SRP18278 | SREC Solar | GRACZYK |  | 10.29 | 0 | Residential | 1 | LEHT | 8087 | 18 | ALLSEASON CONSTRUCTION | AC Electric | No | Complete | 2013-04-22 | 2013-11-11 | 2013-11-14 | 2013-11-14
SRP18279 | SREC Solar | FOX |  | 7.35 | 0 | Residential | 1 | MANCHESTER | 8759 | 18 | NJR HOME SERVICES. | JCP&L | No | Complete | 2013-04-22 | 2013-08-27 | 2013-09-04 | 2013-09-04
SRP18280 | SREC Solar | MCGRATH |  | 5.635 | 0 | Residential | 1 | MAYS LANDING | 8330 | 19 | ALLSEASON CONSTRUCTION | AC Electric | No | Complete | 2013-04-22 | 2014-01-15 | 2014-01-29 | 2014-01-29
SRP18281 | SREC Solar | LIMCACO |  | 9.36 | 0 | Residential | 1 | DEPTFORD TWP | 8096 | 15 | SOLARCITY CORPORATION | PSE&G BPU | No | Complete | 2013-04-22 | 2013-10-07 | 2013-10-09 | 2013-10-09
SRP18282 | SREC Solar | VOISINE |  | 12.005 | 0 | Residential | 1 | PARKERTOWN | 8087 | 18 | ALLSEASON CONSTRUCTION | AC Electric | No | Complete | 2013-04-22 | 2013-08-22 | 2013-08-27 | 2013-08-27
SRP18283 | SREC Solar | ANANTHARAM |  | 7.25 | 0 | Residential | 1 | KENDALL PARK | 8824 | 11 | ROOF DIAGNOSTICS INC | PSE&G BPU | No | Complete | 2013-04-22 | 2013-12-17 | 2014-01-06 | 2014-01-06
SRP18284 | SREC Solar | HARRIS |  | 5 | 0 | Residential | 1 | RAHWAY | 7065 | 10 | ROOF DIAGNOSTICS INC | PSE&G BPU | No | Complete | 2013-04-22 | 2013-10-08 | 2013-10-15 | 2013-10-15
SRP18285 | SREC Solar | KORATAGERE |  | 4.41 | 0 | Residential | 1 | MANALAPAN | 7726 | 17 | TRINITY HEATING AND AIR | JCP&L | No | Complete | 2013-04-22 | 2013-10-01 | 2013-10-03 | 2013-10-03
SRP18286 | SREC Solar | SPECK |  | 7.105 | 0 | Residential | 1 | MANALAPAN | 7726 | 17 | TRINITY HEATING AND AIR | JCP&L | No | Complete | 2013-04-22 | 2013-08-20 | 2013-09-03 | 2013-09-03
SRP18287 | SREC Solar | PAULSON | COLTS NECK VOL FIRE CO 1 | 49.92 | 0 | Commercial | 1 | COLTS NECK | 7722 | 17 | RELIABLE POWER SERVICES, INC. | JCP&L | No | Complete | 2013-04-22 | 2014-01-29 | 2014-02-14 | 2014-02-14
SRP18288 | SREC Solar | KLINE |  | 11.772 | 0 | Residential | 1 | WEST BERLIN | 8091 | 14 | GEOSCAPE SOLAR | AC Electric | No | Complete | 2013-04-22 | 2013-10-30 | 2013-11-11 | 2013-11-11
SRP18289 | SREC Solar | SCHUSTER |  | 11.5 | 0 | Residential | 1 | JACKSON | 8527 | 18 | TRINITY HEATING AND AIR | JCP&L | No | Complete | 2013-04-22 | 2013-05-30 | 2013-06-05 | 2013-06-05
SRP18292 | SREC Solar | HAYDINGER | UNITED COMMUNITIES | 5.55 | 0 | Residential | 1 | FORT DIX | 8640 | 13 | TRINITY HEATING AND AIR | JCP&L | No | Complete | 2013-04-22 | 2013-11-15 | 2013-12-06 | 2013-12-06
SRP18293 | SREC Solar | KOWZUN |  | 11.04 | 0 | Residential | 0 | RANDOLPH | 7869 | 3 | SELF INSTALL | JCP&L | No | Complete | 2013-04-22 | 2014-04-16 | 2014-05-01 | 2014-05-01
SRP18294 | SREC Solar | HAYDINGER | UNITED COMMUNITIES | 8.14 | 0 | Residential | 1 | FORT DIX | 8640 | 13 | TRINITY HEATING AND AIR | JCP&L | No | Complete | 2013-04-22 | 2013-11-15 | 2013-12-06 | 2013-12-06
SRP18295 | SREC Solar | ERIKSEN |  | 6.72 | 0 | Residential | 1 | SOMERSET | 8873 | 5 | VIVINT SOLAR | PSE&G BPU | No | Complete | 2013-04-22 | 2013-09-26 | 2013-10-03 | 2013-10-03
SRP18296 | SREC Solar | ZHANG |  | 5.17 | 0 | Residential | 1 | PISCATAWAY | 8854 | 11 | VIVINT SOLAR | PSE&G BPU | No | Complete | 2013-04-22 | 2013-10-03 | 2013-10-11 | 2013-10-11
SRP18298 | SREC Solar | TUMMALAPALLI |  | 9 | 0 | Residential | 1 | PLAINSBORO | 8536 | 11 | SOLARCITY CORPORATION | JCP&L | No | Complete | 2013-04-22 | 2013-12-17 | 2014-01-06 | 2014-01-06
SRP18299 | SREC Solar | BAKRANIA |  | 4.41 | 0 | Residential | 1 | CHESTERFIELD TWP | 8515 | 13 | SOLARCITY CORPORATION | PSE&G BPU | No | Complete | 2013-04-22 | 2013-09-24 | 2013-10-07 | 2013-10-07
SRP18300 | SREC Solar | RICHTER |  | 3.43 | 0 | Residential | 1 | RED BANK | 7701 | 17 | SOLARCITY CORPORATION | JCP&L | No | Complete | 2013-04-22 | 2013-10-03 | 2013-10-10 | 2013-10-10
SRP18301 | SREC Solar | HERBERT |  | 6.615 | 0 | Residential | 1 | GALLOWAY | 8205 | 19 | RCL ENTERPRISES INC. | AC Electric | No | Complete | 2013-04-22 | 2013-08-07 | 2013-08-12 | 2013-08-12
SRP18302 | SREC Solar | TURNER |  | 2.94 | 0 | Residential | 0 | MONROEVILLE | 8343 | 16 | RCL ENTERPRISES INC. | AC Electric | No | Complete | 2013-04-22 | 2013-07-08 | 2013-07-10 | 2013-07-10
SRP18303 | SREC Solar | COWGILL JR |  | 11.76 | 0 | Residential | 1 | CLAYTON | 8312 | 15 | SOLARCITY CORPORATION | AC Electric | No | Complete | 2013-04-22 | 2013-09-26 | 2013-10-01 | 2013-10-01
SRP18304 | SREC Solar | AULETTO |  | 8.75 | 0 | Residential | 1 | COLUMBUS | 8022 | 13 | TRINITY HEATING AND AIR | PSE&G BPU | No | Complete | 2013-04-22 | 2013-06-25 | 2013-06-27 | 2013-06-27
SRP18305 | SREC Solar | CHRISTENSEN |  | 7.14 | 0 | Residential | 1 | JACKSON | 8527 | 18 | TRINITY HEATING AND AIR | JCP&L | No | Complete | 2013-04-22 | 2013-07-18 | 2013-09-03 | 2013-09-03
SRP18306 | SREC Solar | GARCIA |  | 9.69 | 0 | Residential | 1 | JACKSON | 8527 | 18 | TRINITY HEATING AND AIR | JCP&L | No | Complete | 2013-04-22 | 2013-07-18 | 2013-07-25 | 2013-07-25
SRP18307 | SREC Solar | TELISZEWSKI |  | 13.475 | 0 | Residential | 1 | BARNEGAT | 8005 | 18 | RELIABLE POWER SERVICES, INC. | JCP&L | No | Complete | 2013-04-22 | 2013-09-09 | 2013-09-17 | 2013-09-17
SRP18309 | SREC Solar | TARANTINO |  | 8.085 | 0 | Residential | 1 | TOMS RIVER | 8757 | 18 | RELIABLE POWER SERVICES, INC. | JCP&L | No | Complete | 2013-04-22 | 2013-09-04 | 2013-09-10 | 2013-09-10
SRP18310 | SREC Solar | SHALOM |  | 10.29 | 0 | Residential | 1 | LAKEWOOD | 8701 | 18 | RELIABLE POWER SERVICES, INC. | JCP&L | No | Complete | 2013-04-22 | 2013-07-23 | 2013-07-30 | 2013-07-30
SRP18312 | SREC Solar | BENTIVEGNA |  | 3.84 | 0 | Residential | 1 | UNION | 7083 | 10 | VIVINT SOLAR | PSE&G BPU | No | Complete | 2013-04-22 | 2014-03-10 | 2014-03-20 | 2014-03-20
SRP18314 | SREC Solar | MURRAY |  | 9.31 | 0 | Residential | 1 | MIDDLETOWN | 7748 | 17 | RELIABLE POWER SERVICES, INC. | JCP&L | No | Complete | 2013-04-22 | 2014-01-24 | 2014-01-31 | 2014-01-31
SRP18315 | SREC Solar | MACKRES |  | 7.84 | 0 | Residential | 1 | BAYVILLE | 8721 | 18 | EZNERGY LLC | JCP&L | No | Complete | 2013-04-22 | 2013-09-25 | 2013-10-01 | 2013-10-01
SRP18316 | SREC Solar | GASTON |  | 8.33 | 0 | Residential | 1 | TOMS RIVER | 8753 | 18 | RELIABLE POWER SERVICES, INC. | JCP&L | No | Complete | 2013-04-22 | 2013-07-12 | 2013-08-06 | 2013-08-06
SRP18317 | SREC Solar | FASTOW |  | 10.78 | 0 | Residential | 1 | LANOKA HARBOR | 8734 | 18 | EZNERGY LLC | JCP&L | No | Complete | 2013-04-22 | 2013-06-11 | 2013-06-18 | 2013-06-18
SRP18319 | SREC Solar | ADELMANN |  | 9.555 | 0 | Residential | 1 | MANTOLOKING | 8738 | 18 | EZNERGY LLC | JCP&L | No | Complete | 2013-04-22 | 2013-07-29 | 2013-08-05 | 2013-08-05
SRP18320 | SREC Solar | FRANEY |  | 6 | 0 | Residential | 1 | WEST CREEK | 8092 | 18 | ROOF DIAGNOSTICS INC | AC Electric | No | Complete | 2013-04-22 | 2013-10-15 | 2013-10-28 | 2013-10-28
SRP18321 | SREC Solar | MITCHELL |  | 4.165 | 0 | Residential | 1 | PISCATAWAY | 8854 | 11 | VIVINT SOLAR | PSE&G BPU | No | Complete | 2013-04-22 | 2013-05-22 | 2013-05-29 | 2013-05-29
SRP18322 | SREC Solar | PATEL |  | 2.75 | 0 | Residential | 1 | SAYREVILLE | 8872 | 11 | ROOF DIAGNOSTICS INC | JCP&L | No | Complete | 2013-04-22 | 2013-10-15 | 2013-10-16 | 2013-10-16
SRP18323 | SREC Solar | PENA |  | 3.36 | 0 | Residential | 1 | EDISON | 8817 | 11 | VIVINT SOLAR | PSE&G BPU | No | Complete | 2013-04-22 | 2014-01-30 | 2014-02-14 | 2014-02-14
SRP18324 | SREC Solar | DE LA VEGA |  | 7.5 | 0 | Residential | 1 | LITTLE FERRY | 7643 | 7 | TRINITY HEATING AND AIR | PSE&G BPU | No | Complete | 2013-04-22 | 2013-08-06 | 2013-08-12 | 2013-08-12
SRP18325 | SREC Solar | CHACKO |  | 5.39 | 0 | Residential | 1 | EAST BRUNSWICK | 8816 | 11 | TRINITY HEATING AND AIR | JCP&L | No | Complete | 2013-04-22 | 2013-08-13 | 2013-09-03 | 2013-09-03
SRP18326 | SREC Solar | GARAY |  | 8.085 | 0 | Residential | 1 | PARKERTOWN | 8087 | 18 | GONE GREEN TECHNOLOGIES | AC Electric | No | Complete | 2013-04-22 | 2013-10-31 | 2013-11-11 | 2013-11-11
SRP18327 | SREC Solar | MAZARIEGO |  | 5 | 0 | Residential | 1 | BLOOMFIELD | 7003 | 9 | ROOF DIAGNOSTICS INC | PSE&G BPU | No | Complete | 2013-04-22 | 2013-12-03 | 2013-12-30 | 2013-12-30
SRP18328 | SREC Solar | MURPHY |  | 8.75 | 0 | Residential | 1 | SOMERSET | 8873 | 5 | TRINITY HEATING AND AIR | PSE&G BPU | No | Complete | 2013-04-22 | 2013-10-01 | 2013-10-03 | 2013-10-03
SRP18329 | SREC Solar | LASKO |  | 4.32 | 0 | Residential | 1 | E. BRUNSWICK | 8816 | 11 | VIVINT SOLAR | PSE&G BPU | No | Complete | 2013-04-22 | 2013-11-12 | 2013-11-15 | 2013-11-15
SRP18330 | SREC Solar | HASSAN |  | 3 | 0 | Residential | 1 | ENGLEWOOD | 7631 | 7 | ROOF DIAGNOSTICS INC | PSE&G BPU | No | Complete | 2013-04-22 | 2014-01-14 | 2014-01-31 | 2014-01-31
SRP18332 | SREC Solar | PANDYA |  | 18.312 | 0 | Residential | 1 | OCEAN VIEW | 8230 | 21 | SEA BRIGHT SOLAR, LLC | AC Electric | No | Complete | 2013-04-22 | 2013-09-03 | 2013-09-10 | 2013-09-10
SRP18334 | SREC Solar | FORREST |  | 5.52 | 0 | Residential | 1 | PISCATAWAY | 8854 | 11 | VIVINT SOLAR | PSE&G BPU | No | Complete | 2013-04-22 | 2013-10-03 | 2013-10-11 | 2013-10-11
SRP18335 | SREC Solar | KELLY |  | 3.84 | 0 | Residential | 1 | ELIZABETH | 7208 | 10 | VIVINT SOLAR | PSE&G BPU | No | Complete | 2013-04-22 | 2013-09-04 | 2013-10-01 | 2013-10-01
SRP18336 | SREC Solar | REMBISZ |  | 6.615 | 0 | Residential | 1 | LINCROFT | 7738 | 17 | NJR HOME SERVICES. | JCP&L | No | Complete | 2013-04-22 | 2013-07-19 | 2013-07-25 | 2013-07-25
SRP18337 | SREC Solar | RICKARDS |  | 5.145 | 0 | Residential | 1 | SOMERSET | 8873 | 5 | VIVINT SOLAR | PSE&G BPU | No | Complete | 2013-04-22 | 2014-02-17 | 2014-03-04 | 2014-03-04
SRP18338 | SREC Solar | PETRAITIS |  | 4.41 | 0 | Residential | 1 | UNION | 7083 | 10 | VIVINT SOLAR | PSE&G BPU | No | Complete | 2013-04-22 | 2013-11-05 | 2014-01-17 | 2014-01-17
SRP18339 | SREC Solar | OVARES |  | 5.39 | 0 | Residential | 1 | BRIDGEWATER | 8807 | 5 | VIVINT SOLAR | PSE&G BPU | No | Complete | 2013-04-22 | 2013-10-28 | 2013-11-06 | 2013-11-06
SRP18341 | SREC Solar | MARZAN |  | 4.41 | 0 | Residential | 1 | PISCATAWAY | 8854 | 11 | VIVINT SOLAR | PSE&G BPU | No | Complete | 2013-04-22 | 2013-10-03 | 2013-10-11 | 2013-10-11
SRP18343 | SREC Solar | AUSTIN |  | 5 | 0 | Residential | 1 | TRENTON | 8691 | 12 | ROOF DIAGNOSTICS INC | PSE&G BPU | No | Complete | 2013-04-22 | 2014-03-21 | 2014-03-27 | 2014-03-27
SRP18344 | SREC Solar | BURO |  | 7.5 | 0 | Residential | 1 | BARNEGAT | 8005 | 18 | ROOF DIAGNOSTICS INC | JCP&L | No | Complete | 2013-04-22 | 2013-12-19 | 2014-01-06 | 2014-01-06
SRP18345 | SREC Solar | OGBONNAYA |  | 1.44 | 0 | Residential | 1 | UNION | 7083 | 10 | VIVINT SOLAR | PSE&G BPU | No | Complete | 2013-04-22 | 2013-11-12 | 2013-12-30 | 2013-12-30
SRP18346 | SREC Solar | O'BRIEN |  | 8.82 | 0 | Residential | 0 | ROSELAND | 7068 | 9 | 1ST LIGHT ENERGY, INC. | PSE&G BPU | No | Complete | 2013-04-22 | 2013-06-13 | 2013-06-27 | 2013-06-27
SRP18347 | SREC Solar | KOVACS |  | 5.76 | 0 | Residential | 1 | SOMERSET | 8873 | 5 | VIVINT SOLAR | PSE&G BPU | No | Complete | 2013-04-22 | 2013-09-26 | 2013-10-03 | 2013-10-03
SRP18348 | SREC Solar | BAKER |  | 2.94 | 0 | Residential | 1 | NORTH PLAINFIELD | 7060 | 10 | SOLARCITY CORPORATION | PSE&G BPU | No | Complete | 2013-04-22 | 2014-06-03 | 2014-06-11 | 2014-06-11
SRP18349 | SREC Solar | MANNING |  | 10.464 | 0 | Residential | 1 | EHT | 8234 | 19 | BRITE IDEA ENERGY | AC Electric | No | Complete | 2013-04-22 | 2013-09-18 | 2013-09-24 | 2013-09-24
SRP18350 | SREC Solar | CASTILLO |  | 8.16 | 0 | Residential | 1 | ELIZABETH | 7208 | 10 | VIVINT SOLAR | PSE&G BPU | No | Complete | 2013-04-22 | 2013-10-25 | 2013-11-07 | 2013-11-07
SRP18351 | SREC Solar | BAUMAN |  | 9.81 | 0 | Residential | 1 | TUCKERTON | 8087 | 18 | BRITE IDEA ENERGY | AC Electric | No | Complete | 2013-04-22 | 2013-09-16 | 2013-09-25 | 2013-09-25
SRP18352 | SREC Solar | BILGRAMI |  | 4.56 | 0 | Residential | 1 | SOMERSET | 8873 | 5 | VIVINT SOLAR | PSE&G BPU | No | Complete | 2013-04-22 | 2013-09-25 | 2013-09-30 | 2013-09-30
SRP18355 | SREC Solar | ZANGRILL |  | 7.5 | 0 | Residential | 1 | PENNINGTON | 8534 | 12 | ROOF DIAGNOSTICS INC | PSE&G BPU | No | Complete | 2013-04-22 | 2013-10-11 | 2013-10-15 | 2013-10-15
SRP18356 | SREC Solar | SERRANO |  | 4 | 0 | Residential | 1 | UNION CITY | 7087 | 8 | ROOF DIAGNOSTICS INC | PSE&G BPU | No | Complete | 2013-04-22 | 2014-06-24 | 2014-06-26 | 2014-06-26
SRP18357 | SREC Solar | DELOACH |  | 7.5 | 0 | Residential | 1 | SOUTH BOUNDBROOK | 8880 | 5 | ROOF DIAGNOSTICS INC | PSE&G BPU | No | Complete | 2013-04-22 | 2014-01-20 | 2014-02-06 | 2014-02-06
SRP18359 | SREC Solar | JITCU |  | 8 | 0 | Residential | 1 | SADDLE BROOK TWP | 7663 | 7 | ROOF DIAGNOSTICS INC | PSE&G BPU | No | Complete | 2013-04-22 | 2013-12-31 | 2014-01-15 | 2014-01-15
SRP18360 | SREC Solar | WOJTOWICA |  | 6.12 | 0 | Residential | 0 | PISCATAWAY | 8854 | 11 | TOTAL EXTERIORS | PSE&G BPU | No | Complete | 2013-04-22 | 2013-12-02 | 2013-12-06 | 2013-12-06
SRP18361 | SREC Solar | NELSON |  | 7.5 | 0 | Residential | 1 | BARNEGAT | 8005 | 18 | ROOF DIAGNOSTICS INC | JCP&L | No | Complete | 2013-04-22 | 2013-10-11 | 2013-10-30 | 2013-10-30
SRP18362 | SREC Solar | CLARK |  | 5 | 0 | Residential | 1 | BRICK | 8723 | 18 | ROOF DIAGNOSTICS INC | JCP&L | No | Complete | 2013-04-22 | 2013-12-31 | 2014-01-21 | 2014-01-21
SRP18363 | SREC Solar | POLICHETTI |  | 7.5 | 0 | Residential | 1 | BEACHWOOD | 8722 | 18 | ROOF DIAGNOSTICS INC | JCP&L | No | Complete | 2013-04-22 | 2013-07-24 | 2013-08-21 | 2013-08-21
SRP18364 | SREC Solar | BABU |  | 7.5 | 0 | Residential | 1 | BRIDGEWATER | 8807 | 5 | ROOF DIAGNOSTICS INC | PSE&G BPU | No | Complete | 2013-04-22 | 2014-04-07 | 2014-04-16 | 2014-04-16
SRP18365 | SREC Solar | JACOBI |  | 3.5 | 0 | Residential | 1 | MIDDLETOWN | 7748 | 17 | ROOF DIAGNOSTICS INC | JCP&L | No | Complete | 2013-04-22 | 2014-03-13 | 2014-03-26 | 2014-03-26
SRP18366 | SREC Solar | GAROFALO |  | 5 | 0 | Residential | 1 | WALL | 7719 | 17 | ROOF DIAGNOSTICS INC | JCP&L | No | Complete | 2013-04-22 | 2014-03-21 | 2014-03-27 | 2014-03-27
SRP18367 | SREC Solar | BORJA |  | 2.5 | 0 | Residential | 1 | NORTH BERGEN | 7047 | 8 | ROOF DIAGNOSTICS INC | PSE&G BPU | No | Complete | 2013-04-22 | 2014-03-31 | 2014-04-07 | 2014-04-07
SRP18368 | SREC Solar | ZWARTKRVIS | SIKA CORPORATION | 241.345 | 0 | Commercial | 1 | LYNDHURST | 7071 | 7 | AMERICAN SOLAR AND ALTERNATIVE POWER | PSE&G BPU | No | Complete | 2012-04-23 | 2013-05-15 | 2013-05-28 | 2013-05-28
SRP18369 | SREC Solar | LAWLER |  | 13.2 | 0 | Residential | 1 | MAYS LANDING | 8213 | 19 | SEA BRIGHT SOLAR, LLC | AC Electric | No | Complete | 2013-04-22 | 2013-11-15 | 2013-11-25 | 2013-11-25
SRP18370 | SREC Solar | BEEBE |  | 2.695 | 0 | Residential | 1 | MILLVILLE | 8332 | 20 | SEA BRIGHT SOLAR, LLC | AC Electric | No | Complete | 2013-04-29 | 2013-07-26 | 2013-09-04 | 2013-09-04
SRP18371 | SREC Solar | HILTON |  | 9.156 | 0 | Residential | 1 | SOMERSET | 8873 | 5 | SEA BRIGHT SOLAR, LLC | PSE&G BPU | No | Complete | 2013-04-22 | 2013-09-11 | 2013-10-01 | 2013-10-01
SRP18372 | SREC Solar | ARIKRAVULA |  | 14 | 0 | Residential | 1 | BRIDGEWATER | 8807 | 5 | ROOF DIAGNOSTICS INC | PSE&G BPU | No | Complete | 2013-04-22 | 2014-01-23 | 2014-01-30 | 2014-01-30
SRP18374 | SREC Solar | MOORE |  | 12.005 | 0 | Residential | 1 | OCEAN VIEW | 8230 | 21 | SEA BRIGHT SOLAR, LLC | AC Electric | No | Complete | 2013-04-22 | 2013-08-23 | 2013-09-03 | 2013-09-03
SRP18375 | SREC Solar | COOGAN |  | 6.5 | 0 | Residential | 1 | BRICK | 8723 | 18 | ROOF DIAGNOSTICS INC | JCP&L | No | Complete | 2013-04-22 | 2013-12-18 | 2014-01-02 | 2014-01-02
SRP18378 | SREC Solar | BERMACK |  | 6.125 | 0 | Residential | 1 | GLEN ROCK | 7452 | 7 | ALTERIS RENEWABLES DBA RGS ENERGY | PSE&G BPU | No | Complete | 2013-04-29 | 2013-10-01 | 2013-10-03 | 2013-10-03
SRP18379 | SREC Solar | PODESTA |  | 9.5 | 0 | Residential | 1 | BRICK | 8724 | 18 | ROOF DIAGNOSTICS INC | JCP&L | No | Complete | 2013-04-29 | 2013-10-25 | 2013-11-04 | 2013-11-04
SRP18380 | SREC Solar | PARKS |  | 4.9 | 0 | Residential | 1 | MILLVILLE | 8332 | 20 | TRINITY HEATING AND AIR | AC Electric | No | Complete | 2013-04-29 | 2013-08-13 | 2013-08-15 | 2013-08-15
SRP18381 | SREC Solar | CAPONE |  | 5.75 | 0 | Residential |  | JACKSON | 8527 | 18 | ROOF DIAGNOSTICS INC | JCP&L | No | Complete | 2013-04-29 | 2013-10-04 | 2013-10-23 | 2013-10-23
SRP18382 | SREC Solar | MURPHY |  | 7.28 | 0 | Residential | 1 | TOMS RIVER | 8753 | 18 | TRINITY HEATING AND AIR | JCP&L | No | Complete | 2013-04-29 | 2013-07-16 | 2013-07-19 | 2013-07-19
SRP18383 | SREC Solar | PRINSTON |  | 6.86 | 0 | Residential | 1 | SOMERSET | 8873 | 5 | ALTERIS RENEWABLES DBA RGS ENERGY | PSE&G BPU | No | Complete | 2013-04-29 | 2013-09-24 | 2013-09-26 | 2013-09-26
SRP18385 | SREC Solar | ECCLES |  | 9.8 | 0 | Residential | 1 | COLUMBUS | 8022 | 13 | TRINITY HEATING AND AIR | PSE&G BPU | No | Complete | 2013-04-29 | 2013-07-18 | 2013-07-25 | 2013-07-25
SRP18386 | SREC Solar | HERSHBAIN |  | 7.84 | 0 | Residential | 1 | WEST TUCKERTON | 8087 | 18 | TRINITY HEATING AND AIR | AC Electric | No | Complete | 2013-04-29 | 2013-07-18 | 2013-07-24 | 2013-07-24
SRP18387 | SREC Solar | LAIDO |  | 7.5 | 0 | Residential | 1 | OCEAN ACRES | 8050 | 18 | TRINITY HEATING AND AIR | AC Electric | No | Complete | 2013-04-29 | 2013-07-03 | 2013-07-09 | 2013-07-09
SRP18388 | SREC Solar | BOLGER |  | 7.5 | 0 | Residential | 1 | EHT | 8234 | 19 | ALTERIS RENEWABLES DBA RGS ENERGY | AC Electric | No | Complete | 2013-04-29 | 2013-08-23 | 2013-09-03 | 2013-09-03
SRP18389 | SREC Solar | CAO |  | 4.5 | 0 | Residential | 1 | EAST BRUNSWICK | 8816 | 11 | ASTON SOLAR | JCP&L | No | Complete | 2013-04-29 | 2013-08-16 | 2013-08-21 | 2013-08-21
SRP18390 | SREC Solar | BRELVI |  | 5.75 | 0 | Residential | 1 | CALIFON | 7830 | 4 | ROOF DIAGNOSTICS INC | JCP&L | No | Complete | 2013-04-29 | 2014-01-08 | 2014-01-21 | 2014-01-21
SRP18392 | SREC Solar | PEARCE |  | 13.734 | 0 | Residential | 1 | CLERMONT | 8210 | 21 | BRITE IDEA ENERGY | AC Electric | No | Complete | 2013-04-29 | 2013-10-15 | 2013-10-16 | 2013-10-16
SRP18393 | SREC Solar | LONG III |  | 5.88 | 0 | Residential | 1 | MT LAUREL | 8054 | 13 | SEA BRIGHT SOLAR, LLC | PSE&G BPU | No | Complete | 2013-04-29 | 2013-10-24 | 2013-10-28 | 2013-10-28
SRP18394 | SREC Solar | NEALON |  | 3.675 | 0 | Residential | 1 | WARETOWN | 8758 | 18 | NJR HOME SERVICES. | JCP&L | No | Complete | 2013-04-29 | 2013-08-27 | 2013-09-04 | 2013-09-04
SRP18395 | SREC Solar | HAYDINGER | UNITED COMMUNITIES | 8.1 | 0 | Residential | 1 | FORT DIX | 8640 | 13 | TRINITY HEATING AND AIR | JCP&L | No | Complete | 2013-04-29 | 2013-10-15 | 2013-12-11 | 2013-12-11
SRP18396 | SREC Solar | HAYDINGER | UNITED COMMUNITIES | 13.57 | 0 | Residential | 1 | FORT DIX | 8640 | 13 | TRINITY HEATING AND AIR | JCP&L | No | Complete | 2013-04-29 | 2013-10-16 | 2013-12-09 | 2013-12-09
SRP18397 | SREC Solar | TILTON |  | 5.88 | 0 | Residential | 1 | TRENTON | 8690 | 12 | TRINITY HEATING AND AIR | PSE&G BPU | No | Complete | 2013-04-29 | 2013-06-21 | 2013-06-27 | 2013-06-27
SRP18398 | SREC Solar | YARDLEY |  | 9.31 | 0 | Residential | 1 | BRICK | 8723 | 18 | SEA BRIGHT SOLAR, LLC | JCP&L | No | Complete | 2013-04-29 | 2013-07-23 | 2013-07-25 | 2013-07-25
SRP18399 | SREC Solar | LLORENTE |  | 8.25 | 0 | Residential | 1 | MCKEE CITY | 8232 | 19 | TRINITY HEATING AND AIR | AC Electric | No | Complete | 2013-04-29 | 2013-08-13 | 2013-08-15 | 2013-08-15
SRP18400 | SREC Solar | MERRIMAN |  | 5.76 | 0 | Residential | 1 | PISCATAWAY | 8854 | 11 | VIVINT SOLAR | PSE&G BPU | No | Complete | 2013-04-29 | 2013-09-26 | 2013-10-03 | 2013-10-03
SRP18401 | SREC Solar | CAMPAGNA |  | 10.08 | 0 | Residential | 1 | SOMERSET | 8873 | 5 | VIVINT SOLAR | PSE&G BPU | No | Complete | 2013-04-29 | 2013-11-27 | 2013-12-04 | 2013-12-04
SRP18402 | SREC Solar | PATEL |  | 4.8 | 0 | Residential | 1 | PISCATAWAY | 8854 | 11 | VIVINT SOLAR | PSE&G BPU | No | Complete | 2013-04-29 | 2013-11-19 | 2013-11-25 | 2013-11-25
SRP18404 | SREC Solar | NECOCHEA |  | 2.88 | 0 | Residential | 1 | LINDEN | 7036 | 10 | VIVINT SOLAR | PSE&G BPU | No | Complete | 2013-04-29 | 2014-02-17 | 2014-03-13 | 2014-03-13
SRP18405 | SREC Solar | GELENIUS |  | 4.08 | 0 | Residential | 1 | SADDLE BROOK | 7663 | 7 | VIVINT SOLAR | PSE&G BPU | No | Complete | 2013-04-29 | 2013-09-26 | 2013-10-03 | 2013-10-03
SRP18406 | SREC Solar | CASUCCIO | HOWELL FLEX CENTER | 430.56 | 0 | Commercial | 1 | FARMINGDALE | 7727 | 17 | GREEN APPLE ENERGY SYSTEMS, LLC | JCP&L | No | Complete | 2013-04-29 | 2013-05-23 | 2013-05-31 | 2013-05-31
SRP18407 | SREC Solar | MCGHEE |  | 6.75 | 0 | Residential | 1 | JACKSON | 8527 | 18 | ROOF DIAGNOSTICS INC | JCP&L | No | Complete | 2013-04-29 | 2013-10-01 | 2013-10-03 | 2013-10-03
SRP18408 | SREC Solar | SMALL |  | 5.75 | 0 | Residential | 1 | NEPTUNE | 7753 | 17 | ROOF DIAGNOSTICS INC | JCP&L | No | Complete | 2013-04-29 | 2014-01-08 | 2014-01-21 | 2014-01-21
SRP18409 | SREC Solar | KAUFHERR |  | 4.08 | 0 | Residential | 1 | UNION | 7083 | 10 | VIVINT SOLAR | PSE&G BPU | No | Complete | 2013-04-29 | 2014-01-30 | 2014-02-14 | 2014-02-14
SRP18410 | SREC Solar | FLEYSHER |  | 3.995 | 0 | Residential | 1 | SADDLE BROOK | 7663 | 7 | VIVINT SOLAR | PSE&G BPU | No | Complete | 2013-04-29 | 2013-09-26 | 2013-10-03 | 2013-10-03
SRP18411 | SREC Solar | SAPUAY |  | 5.17 | 0 | Residential | 1 | LODI | 7644 | 7 | VIVINT SOLAR | PSE&G BPU | No | Complete | 2013-04-29 | 2013-06-14 | 2013-06-24 | 2013-06-24
SRP18412 | SREC Solar | MACCATANGAY |  | 4.465 | 0 | Residential | 1 | LODI | 7644 | 7 | VIVINT SOLAR | PSE&G BPU | No | Complete | 2013-04-29 | 2014-05-07 | 2014-08-27 | 2014-08-27
SRP18415 | SREC Solar | SPADOLA |  | 10.045 | 0 | Residential | 1 | BRICK | 8723 | 18 | TRINITY HEATING AND AIR | JCP&L | No | Complete | 2013-04-29 | 2013-10-01 | 2013-10-03 | 2013-10-03
SRP18416 | SREC Solar | COLON |  | 5.25 | 0 | Residential | 1 | ELIZABETH | 7208 | 10 | TRINITY HEATING AND AIR | PSE&G BPU | No | Complete | 2013-04-29 | 2013-08-20 | 2013-08-27 | 2013-08-27
SRP18417 | SREC Solar | MORGANSTEIN |  | 6.25 | 0 | Residential | 1 | RANDOLPH | 7869 | 3 | ROOF DIAGNOSTICS INC | JCP&L | No | Complete | 2013-04-29 | 2013-12-16 | 2014-01-06 | 2014-01-06
SRP18418 | SREC Solar | DEBREE |  | 7.5 | 0 | Residential | 1 | BRICK | 8732 | 18 | ROOF DIAGNOSTICS INC | JCP&L | No | Complete | 2013-04-29 | 2013-11-22 | 2013-11-27 | 2013-11-27
SRP18419 | SREC Solar | RYAN |  | 7.5 | 0 | Residential | 1 | MONMOUTH JCT | 8852 | 11 | ROOF DIAGNOSTICS INC | PSE&G BPU | No | Complete | 2013-04-29 | 2013-09-18 | 2013-09-24 | 2013-09-24
SRP18420 | SREC Solar | GONZALEZ |  | 20.58 | 0 | Residential | 1 | PITTSGROVE | 8318 | 16 | ALLSEASON CONSTRUCTION | AC Electric | No | Complete | 2013-04-29 | 2014-05-01 | 2014-05-08 | 2014-05-08
SRP18422 | SREC Solar | BAUER |  | 11.76 | 0 | Residential | 1 | MAYS LANDING | 8330 | 19 | ALLSEASON CONSTRUCTION | AC Electric | No | Complete | 2013-05-06 | 2014-05-12 | 2014-05-29 | 2014-05-29
SRP18423 | SREC Solar | LEADBEATER |  | 10.29 | 0 | Residential | 1 | FRANKLINVILLE | 8322 | 15 | ALLSEASON CONSTRUCTION | AC Electric | No | Complete | 2013-04-29 | 2013-09-04 | 2013-09-10 | 2013-09-10
SRP18426 | SREC Solar | PETERS |  | 6.48 | 0 | Residential | 1 | TEANECK | 7666 | 7 | VIVINT SOLAR | PSE&G BPU | No | Complete | 2013-04-29 | 2014-03-10 | 2014-03-20 | 2014-03-20
SRP18427 | SREC Solar | GRISOLIA | PSE&G | 1072.305 | 0 | Commercial | 0 | MOORESTOWN | 8057 | 13 | VANGUARD ENERGY PARTNERS, LLC | PSE&G BPU | Yes | Complete | 2013-04-29 | 2014-04-09 | 2014-04-10 | 2014-04-10
SRP18428 | SREC Solar | SAMMY |  | 3.6 | 0 | Residential | 1 | ELMWOOD PARK | 7407 | 7 | VIVINT SOLAR | PSE&G BPU | No | Complete | 2013-04-29 | 2013-10-09 | 2013-10-11 | 2013-10-11
SRP18430 | SREC Solar | MORAIS |  | 3.36 | 0 | Residential | 1 | ELIZABETH | 7208 | 10 | VIVINT SOLAR | PSE&G BPU | No | Complete | 2013-04-29 | 2013-11-19 | 2013-11-25 | 2013-11-25
SRP18431 | SREC Solar | PAYNE |  | 6.37 | 0 | Residential | 1 | PISCATAWAY | 8854 | 11 | VIVINT SOLAR | PSE&G BPU | No | Complete | 2013-04-29 | 2014-03-10 | 2014-03-18 | 2014-03-18
SRP18433 | SREC Solar | QUARLESS |  | 5.04 | 0 | Residential | 1 | SOMERSET | 8873 | 5 | VIVINT SOLAR | PSE&G BPU | No | Complete | 2013-04-29 | 2013-09-04 | 2013-09-11 | 2013-09-11
SRP18435 | SREC Solar | DUNHOUR |  | 9.31 | 0 | Residential | 1 | SEWELL | 8080 | 15 | TRINITY HEATING AND AIR | AC Electric | No | Complete | 2013-04-29 | 2013-07-29 | 2013-08-05 | 2013-08-05
SRP18436 | SREC Solar | BARNES |  | 7.595 | 0 | Residential | 1 | EHT | 8234 | 19 | RCL ENTERPRISES INC. | AC Electric | No | Complete | 2013-04-29 | 2013-07-16 | 2013-08-06 | 2013-08-06
SRP18438 | SREC Solar | DIVINCENT |  | 7 | 0 | Residential | 1 | SPARTA | 7871 | 1 | ROOF DIAGNOSTICS INC | JCP&L | No | Complete | 2013-04-29 | 2013-10-04 | 2013-10-09 | 2013-10-09
SRP18439 | SREC Solar | CORNELISSE |  | 8.75 | 0 | Residential | 1 | BERKELEY | 8721 | 18 | ROOF DIAGNOSTICS INC | JCP&L | No | Complete | 2013-04-29 | 2013-10-25 | 2013-11-04 | 2013-11-04
SRP18440 | SREC Solar | HOUSMAN |  | 3.25 | 0 | Residential | 1 | SOUTH AMBOY | 8879 | 11 | ROOF DIAGNOSTICS INC | JCP&L | No | Complete | 2013-04-29 | 2013-09-24 | 2013-09-26 | 2013-09-26
SRP18441 | SREC Solar | PITILON |  | 7.105 | 0 | Residential | 1 | PRINCETON JCT | 8550 | 12 | TRINITY HEATING AND AIR | JCP&L | No | Complete | 2013-04-29 | 2013-07-19 | 2013-08-15 | 2013-08-15
SRP18442 | SREC Solar | OKUN |  | 10.045 | 0 | Residential | 1 | SOMERSET | 8873 | 5 | TRINITY HEATING AND AIR | PSE&G BPU | No | Complete | 2013-04-29 | 2013-06-21 | 2013-06-27 | 2013-06-27
SRP18443 | SREC Solar | CORNELIUS |  | 6 | 0 | Residential | 1 | PINE BEACH | 8741 | 18 | ROOF DIAGNOSTICS INC | JCP&L | No | Complete | 2013-04-29 | 2013-12-19 | 2014-01-08 | 2014-01-08
SRP18444 | SREC Solar | FLORA |  | 5.88 | 0 | Residential | 1 | POINT PLEASANT | 8742 | 18 | LUMINATION HOME ENERGY | JCP&L | No | Complete | 2013-04-29 | 2013-07-15 | 2013-08-06 | 2013-08-06
SRP18445 | SREC Solar | RETTERHOLT |  | 5.5 | 0 | Residential | 1 | HIGHTSTOWN | 8520 | 12 | ROOF DIAGNOSTICS INC | JCP&L | No | Complete | 2013-04-29 | 2013-10-04 | 2013-10-09 | 2013-10-09
SRP18446 | SREC Solar | SCARIA |  | 5.75 | 0 | Residential | 1 | BERGENFIELD | 7621 | 7 | ROOF DIAGNOSTICS INC | PSE&G BPU | No | Complete | 2013-04-29 | 2013-11-07 | 2013-11-19 | 2013-11-19
SRP18447 | SREC Solar | DENARO |  | 5.88 | 0 | Residential | 1 | FORKED RIVER | 8731 | 18 | RELIABLE POWER SERVICES, INC. | JCP&L | No | Complete | 2013-04-29 | 2013-07-12 | 2013-08-06 | 2013-08-06
SRP18448 | SREC Solar | TARANTINO |  | 5.635 | 0 | Residential | 1 | TOMS RIVER | 8757 | 18 | RELIABLE POWER SERVICES, INC. | JCP&L | No | Complete | 2013-04-29 | 2013-09-04 | 2013-09-10 | 2013-09-10
SRP18449 | SREC Solar | SALVEMINI |  | 9.81 | 0 | Residential | 1 | NORTH PLAINFIELD | 7063 | 10 | ROSS SOLAR GROUP, LLC | PSE&G BPU | No | Complete | 2013-04-29 | 2014-06-05 | 2014-06-09 | 2014-06-09
SRP18450 | SREC Solar | LOVETT |  | 8.33 | 0 | Residential | 1 | LAWRENCEVILLE | 8648 | 12 | EZNERGY LLC | PSE&G BPU | No | Complete | 2013-04-29 | 2013-08-14 | 2013-08-20 | 2013-08-20
SRP18453 | SREC Solar | ROSHKO |  | 12.48 | 0 | Residential | 1 | MULLICA HILL | 8062 | 15 | ASTRUM SOLAR, LLC | AC Electric | No | Complete | 2013-04-29 | 2014-05-07 | 2014-05-16 | 2014-05-16
SRP18454 | SREC Solar | SULLIVAN |  | 5.5 | 0 | Residential | 1 | BUDD LAKE | 7828 | 3 | ROOF DIAGNOSTICS INC | JCP&L | No | Complete | 2013-04-29 | 2013-09-20 | 2013-09-30 | 2013-09-30
SRP18455 | SREC Solar | BROMIRSKI |  | 6.86 | 0 | Residential | 1 | PERTH AMBOY | 8861 | 11 | EZNERGY LLC | PSE&G BPU | No | Complete | 2013-04-29 | 2013-11-18 | 2013-11-26 | 2013-11-26
SRP18456 | SREC Solar | CHAMBLIN |  | 3.25 | 0 | Residential | 1 | BEACH HAVEN | 8008 | 18 | ROOF DIAGNOSTICS INC | AC Electric | No | Complete | 2013-04-29 | 2014-03-03 | 2014-03-11 | 2014-03-11
SRP18457 | SREC Solar | ZEBROWSKI |  | 10.535 | 0 | Residential | 1 | MATAWAN | 7747 | 17 | RELIABLE POWER SERVICES, INC. | JCP&L | No | Complete | 2013-04-29 | 2013-10-23 | 2013-10-29 | 2013-10-29
SRP18458 | SREC Solar | MINANO |  | 5.145 | 0 | Residential | 1 | NUTLEY | 7110 | 9 | VIVINT SOLAR | PSE&G BPU | No | Complete | 2013-04-29 | 2014-03-10 | 2014-03-20 | 2014-03-20
SRP18460 | SREC Solar | SELZLER |  | 10.5 | 0 | Residential | 1 | MANCHESTER | 8759 | 18 | TRINITY HEATING AND AIR | JCP&L | No | Complete | 2013-04-29 | 2013-05-10 | 2013-05-22 | 2013-05-22
SRP18461 | SREC Solar | SCOTT |  | 4.94 | 0 | Residential | 0 | TURNERSVILLE | 8012 | 14 | ASTRUM SOLAR, LLC | AC Electric | No | Complete | 2013-04-29 | 2014-06-09 | 2014-06-18 | 2014-06-18
SRP18463 | SREC Solar | BACH |  | 9.555 | 0 | Residential | 1 | PITMAN | 8071 | 15 | RCL ENTERPRISES INC. | AC Electric | No | Complete | 2013-04-29 | 2013-06-21 | 2013-07-19 | 2013-07-19
SRP18464 | SREC Solar | DASGUPTA |  | 6.86 | 0 | Residential | 1 | MANSFIELD | 8022 | 13 | RCL ENTERPRISES INC. | PSE&G BPU | No | Complete | 2013-04-29 | 2013-06-21 | 2013-06-27 | 2013-06-27
SRP18465 | SREC Solar | JEFFERES |  | 7.105 | 0 | Residential | 1 | MAYS LANDING | 8330 | 19 | ACOS ENERGY, LLC | AC Electric | No | Complete | 2013-04-29 | 2013-09-05 | 2013-09-17 | 2013-09-17
SRP18466 | SREC Solar | RUGLIO |  | 6.125 | 0 | Residential | 1 | ELMWOOD PARK | 7407 | 7 | EAST COAST ALTERNATIVE ENERGY | PSE&G BPU | No | Complete | 2013-04-29 | 2013-08-14 | 2013-08-20 | 2013-08-20
SRP18468 | SREC Solar | COSTANTINO |  | 6.86 | 0 | Residential | 1 | EHT | 8234 | 19 | ACOS ENERGY, LLC | AC Electric | No | Complete | 2013-04-29 | 2014-02-06 | 2014-02-24 | 2014-02-24
SRP18470 | SREC Solar | MAWHINNEY |  | 23.52 | 0 | Residential | 1 | DEVONSHITE | 8215 | 19 | ACOS ENERGY, LLC | AC Electric | No | Complete | 2013-04-29 | 2013-09-05 | 2013-09-18 | 2013-09-18
SRP18471 | SREC Solar | BLEWITT |  | 15.19 | 0 | Residential | 1 | BAYVILLE | 8721 | 18 | ACOS ENERGY, LLC | JCP&L | No | Complete | 2013-04-29 | 2014-01-14 | 2014-01-24 | 2014-01-24
SRP18473 | SREC Solar | COFFEY |  | 5.39 | 0 | Residential | 1 | MAYS LANDING | 8330 | 19 | ACOS ENERGY, LLC | AC Electric | No | Complete | 2013-04-29 | 2013-09-18 | 2013-09-24 | 2013-09-24
SRP18474 | SREC Solar | GIANNINI |  | 13.23 | 0 | Residential | 1 | EHT | 8234 | 19 | ACOS ENERGY, LLC | AC Electric | No | Complete | 2013-04-29 | 2013-09-18 | 2013-09-24 | 2013-09-24
SRP18475 | SREC Solar | LARIMORE |  | 19.11 | 0 | Residential | 1 | BRIDGETON | 8302 | 20 | RCL ENTERPRISES INC. | AC Electric | No | Complete | 2013-04-29 | 2013-09-03 | 2013-09-10 | 2013-09-10
SRP18476 | SREC Solar | GOLDNER |  | 5.25 | 0 | Residential | 1 | POMPTON PLAINS | 7444 | 3 | RENEWERGY SOLUTIONS GROUP | JCP&L | No | Complete | 2013-04-29 | 2013-08-28 | 2013-09-06 | 2013-09-06
SRP18477 | SREC Solar | BRAHMBHATT |  | 9.8 | 0 | Residential | 1 | EAST WINDSOR | 8520 | 12 | ACOS ENERGY, LLC | JCP&L | No | Complete | 2013-04-29 | 2014-01-10 | 2014-01-24 | 2014-01-24
SRP18479 | SREC Solar | COLOMBO |  | 7.84 | 0 | Residential | 1 | EHT | 8234 | 19 | ACOS ENERGY, LLC | AC Electric | No | Complete | 2013-04-29 | 2014-01-14 | 2014-01-24 | 2014-01-24
SRP18480 | SREC Solar | MULLER | MERCER STREET WAREHOUSE | 151.34 | 0 | Commercial | 1 | HIGHTSTOWN | 8520 | 12 | ABSOLUTELY ENERGIZED SOLAR, LLC | JCP&L | No | Complete | 2013-04-29 | 2013-12-06 | 2013-12-17 | 2013-12-17
SRP18481 | SREC Solar | YOOS |  | 11.76 | 0 | Residential | 1 | MT HOLLY | 8060 | 13 | ASTRUM SOLAR, LLC | PSE&G BPU | No | Complete | 2013-04-29 | 2014-05-07 | 2014-05-14 | 2014-05-14
SRP18483 | SREC Solar | AHMED |  | 7 | 0 | Residential | 1 | BORDENTOWN | 8505 | 13 | ASTRUM SOLAR, LLC | PSE&G BPU | No | Complete | 2013-04-29 | 2014-04-21 | 2014-04-25 | 2014-04-25
SRP18488 | SREC Solar | KOZIERACHI |  | 6.12 | 0 | Residential | 0 | TURNERSVILLE | 8012 | 14 | ASTRUM SOLAR, LLC | AC Electric | No | Complete | 2013-04-29 | 2014-04-16 | 2014-04-25 | 2014-04-25
SRP18489 | SREC Solar | GILDERSLEEVE |  | 10.045 | 0 | Residential | 1 | FORKED RIVER | 8731 | 18 | EZNERGY LLC | JCP&L | No | Complete | 2013-04-29 | 2013-07-23 | 2013-07-30 | 2013-07-30
SRP18490 | SREC Solar | GARCIA |  | 2 | 0 | Residential | 1 | LODI | 7644 | 7 | TRINITY HEATING AND AIR | PSE&G BPU | No | Complete | 2013-04-29 | 2013-07-01 | 2013-07-05 | 2013-07-05
SRP18492 | SREC Solar | ALMAN |  | 3.5 | 0 | Residential | 1 | MANAHAWKIN | 8050 | 18 | ROOF DIAGNOSTICS INC | AC Electric | No | Complete | 2013-04-29 | 2014-01-14 | 2014-01-30 | 2014-01-30
SRP18495 | SREC Solar | GENTILE |  | 4.9 | 0 | Residential | 1 | GARFIELD | 7026 | 7 | SOLARCITY CORPORATION | PSE&G BPU | No | Complete | 2013-04-29 | 2013-09-20 | 2013-09-26 | 2013-09-26
SRP18496 | SREC Solar | BLAIR |  | 8.085 | 0 | Residential | 1 | NEW EGYPT | 8533 | 18 | SOLULAR LLC. II | JCP&L | No | Complete | 2013-04-29 | 2013-12-19 | 2014-01-07 | 2014-01-07
SRP18498 | SREC Solar | VELAHOS |  | 9.25 | 0 | Residential | 1 | GIBBSTOWN | 8027 | 15 | ASTRUM SOLAR, LLC | AC Electric | No | Complete | 2013-04-29 | 2014-05-07 | 2014-05-14 | 2014-05-14
SRP18499 | SREC Solar | ZHU |  | 7 | 0 | Residential | 0 | HAMILTON TWP | 8620 | 12 | GREENTECH SOLAR USA, LLC | PSE&G BPU | No | Complete | 2013-04-29 | 2014-02-24 | 2014-03-03 | 2014-03-03
SRP18500 | SREC Solar | MARTOGLIO | MARKET FAIR SENIOR HOUSING | 8.052 | 0 | Commercial | 0 | CAMDEN | 8102 | 14 | MERCHANT ELECTRIC & LIGHTING SERVICE INC | PSE&G BPU | No | Complete | 2013-04-29 | 2014-04-11 | 2014-04-17 | 2014-04-17
SRP18501 | SREC Solar | ISSA | CIS CONSTRUCTION LLC | 20 | 0 | Commercial | 0 | EWING | 8628 | 12 | POWER OVERHAUL, LLC | PSE&G BPU | No | Complete | 2013-04-29 | 2014-05-30 | 2014-06-10 | 2014-06-10
SRP18502 | SREC Solar | MARTOGLIO | MARKET FAIR SENIOR HOUSING | 38.064 | 0 | Commercial | 0 | CAMDEN | 8104 | 14 | MERCHANT ELECTRIC & LIGHTING SERVICE INC | PSE&G BPU | No | Complete | 2013-04-29 | 2013-12-13 | 2013-12-27 | 2013-12-27
SRP18504 | SREC Solar | NAPOLITANO |  | 5 | 0 | Residential | 1 | METUCHEN | 8840 | 11 | ROOF DIAGNOSTICS INC | PSE&G BPU | No | Complete | 2013-04-29 | 2014-01-20 | 2014-02-18 | 2014-02-18
SRP18505 | SREC Solar | DENNIS |  | 4.8 | 0 | Residential | 1 | CLAYTON | 8312 | 15 | SOLARCITY CORPORATION | AC Electric | No | Complete | 2013-04-29 | 2013-10-01 | 2013-10-23 | 2013-10-23
SRP18506 | SREC Solar | FEINBAUM |  | 8.085 | 0 | Residential | 1 | SOUTH HARRISON TWP | 8062 | 15 | SOLARCITY CORPORATION | AC Electric | No | Complete | 2013-04-29 | 2013-08-30 | 2013-09-19 | 2013-09-19
SRP18508 | SREC Solar | FRIEDMAN |  | 13 | 0 | Residential | 1 | OAKHURST | 7755 | 17 | SOLARCITY CORPORATION | JCP&L | No | Complete | 2013-04-29 | 2013-09-05 | 2013-09-18 | 2013-09-18
SRP18509 | SREC Solar | RODINO |  | 5.75 | 0 | Residential | 1 | HOWELL | 7731 | 17 | ROOF DIAGNOSTICS INC | JCP&L | No | Complete | 2013-04-29 | 2013-10-04 | 2013-10-11 | 2013-10-11
SRP18510 | SREC Solar | CRESPI |  | 6 | 0 | Residential | 1 | BAYVILLE | 8721 | 18 | TRINITY HEATING AND AIR | JCP&L | No | Complete | 2013-04-29 | 2013-09-09 | 2013-09-17 | 2013-09-17
SRP18511 | SREC Solar | BAUER |  | 13.23 | 0 | Residential | 1 | MICKLETON | 8056 | 15 | SOLARCITY CORPORATION | AC Electric | No | Complete | 2013-04-29 | 2013-09-05 | 2013-09-17 | 2013-09-17
SRP18512 | SREC Solar | CHRONIS |  | 19.11 | 0 | Residential | 1 | NEWTON | 7860 | 1 | ALTERNATIVE ENERGY ASSOCIATES | JCP&L | No | Complete | 2013-04-29 | 2013-11-11 | 2013-11-15 | 2013-11-15
SRP18513 | SREC Solar | ZAMMIT |  | 10.29 | 0 | Residential | 1 | VILLAS | 8251 | 21 | SOLARCITY CORPORATION | AC Electric | No | Complete | 2013-04-29 | 2013-12-27 | 2014-01-10 | 2014-01-10
SRP18514 | SREC Solar | PEREZ |  | 15.19 | 0 | Residential | 1 | CHERRY HILL | 8002 | 14 | SOLARCITY CORPORATION | PSE&G BPU | No | Complete | 2013-04-29 | 2013-09-20 | 2013-09-26 | 2013-09-26
SRP18515 | SREC Solar | PRICE |  | 10.14 | 0 | Residential | 0 | FARMINGDALE | 7727 | 17 | INFINITY SOLAR POWER, LLC | JCP&L | No | Complete | 2013-04-29 | 2013-11-19 | 2014-02-11 | 2014-02-11
SRP18516 | SREC Solar | COBOURN |  | 7.84 | 0 | Residential | 1 | BERLIN TOWNSHIP | 8091 | 14 | SOLARCITY | AC Electric | No | Complete | 2013-04-29 | 2013-12-10 | 2013-12-20 | 2013-12-20
SRP18517 | SREC Solar | KANYUCK |  | 8.575 | 0 | Residential | 1 | STEWARTSVILLE | 8886 | 2 | ALTERNATIVE ENERGY ASSOCIATES | JCP&L | No | Complete | 2013-04-29 | 2014-04-21 | 2014-04-23 | 2014-04-23
SRP18518 | SREC Solar | JAVAN |  | 4.95 | 0 | Residential | 0 | PISCATAWAY | 8854 | 11 | GEOPEAK ENERGY LLC | PSE&G BPU | No | Complete | 2013-04-29 | 2013-12-18 | 2014-01-02 | 2014-01-02
SRP18519 | SREC Solar | DICKMAN |  | 11.76 | 0 | Residential | 1 | WEST ORANAGE | 7052 | 9 | SOLARCITY CORPORATION | PSE&G BPU | No | Complete | 2013-04-29 | 2013-11-04 | 2013-11-12 | 2013-11-12
SRP18520 | SREC Solar | JONES |  | 3.924 | 0 | Residential | 1 | LAMBERTVILLE | 8530 | 4 | ROOF DIAGNOSTICS INC | JCP&L | No | Complete | 2013-04-29 | 2013-12-31 | 2014-01-21 | 2014-01-21
SRP18521 | SREC Solar | PEARCE |  | 10.78 | 0 | Residential | 1 | SOMARS POINT | 8244 | 19 | SOLARCITY CORPORATION | AC Electric | No | Complete | 2013-04-29 | 2013-11-27 | 2013-12-17 | 2013-12-17
SRP18523 | SREC Solar | BLACKMON |  | 9.31 | 0 | Residential | 1 | WHITING | 8759 | 18 | ACOS ENERGY, LLC | JCP&L | No | Complete | 2013-05-06 | 2014-01-30 | 2014-02-17 | 2014-02-17
SRP18524 | SREC Solar | BROCCOLI |  | 8.82 | 0 | Residential | 1 | DEPTFORD | 8096 | 15 | ACOS ENERGY, LLC | AC Electric | No | Complete | 2013-05-06 | 2013-09-04 | 2013-09-10 | 2013-09-10
SRP18525 | SREC Solar | ADAMS |  | 5.635 | 0 | Residential | 1 | EGG HARBOR CITY | 8215 | 19 | ACOS ENERGY, LLC | AC Electric | No | Complete | 2013-05-06 | 2013-10-14 | 2013-10-30 | 2013-10-30
SRP18526 | SREC Solar | CURTIS |  | 19.11 | 0 | Residential | 1 | CARDIFF | 8234 | 19 | ACOS ENERGY, LLC | AC Electric | No | Complete | 2013-05-06 | 2013-11-21 | 2013-11-26 | 2013-11-26
SRP18527 | SREC Solar | SHAH |  | 9 | 0 | Residential | 1 | CHERRY HILL | 8003 | 14 | TRINITY HEATING AND AIR | PSE&G BPU | No | Complete | 2013-05-06 | 2013-08-29 | 2013-09-06 | 2013-09-06
SRP18528 | SREC Solar | PATEL |  | 6.86 | 0 | Residential | 0 | METUCHEN | 8840 | 11 | SUN SAVER SOLAR SYSTEMS 2 | PSE&G BPU | No | Complete | 2013-05-06 | 2013-08-14 | 2013-08-20 | 2013-08-20
SRP18530 | SREC Solar | ARAMBURU |  | 6 | 0 | Residential | 1 | BELMAR | 7719 | 17 | ROOF DIAGNOSTICS INC | JCP&L | No | Complete | 2013-05-06 | 2013-07-24 | 2013-07-30 | 2013-07-30
SRP18531 | SREC Solar | KROL |  | 7.65 | 0 | Residential | 0 | ROCKAWAY | 7866 | 3 | EAST COAST ALTERNATIVE ENERGY | JCP&L | No | Complete | 2013-05-06 | 2013-07-09 | 2013-07-18 | 2013-07-18
SRP18532 | SREC Solar | DIMARIO |  | 4.8 | 0 | Residential | 1 | LITTLE FERRY | 7643 | 7 | VIVINT SOLAR | PSE&G BPU | No | Complete | 2013-05-06 | 2013-10-25 | 2013-11-07 | 2013-11-07
SRP18533 | SREC Solar | DUFFY |  | 7.35 | 0 | Residential | 1 | CAPE MAY | 8204 | 21 | ALTERIS RENEWABLES DBA REAL GOODS SOLAR | AC Electric | No | Complete | 2013-05-06 | 2013-10-08 | 2013-10-11 | 2013-10-11
SRP18534 | SREC Solar | MCLAUGHLIN |  | 6 | 0 | Residential | 1 | PENNINGTON | 8534 | 12 | ROOF DIAGNOSTICS INC | PSE&G BPU | No | Complete | 2013-05-06 | 2013-10-10 | 2013-10-15 | 2013-10-15
SRP18536 | SREC Solar | ANDERSON |  | 5.88 | 0 | Residential | 1 | BLACKWOOD | 8012 | 14 | SOLARCITY CORPORATION | PSE&G BPU | No | Complete | 2013-05-06 | 2013-11-05 | 2013-11-11 | 2013-11-11
SRP18537 | SREC Solar | ESBENSEN JR |  | 8.25 | 0 | Residential | 1 | WILLIAMSTOWN | 8094 | 15 | SOLARCITY CORPORATION | AC Electric | No | Complete | 2013-05-06 | 2013-11-08 | 2013-12-16 | 2013-12-16
SRP18538 | SREC Solar | NICKERSON |  | 8.33 | 0 | Residential | 1 | OCEAN VIEW | 8230 | 21 | SUNGEVITY, INC. | AC Electric | No | Complete | 2013-05-06 | 2013-08-06 | 2013-08-12 | 2013-08-12
SRP18539 | SREC Solar | RIVERA |  | 8.5 | 0 | Residential | 1 | BURLINGTON | 8016 | 13 | TRINITY HEATING AND AIR | PSE&G BPU | No | Complete | 2013-05-06 | 2013-07-03 | 2013-07-09 | 2013-07-09
SRP18540 | SREC Solar | POZZOLANO |  | 5.75 | 0 | Residential | 1 | FREEHOLD | 7728 | 17 | ROOF DIAGNOSTICS INC | JCP&L | No | Complete | 2013-05-06 | 2013-12-20 | 2014-01-09 | 2014-01-09
SRP18541 | SREC Solar | BROWN |  | 7.35 | 0 | Residential | 1 | AUDUBON | 8106 | 14 | TRINITY HEATING AND AIR | PSE&G BPU | No | Complete | 2013-05-06 | 2013-07-23 | 2013-07-25 | 2013-07-25
SRP18543 | SREC Solar | SANTUCCI |  | 11.772 | 0 | Residential | 1 | COLUMBUS | 8022 | 13 | SEA BRIGHT SOLAR, LLC | PSE&G BPU | No | Complete | 2013-05-06 | 2013-09-04 | 2013-09-10 | 2013-09-10
SRP18544 | SREC Solar | CAULFIELD JR. | 198 VAN VORST STREET LLC | 32.64 | 0 | Commercial | 0 | JERSEY CITY | 7302 | 8 | TAFROW ELECTRIC | PSE&G BPU | No | Complete | 2013-05-06 | 2014-07-22 | 2014-09-22 | 2014-09-22
SRP18545 | SREC Solar | BOBEK |  | 7.35 | 0 | Residential | 1 | BEACHWOOD | 8722 | 18 | NJR HOME SERVICES. | JCP&L | No | Complete | 2013-05-06 | 2013-08-22 | 2013-08-28 | 2013-08-28
SRP18546 | SREC Solar | CRAIG |  | 10.535 | 0 | Residential | 1 | SICKLERVILLE | 8081 | 14 | RCL ENTERPRISES INC. | AC Electric | No | Complete | 2013-05-06 | 2013-08-07 | 2013-08-12 | 2013-08-12
SRP18547 | SREC Solar | SCAFFIDI |  | 9.555 | 0 | Residential | 1 | HAMMONTON | 8037 | 19 | SOLARCITY CORPORATION | AC Electric | No | Complete | 2013-05-06 | 2013-08-09 | 2013-08-27 | 2013-08-27
SRP18548 | SREC Solar | RALPH |  | 8.085 | 0 | Residential | 1 | ERIAL | 8081 | 14 | RCL ENTERPRISES INC. | AC Electric | No | Complete | 2013-05-06 | 2013-08-07 | 2013-08-28 | 2013-08-28
SRP18549 | SREC Solar | WETZEL |  | 13.72 | 0 | Residential | 1 | WASHINGTON TOWNSHIP | 8012 | 14 | SOLARCITY CORPORATION | AC Electric | No | Complete | 2013-05-06 | 2013-09-19 | 2013-09-26 | 2013-09-26
SRP18551 | SREC Solar | SIDDIQUI |  | 10.78 | 0 | Residential | 1 | SPARTA TOWNSHIP | 7871 | 1 | SOLARCITY CORPORATION | JCP&L | No | Complete | 2013-05-06 | 2013-08-22 | 2013-08-27 | 2013-08-27
SRP18553 | SREC Solar | FORISH |  | 4.41 | 0 | Residential | 1 | SMITHVILLE | 8205 | 19 | GO SOLAR ELECTRIC, LLC | AC Electric | No | Complete | 2013-05-06 | 2013-12-26 | 2014-01-14 | 2014-01-14
SRP18554 | SREC Solar | MEDICI |  | 9.5 | 0 | Residential | 1 | VINCENTOWN | 8088 | 13 | TRINITY HEATING AND AIR | PSE&G BPU | No | Complete | 2013-05-06 | 2013-07-19 | 2013-07-25 | 2013-07-25
SRP18557 | SREC Solar | BROGDEN |  | 11 | 0 | Residential | 1 | SMITHVILLE | 8201 | 19 | TRINITY HEATING AND AIR | AC Electric | No | Complete | 2013-05-06 | 2013-08-06 | 2013-08-28 | 2013-08-28
SRP18558 | SREC Solar | ZIEL |  | 5.635 | 0 | Residential | 1 | TOMS RIVER | 8757 | 18 | SOLARCITY | JCP&L | No | Complete | 2013-05-06 | 2013-10-04 | 2013-10-09 | 2013-10-09
SRP18559 | SREC Solar | PRATTICO |  | 12.25 | 0 | Residential | 1 | WILLIAMSTOWN | 8094 | 15 | SOLARCITY CORPORATION | AC Electric | No | Complete | 2013-05-06 | 2013-10-01 | 2013-10-10 | 2013-10-10
SRP18561 | SREC Solar | WYLIE |  | 9.36 | 0 | Residential | 1 | SICKLERVILLE | 8081 | 14 | SOLARCITY CORPORATION | AC Electric | No | Complete | 2013-05-06 | 2014-04-09 | 2014-04-21 | 2014-04-21
SRP18562 | SREC Solar | WIMBERG |  | 19.355 | 0 | Residential | 1 | HAMMONTON | 8037 | 19 | ACOS ENERGY, LLC | AC Electric | No | Complete | 2013-05-06 | 2014-05-22 | 2014-06-25 | 2014-06-25
SRP18563 | SREC Solar | SPIER |  | 12.426 | 0 | Residential | 1 | MAPLEWOOD | 7040 | 9 | GEOSCAPE SOLAR | PSE&G BPU | No | Complete | 2013-05-06 | 2013-10-24 | 2013-11-04 | 2013-11-04
SRP18564 | SREC Solar | ARRINGTON |  | 7.848 | 0 | Residential | 1 | BRICK | 8724 | 18 | GEOPEAK ENERGY LLC | JCP&L | No | Complete | 2013-05-06 | 2013-09-04 | 2013-09-10 | 2013-09-10
SRP18567 | SREC Solar | LARBALESTRIER |  | 14 | 0 | Residential | 1 | TOMS RIVER | 8753 | 18 | TRINITY HEATING AND AIR | JCP&L | No | Complete | 2013-05-06 | 2013-08-30 | 2013-09-20 | 2013-09-20
SRP18568 | SREC Solar | HAMMEL |  | 7.5 | 0 | Residential | 1 | HACKETTSTOWN | 7840 | 2 | TRINITY HEATING AND AIR | JCP&L | No | Complete | 2013-05-06 | 2013-07-12 | 2013-07-19 | 2013-07-19
SRP18569 | SREC Solar | ORTENSE |  | 10.78 | 0 | Residential | 1 | MANCHESTER | 8757 | 18 | RELIABLE POWER SERVICES, INC. | JCP&L | No | Complete | 2013-05-06 | 2014-01-27 | 2014-02-18 | 2014-02-18
SRP18570 | SREC Solar | RODRIGUEZ |  | 11.27 | 0 | Residential | 1 | EHT | 8234 | 19 | ALLSEASON CONSTRUCTION | AC Electric | No | Complete | 2013-05-06 | 2013-09-25 | 2013-10-01 | 2013-10-01
SRP18571 | SREC Solar | DESANTIS-RESNICK |  | 10.29 | 0 | Residential | 1 | EHT | 8234 | 19 | ALLSEASON CONSTRUCTION | AC Electric | No | Complete | 2013-05-06 | 2013-10-17 | 2013-10-28 | 2013-10-28
SRP18572 | SREC Solar | CARR |  | 6.125 | 0 | Residential | 1 | MANAHAWKIN | 8050 | 18 | ALLSEASON CONSTRUCTION | AC Electric | No | Complete | 2013-05-21 | 2014-02-20 | 2014-03-05 | 2014-03-05
SRP18573 | SREC Solar | CAMPANILE |  | 10.29 | 0 | Residential | 1 | MANAHAWKIN | 8050 | 18 | RELIABLE POWER SERVICES, INC. | JCP&L | No | Complete | 2013-05-06 | 2013-08-30 | 2013-09-06 | 2013-09-06
SRP18574 | SREC Solar | MALEK |  | 10.25 | 0 | Residential | 1 | ENGLISHTOWN | 7726 | 17 | ROOF DIAGNOSTICS INC | JCP&L | No | Complete | 2013-05-06 | 2014-05-06 | 2014-05-16 | 2014-05-16
SRP18575 | SREC Solar | KHESIN |  | 12.25 | 0 | Residential | 1 | SPARTA | 7871 | 1 | EAST COAST ALTERNATIVE ENERGY | JCP&L | No | Complete | 2013-05-06 | 2013-10-03 | 2013-10-10 | 2013-10-10
SRP18577 | SREC Solar | GUASCO |  | 15.696 | 0 | Residential | 1 | LONG VALLEY | 7853 | 3 | GEOSCAPE SOLAR | JCP&L | No | Complete | 2013-05-06 | 2013-11-05 | 2013-11-18 | 2013-11-18
SRP18578 | SREC Solar | MURRAY |  | 8.82 | 0 | Residential | 1 | PILESGROVE | 8098 | 16 | GO SOLAR ELECTRIC, LLC | AC Electric | No | Complete | 2013-05-06 | 2014-06-19 | 2014-06-23 | 2014-06-23
SRP18579 | SREC Solar | HIGBEE |  | 9.8 | 0 | Residential | 1 | NEWPORT | 8345 | 20 | GO SOLAR ELECTRIC, LLC | AC Electric | No | Complete | 2013-05-06 | 2014-01-10 | 2014-01-27 | 2014-01-27
SRP18580 | SREC Solar | SCHMITZ |  | 16.905 | 0 | Residential | 1 | MAYS LANDING | 8330 | 19 | GO SOLAR ELECTRIC, LLC | AC Electric | No | Complete | 2013-05-06 | 2014-01-16 | 2014-01-30 | 2014-01-30
SRP18581 | SREC Solar | DEVLAMINCK |  | 4.08 | 0 | Residential | 0 | PRINCETON | 8540 | 12 | TOTAL EXTERIORS | PSE&G BPU | No | Complete | 2013-05-06 | 2013-09-25 | 2013-10-01 | 2013-10-01
SRP18582 | SREC Solar | KARRAS |  | 3.57 | 0 | Residential | 0 | WAYNE | 7470 | 6 | TOTAL EXTERIORS | PSE&G BPU | No | Complete | 2013-05-06 | 2014-06-05 | 2014-06-09 | 2014-06-09
SRP18583 | SREC Solar | HARRISON |  | 5.04 | 0 | Residential | 1 | SOMERSET | 8873 | 5 | VIVINT SOLAR | PSE&G BPU | No | Complete | 2013-05-06 | 2014-01-24 | 2014-02-06 | 2014-02-06
SRP18585 | SREC Solar | CAVALLARO |  | 10.29 | 0 | Residential | 1 | VOORHEES | 8043 | 14 | ALLSEASON CONSTRUCTION | AC Electric | No | Complete | 2013-05-06 | 2014-01-24 | 2014-01-31 | 2014-01-31
SRP18586 | SREC Solar | SCHMIDT |  | 7.35 | 0 | Residential | 1 | ENGLEWOOD CLIFFS | 7632 | 7 | SOLARCITY CORPORATION | PSE&G BPU | No | Complete | 2013-05-06 | 2013-09-26 | 2013-10-03 | 2013-10-03
SRP18587 | SREC Solar | MCLAUGHLIN |  | 5.76 | 0 | Residential | 1 | ELIZABETH | 7208 | 10 | VIVINT SOLAR | PSE&G BPU | No | Complete | 2013-05-06 | 2013-11-05 | 2013-11-19 | 2013-11-19
SRP18588 | SREC Solar | BIEGEL |  | 3.6 | 0 | Residential | 1 | HASBROUCK HEIGHTS | 7604 | 7 | VIVINT SOLAR | PSE&G BPU | No | Complete | 2013-05-06 | 2013-10-25 | 2013-11-07 | 2013-11-07
SRP18589 | SREC Solar | GOLDSHOLL |  | 4.7 | 0 | Residential | 1 | SADDLE BROOK | 7662 | 7 | VIVINT SOLAR | PSE&G BPU | No | Complete | 2013-05-06 | 2013-06-21 | 2013-06-27 | 2013-06-27
SRP18590 | SREC Solar | DELCHOP |  | 3.6 | 0 | Residential | 1 | HASBROUCK HEIGHTS | 7604 | 7 | VIVINT SOLAR | PSE&G BPU | No | Complete | 2013-05-06 | 2014-04-14 | 2014-06-06 | 2014-06-06
SRP18592 | SREC Solar | ADAMS |  | 13.72 | 0 | Residential | 1 | MILFORD | 8848 | 4 | EAST COAST ALTERNATIVE ENERGY | JCP&L | No | Complete | 2013-05-06 | 2013-08-22 | 2013-08-27 | 2013-08-27
SRP18593 | SREC Solar | NEMETH |  | 9.555 | 0 | Residential | 1 | MONTAGUE | 7827 | 1 | EAST COAST ALTERNATIVE ENERGY | JCP&L | No | Complete | 2013-05-06 | 2013-08-19 | 2013-08-23 | 2013-08-23
SRP18594 | SREC Solar | VERDOLINO |  | 4.9 | 0 | Residential | 1 | BARNEGAT | 8005 | 18 | RELIABLE POWER SERVICES, INC. | JCP&L | No | Complete | 2013-05-06 | 2013-08-30 | 2013-09-20 | 2013-09-20
SRP18595 | SREC Solar | CALDARA | MILLENIUM CENTRAL NJ | 28.2 | 0 | Commercial | 1 | EWING | 8638 | 12 | TRINITY HEATING AND AIR | PSE&G BPU | No | Complete | 2013-05-06 | 2013-09-13 | 2013-09-20 | 2013-09-20
SRP18596 | SREC Solar | ZIRPOLA |  | 7.25 | 0 | Residential | 1 | FREEHOLD | 7728 | 17 | ROOF DIAGNOSTICS INC | JCP&L | No | Complete | 2013-05-06 | 2013-10-04 | 2013-10-11 | 2013-10-11
SRP18597 | SREC Solar | VASILOPOULOS |  | 12.74 | 0 | Residential | 1 | MONTVILLE | 7045 | 3 | SOLIGENT LEASING | JCP&L | No | Complete | 2013-05-06 | 2013-11-27 | 2013-12-18 | 2013-12-18
SRP18598 | SREC Solar | ATILANO |  | 7.25 | 0 | Residential | 1 | JACKSON | 8527 | 18 | TRINITY HEATING AND AIR | JCP&L | No | Complete | 2013-05-06 | 2013-10-24 | 2013-11-14 | 2013-11-14
SRP18599 | SREC Solar | MOKADAM |  | 6 | 0 | Residential | 1 | MONTVALE | 7645 | 7 | ROOF DIAGNOSTICS INC | Orange & Rockland Elec | No | Complete | 2013-05-06 | 2013-10-28 | 2013-10-31 | 2013-10-31
SRP18600 | SREC Solar | TUOSTO |  | 12 | 0 | Residential | 1 | JACKSON | 8527 | 18 | TRINITY HEATING AND AIR | JCP&L | No | Complete | 2013-05-06 | 2013-08-06 | 2013-08-12 | 2013-08-12
SRP18602 | SREC Solar | FEINSTEIN |  | 7.105 | 0 | Residential | 1 | CLIFTON | 7014 | 6 | SOLARCITY CORPORATION | PSE&G BPU | No | Complete | 2013-05-06 | 2013-11-20 | 2013-11-26 | 2013-11-26
SRP18604 | SREC Solar | BONFONTI |  | 27.795 | 0 | Residential | 1 | WARETOWN | 8758 | 18 | AMERICAN RENEWABLE ENERGY, INC | JCP&L | No | Complete | 2013-05-06 | 2014-03-03 | 2014-03-11 | 2014-03-11
SRP18605 | SREC Solar | XIAO |  | 8.175 | 0 | Residential | 1 | RANDOLPH | 7869 | 3 | AMERGY SOLAR | JCP&L | No | Complete | 2013-05-06 | 2013-06-28 | 2013-07-05 | 2013-07-05
SRP18606 | SREC Solar | CRUSE |  | 10.535 | 0 | Residential | 1 | EHT | 8234 | 19 | SOLULAR LLC. II | AC Electric | No | Complete | 2013-05-06 | 2013-12-19 | 2014-01-07 | 2014-01-07
SRP18608 | SREC Solar | VOGDES |  | 8.33 | 0 | Residential | 1 | SICKLERVILLE | 8081 | 14 | SOLARCITY CORPORATION | AC Electric | No | Complete | 2013-05-06 | 2013-10-07 | 2013-10-09 | 2013-10-09
SRP18609 | SREC Solar | CORTI |  | 7.35 | 0 | Residential | 1 | LEHT | 8087 | 18 | SOLARCITY CORPORATION | AC Electric | No | Complete | 2013-05-06 | 2013-11-05 | 2013-11-11 | 2013-11-11
SRP18610 | SREC Solar | AMIN |  | 8.085 | 0 | Residential | 1 | GLOUCESTER TWP | 8012 | 14 | SOLARCITY CORPORATION | AC Electric | No | Complete | 2013-05-06 | 2013-08-30 | 2013-09-13 | 2013-09-13
SRP18611 | SREC Solar | HOLBROOK |  | 6.37 | 0 | Residential | 1 | EHT | 8234 | 19 | SOLARCITY CORPORATION | AC Electric | No | Complete | 2013-05-06 | 2013-10-01 | 2013-10-30 | 2013-10-30
SRP18612 | SREC Solar | MUGNIER |  | 5.39 | 0 | Residential | 1 | HADDON HEIGHTS | 8035 | 14 | SOLARCITY CORPORATION | PSE&G BPU | No | Complete | 2013-05-06 | 2013-08-30 | 2013-09-20 | 2013-09-20
SRP18613 | SREC Solar | PATEL |  | 8.575 | 0 | Residential | 1 | DELRAN TWP | 8075 | 13 | SOLARCITY CORPORATION | PSE&G BPU | No | Complete | 2013-05-06 | 2013-08-13 | 2013-08-15 | 2013-08-15
SRP18614 | SREC Solar | DESAI |  | 6.125 | 0 | Residential | 1 | GLOUCESTER TWP | 8012 | 14 | SOLARCITY CORPORATION | AC Electric | No | Complete | 2013-05-06 | 2013-11-13 | 2013-11-25 | 2013-11-25
SRP18615 | SREC Solar | HOSLEY |  | 3.5 | 0 | Residential | 1 | LINCOLN PARK | 7035 | 3 | SOLARCITY CORPORATION | JCP&L | No | Complete | 2013-05-06 | 2013-10-10 | 2013-10-15 | 2013-10-15
SRP18616 | SREC Solar | FESSLER |  | 11.76 | 0 | Residential | 1 | LUMBERTON | 8048 | 13 | TRINITY HEATING AND AIR | PSE&G BPU | No | Complete | 2013-05-06 | 2013-07-09 | 2013-07-12 | 2013-07-12
SRP18617 | SREC Solar | HOBDAY |  | 8.5 | 0 | Residential | 1 | LAKEWOOD | 8701 | 18 | TRINITY HEATING AND AIR | JCP&L | No | Complete | 2013-05-06 | 2013-06-11 | 2013-07-02 | 2013-07-02
SRP18618 | SREC Solar | GOEBEL |  | 8.25 | 0 | Residential | 1 | WANAQUE | 7465 | 6 | ROOF DIAGNOSTICS INC | JCP&L | No | Complete | 2013-05-06 | 2013-10-25 | 2013-12-17 | 2013-12-17
SRP18619 | SREC Solar | ANDERSON |  | 7.25 | 0 | Residential | 1 | LAKE HOPATCONG | 7849 | 3 | ROOF DIAGNOSTICS INC | JCP&L | No | Complete | 2013-05-06 | 2013-12-31 | 2014-01-14 | 2014-01-14
SRP18620 | SREC Solar | LEUNG |  | 7.5 | 0 | Residential | 1 | JACKSON | 8527 | 18 | ROOF DIAGNOSTICS INC | JCP&L | No | Complete | 2013-05-06 | 2013-10-04 | 2013-10-11 | 2013-10-11
SRP18621 | SREC Solar | SEILER |  | 11.27 | 0 | Residential | 1 | AUGUSTA | 7822 | 1 | EAST COAST ALTERNATIVE ENERGY | JCP&L | No | Complete | 2013-05-06 | 2013-07-09 | 2013-07-12 | 2013-07-12
SRP18622 | SREC Solar | YATES |  | 19.11 | 0 | Residential | 1 | BRANCHVILLE | 7826 | 1 | ALTERNATIVE ENERGY ASSOCIATES | JCP&L | No | Complete | 2013-05-06 | 2014-05-08 | 2014-06-11 | 2014-06-11
SRP18623 | SREC Solar | STAUBACH | PARKVIEW ANIMAL HOSPITAL | 5.88 | 0 | Commercial | 1 | PASSAIC | 7055 | 6 | GREEN SUN ENERGY SERVICES | PSE&G BPU | No | Complete | 2013-05-06 | 2014-04-14 | 2014-04-17 | 2014-04-17
SRP18626 | SREC Solar | BOROWSKY |  | 5.16 | 0 | Residential | 1 | CHERRY HILL | 8003 | 14 | NJ SOLAR POWER, LLC | PSE&G BPU | No | Complete | 2013-05-06 | 2013-08-06 | 2013-08-12 | 2013-08-12
SRP18627 | SREC Solar | BILODEAU | GLOUCESTER TWP BOE - ANN MULLEN | 360.75 | 0 | School Public K-12 | 1 | ERIAL | 8081 | 14 | RAY ANGELINI, INC. | AC Electric | No | Complete | 2013-05-06 | 2014-02-06 | 2014-02-21 | 2014-02-21
SRP18628 | SREC Solar | BILODEAU | GLOUCESTER TWP BOE | 416 | 0 | School Other | 1 | SICKLERVILLE | 8081 | 14 | RAY ANGELINI, INC. | AC Electric | No | Complete | 2013-05-06 | 2014-04-14 | 2014-04-17 | 2014-04-17
SRP18629 | SREC Solar | BILODEAU | GLOUCESTER TWP BOE - LORING | 523.25 | 0 | School Public K-12 | 1 | BLACKWOOD | 8012 | 14 | RAY ANGELINI, INC. | PSE&G BPU | No | Complete | 2013-05-06 | 2013-12-20 | 2014-01-09 | 2014-01-09
SRP18630 | SREC Solar | GRUBB | TRITON REGIONAL HIGH SCHOOL | 195 | 0 | School Public K-12 | 1 | RUNNEMEDE | 8078 | 14 | RAY ANGELINI, INC. | PSE&G BPU | No | Complete | 2013-05-06 | 2014-01-21 | 2014-02-18 | 2014-02-18
SRP18631 | SREC Solar | BILODEAU | GLOUCESTER TWP BOE - ERIAL ELEM. | 301.75 | 0 | School Public K-12 | 1 | SICKLERVILLE | 8081 | 14 | RAY ANGELINI, INC. | AC Electric | No | Complete | 2013-05-06 | 2013-12-13 | 2014-01-02 | 2014-01-02
SRP18632 | SREC Solar | BILODEAU | GLEN LANDING MIDDLE SCHOOL | 570.895 | 0 | School Public K-12 | 1 | BLACKWOOD | 8012 | 14 | RAY ANGELINI, INC. | PSE&G BPU | No | Complete | 2013-05-06 | 2014-02-20 | 2014-03-05 | 2014-03-05
SRP18633 | SREC Solar | ANTHONY |  | 5.75 | 0 | Residential | 0 | CARTERET | 7008 | 11 | ARROW ELECTRIC SERVICES, INC. | PSE&G BPU | No | Complete | 2013-05-06 | 2013-08-13 | 2013-08-28 | 2013-08-28
SRP18634 | SREC Solar | GRUBB | TIMBER CREEK HIGHSCHOOL | 1306.5 | 0 | School Public K-12 | 1 | ERIAL | 8081 | 14 | RAY ANGELINI, INC. | AC Electric | No | Complete | 2013-05-06 | 2014-02-10 | 2014-02-20 | 2014-02-20
SRP18635 | SREC Solar | LEE |  | 6.5 | 0 | Residential | 1 | PORT MONMOUTH | 7758 | 17 | TRINITY HEATING AND AIR | JCP&L | No | Complete | 2013-05-06 | 2013-06-21 | 2013-06-27 | 2013-06-27
SRP18636 | SREC Solar | RISCO |  | 11.25 | 0 | Residential | 1 | ANDOVER | 7821 | 1 | TRINITY HEATING AND AIR | JCP&L | No | Complete | 2013-05-06 | 2013-07-11 | 2013-07-18 | 2013-07-18
SRP18637 | SREC Solar | WOOLLEY |  | 4.75 | 0 | Residential | 1 | BAYONNE | 7002 | 8 | TRINITY HEATING AND AIR | PSE&G BPU | No | Complete | 2013-05-06 | 2013-08-06 | 2013-08-09 | 2013-08-09
SRP18638 | SREC Solar | BILODEAU | GLOUCESTER TWP BOE- CW LEWIS MID | 516.75 | 0 | School Public K-12 | 1 | BLACKWOOD | 8012 | 14 | RAY ANGELINI, INC. | AC Electric | No | Complete | 2013-05-06 | 2013-12-13 | 2014-01-02 | 2014-01-02
SRP18639 | SREC Solar | FARRUGIA |  | 11.96 | 0 | Residential | 1 | HOWELL | 7728 | 17 | ALTERNATIVE LIGHT & ENERGY SOLUTIONS LLC | JCP&L | No | Complete | 2013-05-06 | 2014-07-30 | 2014-08-07 | 2014-08-07
SRP18640 | SREC Solar | MAYER | TOWNSHIP OF GLOUCESTER C/O DEPAR | 137.5 | 0 | School Other | 1 | BLACKWOOD | 8012 | 14 | RAY ANGELINI, INC. | AC Electric | No | Complete | 2013-05-06 | 2014-02-10 | 2014-02-20 | 2014-02-20
SRP18641 | SREC Solar | PULLEN |  | 6.5 | 0 | Residential | 1 | PLAINFIELD | 7062 | 10 | TRINITY HEATING AND AIR | PSE&G BPU | No | Complete | 2013-05-06 | 2013-08-19 | 2014-01-17 | 2014-01-17
SRP18642 | SREC Solar | HEIDER |  | 12.24 | 0 | Residential | 1 | HILLSBOROUGH | 8844 | 5 | REC SOLAR, INC. | JCP&L | No | Complete | 2013-05-06 | 2013-11-27 | 2013-12-06 | 2013-12-06
SRP18643 | SREC Solar | GIBBONS | KOC - STELLA MARIE HOME ASSOC. | 33.565 | 0 | Non Profit | 1 | NORTH CAPE MAY | 8204 | 21 | ALLSEASON CONSTRUCTION | AC Electric | No | Complete | 2013-05-06 | 2013-10-24 | 2013-11-14 | 2013-11-14
SRP18644 | SREC Solar | BILODEAU | GLOUCESTER TWP BOE | 650 | 0 | School Public K-12 | 1 | SICKERVILLE | 8012 | 14 | RAY ANGELINI, INC. | AC Electric | No | Complete | 2013-05-06 | 2014-02-10 | 2014-02-27 | 2014-02-27
SRP18645 | SREC Solar | BILODEAU | BLACKWOOD ELEM. SCHOOL | 335.04 | 0 | School Public K-12 | 1 | BLACKWOOD | 8012 | 14 | RAY ANGELINI, INC. | PSE&G BPU | No | Complete | 2013-05-06 | 2014-02-24 | 2014-03-12 | 2014-03-12
SRP18648 | SREC Solar | CHERUKURI |  | 7 | 0 | Residential | 1 | N. PLAINFIELD | 7060 | 10 | ROOF DIAGNOSTICS INC | PSE&G BPU | No | Complete | 2013-05-13 | 2013-07-23 | 2013-07-29 | 2013-07-29
SRP18649 | SREC Solar | RAYA |  | 16.24 | 0 | Residential | 0 | FREEHOLD | 7728 | 17 | SOLAR ENGINEERING OF NJ | JCP&L | No | Complete | 2013-05-13 | 2013-11-11 | 2013-11-19 | 2013-11-19
SRP18650 | SREC Solar | GUND |  | 72.42 | 0 | Residential | 0 | PRINCETON | 8540 | 12 | REC SOLAR, INC. | PSE&G BPU | No | Complete | 2013-05-13 | 2013-12-04 | 2013-12-06 | 2013-12-06
SRP18651 | SREC Solar | RUSSO |  | 14.388 | 0 | Residential | 0 | CRANFORD | 7016 | 10 | NATURAL POWER SOURCES, LLC | PSE&G BPU | No | Complete | 2013-05-13 | 2013-08-29 | 2013-09-06 | 2013-09-06
SRP18653 | SREC Solar | DE RISI |  | 5.52 | 0 | Residential |  | SADDLEBROOK | 7663 | 7 | VIVINT SOLAR | PSE&G BPU | No | Complete | 2013-05-13 | 2013-10-22 | 2013-10-29 | 2013-10-29
SRP18656 | SREC Solar | ELAMPARO JR |  | 8.33 | 0 | Residential | 1 | PISCATAWAY | 8854 | 11 | VIVINT SOLAR | PSE&G BPU | No | Complete | 2013-05-13 | 2013-10-09 | 2013-10-11 | 2013-10-11
SRP18657 | SREC Solar | GUY SR |  | 6.125 | 0 | Residential | 1 | PISCATAWAY | 8854 | 11 | VIVINT SOLAR | PSE&G BPU | No | Complete | 2013-05-13 | 2013-10-03 | 2013-10-11 | 2013-10-11
SRP18658 | SREC Solar | CHIU |  | 5.145 | 0 | Residential |  | EDISON | 8817 | 11 | VIVINT SOLAR | PSE&G BPU | No | Complete | 2013-05-13 | 2013-12-27 | 2014-01-15 | 2014-01-15
SRP18659 | SREC Solar | MURPHY BROWN |  | 3.6 | 0 | Residential | 1 | UNION | 7083 | 10 | VIVINT SOLAR | PSE&G BPU | No | Complete | 2013-05-13 | 2013-12-12 | 2013-12-20 | 2013-12-20
SRP18661 | SREC Solar | KRISTENSEN |  | 5.28 | 0 | Residential | 1 | E BRUNSWICK | 8816 | 11 | VIVINT SOLAR | PSE&G BPU | No | Complete | 2013-05-13 | 2014-02-17 | 2014-03-03 | 2014-03-03
SRP18662 | SREC Solar | SULLIVAN |  | 8.88 | 0 | Residential | 1 | HASBROUCK HEIGHTS | 7604 | 7 | VIVINT SOLAR | PSE&G BPU | No | Complete | 2013-05-13 | 2013-10-24 | 2013-10-31 | 2013-10-31
SRP18663 | SREC Solar | BOASIAKOUR |  | 1.96 | 0 | Residential | 1 | LINDEN | 7036 | 10 | VIVINT SOLAR | PSE&G BPU | No | Complete | 2013-05-13 | 2013-11-27 | 2013-12-04 | 2013-12-04
SRP18665 | SREC Solar | FIELD |  | 5.88 | 0 | Residential | 1 | SOMERSET | 8873 | 5 | VIVINT SOLAR | PSE&G BPU | No | Complete | 2013-05-13 | 2014-05-13 | 2014-05-21 | 2014-05-21
SRP18666 | SREC Solar | VIERECK |  | 13.23 | 0 | Residential | 1 | BERLIN TOWNSHIP | 8009 | 14 | SOLARCITY CORPORATION | AC Electric | No | Complete | 2013-05-13 | 2013-08-30 | 2013-09-13 | 2013-09-13
SRP18667 | SREC Solar | GUNZBURGER |  | 5.16 | 0 | Residential | 0 | STONE HARBOR | 8247 | 21 | NJ SOLAR POWER, LLC | AC Electric | No | Complete | 2013-05-13 | 2014-09-30 | 2014-10-14 | 2014-10-14
SRP18668 | SREC Solar | CRUM |  | 6.75 | 0 | Residential | 1 | NEW BRUNSWICK | 8901 | 11 | ROOF DIAGNOSTICS INC | PSE&G BPU | No | Complete | 2013-05-13 | 2013-11-05 | 2013-11-19 | 2013-11-19
SRP18669 | SREC Solar | HEALY |  | 6 | 0 | Residential | 1 | BARNEGAT | 8005 | 18 | ROOF DIAGNOSTICS INC | JCP&L | No | Complete | 2013-05-13 | 2013-10-11 | 2013-10-15 | 2013-10-15
SRP18670 | SREC Solar | FUNES |  | 5.75 | 0 | Residential | 1 | TOMS RIVER | 8757 | 18 | ROOF DIAGNOSTICS INC | JCP&L | No | Complete | 2013-05-13 | 2013-12-31 | 2014-01-15 | 2014-01-15
SRP18671 | SREC Solar | PROVENZANO |  | 3.25 | 0 | Residential | 1 | LANOKA HARBOR | 8734 | 18 | ROOF DIAGNOSTICS INC | JCP&L | No | Complete | 2013-05-13 | 2014-09-17 | 2014-09-25 | 2014-09-25
SRP18672 | SREC Solar | BOBER |  | 5.25 | 0 | Residential | 1 | TOMS RIVER | 8753 | 18 | ROOF DIAGNOSTICS INC | JCP&L | No | Complete | 2013-05-13 | 2013-12-30 | 2014-01-21 | 2014-01-21
SRP18673 | SREC Solar | ZUKOWSKI |  | 8.75 | 0 | Residential | 1 | SWARTZWOOD | 7877 | 1 | ROOF DIAGNOSTICS INC | JCP&L | No | Complete | 2013-05-13 | 2014-03-21 | 2014-03-27 | 2014-03-27
SRP18674 | SREC Solar | SALERNO |  | 3.25 | 0 | Residential | 1 | MIDDLETOWN | 7748 | 17 | ROOF DIAGNOSTICS INC | JCP&L | No | Complete | 2013-05-13 | 2013-10-11 | 2013-10-15 | 2013-10-15
SRP18675 | SREC Solar | GRAENERT JR |  | 6.867 | 0 | Residential | 1 | MONROE TWP | 8831 | 11 | ROOF DIAGNOSTICS INC | JCP&L | No | Complete | 2013-05-13 | 2013-12-19 | 2014-01-08 | 2014-01-08
SRP18676 | SREC Solar | RAYNOR | RAYNOR ELECTRIC | 8.33 | 0 | Commercial | 0 | MEDFORD | 8055 | 13 | SELF INSTALL | PSE&G BPU | No | Complete | 2013-05-13 | 2013-07-17 | 2013-07-24 | 2013-07-24
SRP18677 | SREC Solar | RIVERA |  | 4.655 | 0 | Residential | 1 | HOPATCONG | 7843 | 1 | TRINITY HEATING AND AIR | JCP&L | No | Complete | 2013-05-13 | 2013-07-23 | 2013-07-29 | 2013-07-29
SRP18678 | SREC Solar | KELLY |  | 4 | 0 | Residential | 0 | CHATHAM | 7928 | 3 | RYAN INC | JCP&L | No | Complete | 2013-05-13 | 2014-04-14 | 2014-04-21 | 2014-04-21
SRP18679 | SREC Solar | DOLBOW |  | 2.75 | 0 | Residential | 1 | WOODBURY | 8096 | 15 | SOLARCITY CORPORATION | PSE&G BPU | No | Complete | 2013-05-13 | 2013-10-07 | 2013-10-09 | 2013-10-09
SRP18680 | SREC Solar | HEIMAN |  | 7.84 | 0 | Residential | 1 | WILLIAMSTOWN | 8094 | 15 | SOLARCITY CORPORATION | AC Electric | No | Complete | 2013-05-13 | 2013-09-26 | 2013-10-01 | 2013-10-01
SRP18682 | SREC Solar | LORENZ |  | 5.88 | 0 | Residential | 1 | CORBIN CITY | 8270 | 21 | SOLARCITY CORPORATION | AC Electric | No | Complete | 2013-05-13 | 2013-11-18 | 2013-11-20 | 2013-11-20
SRP18683 | SREC Solar | TORO |  | 11.76 | 0 | Residential | 1 | EHT | 8234 | 19 | SOLARCITY CORPORATION | AC Electric | No | Complete | 2013-05-13 | 2013-11-19 | 2013-12-30 | 2013-12-30
SRP18684 | SREC Solar | BORASKI |  | 5.39 | 0 | Residential | 1 | SKILLMAN | 8558 | 5 | SOLARCITY CORPORATION | PSE&G BPU | No | Complete | 2013-05-13 | 2013-10-31 | 2013-11-26 | 2013-11-26
SRP18685 | SREC Solar | MAYER |  | 5.145 | 0 | Residential | 1 | BRIGANTINE | 8203 | 19 | SOLARCITY CORPORATION | AC Electric | No | Complete | 2013-05-13 | 2014-01-08 | 2014-01-21 | 2014-01-21
SRP18686 | SREC Solar | STEFFE |  | 8.58 | 0 | Residential | 1 | LUMBERTON | 8048 | 13 | SOLARCITY CORPORATION | PSE&G BPU | No | Complete | 2013-05-13 | 2013-09-19 | 2013-09-26 | 2013-09-26
SRP18687 | SREC Solar | O'SULLIVAN | PATHMARK | 290.16 | 0 | Commercial | 1 | PARSIPPANY | 7054 | 3 | SAFARI ENERGY LLC | JCP&L | No | Complete | 2013-05-13 | 2014-05-01 | 2014-05-08 | 2014-05-08
SRP18688 | SREC Solar | KAMAND |  | 13.475 | 0 | Residential | 1 | MANCHESTER | 8759 | 18 | SOLIGENT LEASING | JCP&L | No | Complete | 2013-05-13 | 2013-08-22 | 2013-08-28 | 2013-08-28
SRP18689 | SREC Solar | ROSENTHAL |  | 15 | 0 | Residential | 1 | BELLE MEAD | 8502 | 5 | SEA BRIGHT SOLAR, LLC | PSE&G BPU | No | Complete | 2013-05-13 | 2013-09-18 | 2013-09-24 | 2013-09-24
SRP18690 | SREC Solar | BHASKARAN |  | 4.25 | 0 | Residential | 1 | LAWRENCE TWP | 8648 | 12 | ROOF DIAGNOSTICS INC | PSE&G BPU | No | Complete | 2013-05-13 | 2013-12-30 | 2014-01-21 | 2014-01-21
SRP18691 | SREC Solar | TIERNEY |  | 7.848 | 0 | Residential | 1 | CLIFTON | 7013 | 6 | GEOSCAPE SOLAR | PSE&G BPU | No | Complete | 2013-05-13 | 2013-10-23 | 2013-10-28 | 2013-10-28
SRP18693 | SREC Solar | KELLY |  | 4.25 | 0 | Residential | 0 | CHATHAM | 7928 | 3 | RYAN INC | JCP&L | No | Complete | 2013-05-13 | 2014-04-16 | 2014-05-23 | 2014-05-23
SRP18694 | SREC Solar | COHEN |  | 10.05 | 0 | Residential | 1 | MONROE TWP | 8831 | 11 | RENEWERGY SOLUTIONS GROUP | JCP&L | No | Complete | 2013-05-13 | 2013-08-28 | 2013-09-06 | 2013-09-06
SRP18696 | SREC Solar | BIRADAVOLU |  | 3.76 | 0 | Residential | 1 | N. ARLINGTON | 7031 | 7 | VIVINT SOLAR | PSE&G BPU | No | Complete | 2013-05-13 | 2013-09-25 | 2013-09-30 | 2013-09-30
SRP18697 | SREC Solar | LOPEZ |  | 4.08 | 0 | Residential | 1 | UNION | 7083 | 10 | VIVINT SOLAR | PSE&G BPU | No | Complete | 2013-05-13 | 2013-09-25 | 2013-09-30 | 2013-09-30
SRP18698 | SREC Solar | FREEDMAN | GENERAL PLUMBING SUPPLY | 468.6 | 0 | Commercial | 1 | EDISON | 8817 | 11 | ONFORCE SOLAR | PSE&G BPU | No | Complete | 2013-05-13 | 2014-04-16 | 2014-04-25 | 2014-04-25
SRP18699 | SREC Solar | KACZMAREK |  | 4.83 | 0 | Residential | 0 | WAYNE | 7470 | 6 | RENEWERGY SOLUTIONS GROUP | PSE&G BPU | No | Complete | 2013-05-13 | 2013-09-25 | 2013-10-01 | 2013-10-01
SRP18700 | SREC Solar | ABERIN |  | 5.04 | 0 | Residential | 1 | PISCATAWAY | 8854 | 11 | VIVINT SOLAR | PSE&G BPU | No | Complete | 2013-05-13 | 2013-09-25 | 2013-09-30 | 2013-09-30
SRP18701 | SREC Solar | LALANI |  | 7.2 | 0 | Residential | 1 | PISCATAWAY | 8854 | 11 | VIVINT SOLAR | PSE&G BPU | No | Complete | 2013-05-13 | 2013-09-09 | 2013-09-18 | 2013-09-18
SRP18702 | SREC Solar | CARO |  | 6.5 | 0 | Residential | 1 | SOUTH AMBOY | 8879 | 11 | ROOF DIAGNOSTICS INC | JCP&L | No | Complete | 2013-05-13 | 2013-10-04 | 2013-11-05 | 2013-11-05
SRP18703 | SREC Solar | JOHNSON |  | 4.08 | 0 | Residential | 1 | UNION | 7083 | 10 | VIVINT SOLAR | PSE&G BPU | No | Complete | 2013-05-13 | 2013-09-04 | 2013-09-25 | 2013-09-25
SRP18704 | SREC Solar | TERRY |  | 5 | 0 | Residential | 1 | HOWELL | 7731 | 17 | ROOF DIAGNOSTICS INC | JCP&L | No | Complete | 2013-05-13 | 2013-12-19 | 2014-01-08 | 2014-01-08
SRP18705 | SREC Solar | GILDE |  | 6.86 | 0 | Residential | 1 | HOWELL | 7731 | 17 | RELIABLE POWER SERVICES, INC. | JCP&L | No | Complete | 2013-05-13 | 2013-08-14 | 2013-08-21 | 2013-08-21
SRP18706 | SREC Solar | THOMAS |  | 6 | 0 | Residential | 1 | BERGENFIELD BORO | 7621 | 7 | ROOF DIAGNOSTICS INC | PSE&G BPU | No | Complete | 2013-05-13 | 2013-11-07 | 2013-11-18 | 2013-11-18
SRP18707 | SREC Solar | CROWLEY |  | 6 | 0 | Residential | 1 | PINE BEACH | 8741 | 18 | ROOF DIAGNOSTICS INC | JCP&L | No | Complete | 2013-05-13 | 2014-02-26 | 2014-03-06 | 2014-03-06
SRP18709 | SREC Solar | LORD |  | 6 | 0 | Residential | 1 | WALLINGTON | 7057 | 7 | ROOF DIAGNOSTICS INC | PSE&G BPU | No | Complete | 2013-05-13 | 2014-05-14 | 2014-05-21 | 2014-05-21
SRP18710 | SREC Solar | TYHANIC |  | 11.025 | 0 | Residential | 1 | LITTLE EGG HARBOR | 8087 | 18 | TRINITY HEATING AND AIR | AC Electric | No | Complete | 2013-05-13 | 2013-07-16 | 2013-07-19 | 2013-07-19
SRP18711 | SREC Solar | EPSTEIN |  | 6 | 0 | Residential | 1 | FAIR LAWN | 7410 | 7 | GREENPOINTE ENERGY | PSE&G BPU | No | Complete | 2013-05-13 | 2013-07-26 | 2013-07-30 | 2013-07-30
SRP18712 | SREC Solar | DIAMOND |  | 6 | 0 | Residential | 1 | GREENBROOK | 8812 | 11 | TRINITY HEATING AND AIR | PSE&G BPU | No | Complete | 2013-05-13 | 2013-09-06 | 2013-09-17 | 2013-09-17
SRP18713 | SREC Solar | CAREL |  | 8.28 | 0 | Residential | 0 | MONROEVILLE | 8343 | 16 | SELF INSTALL | AC Electric | No | Complete | 2013-05-13 | 2013-06-25 | 2013-06-27 | 2013-06-27
SRP18714 | SREC Solar | GENUARIO |  | 3.25 | 0 | Residential | 1 | BLOOMFIELD | 7003 | 9 | ROOF DIAGNOSTICS INC | PSE&G BPU | No | Complete | 2013-05-13 | 2014-06-05 | 2014-06-09 | 2014-06-09
SRP18715 | SREC Solar | PATEL |  | 6.5 | 0 | Residential | 1 | PISCATAWAY | 8854 | 11 | ROOF DIAGNOSTICS INC | PSE&G BPU | No | Complete | 2013-05-13 | 2013-10-08 | 2013-10-11 | 2013-10-11
SRP18716 | SREC Solar | DUDZINSKI |  | 3.25 | 0 | Residential | 1 | BELMAR | 7719 | 17 | ROOF DIAGNOSTICS INC | JCP&L | No | Complete | 2013-05-13 | 2013-10-31 | 2013-11-08 | 2013-11-08
SRP18717 | SREC Solar | CLEARY |  | 5.145 | 0 | Residential | 1 | TRENTON | 8610 | 12 | TRINITY HEATING AND AIR | PSE&G BPU | No | Complete | 2013-05-13 | 2013-07-03 | 2013-07-10 | 2013-07-10
SRP18718 | SREC Solar | QUEENAN |  | 5 | 0 | Residential | 1 | BRICK | 8724 | 18 | ROOF DIAGNOSTICS INC | JCP&L | No | Complete | 2013-05-13 | 2014-05-05 | 2014-05-16 | 2014-05-16
SRP18719 | SREC Solar | FIORENTINO |  | 5.5 | 0 | Residential | 1 | FREEHOLD | 7728 | 17 | TRINITY HEATING AND AIR | JCP&L | No | Complete | 2013-05-13 | 2013-07-29 | 2013-08-05 | 2013-08-05
SRP18720 | SREC Solar | KING |  | 16.08 | 0 | Residential | 0 | EAST BRUNSWICK | 8816 | 11 | US CLEAN ENERGY LLC | PSE&G BPU | No | Complete | 2013-05-13 | 2014-01-08 | 2014-01-23 | 2014-01-23
SRP18721 | SREC Solar | FOX |  | 8.575 | 0 | Residential | 1 | WEST ORANGE | 7052 | 9 | SOLARCITY CORPORATION | PSE&G BPU | No | Complete | 2013-05-13 | 2013-11-08 | 2013-11-15 | 2013-11-15
SRP18723 | SREC Solar | LYNCH |  | 5 | 0 | Residential | 1 | MINE HILL | 7803 | 3 | ROOF DIAGNOSTICS INC | JCP&L | No | Complete | 2013-05-13 | 2013-10-24 | 2013-11-14 | 2013-11-14
SRP18724 | SREC Solar | BONACCORSO |  | 5.25 | 0 | Residential | 1 | JACKSON | 8527 | 18 | TRINITY HEATING AND AIR | JCP&L | No | Complete | 2013-05-13 | 2013-08-13 | 2013-08-15 | 2013-08-15
SRP18725 | SREC Solar | OSTROW |  | 7.25 | 0 | Residential | 1 | MORGANVILLE | 7751 | 17 | ROOF DIAGNOSTICS INC | JCP&L | No | Complete | 2013-05-13 | 2013-12-31 | 2014-01-14 | 2014-01-14
SRP18726 | SREC Solar | ABATE |  | 7.75 | 0 | Residential | 1 | MIDDLESEX | 8846 | 11 | ROOF DIAGNOSTICS INC | PSE&G BPU | No | Complete | 2013-05-13 | 2013-11-27 | 2013-12-04 | 2013-12-04
SRP18727 | SREC Solar | SARAGENO |  | 7.25 | 0 | Residential | 1 | FREEHOLD | 7728 | 17 | ROOF DIAGNOSTICS INC | JCP&L | No | Complete | 2013-05-13 | 2013-11-07 | 2013-11-19 | 2013-11-19
SRP18728 | SREC Solar | WELLS |  | 7.35 | 0 | Residential | 1 | SEWELL | 8080 | 15 | RCL ENTERPRISES INC. | AC Electric | No | Complete | 2013-05-13 | 2013-07-18 | 2013-07-22 | 2013-07-22
SRP18729 | SREC Solar | DERSCH |  | 11.27 | 0 | Residential | 1 | SWEDESBORO | 8085 | 15 | RCL ENTERPRISES INC. | AC Electric | No | Complete | 2013-05-13 | 2013-08-14 | 2013-08-21 | 2013-08-21
SRP18730 | SREC Solar | MASDONATI |  | 17.75 | 0 | Residential | 1 | FREEHOLD TWP | 7728 | 17 | SOLARCITY CORPORATION | JCP&L | No | Complete | 2013-05-13 | 2014-12-22 | 2015-01-07 | 2015-01-07
SRP18733 | SREC Solar | ZHU |  | 4.335 | 0 | Residential | 0 | WARREN | 7059 | 5 | TOTAL EXTERIORS | JCP&L | No | Complete | 2013-05-13 | 2013-09-25 | 2013-10-01 | 2013-10-01
SRP18734 | SREC Solar | KHWAJA |  | 7.14 | 0 | Residential | 0 | PISCATAWAY | 8854 | 11 | TOTAL EXTERIORS | PSE&G BPU | No | Complete | 2013-05-13 | 2014-02-04 | 2014-03-03 | 2014-03-03
SRP18735 | SREC Solar | PHOMMATHEP |  | 8.25 | 0 | Residential | 1 | MISPAH | 8342 | 19 | TRINITY HEATING AND AIR | AC Electric | No | Complete | 2013-05-13 | 2013-08-28 | 2013-09-13 | 2013-09-13
SRP18736 | SREC Solar | TAPIA |  | 5.25 | 0 | Residential | 1 | OCEAN ACRES | 8050 | 18 | TRINITY HEATING AND AIR | AC Electric | No | Complete | 2013-05-13 | 2013-08-06 | 2013-08-09 | 2013-08-09
SRP18737 | SREC Solar | O'CONNELL |  | 5 | 0 | Residential | 1 | PARSIPPANY | 7054 | 3 | ROOF DIAGNOSTICS INC | JCP&L | No | Complete | 2013-05-13 | 2013-09-24 | 2013-10-07 | 2013-10-07
SRP18738 | SREC Solar | RAOOFI |  | 4.75 | 0 | Residential | 1 | WOODBRIDGE | 7095 | 11 | ROOF DIAGNOSTICS INC | PSE&G BPU | No | Complete | 2013-05-13 | 2014-01-02 | 2014-01-14 | 2014-01-14
SRP18739 | SREC Solar | RAWLS |  | 5.5 | 0 | Residential | 1 | CLARK | 7066 | 10 | ROOF DIAGNOSTICS INC | PSE&G BPU | No | Complete | 2013-05-13 | 2014-04-07 | 2014-04-16 | 2014-04-16
SRP18740 | SREC Solar | HILLING | POINT PLEASANT FIRE DEPT. | 9.435 | 0 | Commercial | 1 | PT PLEASANT | 8742 | 18 | ROOF DIAGNOSTICS INC | JCP&L | No | Complete | 2013-05-13 | 2013-08-06 | 2013-08-12 | 2013-08-12
SRP18741 | SREC Solar | LAZAROWITZ |  | 8 | 0 | Residential | 1 | EDISON | 8820 | 11 | TRINITY HEATING AND AIR | PSE&G BPU | No | Complete | 2013-05-13 | 2013-10-01 | 2013-10-03 | 2013-10-03
SRP18743 | SREC Solar | MATTHEY |  | 21.315 | 0 | Residential | 1 | PILESGROVE | 8098 | 16 | ALLSEASON CONSTRUCTION | AC Electric | No | Complete | 2013-05-13 | 2013-10-24 | 2013-11-04 | 2013-11-04
SRP18744 | SREC Solar | DELIO |  | 10 | 0 | Residential | 1 | BROUNS MILLS | 8015 | 13 | ROOF DIAGNOSTICS INC | JCP&L | No | Complete | 2013-05-13 | 2013-10-15 | 2013-10-16 | 2013-10-16
SRP18745 | SREC Solar | CARSGO |  | 7.75 | 0 | Residential | 1 | PHILLIPSBURG | 8865 | 2 | ROOF DIAGNOSTICS INC | JCP&L | No | Complete | 2013-05-13 | 2014-01-31 | 2014-03-13 | 2014-03-13
SRP18747 | SREC Solar | DICK |  | 13.475 | 0 | Residential | 1 | MONROEVILLE | 8343 | 16 | ALLSEASON CONSTRUCTION | AC Electric | No | Complete | 2013-05-13 | 2013-11-20 | 2013-11-26 | 2013-11-26
SRP18748 | SREC Solar | ELKABBANI |  | 5.1 | 0 | Residential | 0 | HILLSBOROUGH | 8844 | 5 | TOTAL EXTERIORS | PSE&G BPU | No | Complete | 2013-05-13 | 2013-12-09 | 2014-01-21 | 2014-01-21
SRP18750 | SREC Solar | YUAN |  | 11 | 0 | Residential | 0 | PRINCETON | 8540 | 12 | GREENTECH SOLAR USA, LLC | PSE&G BPU | No | Complete | 2013-05-13 | 2013-09-12 | 2013-09-25 | 2013-09-25
SRP18751 | SREC Solar | DENG |  | 8.5 | 0 | Residential | 0 | PRINCETON | 8540 | 12 | GREENTECH SOLAR USA, LLC | PSE&G BPU | No | Complete | 2013-05-13 | 2013-07-12 | 2013-08-16 | 2013-08-16
SRP18752 | SREC Solar | GOBEL |  | 10.045 | 0 | Residential | 1 | EHT | 8234 | 19 | ACOS ENERGY, LLC | AC Electric | No | Complete | 2013-05-13 | 2013-11-08 | 2013-11-15 | 2013-11-15
SRP18754 | SREC Solar | GRIECO |  | 3.92 | 0 | Residential | 1 | HACKENSACK | 7601 | 7 | SUNGEVITY, INC. | PSE&G BPU | No | Complete | 2013-05-21 | 2014-03-04 | 2014-03-12 | 2014-03-12
SRP18755 | SREC Solar | FEINSTEIN |  | 7.105 | 0 | Residential | 1 | CLIFTON | 7014 | 6 | SOLARCITY CORPORATION | PSE&G BPU | No | Complete | 2013-05-13 | 2013-11-18 | 2013-11-20 | 2013-11-20
SRP18756 | SREC Solar | DEVECE |  | 5.39 | 0 | Residential | 1 | GALLOWAY | 8201 | 19 | ALLSEASON CONSTRUCTION | AC Electric | No | Complete | 2013-05-13 | 2014-01-24 | 2014-01-31 | 2014-01-31
SRP18757 | SREC Solar | LEIBY |  | 13.23 | 0 | Residential | 1 | WESTVILLE | 8093 | 15 | ALLSEASON CONSTRUCTION | PSE&G BPU | No | Complete | 2013-05-13 | 2014-03-07 | 2014-03-20 | 2014-03-20
SRP18758 | SREC Solar | MASUD |  | 7.84 | 0 | Residential | 1 | EHT | 8234 | 19 | ALLSEASON CONSTRUCTION | AC Electric | No | Complete | 2013-05-13 | 2013-07-22 | 2013-08-15 | 2013-08-15
SRP18759 | SREC Solar | HOWLEY |  | 4.41 | 0 | Residential | 1 | POMONA | 8240 | 19 | ALLSEASON CONSTRUCTION | AC Electric | No | Complete | 2013-05-13 | 2013-10-24 | 2013-11-04 | 2013-11-04
SRP18761 | SREC Solar | REED |  | 16.17 | 0 | Residential | 1 | MILMAY | 8340 | 19 | ALLSEASON CONSTRUCTION | AC Electric | No | Complete | 2013-05-13 | 2014-03-17 | 2014-03-25 | 2014-03-25
SRP18763 | SREC Solar | HILES |  | 4.23 | 0 | Residential | 0 | SALEM | 8079 | 16 | RCL ENTERPRISES INC. | AC Electric | No | Complete | 2013-05-13 | 2013-09-23 | 2013-10-17 | 2013-10-17
SRP18764 | SREC Solar | JACKSON |  | 3.43 | 0 | Residential | 1 | MONTCLAIR | 7042 | 9 | SOLARCITY CORPORATION | PSE&G BPU | No | Complete | 2013-05-13 | 2013-10-04 | 2013-10-09 | 2013-10-09
SRP18765 | SREC Solar | OBERTLIK |  | 6.24 | 0 | Residential | 1 | UNION | 7083 | 10 | VIVINT SOLAR | PSE&G BPU | No | Complete | 2013-05-13 | 2014-01-10 | 2014-01-27 | 2014-01-27
SRP18766 | SREC Solar | SISTA |  | 2.115 | 0 | Residential | 1 | CLIFTON | 7012 | 6 | VIVINT SOLAR | PSE&G BPU | No | Complete | 2013-05-13 | 2013-09-25 | 2013-09-30 | 2013-09-30
SRP18767 | SREC Solar | KUNNATH |  | 8.16 | 0 | Residential | 1 | UNION | 7083 | 10 | VIVINT SOLAR | PSE&G BPU | No | Complete | 2013-05-13 | 2013-12-26 | 2014-03-06 | 2014-03-06
SRP18768 | SREC Solar | GONZALEZ |  | 5.76 | 0 | Residential | 1 | HASBROUCK HEIGHTS | 7604 | 7 | VIVINT SOLAR | PSE&G BPU | No | Complete | 2013-05-13 | 2013-09-25 | 2013-10-01 | 2013-10-01
SRP18769 | SREC Solar | FERNANDEZ |  | 2.88 | 0 | Residential | 1 | TEANECK | 7666 | 7 | VIVINT SOLAR | PSE&G BPU | No | Complete | 2013-05-13 | 2013-10-24 | 2013-10-29 | 2013-10-29
SRP18770 | SREC Solar | CAMACHO |  | 7.44 | 0 | Residential | 1 | MANVILLE | 8835 | 5 | VIVINT SOLAR | PSE&G BPU | No | Complete | 2013-05-13 | 2013-10-09 | 2013-10-11 | 2013-10-11
SRP18771 | SREC Solar | RUA |  | 3.84 | 0 | Residential | 1 | MANVILLE | 8835 | 5 | VIVINT SOLAR | PSE&G BPU | No | Complete | 2013-05-13 | 2013-09-26 | 2013-11-05 | 2013-11-05
SRP18772 | SREC Solar | TASHIRO |  | 4.08 | 0 | Residential | 1 | HASBROUCK HEIGHTS | 7604 | 7 | VIVINT SOLAR | PSE&G BPU | No | Complete | 2013-05-13 | 2013-09-04 | 2013-09-11 | 2013-09-11
SRP18773 | SREC Solar | KENT |  | 6.75 | 0 | Residential | 1 | SOUTHHAMPTON | 8088 | 13 | TRINITY HEATING AND AIR | PSE&G BPU | No | Complete | 2013-05-13 | 2013-08-19 | 2013-08-27 | 2013-08-27
SRP18774 | SREC Solar | WOODS |  | 5.76 | 0 | Residential | 1 | HASBROUCK HEIGHTS | 7604 | 7 | VIVINT SOLAR | PSE&G BPU | No | Complete | 2013-05-13 | 2014-01-22 | 2014-01-30 | 2014-01-30
SRP18775 | SREC Solar | DAWLABANI |  | 8.5 | 0 | Residential | 1 | TRENTON | 8618 | 12 | TRINITY HEATING AND AIR | PSE&G BPU | No | Complete | 2013-05-13 | 2013-09-09 | 2013-09-17 | 2013-09-17
SRP18776 | SREC Solar | SIMMS |  | 5.88 | 0 | Residential | 1 | UNION | 7083 | 10 | VIVINT SOLAR | PSE&G BPU | No | Complete | 2013-05-13 | 2014-01-22 | 2014-01-30 | 2014-01-30
SRP18777 | SREC Solar | SHAHI |  | 12.25 | 0 | Residential | 1 | FRANKLIN TOWNSHIP | 8540 | 12 | SOLARCITY CORPORATION | PSE&G BPU | No | Complete | 2013-05-13 | 2013-12-02 | 2013-12-16 | 2013-12-16
SRP18778 | SREC Solar | VAN NESS |  | 7.84 | 0 | Residential | 1 | SOMERSET | 8873 | 5 | VIVINT SOLAR | PSE&G BPU | No | Complete | 2013-05-13 | 2013-12-12 | 2013-12-27 | 2013-12-27
SRP18779 | SREC Solar | MANATA |  | 8.085 | 0 | Residential | 1 | EAST BRUNSWICK | 8816 | 11 | SOLARCITY CORPORATION | PSE&G BPU | No | Complete | 2013-05-13 | 2013-10-01 | 2013-10-03 | 2013-10-03
SRP18780 | SREC Solar | MCGINTY |  | 5.635 | 0 | Residential | 1 | LITTLE FERRY | 7643 | 7 | VIVINT SOLAR | PSE&G BPU | No | Complete | 2013-05-13 | 2013-10-03 | 2013-10-11 | 2013-10-11
SRP18782 | SREC Solar | SCHLEICHER |  | 10.535 | 0 | Residential | 1 | BARNEGAT | 8005 | 18 | RELIABLE POWER SERVICES, INC. | AC Electric | No | Complete | 2013-05-13 | 2013-09-13 | 2013-09-18 | 2013-09-18
SRP18783 | SREC Solar | IAGRDINELLI |  | 15.75 | 0 | Residential | 1 | MONROE TOWNSHIP | 8904 | 11 | SOLARCITY CORPORATION | AC Electric | No | Complete | 2013-05-13 | 2013-11-07 | 2013-11-15 | 2013-11-15
SRP18784 | SREC Solar | STERLING |  | 6.125 | 0 | Residential | 1 | BAYVILLE | 8721 | 18 | EZNERGY LLC | JCP&L | No | Complete | 2013-05-13 | 2013-08-14 | 2013-08-21 | 2013-08-21
SRP18785 | SREC Solar | WEI |  | 11 | 0 | Residential | 0 | W. WINDSOR | 8550 | 12 | GREENTECH SOLAR USA, LLC | PSE&G BPU | No | Complete | 2013-05-13 | 2013-07-16 | 2013-08-15 | 2013-08-15
SRP18787 | SREC Solar | BRUNO |  | 3.12 | 0 | Residential | 1 | MANVILLE | 8835 | 5 | VIVINT SOLAR | PSE&G BPU | No | Complete | 2013-05-13 | 2013-12-27 | 2014-01-21 | 2014-01-21
SRP18788 | SREC Solar | FITTIN |  | 11.985 | 0 | Residential | 1 | POINT PLEASANT | 8742 | 18 | ROOF DIAGNOSTICS INC | JCP&L | No | Complete | 2013-05-13 | 2013-06-28 | 2013-07-02 | 2013-07-02
SRP18790 | SREC Solar | ICO |  | 6.25 | 0 | Residential | 1 | MONROE TWP | 8831 | 11 | ROOF DIAGNOSTICS INC | JCP&L | No | Complete | 2013-05-13 | 2013-12-20 | 2014-01-09 | 2014-01-09
SRP18792 | SREC Solar | WEBB |  | 5.232 | 0 | Residential | 1 | NEWARK | 7112 | 9 | ROSS SOLAR GROUP, LLC | PSE&G BPU | No | Complete | 2013-05-13 | 2014-06-30 | 2014-09-16 | 2014-09-16
SRP18794 | SREC Solar | HEEREN |  | 3.76 | 0 | Residential | 1 | HASBROUCK HEIGHTS | 7604 | 7 | VIVINT SOLAR | PSE&G BPU | No | Complete | 2013-05-13 | 2013-10-09 | 2013-10-11 | 2013-10-11
SRP18795 | SREC Solar | SOLOMAN | ERIC'S NURSEY | 72.84 | 0 | Commercial | 1 | MT LAUREL | 8054 | 13 | P3 POWER SYSTEMS, LLC | PSE&G BPU | No | Complete | 2013-05-21 | 2014-09-11 | 2014-09-17 | 2014-09-17
SRP18796 | SREC Solar | LANER |  | 7.05 | 0 | Residential | 1 | FAIRFIELD | 7004 | 9 | VIVINT SOLAR | PSE&G BPU | No | Complete | 2013-05-13 | 2013-06-05 | 2013-06-14 | 2013-06-14
SRP18797 | SREC Solar | IGNACIO |  | 8.33 | 0 | Residential | 1 | PARAMUS | 7652 | 7 | VIVINT SOLAR | PSE&G BPU | No | Complete | 2013-05-13 | 2014-01-23 | 2014-01-30 | 2014-01-30
SRP18798 | SREC Solar | PEREZ |  | 3.12 | 0 | Residential | 1 | TEANECK | 7666 | 7 | VIVINT SOLAR | PSE&G BPU | No | Complete | 2013-05-13 | 2013-10-25 | 2013-11-07 | 2013-11-07
SRP18799 | SREC Solar | SARRA |  | 5.76 | 0 | Residential | 1 | LITTLE FERRY | 7643 | 7 | VIVINT SOLAR | PSE&G BPU | No | Complete | 2013-05-13 | 2013-10-03 | 2013-10-11 | 2013-10-11
SRP18800 | SREC Solar | SALERNO |  | 6 | 0 | Residential | 1 | HAZLET | 7730 | 17 | ROOF DIAGNOSTICS INC | JCP&L | No | Complete | 2013-05-21 | 2013-12-30 | 2014-01-21 | 2014-01-21
SRP18801 | SREC Solar | PERRINEAU |  | 7 | 0 | Residential | 1 | PISCATAWAY | 8854 | 11 | ROOF DIAGNOSTICS INC | PSE&G BPU | No | Complete | 2013-05-21 | 2013-10-15 | 2013-10-18 | 2013-10-18
SRP18803 | SREC Solar | ABRAHAM |  | 5.75 | 0 | Residential | 1 | SOMERSET | 8873 | 5 | TRINITY HEATING AND AIR | PSE&G BPU | No | Complete | 2013-05-21 | 2013-07-03 | 2013-07-09 | 2013-07-09
SRP18804 | SREC Solar | NOKHOUDIAN |  | 11.772 | 0 | Residential | 0 | LUMBERTON | 8048 | 13 | SEA BRIGHT SOLAR, LLC | PSE&G BPU | No | Complete | 2013-05-21 | 2013-10-08 | 2013-10-11 | 2013-10-11
SRP18805 | SREC Solar | SCHRODER |  | 10.464 | 0 | Residential | 1 | WOODBIINE | 8270 | 21 | SEA BRIGHT SOLAR, LLC | AC Electric | No | Complete | 2013-05-21 | 2013-11-13 | 2013-11-25 | 2013-11-25
SRP18806 | SREC Solar | MASLY |  | 14 | 0 | Residential | 1 | PILESGROVE | 8098 | 16 | ALTERIS RENEWABLES DBA REAL GOODS SOLAR | AC Electric | No | Complete | 2013-05-21 | 2014-03-17 | 2014-03-21 | 2014-03-21
SRP18807 | SREC Solar | DUNCAN |  | 11.04 | 0 | Residential | 1 | WOODBURY | 8096 | 15 | RUNNEMEDE PLUMBING HEATING | PSE&G BPU | No | Complete | 2013-05-21 | 2013-12-19 | 2014-01-08 | 2014-01-08
SRP18808 | SREC Solar | BROWN |  | 15.042 | 0 | Residential | 1 | WILLIAMSTOWN | 8094 | 15 | RUNNEMEDE PLUMBING HEATING | AC Electric | No | Complete | 2013-05-21 | 2014-02-17 | 2014-04-08 | 2014-04-08
SRP18809 | SREC Solar | D'AMICO |  | 9.8 | 0 | Residential | 1 | EGG HARBOR TOWNSHIP | 8234 | 19 | SOLARCITY CORPORATION | AC Electric | No | Complete | 2013-05-21 | 2013-09-19 | 2013-10-07 | 2013-10-07
SRP18810 | SREC Solar | SPEECE |  | 3.92 | 0 | Residential | 1 | BERLIN | 8009 | 14 | SOLARCITY CORPORATION | AC Electric | No | Complete | 2013-05-21 | 2013-10-24 | 2013-10-28 | 2013-10-28
SRP18811 | SREC Solar | ROWDEN |  | 13.475 | 0 | Residential | 1 | SWEDESBORO | 8085 | 15 | SOLARCITY CORPORATION | AC Electric | No | Complete | 2013-05-21 | 2013-12-13 | 2013-12-30 | 2013-12-30
SRP18812 | SREC Solar | SHARMA |  | 11.515 | 0 | Residential | 1 | NEWTON | 7860 | 1 | SOLARCITY CORPORATION | JCP&L | No | Complete | 2013-05-21 | 2013-12-16 | 2013-12-19 | 2013-12-19
SRP18813 | SREC Solar | HOLLINGER |  | 13.734 | 0 | Residential | 1 | PORT NORRIS | 8349 | 20 | GEOSCAPE SOLAR | AC Electric | No | Complete | 2013-05-21 | 2013-12-23 | 2014-01-14 | 2014-01-14
SRP18814 | SREC Solar | LETTIERE |  | 10.5 | 0 | Residential | 0 | RINGOES | 8551 | 4 | ASTRUM SOLAR, LLC | JCP&L | No | Complete | 2013-05-21 | 2013-12-13 | 2013-12-27 | 2013-12-27
SRP18815 | SREC Solar | ROGERS | CORNERSTONE POWER HOLMDEL, LLC | 3696 | 0 | Commercial | 0 | HOLMDEL | 7733 | 17 | SWINERTON BUILDERS | JCP&L | Yes | Complete | 2013-05-15 | 2013-12-02 | 2014-03-18 | 2014-03-18
SRP18817 | SREC Solar | BOYD |  | 8.82 | 0 | Residential | 1 | ABSECON | 8201 | 19 | ASTRUM SOLAR, LLC | AC Electric | No | Complete | 2013-05-21 | 2014-05-08 | 2014-06-26 | 2014-06-26
SRP18818 | SREC Solar | CONLEY |  | 8.085 | 0 | Residential | 1 | PITMAN | 8071 | 15 | ASTRUM SOLAR, LLC | AC Electric | No | Complete | 2013-05-21 | 2014-05-23 | 2014-05-30 | 2014-05-30
SRP18819 | SREC Solar | DAVIS |  | 6.37 | 0 | Residential | 1 | FORKED RIVER | 8731 | 18 | ASTRUM SOLAR, LLC | JCP&L | No | Complete | 2013-05-21 | 2014-01-21 | 2014-01-30 | 2014-01-30
SRP18820 | SREC Solar | MEENATHATHIL |  | 7.84 | 0 | Residential | 1 | WEST ORANGE | 7052 | 9 | ASTRUM SOLAR, LLC | PSE&G BPU | No | Complete | 2013-05-21 | 2014-05-08 | 2014-05-13 | 2014-05-13
SRP18821 | SREC Solar | CAMPBELL |  | 12.25 | 0 | Residential | 1 | MILLVILLE | 8332 | 20 | ALLSEASON CONSTRUCTION | AC Electric | No | Complete | 2013-05-21 | 2013-06-11 | 2013-06-24 | 2013-06-24
SRP18822 | SREC Solar | BASICH |  | 11.515 | 0 | Residential | 1 | LEESBURG | 8327 | 20 | ALLSEASON CONSTRUCTION | AC Electric | No | Complete | 2013-05-21 | 2013-10-08 | 2013-10-30 | 2013-10-30
SRP18823 | SREC Solar | REBIC |  | 10.045 | 0 | Residential | 1 | MYSTIC ISLAND | 8087 | 18 | ALLSEASON CONSTRUCTION | AC Electric | No | Complete | 2013-05-21 | 2013-10-15 | 2013-10-28 | 2013-10-28
SRP18824 | SREC Solar | HAND |  | 11.76 | 0 | Residential | 1 | MILLVILLE | 8332 | 20 | ALLSEASON CONSTRUCTION | AC Electric | No | Complete | 2013-05-21 | 2013-10-24 | 2013-11-04 | 2013-11-04
SRP18825 | SREC Solar | VONG |  | 8.085 | 0 | Residential | 1 | EHT | 8234 | 19 | ALLSEASON CONSTRUCTION | AC Electric | No | Complete | 2013-05-21 | 2013-09-12 | 2013-09-19 | 2013-09-19
SRP18827 | SREC Solar | STINSMAN |  | 6.86 | 0 | Residential | 1 | DELRAN TWP | 8075 | 13 | SOLARCITY CORPORATION | PSE&G BPU | No | Complete | 2013-05-21 | 2013-08-16 | 2013-09-13 | 2013-09-13
SRP18828 | SREC Solar | MCCONAUGHY | BRICK FARM TAVERN | 5.17 | 0 | Commercial | 0 | HOPEWELL | 8525 | 12 | ADVANCED SOLAR PRODUCTS FLEMINGTON | PSE&G BPU | No | Complete | 2013-05-21 | 2013-10-04 | 2013-10-29 | 2013-10-29
SRP18829 | SREC Solar | RAFLA |  | 18 | 0 | Residential | 1 | EAST BRUNSWICK | 8816 | 11 | ASTRUM SOLAR, LLC | Pemberton | No | Complete | 2013-06-17 | 2014-09-25 | 2014-10-07 | 2014-10-07
SRP18832 | SREC Solar | OGUNJIMI |  | 7.595 | 0 | Residential | 1 | MAYS LANDING | 8330 | 19 | ALLSEASON CONSTRUCTION | AC Electric | No | Complete | 2013-05-21 | 2013-10-01 | 2013-10-10 | 2013-10-10
SRP18834 | SREC Solar | WOJCIK |  | 6.37 | 0 | Residential | 1 | WANAQUE | 7465 | 6 | SOLARCITY CORPORATION | JCP&L | No | Complete | 2013-05-21 | 2013-09-05 | 2013-09-17 | 2013-09-17
SRP18835 | SREC Solar | HILL |  | 11.76 | 0 | Residential | 1 | FORKED RIVER | 8731 | 18 | SEA BRIGHT SOLAR, LLC | JCP&L | No | Complete | 2013-05-21 | 2013-10-23 | 2013-10-28 | 2013-10-28
SRP18836 | SREC Solar | AUGUSTUS |  | 4.41 | 0 | Residential | 1 | MILLVILLE | 8332 | 20 | SEA BRIGHT SOLAR, LLC | AC Electric | No | Complete | 2013-05-21 | 2013-08-07 | 2013-08-12 | 2013-08-12
SRP18838 | SREC Solar | BAILER |  | 7.5 | 0 | Residential | 1 | SOMERSET | 8873 | 5 | TRINITY HEATING AND AIR | PSE&G BPU | No | Complete | 2013-05-21 | 2013-07-03 | 2013-07-10 | 2013-07-10
SRP18839 | SREC Solar | THORSON |  | 5.635 | 0 | Residential | 1 | LAKEWOOD | 8701 | 18 | TRINITY HEATING AND AIR | JCP&L | No | Complete | 2013-05-21 | 2013-06-21 | 2013-06-27 | 2013-06-27
SRP18840 | SREC Solar | HANLON |  | 10.75 | 0 | Residential | 1 | BRIELLE | 8730 | 17 | ROOF DIAGNOSTICS INC | JCP&L | No | Complete | 2013-05-21 | 2013-11-25 | 2013-12-30 | 2013-12-30
SRP18841 | SREC Solar | WALITSKY |  | 6.25 | 0 | Residential | 1 | SOMERSET | 8873 | 5 | TRINITY HEATING AND AIR | PSE&G BPU | No | Complete | 2013-05-21 | 2013-08-13 | 2013-08-16 | 2013-08-16
SRP18842 | SREC Solar | LOHANA |  | 9.25 | 0 | Residential | 1 | CLOSTER | 7624 | 7 | ROOF DIAGNOSTICS INC | Orange & Rockland Elec | No | Complete | 2013-05-21 | 2014-03-03 | 2014-03-18 | 2014-03-18
SRP18843 | SREC Solar | HANSON |  | 11 | 0 | Residential | 0 | CORBIN CITY | 8270 | 21 | BRITE IDEA ENERGY | AC Electric | No | Complete | 2013-05-21 | 2013-11-20 | 2013-11-27 | 2013-11-27
SRP18844 | SREC Solar | BABU |  | 4 | 0 | Residential | 1 | BERGENFIELD | 7621 | 7 | ROOF DIAGNOSTICS INC | PSE&G BPU | No | Complete | 2013-05-21 | 2013-11-27 | 2013-12-04 | 2013-12-04
SRP18848 | SREC Solar | BROWNLIE |  | 9.945 | 0 | Residential | 1 | RUMSON | 7760 | 17 | REC SOLAR, INC. | JCP&L | No | Complete | 2013-05-21 | 2014-01-22 | 2014-01-30 | 2014-01-30
SRP18849 | SREC Solar | TRANI |  | 7 | 0 | Residential | 1 | WOODBURY | 8096 | 15 | ASTRUM SOLAR, LLC | PSE&G BPU | No | Complete | 2013-05-21 | 2014-04-23 | 2014-05-05 | 2014-05-05
SRP18851 | SREC Solar | MASTROLIA |  | 4.655 | 0 | Residential | 1 | LODI | 7644 | 7 | VIVINT SOLAR | PSE&G BPU | No | Complete | 2013-05-21 | 2013-12-26 | 2014-01-14 | 2014-01-14
SRP18852 | SREC Solar | STUPI |  | 4.32 | 0 | Residential | 1 | ELIZABETH | 7208 | 10 | VIVINT SOLAR | PSE&G BPU | No | Complete | 2013-05-21 | 2014-01-22 | 2014-01-30 | 2014-01-30
SRP18853 | SREC Solar | POSE |  | 9.75 | 0 | Residential | 1 | HOWELL | 7728 | 17 | ROOF DIAGNOSTICS INC | JCP&L | No | Complete | 2013-05-21 | 2014-03-13 | 2014-03-26 | 2014-03-26
SRP18855 | SREC Solar | BEYER |  | 6.5 | 0 | Residential | 1 | FRANKLIN TWP | 8873 | 5 | ROOF DIAGNOSTICS INC | PSE&G BPU | No | Complete | 2013-05-21 | 2014-02-24 | 2014-03-12 | 2014-03-12
SRP18856 | SREC Solar | POLIDORO |  | 3 | 0 | Residential | 0 | WENONAH | 8090 | 15 | GREEN CITIES ENERGY LLC | PSE&G BPU | No | Complete | 2013-05-21 | 2014-01-02 | 2014-01-15 | 2014-01-15
SRP18859 | SREC Solar | KRUEGEL |  | 6.867 | 0 | Residential | 1 | WHITING | 8759 | 18 | ROOF DIAGNOSTICS INC | JCP&L | No | Complete | 2013-05-21 | 2013-07-24 | 2013-09-03 | 2013-09-03
SRP18860 | SREC Solar | EASTWOOD |  | 7.5 | 0 | Residential | 1 | NEPTUNE | 7753 | 17 | ROOF DIAGNOSTICS INC | JCP&L | No | Complete | 2013-05-21 | 2014-07-07 | 2014-08-01 | 2014-08-01
SRP18861 | SREC Solar | LERRO | OCEAN VIEW MOTEL | 98.45 | 0 | Commercial | 0 | WILDWOOD CREST | 8260 | 21 | BANNON DESIGNS LLC | AC Electric | No | Complete | 2013-05-21 | 2013-08-07 | 2014-04-17 | 2014-04-17
SRP18862 | SREC Solar | KING |  | 5.25 | 0 | Residential | 1 | HOWELL | 7731 | 17 | ROOF DIAGNOSTICS INC | JCP&L | No | Complete | 2013-05-21 | 2013-10-25 | 2013-11-06 | 2013-11-06
SRP18864 | SREC Solar | CLARK |  | 8 | 0 | Residential | 1 | SWEDESBORO | 8085 | 15 | TRINITY HEATING AND AIR | AC Electric | No | Complete | 2013-05-21 | 2013-07-18 | 2013-07-24 | 2013-07-24
SRP18865 | SREC Solar | MUTHUKA |  | 4.08 | 0 | Residential | 1 | SOMERSET | 8873 | 5 | VIVINT SOLAR | PSE&G BPU | No | Complete | 2013-05-21 | 2013-10-22 | 2013-10-29 | 2013-10-29
SRP18868 | SREC Solar | VALENIA |  | 9.31 | 0 | Residential | 1 | PISCATAWAY | 8854 | 11 | VIVINT SOLAR | PSE&G BPU | No | Complete | 2013-05-21 | 2013-11-12 | 2013-11-15 | 2013-11-15
SRP18869 | SREC Solar | PLUMLEY |  | 13.08 | 0 | Residential | 0 | EGG HARBOR TWP | 8234 | 19 | GEOPEAK ENERGY LLC | AC Electric | No | Complete | 2013-05-21 | 2014-05-15 | 2014-05-21 | 2014-05-21
SRP18870 | SREC Solar | SPROSS |  | 7.84 | 0 | Residential | 1 | DEPTFORD TOWNSHIP | 8096 | 15 | SOLARCITY CORPORATION | PSE&G BPU | No | Complete | 2013-05-21 | 2014-05-15 | 2014-06-04 | 2014-06-04
SRP18871 | SREC Solar | ORTIZ |  | 2.94 | 0 | Residential | 1 | TEANECK | 7666 | 7 | VIVINT SOLAR | PSE&G BPU | No | Complete | 2013-05-21 | 2014-01-30 | 2014-02-14 | 2014-02-14
SRP18872 | SREC Solar | GREEN |  | 6.5 | 0 | Residential | 1 | CLARK | 7066 | 10 | ROOF DIAGNOSTICS INC | PSE&G BPU | No | Complete | 2013-05-21 | 2013-10-15 | 2013-11-05 | 2013-11-05
SRP18873 | SREC Solar | RADCLIFFE |  | 14.21 | 0 | Residential | 1 | BRIDGETON | 8302 | 20 | SEA BRIGHT SOLAR, LLC | AC Electric | No | Complete | 2013-05-21 | 2013-12-03 | 2013-12-12 | 2013-12-12
SRP18874 | SREC Solar | MARGESON |  | 7.25 | 0 | Residential | 1 | PEMBERTON | 8068 | 13 | TRINITY HEATING AND AIR | JCP&L | No | Complete | 2013-05-21 | 2013-06-11 | 2013-07-02 | 2013-07-02
SRP18875 | SREC Solar | GAINFORT |  | 10.29 | 0 | Residential | 1 | MILLVILLE | 8332 | 20 | SEA BRIGHT SOLAR, LLC | AC Electric | No | Complete | 2013-05-21 | 2013-09-11 | 2013-09-18 | 2013-09-18
SRP18876 | SREC Solar | DEROSE |  | 3.75 | 0 | Residential | 1 | CLIFTON | 7012 | 6 | ROOF DIAGNOSTICS INC | PSE&G BPU | No | Complete | 2013-05-21 | 2013-12-23 | 2014-01-14 | 2014-01-14
SRP18877 | SREC Solar | HAYES |  | 15.19 | 0 | Residential | 1 | CEDAR BROOK | 8018 | 14 | SEA BRIGHT SOLAR, LLC | AC Electric | No | Complete | 2013-05-21 | 2013-10-15 | 2013-11-14 | 2013-11-14
SRP18879 | SREC Solar | DAVIS |  | 6 | 0 | Residential | 1 | MANAKAWKIN | 8050 | 18 | ROOF DIAGNOSTICS INC | AC Electric | No | Complete | 2013-05-21 | 2014-01-14 | 2014-01-24 | 2014-01-24
SRP18880 | SREC Solar | YANG |  | 2.5 | 0 | Residential | 1 | BORDENTOWN | 8505 | 13 | TRINITY HEATING AND AIR | PSE&G BPU | No | Complete | 2013-05-21 | 2013-07-11 | 2013-07-17 | 2013-07-17
SRP18882 | SREC Solar | REYNOLDS |  | 8.25 | 0 | Residential | 1 | TOMS RIVER | 8753 | 18 | TRINITY HEATING AND AIR | JCP&L | No | Complete | 2013-05-21 | 2013-10-01 | 2013-10-03 | 2013-10-03
SRP18884 | SREC Solar | MARINICHI |  | 10.75 | 0 | Residential | 1 | FREEHOLD | 7728 | 17 | TRINITY HEATING AND AIR | JCP&L | No | Complete | 2013-05-21 | 2013-10-08 | 2013-10-23 | 2013-10-23
SRP18885 | SREC Solar | TAILOR |  | 2.4 | 0 | Residential | 1 | CLIFTON | 7013 | 6 | VIVINT SOLAR | PSE&G BPU | No | Complete | 2013-05-21 | 2013-11-27 | 2013-12-04 | 2013-12-04
SRP18886 | SREC Solar | RIBARCHAK |  | 6.37 | 0 | Residential | 1 | EHT | 8234 | 19 | SUNGEVITY, INC. | AC Electric | No | Complete | 2013-05-21 | 2014-03-11 | 2014-03-27 | 2014-03-27
SRP18887 | SREC Solar | TORO |  | 2.4 | 0 | Residential | 1 | TEANECK | 7666 | 7 | VIVINT SOLAR | PSE&G BPU | No | Complete | 2013-05-21 | 2014-03-10 | 2014-03-19 | 2014-03-19
SRP18888 | SREC Solar | SMALL |  | 9.5 | 0 | Residential | 1 | MULLICA HILL | 8062 | 15 | TRINITY HEATING AND AIR | AC Electric | No | Complete | 2013-05-21 | 2013-10-15 | 2013-10-16 | 2013-10-16
SRP18890 | SREC Solar | FIRMINO |  | 5.17 | 0 | Residential | 1 | UNION | 7083 | 10 | VIVINT SOLAR | PSE&G BPU | No | Complete | 2013-05-21 | 2013-10-24 | 2013-11-07 | 2013-11-07
SRP18891 | SREC Solar | MILLER |  | 11.76 | 0 | Residential | 1 | SOUTHAMPTON | 8088 | 13 | RCL ENTERPRISES INC. | PSE&G BPU | No | Complete | 2013-05-21 | 2013-09-11 | 2013-09-18 | 2013-09-18
SRP18892 | SREC Solar | INCH |  | 5.17 | 0 | Residential | 1 | UNION | 7083 | 10 | VIVINT SOLAR | PSE&G BPU | No | Complete | 2013-05-21 | 2013-09-26 | 2013-10-03 | 2013-10-03
SRP18893 | SREC Solar | HAWLEY |  | 5.145 | 0 | Residential | 1 | W. ORANGE | 7052 | 9 | EZNERGY LLC | PSE&G BPU | No | Complete | 2013-05-21 | 2013-11-20 | 2013-11-26 | 2013-11-26
SRP18894 | SREC Solar | MOHAMMED |  | 8.33 | 0 | Residential | 1 | ELIZABETH | 7201 | 10 | EZNERGY LLC | PSE&G BPU | No | Complete | 2013-05-21 | 2013-08-27 | 2013-09-04 | 2013-09-04
SRP18895 | SREC Solar | TALIS |  | 6.125 | 0 | Residential | 1 | EHT | 8234 | 19 | ACOS ENERGY, LLC | AC Electric | No | Complete | 2013-05-21 | 2013-11-12 | 2013-11-18 | 2013-11-18
SRP18896 | SREC Solar | CROUCH |  | 12.25 | 0 | Residential | 1 | NEWTONVILLE | 8346 | 19 | ACOS ENERGY, LLC | AC Electric | No | Complete | 2013-05-21 | 2014-01-14 | 2014-01-24 | 2014-01-24
SRP18897 | SREC Solar | MCCARTNEY |  | 7.52 | 0 | Residential | 1 | PARSIPPANY | 7054 | 3 | VIVINT SOLAR | JCP&L | No | Complete | 2013-05-21 | 2013-07-31 | 2013-08-05 | 2013-08-05
SRP18898 | SREC Solar | BINDAS |  | 9.8 | 0 | Residential | 1 | MAYS LANDING | 8330 | 19 | ACOS ENERGY, LLC | AC Electric | No | Complete | 2013-05-21 | 2013-10-24 | 2013-11-04 | 2013-11-04
SRP18899 | SREC Solar | CALERO |  | 7.44 | 0 | Residential | 1 | PORT READING | 8064 | 13 | VIVINT SOLAR | PSE&G BPU | No | Complete | 2013-05-21 | 2013-09-26 | 2013-10-09 | 2013-10-09
SRP18900 | SREC Solar | CORREA |  | 10.045 | 0 | Residential | 1 | EHT | 8234 | 19 | ACOS ENERGY, LLC | AC Electric | No | Complete | 2013-05-21 | 2014-04-28 | 2014-05-16 | 2014-05-16
SRP18902 | SREC Solar | ROBERTS |  | 10.045 | 0 | Residential | 1 | MAYS LANDING | 8330 | 19 | ACOS ENERGY, LLC | AC Electric | No | Complete | 2013-05-21 | 2014-03-11 | 2014-03-27 | 2014-03-27
SRP18903 | SREC Solar | EICHERT |  | 6 | 0 | Residential | 1 | SOMERSET | 8873 | 5 | VIVINT SOLAR | PSE&G BPU | No | Complete | 2013-05-21 | 2013-10-24 | 2013-11-05 | 2013-11-05
SRP18904 | SREC Solar | QUIRK |  | 34.3 | 0 | Residential | 1 | BRIDGETON | 8302 | 20 | ACOS ENERGY, LLC | AC Electric | No | Complete | 2013-05-21 | 2014-04-28 | 2014-05-16 | 2014-05-16
SRP18905 | SREC Solar | KILBURG |  | 9.8 | 0 | Residential | 1 | CLARK | 7066 | 10 | EZNERGY LLC | PSE&G BPU | No | Complete | 2013-05-21 | 2014-01-10 | 2014-01-23 | 2014-01-23
SRP18907 | SREC Solar | DININNO |  | 4.56 | 0 | Residential | 1 | LITTLE FERRY | 7643 | 7 | VIVINT SOLAR | PSE&G BPU | No | Complete | 2013-05-21 | 2014-05-22 | 2014-05-27 | 2014-05-27
SRP18908 | SREC Solar | CORDOVA |  | 10 | 0 | Residential | 0 | VOORHEES | 8043 | 14 | VARA NRG LLC | PSE&G BPU | No | Complete | 2013-05-21 | 2013-12-18 | 2014-01-07 | 2014-01-07
SRP18909 | SREC Solar | GANGUZZA |  | 3.055 | 0 | Residential | 1 | HASBROUCK HEIGHTS | 7604 | 7 | VIVINT SOLAR | PSE&G BPU | No | Complete | 2013-05-21 | 2013-09-04 | 2013-09-13 | 2013-09-13
SRP18910 | SREC Solar | WILSON |  | 13.5 | 0 | Residential | 1 | WEST CREEK | 8092 | 18 | ALLSEASON CONSTRUCTION | AC Electric | No | Complete | 2013-05-21 | 2014-03-17 | 2014-03-26 | 2014-03-26
SRP18911 | SREC Solar | RAVAL |  | 3.525 | 0 | Residential | 1 | HASBROUCK HEIGHTS | 7604 | 7 | VIVINT SOLAR | PSE&G BPU | No | Complete | 2013-05-21 | 2013-10-24 | 2013-12-12 | 2013-12-12
SRP18912 | SREC Solar | KOUSOULAS |  | 7.194 | 0 | Residential | 0 | FLEMINGTON | 8822 | 4 | GEOPEAK ENERGY LLC | JCP&L | No | Complete | 2013-05-21 | 2013-12-20 | 2014-01-09 | 2014-01-09
SRP18913 | SREC Solar | CORTIGIANI |  | 8.75 | 0 | Residential | 1 | BASKING RIDGE | 7920 | 5 | ROOF DIAGNOSTICS INC | JCP&L | No | Complete | 2013-05-21 | 2013-11-11 | 2013-11-19 | 2013-11-19
SRP18914 | SREC Solar | WIPPER |  | 2.585 | 0 | Residential | 1 | HASBROUCK HEIGHTS | 7604 | 7 | VIVINT SOLAR | PSE&G BPU | No | Complete | 2013-05-21 | 2013-09-04 | 2013-09-10 | 2013-09-10
SRP18915 | SREC Solar | LIU |  | 10.005 | 0 | Residential | 0 | HILLSBOROUGH | 8844 | 5 | GEOPEAK ENERGY LLC | PSE&G BPU | No | Complete | 2013-05-21 | 2014-03-06 | 2014-03-11 | 2014-03-11
SRP18916 | SREC Solar | ACTIGA |  | 2.205 | 0 | Residential | 1 | UNION | 7083 | 10 | VIVINT SOLAR | PSE&G BPU | No | Complete | 2013-05-21 | 2013-10-09 | 2013-10-11 | 2013-10-11
SRP18917 | SREC Solar | SPANICCIATI |  | 8.575 | 0 | Residential | 1 | TRENTON | 8690 | 12 | TRINITY HEATING AND AIR | PSE&G BPU | No | Complete | 2013-05-21 | 2013-08-06 | 2013-08-12 | 2013-08-12
SRP18918 | SREC Solar | DOE |  | 5.39 | 0 | Residential | 1 | BUENA | 8310 | 19 | TRINITY HEATING AND AIR | AC Electric | No | Complete | 2013-05-21 | 2013-08-13 | 2013-08-15 | 2013-08-15
SRP18919 | SREC Solar | DECRISTOFARO |  | 8.75 | 0 | Residential | 1 | SHREWSBURY | 7702 | 17 | ROOF DIAGNOSTICS INC | JCP&L | No | Complete | 2013-05-21 | 2013-11-05 | 2013-11-18 | 2013-11-18
SRP18920 | SREC Solar | HOMANN |  | 10.75 | 0 | Residential | 1 | SEWELL | 8080 | 15 | TRINITY HEATING AND AIR | AC Electric | No | Complete | 2013-05-21 | 2013-09-16 | 2013-09-25 | 2013-09-25
SRP18922 | SREC Solar | BROWNING |  | 1.96 | 0 | Residential | 1 | KENDALL PARK | 8824 | 11 | SUNGEVITY, INC. | PSE&G BPU | No | Complete | 2013-05-21 | 2014-02-25 | 2014-03-12 | 2014-03-12
SRP18923 | SREC Solar | RYAN |  | 5.39 | 0 | Residential | 1 | EATONTOWN | 7724 | 17 | SUNGEVITY, INC. | JCP&L | No | Complete | 2013-05-21 | 2013-10-15 | 2013-10-28 | 2013-10-28
SRP18924 | SREC Solar | JERSEY |  | 6.46 | 0 | Residential | 1 | BERKELEY HEIGHTS | 7922 | 10 | SUNGEVITY, INC. | JCP&L | No | Complete | 2013-05-21 | 2013-06-28 | 2013-07-02 | 2013-07-02
SRP18925 | SREC Solar | MORALES |  | 3.75 | 0 | Residential | 1 | WEST NEW YORK | 7093 | 8 | SUNGEVITY, INC. | PSE&G BPU | No | Complete | 2013-05-21 | 2014-03-06 | 2014-03-27 | 2014-03-27
SRP18926 | SREC Solar | BRENNAN |  | 5.75 | 0 | Residential | 1 | MONROE | 8831 | 11 | TRINITY HEATING AND AIR | JCP&L | No | Complete | 2013-05-21 | 2013-08-23 | 2013-09-03 | 2013-09-03
SRP18927 | SREC Solar | REEVES |  | 9.504 | 0 | Residential | 0 | MONROEVILLE | 8343 | 16 | ATLANTIC SOLAR SOLUTIONS, INC | AC Electric | No | Complete | 2013-05-21 | 2013-10-31 | 2013-11-11 | 2013-11-11
SRP18929 | SREC Solar | ARNSTEIN |  | 6.5 | 0 | Residential | 0 | WEST BERLIN | 8091 | 14 | TRINITY HEATING AND AIR | AC Electric | No | Complete | 2013-05-21 | 2013-08-06 | 2013-08-09 | 2013-08-09
SRP18930 | SREC Solar | BILBAO |  | 6.86 | 0 | Residential | 1 | PARISPPANY | 7054 | 3 | VIVINT SOLAR | JCP&L | No | Complete | 2013-05-21 | 2013-12-26 | 2014-01-24 | 2014-01-24
SRP18931 | SREC Solar | MURPHY |  | 8.75 | 0 | Residential | 1 | BRICK | 8723 | 18 | ROOF DIAGNOSTICS INC | JCP&L | No | Complete | 2013-05-21 | 2013-11-05 | 2013-11-11 | 2013-11-11
SRP18932 | SREC Solar | ELAN |  | 3.995 | 0 | Residential | 1 | UNION | 7083 | 10 | VIVINT SOLAR | PSE&G BPU | No | Complete | 2013-05-21 | 2013-09-26 | 2013-10-03 | 2013-10-03
SRP18933 | SREC Solar | GRIFFITH |  | 6.5 | 0 | Residential | 1 | FORKED RIVER | 8731 | 18 | ROOF DIAGNOSTICS INC | JCP&L | No | Complete | 2013-05-21 | 2013-12-23 | 2014-01-14 | 2014-01-14
SRP18934 | SREC Solar | KACUR |  | 3.055 | 0 | Residential |  | HASBROUCK HEIGHTS | 7604 | 7 | VIVINT SOLAR | PSE&G BPU | No | Complete | 2013-05-21 | 2013-09-04 | 2013-09-13 | 2013-09-13
SRP18935 | SREC Solar | KAUR |  | 4.32 | 0 | Residential | 1 | UNION | 7083 | 10 | VIVINT SOLAR | PSE&G BPU | No | Complete | 2013-05-21 | 2013-12-26 | 2014-01-14 | 2014-01-14
SRP18936 | SREC Solar | PINTO |  | 6.11 | 0 | Residential | 1 | PARISPPANY | 7054 | 3 | VIVINT SOLAR | JCP&L | No | Complete | 2013-05-21 | 2013-06-14 | 2013-06-25 | 2013-06-25
SRP18937 | SREC Solar | KIM | ARCOLA UNITED METHODIST CHURCH | 50.525 | 0 | Non Profit | 1 | PARAMUS | 7652 | 7 | ENERGY SYSTEMS & INSTALLATION, INC | PSE&G BPU | No | Complete | 2013-05-21 | 2013-10-28 | 2013-11-04 | 2013-11-04
SRP18938 | SREC Solar | MAMMONE |  | 1.68 | 0 | Residential | 1 | ROCHELLE PARK | 7662 | 7 | VIVINT SOLAR | PSE&G BPU | No | Complete | 2013-05-21 | 2013-09-04 | 2013-09-13 | 2013-09-13
SRP18939 | SREC Solar | PODOSIMOU |  | 3.995 | 0 | Residential | 1 | PARSIPPANY | 7054 | 3 | VIVINT SOLAR | JCP&L | No | Complete | 2013-05-21 | 2013-07-31 | 2013-08-05 | 2013-08-05
SRP18940 | SREC Solar | VARGAS |  | 4.32 | 0 | Residential | 1 | UNION | 7083 | 10 | VIVINT SOLAR | PSE&G BPU | No | Complete | 2013-05-21 | 2013-09-26 | 2013-10-03 | 2013-10-03
SRP18941 | SREC Solar | ARCOLESSE |  | 3.25 | 0 | Residential | 1 | MYSTIC ISLANDS | 8087 | 18 | ROOF DIAGNOSTICS INC | AC Electric | No | Complete | 2013-05-28 | 2013-12-06 | 2013-12-17 | 2013-12-17
SRP18942 | SREC Solar | MAGNAN |  | 8 | 0 | Residential | 1 | MATAWAN | 7747 | 17 | ROOF DIAGNOSTICS INC | JCP&L | No | Complete | 2013-05-28 | 2014-03-04 | 2014-03-17 | 2014-03-17
SRP18943 | SREC Solar | KELLY |  | 4.5 | 0 | Residential | 1 | SPRING LAKE HEIGHTS | 7762 | 17 | ROOF DIAGNOSTICS INC | JCP&L | No | Complete | 2013-05-28 | 2013-11-22 | 2013-11-27 | 2013-11-27
SRP18944 | SREC Solar | FLUHARTY |  | 7.5 | 0 | Residential | 1 | BROWNS MILLS | 8015 | 13 | ROOF DIAGNOSTICS INC | JCP&L | No | Complete | 2013-05-28 | 2013-11-25 | 2013-12-02 | 2013-12-02
SRP18945 | SREC Solar | GARCIA |  | 2.16 | 0 | Residential | 1 | LINDEN | 7036 | 10 | VIVINT SOLAR | PSE&G BPU | No | Complete | 2013-05-28 | 2013-12-27 | 2014-01-21 | 2014-01-21
SRP18947 | SREC Solar | SHAFFER |  | 3.75 | 0 | Residential | 1 | MIDDLESEX | 8846 | 11 | ROOF DIAGNOSTICS INC | PSE&G BPU | No | Complete | 2013-05-28 | 2014-01-30 | 2014-02-14 | 2014-02-14
SRP18948 | SREC Solar | LEAL |  | 5.5 | 0 | Residential | 1 | MT HOLLY | 8060 | 13 | ROOF DIAGNOSTICS INC | PSE&G BPU | No | Complete | 2013-05-28 | 2014-04-02 | 2014-04-18 | 2014-04-18
SRP18949 | SREC Solar | HOWE |  | 7.5 | 0 | Residential | 1 | HOWELL | 7731 | 17 | ROOF DIAGNOSTICS INC | JCP&L | No | Complete | 2013-05-28 | 2013-11-05 | 2013-11-18 | 2013-11-18
SRP18950 | SREC Solar | AMIN |  | 4.165 | 0 | Residential | 1 | PISCATAWAY | 8854 | 11 | VIVINT SOLAR | PSE&G BPU | No | Complete | 2013-05-28 | 2013-10-03 | 2013-10-23 | 2013-10-23
SRP18951 | SREC Solar | CORRIS |  | 10 | 0 | Residential | 1 | CHERRY HILL | 8002 | 14 | TRINITY HEATING AND AIR | PSE&G BPU | No | Complete | 2013-05-28 | 2013-09-06 | 2013-09-17 | 2013-09-17
SRP18952 | SREC Solar | CIRAOLA |  | 10 | 0 | Residential | 1 | MANCHESTER | 8759 | 18 | TRINITY HEATING AND AIR | JCP&L | No | Complete | 2013-05-28 | 2013-07-10 | 2013-07-17 | 2013-07-17
SRP18953 | SREC Solar | JOHNSON |  | 12.74 | 0 | Residential | 1 | BERLIN TWP | 8009 | 14 | SOLARCITY CORPORATION | AC Electric | No | Complete | 2013-05-28 | 2013-10-10 | 2013-10-30 | 2013-10-30
SRP18954 | SREC Solar | MONTANO |  | 5.1 | 0 | Residential | 0 | MENDHAM | 7945 | 3 | TOTAL EXTERIORS | JCP&L | No | Complete | 2013-05-28 | 2013-06-14 | 2013-06-24 | 2013-06-24
SRP18955 | SREC Solar | AVALOS |  | 5.145 | 0 | Residential | 1 | ELIZABETH | 7202 | 10 | SOLARCITY CORPORATION | PSE&G BPU | No | Complete | 2013-05-28 | 2013-09-19 | 2013-10-07 | 2013-10-07
SRP18956 | SREC Solar | PATEL |  | 4.9 | 0 | Residential | 1 | BELLMAWR | 8031 | 14 | SOLARCITY CORPORATION | PSE&G BPU | No | Complete | 2013-05-28 | 2013-08-16 | 2013-08-21 | 2013-08-21
SRP18957 | SREC Solar | RAMIREZ |  | 9.555 | 0 | Residential | 1 | CLINTON | 8809 | 4 | SOLARCITY CORPORATION | JCP&L | No | Complete | 2013-05-28 | 2013-10-15 | 2013-10-18 | 2013-10-18
SRP18958 | SREC Solar | PATHAN |  | 4.41 | 0 | Residential | 1 | WAYNE | 7470 | 6 | SOLARCITY CORPORATION | PSE&G BPU | No | Complete | 2013-05-28 | 2013-09-19 | 2013-10-07 | 2013-10-07
SRP18959 | SREC Solar | PALATTY |  | 9.156 | 0 | Residential | 1 | NEW MILFORD | 7646 | 7 | ROOF DIAGNOSTICS INC | PSE&G BPU | No | Complete | 2013-05-28 | 2013-07-24 | 2013-08-28 | 2013-08-28
SRP18960 | SREC Solar | BRUNO |  | 3.27 | 0 | Residential | 1 | NEPTUNE | 7753 | 17 | ROOF DIAGNOSTICS INC | JCP&L | No | Complete | 2013-05-28 | 2013-07-17 | 2013-07-25 | 2013-07-25
SRP18961 | SREC Solar | MYLES | LIKAAM ASSOCIATES | 98.735 | 0 | Commercial | 0 | CINNAMINSON | 8077 | 13 | SYNDICATED SOLAR, INC | PSE&G BPU | No | Complete | 2013-05-28 | 2014-02-06 | 2014-02-20 | 2014-02-20
SRP18962 | SREC Solar | PUMA |  | 11.772 | 0 | Residential | 1 | BROWNS MILLS | 8015 | 13 | ROOF DIAGNOSTICS INC | JCP&L | No | Complete | 2013-05-28 | 2013-09-24 | 2013-09-30 | 2013-09-30
SRP18963 | SREC Solar | CICCARELLA |  | 10.535 | 0 | Residential | 1 | AUGUSTA | 7822 | 1 | ALTERNATIVE ENERGY ASSOCIATES | JCP&L | No | Complete | 2013-05-28 | 2014-05-28 | 2014-06-04 | 2014-06-04
SRP18964 | SREC Solar | MAHADOCON |  | 7 | 0 | Residential | 1 | BROWNS MILLS | 8015 | 13 | TRINITY HEATING AND AIR | JCP&L | No | Complete | 2013-05-28 | 2013-07-11 | 2013-07-17 | 2013-07-17
SRP18966 | SREC Solar | VERMA |  | 7.848 | 0 | Residential | 1 | FORDS | 8863 | 11 | SEA BRIGHT SOLAR, LLC | PSE&G BPU | No | Complete | 2013-07-01 | 2013-09-24 | 2013-10-28 | 2013-10-28
SRP18967 | SREC Solar | PALMIERI |  | 6.5 | 0 | Residential | 1 | SOMERSET | 8873 | 5 | TRINITY HEATING AND AIR | PSE&G BPU | No | Complete | 2013-05-28 | 2013-07-29 | 2013-08-05 | 2013-08-05
SRP18968 | SREC Solar | MURTHY |  | 6.86 | 0 | Residential | 1 | CLINTON | 8809 | 4 | VERENGO SOLAR | JCP&L | No | Complete | 2013-05-28 | 2013-09-11 | 2013-09-18 | 2013-09-18
SRP18969 | SREC Solar | LOVE |  | 6 | 0 | Residential | 1 | MAYS LANDING | 8330 | 19 | TRINITY HEATING AND AIR | AC Electric | No | Complete | 2013-05-28 | 2013-08-06 | 2013-08-12 | 2013-08-12
SRP18970 | SREC Solar | KUBIAK |  | 10.455 | 0 | Residential | 0 | WARETOWN | 8758 | 18 | SELF INSTALL | JCP&L | No | Complete | 2013-05-28 | 2013-12-30 | 2014-01-14 | 2014-01-14
SRP18971 | SREC Solar | GOLDSWORTHY |  | 14 | 0 | Residential | 1 | LAFAYETTE | 7848 | 1 | ROOF DIAGNOSTICS INC | JCP&L | No | Complete | 2013-05-28 | 2014-09-30 | 2014-10-14 | 2014-10-14
SRP18973 | SREC Solar | JHAVERI |  | 2.25 | 0 | Residential | 1 | CALDWELL | 7006 | 9 | ROOF DIAGNOSTICS INC | PSE&G BPU | No | Complete | 2013-05-28 | 2013-09-24 | 2013-10-03 | 2013-10-03
SRP18974 | SREC Solar | HANSEN |  | 12 | 0 | Residential | 1 | CREAM RIDGE | 8514 | 17 | ROOF DIAGNOSTICS INC | JCP&L | No | Complete | 2013-05-28 | 2013-12-03 | 2013-12-12 | 2013-12-12
SRP18975 | SREC Solar | NIELSEN |  | 9 | 0 | Residential | 1 | HIGHTSTOWN | 8520 | 12 | ROOF DIAGNOSTICS INC | JCP&L | No | Complete | 2013-05-28 | 2013-12-18 | 2014-01-07 | 2014-01-07
SRP18976 | SREC Solar | GIGANTE |  | 5.88 | 0 | Residential | 1 | LITTLE FERRY | 7643 | 7 | SOLARCITY CORPORATION | PSE&G BPU | No | Complete | 2013-05-28 | 2013-11-08 | 2013-11-15 | 2013-11-15
SRP18977 | SREC Solar | KESSLER |  | 7.5 | 0 | Residential | 1 | JACKSON | 8527 | 18 | ROOF DIAGNOSTICS INC | JCP&L | No | Complete | 2013-05-28 | 2013-11-05 | 2013-11-18 | 2013-11-18
SRP18978 | SREC Solar | MCDADE |  | 18.375 | 0 | Residential | 1 | RAMSEY | 7446 | 7 | SOLARCITY CORPORATION | Orange & Rockland Elec | No | Complete | 2013-05-28 | 2013-09-24 | 2013-10-07 | 2013-10-07
SRP18979 | SREC Solar | MAURO | JACKSON TWP MUNICIPAL UTILITES | 242.44 | 0 | Government Facility | 1 | JACKSON | 8527 | 18 | BARRIER ELECTRIC | JCP&L | No | Complete | 2013-05-28 | 2014-05-30 | 2014-06-25 | 2014-06-25
SRP18980 | SREC Solar | BERKOWITZ |  | 6.48 | 0 | Residential | 1 | EDGEWATER | 7020 | 7 | SOLARCITY CORPORATION | PSE&G BPU | No | Complete | 2013-05-28 | 2013-09-26 | 2013-10-23 | 2013-10-23
SRP18981 | SREC Solar | LIPARI |  | 12.48 | 0 | Residential | 1 | WAYNE | 7470 | 6 | SOLARCITY CORPORATION | PSE&G BPU | No | Complete | 2013-05-28 | 2013-09-23 | 2013-09-30 | 2013-09-30
SRP18982 | SREC Solar | CLEMENTE |  | 9.555 | 0 | Residential | 1 | CHERRY HILL | 8002 | 14 | ALLSEASON CONSTRUCTION | PSE&G BPU | No | Complete | 2013-05-28 | 2014-02-17 | 2014-03-03 | 2014-03-03
SRP18983 | SREC Solar | GORAJAEK |  | 2.5 | 0 | Residential | 1 | SOMERSET | 8873 | 5 | TRINITY HEATING AND AIR | PSE&G BPU | No | Complete | 2013-05-28 | 2013-08-13 | 2013-08-15 | 2013-08-15
SRP18984 | SREC Solar | VILLEGAS |  | 8.82 | 0 | Residential | 1 | LODI | 7644 | 7 | SOLARCITY CORPORATION | PSE&G BPU | No | Complete | 2013-05-28 | 2013-08-27 | 2013-09-06 | 2013-09-06
SRP18988 | SREC Solar | LOMBARDOZZI |  | 5.28 | 0 | Residential | 1 | PARSIPPANY | 7054 | 3 | VIVINT SOLAR | JCP&L | No | Complete | 2013-05-28 | 2013-12-26 | 2014-01-14 | 2014-01-14
SRP18989 | SREC Solar | MOREIA |  | 2.45 | 0 | Residential | 1 | SOMERSET | 8873 | 5 | VIVINT SOLAR | PSE&G BPU | No | Complete | 2013-05-28 | 2013-10-24 | 2013-10-31 | 2013-10-31
SRP18991 | SREC Solar | YOUNGS |  | 8.58 | 0 | Residential | 0 | NEWTON | 7860 | 1 | SKYLINE SOLAR | JCP&L | No | Complete | 2013-05-28 | 2013-07-12 | 2013-07-17 | 2013-07-17
SRP18992 | SREC Solar | KAHRMANN |  | 8.575 | 0 | Residential | 1 | MAYS LANDING | 8330 | 19 | ALLSEASON CONSTRUCTION | AC Electric | No | Complete | 2013-05-28 | 2013-09-24 | 2013-09-30 | 2013-09-30
SRP18993 | SREC Solar | MAKAM |  | 4.5 | 0 | Residential | 1 | SOMERSET | 8873 | 5 | TRINITY HEATING AND AIR | PSE&G BPU | No | Complete | 2013-05-28 | 2013-08-28 | 2013-09-06 | 2013-09-06
SRP18994 | SREC Solar | MATSEUR |  | 8 | 0 | Residential | 1 | HIGHLAND PARK | 8904 | 11 | ROOF DIAGNOSTICS INC | PSE&G BPU | No | Complete | 2013-05-28 | 2013-11-25 | 2013-12-02 | 2013-12-02
SRP18996 | SREC Solar | THOMAS |  | 4.165 | 0 | Residential | 1 | PISCATAWAY | 8854 | 11 | VIVINT SOLAR | PSE&G BPU | No | Complete | 2013-05-28 | 2014-02-17 | 2014-03-04 | 2014-03-04
SRP18997 | SREC Solar | TIRADO |  | 6.48 | 0 | Residential | 1 | PISCATAWAY | 8854 | 11 | VIVINT SOLAR | PSE&G BPU | No | Complete | 2013-05-28 | 2014-01-09 | 2014-01-24 | 2014-01-24
SRP18999 | SREC Solar | POLLINGER |  | 5.5 | 0 | Residential | 1 | MILLSTONE TWP | 8535 | 17 | ROOF DIAGNOSTICS INC | JCP&L | No | Complete | 2013-05-28 | 2013-12-30 | 2014-01-21 | 2014-01-21
SRP19000 | SREC Solar | ARABATZIS |  | 5.25 | 0 | Residential | 1 | TRENTON | 8690 | 12 | ROOF DIAGNOSTICS INC | PSE&G BPU | No | Complete | 2013-05-28 | 2013-12-04 | 2013-12-18 | 2013-12-18
SRP19002 | SREC Solar | SCHETTINO |  | 3.5 | 0 | Residential | 1 | NUTLEY | 7110 | 9 | ROOF DIAGNOSTICS INC | PSE&G BPU | No | Complete | 2013-05-28 | 2014-03-05 | 2014-03-17 | 2014-03-17
SRP19003 | SREC Solar | PETRUCCI |  | 6.25 | 0 | Residential | 1 | TOMS RIVER | 8753 | 18 | ROOF DIAGNOSTICS INC | JCP&L | No | Complete | 2013-05-28 | 2013-10-28 | 2013-10-31 | 2013-10-31
SRP19004 | SREC Solar | GOMEZ |  | 7.05 | 0 | Residential | 1 | PARSIPPANY | 7054 | 3 | VIVINT SOLAR | JCP&L | No | Complete | 2013-05-28 | 2014-04-16 | 2014-06-05 | 2014-06-05
SRP19005 | SREC Solar | MACHNIK |  | 5.04 | 0 | Residential | 1 | UNION | 7083 | 10 | VIVINT SOLAR | PSE&G BPU | No | Complete | 2013-05-28 | 2013-09-26 | 2013-10-03 | 2013-10-03
SRP19007 | SREC Solar | RADDATZ |  | 9.5 | 0 | Residential | 1 | WEST LONG BRANCH | 7764 | 17 | TRINITY HEATING AND AIR | JCP&L | No | Complete | 2013-05-28 | 2013-09-18 | 2013-09-24 | 2013-09-24
SRP19008 | SREC Solar | CLANCY |  | 4.5 | 0 | Residential | 1 | MANASQUAN | 8736 | 17 | ROOF DIAGNOSTICS INC | JCP&L | No | Complete | 2013-05-28 | 2013-10-24 | 2013-10-28 | 2013-10-28
SRP19009 | SREC Solar | HAVILAND |  | 4 | 0 | Residential | 1 | CAPE MAY | 8204 | 21 | TRINITY HEATING AND AIR | AC Electric | No | Complete | 2013-05-28 | 2013-07-29 | 2013-08-01 | 2013-08-01
SRP19010 | SREC Solar | MADDOCKS |  | 6.72 | 0 | Residential | 1 | PARSIPPANY | 7054 | 3 | VIVINT SOLAR | JCP&L | No | Complete | 2013-05-28 | 2013-09-26 | 2013-10-03 | 2013-10-03
SRP19011 | SREC Solar | STIFFLER |  | 7 | 0 | Residential | 1 | HOWELL | 7731 | 17 | ROOF DIAGNOSTICS INC | JCP&L | No | Complete | 2013-05-28 | 2013-10-25 | 2013-11-06 | 2013-11-06
SRP19012 | SREC Solar | GUNICK |  | 7.5 | 0 | Residential | 1 | TOMS RIVER | 8753 | 18 | TRINITY HEATING AND AIR | JCP&L | No | Complete | 2013-05-28 | 2013-09-11 | 2013-10-01 | 2013-10-01
SRP19013 | SREC Solar | DEVLIN |  | 10.78 | 0 | Residential | 1 | MILLVILLE | 8332 | 20 | SOLARCITY CORPORATION | AC Electric | No | Complete | 2013-05-28 | 2014-01-15 | 2014-01-27 | 2014-01-27
SRP19014 | SREC Solar | KENYON |  | 8.82 | 0 | Residential | 1 | OLD BRIDGE TWP | 8857 | 11 | SOLARCITY CORPORATION | JCP&L | No | Complete | 2013-05-28 | 2014-02-06 | 2014-04-29 | 2014-04-29
SRP19015 | SREC Solar | SMITH |  | 5.39 | 0 | Residential | 1 | ATLANTIC CITY | 8401 | 19 | ALLSEASON CONSTRUCTION | AC Electric | No | Complete | 2013-05-28 | 2014-03-19 | 2014-04-07 | 2014-04-07
SRP19016 | SREC Solar | DESANTIS |  | 6.75 | 0 | Residential | 1 | SOMERSET | 8873 | 5 | TRINITY HEATING AND AIR | PSE&G BPU | No | Complete | 2013-05-28 | 2013-08-28 | 2013-09-18 | 2013-09-18
SRP19017 | SREC Solar | FONTANEZ |  | 8 | 0 | Residential | 1 | JACKSON | 8527 | 18 | ROOF DIAGNOSTICS INC | JCP&L | No | Complete | 2013-05-28 | 2013-11-27 | 2013-12-04 | 2013-12-04
SRP19018 | SREC Solar | GAGLIONE |  | 11.27 | 0 | Residential | 1 | MANCHESTER | 8759 | 18 | TRINITY HEATING AND AIR | JCP&L | No | Complete | 2013-05-28 | 2013-07-31 | 2013-08-05 | 2013-08-05
SRP19019 | SREC Solar | ZEZAS |  | 9.25 | 0 | Residential | 1 | SOMERSET | 8873 | 5 | TRINITY HEATING AND AIR | PSE&G BPU | No | Complete | 2013-05-28 | 2013-08-13 | 2013-08-15 | 2013-08-15
SRP19020 | SREC Solar | AGRAWAL |  | 10 | 0 | Residential | 1 | MANALAPAN | 7726 | 17 | TRINITY HEATING AND AIR | JCP&L | No | Complete | 2013-05-28 | 2013-11-07 | 2013-11-15 | 2013-11-15
SRP19021 | SREC Solar | CIFELLO |  | 3 | 0 | Residential | 1 | TOMS RIVER | 8757 | 18 | ROOF DIAGNOSTICS INC | JCP&L | No | Complete | 2013-05-28 | 2013-10-25 | 2013-11-06 | 2013-11-06
SRP19023 | SREC Solar | SZWEC |  | 3.57 | 0 | Residential | 0 | DENVILLE | 7834 | 3 | EXACT SOLAR | JCP&L | No | Complete | 2013-05-28 | 2013-10-29 | 2013-12-10 | 2013-12-10
SRP19024 | SREC Solar | MILLIGAN |  | 5.04 | 0 | Residential | 1 | SOMERSET | 8873 | 5 | VIVINT SOLAR | PSE&G BPU | No | Complete | 2013-05-28 | 2013-10-09 | 2013-10-11 | 2013-10-11
SRP19025 | SREC Solar | PHAN |  | 4.23 | 0 | Residential | 1 | LITTLE FERRY | 7643 | 7 | VIVINT SOLAR | PSE&G BPU | No | Complete | 2013-05-28 | 2014-01-30 | 2014-02-14 | 2014-02-14
SRP19026 | SREC Solar | GARDNER |  | 10.965 | 0 | Residential | 0 | BLUE ANCHOR | 8037 | 19 | RAYNOR ELECTRIC | AC Electric | No | Complete | 2013-05-28 | 2013-07-17 | 2013-07-22 | 2013-07-22
SRP19027 | SREC Solar | BEIRNE |  | 7.75 | 0 | Residential | 1 | BRICK | 8724 | 18 | ROOF DIAGNOSTICS INC | JCP&L | No | Complete | 2013-05-28 | 2013-11-19 | 2013-11-26 | 2013-11-26
SRP19028 | SREC Solar | SOLOMON |  | 3.6 | 0 | Residential | 1 | SOMERSET | 8873 | 5 | VIVINT SOLAR | PSE&G BPU | No | Complete | 2013-05-28 | 2013-10-28 | 2013-11-06 | 2013-11-06
SRP19029 | SREC Solar | SMONDYREV |  | 1.88 | 0 | Residential | 1 | HIGHLAND PARK | 8904 | 11 | VIVINT SOLAR | PSE&G BPU | No | Complete | 2013-05-28 | 2013-12-26 | 2014-01-14 | 2014-01-14
SRP19030 | SREC Solar | SEVENER |  | 4.41 | 0 | Residential | 0 | MT TABOR | 7878 | 3 | SOLAR ENERGY WORLD-W | JCP&L | No | Complete | 2013-05-28 | 2013-12-18 | 2014-01-06 | 2014-01-06
SRP19031 | SREC Solar | KURTZ | WALDICK SPLASH PARK LLC | 23.52 | 0 | Commercial | 0 | WALDWICK | 7463 | 7 | AMBERJACK SOLAR ENERGY | PSE&G BPU | No | Complete | 2013-05-28 | 2013-10-23 | 2013-10-30 | 2013-10-30
SRP19032 | SREC Solar | SCOTT |  | 3.5 | 0 | Residential | 1 | AUDOBON | 8106 | 14 | ATLANTIC SOLAR SOLUTIONS, INC | PSE&G BPU | No | Complete | 2013-05-28 | 2014-06-10 | 2014-06-26 | 2014-06-26
SRP19034 | SREC Solar | CIMMINO |  | 4.8 | 0 | Residential | 1 | HASBROUCK HEIGHTS | 7604 | 7 | VIVINT SOLAR | PSE&G BPU | No | Complete | 2013-05-28 | 2013-09-04 | 2013-09-10 | 2013-09-10
SRP19036 | SREC Solar | ONORATO | LOWER TWP BOE | 356.235 | 0 | School Public K-12 | 1 | COLD SPRING | 8204 | 21 | CAMBRIA SOLAR LLC | AC Electric | No | Complete | 2013-05-28 | 2014-01-14 | 2014-01-24 | 2014-01-24
SRP19037 | SREC Solar | ONORATO | LOWER TWP BOE | 89.32 | 0 | School Public K-12 | 1 | COLD SPRING | 8204 | 21 | CAMBRIA SOLAR LLC | AC Electric | No | Complete | 2013-05-28 | 2014-01-14 | 2014-01-24 | 2014-01-24
SRP19038 | SREC Solar | KURTZ | WALDWICK SPALSH PARK | 32.34 | 0 | Commercial | 0 | WALDWICK | 7463 | 7 | AMBERJACK SOLAR ENERGY | PSE&G BPU | No | Complete | 2013-05-28 | 2013-10-23 | 2013-10-30 | 2013-10-30
SRP19039 | SREC Solar | FERINE |  | 6.72 | 0 | Residential | 1 | FAIRFIELD | 7004 | 9 | VIVINT SOLAR | PSE&G BPU | No | Complete | 2013-05-28 | 2014-04-14 | 2014-04-17 | 2014-04-17
SRP19042 | SREC Solar | HARRIS |  | 3.525 | 0 | Residential | 1 | CLIFTON | 7012 | 6 | VIVINT SOLAR | PSE&G BPU | No | Complete | 2013-05-28 | 2013-12-12 | 2013-12-19 | 2013-12-19
SRP19043 | SREC Solar | ONORATO | LOWER TWP BOE MITNIK | 343.97 | 0 | School Public K-12 | 1 | COLD SPRING | 8204 | 21 | CAMBRIA SOLAR LLC | AC Electric | No | Complete | 2013-05-28 | 2014-01-14 | 2014-01-24 | 2014-01-24
SRP19045 | SREC Solar | TRAN |  | 3.29 | 0 | Residential | 1 | EDISON | 8817 | 11 | VIVINT SOLAR | PSE&G BPU | No | Complete | 2013-05-28 | 2013-09-04 | 2013-09-11 | 2013-09-11
SRP19046 | SREC Solar | MANALANSAN |  | 3.92 | 0 | Residential | 1 | SADDLE BROOK | 7663 | 7 | VIVINT SOLAR | PSE&G BPU | No | Complete | 2013-05-28 | 2013-09-26 | 2013-10-23 | 2013-10-23
SRP19047 | SREC Solar | BOURDETTE |  | 5.88 | 0 | Residential | 1 | LAKE HIAWATHA | 7034 | 3 | VIVINT SOLAR | JCP&L | No | Complete | 2013-05-28 | 2013-10-28 | 2013-11-06 | 2013-11-06
SRP19049 | SREC Solar | CARRIERO |  | 1.715 | 0 | Residential | 1 | LAKE HIAWATHA | 7034 | 3 | VIVINT SOLAR | JCP&L | No | Complete | 2013-05-28 | 2013-10-09 | 2013-10-11 | 2013-10-11
SRP19050 | SREC Solar | OSUCH |  | 5.04 | 0 | Residential | 1 | HASBROUCK HEIGHTS | 7604 | 7 | VIVINT SOLAR | PSE&G BPU | No | Complete | 2013-05-28 | 2013-09-26 | 2013-11-14 | 2013-11-14
SRP19051 | SREC Solar | KAUR |  | 5.88 | 0 | Residential | 1 | ROSELLE | 7203 | 10 | VIVINT SOLAR | PSE&G BPU | No | Complete | 2013-05-28 | 2014-03-27 | 2014-04-08 | 2014-04-08
SRP19052 | SREC Solar | BROWN |  | 5.88 | 0 | Residential | 1 | SOMERSET | 8873 | 5 | VIVINT SOLAR | PSE&G BPU | No | Complete | 2013-05-28 | 2013-11-12 | 2013-11-15 | 2013-11-15
SRP19054 | SREC Solar | DECKER |  | 3.995 | 0 | Residential | 1 | PARSIPPANY | 7054 | 3 | VIVINT SOLAR | JCP&L | No | Complete | 2013-05-28 | 2013-09-04 | 2013-09-11 | 2013-09-11
SRP19056 | SREC Solar | SHAH |  | 6.125 | 0 | Residential | 1 | PARSIPPANY | 7054 | 3 | VIVINT SOLAR | JCP&L | No | Complete | 2013-05-28 | 2014-04-14 | 2014-04-17 | 2014-04-17
SRP19057 | SREC Solar | TSANGAROPOUCOS |  | 4.56 | 0 | Residential | 1 | PARSIPPANY | 7054 | 3 | VIVINT SOLAR | JCP&L | No | Complete | 2013-05-28 | 2014-04-14 | 2014-05-14 | 2014-05-14
SRP19059 | SREC Solar | KLARMANN |  | 6.25 | 0 | Residential | 1 | TOMS RIVER | 8757 | 18 | ROOF DIAGNOSTICS INC | JCP&L | No | Complete | 2013-06-03 | 2014-10-07 | 2014-10-16 | 2014-10-16
SRP19060 | SREC Solar | SHPINER |  | 5.5 | 0 | Residential | 1 | SOMERSET | 8873 | 5 | TRINITY HEATING AND AIR | PSE&G BPU | No | Complete | 2013-06-03 | 2013-09-16 | 2013-09-25 | 2013-09-25
SRP19061 | SREC Solar | KETTNER |  | 9.75 | 0 | Residential | 1 | LAKEWOOD | 8701 | 18 | AROSA SOLAR ENERGY, INC | JCP&L | No | Complete | 2013-06-03 | 2013-09-11 | 2013-09-20 | 2013-09-20
SRP19062 | SREC Solar | WEGRZYN |  | 6 | 0 | Residential | 1 | MATAWAN | 7747 | 17 | TRINITY HEATING AND AIR | JCP&L | No | Complete | 2013-06-03 | 2013-07-23 | 2013-07-29 | 2013-07-29
SRP19063 | SREC Solar | SOLOW |  | 9.5 | 0 | Residential | 1 | SOMERSET | 8873 | 5 | TRINITY HEATING AND AIR | PSE&G BPU | No | Complete | 2013-06-03 | 2013-08-13 | 2013-08-15 | 2013-08-15
SRP19064 | SREC Solar | PEJOSKI |  | 9.31 | 0 | Residential | 1 | JACKSON | 8527 | 18 | NJR HOME SERVICES. | JCP&L | No | Complete | 2013-06-03 | 2013-10-24 | 2013-10-28 | 2013-10-28
SRP19065 | SREC Solar | FEINSTEIN | PLANET HONDA | 65 | 0 | Commercial | 0 | UNION | 7083 | 10 | SOLARCITY CORPORATION | PSE&G BPU | No | Complete | 2013-06-03 | 2013-11-20 | 2013-11-26 | 2013-11-26
SRP19067 | SREC Solar | KEOVONGSA |  | 2.4 | 0 | Residential | 1 | HASBROUCK HEIGHTS | 7604 | 7 | VIVINT SOLAR | PSE&G BPU | No | Complete | 2013-06-03 | 2013-12-26 | 2014-01-10 | 2014-01-10
SRP19068 | SREC Solar | DEISS |  | 4.41 | 0 | Residential | 1 | SOMERSET | 8873 | 5 | VIVINT SOLAR | PSE&G BPU | No | Complete | 2013-06-03 | 2013-11-12 | 2013-11-15 | 2013-11-15
SRP19069 | SREC Solar | SPAFFORD | MERCHANTVILLE PENN WATER COMM | 127.68 | 0 | Government Facility | 1 | PENNSAUKEN | 8109 | 14 | 3RD ROCK SYSTEMS & TECHNOLOGIES, INC. | PSE&G BPU | No | Complete | 2013-06-03 | 2013-11-20 | 2013-11-27 | 2013-11-27
SRP19071 | SREC Solar | KATEESHOCK |  | 5.635 | 0 | Residential | 1 | CLIFTON | 7013 | 6 | VIVINT SOLAR | PSE&G BPU | No | Complete | 2013-06-03 | 2014-01-09 | 2014-01-24 | 2014-01-24
SRP19072 | SREC Solar | SMITH |  | 22.05 | 0 | Residential | 1 | WASHINGTON | 7882 | 2 | ALTERNATIVE ENERGY ASSOCIATES | JCP&L | No | Complete | 2013-06-03 | 2013-06-26 | 2013-06-28 | 2013-06-28
SRP19073 | SREC Solar | WHITE |  | 13.08 | 0 | Residential | 1 | PETERSBURG | 8270 | 21 | BRITE IDEA ENERGY | AC Electric | No | Complete | 2013-06-03 | 2013-12-30 | 2014-01-14 | 2014-01-14
SRP19074 | SREC Solar | AFONSO |  | 4.935 | 0 | Residential | 1 | SADDLE BROOK | 7663 | 7 | VIVINT SOLAR | PSE&G BPU | No | Complete | 2013-06-03 | 2014-01-09 | 2014-01-24 | 2014-01-24
SRP19076 | SREC Solar | GEHRUM |  | 2.94 | 0 | Residential | 1 | SOMERSET | 8873 | 5 | VIVINT SOLAR | PSE&G BPU | No | Complete | 2013-06-03 | 2013-11-19 | 2014-01-21 | 2014-01-21
SRP19077 | SREC Solar | OWCZAREK |  | 1.96 | 0 | Residential | 1 | UNION | 7083 | 10 | VIVINT SOLAR | PSE&G BPU | No | Complete | 2013-06-03 | 2014-01-30 | 2014-02-14 | 2014-02-14
SRP19079 | SREC Solar | LI |  | 3.92 | 0 | Residential | 1 | UNION | 7083 | 10 | VIVINT SOLAR | PSE&G BPU | No | Complete | 2013-06-03 | 2013-10-24 | 2013-10-29 | 2013-10-29
SRP19080 | SREC Solar | DALONGES |  | 4.7 | 0 | Residential | 1 | UNION | 7083 | 10 | VIVINT SOLAR | PSE&G BPU | No | Complete | 2013-06-03 | 2013-11-12 | 2013-12-16 | 2013-12-16
SRP19081 | SREC Solar | QUINTOS |  | 5.405 | 0 | Residential | 1 | HASBROUCK HEIGHTS | 7604 | 7 | VIVINT SOLAR | PSE&G BPU | No | Complete | 2013-06-03 | 2013-07-31 | 2013-08-05 | 2013-08-05
SRP19083 | SREC Solar | FLOERSCH |  | 2.64 | 0 | Residential | 1 | CLARK | 7066 | 10 | VIVINT SOLAR | PSE&G BPU | No | Complete | 2013-06-03 | 2014-03-27 | 2014-04-11 | 2014-04-11
SRP19084 | SREC Solar | LITCHAUER |  | 4.9 | 0 | Residential | 1 | GALLOWAY | 8201 | 19 | ALLSEASON CONSTRUCTION | AC Electric | No | Complete | 2013-06-03 | 2013-10-30 | 2013-11-11 | 2013-11-11
SRP19085 | SREC Solar | OLIVERAS |  | 7.44 | 0 | Residential | 1 | HASBROUCK HEIGHTS | 7604 | 7 | VIVINT SOLAR | PSE&G BPU | No | Complete | 2013-06-03 | 2013-11-12 | 2013-11-15 | 2013-11-15
SRP19086 | SREC Solar | RIVAS |  | 5 | 0 | Residential | 1 | LODI | 7644 | 7 | ROOF DIAGNOSTICS INC | PSE&G BPU | No | Complete | 2013-06-03 | 2014-04-07 | 2014-04-16 | 2014-04-16
SRP19087 | SREC Solar | BADALIS |  | 2.94 | 0 | Residential | 1 | LINDEN | 7036 | 10 | VIVINT SOLAR | PSE&G BPU | No | Complete | 2013-06-03 | 2014-07-02 | 2014-07-11 | 2014-07-11
SRP19088 | SREC Solar | LANGSTON |  | 6 | 0 | Residential | 1 | SOMERSET | 8873 | 5 | TRINITY HEATING AND AIR | PSE&G BPU | No | Complete | 2013-06-03 | 2013-08-28 | 2013-09-06 | 2013-09-06
SRP19089 | SREC Solar | SPAGNUOLO |  | 10.75 | 0 | Residential | 1 | TOMS RIVER | 8753 | 18 | TRINITY HEATING AND AIR | JCP&L | No | Complete | 2013-06-03 | 2013-09-24 | 2013-09-30 | 2013-09-30
SRP19090 | SREC Solar | OTERO |  | 3.92 | 0 | Residential | 1 | NORTHFIELD | 8225 | 19 | ALLSEASON CONSTRUCTION | AC Electric | No | Complete | 2013-06-03 | 2013-11-05 | 2013-11-26 | 2013-11-26
SRP19091 | SREC Solar | PIERCE |  | 4.5 | 0 | Residential | 1 | PATERSON | 7514 | 6 | TRINITY HEATING AND AIR | PSE&G BPU | No | Complete | 2013-06-03 | 2013-10-16 | 2013-10-18 | 2013-10-18
SRP19092 | SREC Solar | RUIZ |  | 8.5 | 0 | Residential | 1 | ELIZABETH | 7208 | 10 | TRINITY HEATING AND AIR | PSE&G BPU | No | Complete | 2013-06-03 | 2013-08-14 | 2013-08-20 | 2013-08-20
SRP19093 | SREC Solar | KERZNER |  | 10.08 | 0 | Residential | 0 | PORT REPUBLIC | 8241 | 19 | OCEAN SOLAR, LLC | AC Electric | No | Complete | 2013-06-03 | 2013-08-27 | 2013-09-06 | 2013-09-06
SRP19094 | SREC Solar | STEVENSON |  | 3.29 | 0 | Residential | 1 | UNION | 7083 | 10 | VIVINT SOLAR | PSE&G BPU | No | Complete | 2013-06-03 | 2014-01-29 | 2014-02-14 | 2014-02-14
SRP19095 | SREC Solar | DASILVA |  | 4.08 | 0 | Residential | 1 | UNION | 7083 | 10 | VIVINT SOLAR | PSE&G BPU | No | Complete | 2013-06-03 | 2014-08-21 | 2014-09-02 | 2014-09-02
SRP19096 | SREC Solar | ROBINSON |  | 3.12 | 0 | Residential | 1 | SADDLE BROOK | 7663 | 7 | VIVINT SOLAR | PSE&G BPU | No | Complete | 2013-06-03 | 2013-09-26 | 2013-10-03 | 2013-10-03
SRP19097 | SREC Solar | OBOROC |  | 9.065 | 0 | Residential | 1 | LITTLE FALLS | 7424 | 6 | SUNGEVITY, INC. | PSE&G BPU | No | Complete | 2013-06-03 | 2013-09-19 | 2013-10-07 | 2013-10-07
SRP19098 | SREC Solar | RADIMER |  | 7.285 | 0 | Residential | 1 | SADDLE BROOK | 7663 | 7 | VIVINT SOLAR | PSE&G BPU | No | Complete | 2013-06-03 | 2013-08-30 | 2013-09-10 | 2013-09-10
SRP19099 | SREC Solar | WERNER |  | 1.96 | 0 | Residential | 1 | HASBROUCK HEIGHTS | 7604 | 7 | VIVINT SOLAR | PSE&G BPU | No | Complete | 2013-06-03 | 2013-09-26 | 2013-10-03 | 2013-10-03
SRP19100 | SREC Solar | OLIVO | NORMANDY ENT D/B/A PERFECT PRINT | 256.88 | 0 | Commercial | 0 | MOORESTOWN | 8057 | 13 | ENTER SOLAR LLC | PSE&G BPU | No | Complete | 2013-06-03 | 2013-08-26 | 2013-09-18 | 2013-09-18
SRP19101 | SREC Solar | PADUANO |  | 9.31 | 0 | Residential | 1 | TOMS RIVER | 8753 | 18 | SUNGEVITY, INC. | JCP&L | No | Complete | 2013-06-03 | 2013-09-19 | 2013-10-07 | 2013-10-07
SRP19102 | SREC Solar | JOHNSTON |  | 4.465 | 0 | Residential | 1 | SOMERSET | 8873 | 5 | VIVINT SOLAR | PSE&G BPU | No | Complete | 2013-06-03 | 2013-09-25 | 2013-10-28 | 2013-10-28
SRP19103 | SREC Solar | EUBANKS |  | 5.52 | 0 | Residential | 1 | SOMERSET | 8873 | 5 | VIVINT SOLAR | PSE&G BPU | No | Complete | 2013-06-03 | 2014-04-03 | 2014-04-16 | 2014-04-16
SRP19106 | SREC Solar | NELSON |  | 7.5 | 0 | Residential | 1 | JACKSON | 8527 | 18 | REC SOLAR INC | JCP&L | No | Complete | 2013-06-03 | 2014-01-22 | 2014-01-30 | 2014-01-30
SRP19107 | SREC Solar | HUNTER | NOVARTIS PHARMACEUTICAL CORP. | 272.72 | 0 | Commercial | 0 | EAST HANOVER | 7936 | 3 | ONYX SOLAR GROUP, LLC | JCP&L | No | Complete | 2013-06-03 | 2014-05-30 | 2014-06-05 | 2014-06-05
SRP19108 | SREC Solar | VERDICCHIO |  | 8.82 | 0 | Residential | 1 | BARNEGAT | 8005 | 18 | ALLSEASON CONSTRUCTION | JCP&L | No | Complete | 2013-06-03 | 2013-09-13 | 2013-09-18 | 2013-09-18
SRP19110 | SREC Solar | CRUZ |  | 4 | 0 | Residential | 1 | RIDGEFIELD PARK | 7660 | 7 | ROOF DIAGNOSTICS INC | PSE&G BPU | No | Complete | 2013-06-03 | 2013-12-19 | 2014-01-08 | 2014-01-08
SRP19111 | SREC Solar | MANNA |  | 5 | 0 | Residential | 1 | WEST LONG BRANCH | 7764 | 17 | TRINITY HEATING AND AIR | JCP&L | No | Complete | 2013-06-03 | 2013-07-19 | 2013-07-25 | 2013-07-25
SRP19112 | SREC Solar | DICOSMO |  | 3 | 0 | Residential | 1 | COLONIA | 7067 | 10 | TRINITY HEATING AND AIR | PSE&G BPU | No | Complete | 2013-06-03 | 2013-08-16 | 2013-08-21 | 2013-08-21
SRP19113 | SREC Solar | SCHWIEDEREK |  | 6.37 | 0 | Residential | 1 | CLIFTON | 7012 | 6 | VIVINT SOLAR | PSE&G BPU | No | Complete | 2013-06-03 | 2014-01-24 | 2014-02-06 | 2014-02-06
SRP19114 | SREC Solar | CASTILLO |  | 4.32 | 0 | Residential | 1 | BAYONNE | 7002 | 8 | SOLARCITY CORPORATION | PSE&G BPU | No | Complete | 2013-06-03 | 2014-01-23 | 2014-02-06 | 2014-02-06
SRP19115 | SREC Solar | BOHICHIK |  | 14 | 0 | Residential | 1 | ENGLISHTOWN | 7726 | 17 | TRINITY HEATING AND AIR | JCP&L | No | Complete | 2013-06-03 | 2013-11-20 | 2013-11-26 | 2013-11-26
SRP19116 | SREC Solar | CHERENA |  | 4 | 0 | Residential | 1 | BUENA | 8350 | 19 | TRINITY HEATING AND AIR | AC Electric | No | Complete | 2013-06-03 | 2013-07-29 | 2013-08-01 | 2013-08-01
SRP19117 | SREC Solar | RANONE |  | 6.86 | 0 | Residential | 1 | JACKSON | 8527 | 18 | TRINITY HEATING AND AIR | JCP&L | No | Complete | 2013-06-03 | 2013-08-20 | 2013-09-03 | 2013-09-03
SRP19118 | SREC Solar | BOULTON |  | 12.5 | 0 | Residential | 0 | RIVERTON | 8077 | 13 | EXACT SOLAR | PSE&G BPU | No | Complete | 2013-06-03 | 2014-01-08 | 2014-01-21 | 2014-01-21
SRP19119 | SREC Solar | PEREZ |  | 4.655 | 0 | Residential | 1 | EDGEWATER | 7020 | 7 | SOLARCITY CORPORATION | PSE&G BPU | No | Complete | 2013-06-03 | 2013-11-12 | 2013-11-18 | 2013-11-18
SRP19120 | SREC Solar | SEKEL |  | 3.5 | 0 | Residential | 0 | MAPLEWOOD | 7040 | 9 | TRINITY HEATING AND AIR | PSE&G BPU | No | Complete | 2013-06-03 | 2013-09-24 | 2013-09-26 | 2013-09-26
SRP19121 | SREC Solar | VALENTE |  | 4.41 | 0 | Residential | 1 | BELLEVILLE | 7109 | 9 | SOLARCITY CORPORATION | PSE&G BPU | No | Complete | 2013-06-03 | 2013-10-07 | 2013-10-09 | 2013-10-09
SRP19122 | SREC Solar | GORDON |  | 3.92 | 0 | Residential | 1 | WEST ORANGE | 7052 | 9 | SOLARCITY CORPORATION | PSE&G BPU | No | Complete | 2013-06-03 | 2013-10-25 | 2013-11-06 | 2013-11-06
SRP19123 | SREC Solar | ZHENG |  | 13.44 | 0 | Residential | 0 | HOLMDEL | 7733 | 17 | US CLEAN ENERGY LLC | JCP&L | No | Complete | 2013-06-03 | 2013-12-06 | 2013-12-18 | 2013-12-18
SRP19124 | SREC Solar | LEFEVER |  | 4.24 | 0 | Residential | 0 | PARAMUS | 7652 | 7 | GEOPEAK ENERGY LLC | PSE&G BPU | No | Complete | 2013-06-03 | 2014-01-21 | 2014-01-30 | 2014-01-30
SRP19125 | SREC Solar | VAN WINKLE |  | 3.76 | 0 | Residential | 1 | CLIFTON | 7012 | 6 | VIVINT SOLAR | PSE&G BPU | No | Complete | 2013-06-03 | 2013-10-24 | 2014-03-13 | 2014-03-13
SRP19126 | SREC Solar | TING |  | 5.1 | 0 | Residential | 0 | PARSIPPANY | 7054 | 3 | TOTAL EXTERIORS | JCP&L | No | Complete | 2013-06-03 | 2014-02-28 | 2014-03-14 | 2014-03-14
SRP19127 | SREC Solar | VALENTE |  | 2.94 | 0 | Residential | 1 | BELLEVILLE | 7109 | 9 | SOLARCITY CORPORATION | PSE&G BPU | No | Complete | 2013-06-03 | 2013-11-15 | 2013-11-25 | 2013-11-25
SRP19128 | SREC Solar | ARONSON | BEN S. LOEB, INC. | 112.86 | 0 | Commercial | 1 | FAIRFIELD | 7004 | 9 | SOLAR RENEWABLE ENERGY CONCEPTS | PSE&G BPU | No | Complete | 2013-06-03 | 2013-09-12 | 2013-09-19 | 2013-09-19
SRP19129 | SREC Solar | ROGERS |  | 7.25 | 0 | Residential | 1 | JACKSON | 8527 | 18 | TRINITY HEATING AND AIR | JCP&L | No | Complete | 2013-06-03 | 2013-10-28 | 2013-11-06 | 2013-11-06
SRP19130 | SREC Solar | DEPINTO |  | 7 | 0 | Residential | 1 | SOMERSET | 8873 | 5 | TRINITY HEATING AND AIR | PSE&G BPU | No | Complete | 2013-06-03 | 2013-08-13 | 2013-09-03 | 2013-09-03
SRP19131 | SREC Solar | GREGORY |  | 6.5 | 0 | Residential | 1 | PEMBERTON | 8068 | 13 | TRINITY HEATING AND AIR | JCP&L | No | Complete | 2013-06-03 | 2013-09-11 | 2013-09-18 | 2013-09-18
SRP19132 | SREC Solar | SCHAFER |  | 8.32 | 0 | Residential | 0 | MATAWAN | 7747 | 17 | TOTAL EXTERIORS | JCP&L | No | Complete | 2013-06-03 | 2015-02-13 | 2015-02-22 | 2015-02-22
SRP19133 | SREC Solar | CHAN |  | 5.61 | 0 | Residential | 0 | SPOTSWOOD | 8884 | 11 | TOTAL EXTERIORS | JCP&L | No | Complete | 2013-06-03 | 2014-03-18 | 2014-04-03 | 2014-04-03
SRP19134 | SREC Solar | SHAH |  | 3.06 | 0 | Residential | 0 | CLIFTON | 7013 | 6 | TOTAL EXTERIORS | PSE&G BPU | No | Complete | 2013-06-03 | 2013-11-19 | 2013-11-26 | 2013-11-26
SRP19135 | SREC Solar | ANDERSON |  | 7 | 0 | Residential | 1 | SOMERSET | 8873 | 5 | TRINITY HEATING AND AIR | PSE&G BPU | No | Complete | 2013-06-03 | 2013-08-28 | 2013-09-25 | 2013-09-25
SRP19136 | SREC Solar | KARPINSKI |  | 6.615 | 0 | Residential | 1 | WEST CALDWELL | 7006 | 9 | VERENGO SOLAR | PSE&G BPU | No | Complete | 2013-06-03 | 2014-04-10 | 2014-05-01 | 2014-05-01
SRP19137 | SREC Solar | QIU |  | 4.08 | 0 | Residential | 0 | BRIDGEWATER | 8807 | 5 | TOTAL EXTERIORS | PSE&G BPU | No | Complete | 2013-06-03 | 2014-02-20 | 2014-03-07 | 2014-03-07
SRP19138 | SREC Solar | SINGH |  | 4.64 | 0 | Residential | 0 | MORRIS PLAINS | 7950 | 3 | TOTAL EXTERIORS | JCP&L | No | Complete | 2013-06-03 | 2014-03-07 | 2014-03-19 | 2014-03-19
SRP19139 | SREC Solar | MCCALLA |  | 3.06 | 0 | Residential | 0 | MARLBORO | 7746 | 17 | TOTAL EXTERIORS | JCP&L | No | Complete | 2013-06-03 | 2014-04-14 | 2014-04-17 | 2014-04-17
SRP19140 | SREC Solar | POLLOCK |  | 7 | 0 | Residential | 0 | FREEHOLD | 7728 | 17 | TRINITY HEATING AND AIR | JCP&L | No | Complete | 2013-06-10 | 2013-08-30 | 2013-09-04 | 2013-09-04
SRP19141 | SREC Solar | VOGEL |  | 4.75 | 0 | Residential | 1 | WAYNE | 7470 | 6 | ROOF DIAGNOSTICS INC | PSE&G BPU | No | Complete | 2013-06-03 | 2013-11-05 | 2013-11-19 | 2013-11-19
SRP19143 | SREC Solar | CASSIDY |  | 2.45 | 0 | Residential | 1 | TOMS RIVER | 8757 | 18 | SOLARCITY CORPORATION | JCP&L | No | Complete | 2013-06-03 | 2013-09-19 | 2013-10-07 | 2013-10-07
SRP19144 | SREC Solar | PYONTEK |  | 7.5 | 0 | Residential | 1 | SEA GIRT | 8750 | 17 | ROOF DIAGNOSTICS INC | JCP&L | No | Complete | 2013-06-03 | 2014-02-25 | 2014-03-12 | 2014-03-12
SRP19145 | SREC Solar | BUERO |  | 4.41 | 0 | Residential | 1 | DEL HAVEN | 8251 | 21 | SUNGEVITY, INC. | AC Electric | No | Complete | 2013-06-03 | 2013-10-09 | 2013-10-15 | 2013-10-15
SRP19146 | SREC Solar | KOSHKO |  | 8.085 | 0 | Residential | 1 | BELFORD | 7718 | 17 | SUNGEVITY, INC. | JCP&L | No | Complete | 2013-06-03 | 2014-03-06 | 2014-03-19 | 2014-03-19
SRP19147 | SREC Solar | ALCANTARA |  | 5.145 | 0 | Residential | 1 | AVENEL | 7001 | 11 | VIVINT SOLAR | PSE&G BPU | No | Complete | 2013-06-03 | 2013-10-24 | 2013-11-08 | 2013-11-08
SRP19148 | SREC Solar | DUMA |  | 6.615 | 0 | Residential | 1 | UNION | 7083 | 10 | VIVINT SOLAR | PSE&G BPU | No | Complete | 2013-06-03 | 2014-02-25 | 2014-03-12 | 2014-03-12
SRP19149 | SREC Solar | RODRIGUEZ |  | 7.25 | 0 | Residential | 1 | MAYS LANDINGS | 8330 | 19 | TRINITY HEATING AND AIR | AC Electric | No | Complete | 2013-06-03 | 2013-11-12 | 2013-12-16 | 2013-12-16
SRP19151 | SREC Solar | WERYZYNSKI |  | 2.45 | 0 | Residential | 1 | UNION | 7083 | 10 | VIVINT SOLAR | PSE&G BPU | No | Complete | 2013-06-03 | 2014-09-23 | 2014-09-30 | 2014-09-30
SRP19152 | SREC Solar | STEINER |  | 6.9 | 0 | Residential | 1 | PARAMUS | 7652 | 7 | VERENGO SOLAR | PSE&G BPU | No | Complete | 2013-06-03 | 2014-02-04 | 2014-02-27 | 2014-02-27
SRP19153 | SREC Solar | SAVACOOL |  | 5.64 | 0 | Residential | 1 | WARETOWN | 8758 | 18 | VERENGO SOLAR | JCP&L | No | Complete | 2013-06-03 | 2013-07-03 | 2013-07-09 | 2013-07-09
SRP19154 | SREC Solar | PHAM |  | 4.251 | 0 | Residential | 1 | SICKLERVILLE | 8081 | 14 | GEOSCAPE SOLAR | AC Electric | No | Complete | 2013-06-03 | 2013-12-13 | 2013-12-30 | 2013-12-30
SRP19155 | SREC Solar | GASPER |  | 8.829 | 0 | Residential | 1 | DELRAN | 8075 | 13 | GEOSCAPE SOLAR | PSE&G BPU | No | Complete | 2013-06-03 | 2013-10-15 | 2013-10-16 | 2013-10-16
SRP19156 | SREC Solar | SWOPE |  | 7.595 | 0 | Residential | 1 | VILLA | 8251 | 21 | RCL ENTERPRISES INC. | AC Electric | No | Complete | 2013-06-03 | 2013-08-13 | 2013-08-16 | 2013-08-16
SRP19157 | SREC Solar | FUENTES |  | 7.25 | 0 | Residential | 1 | TOMS RIVER | 8757 | 18 | ROOF DIAGNOSTICS INC | JCP&L | No | Complete | 2013-06-03 | 2013-10-25 | 2013-11-06 | 2013-11-06
SRP19158 | SREC Solar | MAGUIRE |  | 8.32 | 0 | Residential | 1 | MANCHESTER TWP | 8759 | 18 | SOLARCITY CORPORATION | JCP&L | No | Complete | 2013-06-03 | 2013-10-01 | 2013-10-03 | 2013-10-03
SRP19161 | SREC Solar | DASILVA |  | 4.465 | 0 | Residential | 1 | FREEHOLD | 7728 | 17 | VERENGO SOLAR | JCP&L | No | Complete | 2013-06-03 | 2014-04-11 | 2014-04-17 | 2014-04-17
SRP19162 | SREC Solar | GOODE |  | 5.75 | 0 | Residential | 1 | BRIDGETON | 8302 | 20 | SOLARCITY CORPORATION | AC Electric | No | Complete | 2013-06-03 | 2013-09-19 | 2013-09-26 | 2013-09-26
SRP19164 | SREC Solar | ROTONDA |  | 8.16 | 0 | Residential | 1 | FAIRFIELD | 7004 | 9 | VIVINT SOLAR | PSE&G BPU | No | Complete | 2013-06-03 | 2013-10-23 | 2013-10-28 | 2013-10-28
SRP19165 | SREC Solar | MERCADO |  | 6.345 | 0 | Residential | 1 | WEST ORANGE | 7052 | 9 | VERENGO SOLAR | PSE&G BPU | No | Complete | 2013-06-03 | 2013-07-03 | 2013-07-10 | 2013-07-10
SRP19166 | SREC Solar | STEELE |  | 3.29 | 0 | Residential | 1 | SOMERSET | 8873 | 5 | VIVINT SOLAR | PSE&G BPU | No | Complete | 2013-06-10 | 2013-07-25 | 2013-08-01 | 2013-08-01
SRP19168 | SREC Solar | FASULO |  | 3.92 | 0 | Residential | 1 | COLONIA | 7067 | 10 | VIVINT SOLAR | PSE&G BPU | No | Complete | 2013-06-10 | 2014-07-16 | 2014-07-28 | 2014-07-28
SRP19169 | SREC Solar | LARVE |  | 3.675 | 0 | Residential | 1 | UNION | 7083 | 10 | VIVINT SOLAR | PSE&G BPU | No | Complete | 2013-06-10 | 2014-01-29 | 2014-02-14 | 2014-02-14
SRP19172 | SREC Solar | VICENTE |  | 5.39 | 0 | Residential | 1 | UNION | 7083 | 10 | VIVINT SOLAR | PSE&G BPU | No | Complete | 2013-06-10 | 2014-08-12 | 2014-08-21 | 2014-08-21
SRP19173 | SREC Solar | VILLACIS |  | 5.875 | 0 | Residential | 1 | UNION | 7083 | 10 | VIVINT SOLAR | PSE&G BPU | No | Complete | 2013-06-10 | 2013-12-12 | 2013-12-19 | 2013-12-19
SRP19174 | SREC Solar | NIAZ |  | 4.165 | 0 | Residential | 1 | PARSIPPANY | 7054 | 3 | VIVINT SOLAR | JCP&L | No | Complete | 2013-06-10 | 2013-08-30 | 2013-09-10 | 2013-09-10
SRP19175 | SREC Solar | COHEN |  | 3.525 | 0 | Residential | 1 | UNION | 7083 | 10 | VIVINT SOLAR | PSE&G BPU | No | Complete | 2013-06-10 | 2013-10-24 | 2013-10-31 | 2013-10-31
SRP19177 | SREC Solar | DESAI |  | 2.94 | 0 | Residential | 1 | CLIFTON | 7012 | 6 | VIVINT SOLAR | PSE&G BPU | No | Complete | 2013-06-10 | 2013-12-12 | 2013-12-19 | 2013-12-19
SRP19179 | SREC Solar | PATEL |  | 4.08 | 0 | Residential | 1 | PARSIPPANY | 7054 | 3 | VIVINT SOLAR | JCP&L | No | Complete | 2013-06-10 | 2014-02-25 | 2014-03-11 | 2014-03-11
SRP19180 | SREC Solar | SUERO |  | 5.17 | 0 | Residential | 1 | UNION | 7003 | 9 | VIVINT SOLAR | PSE&G BPU | No | Complete | 2013-06-10 | 2013-09-25 | 2013-10-01 | 2013-10-01
SRP19181 | SREC Solar | HAGEDORN |  | 4.32 | 0 | Residential | 1 | ISELIN | 8830 | 11 | VIVINT SOLAR | PSE&G BPU | No | Complete | 2013-06-10 | 2013-10-23 | 2013-10-28 | 2013-10-28
SRP19182 | SREC Solar | WARNOCK |  | 1.68 | 0 | Residential | 1 | UNION | 7083 | 10 | VIVINT SOLAR | PSE&G BPU | No | Complete | 2013-06-10 | 2013-10-03 | 2013-10-11 | 2013-10-11
SRP19183 | SREC Solar | RANA |  | 5.17 | 0 | Residential | 1 | CLIFTON | 7014 | 6 | VIVINT SOLAR | PSE&G BPU | No | Complete | 2013-06-10 | 2013-09-04 | 2013-09-11 | 2013-09-11
SRP19184 | SREC Solar | MACK |  | 1.92 | 0 | Residential | 1 | DUNELLEN | 8812 | 11 | VIVINT SOLAR | PSE&G BPU | No | Complete | 2013-06-10 | 2014-06-09 | 2014-06-13 | 2014-06-13
SRP19185 | SREC Solar | CLEMINTONE |  | 6.48 | 0 | Residential | 1 | PISCATAWAY | 8854 | 11 | VIVINT SOLAR | PSE&G BPU | No | Complete | 2013-06-10 | 2013-09-09 | 2013-09-19 | 2013-09-19
SRP19188 | SREC Solar | EDMUNDO |  | 4.08 | 0 | Residential | 1 | PISCATAWAY | 8854 | 11 | VIVINT SOLAR | PSE&G BPU | No | Complete | 2013-06-10 | 2014-04-16 | 2014-04-29 | 2014-04-29
SRP19189 | SREC Solar | CIVICK |  | 4.165 | 0 | Residential | 1 | SOMERSET | 8873 | 5 | VIVINT SOLAR | PSE&G BPU | No | Complete | 2013-06-10 | 2013-09-09 | 2013-09-19 | 2013-09-19
SRP19190 | SREC Solar | DONOUGH |  | 3 | 0 | Residential | 1 | MORRISTOWN | 7960 | 3 | REC SOLAR, INC. | JCP&L | No | Complete | 2013-06-10 | 2013-11-21 | 2013-11-26 | 2013-11-26
SRP19191 | SREC Solar | RICHARDS III |  | 6.86 | 0 | Residential | 1 | ELK | 8343 | 16 | SOLARCITY CORPORATION | AC Electric | No | Complete | 2013-06-10 | 2013-10-14 | 2013-10-16 | 2013-10-16
SRP19192 | SREC Solar | O'DONNELL |  | 4.165 | 0 | Residential | 1 | UNION | 7083 | 10 | SOLARCITY CORPORATION | PSE&G BPU | No | Complete | 2013-06-10 | 2013-09-19 | 2013-10-07 | 2013-10-07
SRP19193 | SREC Solar | ROMANO |  | 12.005 | 0 | Residential | 1 | GLOUCESTER TOWNSHIP | 8012 | 14 | SOLARCITY CORPORATION | PSE&G BPU | No | Complete | 2013-06-10 | 2013-10-28 | 2013-11-06 | 2013-11-06
SRP19194 | SREC Solar | PATEL |  | 3.185 | 0 | Residential | 1 | SICKLERVILLE | 8081 | 14 | SOLARCITY CORPORATION | AC Electric | No | Complete | 2013-06-10 | 2013-10-31 | 2013-11-08 | 2013-11-08
SRP19195 | SREC Solar | SHAH |  | 5.635 | 0 | Residential | 1 | VOORHEES TOWNSHIP | 8043 | 14 | SOLARCITY CORPORATION | PSE&G BPU | No | Complete | 2013-06-10 | 2013-09-19 | 2013-09-26 | 2013-09-26
SRP19197 | SREC Solar | RAMBAROSE |  | 5.39 | 0 | Residential | 1 | LAKE HAIWAHA | 7034 | 3 | VIVINT SOLAR | JCP&L | No | Complete | 2013-06-10 | 2014-08-12 | 2014-08-21 | 2014-08-21
SRP19198 | SREC Solar | MAHONEY |  | 9.4 | 0 | Residential | 1 | SADDLE BROOK | 7663 | 7 | VIVINT SOLAR | Orange & Rockland Elec | No | Complete | 2013-06-10 | 2014-01-29 | 2014-02-14 | 2014-02-14
SRP19199 | SREC Solar | RIVERA |  | 3.995 | 0 | Residential | 1 | COLONIA | 7067 | 10 | VIVINT SOLAR | PSE&G BPU | No | Complete | 2013-06-10 | 2013-09-04 | 2013-09-13 | 2013-09-13
SRP19201 | SREC Solar | MAURO | JACKSON TOWNSHIP MUNICIPAL AUTHO | 242.44 | 0 | Government Facility | 1 | JACKSON | 8527 | 18 | BARRIER ELECTRIC | JCP&L | No | Complete | 2013-06-10 | 2014-05-30 | 2014-06-25 | 2014-06-25
SRP19203 | SREC Solar | VAN DEN HOUTEN |  | 3 | 0 | Residential | 0 | SADDLE BROOK | 7663 | 7 | RENEWERGY SOLUTIONS GROUP | PSE&G BPU | No | Complete | 2013-06-10 | 2013-11-20 | 2013-11-26 | 2013-11-26
SRP19204 | SREC Solar | BENNETT | PILLAR OF FIRE | 53.82 | 0 | Commercial | 1 | FRANKLIN TWP | 8873 | 5 | FUTURE SOLUTIONS CONTRACTING, LLC | PSE&G BPU | No | Complete | 2013-06-10 | 2014-06-18 | 2014-06-23 | 2014-06-23
SRP19205 | SREC Solar | SCHUCK |  | 3.5 | 0 | Residential | 1 | LITTLE FERRY | 7643 | 7 | ROOF DIAGNOSTICS INC | PSE&G BPU | No | Complete | 2013-06-10 | 2013-12-04 | 2013-12-17 | 2013-12-17
SRP19206 | SREC Solar | MUNOZ |  | 11.515 | 0 | Residential | 1 | MAYS LANDING | 8330 | 19 | ACOS ENERGY, LLC | AC Electric | No | Complete | 2013-06-10 | 2013-12-04 | 2013-12-17 | 2013-12-17
SRP19207 | SREC Solar | MAGEE |  | 4.25 | 0 | Residential | 1 | NATIONAL PARK | 8063 | 15 | TRINITY HEATING AND AIR | PSE&G BPU | No | Complete | 2013-06-10 | 2013-07-29 | 2013-08-01 | 2013-08-01
SRP19208 | SREC Solar | KELLY |  | 7.5 | 0 | Residential | 1 | EVESHAM TWP | 8053 | 13 | ROOF DIAGNOSTICS INC | PSE&G BPU | No | Complete | 2013-06-10 | 2014-04-24 | 2014-04-30 | 2014-04-30
SRP19209 | SREC Solar | DUSZA |  | 11 | 0 | Residential | 1 | BRICK | 8723 | 18 | ROOF DIAGNOSTICS INC | JCP&L | No | Complete | 2013-06-10 | 2013-11-27 | 2013-12-04 | 2013-12-04
SRP19210 | SREC Solar | SMILOW |  | 6.5 | 0 | Residential | 1 | CHESTER FIELD | 8515 | 13 | ROOF DIAGNOSTICS INC | PSE&G BPU | No | Complete | 2013-06-10 | 2014-03-21 | 2014-03-27 | 2014-03-27
SRP19211 | SREC Solar | BANACH |  | 10.25 | 0 | Residential | 1 | BRICK | 8724 | 18 | ROOF DIAGNOSTICS INC | JCP&L | No | Complete | 2013-06-10 | 2014-05-21 | 2014-05-27 | 2014-05-27
SRP19212 | SREC Solar | MARTISOFSKI |  | 6.5 | 0 | Residential | 1 | BURLINGTON | 8016 | 13 | ROOF DIAGNOSTICS INC | PSE&G BPU | No | Complete | 2013-06-10 | 2013-07-17 | 2013-07-22 | 2013-07-22
SRP19213 | SREC Solar | EATON |  | 4.25 | 0 | Residential | 1 | SOMERSET | 8873 | 5 | TRINITY HEATING AND AIR | AC Electric | No | Complete | 2013-06-10 | 2013-11-05 | 2013-11-11 | 2013-11-11
SRP19214 | SREC Solar | DEMAIO |  | 6.75 | 0 | Residential | 1 | MONTVILLE | 7045 | 3 | ROOF DIAGNOSTICS INC | JCP&L | No | Complete | 2013-06-10 | 2014-02-05 | 2014-02-24 | 2014-02-24
SRP19215 | SREC Solar | RODRIGUEZ |  | 4 | 0 | Residential | 1 | CAMDEN | 8105 | 14 | SOLARCITY CORPORATION | PSE&G BPU | No | Complete | 2013-06-10 | 2013-12-27 | 2014-01-10 | 2014-01-10
SRP19216 | SREC Solar | ALVAREZ |  | 3.5 | 0 | Residential | 1 | SOMERSET | 8873 | 5 | TRINITY HEATING AND AIR | PSE&G BPU | No | Complete | 2013-06-10 | 2013-11-05 | 2013-11-13 | 2013-11-13
SRP19217 | SREC Solar | SMITH |  | 12.75 | 0 | Residential | 1 | JACKSON | 8527 | 18 | TRINITY HEATING AND AIR | JCP&L | No | Complete | 2013-06-10 | 2013-08-14 | 2013-08-20 | 2013-08-20
SRP19219 | SREC Solar | BUTLER |  | 3.5 | 0 | Residential | 1 | PISCATAWAY | 8854 | 11 | ROOF DIAGNOSTICS INC | PSE&G BPU | No | Complete | 2013-06-10 | 2013-12-31 | 2014-01-15 | 2014-01-15
SRP19220 | SREC Solar | SUSSMAN |  | 8.82 | 0 | Residential | 1 | JACKSON | 8527 | 18 | TRINITY HEATING AND AIR | JCP&L | No | Complete | 2013-06-10 | 2013-09-13 | 2013-09-25 | 2013-09-25
SRP19221 | SREC Solar | MAYER |  | 4.5 | 0 | Residential | 1 | BRICK | 8723 | 18 | TRINITY HEATING AND AIR | JCP&L | No | Complete | 2013-06-10 | 2013-09-26 | 2013-10-01 | 2013-10-01
SRP19222 | SREC Solar | ROSSLELAND |  | 10.045 | 0 | Residential | 1 | BRIDGEWATER | 8807 | 5 | TRINITY HEATING AND AIR | PSE&G BPU | No | Complete | 2013-06-10 | 2013-09-11 | 2013-09-19 | 2013-09-19
SRP19223 | SREC Solar | LORENZO |  | 7.5 | 0 | Residential | 1 | SICKLERVILLE | 8081 | 14 | SOLARCITY CORPORATION | AC Electric | No | Complete | 2013-06-10 | 2013-09-19 | 2013-10-07 | 2013-10-07
SRP19225 | SREC Solar | STRECKENBEIN | ATLANTIC CAPE COMMUNITY COLLEGE | 572.88 | 0 | University Public | 1 | CAPE MAY CT HOUSE | 8210 | 21 | PALMIERI SOLAR SOLUTIONS | AC Electric | No | Complete | 2013-06-10 | 2013-12-19 | 2014-01-06 | 2014-01-06
SRP19226 | SREC Solar | MALTZMAN |  | 4.655 | 0 | Residential | 1 | EATONTOWN | 7724 | 17 | SOLARCITY CORPORATION | JCP&L | No | Complete | 2013-06-10 | 2013-08-09 | 2013-08-27 | 2013-08-27
SRP19227 | SREC Solar | MCLAUGHLIN |  | 5.52 | 0 | Residential | 1 | WEST MILFORD | 7480 | 6 | SOLARCITY CORPORATION | Orange & Rockland Elec | No | Complete | 2013-06-10 | 2013-09-19 | 2013-09-26 | 2013-09-26
SRP19228 | SREC Solar | HESKO | ST CATHERINE'S CHURCH | 20.4 | 0 | Non Profit | 1 | MIDDLETOWN | 7748 | 17 | NEXUS SOLAR LLC | JCP&L | No | Complete | 2013-06-17 | 2014-06-18 | 2014-06-23 | 2014-06-23
SRP19229 | SREC Solar | HESKO | ST CATHERINES CHURCH | 10.8 | 0 | Non Profit | 1 | MIDDLETOWN | 7748 | 17 | NEXUS SOLAR LLC | JCP&L | No | Complete | 2013-06-17 | 2014-06-18 | 2014-06-23 | 2014-06-23
SRP19230 | SREC Solar | RUSIECKI |  | 18.62 | 0 | Residential | 1 | EGG HARBOR TOWNSHIP | 8234 | 19 | ALLSEASON CONSTRUCTION | AC Electric | No | Complete | 2013-06-10 | 2013-09-13 | 2013-09-25 | 2013-09-25
SRP19231 | SREC Solar | MOORE |  | 11.118 | 0 | Residential | 0 | HILLSBOROUGH TWP | 8844 | 5 | GEOSCAPE SOLAR | PSE&G BPU | No | Complete | 2013-06-10 | 2013-11-19 | 2013-12-16 | 2013-12-16
SRP19233 | SREC Solar | STRECKENBEIN | ATLANTIC CAPE COMMUNITY COLLEGE | 1586.2 | 0 | University Public | 1 | MAYS LANDING | 8330 | 19 | PALMIERI SOLAR SOLUTIONS | AC Electric | No | Complete | 2013-06-10 | 2014-01-08 | 2014-01-21 | 2014-01-21
SRP19234 | SREC Solar | HILGERT |  | 3.92 | 0 | Residential | 1 | RIO GRANDE | 8242 | 21 | ALLSEASON CONSTRUCTION | AC Electric | No | Complete | 2013-06-10 | 2013-10-24 | 2013-11-04 | 2013-11-04
SRP19236 | SREC Solar | GANDY |  | 15.68 | 0 | Residential | 1 | RIO GRANDE | 8242 | 21 | ALLSEASON CONSTRUCTION | AC Electric | No | Complete | 2013-06-10 | 2013-10-24 | 2013-10-31 | 2013-10-31
SRP19237 | SREC Solar | CORTEZ |  | 4.94 | 0 | Residential | 1 | EHT | 8234 | 19 | SOLIGENT LEASING | AC Electric | No | Complete | 2013-06-10 | 2013-09-11 | 2013-09-20 | 2013-09-20
SRP19238 | SREC Solar | MCNALLY |  | 10.5 | 0 | Residential | 1 | DENVILLE | 7834 | 3 | ROOF DIAGNOSTICS INC | JCP&L | No | Complete | 2013-06-10 | 2013-06-25 | 2013-07-25 | 2013-07-25
SRP19239 | SREC Solar | BRINKER |  | 11.75 | 0 | Residential | 1 | CLARK | 7066 | 10 | ALTERIS RENEWABLES DBA RGS ENERGY | PSE&G BPU | No | Complete | 2013-06-10 | 2013-09-11 | 2014-02-21 | 2014-02-21
SRP19240 | SREC Solar | ROMANO |  | 4.6 | 0 | Residential | 1 | JACKSON | 8527 | 18 | VERENGO SOLAR | JCP&L | No | Complete | 2013-06-10 | 2013-07-03 | 2013-07-30 | 2013-07-30
SRP19241 | SREC Solar | SALLEY |  | 7.84 | 0 | Residential | 1 | WEST ORANGE | 7052 | 9 | SOLARCITY CORPORATION | PSE&G BPU | No | Complete | 2013-06-10 | 2013-11-04 | 2013-11-12 | 2013-11-12
SRP19242 | SREC Solar | MORRA |  | 6.44 | 0 | Residential | 1 | BROWNS MILLS | 8015 | 13 | VERENGO SOLAR | JCP&L | No | Complete | 2013-06-10 | 2013-07-03 | 2013-07-10 | 2013-07-10
SRP19243 | SREC Solar | QUINONES |  | 5.64 | 0 | Residential | 1 | EDISON | 8817 | 11 | VERENGO SOLAR | PSE&G BPU | No | Complete | 2013-06-10 | 2013-07-03 | 2013-07-09 | 2013-07-09
SRP19244 | SREC Solar | DOHANYOS |  | 5.64 | 0 | Residential | 1 | NEW BRUNSWICK | 8901 | 11 | VERENGO SOLAR | PSE&G BPU | No | Complete | 2013-06-10 | 2013-10-24 | 2013-10-29 | 2013-10-29
SRP19245 | SREC Solar | VANDERHAM |  | 8.75 | 0 | Residential | 1 | TOMS RIVER | 8757 | 18 | ROOF DIAGNOSTICS INC | JCP&L | No | Complete | 2013-06-10 | 2013-11-21 | 2013-11-27 | 2013-11-27
SRP19246 | SREC Solar | KLEMICK |  | 5.5 | 0 | Residential | 1 | WRIGHTSTOWN | 8562 | 13 | ROOF DIAGNOSTICS INC | JCP&L | No | Complete | 2013-06-10 | 2014-01-17 | 2014-01-29 | 2014-01-29
SRP19247 | SREC Solar | NERSITA |  | 9.25 | 0 | Residential | 1 | BRICK | 8724 | 18 | ROOF DIAGNOSTICS INC | JCP&L | No | Complete | 2013-06-10 | 2013-10-28 | 2013-11-06 | 2013-11-06
SRP19248 | SREC Solar | DUDLEY |  | 5.5 | 0 | Residential | 1 | PEMBERTON | 8068 | 13 | TRINITY HEATING AND AIR | JCP&L | No | Complete | 2013-06-10 | 2013-08-30 | 2013-09-11 | 2013-09-11
SRP19249 | SREC Solar | ONORATO | LOWER TWP BOE MAUD ABRAMS | 415.36 | 0 | School Public K-12 | 1 | COLD SPRING | 8204 | 21 | CAMBRIA SOLAR LLC | AC Electric | No | Complete | 2013-06-10 | 2014-01-14 | 2014-02-11 | 2014-02-11
SRP19250 | SREC Solar | LISI |  | 9.31 | 0 | Residential | 1 | MANALAPAN TWP | 7726 | 17 | SOLARCITY CORPORATION | JCP&L | No | Complete | 2013-06-10 | 2014-03-10 | 2014-03-19 | 2014-03-19
SRP19251 | SREC Solar | TRAN |  | 12.25 | 0 | Residential | 1 | SICKERVILLE | 8081 | 14 | SOLARCITY CORPORATION | AC Electric | No | Complete | 2013-06-10 | 2014-01-14 | 2014-01-29 | 2014-01-29
SRP19253 | SREC Solar | BASKERVILLE |  | 6.125 | 0 | Residential | 1 | ERIAL | 8081 | 14 | SOLARCITY CORPORATION | AC Electric | No | Complete | 2013-06-10 | 2013-12-30 | 2014-01-14 | 2014-01-14
SRP19254 | SREC Solar | LYNCH | LOWER ALLOWAYS CREEK TWP | 6.405 | 0 | Government Facility | 1 | HARMERSVILLE | 8079 | 16 | GO SOLAR ELECTRIC, LLC | AC Electric | No | Complete | 2013-06-10 | 2013-12-23 | 2014-01-08 | 2014-01-08
SRP19255 | SREC Solar | THOMAS |  | 5.232 | 0 | Residential | 1 | MORRISTOWN | 7960 | 3 | GEOPEAK ENERGY LLC | JCP&L | No | Complete | 2013-06-10 | 2013-11-08 | 2013-12-30 | 2013-12-30
SRP19256 | SREC Solar | WONG |  | 9.36 | 0 | Residential | 1 | BEDMINSTER | 7921 | 5 | GEOPEAK ENERGY LLC | JCP&L | No | Complete | 2013-06-10 | 2014-06-09 | 2014-06-11 | 2014-06-11
SRP19257 | SREC Solar | TYNAN |  | 7.935 | 0 | Residential | 0 | NEWTON | 7860 | 1 | EVOKE SOLAR | JCP&L | No | Complete | 2013-06-10 | 2013-09-30 | 2014-01-17 | 2014-01-17
SRP19258 | SREC Solar | FARAH |  | 11.7 | 0 | Residential | 1 | MARLTON | 8053 | 13 | SOLARCITY CORPORATION | PSE&G BPU | No | Complete | 2013-06-10 | 2014-01-20 | 2014-02-06 | 2014-02-06
SRP19260 | SREC Solar | PENCZAK |  | 8.82 | 0 | Residential | 1 | WOODBRIDGE TWP | 7067 | 10 | SOLARCITY CORPORATION | PSE&G BPU | No | Complete | 2013-06-10 | 2013-10-07 | 2013-10-09 | 2013-10-09
SRP19261 | SREC Solar | ALBEY |  | 7.25 | 0 | Residential | 1 | WAYNE | 7470 | 6 | ROOF DIAGNOSTICS INC | PSE&G BPU | No | Complete | 2013-06-10 | 2013-10-30 | 2013-11-11 | 2013-11-11
SRP19263 | SREC Solar | GAUGHAN |  | 9.5 | 0 | Residential | 1 | SOMERSET | 8873 | 5 | TRINITY HEATING AND AIR | PSE&G BPU | No | Complete | 2013-06-10 | 2013-11-06 | 2013-11-13 | 2013-11-13
SRP19264 | SREC Solar | SIMMONS |  | 3.5 | 0 | Residential | 1 | TEANECK | 7666 | 7 | ROOF DIAGNOSTICS INC | PSE&G BPU | No | Complete | 2013-06-10 | 2013-12-30 | 2014-01-16 | 2014-01-16
SRP19265 | SREC Solar | MCCORD |  | 8.33 | 0 | Residential | 0 | BRICK | 8723 | 18 | TOMS RIVER ELECTRIC INC | JCP&L | No | Complete | 2013-06-10 | 2014-08-13 | 2014-08-21 | 2014-08-21
SRP19266 | SREC Solar | LYNCH | LOWER ALLOWAYS CREEK TWP | 61.61 | 0 | Government Facility | 1 | HANCOCKS BRIDGE | 8079 | 16 | GO SOLAR ELECTRIC, LLC | AC Electric | No | Complete | 2013-06-10 | 2013-12-23 | 2014-01-08 | 2014-01-08
SRP19267 | SREC Solar | PEREIRA |  | 7.84 | 0 | Residential | 1 | UNION | 7083 | 10 | TRINITY HEATING AND AIR | PSE&G BPU | No | Complete | 2013-06-10 | 2013-10-24 | 2013-10-28 | 2013-10-28
SRP19268 | SREC Solar | LYNCH | LOWER ALLOWAYS CREEK TWP | 176.595 | 0 | Government Facility | 1 | HANCOCKS BRIDGE | 8079 | 16 | GO SOLAR ELECTRIC, LLC | AC Electric | No | Complete | 2013-06-10 | 2013-12-23 | 2014-01-08 | 2014-01-08
SRP19269 | SREC Solar | TRIVINIA |  | 7.5 | 0 | Residential | 1 | SWEDESBORO | 8085 | 15 | TRINITY HEATING AND AIR | AC Electric | No | Complete | 2013-06-10 | 2013-09-16 | 2013-09-25 | 2013-09-25
SRP19270 | SREC Solar | FALDUTO |  | 10.08 | 0 | Residential | 1 | TUCKERTON | 8087 | 18 | ALLSEASON CONSTRUCTION | AC Electric | No | Complete | 2013-06-10 | 2013-07-02 | 2013-07-12 | 2013-07-12
SRP19271 | SREC Solar | WEIR |  | 4.165 | 0 | Residential | 1 | SOMERSET | 8873 | 5 | VIVINT SOLAR | PSE&G BPU | No | Complete | 2013-06-17 | 2013-09-26 | 2013-10-03 | 2013-10-03
SRP19272 | SREC Solar | CONRAD |  | 7.84 | 0 | Residential | 1 | PISCATAWAY | 8854 | 11 | VIVINT SOLAR | PSE&G BPU | No | Complete | 2013-06-17 | 2014-02-25 | 2014-03-11 | 2014-03-11
SRP19276 | SREC Solar | GOVINDARAJ |  | 4.08 | 0 | Residential | 0 | BELLE MEAD | 8502 | 5 | TOTAL EXTERIORS | PSE&G BPU | No | Complete | 2013-06-17 | 2014-04-15 | 2014-04-25 | 2014-04-25
SRP19277 | SREC Solar | ROJAS |  | 4.335 | 0 | Residential | 0 | BRIDGEWATER | 8807 | 5 | TOTAL EXTERIORS | PSE&G BPU | No | Complete | 2013-06-17 | 2013-06-27 | 2013-07-05 | 2013-07-05
SRP19278 | SREC Solar | RADD |  | 5.1 | 0 | Residential | 0 | FLEMINGTON | 8822 | 4 | TOTAL EXTERIORS | JCP&L | No | Complete | 2013-06-17 | 2013-06-28 | 2013-07-02 | 2013-07-02
SRP19279 | SREC Solar | CAMERON |  | 15 | 0 | Residential | 1 | NEW EGYPT | 8533 | 18 | ASTRUM SOLAR, LLC | JCP&L | No | Complete | 2013-06-17 | 2014-02-20 | 2014-03-07 | 2014-03-07
SRP19280 | SREC Solar | CATHIE |  | 4.75 | 0 | Residential | 1 | SICKLERVILLE | 8081 | 14 | RUNNEMEDE PLUMBING HEATING | AC Electric | No | Complete | 2013-06-17 | 2014-03-19 | 2014-04-21 | 2014-04-21
SRP19281 | SREC Solar | CATHIE |  | 9.81 | 0 | Residential | 1 | SICKLERVILLE | 8081 | 14 | RUNNEMEDE PLUMBING HEATING | AC Electric | No | Complete | 2013-06-17 | 2014-03-13 | 2014-04-18 | 2014-04-18
SRP19282 | SREC Solar | NOEL |  | 7.02 | 0 | Residential | 0 | ASBURY | 8802 | 4 | ALTERIS RENEWABLES DBA RGS ENERGY | JCP&L | No | Complete | 2013-06-17 | 2014-02-19 | 2014-03-07 | 2014-03-07
SRP19284 | SREC Solar | LANE |  | 2.4 | 0 | Residential | 1 | UNION | 7083 | 10 | VIVINT SOLAR | PSE&G BPU | No | Complete | 2013-06-17 | 2014-02-17 | 2014-03-04 | 2014-03-04
SRP19285 | SREC Solar | PAULO |  | 4.935 | 0 | Residential | 1 | HILLSIDE | 7205 | 10 | VIVINT SOLAR | PSE&G BPU | No | Complete | 2013-06-17 | 2014-06-25 | 2014-07-02 | 2014-07-02
SRP19286 | SREC Solar | LUDLOW |  | 13.23 | 0 | Residential | 1 | FORDS | 8863 | 11 | VIVINT SOLAR | PSE&G BPU | No | Complete | 2013-06-17 | 2014-01-10 | 2014-01-27 | 2014-01-27
SRP19288 | SREC Solar | BARNES |  | 5.405 | 0 | Residential | 1 | PISCATAWAY | 8854 | 11 | VIVINT SOLAR | PSE&G BPU | No | Complete | 2013-06-17 | 2013-09-04 | 2013-09-13 | 2013-09-13
SRP19289 | SREC Solar | MERCADO |  | 3.92 | 0 | Residential | 1 | BOGOTA | 7603 | 7 | VIVINT SOLAR | PSE&G BPU | No | Complete | 2013-06-17 | 2013-12-26 | 2014-01-14 | 2014-01-14
SRP19290 | SREC Solar | COTTRELL |  | 9 | 0 | Residential | 1 | COLUMBUS | 8022 | 13 | TRINITY HEATING AND AIR | PSE&G BPU | No | Complete | 2013-06-17 | 2013-08-16 | 2013-08-21 | 2013-08-21
SRP19291 | SREC Solar | RAYACK |  | 5 | 0 | Residential | 1 | EDISON | 8817 | 11 | ROOF DIAGNOSTICS INC | PSE&G BPU | No | Complete | 2013-06-17 | 2014-01-08 | 2014-01-21 | 2014-01-21
SRP19293 | SREC Solar | BRILL | GREEN VILLAGE GARDEN CENTER | 34 | 0 | Commercial | 0 | GREEN VILLAGE | 7935 | 3 | VIRON CONSULTING GROUP | JCP&L | No | Complete | 2013-06-17 | 2014-12-29 | 2015-01-09 | 2015-01-09
SRP19294 | SREC Solar | BRONKA |  | 9.5 | 0 | Residential | 1 | WHIPPANY | 7981 | 3 | TRINITY HEATING AND AIR | JCP&L | No | Complete | 2013-06-17 | 2013-08-06 | 2013-08-12 | 2013-08-12
SRP19296 | SREC Solar | KUTTY |  | 5.5 | 0 | Residential | 1 | LITTLE FERRY | 7643 | 7 | ROOF DIAGNOSTICS INC | PSE&G BPU | No | Complete | 2013-06-17 | 2013-11-25 | 2013-12-02 | 2013-12-02
SRP19299 | SREC Solar | VOGLINO |  | 4.5 | 0 | Residential | 1 | NEPTUNE | 7753 | 17 | ROOF DIAGNOSTICS INC | JCP&L | No | Complete | 2013-06-17 | 2013-12-16 | 2013-12-19 | 2013-12-19
SRP19301 | SREC Solar | MANDEL |  | 4.5 | 0 | Residential | 1 | JACKSON | 8527 | 18 | TRINITY HEATING AND AIR | JCP&L | No | Complete | 2013-06-17 | 2013-09-06 | 2013-09-17 | 2013-09-17
SRP19302 | SREC Solar | MARTINO |  | 5 | 0 | Residential | 1 | SOMERSET | 8873 | 5 | TRINITY HEATING AND AIR | PSE&G BPU | No | Complete | 2013-06-17 | 2013-10-09 | 2013-10-15 | 2013-10-15
SRP19303 | SREC Solar | DUGHI |  | 4.75 | 0 | Residential | 1 | POINT PLEASANT BEACH | 8742 | 18 | ROOF DIAGNOSTICS INC | JCP&L | No | Complete | 2013-06-17 | 2014-01-14 | 2014-01-30 | 2014-01-30
SRP19304 | SREC Solar | SINGH |  | 8 | 0 | Residential | 1 | PLAINSBORO | 8536 | 11 | ROOF DIAGNOSTICS INC | PSE&G BPU | No | Complete | 2013-06-17 | 2014-01-08 | 2014-01-21 | 2014-01-21
SRP19305 | SREC Solar | ARONSON | ELIZABETH INDUSTRIAL CENTER LLC | 1621.07 | 0 | Commercial | 1 | ELIZABETH | 7206 | 10 | SOLAR RENEWABLE ENERGY CONCEPTS | PSE&G BPU | No | Complete | 2013-06-17 | 2013-07-29 | 2013-08-01 | 2013-08-01
SRP19307 | SREC Solar | THOMPSON |  | 7.395 | 0 | Residential | 0 | PORT MURRAY | 7865 | 2 | REC SOLAR, INC. | JCP&L | No | Complete | 2013-06-17 | 2014-01-22 | 2014-01-30 | 2014-01-30
SRP19308 | SREC Solar | SCHENKOLEWSKI | BAIS KAILA HIGH SCHOOL | 40.755 | 0 | School Other | 1 | LAKEWOOD | 8701 | 18 | AROSA SOLAR ENERGY, INC | JCP&L | No | Complete | 2013-06-17 | 2013-08-21 | 2013-08-23 | 2013-08-23
SRP19309 | SREC Solar | BRYSON |  | 10.464 | 0 | Residential | 1 | SOMERVILLE | 8876 | 5 | GEOSCAPE SOLAR | PSE&G BPU | No | Complete | 2013-06-17 | 2014-02-06 | 2014-02-21 | 2014-02-21
SRP19310 | SREC Solar | HESKO | ST. CATHERINE'S CHURCH | 34.8 | 0 | Non Profit | 1 | MIDDLETOWN | 7748 | 17 | NEXUS SOLAR LLC | JCP&L | No | Complete | 2013-06-17 | 2014-06-18 | 2014-07-23 | 2014-07-23
SRP19311 | SREC Solar | HESKO | ST. CATHERINE'S CHURCH | 19.68 | 0 | Non Profit | 1 | MIDDLETOWN | 7748 | 17 | NEXUS SOLAR LLC | JCP&L | No | Complete | 2013-06-17 | 2014-06-18 | 2014-06-23 | 2014-06-23
SRP19312 | SREC Solar | HESKO | ST. CATHERINE'S CHURCH | 20.64 | 0 | Non Profit | 1 | MIDDLETOWN | 7748 | 17 | NEXUS SOLAR LLC | JCP&L | No | Complete | 2013-06-17 | 2014-06-18 | 2014-06-23 | 2014-06-23
SRP19314 | SREC Solar | MALONEY |  | 7.92 | 0 | Residential | 0 | CAPE MAY | 8204 | 21 | CAPE ATLANTIC SOLAR | AC Electric | No | Complete | 2013-06-17 | 2014-05-30 | 2014-06-10 | 2014-06-10
SRP19315 | SREC Solar | ALMEIDA |  | 9.75 | 0 | Residential | 0 | MOUNTAINSIDE | 7092 | 10 | 1ST LIGHT ENERGY, INC. | PSE&G BPU | No | Complete | 2013-06-17 | 2014-06-19 | 2014-06-23 | 2014-06-23
SRP19316 | SREC Solar | ORTIZ |  | 10.78 | 0 | Residential | 1 | LITTLE EGG HARBOR TWP | 8087 | 18 | ALLSEASON CONSTRUCTION | AC Electric | No | Complete | 2013-06-17 | 2013-11-13 | 2013-11-25 | 2013-11-25
SRP19319 | SREC Solar | LIPAROTA |  | 7.35 | 0 | Residential | 1 | GLASSBORO | 8028 | 15 | SOLARCITY CORPORATION | AC Electric | No | Complete | 2013-06-17 | 2013-11-13 | 2013-11-27 | 2013-11-27
SRP19320 | SREC Solar | HARRIS |  | 19.355 | 0 | Residential | 1 | SALEM | 8079 | 16 | SOLULAR LLC. II | AC Electric | No | Complete | 2013-06-17 | 2013-12-19 | 2014-01-02 | 2014-01-02
SRP19321 | SREC Solar | ARONSON | 625 GOTHAM LLC | 85.14 | 0 | Commercial | 0 | CARLSTADT | 7072 | 7 | SOLAR RENEWABLE ENERGY CONCEPTS | PSE&G BPU | No | Complete | 2013-06-17 | 2013-09-25 | 2013-10-03 | 2013-10-03
SRP19322 | SREC Solar | ARONSON | 76 EAST 15 LLC | 101.64 | 0 | Commercial | 0 | PATERSON | 7524 | 6 | SOLAR RENEWABLE ENERGY CONCEPTS | PSE&G BPU | No | Complete | 2013-06-17 | 2014-06-16 | 2014-06-19 | 2014-06-19
SRP19323 | SREC Solar | VIZZI |  | 5.28 | 0 | Residential | 0 | MULLICA HILL | 8025 | 15 | P3 INTEGRATION INC. | AC Electric | No | Complete | 2013-06-17 | 2014-03-14 | 2014-03-25 | 2014-03-25
SRP19324 | SREC Solar | JACOB |  | 3.43 | 0 | Residential | 1 | BLOOMFIELD | 7003 | 9 | SOLARCITY CORPORATION | PSE&G BPU | No | Complete | 2013-06-17 | 2013-08-22 | 2013-08-28 | 2013-08-28
SRP19325 | SREC Solar | PETRONGOLO |  | 18.375 | 0 | Residential | 1 | FRANKLIN TWP | 8344 | 15 | RCL ENTERPRISES INC. | AC Electric | No | Complete | 2013-06-17 | 2013-10-09 | 2013-10-15 | 2013-10-15
SRP19327 | SREC Solar | SENDLER |  | 11.025 | 0 | Residential | 1 | BEARS HEAD | 8330 | 19 | RCL ENTERPRISES INC. | AC Electric | No | Complete | 2013-06-17 | 2013-10-25 | 2013-11-06 | 2013-11-06
SRP19328 | SREC Solar | CAPORRINO |  | 6.125 | 0 | Residential | 1 | HOBOKEN | 7030 | 8 | SUNGEVITY, INC. | PSE&G BPU | No | Complete | 2013-06-17 | 2014-03-14 | 2014-03-21 | 2014-03-21
SRP19329 | SREC Solar | MCKIBBIN |  | 7.105 | 0 | Residential | 1 | TOMS RIVER | 8753 | 18 | SUNGEVITY, INC. | JCP&L | No | Complete | 2013-06-17 | 2014-02-25 | 2014-03-12 | 2014-03-12
SRP19330 | SREC Solar | VAN CLEF |  | 2.94 | 0 | Residential | 1 | GREAT MEADOWS | 7838 | 2 | SUNGEVITY, INC. | JCP&L | No | Complete | 2013-06-17 | 2014-03-05 | 2014-03-17 | 2014-03-17
SRP19331 | SREC Solar | HUGHES |  | 10.78 | 0 | Residential | 1 | ELMER | 8318 | 16 | RCL ENTERPRISES INC. | AC Electric | No | Complete | 2013-06-17 | 2013-08-27 | 2013-09-04 | 2013-09-04
SRP19332 | SREC Solar | ENRIGHT |  | 4.165 | 0 | Residential | 1 | SOMERSET | 8873 | 5 | VIVINT SOLAR | PSE&G BPU | No | Complete | 2013-06-17 | 2014-01-22 | 2014-01-30 | 2014-01-30
SRP19333 | SREC Solar | GARAICOA |  | 6.37 | 0 | Residential | 1 | ROSELLE | 7203 | 10 | VIVINT SOLAR | PSE&G BPU | No | Complete | 2013-06-17 | 2014-04-03 | 2014-04-16 | 2014-04-16
SRP19334 | SREC Solar | CORDOVA |  | 4.7 | 0 | Residential | 1 | UNION | 7083 | 10 | VIVINT SOLAR | PSE&G BPU | No | Complete | 2013-06-17 | 2013-07-18 | 2013-07-24 | 2013-07-24
SRP19335 | SREC Solar | RAMOS |  | 12.005 | 0 | Residential | 1 | EHT | 8234 | 19 | RCL ENTERPRISES INC. | AC Electric | No | Complete | 2013-06-17 | 2013-09-23 | 2013-09-30 | 2013-09-30
SRP19336 | SREC Solar | MOORE |  | 7.84 | 0 | Residential | 1 | LINDEN | 7036 | 10 | VIVINT SOLAR | PSE&G BPU | No | Complete | 2013-06-17 | 2014-02-25 | 2014-03-11 | 2014-03-11
SRP19337 | SREC Solar | SCOTT |  | 14.7 | 0 | Residential | 1 | BRIDGETON | 8302 | 20 | RCL ENTERPRISES INC. | AC Electric | No | Complete | 2013-06-17 | 2013-10-25 | 2013-11-06 | 2013-11-06
SRP19338 | SREC Solar | LORD |  | 11.025 | 0 | Residential | 1 | DIAS CREEK | 8210 | 21 | RCL ENTERPRISES INC. | AC Electric | No | Complete | 2013-06-17 | 2013-10-09 | 2013-10-15 | 2013-10-15
SRP19339 | SREC Solar | SOLARES |  | 6.615 | 0 | Residential | 1 | SOMERSET | 8873 | 5 | VIVINT SOLAR | PSE&G BPU | No | Complete | 2013-06-17 | 2013-11-26 | 2013-12-04 | 2013-12-04
SRP19340 | SREC Solar | AYALA |  | 2.94 | 0 | Residential | 1 | CLIFTON | 7012 | 6 | VIVINT SOLAR | PSE&G BPU | No | Complete | 2013-06-17 | 2014-04-09 | 2014-07-17 | 2014-07-17
SRP19341 | SREC Solar | WILLIAMS |  | 4.08 | 0 | Residential | 1 | EDISON | 8817 | 11 | VIVINT SOLAR | PSE&G BPU | No | Complete | 2013-06-17 | 2014-05-22 | 2014-05-30 | 2014-05-30
SRP19342 | SREC Solar | ARAUJO |  | 10.29 | 0 | Residential | 1 | UNION | 7083 | 10 | VIVINT SOLAR | PSE&G BPU | No | Complete | 2013-06-17 | 2014-06-13 | 2014-06-18 | 2014-06-18
SRP19344 | SREC Solar | GREY |  | 4.9 | 0 | Residential | 1 | SOMERSET | 8873 | 5 | VIVINT SOLAR | PSE&G BPU | No | Complete | 2013-06-17 | 2014-01-09 | 2014-01-24 | 2014-01-24
SRP19345 | SREC Solar | CALDWELL |  | 10 | 0 | Residential | 1 | MILLVILLE | 8332 | 20 | ASTRUM SOLAR, LLC | AC Electric | No | Complete | 2013-06-17 | 2014-06-03 | 2014-06-06 | 2014-06-06
SRP19346 | SREC Solar | DACOSTA |  | 14.82 | 0 | Residential | 1 | MONROE TWP | 8831 | 11 | ASTRUM SOLAR, LLC | JCP&L | No | Complete | 2013-06-17 | 2014-06-19 | 2014-06-24 | 2014-06-24
SRP19347 | SREC Solar | GALLAGHER |  | 7 | 0 | Residential | 1 | WESTAMPTON | 8060 | 13 | ASTRUM SOLAR, LLC | PSE&G BPU | No | Complete | 2013-06-17 | 2014-04-16 | 2014-04-25 | 2014-04-25
SRP19348 | SREC Solar | WHITE |  | 3.5 | 0 | Residential | 1 | PATERSON | 7514 | 6 | ROOF DIAGNOSTICS INC | PSE&G BPU | No | Complete | 2013-06-17 | 2013-06-28 | 2013-07-02 | 2013-07-02
SRP19349 | SREC Solar | CARUSO |  | 13.26 | 0 | Residential | 1 | MANALAPAN | 7726 | 17 | ROOF DIAGNOSTICS INC | JCP&L | No | Complete | 2013-06-17 | 2013-07-10 | 2013-07-12 | 2013-07-12
SRP19350 | SREC Solar | ESGRO |  | 3.525 | 0 | Residential | 0 | GLASSBORO | 8028 | 15 | GREEN CITIES ENERGY LLC | AC Electric | No | Complete | 2013-06-17 | 2014-06-05 | 2014-06-10 | 2014-06-10
SRP19353 | SREC Solar | CHAVDA |  | 4.75 | 0 | Residential | 1 | SADDLE BROOK | 7663 | 7 | TRINITY HEATING AND AIR | PSE&G BPU | No | Complete | 2013-06-17 | 2013-10-24 | 2013-11-05 | 2013-11-05
SRP19355 | SREC Solar | JURKOVA |  | 3 | 0 | Residential | 0 | CLIFTON | 7013 | 6 | TRINITY HEATING AND AIR | PSE&G BPU | No | Complete | 2013-06-17 | 2013-08-13 | 2013-08-15 | 2013-08-15
SRP19356 | SREC Solar | PENG |  | 3 | 0 | Residential | 1 | LIVINGSTON | 7039 | 9 | ROOF DIAGNOSTICS INC | JCP&L | No | Complete | 2013-06-17 | 2013-07-10 | 2013-07-12 | 2013-07-12
SRP19357 | SREC Solar | COHEN |  | 6 | 0 | Residential | 0 | MIDDLETOWN | 7748 | 17 | ECOMEN SOLAR LLC | JCP&L | No | Complete | 2013-06-17 | 2013-09-13 | 2013-10-16 | 2013-10-16
SRP19359 | SREC Solar | LONGLEY |  | 4.655 | 0 | Residential | 1 | GLASSBORO | 8028 | 15 | SOLARCITY CORPORATION | AC Electric | No | Complete | 2013-06-17 | 2014-06-03 | 2014-06-26 | 2014-06-26
SRP19360 | SREC Solar | MORIM |  | 2.88 | 0 | Residential | 1 | UNION | 7083 | 10 | VIVINT SOLAR | PSE&G BPU | No | Complete | 2013-06-17 | 2013-12-12 | 2013-12-20 | 2013-12-20
SRP19361 | SREC Solar | O'HARA |  | 3.84 | 0 | Residential | 1 | ELMWOOD PARK | 7407 | 7 | VIVINT SOLAR | PSE&G BPU | No | Complete | 2013-06-17 | 2014-06-13 | 2014-06-18 | 2014-06-18
SRP19363 | SREC Solar | DEMARY |  | 4.9 | 0 | Residential | 1 | EDISON | 8817 | 11 | VIVINT SOLAR | PSE&G BPU | No | Complete | 2013-06-17 | 2014-04-09 | 2014-04-21 | 2014-04-21
SRP19364 | SREC Solar | NAMPALLY |  | 6.37 | 0 | Residential | 1 | EAST BRUNSWICK | 8816 | 11 | VIVINT SOLAR | JCP&L | No | Complete | 2013-06-17 | 2014-08-01 | 2014-08-07 | 2014-08-07
SRP19365 | SREC Solar | SWAN | PSE&G POLE ATTACHED 2013-07 | 30.145 | 0 | Commercial |  | ELIZABETH CITY | 7201 | 10 | RIGGS DISTILLER & CO INC | PSE&G BPU | Yes | Complete | 2013-06-13 | 2013-07-26 | N/A | 2014-02-25
SRP19366 | SREC Solar | RIVERA |  | 4.23 | 0 | Residential | 1 | UNION | 7083 | 10 | VIVINT SOLAR | PSE&G BPU | No | Complete | 2013-06-17 | 2014-06-16 | 2014-07-09 | 2014-07-09
SRP19367 | SREC Solar | SWAN | PSE&G POLE ATTACHED 2013-08 | 49.085 | 0 | Commercial |  | WESTFIELD TWP. | 7090 | 10 | RIGGS DISTILLER & CO INC | PSE&G BPU | Yes | Complete | 2013-06-13 | 2013-08-30 | N/A | 2014-02-25
SRP19368 | SREC Solar | SWAN | PSE&G POLE ATTACHED 2013-09 | 0 | 0 | Commercial |  | WOODBRIDGE TWP. | 7067 | 10 | RIGGS DISTILLER & CO INC | PSE&G BPU | Yes | Complete | 2013-06-13 | 2013-09-27 | N/A | 2014-02-25
SRP19369 | SREC Solar | SWAN | PSE&G POLE ATTACHED 2013-10 | 0 | 0 | Commercial |  | WOODBRIDGE TWP | 7067 | 10 | RIGGS DISTILLER & CO INC | PSE&G BPU | Yes | Complete | 2013-06-13 | 2013-10-25 | N/A | 2014-02-25
SRP19370 | SREC Solar | VALENTIN |  | 7.105 | 0 | Residential | 1 | LAKE HIAWATHA | 7034 | 3 | VIVINT SOLAR | JCP&L | No | Complete | 2013-06-17 | 2013-12-27 | 2014-01-15 | 2014-01-15
SRP19371 | SREC Solar | SWAN | PSE&G POLE ATTACHED 2013-11 | 0 | 0 | Commercial |  | CAMDEN CITY | 8105 | 14 | RIGGS DISTILLER & CO INC | PSE&G BPU | Yes | Complete | 2013-06-13 | 2013-11-29 | N/A | 2014-02-25
SRP19373 | SREC Solar | SWAN | PSE&G POLE ATTACHED 2013-12 | 63.98 | 0 | Commercial |  | CAMDEN CITY | 8105 | 14 | RIGGS DISTILLER & CO INC | PSE&G BPU | Yes | Complete | 2013-06-13 | 2013-12-27 | N/A | 2014-02-27
SRP19374 | SREC Solar | WINGARD |  | 3.675 | 0 | Residential | 1 | SOMERSET | 8873 | 5 | VIVINT SOLAR | PSE&G BPU | No | Complete | 2013-06-17 | 2013-11-26 | 2013-12-04 | 2013-12-04
SRP19375 | SREC Solar | WARDEN |  | 4.9 | 0 | Residential | 1 | ROCKAWAY | 7866 | 3 | SUNGEVITY, INC. | JCP&L | No | Complete | 2013-06-17 | 2014-03-05 | 2014-03-14 | 2014-03-14
SRP19377 | SREC Solar | PERLMUTTER |  | 2.94 | 0 | Residential | 1 | CLIFTON | 7012 | 6 | VIVINT SOLAR | PSE&G BPU | No | Complete | 2013-06-17 | 2013-10-28 | 2014-03-06 | 2014-03-06
SRP19378 | SREC Solar | DREHER | AMERICAN LEGION MEMORIAL POST 338 | 28.175 | 0 | Commercial | 1 | LEONARDO | 7737 | 17 | RELIABLE POWER SERVICES, INC. | JCP&L | No | Complete | 2013-06-17 | 2014-02-05 | 2014-03-12 | 2014-03-12
SRP19379 | SREC Solar | MORENO |  | 15.925 | 0 | Residential | 1 | BRICK | 8742 | 18 | SEA BRIGHT SOLAR, LLC | JCP&L | No | Complete | 2013-06-17 | 2013-09-18 | 2013-09-24 | 2013-09-24
SRP19380 | SREC Solar | O'ROURKE |  | 5.635 | 0 | Residential | 1 | VINELAND | 8361 | 20 | SEA BRIGHT SOLAR, LLC | Vineland Muni Elec | No | Complete | 2013-06-17 | 2013-10-09 | 2013-10-15 | 2013-10-15
SRP19381 | SREC Solar | SPIELER |  | 8.33 | 0 | Residential | 1 | MANCHESTER | 8759 | 18 | SEA BRIGHT SOLAR, LLC | JCP&L | No | Complete | 2013-06-17 | 2013-10-29 | 2013-11-07 | 2013-11-07
SRP19382 | SREC Solar | WESTWOOD |  | 14.4 | 0 | Residential | 0 | MONROEVILLE | 8343 | 16 | ALTERNATIVE ELECTRIC, INC. | AC Electric | No | Complete | 2013-06-17 | 2013-11-27 | 2013-12-06 | 2013-12-06
SRP19383 | SREC Solar | KUSER | FERNBROOK FARM CSA | 5.39 | 0 | Commercial | 0 | CHESTERFIELD | 8515 | 13 | 4 BESTSOLAR | PSE&G BPU | No | Complete | 2013-06-17 | 2014-04-14 | 2014-04-17 | 2014-04-17
SRP19384 | SREC Solar | MUNGCAL |  | 8.82 | 0 | Residential | 1 | COLUMBUS | 8022 | 13 | SOLARCITY CORPORATION | PSE&G BPU | No | Complete | 2013-06-17 | 2014-06-09 | 2014-06-11 | 2014-06-11
SRP19385 | SREC Solar | EKWERE |  | 4.9 | 0 | Residential | 1 | SOMERSET | 8873 | 5 | SOLARCITY CORPORATION | PSE&G BPU | No | Complete | 2013-06-17 | 2013-11-07 | 2013-11-18 | 2013-11-18
SRP19386 | SREC Solar | LEVINSON |  | 14.025 | 0 | Residential | 1 | HIGHLAND PARK | 8904 | 11 | REC SOLAR, INC. | PSE&G BPU | No | Complete | 2013-06-17 | 2013-11-18 | 2013-11-20 | 2013-11-20
SRP19387 | SREC Solar | EPPLE | HARMONY ANIMAL HOSPITAL | 25.179 | 0 | Commercial | 0 | PHILLIPSBURG | 8865 | 2 | HEAT SHED | JCP&L | No | Complete | 2013-06-18 | 2013-10-22 | 2013-11-14 | 2013-11-14
SRP19388 | SREC Solar | LOMBARDI |  | 10.045 | 0 | Residential | 1 | SPOTSWOOD | 8884 | 11 | TRINITY HEATING AND AIR | JCP&L | No | Complete | 2013-06-17 | 2013-09-19 | 2013-10-07 | 2013-10-07
SRP19389 | SREC Solar | SANTOS |  | 3.055 | 0 | Residential | 1 | ELIZABETH | 7208 | 10 | VIVINT SOLAR | PSE&G BPU | No | Complete | 2013-06-17 | 2013-09-09 | 2013-09-18 | 2013-09-18
SRP19391 | SREC Solar | ARENA |  | 5.145 | 0 | Residential | 1 | EDISON | 8817 | 11 | VIVINT SOLAR | PSE&G BPU | No | Complete | 2013-06-17 | 2014-01-09 | 2014-01-27 | 2014-01-27
SRP19392 | SREC Solar | RODRIGUEZ |  | 3.675 | 0 | Residential | 1 | LINDEN | 7036 | 10 | VIVINT SOLAR | PSE&G BPU | No | Complete | 2013-06-17 | 2014-01-29 | 2014-02-14 | 2014-02-14
SRP19394 | SREC Solar | CAGGIA |  | 4.9 | 0 | Residential | 1 | CLIFTON | 7012 | 6 | VIVINT SOLAR | PSE&G BPU | No | Complete | 2013-06-17 | 2013-12-26 | 2014-01-14 | 2014-01-14
SRP19395 | SREC Solar | ABBATOMARCO |  | 3.06 | 0 | Residential | 0 | RIDGEWOOD | 7450 | 7 | TOTAL EXTERIORS | PSE&G BPU | No | Complete | 2013-06-17 | 2013-08-08 | 2013-08-15 | 2013-08-15
SRP19396 | SREC Solar | TYSON |  | 6.12 | 0 | Residential | 0 | HILLSBOROUGH | 8844 | 5 | TOTAL EXTERIORS | PSE&G BPU | No | Complete | 2013-06-17 | 2014-01-29 | 2014-02-14 | 2014-02-14
SRP19397 | SREC Solar | ROGINKIN |  | 5.1 | 0 | Residential | 0 | FAIRLAWN | 7410 | 7 | TOTAL EXTERIORS | PSE&G BPU | No | Complete | 2013-06-17 | 2013-06-28 | 2013-07-02 | 2013-07-02
SRP19400 | SREC Solar | GERVASINI |  | 5.635 | 0 | Residential | 1 | RED BANK | 7701 | 17 | RELIABLE POWER SERVICES, INC. | JCP&L | No | Complete | 2013-06-17 | 2013-08-30 | 2013-09-11 | 2013-09-11
SRP19401 | SREC Solar | TINEBRA |  | 6.125 | 0 | Residential | 1 | WOODBRIDGE | 7095 | 11 | VIVINT SOLAR | PSE&G BPU | No | Complete | 2013-06-17 | 2013-11-26 | 2013-12-04 | 2013-12-04
SRP19402 | SREC Solar | WILLIAMS |  | 4.655 | 0 | Residential | 1 | PISCATAWAY | 8854 | 11 | VIVINT SOLAR | PSE&G BPU | No | Complete | 2013-06-17 | 2014-08-12 | 2014-08-21 | 2014-08-21
SRP19403 | SREC Solar | BAUERNSCHMIDT |  | 5.88 | 0 | Residential | 1 | LITTLE FERRY | 7643 | 7 | VIVINT SOLAR | PSE&G BPU | No | Complete | 2013-06-17 | 2013-10-23 | 2013-10-28 | 2013-10-28
SRP19404 | SREC Solar | MUNOZ |  | 3.185 | 0 | Residential | 1 | CLIFTON | 7012 | 6 | VIVINT SOLAR | PSE&G BPU | No | Complete | 2013-06-17 | 2013-10-28 | 2013-11-06 | 2013-11-06
SRP19406 | SREC Solar | PLAZA |  | 2.94 | 0 | Residential | 1 | AVENEL | 7001 | 11 | VIVINT SOLAR | PSE&G BPU | No | Complete | 2013-06-17 | 2014-03-27 | 2014-04-16 | 2014-04-16
SRP19407 | SREC Solar | PERALTA |  | 4.41 | 0 | Residential | 1 | SOMERSET | 8873 | 5 | VIVINT SOLAR | PSE&G BPU | No | Complete | 2013-06-17 | 2013-12-27 | 2014-01-14 | 2014-01-14
SRP19408 | SREC Solar | SPENCER |  | 4.9 | 0 | Residential | 1 | SOMERSET | 8873 | 5 | VIVINT SOLAR | PSE&G BPU | No | Complete | 2013-06-17 | 2013-12-26 | 2014-01-14 | 2014-01-14
SRP19409 | SREC Solar | CASTELLI |  | 8.33 | 0 | Residential | 1 | FORDS | 8863 | 11 | VIVINT SOLAR | PSE&G BPU | No | Complete | 2013-06-17 | 2013-10-24 | 2013-10-31 | 2013-10-31
SRP19410 | SREC Solar | GUPTA |  | 10.005 | 0 | Residential | 1 | MOUNT LAUREL | 8054 | 13 | RUNNEMEDE PLUMBING HEATING | PSE&G BPU | No | Complete | 2013-06-17 | 2014-02-17 | 2014-03-04 | 2014-03-04
SRP19412 | SREC Solar | FINS |  | 3.185 | 0 | Residential | 1 | UNION | 7083 | 10 | VIVINT SOLAR | PSE&G BPU | No | Complete | 2013-06-17 | 2013-10-24 | 2013-10-31 | 2013-10-31
SRP19413 | SREC Solar | YUEN |  | 5.88 | 0 | Residential | 1 | UNION BEACH | 7735 | 17 | SUNGEVITY, INC. | JCP&L | No | Complete | 2013-06-17 | 2014-03-11 | 2014-03-18 | 2014-03-18
SRP19415 | SREC Solar | FALO |  | 6.86 | 0 | Residential | 1 | GIBBSBORO | 8026 | 14 | SOLARCITY CORPORATION | AC Electric | No | Complete | 2013-06-17 | 2013-11-05 | 2013-11-19 | 2013-11-19
SRP19417 | SREC Solar | ZAJAC |  | 4.9 | 0 | Residential | 1 | ATLANTIC HIGHLANDS | 7716 | 17 | SOLARCITY CORPORATION | JCP&L | No | Complete | 2013-06-17 | 2013-09-13 | 2013-09-20 | 2013-09-20
SRP19418 | SREC Solar | GENTILE |  | 5.39 | 0 | Residential | 1 | SCOTCH PLAINS | 7076 | 10 | SOLARCITY CORPORATION | PSE&G BPU | No | Complete | 2013-06-17 | 2014-01-07 | 2014-01-17 | 2014-01-17
SRP19420 | SREC Solar | STRICKLAND |  | 8.33 | 0 | Residential | 1 | WILLINGBORO | 8046 | 13 | SOLARCITY CORPORATION | PSE&G BPU | No | Complete | 2013-06-17 | 2013-11-27 | 2013-12-17 | 2013-12-17
SRP19421 | SREC Solar | FLANNERY |  | 19.62 | 0 | Residential | 0 | MAYS LANDING | 8330 | 19 | GEOPEAK ENERGY LLC | AC Electric | No | Complete | 2013-06-17 | 2014-03-07 | 2014-03-19 | 2014-03-19
SRP19422 | SREC Solar | MILARD |  | 12.24 | 0 | Residential | 1 | MANASQUAN | 8736 | 17 | GLOBAL HOME IMPROVEMENTS | JCP&L | No | Complete | 2013-06-17 | 2014-02-20 | 2014-03-06 | 2014-03-06
SRP19423 | SREC Solar | CAGGIANO |  | 4.9 | 0 | Residential | 1 | TOMS RIVER | 8757 | 18 | RELIABLE POWER SERVICES, INC. | JCP&L | No | Complete | 2013-06-17 | 2013-10-03 | 2013-10-10 | 2013-10-10
SRP19424 | SREC Solar | MAYO |  | 11.515 | 0 | Residential | 1 | WASHINGTON TOWNSHIP | 8012 | 14 | SOLARCITY CORPORATION | AC Electric | No | Complete | 2013-06-17 | 2013-12-16 | 2013-12-19 | 2013-12-19
SRP19425 | SREC Solar | SAGAR |  | 10.29 | 0 | Residential | 1 | WARETOWN | 8758 | 18 | RELIABLE POWER SERVICES, INC. | JCP&L | No | Complete | 2013-06-17 | 2014-01-27 | 2014-02-18 | 2014-02-18
SRP19426 | SREC Solar | ZIJDEL |  | 5.88 | 0 | Residential |  | GILLETE | 7933 | 3 | SOLARCITY CORPORATION | JCP&L | No | Complete | 2013-06-17 | 2013-10-01 | 2013-10-03 | 2013-10-03
SRP19427 | SREC Solar | OWENS |  | 7.595 | 0 | Residential | 1 | TINTON FALLS | 7712 | 17 | RELIABLE POWER SERVICES, INC. | JCP&L | No | Complete | 2013-06-17 | 2013-09-13 | 2013-09-18 | 2013-09-18
SRP19428 | SREC Solar | CARMEN |  | 12.005 | 0 | Residential | 1 | EGG HARBOR TOWNSHIP | 8234 | 19 | SOLARCITY CORPORATION | AC Electric | No | Complete | 2013-06-17 | 2013-12-06 | 2013-12-18 | 2013-12-18
SRP19429 | SREC Solar | KONTOS |  | 8.085 | 0 | Residential | 1 | HOWELL | 7731 | 17 | RELIABLE POWER SERVICES, INC. | JCP&L | No | Complete | 2013-06-17 | 2014-01-21 | 2014-02-17 | 2014-02-17
SRP19430 | SREC Solar | BOGUSHEFSKY |  | 7.5 | 0 | Residential | 1 | WOODBINE | 8270 | 21 | TRINITY HEATING AND AIR | AC Electric | No | Complete | 2013-06-17 | 2014-05-20 | 2014-05-22 | 2014-05-22
SRP19431 | SREC Solar | TSCHURJUMOV |  | 6.37 | 0 | Residential | 1 | MARLBORO | 7746 | 17 | RELIABLE POWER SERVICES, INC. | JCP&L | No | Complete | 2013-06-17 | 2014-01-23 | 2014-01-29 | 2014-01-29
SRP19432 | SREC Solar | SINGARAJU |  | 5.39 | 0 | Residential | 1 | KENDALL PARK | 8824 | 11 | ROOF DIAGNOSTICS INC | PSE&G BPU | No | Complete | 2013-06-17 | 2013-06-28 | 2013-07-05 | 2013-07-05
SRP19433 | SREC Solar | WATSON |  | 18.25 | 0 | Residential | 1 | TABERNACLE | 8088 | 13 | ASTRUM SOLAR, LLC | AC Electric | No | Complete | 2013-06-17 | 2014-07-09 | 2014-08-26 | 2014-08-26
SRP19434 | SREC Solar | BELLIS |  | 6.86 | 0 | Residential | 1 | TINTON FALLS | 7724 | 17 | ASTRUM SOLAR, LLC | JCP&L | No | Complete | 2013-06-17 | 2014-06-19 | 2014-06-25 | 2014-06-25
SRP19435 | SREC Solar | CAMPBELL |  | 12.85 | 0 | Residential | 1 | DOROTHY | 8317 | 19 | NJ SOLAR POWER, LLC | AC Electric | No | Complete | 2013-06-17 | 2013-10-24 | 2013-10-31 | 2013-10-31
SRP19436 | SREC Solar | SIGNORETTA |  | 9.8 | 0 | Residential | 1 | TRENTON | 8690 | 12 | EZNERGY LLC | PSE&G BPU | No | Complete | 2013-06-17 | 2013-09-25 | 2013-10-01 | 2013-10-01
SRP19438 | SREC Solar | STOEVER JR |  | 9 | 0 | Residential | 1 | TURNERSVILLE | 8012 | 14 | ASTRUM SOLAR, LLC | AC Electric | No | Complete | 2013-06-17 | 2014-06-03 | 2014-06-25 | 2014-06-25
SRP19439 | SREC Solar | INFANTIS |  | 9.12 | 0 | Residential | 1 | JACKSON | 8527 | 18 | ROOF DIAGNOSTICS INC | JCP&L | No | Complete | 2013-06-17 | 2013-07-10 | 2013-07-12 | 2013-07-12
SRP19440 | SREC Solar | SMITH |  | 15.5 | 0 | Residential | 1 | ESTELL MANOR | 8319 | 19 | ASTRUM SOLAR, LLC | AC Electric | No | Complete | 2013-06-17 | 2014-03-03 | 2014-05-05 | 2014-05-05
SRP19441 | SREC Solar | SMITH |  | 13.72 | 0 | Residential | 1 | DELANCO | 8075 | 13 | SOLARCITY CORPORATION | PSE&G BPU | No | Complete | 2013-06-17 | 2013-08-06 | 2013-08-28 | 2013-08-28
SRP19442 | SREC Solar | COCO |  | 7.35 | 0 | Residential | 1 | EDISON | 8817 | 11 | VIVINT SOLAR | PSE&G BPU | No | Complete | 2013-06-17 | 2014-06-13 | 2014-06-18 | 2014-06-18
SRP19443 | SREC Solar | HAYDINGER | UNITED COMMUNITIES | 11.84 | 0 | Residential | 1 | FORT DIX | 8640 | 13 | TRINITY HEATING AND AIR | JCP&L | No | Complete | 2013-06-24 | 2013-11-06 | 2013-12-06 | 2013-12-06
SRP19444 | SREC Solar | HAYDINGER | UNITED COMMUNITIES | 11.84 | 0 | Residential | 1 | FORT DIX | 8640 | 13 | TRINITY HEATING AND AIR | JCP&L | No | Complete | 2013-06-24 | 2013-11-06 | 2013-12-06 | 2013-12-06
SRP19445 | SREC Solar | SCAVITTO |  | 8.33 | 0 | Residential | 0 | TOMS RIVER | 8757 | 18 | RELIABLE POWER SERVICES, INC. | JCP&L | No | Complete | 2013-06-24 | 2013-10-03 | 2013-10-10 | 2013-10-10
SRP19446 | SREC Solar | TRIPODI |  | 8.415 | 0 | Residential | 1 | MANAHAWKIN | 8050 | 18 | RELIABLE POWER SERVICES, INC. | AC Electric | No | Complete | 2013-06-24 | 2014-05-01 | 2014-05-14 | 2014-05-14
SRP19447 | SREC Solar | MILLER |  | 4.655 | 0 | Residential | 1 | BRICK | 8724 | 18 | RELIABLE POWER SERVICES, INC. | JCP&L | No | Complete | 2013-06-24 | 2014-02-05 | 2014-03-14 | 2014-03-14
SRP19449 | SREC Solar | HOOKS |  | 8.085 | 0 | Residential | 1 | MANCHESTER | 8759 | 18 | SEA BRIGHT SOLAR, LLC | JCP&L | No | Complete | 2013-06-24 | 2013-09-24 | 2013-09-26 | 2013-09-26
SRP19450 | SREC Solar | HAYDINGER | UNITED COMMUNITIES | 8.14 | 0 | Residential | 1 | FORT DIX | 8640 | 13 | TRINITY HEATING AND AIR | JCP&L | No | Complete | 2013-06-24 | 2013-10-30 | 2013-12-11 | 2013-12-11
SRP19451 | SREC Solar | HAYDINGER | UNITED COMMUNITES | 8.14 | 0 | Residential | 1 | FORT DIX | 8640 | 13 | TRINITY HEATING AND AIR | JCP&L | No | Complete | 2013-06-24 | 2013-10-30 | 2013-12-06 | 2013-12-06
SRP19452 | SREC Solar | HAYDINGER | UNITED COMMUNITIES | 8.14 | 0 | Residential | 1 | FORT DIX | 8640 | 13 | TRINITY HEATING AND AIR | JCP&L | No | Complete | 2013-06-24 | 2013-11-06 | 2013-12-06 | 2013-12-06
SRP19453 | SREC Solar | HAYDINGER | UNITED COMMUNITIES | 8.14 | 0 | Residential | 1 | FORT DIX | 8640 | 13 | TRINITY HEATING AND AIR | JCP&L | No | Complete | 2013-06-24 | 2013-10-30 | 2013-12-11 | 2013-12-11
SRP19454 | SREC Solar | ROCHA |  | 7 | 0 | Residential | 1 | LAKE HOPALCONG | 7849 | 3 | TRINITY HEATING AND AIR | JCP&L | No | Complete | 2013-06-24 | 2013-09-09 | 2013-09-17 | 2013-09-17
SRP19455 | SREC Solar | HAYDINGER | UNITED COMMUNITIES | 8.14 | 0 | Residential | 1 | FORT DIX | 8640 | 13 | TRINITY HEATING AND AIR | JCP&L | No | Complete | 2013-06-24 | 2013-11-06 | 2013-12-06 | 2013-12-06
SRP19456 | SREC Solar | MARINO |  | 9.31 | 0 | Residential | 1 | DENVILLE | 7834 | 3 | TRINITY HEATING AND AIR | JCP&L | No | Complete | 2013-06-24 | 2013-10-15 | 2013-10-18 | 2013-10-18
SRP19457 | SREC Solar | INFANTOLINO |  | 12.5 | 0 | Residential | 0 | TOMS RIVER | 8753 | 18 | TRINITY HEATING AND AIR | JCP&L | No | Complete | 2013-06-24 | 2013-09-19 | 2013-10-07 | 2013-10-07
SRP19458 | SREC Solar | HAYDINGER | UNITED COMMUNITIES | 8.14 | 0 | Residential | 1 | FORT DIX | 8640 | 13 | TRINITY HEATING AND AIR | JCP&L | No | Complete | 2013-06-24 | 2013-11-06 | 2013-12-06 | 2013-12-06
SRP19459 | SREC Solar | KOTIYAL |  | 6 | 0 | Residential | 0 | PRINCETON JCT | 8550 | 12 | TRINITY HEATING AND AIR | PSE&G BPU | No | Complete | 2013-06-24 | 2013-10-15 | 2013-10-18 | 2013-10-18
SRP19460 | SREC Solar | LU |  | 3.92 | 0 | Residential | 1 | CRANBURY | 8512 | 11 | TRINITY HEATING AND AIR | JCP&L | No | Complete | 2013-06-24 | 2013-08-30 | 2013-09-06 | 2013-09-06
SRP19462 | SREC Solar | HENRY |  | 5.145 | 0 | Residential | 1 | MOORESTOWN | 8057 | 13 | SOLARCITY CORPORATION | PSE&G BPU | No | Complete | 2013-06-24 | 2013-11-27 | 2013-12-17 | 2013-12-17
SRP19463 | SREC Solar | PINTO |  | 7.84 | 0 | Residential | 1 | BARNEGAT TOWNSHIP | 8005 | 18 | SOLARCITY CORPORATION | JCP&L | No | Complete | 2013-06-24 | 2013-08-07 | 2013-08-12 | 2013-08-12
SRP19464 | SREC Solar | VIDAL |  | 9.555 | 0 | Residential | 1 | SICKELRVILLE | 8081 | 14 | SOLARCITY CORPORATION | AC Electric | No | Complete | 2013-06-24 | 2013-12-20 | 2014-01-08 | 2014-01-08
SRP19465 | SREC Solar | YU |  | 10.29 | 0 | Residential | 1 | SOMERSET | 8873 | 5 | VIVINT SOLAR | PSE&G BPU | No | Complete | 2013-06-24 | 2013-11-12 | 2013-11-15 | 2013-11-15
SRP19466 | SREC Solar | WRUBEL |  | 5.88 | 0 | Residential | 1 | HOWELL | 7731 | 17 | RELIABLE POWER SERVICES, INC. | JCP&L | No | Complete | 2013-06-24 | 2014-01-29 | 2014-02-14 | 2014-02-14
SRP19467 | SREC Solar | HAYDINGER | UNITED COMMUNITIES | 11.84 | 0 | Residential | 1 | FORT DIX | 8640 | 13 | TRINITY HEATING AND AIR | JCP&L | No | Complete | 2013-06-24 | 2013-11-06 | 2013-12-06 | 2013-12-06
SRP19468 | SREC Solar | HAYDINGER | UNITED COMMUNITIES | 8.14 | 0 | Residential | 1 | FORT DIX | 8640 | 13 | TRINITY HEATING AND AIR | JCP&L | No | Complete | 2013-06-24 | 2013-11-06 | 2013-12-06 | 2013-12-06
SRP19469 | SREC Solar | HAYDINGER | UNITED COMMUNITIES | 14.245 | 0 | Residential | 1 | FORT DIX | 8640 | 13 | TRINITY HEATING AND AIR | JCP&L | No | Complete | 2013-06-24 | 2013-11-06 | 2013-12-06 | 2013-12-06
SRP19471 | SREC Solar | NEGRIN |  | 4.165 | 0 | Residential | 1 | TEANECK | 7666 | 7 | VIVINT SOLAR | PSE&G BPU | No | Complete | 2013-06-24 | 2014-05-02 | 2014-05-08 | 2014-05-08
SRP19473 | SREC Solar | INCE |  | 3.92 | 0 | Residential | 1 | SOMERSET | 8873 | 5 | VIVINT SOLAR | PSE&G BPU | No | Complete | 2013-06-24 | 2013-10-24 | 2013-10-31 | 2013-10-31
SRP19475 | SREC Solar | NURKIEWICZ |  | 16 | 0 | Residential | 0 | WATERFORD WORKS | 8089 | 14 | SPECTRUM ENERGY INC | AC Electric | No | Complete | 2013-06-24 | 2013-09-11 | 2013-09-19 | 2013-09-19
SRP19476 | SREC Solar | VALENCIA |  | 7.84 | 0 | Residential | 1 | EGG HARBOR TOWNSHIP | 8234 | 19 | ALLSEASON CONSTRUCTION | AC Electric | No | Complete | 2013-06-24 | 2013-10-15 | 2013-10-28 | 2013-10-28
SRP19477 | SREC Solar | MCVEIGH |  | 5.635 | 0 | Residential | 1 | LEHT | 8087 | 18 | ALLSEASON CONSTRUCTION | AC Electric | No | Complete | 2013-06-24 | 2013-10-15 | 2013-10-28 | 2013-10-28
SRP19478 | SREC Solar | GOETASKI |  | 9.8 | 0 | Residential | 1 | CAPE MAY COURT HOUSE | 8210 | 21 | ALLSEASON CONSTRUCTION | AC Electric | No | Complete | 2013-06-24 | 2013-10-24 | 2013-10-29 | 2013-10-29
SRP19479 | SREC Solar | WILLIAMS |  | 8.33 | 0 | Residential | 1 | CHERRY HILL | 8003 | 14 | RCL ENTERPRISES INC. | PSE&G BPU | No | Complete | 2013-06-24 | 2013-09-24 | 2013-09-30 | 2013-09-30
SRP19480 | SREC Solar | LEE |  | 9.5 | 0 | Residential | 1 | SOMERSET | 8873 | 5 | TRINITY HEATING AND AIR | PSE&G BPU | No | Complete | 2013-06-24 | 2013-10-24 | 2013-10-29 | 2013-10-29
SRP19481 | SREC Solar | MOECKEL |  | 5.232 | 0 | Residential | 1 | HAMBURG | 7419 | 1 | RENEWERGY SOLUTIONS GROUP | JCP&L | No | Complete | 2013-06-24 | 2013-10-30 | 2013-11-08 | 2013-11-08
SRP19482 | SREC Solar | WEIGHART |  | 9 | 0 | Residential | 1 | SOMERSET | 8873 | 5 | TRINITY HEATING AND AIR | PSE&G BPU | No | Complete | 2013-06-24 | 2013-10-01 | 2013-10-28 | 2013-10-28
SRP19484 | SREC Solar | BANACH |  | 5.635 | 0 | Residential | 1 | LEHT | 8087 | 18 | ALLSEASON CONSTRUCTION | AC Electric | No | Complete | 2013-06-24 | 2013-10-29 | 2013-11-14 | 2013-11-14
SRP19485 | SREC Solar | VELAZQUEZ |  | 8.16 | 0 | Residential | 1 | EGG HARBOR CITY | 8215 | 19 | ALLSEASON CONSTRUCTION | AC Electric | No | Complete | 2013-06-24 | 2014-08-25 | 2014-08-26 | 2014-08-26
SRP19486 | SREC Solar | LARDANI |  | 6.86 | 0 | Residential | 1 | GALLOWAY | 8205 | 19 | ALLSEASON CONSTRUCTION | AC Electric | No | Complete | 2013-06-24 | 2013-10-15 | 2013-10-18 | 2013-10-18
SRP19487 | SREC Solar | BURLEW |  | 10.535 | 0 | Residential | 1 | BARNEGAT | 8005 | 18 | SOLIGENT LEASING | JCP&L | No | Complete | 2013-06-24 | 2014-01-08 | 2014-02-11 | 2014-02-11
SRP19488 | SREC Solar | GUNICK |  | 6.25 | 0 | Residential | 1 | TOMS RIVER | 8753 | 18 | TRINITY HEATING AND AIR | JCP&L | No | Complete | 2013-06-24 | 2013-10-01 | 2013-10-09 | 2013-10-09
SRP19489 | SREC Solar | LUTZ |  | 12.753 | 0 | Residential | 1 | RIVERSIDE | 8075 | 13 | SUMMIT ELECTRIC CONSTRUCTION | PSE&G BPU | No | Complete | 2013-06-24 | 2013-09-16 | 2013-09-18 | 2013-09-18
SRP19490 | SREC Solar | WEAVER |  | 9.81 | 0 | Residential | 1 | GLASSBORO | 8028 | 15 | SUMMIT ELECTRIC CONSTRUCTION | AC Electric | No | Complete | 2013-06-24 | 2013-09-16 | 2013-09-19 | 2013-09-19
SRP19491 | SREC Solar | CLEMENT |  | 6.54 | 0 | Residential | 1 | TEANECK | 7666 | 7 | ALTERNATIVE LIGHT & ENERGY SOLUTIONS LLC | PSE&G BPU | No | Complete | 2013-06-24 | 2013-12-13 | 2013-12-30 | 2013-12-30
SRP19492 | SREC Solar | VIERECK |  | 10.045 | 0 | Residential | 1 | GIBBSTOWN | 8027 | 15 | RCL ENTERPRISES INC. | AC Electric | No | Complete | 2013-06-24 | 2013-10-22 | 2013-10-28 | 2013-10-28
SRP19493 | SREC Solar | HEFFERNAN |  | 6 | 0 | Residential | 1 | SOMERSET | 8873 | 5 | TRINITY HEATING AND AIR | PSE&G BPU | No | Complete | 2013-06-28 | 2013-10-04 | 2013-10-23 | 2013-10-23
SRP19494 | SREC Solar | ALTER |  | 5 | 0 | Residential | 1 | SPRING LAKE | 7762 | 17 | SOLARCITY CORPORATION | JCP&L | No | Complete | 2013-06-24 | 2013-11-21 | 2013-11-26 | 2013-11-26
SRP19497 | SREC Solar | BENDAS |  | 12.5 | 0 | Residential | 1 | HAMILTON | 8619 | 12 | TRINITY HEATING AND AIR | PSE&G BPU | No | Complete | 2013-06-24 | 2013-09-06 | 2013-09-17 | 2013-09-17
SRP19499 | SREC Solar | WALTERS OLARU |  | 20.58 | 0 | Residential | 1 | MILMAY | 8340 | 19 | SEA BRIGHT SOLAR, LLC | AC Electric | No | Complete | 2013-06-24 | 2014-01-10 | 2014-01-24 | 2014-01-24
SRP19500 | SREC Solar | LARSON |  | 7 | 0 | Residential | 1 | WILLIAMSTOWN | 8094 | 15 | TRINITY HEATING AND AIR | AC Electric | No | Complete | 2013-06-24 | 2013-11-19 | 2014-01-02 | 2014-01-02
SRP19501 | SREC Solar | RAMOS |  | 6 | 0 | Residential | 1 | PASSAIC | 7055 | 6 | ALTERIS RENEWABLES DBA RGS ENERGY | PSE&G BPU | No | Complete | 2013-06-24 | 2014-08-28 | 2014-09-09 | 2014-09-09
SRP19502 | SREC Solar | VEISZ |  | 9.065 | 0 | Residential | 1 | JACKSON | 8527 | 18 | SEA BRIGHT SOLAR, LLC | JCP&L | No | Complete | 2013-06-24 | 2013-12-02 | 2013-12-12 | 2013-12-12
SRP19503 | SREC Solar | HELMER |  | 3.675 | 0 | Residential | 1 | OCEAN CITY | 8226 | 21 | TRINITY HEATING AND AIR | AC Electric | No | Complete | 2013-06-24 | 2013-10-24 | 2013-10-29 | 2013-10-29
SRP19504 | SREC Solar | SHLAKOV |  | 6.12 | 0 | Residential | 0 | BRIDGEWATER | 8807 | 5 | TOTAL EXTERIORS | PSE&G BPU | No | Complete | 2013-06-24 | 2013-08-05 | 2013-08-09 | 2013-08-09
SRP19505 | SREC Solar | PADRIGA |  | 5.232 | 0 | Residential | 0 | HACKETTSTOWN | 7840 | 2 | GEOPEAK ENERGY LLC | JCP&L | No | Complete | 2013-06-24 | 2014-01-08 | 2014-01-21 | 2014-01-21
SRP19506 | SREC Solar | EMMONS |  | 5.635 | 0 | Residential | 1 | FRANKLIN | 8322 | 15 | SOLARCITY CORPORATION | AC Electric | No | Complete | 2013-06-24 | 2014-01-08 | 2014-01-21 | 2014-01-21
SRP19509 | SREC Solar | VALENTE |  | 4.655 | 0 | Residential | 1 | BELLEVILLE | 7109 | 9 | SOLARCITY CORPORATION | PSE&G BPU | No | Complete | 2013-06-24 | 2013-10-03 | 2013-10-10 | 2013-10-10
SRP19510 | SREC Solar | HAYDINGER | UNITED COMMUNITIES | 8.14 | 0 | Residential | 1 | FORT DIX | 8640 | 13 | TRINITY HEATING AND AIR | JCP&L | No | Complete | 2013-06-24 | 2013-11-06 | 2013-12-06 | 2013-12-06
SRP19511 | SREC Solar | HAYDINGER | UNITED COMMUNITIES | 8.14 | 0 | Residential | 1 | FORT DIX | 8640 | 13 | TRINITY HEATING AND AIR | JCP&L | No | Complete | 2013-06-24 | 2013-10-30 | 2013-12-06 | 2013-12-06
SRP19513 | SREC Solar | HAYDINGER | UNITED COMMUNITIES | 11.84 | 0 | Residential | 1 | FORT DIX | 8640 | 13 | TRINITY HEATING AND AIR | JCP&L | No | Complete | 2013-06-24 | 2013-11-06 | 2013-12-06 | 2013-12-06
SRP19514 | SREC Solar | HUGHES |  | 10.78 | 0 | Residential | 1 | MANCHESTER | 8759 | 18 | SOLIGENT LEASING | JCP&L | No | Complete | 2013-06-24 | 2013-09-11 | 2013-09-18 | 2013-09-18
SRP19516 | SREC Solar | CLEARY |  | 9.31 | 0 | Residential | 1 | TURNERSVILLE | 8012 | 14 | SOLARCITY CORPORATION | AC Electric | No | Complete | 2013-06-24 | 2013-11-08 | 2013-11-15 | 2013-11-15
SRP19517 | SREC Solar | CHRONIS |  | 3.9 | 0 | Residential | 1 | UPPER SADDLE RIVER | 7458 | 7 | SOLARCITY CORPORATION | Orange & Rockland Elec | No | Complete | 2013-06-24 | 2013-10-01 | 2013-10-09 | 2013-10-09
SRP19519 | SREC Solar | FERRENTINO |  | 7.105 | 0 | Residential | 1 | COLONIA | 7067 | 10 | VIVINT SOLAR | PSE&G BPU | No | Complete | 2013-06-24 | 2013-11-26 | 2013-12-04 | 2013-12-04
SRP19521 | SREC Solar | MATOS |  | 4.41 | 0 | Residential | 1 | NEWARK | 7105 | 9 | SOLARCITY CORPORATION | PSE&G BPU | No | Complete | 2013-06-24 | 2013-10-09 | 2013-10-11 | 2013-10-11
SRP19522 | SREC Solar | HAYDINGER | UNITED COMMUNITIES | 879.855 | 0 | Residential | 1 | FORT DIX | 8640 | 13 | TRINITY HEATING AND AIR | JCP&L | No | Complete | 2013-06-24 | 2014-01-28 | 2014-03-13 | 2014-03-13
SRP19523 | SREC Solar | DAVISSON | ABSECON BOARD OF EDUCATION | 859.32 | 0 | School Public K-12 | 1 | ABSECON | 8201 | 19 | JOHNSON CONTROLS, INC 2 | AC Electric | No | Complete | 2013-06-24 | 2014-01-23 | 2014-01-30 | 2014-01-30
SRP19524 | SREC Solar | HAYDINGER | UNITED COMMUNITIES | 7.4 | 0 | Residential | 1 | FORT DIX | 8640 | 13 | TRINITY HEATING AND AIR | JCP&L | No | Complete | 2013-06-24 | 2013-09-16 | 2013-12-11 | 2013-12-11
SRP19525 | SREC Solar | CARMEL |  | 5 | 0 | Residential | 0 | MAPLEWOOD | 7040 | 9 | ENERGY CUBED | PSE&G BPU | No | Complete | 2013-06-24 | 2013-12-18 | 2014-01-24 | 2014-01-24
SRP19526 | SREC Solar | HAYDINGER | UNITED COMMUNITIES | 7.4 | 0 | Residential | 1 | FORT DIX | 8640 | 13 | TRINITY HEATING AND AIR | JCP&L | No | Complete | 2013-06-24 | 2013-09-16 | 2013-12-11 | 2013-12-11
SRP19527 | SREC Solar | HAYDINGER | UNITED COMMUNITIES | 7.4 | 0 | Residential | 1 | FORT DIX | 8640 | 13 | TRINITY HEATING AND AIR | JCP&L | No | Complete | 2013-06-24 | 2013-09-16 | 2013-12-11 | 2013-12-11
SRP19528 | SREC Solar | HAYDINGER | UNITED COMMUNITIES | 8.14 | 0 | Residential | 1 | FORT DIX | 8640 | 13 | TRINITY HEATING AND AIR | JCP&L | No | Complete | 2013-06-24 | 2013-10-30 | 2013-12-11 | 2013-12-11
SRP19529 | SREC Solar | HAYDINGER | UNITED COMMUNITIES | 5.55 | 0 | Residential | 1 | FORT DIX | 8640 | 13 | TRINITY HEATING AND AIR | JCP&L | No | Complete | 2013-06-24 | 2013-11-06 | 2013-12-06 | 2013-12-06
SRP19530 | SREC Solar | HOHN |  | 8.575 | 0 | Residential | 1 | MANCHESTER | 8759 | 18 | SOLIGENT LEASING | JCP&L | No | Complete | 2013-06-24 | 2013-09-11 | 2013-09-19 | 2013-09-19
SRP19531 | SREC Solar | HAYDINGER | UNITED COMMUNITIES | 13.95 | 0 | Residential | 1 | FORT DIX | 8640 | 13 | TRINITY HEATING AND AIR | JCP&L | No | Complete | 2013-06-24 | 2013-11-14 | 2013-12-06 | 2013-12-06
SRP19532 | SREC Solar | HAYDINGER | UNITED COMMUNITIES | 13.5 | 0 | Residential | 1 | FORT DIX | 8640 | 13 | TRINITY HEATING AND AIR | JCP&L | No | Complete | 2013-06-24 | 2013-11-01 | 2013-12-09 | 2013-12-09
SRP19533 | SREC Solar | HAYDINGER | UNITED COMMUNITIES | 13.5 | 0 | Residential | 1 | FORT DIX | 8640 | 13 | TRINITY HEATING AND AIR | JCP&L | No | Complete | 2013-06-24 | 2013-10-31 | 2013-12-09 | 2013-12-09
SRP19534 | SREC Solar | HAYDINGER | UNITED COMMUNITIES | 15.525 | 0 | Residential | 1 | FORT DIX | 8640 | 13 | TRINITY HEATING AND AIR | JCP&L | No | Complete | 2013-06-24 | 2013-11-01 | 2013-12-06 | 2013-12-06
SRP19536 | SREC Solar | LAGRASTA |  | 2.45 | 0 | Residential | 1 | HASBROUCK HEIGHTS | 7604 | 7 | VIVINT SOLAR | PSE&G BPU | No | Complete | 2013-06-24 | 2013-11-12 | 2013-11-15 | 2013-11-15
SRP19537 | SREC Solar | PRIEST |  | 4.9 | 0 | Residential | 1 | VINELAND | 8361 | 20 | SOLARCITY CORPORATION | Vineland Muni Elec | No | Complete | 2013-06-24 | 2013-12-26 | 2014-01-10 | 2014-01-10
SRP19538 | SREC Solar | HAYDINGER | UNITED COMMUNITIES | 8.97 | 0 | Residential | 1 | FORT DIX | 8640 | 13 | TRINITY HEATING AND AIR | JCP&L | No | Complete | 2013-06-24 | 2013-08-30 | 2013-09-13 | 2013-09-13
SRP19539 | SREC Solar | PETRONZIO |  | 1.96 | 0 | Residential | 1 | SADDLE BROOK | 7663 | 7 | VIVINT SOLAR | PSE&G BPU | No | Complete | 2013-06-24 | 2013-12-27 | 2014-01-10 | 2014-01-10
SRP19540 | SREC Solar | VENTURA |  | 4.41 | 0 | Residential | 1 | GALLOWAY | 8205 | 19 | SOLARCITY CORPORATION | AC Electric | No | Complete | 2013-06-24 | 2014-01-10 | 2014-01-27 | 2014-01-27
SRP19541 | SREC Solar | HAYDINGER | UNITED COMMUNITIES | 8.97 | 0 | Residential | 1 | FORT DIX | 8640 | 13 | TRINITY HEATING AND AIR | JCP&L | No | Complete | 2013-06-24 | 2013-08-30 | 2013-09-11 | 2013-09-11
SRP19543 | SREC Solar | DIAZ |  | 5.61 | 0 | Residential | 0 | LINDEN | 7036 | 10 | TOTAL EXTERIORS | PSE&G BPU | No | Complete | 2013-06-24 | 2013-07-16 | 2013-07-25 | 2013-07-25
SRP19544 | SREC Solar | HAYDINGER | UNITED COMMUNITIES | 5.55 | 0 | Residential | 1 | FORT DIX | 8640 | 13 | TRINITY HEATING AND AIR | JCP&L | No | Complete | 2013-06-24 | 2013-11-06 | 2013-12-06 | 2013-12-06
SRP19545 | SREC Solar | ANIANO |  | 3.43 | 0 | Residential | 0 | ALLENTOWN | 8501 | 17 | JERSEY SOLAR, LLC | JCP&L | No | Complete | 2013-06-24 | 2013-10-17 | 2013-10-29 | 2013-10-29
SRP19546 | SREC Solar | HAYDINGER | UNITED COMMUNITITES | 7.4 | 0 | Residential |  | FORT DIAX | 8640 | 13 | TRINITY HEATING AND AIR | JCP&L | No | Complete | 2013-06-24 | 2013-09-16 | 2013-12-11 | 2013-12-11
SRP19547 | SREC Solar | HAYDINGER | UNITED COMMUNITIES | 7.4 | 0 | Residential | 1 | FORT DIX | 8640 | 13 | TRINITY HEATING AND AIR | JCP&L | No | Complete | 2013-06-24 | 2013-09-16 | 2013-12-11 | 2013-12-11
SRP19548 | SREC Solar | TUMMOLILLO |  | 8.175 | 0 | Residential | 1 | HILLSBOROUGH | 8844 | 5 | AMERGY SOLAR | PSE&G BPU | No | Complete | 2013-06-24 | 2013-09-16 | 2013-10-03 | 2013-10-03
SRP19549 | SREC Solar | HAYDINGER | UNITED COMMUNITIES | 7.4 | 0 | Residential | 1 | FORT DIX | 8640 | 13 | TRINITY HEATING AND AIR | JCP&L | No | Complete | 2013-06-24 | 2013-10-30 | 2013-12-11 | 2013-12-11
SRP19550 | SREC Solar | HAYDINGER | UNITED COMMUNITIES | 15.525 | 0 | Residential | 1 | FORT DIX | 8640 | 13 | TRINITY HEATING AND AIR | JCP&L | No | Complete | 2013-06-24 | 2013-10-30 | 2013-12-11 | 2013-12-11
SRP19551 | SREC Solar | HAYDINGER | UNITED COMMUNITIES | 8.14 | 0 | Residential | 1 | FORT DIX | 8640 | 13 | TRINITY HEATING AND AIR | JCP&L | No | Complete | 2013-06-24 | 2013-10-28 | 2013-12-11 | 2013-12-11
SRP19552 | SREC Solar | HAYDINGER | UNITED COMMUNITIES | 7.4 | 0 | Residential | 1 | FORT DIX | 8640 | 13 | TRINITY HEATING AND AIR | JCP&L | No | Complete | 2013-06-24 | 2013-10-30 | 2013-12-11 | 2013-12-11
SRP19553 | SREC Solar | HAYDINGER | UNITED COMMUNITIES | 7.4 | 0 | Residential | 1 | FORT DIX | 8640 | 13 | TRINITY HEATING AND AIR | JCP&L | No | Complete | 2013-06-24 | 2013-10-30 | 2013-12-06 | 2013-12-06
SRP19554 | SREC Solar | HAYDINGER | UNITED COMMUNITIES | 8.14 | 0 | Residential | 1 | FORT DIX | 8640 | 13 | TRINITY HEATING AND AIR | JCP&L | No | Complete | 2013-06-24 | 2013-11-06 | 2013-12-06 | 2013-12-06
SRP19555 | SREC Solar | HAYDINGER | UNITED COMMUNITIES | 8.14 | 0 | Residential | 1 | FORT DIX | 8640 | 13 | TRINITY HEATING AND AIR | JCP&L | No | Complete | 2013-06-24 | 2013-11-11 | 2013-12-06 | 2013-12-06
SRP19556 | SREC Solar | HAYDINGER | UNITED COMMUNITIES | 8.14 | 0 | Residential | 1 | FORT DIX | 8640 | 13 | TRINITY HEATING AND AIR | JCP&L | No | Complete | 2013-06-24 | 2013-11-06 | 2013-12-06 | 2013-12-06
SRP19557 | SREC Solar | HAYDINGER | UNITED COMMUNITIES | 8.14 | 0 | Residential | 1 | FORT DIX | 8640 | 13 | TRINITY HEATING AND AIR | JCP&L | No | Complete | 2013-06-24 | 2013-10-28 | 2013-12-11 | 2013-12-11
SRP19558 | SREC Solar | HAYDINGER | UNITED COMMUNITIES | 8.14 | 0 | Residential | 1 | FORT DIX | 8640 | 13 | TRINITY HEATING AND AIR | JCP&L | No | Complete | 2013-06-24 | 2013-09-16 | 2013-12-11 | 2013-12-11
SRP19560 | SREC Solar | ENGLISH |  | 5.886 | 0 | Residential | 1 | BELMAR | 7719 | 17 | ROOF DIAGNOSTICS INC | JCP&L | No | Complete | 2013-06-24 | 2013-10-31 | 2013-11-08 | 2013-11-08
SRP19561 | SREC Solar | MARTIN |  | 5.232 | 0 | Residential | 1 | MADISON | 7940 | 3 | ROOF DIAGNOSTICS INC | Unknown | No | Complete | 2013-06-24 | 2013-10-11 | 2013-10-15 | 2013-10-15
SRP19562 | SREC Solar | LOEW |  | 6 | 0 | Residential | 1 | MONTCLAIR | 7042 | 9 | ROOF DIAGNOSTICS INC | PSE&G BPU | No | Complete | 2013-06-24 | 2013-12-31 | 2014-01-15 | 2014-01-15
SRP19563 | SREC Solar | LEGIEC |  | 5 | 0 | Residential | 1 | WARETOWN | 8758 | 18 | ROOF DIAGNOSTICS INC | JCP&L | No | Complete | 2013-06-24 | 2014-06-26 | 2014-07-02 | 2014-07-02
SRP19564 | SREC Solar | KORNICKI |  | 15.19 | 0 | Residential | 1 | GIBBSTOWN | 8027 | 15 | SOLARCITY CORPORATION | AC Electric | No | Complete | 2013-06-24 | 2013-12-06 | 2013-12-18 | 2013-12-18
SRP19566 | SREC Solar | RUSSELL |  | 3.92 | 0 | Residential | 1 | UPPER DEERFIELD TWP | 8302 | 20 | SOLARCITY CORPORATION | AC Electric | No | Complete | 2013-06-24 | 2014-03-14 | 2014-03-26 | 2014-03-26
SRP19567 | SREC Solar | SANTOS |  | 8.085 | 0 | Residential | 1 | CHERRY HILL | 8003 | 14 | SOLARCITY CORPORATION | PSE&G BPU | No | Complete | 2013-06-24 | 2013-11-11 | 2013-11-19 | 2013-11-19
SRP19568 | SREC Solar | WOJTIUK |  | 5.635 | 0 | Residential | 1 | CLIFTON | 7012 | 6 | VIVINT SOLAR | PSE&G BPU | No | Complete | 2013-06-24 | 2013-09-09 | 2013-09-19 | 2013-09-19
SRP19569 | SREC Solar | GUEVARA |  | 4.41 | 0 | Residential | 1 | WOODLAND PARK | 7424 | 6 | VIVINT SOLAR | PSE&G BPU | No | Complete | 2013-06-24 | 2013-12-26 | 2014-01-14 | 2014-01-14
SRP19570 | SREC Solar | FINLEY |  | 5.88 | 0 | Residential | 1 | SWEDESBORO | 8085 | 15 | SOLARCITY CORPORATION | AC Electric | No | Complete | 2013-06-24 | 2013-11-05 | 2013-11-11 | 2013-11-11
SRP19572 | SREC Solar | AMORIM |  | 4.165 | 0 | Residential | 1 | UNION | 7083 | 10 | VIVINT SOLAR | PSE&G BPU | No | Complete | 2013-06-24 | 2013-09-26 | 2013-10-03 | 2013-10-03
SRP19576 | SREC Solar | MCMANUS |  | 19.11 | 0 | Residential | 1 | FRANKVILLE | 8322 | 15 | SEA BRIGHT SOLAR, LLC | AC Electric | No | Complete | 2013-06-24 | 2014-02-07 | 2014-02-27 | 2014-02-27
SRP19577 | SREC Solar | DILKS |  | 13.475 | 0 | Residential | 1 | SALEM | 8079 | 16 | RCL ENTERPRISES INC. | AC Electric | No | Complete | 2013-06-24 | 2013-09-18 | 2013-09-24 | 2013-09-24
SRP19578 | SREC Solar | FISHER |  | 7 | 0 | Residential | 0 | BARNEGAT | 8005 | 18 | NJ SENSIBLE SOLAR | JCP&L | No | Complete | 2013-06-24 | 2014-02-20 | 2014-03-06 | 2014-03-06
SRP19579 | SREC Solar | HAYDINGER | UNITED COMMUNITIES | 5.52 | 0 | Residential | 1 | FORT DIX | 8640 | 13 | TRINITY HEATING AND AIR | JCP&L | No | Complete | 2013-06-24 | 2013-09-16 | 2013-12-11 | 2013-12-11
SRP19580 | SREC Solar | TRAN |  | 8.175 | 0 | Residential | 1 | PISCATAWAY | 8854 | 11 | AMERICAN RENEWABLE ENERGY, INC | PSE&G BPU | No | Complete | 2013-07-01 | 2013-07-16 | 2013-07-25 | 2013-07-25
SRP19582 | SREC Solar | HAYDINGER | UNITED COMMUNITIES | 5.52 | 0 | Residential | 1 | FORT DIX | 8640 | 13 | TRINITY HEATING AND AIR | JCP&L | No | Complete | 2013-06-24 | 2013-09-05 | 2013-09-17 | 2013-09-17
SRP19583 | SREC Solar | NOURI |  | 3.675 | 0 | Residential | 1 | WOODLAND PARK | 7424 | 6 | VIVINT SOLAR | PSE&G BPU | No | Complete | 2013-06-24 | 2014-08-05 | 2014-08-12 | 2014-08-12
SRP19585 | SREC Solar | HAYDINGER | UNITED COMMUNITIES | 5.52 | 0 | Residential | 1 | FORT DIX | 8640 | 13 | TRINITY HEATING AND AIR | JCP&L | No | Complete | 2013-06-24 | 2013-09-05 | 2013-09-17 | 2013-09-17
SRP19586 | SREC Solar | HAYDINGER | UNITED COMMUNITIES | 5.52 | 0 | Residential | 1 | FORT DIX | 8640 | 13 | TRINITY HEATING AND AIR | JCP&L | No | Complete | 2013-06-24 | 2013-09-05 | 2013-09-17 | 2013-09-17
SRP19587 | SREC Solar | HAYDINGER | UNITED COMMUNITIES | 5.52 | 0 | Residential | 1 | FORT DIX | 8640 | 13 | TRINITY HEATING AND AIR | JCP&L | No | Complete | 2013-06-24 | 2013-09-04 | 2013-09-11 | 2013-09-11
SRP19588 | SREC Solar | HAYDINGER | UNITED COMMUNITIES | 5.52 | 0 | Residential | 1 | FORT DIX | 8640 | 13 | TRINITY HEATING AND AIR | JCP&L | No | Complete | 2013-06-24 | 2013-08-30 | 2013-09-11 | 2013-09-11
SRP19589 | SREC Solar | HAYDINGER | UNITED COMMUNITIES | 5.52 | 0 | Residential | 1 | FORT DIX | 8640 | 13 | TRINITY HEATING AND AIR | JCP&L | No | Complete | 2013-06-24 | 2013-10-15 | 2013-12-11 | 2013-12-11
SRP19590 | SREC Solar | HAYDINGER | UNITED COMMUNITIES | 5.52 | 0 | Residential | 1 | FORT DIX | 8640 | 13 | TRINITY HEATING AND AIR | JCP&L | No | Complete | 2013-06-24 | 2013-08-30 | 2013-09-11 | 2013-09-11
SRP19591 | SREC Solar | HAYDINGER | UNITED COMMUNITIES | 5.52 | 0 | Residential | 1 | FORT DIX | 8640 | 13 | TRINITY HEATING AND AIR | JCP&L | No | Complete | 2013-06-24 | 2013-08-30 | 2013-09-11 | 2013-09-11
SRP19593 | SREC Solar | HAYDINGER | UNITED COMMUNITIES | 5.52 | 0 | Residential | 1 | FORT DIX | 8640 | 13 | TRINITY HEATING AND AIR | JCP&L | No | Complete | 2013-06-24 | 2013-08-29 | 2013-09-11 | 2013-09-11
SRP19594 | SREC Solar | HAYDINGER | UNITED COMMUNITIES | 5.52 | 0 | Residential | 1 | FORT DIX | 8640 | 13 | TRINITY HEATING AND AIR | JCP&L | No | Complete | 2013-06-24 | 2013-08-30 | 2013-09-11 | 2013-09-11
SRP19595 | SREC Solar | HAYDINGER | UNITED COMMUNITIES | 7.4 | 0 | Residential | 1 | FORT DIX | 8640 | 13 | TRINITY HEATING AND AIR | JCP&L | No | Complete | 2013-06-24 | 2013-09-16 | 2013-12-11 | 2013-12-11
SRP19596 | SREC Solar | HAYDINGER | UNITED COMMUNITIES | 15.525 | 0 | Residential | 1 | FORT DIX | 8640 | 13 | TRINITY HEATING AND AIR | JCP&L | No | Complete | 2013-06-24 | 2013-11-01 | 2013-12-09 | 2013-12-09
SRP19597 | SREC Solar | HAYDINGER | UNITED COMMUNITIES | 15.525 | 0 | Residential | 1 | FORT DIX | 8640 | 13 | TRINITY HEATING AND AIR | JCP&L | No | Complete | 2013-06-24 | 2013-11-14 | 2013-12-06 | 2013-12-06
SRP19598 | SREC Solar | LEITH |  | 4.48 | 0 | Residential | 0 | CAPE MAY COURT HOUSE | 8210 | 21 | OCEAN SOLAR, LLC | AC Electric | No | Complete | 2013-06-24 | 2013-11-18 | 2013-11-20 | 2013-11-20
SRP19600 | SREC Solar | LEITH |  | 11.76 | 0 | Residential | 0 | CAPE MAY COURT HOUSE | 8210 | 21 | OCEAN SOLAR, LLC | AC Electric | No | Complete | 2013-06-24 | 2013-11-18 | 2013-11-20 | 2013-11-20
SRP19601 | SREC Solar | GALLAGHER |  | 10.29 | 0 | Residential | 1 | GERMANIA | 8215 | 19 | RELIABLE POWER SERVICES, INC. | AC Electric | No | Complete | 2013-06-24 | 2014-01-21 | 2014-02-17 | 2014-02-17
SRP19602 | SREC Solar | SAPRA |  | 5.36 | 0 | Residential | 1 | EDISON | 8820 | 11 | SEA BRIGHT SOLAR, LLC | PSE&G BPU | No | Complete | 2013-06-24 | 2013-12-13 | 2013-12-20 | 2013-12-20
SRP19603 | SREC Solar | SCHUNK |  | 9.8 | 0 | Residential | 1 | SOMERSET | 8873 | 5 | VIVINT SOLAR | PSE&G BPU | No | Complete | 2013-06-24 | 2014-01-09 | 2014-01-24 | 2014-01-24
SRP19604 | SREC Solar | DAVIS |  | 13.23 | 0 | Residential | 1 | CANTON | 8079 | 16 | RCL ENTERPRISES INC. | AC Electric | No | Complete | 2013-06-24 | 2013-08-27 | 2013-09-04 | 2013-09-04
SRP19605 | SREC Solar | ARANGO |  | 4.41 | 0 | Residential | 1 | REDBANK | 7701 | 17 | RELIABLE POWER SERVICES, INC. | JCP&L | No | Complete | 2013-06-24 | 2013-10-25 | 2013-11-06 | 2013-11-06
SRP19607 | SREC Solar | DROZDOWSKI |  | 4.165 | 0 | Residential | 1 | HASBROUCK HEIGHTS | 7604 | 7 | VIVINT SOLAR | PSE&G BPU | No | Complete | 2013-06-24 | 2014-07-09 | 2014-08-12 | 2014-08-12
SRP19608 | SREC Solar | PANICO |  | 3.29 | 0 | Residential | 1 | BUTLER | 7405 | 3 | VIVINT SOLAR | Unknown | No | Complete | 2013-06-24 | 2014-08-18 | 2014-08-21 | 2014-08-21
SRP19609 | SREC Solar | FIFICK |  | 6.86 | 0 | Residential | 1 | MANVILLE | 8835 | 5 | VIVINT SOLAR | PSE&G BPU | No | Complete | 2013-06-24 | 2014-06-24 | 2014-06-27 | 2014-06-27
SRP19611 | SREC Solar | WARNER |  | 3.675 | 0 | Residential | 1 | HASBROUCK HEIGHTS | 7604 | 7 | VIVINT SOLAR | PSE&G BPU | No | Complete | 2013-06-24 | 2013-08-19 | 2013-08-23 | 2013-08-23
SRP19612 | SREC Solar | MORALES |  | 6.37 | 0 | Residential | 1 | SADDLE BROOK | 7663 | 7 | VIVINT SOLAR | PSE&G BPU | No | Complete | 2013-06-24 | 2014-02-26 | 2014-03-11 | 2014-03-11
SRP19613 | SREC Solar | KATCHUR |  | 7.595 | 0 | Residential | 1 | MANCHESTER TWP | 8759 | 18 | RELIABLE POWER SERVICES, INC. | JCP&L | No | Complete | 2013-06-24 | 2014-01-27 | 2014-02-18 | 2014-02-18
SRP19614 | SREC Solar | ZURAWSKI |  | 6.615 | 0 | Residential | 1 | CLIFTON | 7012 | 6 | VIVINT SOLAR | PSE&G BPU | No | Complete | 2013-06-24 | 2013-11-05 | 2013-11-19 | 2013-11-19
SRP19615 | SREC Solar | WILKINSON |  | 7.2 | 0 | Residential | 1 | LINDEN | 7036 | 10 | VIVINT SOLAR | PSE&G BPU | No | Complete | 2013-06-24 | 2014-06-24 | 2014-06-27 | 2014-06-27
SRP19616 | SREC Solar | TORRES |  | 4.7 | 0 | Residential | 1 | PERTH AMBOY | 8861 | 11 | VIVINT SOLAR | PSE&G BPU | No | Complete | 2013-07-08 | 2013-11-11 | 2013-11-15 | 2013-11-15
SRP19617 | SREC Solar | SANJOSE |  | 4.56 | 0 | Residential | 1 | HASBROUCK HEIGHTS | 7604 | 7 | VIVINT SOLAR | PSE&G BPU | No | Complete | 2013-06-24 | 2014-03-27 | 2014-04-23 | 2014-04-23
SRP19618 | SREC Solar | LIMNIOS |  | 6.24 | 0 | Residential | 1 | WOOD RIDGE | 7075 | 7 | VIVINT SOLAR | PSE&G BPU | No | Complete | 2013-06-24 | 2013-12-26 | 2014-01-14 | 2014-01-14
SRP19619 | SREC Solar | PEREZ |  | 4.23 | 0 | Residential | 1 | PISCATAWAY | 8854 | 11 | VIVINT SOLAR | PSE&G BPU | No | Complete | 2013-06-24 | 2013-10-24 | 2013-10-31 | 2013-10-31
SRP19620 | SREC Solar | HAVILAND | NJ JUNIOR TITANS HOCKEY CLUB INC. | 453.15 | 0 | Commercial | 0 | MIDDLETOWN | 7748 | 17 | ADVANCED SOLAR & ENERGY SOLUTIONS | JCP&L | No | Complete | 2013-06-24 | 2014-03-27 | 2015-04-27 | 2015-04-27
SRP19621 | SREC Solar | METZGER |  | 14.388 | 0 | Residential | 0 | PINE HILL | 8021 | 14 | GEOPEAK ENERGY LLC | AC Electric | No | Complete | 2013-07-01 | 2014-02-04 | 2014-03-14 | 2014-03-14
SRP19623 | SREC Solar | GOLDBERG |  | 8.5 | 0 | Residential | 1 | SOMERSET | 8873 | 5 | TRINITY HEATING AND AIR | PSE&G BPU | No | Complete | 2013-07-01 | 2013-08-30 | 2013-09-25 | 2013-09-25
SRP19625 | SREC Solar | GREEN |  | 5.5 | 0 | Residential | 0 | STANHOPE | 7874 | 1 | TRINITY HEATING AND AIR | JCP&L | No | Complete | 2013-07-01 | 2013-10-01 | 2013-10-10 | 2013-10-10
SRP19626 | SREC Solar | MCNEIL |  | 6.54 | 0 | Residential | 1 | TOMS RIVER | 8757 | 18 | KOPP ELECTRIC COMPANY | JCP&L | No | Complete | 2013-07-01 | 2013-10-31 | 2013-11-08 | 2013-11-08
SRP19627 | SREC Solar | CHI |  | 5.1 | 0 | Residential | 0 | WARREN | 7509 | 6 | TOTAL EXTERIORS | JCP&L | No | Complete | 2013-07-01 | 2014-03-11 | 2014-03-27 | 2014-03-27
SRP19628 | SREC Solar | WARD |  | 8.415 | 0 | Residential | 1 | EGG HARBOR TWP | 8234 | 19 | RCL ENTERPRISES INC. | AC Electric | No | Complete | 2013-07-01 | 2013-10-28 | 2013-12-12 | 2013-12-12
SRP19629 | SREC Solar | LICHTENAU |  | 8.5 | 0 | Residential | 1 | EATONTOWN | 7724 | 17 | TRINITY HEATING AND AIR | JCP&L | No | Complete | 2013-07-01 | 2013-08-29 | 2013-09-06 | 2013-09-06
SRP19630 | SREC Solar | ROSENTHAL |  | 7 | 0 | Residential | 1 | MANALAPAN | 7726 | 17 | TRINITY HEATING AND AIR | JCP&L | No | Complete | 2013-07-01 | 2013-09-26 | 2013-10-07 | 2013-10-07
SRP19631 | SREC Solar | AUGENBLICK |  | 5.39 | 0 | Residential | 1 | FRANKLIN TWP | 8873 | 5 | SOLARCITY CORPORATION | PSE&G BPU | No | Complete | 2013-07-01 | 2013-10-03 | 2013-10-10 | 2013-10-10
SRP19632 | SREC Solar | NORIEGA |  | 4.5 | 0 | Residential | 1 | MAYS LANDING | 8330 | 19 | TRINITY HEATING AND AIR | AC Electric | No | Complete | 2013-07-01 | 2013-11-07 | 2013-11-18 | 2013-11-18
SRP19633 | SREC Solar | PARKERTON |  | 4.59 | 0 | Residential | 0 | BRIDGEWATER | 8807 | 5 | TOTAL EXTERIORS | PSE&G BPU | No | Complete | 2013-07-01 | 2013-12-30 | 2014-01-14 | 2014-01-14
SRP19634 | SREC Solar | VISCO |  | 6 | 0 | Residential | 1 | ATCO | 8004 | 14 | TRINITY HEATING AND AIR | AC Electric | No | Complete | 2013-07-01 | 2013-08-30 | 2013-09-11 | 2013-09-11
SRP19635 | SREC Solar | BAUMANN |  | 6.75 | 0 | Residential | 1 | COLUMBUS | 8022 | 13 | TRINITY HEATING AND AIR | PSE&G BPU | No | Complete | 2013-07-01 | 2013-08-16 | 2013-08-21 | 2013-08-21
SRP19636 | SREC Solar | OKAMOTO |  | 4.41 | 0 | Residential | 1 | PISCATAWAY | 8854 | 11 | VIVINT SOLAR | PSE&G BPU | No | Complete | 2013-07-01 | 2013-10-03 | 2013-10-09 | 2013-10-09
SRP19638 | SREC Solar | MARTINEZ |  | 5.145 | 0 | Residential | 1 | CLIFTON | 7012 | 6 | VIVINT SOLAR | PSE&G BPU | No | Complete | 2013-07-01 | 2014-06-25 | 2014-07-02 | 2014-07-02
SRP19639 | SREC Solar | COLLINS |  | 8.75 | 0 | Residential | 1 | WINSLOW | 8037 | 19 | TRINITY HEATING AND AIR | AC Electric | No | Complete | 2013-07-01 | 2013-08-06 | 2013-08-12 | 2013-08-12
SRP19641 | SREC Solar | DE LOS REYES |  | 6.37 | 0 | Residential | 1 | CLIFTON | 7013 | 6 | VIVINT SOLAR | PSE&G BPU | No | Complete | 2013-07-01 | 2013-09-26 | 2013-10-03 | 2013-10-03
SRP19643 | SREC Solar | MILLER |  | 6 | 0 | Residential | 0 | RINGWOOD | 7456 | 6 | ASTRUM SOLAR, LLC | Orange & Rockland Elec | No | Complete | 2013-07-01 | 2014-05-07 | 2014-05-16 | 2014-05-16
SRP19644 | SREC Solar | AYERS |  | 5.75 | 0 | Residential | 1 | LAKEWOOD | 8701 | 18 | ROOF DIAGNOSTICS INC | JCP&L | No | Complete | 2013-07-01 | 2013-10-25 | 2013-11-06 | 2013-11-06
SRP19645 | SREC Solar | CHALLENER |  | 1.68 | 0 | Residential | 1 | SADDLE BROOK | 7663 | 7 | VIVINT SOLAR | PSE&G BPU | No | Complete | 2013-07-01 | 2013-10-03 | 2013-10-09 | 2013-10-09
SRP19646 | SREC Solar | NORTON |  | 5.635 | 0 | Residential | 1 | OXFORD | 7863 | 2 | VIVINT SOLAR | JCP&L | No | Complete | 2013-07-01 | 2014-07-03 | 2014-07-10 | 2014-07-10
SRP19647 | SREC Solar | MURPHY |  | 9 | 0 | Residential | 1 | BASKING RIDGE | 7920 | 5 | ROOF DIAGNOSTICS INC | JCP&L | No | Complete | 2013-07-01 | 2013-12-03 | 2013-12-12 | 2013-12-12
SRP19648 | SREC Solar | PIZZA |  | 6.867 | 0 | Residential | 1 | POINT PLEASANT | 8724 | 18 | KOPP ELECTRIC COMPANY | JCP&L | No | Complete | 2013-07-01 | 2013-11-19 | 2013-12-30 | 2013-12-30
SRP19649 | SREC Solar | SANCHEZ |  | 11.445 | 0 | Residential | 1 | TOMS RIVER | 8753 | 18 | KOPP ELECTRIC COMPANY | JCP&L | No | Complete | 2013-07-01 | 2013-11-19 | 2013-12-02 | 2013-12-02
SRP19650 | SREC Solar | LYONS |  | 8.575 | 0 | Residential | 1 | MIDDLETOWN | 7748 | 17 | RELIABLE POWER SERVICES, INC. | JCP&L | No | Complete | 2013-07-01 | 2014-02-11 | 2014-02-19 | 2014-02-19
SRP19651 | SREC Solar | OKOYA |  | 4.41 | 0 | Residential | 1 | NEWARK | 7108 | 9 | SOLARCITY CORPORATION | PSE&G BPU | No | Complete | 2013-07-01 | 2013-10-24 | 2013-10-29 | 2013-10-29
SRP19652 | SREC Solar | HYKES |  | 9.31 | 0 | Residential | 1 | VERNON TOWNSHIP | 7422 | 1 | SOLARCITY CORPORATION | Unknown | No | Complete | 2013-07-01 | 2013-10-24 | 2013-11-05 | 2013-11-05
SRP19654 | SREC Solar | SZWARC |  | 27 | 0 | Residential | 1 | HILLSBOROUGH | 8844 | 5 | TOTAL EXTERIORS | PSE&G BPU | No | Complete | 2013-07-01 | 2014-04-14 | 2014-04-25 | 2014-04-25
SRP19655 | SREC Solar | GELBER |  | 5.1 | 0 | Residential | 0 | COLONIA | 7067 | 10 | TOTAL EXTERIORS | PSE&G BPU | No | Complete | 2013-07-01 | 2013-08-09 | 2013-08-27 | 2013-08-27
SRP19656 | SREC Solar | PARSIO |  | 4.41 | 0 | Residential | 1 | MILLVILLE | 8332 | 20 | SOLARCITY CORPORATION | AC Electric | No | Complete | 2013-07-01 | 2013-11-12 | 2013-12-16 | 2013-12-16
SRP19657 | SREC Solar | SCHEIBEIN |  | 6.86 | 0 | Residential | 1 | WOODBANE | 8270 | 21 | SOLARCITY CORPORATION | AC Electric | No | Complete | 2013-07-01 | 2013-11-21 | 2013-11-27 | 2013-11-27
SRP19658 | SREC Solar | O'NEIL |  | 4.9 | 0 | Residential | 1 | CLAYTON | 8312 | 15 | SOLARCITY CORPORATION | AC Electric | No | Complete | 2013-07-01 | 2013-11-13 | 2013-12-04 | 2013-12-04
SRP19661 | SREC Solar | GONZALEZ |  | 5.145 | 0 | Residential | 1 | VINELAND | 8360 | 20 | ALLSEASON CONSTRUCTION | Unknown | No | Complete | 2013-07-01 | 2013-11-06 | 2013-11-13 | 2013-11-13
SRP19662 | SREC Solar | KENNY |  | 4.9 | 0 | Residential | 1 | SADDLE BROOK | 7663 | 7 | VIVINT SOLAR | PSE&G BPU | No | Complete | 2013-07-01 | 2013-11-05 | 2013-11-11 | 2013-11-11
SRP19665 | SREC Solar | ANDERSON |  | 8.16 | 0 | Residential | 1 | WATERFORD WORKS | 8002 | 14 | ALLSEASON CONSTRUCTION | AC Electric | No | Complete | 2013-07-01 | 2014-09-11 | 2014-09-17 | 2014-09-17
SRP19666 | SREC Solar | DAVIS |  | 9.31 | 0 | Residential | 1 | VILLAS | 8251 | 21 | SOLARCITY CORPORATION | AC Electric | No | Complete | 2013-07-01 | 2013-11-07 | 2013-11-14 | 2013-11-14
SRP19667 | SREC Solar | FIELDS |  | 5.88 | 0 | Residential | 1 | WILLINGBORO | 8046 | 13 | SOLARCITY CORPORATION | PSE&G BPU | No | Complete | 2013-07-01 | 2013-11-07 | 2013-11-18 | 2013-11-18
SRP19668 | SREC Solar | BUSHING |  | 5.88 | 0 | Residential | 1 | MARLTON | 8053 | 13 | SOLARCITY CORPORATION | PSE&G BPU | No | Complete | 2013-07-01 | 2013-08-30 | 2013-09-20 | 2013-09-20
SRP19669 | SREC Solar | WILLIAMS |  | 17.885 | 0 | Residential | 1 | MONROE TOWNSHIP | 8094 | 15 | SOLARCITY CORPORATION | AC Electric | No | Complete | 2013-07-01 | 2013-11-15 | 2013-11-25 | 2013-11-25
SRP19671 | SREC Solar | DESALVO |  | 5.39 | 0 | Residential | 1 | LAKE HIAWATHA | 7034 | 3 | VIVINT SOLAR | JCP&L | No | Complete | 2013-07-01 | 2013-09-04 | 2013-09-11 | 2013-09-11
SRP19672 | SREC Solar | KOSOWICZ |  | 4.9 | 0 | Residential | 1 | SADDLE BROOK | 7663 | 7 | VIVINT SOLAR | PSE&G BPU | No | Complete | 2013-07-01 | 2013-12-12 | 2013-12-19 | 2013-12-19
SRP19673 | SREC Solar | ROBLEDO |  | 9.065 | 0 | Residential | 1 | EHT | 8234 | 19 | ALLSEASON CONSTRUCTION | AC Electric | No | Complete | 2013-07-01 | 2013-10-15 | 2013-10-18 | 2013-10-18
SRP19679 | SREC Solar | ORRICO |  | 4.935 | 0 | Residential | 1 | WOOD RIDGE | 7075 | 7 | VIVINT SOLAR | PSE&G BPU | No | Complete | 2013-07-01 | 2014-07-24 | 2014-08-05 | 2014-08-05
SRP19680 | SREC Solar | EPSTEIN |  | 3.995 | 0 | Residential | 1 | PATERSON | 7502 | 6 | VIVINT SOLAR | PSE&G BPU | No | Complete | 2013-07-01 | 2013-09-09 | 2013-09-19 | 2013-09-19
SRP19681 | SREC Solar | BYRNE |  | 7.105 | 0 | Residential | 1 | SOMERSET | 8873 | 5 | VIVINT SOLAR | PSE&G BPU | No | Complete | 2013-07-01 | 2014-07-01 | 2014-07-09 | 2014-07-09
SRP19682 | SREC Solar | MACDOUGALL |  | 4.9 | 0 | Residential | 1 | SADDLE BROOK | 7663 | 7 | VIVINT SOLAR | PSE&G BPU | No | Complete | 2013-07-01 | 2014-01-21 | 2014-01-30 | 2014-01-30
SRP19683 | SREC Solar | JUSTINO |  | 7.84 | 0 | Residential | 1 | PISCATAWAY | 8854 | 11 | VIVINT SOLAR | PSE&G BPU | No | Complete | 2013-07-01 | 2014-02-26 | 2014-03-11 | 2014-03-11
SRP19684 | SREC Solar | ROMAN |  | 8.82 | 0 | Residential | 1 | SEWAREN | 7077 | 11 | VIVINT SOLAR | PSE&G BPU | No | Complete | 2013-07-01 | 2013-12-27 | 2014-01-09 | 2014-01-09
SRP19691 | SREC Solar | SAINI |  | 4.9 | 0 | Residential | 1 | GLOUCESTER TWP | 8012 | 14 | SOLARCITY CORPORATION | AC Electric | No | Complete | 2013-07-01 | 2013-11-07 | 2013-11-15 | 2013-11-15
SRP19692 | SREC Solar | KERR |  | 7.84 | 0 | Residential | 1 | MANTUA | 8051 | 15 | SOLARCITY CORPORATION | AC Electric | No | Complete | 2013-07-01 | 2014-01-29 | 2014-02-14 | 2014-02-14
SRP19693 | SREC Solar | BLENCOWE |  | 6.37 | 0 | Residential | 1 | MAYS LANDING | 8330 | 19 | ACOS ENERGY, LLC | AC Electric | No | Complete | 2013-07-01 | 2013-10-24 | 2013-10-31 | 2013-10-31
SRP19694 | SREC Solar | FISHER |  | 13.72 | 0 | Residential | 1 | CAPE MAY | 8204 | 21 | ACOS ENERGY, LLC | AC Electric | No | Complete | 2013-07-01 | 2014-02-18 | 2014-03-03 | 2014-03-03
SRP19695 | SREC Solar | ALOSI |  | 9.555 | 0 | Residential | 1 | GALLOWAY | 8205 | 19 | ACOS ENERGY, LLC | AC Electric | No | Complete | 2013-07-01 | 2013-11-08 | 2013-11-15 | 2013-11-15
SRP19696 | SREC Solar | OHLSEN |  | 10.535 | 0 | Residential | 1 | EGG HARBOR TOWNSHIP | 8330 | 19 | ACOS ENERGY, LLC | AC Electric | No | Complete | 2013-07-01 | 2013-11-08 | 2013-11-15 | 2013-11-15
SRP19697 | SREC Solar | MAZABEL |  | 6.37 | 0 | Residential | 1 | GALLOWAY | 8205 | 19 | ACOS ENERGY, LLC | AC Electric | No | Complete | 2013-07-01 | 2014-07-03 | 2014-07-11 | 2014-07-11
SRP19698 | SREC Solar | ALPER | PINEY HOLLOW PROPERTIES | 70.215 | 0 | Commercial | 0 | HAMMONTON | 8037 | 19 | SUMMIT ELECTRIC CONSTRUCTION | AC Electric | No | Complete | 2013-07-01 | 2014-07-18 | 2014-07-25 | 2014-07-25
SRP19699 | SREC Solar | FRYE |  | 7.105 | 0 | Residential | 1 | WESTVILLE | 8093 | 15 | RCL ENTERPRISES INC. | PSE&G BPU | No | Complete | 2013-07-01 | 2013-10-22 | 2013-10-28 | 2013-10-28
SRP19700 | SREC Solar | SAIFF |  | 6.867 | 0 | Residential | 1 | NEW BRUNSWICK | 8901 | 11 | AMERGY SOLAR | PSE&G BPU | No | Complete | 2013-07-01 | 2013-11-08 | 2013-11-12 | 2013-11-12
SRP19701 | SREC Solar | LAIGAIE |  | 11.27 | 0 | Residential | 1 | BELCOVILLE | 8330 | 19 | ACOS ENERGY, LLC | AC Electric | No | Complete | 2013-07-01 | 2013-11-08 | 2013-12-16 | 2013-12-16
SRP19703 | SREC Solar | ROY |  | 6.37 | 0 | Residential | 1 | CAPE MAY COURT HOUSE | 8210 | 21 | ALLSEASON CONSTRUCTION | AC Electric | No | Complete | 2013-07-01 | 2013-10-15 | 2013-10-16 | 2013-10-16
SRP19704 | SREC Solar | POTISHNAK |  | 8.82 | 0 | Residential | 1 | EHT | 8234 | 19 | ALLSEASON CONSTRUCTION | AC Electric | No | Complete | 2013-07-01 | 2013-10-15 | 2013-10-16 | 2013-10-16
SRP19706 | SREC Solar | OLENDZKI |  | 9.31 | 0 | Residential | 1 | EGG HARBOR TOWNSHIP | 8234 | 19 | ALLSEASON CONSTRUCTION | AC Electric | No | Complete | 2013-07-01 | 2013-10-15 | 2013-10-16 | 2013-10-16
SRP19707 | SREC Solar | PROCTER |  | 7.5 | 0 | Residential | 1 | LONG VALLEY | 7853 | 3 | ROOF DIAGNOSTICS INC | JCP&L | No | Complete | 2013-07-01 | 2014-03-11 | 2014-03-19 | 2014-03-19
SRP19708 | SREC Solar | BILES |  | 6.615 | 0 | Residential | 1 | LEHT | 8087 | 18 | ALLSEASON CONSTRUCTION | AC Electric | No | Complete | 2013-07-01 | 2013-11-06 | 2013-11-13 | 2013-11-13
SRP19709 | SREC Solar | BLUMENTHAL |  | 4.41 | 0 | Residential | 1 | GALLOWAY | 8205 | 19 | ALLSEASON CONSTRUCTION | AC Electric | No | Complete | 2013-07-01 | 2013-10-09 | 2013-10-11 | 2013-10-11
SRP19710 | SREC Solar | CLAEYS |  | 6.37 | 0 | Residential | 1 | MANCHESTER | 8759 | 18 | SEA BRIGHT SOLAR, LLC | JCP&L | No | Complete | 2013-07-01 | 2013-10-24 | 2013-11-05 | 2013-11-05
SRP19711 | SREC Solar | TORRES |  | 8.82 | 0 | Residential | 1 | PLEASANTVILLE | 8232 | 19 | ALLSEASON CONSTRUCTION | AC Electric | No | Complete | 2013-07-01 | 2013-12-30 | 2014-01-14 | 2014-01-14
SRP19712 | SREC Solar | PASSARGE |  | 1 | 0 | Residential | 0 | COLONIA | 7067 | 10 | SEA BRIGHT SOLAR, LLC | PSE&G BPU | No | Complete | 2013-07-01 | 2013-10-22 | 2013-12-04 | 2013-12-04
SRP19713 | SREC Solar | PORTALE |  | 13.23 | 0 | Residential | 1 | BRIDGETON | 8302 | 20 | SOLARCITY CORPORATION | AC Electric | No | Complete | 2013-07-01 | 2013-11-21 | 2013-11-26 | 2013-11-26
SRP19714 | SREC Solar | ABEL |  | 1.96 | 0 | Residential | 1 | SADDLE BROOK | 7663 | 7 | VIVINT SOLAR | PSE&G BPU | No | Complete | 2013-07-01 | 2014-07-03 | 2014-07-10 | 2014-07-10
SRP19715 | SREC Solar | DRAVECZ |  | 5.25 | 0 | Residential | 0 | BLACKWOOD | 8012 | 14 | POWELL ENERGY AND SOLAR | AC Electric | No | Complete | 2013-07-01 | 2013-11-20 | 2013-11-27 | 2013-11-27
SRP19716 | SREC Solar | COHEN |  | 6.5 | 0 | Residential | 1 | SOMERSET | 8873 | 5 | TRINITY HEATING AND AIR | PSE&G BPU | No | Complete | 2013-07-01 | 2013-10-01 | 2013-10-03 | 2013-10-03
SRP19717 | SREC Solar | WATSON |  | 8.5 | 0 | Residential | 1 | SOUTHAMPTON | 8088 | 13 | TRINITY HEATING AND AIR | PSE&G BPU | No | Complete | 2013-07-01 | 2013-08-19 | 2013-08-27 | 2013-08-27
SRP19718 | SREC Solar | HAYDINGER | UNITED COMMUNITIES | 8.1 | 0 | Residential | 1 | FORT DIX | 8640 | 13 | TRINITY HEATING AND AIR | JCP&L | No | Complete | 2013-07-01 | 2013-11-01 | 2013-12-06 | 2013-12-06
SRP19719 | SREC Solar | HAYDINGER | UNITED COMMUNITIES | 8.1 | 0 | Residential | 1 | FORT DIX | 8640 | 13 | TRINITY HEATING AND AIR | JCP&L | No | Complete | 2013-07-01 | 2013-10-30 | 2013-12-11 | 2013-12-11
SRP19720 | SREC Solar | HAYDINGER | UNITED COMMUNITIES | 8.775 | 0 | Residential | 1 | FORT DIX | 8640 | 13 | TRINITY HEATING AND AIR | JCP&L | No | Complete | 2013-07-01 | 2013-11-06 | 2013-12-06 | 2013-12-06
SRP19721 | SREC Solar | HAYDINGER | UNITED COMMUNITIES | 8.775 | 0 | Residential | 1 | FORT DIX | 8640 | 13 | TRINITY HEATING AND AIR | JCP&L | No | Complete | 2013-07-01 | 2013-11-01 | 2013-12-09 | 2013-12-09
SRP19722 | SREC Solar | HAYDINGER | UNITED COMMUNITIES | 8.775 | 0 | Residential | 1 | FORT DIX | 8640 | 13 | TRINITY HEATING AND AIR | JCP&L | No | Complete | 2013-07-01 | 2013-10-22 | 2013-12-11 | 2013-12-11
SRP19723 | SREC Solar | HAYDINGER | UNITED COMMUNITIES | 8.775 | 0 | Residential | 1 | FORT DIX | 8640 | 13 | TRINITY HEATING AND AIR | JCP&L | No | Complete | 2013-07-01 | 2013-11-06 | 2013-12-09 | 2013-12-09
SRP19724 | SREC Solar | HAYDINGER | UNITED COMMUNITIES | 8.775 | 0 | Residential | 1 | FORT DIX | 8640 | 13 | TRINITY HEATING AND AIR | JCP&L | No | Complete | 2013-07-01 | 2013-11-06 | 2013-12-09 | 2013-12-09
SRP19725 | SREC Solar | COOMBS |  | 8.33 | 0 | Residential | 1 | NORTH CAPE MAY | 8204 | 21 | ACOS ENERGY, LLC | AC Electric | No | Complete | 2013-07-01 | 2014-01-10 | 2014-01-23 | 2014-01-23
SRP19726 | SREC Solar | WISS |  | 8.06 | 0 | Residential | 1 | WESTWOOD | 7675 | 7 | ALTERNATIVE LIGHT & ENERGY SOLUTIONS | PSE&G BPU | No | Complete | 2013-07-01 | 2014-03-25 | 2014-04-04 | 2014-04-04
SRP19727 | SREC Solar | MADDEN |  | 9.156 | 0 | Residential | 1 | VOORHEES | 8043 | 14 | ALTERNATIVE LIGHT & ENERGY SOLUTIONS | AC Electric | No | Complete | 2013-07-01 | 2014-03-14 | 2014-03-26 | 2014-03-26
SRP19728 | SREC Solar | ROSS |  | 2.76 | 0 | Residential | 0 | PENNSVILLE | 8070 | 16 | WYSOCKI ELECTRIC, INC | AC Electric | No | Complete | 2013-07-01 | 2014-09-10 | 2014-09-17 | 2014-09-17
SRP19729 | SREC Solar | ROSEN |  | 4.9 | 0 | Residential | 1 | RIDGEWOOD | 7450 | 7 | SUNGEVITY, INC. | PSE&G BPU | No | Complete | 2013-07-01 | 2014-03-18 | 2014-04-03 | 2014-04-03
SRP19730 | SREC Solar | FABIANO |  | 6.125 | 0 | Residential | 1 | MANCHESTER TWP | 8759 | 18 | SOLARCITY CORPORATION | JCP&L | No | Complete | 2013-07-01 | 2013-10-10 | 2013-10-15 | 2013-10-15
SRP19731 | SREC Solar | BOYLE |  | 10.29 | 0 | Residential | 1 | WILLIAMSTOWN | 8094 | 15 | SOLULAR LLC. II | AC Electric | No | Complete | 2013-07-01 | 2013-12-19 | 2014-01-02 | 2014-01-02
SRP19732 | SREC Solar | MU |  | 5.635 | 0 | Residential | 1 | EGG HARBOR TOWNSHIP | 8234 | 19 | ACOS ENERGY, LLC | AC Electric | No | Complete | 2013-07-01 | 2013-11-08 | 2013-11-19 | 2013-11-19
SRP19733 | SREC Solar | DALY |  | 11.515 | 0 | Residential | 1 | MONROE TWP | 8094 | 15 | SOLARCITY CORPORATION | AC Electric | No | Complete | 2013-07-01 | 2013-11-15 | 2013-11-25 | 2013-11-25
SRP19735 | SREC Solar | MYERS CHALOW |  | 17.885 | 0 | Residential | 1 | MIMAY | 8340 | 19 | ACOS ENERGY, LLC | AC Electric | No | Complete | 2013-07-01 | 2013-11-20 | 2014-01-02 | 2014-01-02
SRP19736 | SREC Solar | JACKSON |  | 12.985 | 0 | Residential | 1 | SEWELL | 8080 | 15 | ACOS ENERGY, LLC | AC Electric | No | Complete | 2013-07-01 | 2014-03-11 | 2014-03-17 | 2014-03-17
SRP19737 | SREC Solar | ONWUKA |  | 19.6 | 0 | Residential | 1 | LINWOOD | 8221 | 19 | ACOS ENERGY, LLC | AC Electric | No | Complete | 2013-07-01 | 2014-02-07 | 2014-02-27 | 2014-02-27
SRP19738 | SREC Solar | LIDDELL |  | 9.555 | 0 | Residential | 1 | PLEASANTVILLE | 8232 | 19 | ACOS ENERGY, LLC | AC Electric | No | Complete | 2013-07-01 | 2014-06-25 | 2014-07-02 | 2014-07-02
SRP19739 | SREC Solar | LOPEZ |  | 3.185 | 0 | Residential | 1 | VENTNOR | 8406 | 19 | ACOS ENERGY, LLC | AC Electric | No | Complete | 2013-07-01 | 2013-12-06 | 2013-12-18 | 2013-12-18
SRP19740 | SREC Solar | DEPARRE |  | 15 | 0 | Residential | 1 | HOPEWELL | 8302 | 20 | RCL ENTERPRISES INC. | AC Electric | No | Complete | 2013-07-01 | 2014-03-10 | 2014-03-27 | 2014-03-27
SRP19741 | SREC Solar | GASSERT |  | 9.8 | 0 | Residential | 1 | FORKED RIVER | 8731 | 18 | NJR HOME SERVICES. | JCP&L | No | Complete | 2013-07-01 | 2013-10-24 | 2013-10-28 | 2013-10-28
SRP19742 | SREC Solar | JANDA |  | 5.635 | 0 | Residential | 1 | FORKED RIVER | 8731 | 18 | NJR HOME SERVICES. | JCP&L | No | Complete | 2013-07-08 | 2013-09-18 | 2013-09-24 | 2013-09-24
SRP19743 | SREC Solar | SANTILLAN |  | 5.88 | 0 | Residential | 1 | NEPTUNE | 7753 | 17 | NJR HOME SERVICES. | JCP&L | No | Complete | 2013-07-01 | 2014-01-16 | 2014-01-30 | 2014-01-30
SRP19745 | SREC Solar | MOSCHETTO |  | 13.23 | 0 | Residential | 1 | EGG HARBOR TOWNSHIP | 8234 | 19 | ACOS ENERGY, LLC | AC Electric | No | Complete | 2013-07-01 | 2014-03-11 | 2014-03-17 | 2014-03-17
SRP19746 | SREC Solar | KING |  | 6.615 | 0 | Residential | 1 | TOMS RIVER | 8753 | 18 | NJR HOME SERVICES. | JCP&L | No | Complete | 2013-07-01 | 2013-09-25 | 2013-09-30 | 2013-09-30
SRP19747 | SREC Solar | SHERMANSKY |  | 3.185 | 0 | Residential | 1 | MYSTIC ISLAND | 8087 | 18 | NJR HOME SERVICES. | AC Electric | No | Complete | 2013-07-01 | 2013-09-24 | 2013-09-30 | 2013-09-30
SRP19748 | SREC Solar | SMITH |  | 11.025 | 0 | Residential | 1 | MANAHAWKIN | 8050 | 18 | NJR HOME SERVICES. | AC Electric | No | Complete | 2013-07-01 | 2013-10-24 | 2013-10-28 | 2013-10-28
SRP19749 | SREC Solar | FORD |  | 4.655 | 0 | Residential | 1 | LITTLE EGG HARBOR | 8087 | 18 | NJR HOME SERVICES. | AC Electric | No | Complete | 2013-07-01 | 2013-11-19 | 2013-12-02 | 2013-12-02
SRP19750 | SREC Solar | HAYDINGER | UNITED COMMUNITIES | 8.14 | 0 | Residential | 1 | FORT DIX | 8640 | 13 | TRINITY HEATING AND AIR | JCP&L | No | Complete | 2013-07-01 | 2013-11-01 | 2013-12-06 | 2013-12-06
SRP19751 | SREC Solar | HAYDINGER | UNITED COMMUNITIES | 8.14 | 0 | Residential | 1 | FORT DIX | 8640 | 13 | TRINITY HEATING AND AIR | JCP&L | No | Complete | 2013-07-01 | 2013-11-06 | 2013-12-06 | 2013-12-06
SRP19752 | SREC Solar | HAYDINGER | UNITED COMMUNITIES | 8.14 | 0 | Residential | 1 | FORT DIX | 8640 | 13 | TRINITY HEATING AND AIR | JCP&L | No | Complete | 2013-07-01 | 2013-11-01 | 2013-12-09 | 2013-12-09
SRP19753 | SREC Solar | HAYDINGER | UNITED COMMUNITIES | 8.14 | 0 | Residential | 1 | FORT DIX | 8640 | 13 | TRINITY HEATING AND AIR | JCP&L | No | Complete | 2013-07-01 | 2013-11-06 | 2013-12-06 | 2013-12-06
SRP19754 | SREC Solar | HAYDINGER | UNITED COMMUNITIES | 8.14 | 0 | Residential | 1 | FORT DIX | 8640 | 13 | TRINITY HEATING AND AIR | JCP&L | No | Complete | 2013-07-01 | 2013-11-06 | 2013-12-06 | 2013-12-06
SRP19755 | SREC Solar | HAYDINGER | UNITED COMMUNITIES | 13.725 | 0 | Residential | 1 | FORT DIX | 8640 | 13 | TRINITY HEATING AND AIR | JCP&L | No | Complete | 2013-07-01 | 2013-10-30 | 2013-12-11 | 2013-12-11
SRP19756 | SREC Solar | HAYDINGER | UNITED COMMUNITIES | 28.75 | 0 | Residential | 1 | FORT DIX | 8640 | 13 | TRINITY HEATING AND AIR | JCP&L | No | Complete | 2013-07-01 | 2013-11-06 | 2013-12-06 | 2013-12-06
SRP19757 | SREC Solar | HAYDINGER | UNITED COMMUNITIES | 11.84 | 0 | Residential | 1 | FORT DIX | 8640 | 13 | TRINITY HEATING AND AIR | JCP&L | No | Complete | 2013-07-01 | 2013-10-22 | 2013-12-06 | 2013-12-06
SRP19758 | SREC Solar | HAYDINGER | UNITED COMMUNITIES | 8.775 | 0 | Residential | 1 | FORT DIX | 8640 | 13 | TRINITY HEATING AND AIR | JCP&L | No | Complete | 2013-07-01 | 2013-11-06 | 2013-12-06 | 2013-12-06
SRP19759 | SREC Solar | HAYDINGER | UNITED COMMUNITIES | 8.775 | 0 | Residential | 1 | FORT DIX | 8640 | 13 | TRINITY HEATING AND AIR | JCP&L | No | Complete | 2013-07-01 | 2013-10-22 | 2013-12-11 | 2013-12-11
SRP19760 | SREC Solar | HAYDINGER | UNITED COMMUNITIES | 8.775 | 0 | Residential | 1 | FORT DIX | 8640 | 13 | TRINITY HEATING AND AIR | JCP&L | No | Complete | 2013-07-01 | 2013-11-06 | 2013-12-06 | 2013-12-06
SRP19761 | SREC Solar | HAYDINGER | UNITED COMMUNITIES | 8.14 | 0 | Residential | 1 | FORT DIX | 8640 | 13 | TRINITY HEATING AND AIR | JCP&L | No | Complete | 2013-07-01 | 2013-11-06 | 2013-12-06 | 2013-12-06
SRP19762 | SREC Solar | HAYDINGER | UNITED COMMUNITIES | 8.1 | 0 | Residential | 1 | FORT DIX | 8640 | 13 | TRINITY HEATING AND AIR | JCP&L | No | Complete | 2013-07-01 | 2013-10-30 | 2013-12-09 | 2013-12-09
SRP19763 | SREC Solar | HAYDINGER | UNITED COMMUNITIES | 4.5 | 0 | Residential | 1 | FORT DIX | 8640 | 13 | TRINITY HEATING AND AIR | JCP&L | No | Complete | 2013-07-01 | 2013-11-01 | 2013-12-09 | 2013-12-09
SRP19764 | SREC Solar | BAGLIO |  | 15.925 | 0 | Residential | 1 | MILLVILLE | 8332 | 20 | ACOS ENERGY, LLC | AC Electric | No | Complete | 2013-07-01 | 2013-11-08 | 2013-11-20 | 2013-11-20
SRP19765 | SREC Solar | HAYDINGER | UNITED COMMUNITIES | 8.1 | 0 | Residential | 1 | FORT DIX | 8640 | 13 | TRINITY HEATING AND AIR | JCP&L | No | Complete | 2013-07-01 | 2013-11-06 | 2013-12-06 | 2013-12-06
SRP19766 | SREC Solar | HAYDINGER | UNITED COMMUNITIES | 7.2 | 0 | Residential | 1 | FORT DIX | 8640 | 13 | TRINITY HEATING AND AIR | JCP&L | No | Complete | 2013-07-01 | 2013-10-30 | 2013-12-09 | 2013-12-09
SRP19767 | SREC Solar | HAYDINGER | UNITED COMMUNITIES | 8.1 | 0 | Residential | 1 | FORT DIX | 8640 | 13 | TRINITY HEATING AND AIR | JCP&L | No | Complete | 2013-07-01 | 2013-10-22 | 2013-12-11 | 2013-12-11
SRP19768 | SREC Solar | CONCEPCION JR. |  | 5.145 | 0 | Residential | 1 | MAYS LANDING | 8330 | 19 | RCL ENTERPRISES INC. | AC Electric | No | Complete | 2013-07-01 | 2013-10-14 | 2013-11-14 | 2013-11-14
SRP19769 | SREC Solar | HAYDINGER | UNITED COMMUNITIES | 8.1 | 0 | Residential | 1 | FORT DIX | 8640 | 13 | TRINITY HEATING AND AIR | JCP&L | No | Complete | 2013-07-01 | 2013-10-30 | 2013-12-09 | 2013-12-09
SRP19770 | SREC Solar | EXEL |  | 10.29 | 0 | Residential | 1 | BRIDGETON | 8302 | 20 | RCL ENTERPRISES INC. | AC Electric | No | Complete | 2013-07-01 | 2013-09-09 | 2013-09-17 | 2013-09-17
SRP19771 | SREC Solar | HAYDINGER | UNITED COMMUNITIES | 8.775 | 0 | Residential | 1 | FORT DIX | 8640 | 13 | TRINITY HEATING AND AIR | JCP&L | No | Complete | 2013-07-01 | 2013-11-06 | 2013-12-06 | 2013-12-06
SRP19772 | SREC Solar | CALIGIURI |  | 5.5 | 0 | Residential | 0 | ELIZABETH | 7802 | 3 | TRINITY HEATING AND AIR | PSE&G BPU | No | Complete | 2013-07-01 | 2013-08-13 | 2013-08-15 | 2013-08-15
SRP19775 | SREC Solar | HAYDINGER | UNITED COMMUNITIES | 13.275 | 0 | Residential | 1 | FORT DIX | 8640 | 13 | TRINITY HEATING AND AIR | JCP&L | No | Complete | 2013-07-01 | 2013-10-30 | 2013-12-09 | 2013-12-09
SRP19776 | SREC Solar | HAYDINGER | UNITED COMMUNITIES | 20.25 | 0 | Residential | 1 | FORT DIX | 8640 | 13 | TRINITY HEATING AND AIR | JCP&L | No | Complete | 2013-07-01 | 2013-10-22 | 2013-12-11 | 2013-12-11
SRP19777 | SREC Solar | HAYDINGER | UNITED COMMUNITIES | 8.775 | 0 | Residential | 1 | FORT DIX | 8640 | 13 | TRINITY HEATING AND AIR | JCP&L | No | Complete | 2013-07-01 | 2013-11-01 | 2013-12-09 | 2013-12-09
SRP19779 | SREC Solar | HAYDINGER | UNITED COMMUNITIES | 11.475 | 0 | Residential | 1 | FORT DIX | 8640 | 13 | TRINITY HEATING AND AIR | JCP&L | No | Complete | 2013-07-01 | 2013-11-01 | 2013-12-09 | 2013-12-09
SRP19780 | SREC Solar | HAYDINGER | UNITED COMMUNITIES | 8.14 | 0 | Residential | 1 | FORT DIX | 8640 | 13 | TRINITY HEATING AND AIR | JCP&L | No | Complete | 2013-07-01 | 2013-11-06 | 2013-12-06 | 2013-12-06
SRP19781 | SREC Solar | POERS |  | 8.575 | 0 | Residential | 1 | TOMS RIVER | 8753 | 18 | RELIABLE POWER SERVICES, INC. | JCP&L | No | Complete | 2013-07-08 | 2014-01-29 | 2014-02-14 | 2014-02-14
SRP19782 | SREC Solar | BARKER |  | 14 | 0 | Residential | 1 | JACKSON | 8527 | 18 | TRINITY HEATING AND AIR | JCP&L | No | Complete | 2013-07-08 | 2013-10-09 | 2013-10-11 | 2013-10-11
SRP19786 | SREC Solar | SENDER |  | 6 | 0 | Residential | 1 | MANCHESTER | 8757 | 18 | ROOF DIAGNOSTICS INC | JCP&L | No | Complete | 2013-07-08 | 2013-07-24 | 2013-08-21 | 2013-08-21
SRP19787 | SREC Solar | DIKUN | POINT PLEASANT FIRE DEPT NUMBER 2 | 32.385 | 0 | Commercial | 1 | POINT PLEASANT | 8742 | 18 | ROOF DIAGNOSTICS INC | JCP&L | No | Complete | 2013-07-08 | 2013-08-07 | 2013-08-12 | 2013-08-12
SRP19788 | SREC Solar | VARISANO |  | 9.555 | 0 | Residential | 1 | SOUTHAMPTON | 8088 | 13 | SOLULAR LLC. II | PSE&G BPU | No | Complete | 2013-07-08 | 2014-06-27 | 2014-07-09 | 2014-07-09
SRP19789 | SREC Solar | RAPPISI |  | 6.37 | 0 | Residential | 1 | TOMS RIVER | 8753 | 18 | RELIABLE POWER SERVICES, INC. | JCP&L | No | Complete | 2013-07-08 | 2014-01-21 | 2014-03-06 | 2014-03-06
SRP19790 | SREC Solar | REEVES |  | 4.5 | 0 | Residential | 1 | PITTSGROVE | 8318 | 16 | TRINITY HEATING AND AIR | AC Electric | No | Complete | 2013-07-08 | 2013-08-30 | 2013-09-11 | 2013-09-11
SRP19791 | SREC Solar | ADVOCAT |  | 4.75 | 0 | Residential | 1 | MANALAPAN | 7726 | 17 | TRINITY HEATING AND AIR | JCP&L | No | Complete | 2013-07-08 | 2013-09-24 | 2013-10-07 | 2013-10-07
SRP19793 | SREC Solar | ROAKE |  | 4.75 | 0 | Residential | 1 | SOMERSET | 8873 | 5 | TRINITY HEATING AND AIR | PSE&G BPU | No | Complete | 2013-07-08 | 2013-11-06 | 2013-11-13 | 2013-11-13
SRP19794 | SREC Solar | NAM |  | 8.5 | 0 | Residential | 1 | SOMERSET | 8873 | 5 | TRINITY HEATING AND AIR | PSE&G BPU | No | Complete | 2013-07-08 | 2014-03-19 | 2014-09-12 | 2014-09-12
SRP19796 | SREC Solar | LEARY |  | 9.75 | 0 | Residential | 1 | MAURICE RIVER | 8340 | 19 | SOLARCITY CORPORATION | AC Electric | No | Complete | 2013-07-08 | 2013-11-27 | 2013-12-06 | 2013-12-06
SRP19797 | SREC Solar | LEARY |  | 11 | 0 | Residential | 1 | MAURICE RIVER | 8340 | 19 | SOLARCITY CORPORATION | AC Electric | No | Complete | 2013-07-08 | 2013-11-19 | 2013-12-02 | 2013-12-02
SRP19798 | SREC Solar | MCCULLOGH |  | 7.35 | 0 | Residential | 1 | GLASSBORO | 8028 | 15 | SOLARCITY CORPORATION | AC Electric | No | Complete | 2013-07-08 | 2014-01-08 | 2014-01-21 | 2014-01-21
SRP19799 | SREC Solar | `HAYDINGER | UNITED COMMUNIITES | 11.84 | 0 | Residential | 1 | FORT DIX | 8640 | 13 | TRINITY HEATING AND AIR | JCP&L | No | Complete | 2013-07-08 | 2013-11-06 | 2013-12-06 | 2013-12-06
SRP19800 | SREC Solar | HAYDINGER | UNITED COMMUNITIES | 14.8 | 0 | Residential | 1 | FORT DIX | 8640 | 13 | TRINITY HEATING AND AIR | JCP&L | No | Complete | 2013-07-08 | 2013-11-06 | 2013-12-06 | 2013-12-06
SRP19801 | SREC Solar | HAYDINGER | UNITED COMMUNITIES | 14.8 | 0 | Residential | 1 | FORT DIX | 8640 | 13 | TRINITY HEATING AND AIR | JCP&L | No | Complete | 2013-07-08 | 2013-11-06 | 2013-12-06 | 2013-12-06
SRP19802 | SREC Solar | HAYDINGER | UNITED COMMUNITIES | 4.5 | 0 | Residential | 1 | FORT DIX | 8640 | 13 | TRINITY HEATING AND AIR | JCP&L | No | Complete | 2013-07-08 | 2013-10-31 | 2013-12-09 | 2013-12-09
SRP19803 | SREC Solar | PONZINI |  | 5.39 | 0 | Residential | 1 | BARNEGAT | 8005 | 18 | ALLSEASON CONSTRUCTION | AC Electric | No | Complete | 2013-07-08 | 2014-01-24 | 2014-02-17 | 2014-02-17
SRP19804 | SREC Solar | DONLEY |  | 13.23 | 0 | Residential | 1 | RIO GRANDE | 8242 | 21 | ALLSEASON CONSTRUCTION | AC Electric | No | Complete | 2013-07-08 | 2013-10-24 | 2013-11-05 | 2013-11-05
SRP19805 | SREC Solar | ZOFCIN |  | 16.35 | 0 | Residential | 1 | LINDEN | 7036 | 10 | GREEN POWER ENERGY LLC | PSE&G BPU | No | Complete | 2013-07-08 | 2013-11-18 | 2013-11-26 | 2013-11-26
SRP19806 | SREC Solar | MARTINS |  | 6.37 | 0 | Residential | 1 | BOUND BROOK | 8805 | 5 | SOLARCITY CORPORATION | PSE&G BPU | No | Complete | 2013-07-08 | 2014-04-23 | 2014-05-13 | 2014-05-13
SRP19807 | SREC Solar | HO |  | 5.635 | 0 | Residential | 1 | EDISON | 8817 | 11 | SOLARCITY CORPORATION | PSE&G BPU | No | Complete | 2013-07-08 | 2013-11-08 | 2013-11-19 | 2013-11-19
SRP19809 | SREC Solar | HIGGINS |  | 6.37 | 0 | Residential | 1 | FORDS | 8863 | 11 | SOLARCITY CORPORATION | PSE&G BPU | No | Complete | 2013-07-08 | 2014-01-07 | 2014-01-17 | 2014-01-17
SRP19810 | SREC Solar | TOWNSEND |  | 7.75 | 0 | Residential | 1 | COLONIA | 7067 | 10 | KOPP ELECTRIC COMPANY | PSE&G BPU | No | Complete | 2013-07-08 | 2013-10-28 | 2013-10-31 | 2013-10-31
SRP19811 | SREC Solar | TIMBIANO |  | 6.5 | 0 | Residential | 1 | PASSAIC | 7055 | 6 | ROOF DIAGNOSTICS INC | PSE&G BPU | No | Complete | 2013-07-08 | 2014-05-30 | 2014-06-05 | 2014-06-05
SRP19812 | SREC Solar | FONT |  | 5.5 | 0 | Residential | 1 | BRICK | 8723 | 18 | ROOF DIAGNOSTICS INC | JCP&L | No | Complete | 2013-07-08 | 2014-05-30 | 2014-06-05 | 2014-06-05
SRP19813 | SREC Solar | PEREZ |  | 7.5 | 0 | Residential | 1 | NORTH PALINFIELD | 7063 | 10 | ROOF DIAGNOSTICS INC | PSE&G BPU | No | Complete | 2013-07-08 | 2014-04-24 | 2014-04-30 | 2014-04-30
SRP19814 | SREC Solar | TEDESCHI |  | 8.25 | 0 | Residential | 1 | MANAHAWKIN | 8050 | 18 | ROOF DIAGNOSTICS INC | AC Electric | No | Complete | 2013-07-08 | 2014-02-24 | 2014-03-12 | 2014-03-12
SRP19815 | SREC Solar | MOREL |  | 5.25 | 0 | Residential | 1 | MIDDLESEX | 8846 | 11 | ROOF DIAGNOSTICS INC | PSE&G BPU | No | Complete | 2013-07-08 | 2014-03-21 | 2014-04-07 | 2014-04-07
SRP19816 | SREC Solar | WU |  | 6.7 | 0 | Residential | 0 | ENGLEWOOD CLIFFS | 7632 | 7 | AMERGY SOLAR | PSE&G BPU | No | Complete | 2013-07-08 | 2014-03-06 | 2014-03-14 | 2014-03-14
SRP19817 | SREC Solar | HAYDINGER | UNITED COMMUNITIES | 8.1 | 0 | Residential | 1 | FORT DIX | 8640 | 13 | TRINITY HEATING AND AIR | JCP&L | No | Complete | 2013-07-08 | 2013-11-01 | 2013-12-09 | 2013-12-09
SRP19818 | SREC Solar | HAYDINGER | UNITED COMMUNITIES | 8.775 | 0 | Residential | 1 | FORT DIX | 8640 | 13 | TRINITY HEATING AND AIR | JCP&L | No | Complete | 2013-07-08 | 2013-10-31 | 2013-12-06 | 2013-12-06
SRP19819 | SREC Solar | HAYDINGER | UNITED COMMUNITIES | 8.775 | 0 | Residential | 1 | FORT DIX | 8640 | 13 | TRINITY HEATING AND AIR | JCP&L | No | Complete | 2013-07-08 | 2013-10-15 | 2013-12-11 | 2013-12-11
SRP19820 | SREC Solar | HAYDINGER | UNITED COMMUNITIES | 8.775 | 0 | Residential | 1 | FORT DIX | 8640 | 13 | TRINITY HEATING AND AIR | JCP&L | No | Complete | 2013-07-08 | 2013-11-06 | 2013-12-06 | 2013-12-06
SRP19821 | SREC Solar | HAYDINGER | UNITED COMMUNITIES | 8.775 | 0 | Residential | 1 | FORT DIX | 8640 | 13 | TRINITY HEATING AND AIR | JCP&L | No | Complete | 2013-07-08 | 2013-10-31 | 2013-12-09 | 2013-12-09
SRP19822 | SREC Solar | HAYDINGER | UNITED COMMUNITIES | 8.1 | 0 | Residential | 1 | FORT DIX | 8640 | 13 | TRINITY HEATING AND AIR | JCP&L | No | Complete | 2013-07-08 | 2013-11-01 | 2013-12-11 | 2013-12-11
SRP19823 | SREC Solar | HAYDINGER | UNITED COMMUNITIES | 8.775 | 0 | Residential | 1 | FORT DIX | 8640 | 13 | TRINITY HEATING AND AIR | JCP&L | No | Complete | 2013-07-08 | 2013-10-30 | 2013-12-09 | 2013-12-09
SRP19824 | SREC Solar | SHAW |  | 7.75 | 0 | Residential | 1 | PHILLIPSBURG | 8865 | 2 | ROOF DIAGNOSTICS INC | JCP&L | No | Complete | 2013-07-08 | 2014-02-24 | 2014-03-12 | 2014-03-12
SRP19825 | SREC Solar | HOLZHAUER |  | 8.75 | 0 | Residential | 1 | ANDOVER | 7821 | 1 | ROOF DIAGNOSTICS INC | JCP&L | No | Complete | 2013-07-08 | 2014-03-13 | 2014-04-10 | 2014-04-10
SRP19826 | SREC Solar | MARGOLIES |  | 5.865 | 0 | Residential | 1 | HOWELL | 7731 | 17 | ROOF DIAGNOSTICS INC | JCP&L | No | Complete | 2013-07-08 | 2013-07-24 | 2013-08-01 | 2013-08-01
SRP19827 | SREC Solar | KLEIN |  | 4.25 | 0 | Residential | 1 | HILLSBOROUGH | 8844 | 5 | ROOF DIAGNOSTICS INC | PSE&G BPU | No | Complete | 2013-07-08 | 2014-03-21 | 2014-04-04 | 2014-04-04
SRP19828 | SREC Solar | WHITE |  | 5 | 0 | Residential | 1 | TOMS RIVER | 8757 | 18 | ROOF DIAGNOSTICS INC | JCP&L | No | Complete | 2013-07-08 | 2013-12-30 | 2014-01-16 | 2014-01-16
SRP19829 | SREC Solar | DAGANYA |  | 7.2 | 0 | Residential | 1 | BELMAR | 7719 | 17 | ROOF DIAGNOSTICS INC | JCP&L | No | Complete | 2013-07-08 | 2013-07-24 | 2013-09-03 | 2013-09-03
SRP19830 | SREC Solar | GUZMAN |  | 5.52 | 0 | Residential | 1 | BAYONNE | 7002 | 8 | ROOF DIAGNOSTICS INC | PSE&G BPU | No | Complete | 2013-07-08 | 2013-08-06 | 2013-08-09 | 2013-08-09
SRP19831 | SREC Solar | BENANTI |  | 9 | 0 | Residential | 1 | FAIR LAWN | 7410 | 7 | ROOF DIAGNOSTICS INC | PSE&G BPU | No | Complete | 2013-07-08 | 2014-02-06 | 2014-02-24 | 2014-02-24
SRP19832 | SREC Solar | KALWAITIS |  | 6.615 | 0 | Residential | 1 | BORDENTOWN | 8505 | 13 | SOLULAR LLC. II | PSE&G BPU | No | Complete | 2013-07-08 | 2014-06-25 | 2014-07-23 | 2014-07-23
SRP19833 | SREC Solar | PETITCLAIR |  | 6 | 0 | Residential | 1 | BRICK | 8723 | 18 | ROOF DIAGNOSTICS INC | JCP&L | No | Complete | 2013-07-08 | 2014-03-13 | 2014-03-26 | 2014-03-26
SRP19834 | SREC Solar | MCNEAL |  | 12.005 | 0 | Residential | 1 | CAPE MAY | 8204 | 21 | ALLSEASON CONSTRUCTION | AC Electric | No | Complete | 2013-07-08 | 2013-11-06 | 2013-11-26 | 2013-11-26
SRP19835 | SREC Solar | SMITH |  | 10.29 | 0 | Residential | 1 | GALLOWAY | 8205 | 19 | ALLSEASON CONSTRUCTION | AC Electric | No | Complete | 2013-07-08 | 2013-10-30 | 2013-11-07 | 2013-11-07
SRP19836 | SREC Solar | CRISPO |  | 5.635 | 0 | Residential | 1 | DIVIDING CREEK | 8315 | 20 | ALLSEASON CONSTRUCTION | AC Electric | No | Complete | 2013-07-08 | 2014-03-12 | 2014-03-19 | 2014-03-19
SRP19839 | SREC Solar | GALLOWAY |  | 17.15 | 0 | Residential | 1 | BUENA | 8310 | 19 | ALLSEASON CONSTRUCTION | AC Electric | No | Complete | 2013-07-08 | 2014-02-07 | 2014-02-24 | 2014-02-24
SRP19840 | SREC Solar | PROVINI |  | 5.75 | 0 | Residential | 1 | BEDMINSTER | 7921 | 5 | TRINITY HEATING AND AIR | JCP&L | No | Complete | 2013-07-08 | 2013-08-28 | 2013-09-04 | 2013-09-04
SRP19842 | SREC Solar | CIPOLLA |  | 10.75 | 0 | Residential | 1 | MONROE | 8831 | 11 | TRINITY HEATING AND AIR | JCP&L | No | Complete | 2013-07-08 | 2013-08-27 | 2013-09-04 | 2013-09-04
SRP19843 | SREC Solar | PEREZ |  | 5.39 | 0 | Residential | 1 | WEST DEPTFORD | 8086 | 15 | SOLULAR LLC. II | PSE&G BPU | No | Complete | 2013-07-08 | 2014-06-25 | 2014-07-09 | 2014-07-09
SRP19844 | SREC Solar | CONSTANTINO |  | 7.35 | 0 | Residential | 1 | EHT | 8234 | 19 | ACOS ENERGY, LLC | AC Electric | No | Complete | 2013-07-08 | 2014-06-25 | 2014-07-08 | 2014-07-08
SRP19845 | SREC Solar | BOYLE |  | 8.085 | 0 | Residential | 1 | NORTH CAPE MAY | 8204 | 21 | ACOS ENERGY, LLC | AC Electric | No | Complete | 2013-07-08 | 2014-03-21 | 2014-04-04 | 2014-04-04
SRP19846 | SREC Solar | SAS |  | 6.25 | 0 | Residential | 1 | SOMERSET | 8873 | 5 | ROOF DIAGNOSTICS INC | PSE&G BPU | No | Complete | 2013-07-08 | 2014-03-11 | 2014-04-10 | 2014-04-10
SRP19847 | SREC Solar | LICHTENFELD |  | 8.085 | 0 | Residential | 1 | ROBBINSVILLE | 8691 | 12 | RELIABLE POWER SERVICES, INC. | PSE&G BPU | No | Complete | 2013-07-08 | 2014-01-21 | 2014-02-18 | 2014-02-18
SRP19848 | SREC Solar | KUCERAVY |  | 7 | 0 | Residential | 1 | HASBROUCK HEIGHTS | 7604 | 7 | ROOF DIAGNOSTICS INC | PSE&G BPU | No | Complete | 2013-07-08 | 2014-05-23 | 2014-07-01 | 2014-07-01
SRP19849 | SREC Solar | GARB | HARTZ MOUNTAIN INDUSTRIES | 828.1 | 0 | Commercial | 1 | NEWARK CITY | 7105 | 9 | SOLAR ENERGY SYSTEMS | PSE&G BPU | No | Complete | 2013-07-08 | 2014-01-07 | 2014-01-15 | 2014-01-15
SRP19850 | SREC Solar | SMITH |  | 7.5 | 0 | Residential | 1 | FLORENCE | 8518 | 13 | ROOF DIAGNOSTICS INC | PSE&G BPU | No | Complete | 2013-07-08 | 2014-03-13 | 2014-03-25 | 2014-03-25
SRP19851 | SREC Solar | PEJOSKI |  | 7.35 | 0 | Residential | 1 | JACKSON | 8527 | 18 | RELIABLE POWER SERVICES, INC. | JCP&L | No | Complete | 2013-07-08 | 2014-04-28 | 2014-05-05 | 2014-05-05
SRP19852 | SREC Solar | REIDINGER |  | 7.84 | 0 | Residential | 1 | FORKED RIVER | 8731 | 18 | RELIABLE POWER SERVICES, INC. | JCP&L | No | Complete | 2013-07-08 | 2014-02-05 | 2014-02-21 | 2014-02-21
SRP19853 | SREC Solar | HAYDINGER | UNITED COMMUNITIES | 5.55 | 0 | Residential | 1 | FORT DIX | 8640 | 13 | TRINITY HEATING AND AIR | JCP&L | No | Complete | 2013-07-08 | 2013-11-08 | 2013-12-09 | 2013-12-09
SRP19854 | SREC Solar | LYNCH |  | 10.045 | 0 | Residential | 1 | WALL | 7719 | 17 | RELIABLE POWER SERVICES, INC. | JCP&L | No | Complete | 2013-07-08 | 2014-02-18 | 2014-03-03 | 2014-03-03
SRP19855 | SREC Solar | HAYDINGER | UNITED COMMUNITIES | 7.4 | 0 | Residential | 1 | FORT DIX | 8640 | 13 | TRINITY HEATING AND AIR | JCP&L | No | Complete | 2013-07-08 | 2013-11-06 | 2013-12-06 | 2013-12-06
SRP19856 | SREC Solar | BERNARDO |  | 9.31 | 0 | Residential | 1 | CHESTERFIELD | 8515 | 13 | SOLULAR LLC. II | PSE&G BPU | No | Complete | 2013-07-08 | 2013-12-19 | 2014-01-06 | 2014-01-06
SRP19857 | SREC Solar | ORIENTE |  | 7.5 | 0 | Residential | 1 | CLIFFSIDE PARK | 7010 | 7 | ROOF DIAGNOSTICS INC | PSE&G BPU | No | Complete | 2013-07-08 | 2014-04-24 | 2014-05-22 | 2014-05-22
SRP19858 | SREC Solar | HAYDINGER | UNITED COMMUNITIES | 7.4 | 0 | Residential | 1 | FORT DIX | 8640 | 13 | TRINITY HEATING AND AIR | JCP&L | No | Complete | 2013-07-08 | 2013-11-06 | 2013-12-06 | 2013-12-06
SRP19859 | SREC Solar | HAYDINGER | UNITED COMMUNITIES | 8.14 | 0 | Residential | 1 | FORT DIX | 8640 | 13 | TRINITY HEATING AND AIR | JCP&L | No | Complete | 2013-07-08 | 2013-11-06 | 2013-12-06 | 2013-12-06
SRP19860 | SREC Solar | HAYDINGER | UNITED COMMUNITIES | 8.14 | 0 | Residential | 1 | FORT DIX | 8640 | 13 | TRINITY HEATING AND AIR | JCP&L | No | Complete | 2013-07-08 | 2013-11-08 | 2013-12-09 | 2013-12-09
SRP19861 | SREC Solar | HAYDINGER | UNITED COMMUNITIES | 7.4 | 0 | Residential | 1 | FORT DIX | 8640 | 13 | TRINITY HEATING AND AIR | JCP&L | No | Complete | 2013-07-08 | 2013-11-15 | 2013-12-06 | 2013-12-06
SRP19862 | SREC Solar | HAYDINGER | UNITED COMMUNITIES | 12.21 | 0 | Residential | 1 | FORT DIX | 8641 | 13 | TRINITY HEATING AND AIR | JCP&L | No | Complete | 2013-07-08 | 2013-11-15 | 2013-12-06 | 2013-12-06
SRP19863 | SREC Solar | HAYDINGER | UNITED COMMUNITIES | 7.4 | 0 | Residential | 1 | FORT DIX | 8640 | 13 | TRINITY HEATING AND AIR | JCP&L | No | Complete | 2013-07-08 | 2013-11-15 | 2013-12-06 | 2013-12-06
SRP19864 | SREC Solar | HAYDINGER | UNITED COMMUNITES | 8.775 | 0 | Residential | 1 | FORT DIX | 8640 | 13 | TRINITY HEATING AND AIR | JCP&L | No | Complete | 2013-07-08 | 2013-11-06 | 2013-12-06 | 2013-12-06
SRP19865 | SREC Solar | HAYDINGER | UNITED COMMUNITIES | 7.4 | 0 | Residential | 1 | FORT DIX | 8640 | 13 | TRINITY HEATING AND AIR | JCP&L | No | Complete | 2013-07-08 | 2013-11-06 | 2013-12-06 | 2013-12-06
SRP19866 | SREC Solar | HAYDINGER | UNITED COMMUNITIES | 8.775 | 0 | Residential | 1 | FORT DIX | 8640 | 13 | TRINITY HEATING AND AIR | JCP&L | No | Complete | 2013-07-08 | 2013-11-15 | 2013-12-06 | 2013-12-06
SRP19867 | SREC Solar | HAYDINGER | UNITED COMMUNITIES | 7.4 | 0 | Residential | 1 | FORT DIX | 8640 | 13 | TRINITY HEATING AND AIR | JCP&L | No | Complete | 2013-07-08 | 2013-10-30 | 2013-12-09 | 2013-12-09
SRP19868 | SREC Solar | HAYDINGER | UNITED COMMUNITIES | 8.775 | 0 | Residential | 1 | FORT DIX | 8640 | 13 | TRINITY HEATING AND AIR | JCP&L | No | Complete | 2013-07-08 | 2013-11-15 | 2013-12-06 | 2013-12-06
SRP19869 | SREC Solar | HAYDINGER | UNITED COMMUNITIES | 7.4 | 0 | Residential | 1 | FORT DIX | 8640 | 13 | TRINITY HEATING AND AIR | JCP&L | No | Complete | 2013-07-08 | 2013-10-30 | 2013-12-09 | 2013-12-09
SRP19870 | SREC Solar | HAYDINGER | UNITED COMMUNITIES | 8.775 | 0 | Residential | 1 | FORT DIX | 8640 | 13 | TRINITY HEATING AND AIR | JCP&L | No | Complete | 2013-07-08 | 2013-11-15 | 2013-12-06 | 2013-12-06
SRP19871 | SREC Solar | HAYDINGER | UNITED COMMUNITES | 7.4 | 0 | Residential | 1 | FORT DIX | 8640 | 13 | TRINITY HEATING AND AIR | JCP&L | No | Complete | 2013-07-08 | 2013-10-30 | 2013-12-09 | 2013-12-09
SRP19872 | SREC Solar | HAYDINGER | UNITED COMMUNITIES | 7.4 | 0 | Residential | 1 | FORT DIX | 8640 | 13 | TRINITY HEATING AND AIR | JCP&L | No | Complete | 2013-07-08 | 2013-11-15 | 2013-12-06 | 2013-12-06
SRP19873 | SREC Solar | HAYDINGER | UNITED COMMUNITIES | 4.95 | 0 | Residential | 1 | FORT DIX | 8640 | 13 | TRINITY HEATING AND AIR | JCP&L | No | Complete | 2013-07-08 | 2013-11-08 | 2013-12-09 | 2013-12-09
SRP19874 | SREC Solar | HAYDINGER | UNITED COMMUNITIES | 5.4 | 0 | Residential | 1 | FORT DIX | 8640 | 13 | TRINITY HEATING AND AIR | JCP&L | No | Complete | 2013-07-08 | 2013-11-06 | 2013-12-06 | 2013-12-06
SRP19875 | SREC Solar | HAYDINGER | UNITED COMMUNITIES | 5.55 | 0 | Residential | 1 | FORT DIX | 8640 | 13 | TRINITY HEATING AND AIR | JCP&L | No | Complete | 2013-07-08 | 2013-11-15 | 2013-12-06 | 2013-12-06
SRP19876 | SREC Solar | HAYDINGER | UNITED COMMUNITIES | 5.55 | 0 | Residential | 1 | FORT DIX | 8640 | 13 | TRINITY HEATING AND AIR | JCP&L | No | Complete | 2013-07-08 | 2013-11-15 | 2013-12-06 | 2013-12-06
SRP19877 | SREC Solar | HAYDINGER | UNITED COMMUNITIES | 7.4 | 0 | Residential | 1 | FORT DIX | 8640 | 13 | TRINITY HEATING AND AIR | JCP&L | No | Complete | 2013-07-08 | 2013-10-30 | 2013-12-09 | 2013-12-09
SRP19878 | SREC Solar | HAYDINGER | UNITED COMMUNITIES | 14.8 | 0 | Residential | 1 | FORT DIX | 8640 | 13 | TRINITY HEATING AND AIR | JCP&L | No | Complete | 2013-07-08 | 2013-11-14 | 2013-12-06 | 2013-12-06
SRP19879 | SREC Solar | HAYDINGER | UNITED COMMUNITIES | 4.95 | 0 | Residential | 1 | FORT DIX | 8640 | 13 | TRINITY HEATING AND AIR | JCP&L | No | Complete | 2013-07-08 | 2013-11-06 | 2013-12-06 | 2013-12-06
SRP19880 | SREC Solar | HAYDINGER | UNITED COMMUNITIES | 8.775 | 0 | Residential | 1 | FORT DIX | 8640 | 13 | TRINITY HEATING AND AIR | JCP&L | No | Complete | 2013-07-08 | 2013-11-14 | 2013-12-30 | 2013-12-30
SRP19881 | SREC Solar | HAYDINGER | UNITED COMMUNITIES | 14.8 | 0 | Residential | 1 | FORT DIX | 8640 | 13 | TRINITY HEATING AND AIR | JCP&L | No | Complete | 2013-07-08 | 2013-11-08 | 2013-12-09 | 2013-12-09
SRP19882 | SREC Solar | HAYDINGER | UNITED COMMUNITIES | 14.8 | 0 | Residential | 1 | FORT DIX | 8640 | 13 | TRINITY HEATING AND AIR | JCP&L | No | Complete | 2013-07-08 | 2013-11-14 | 2013-12-30 | 2013-12-30
SRP19883 | SREC Solar | HAYDINGER | UNITED COMMUNITIES | 8.775 | 0 | Residential | 1 | FORT DIX | 8640 | 13 | TRINITY HEATING AND AIR | JCP&L | No | Complete | 2013-07-08 | 2013-11-14 | 2013-12-06 | 2013-12-06
SRP19885 | SREC Solar | HAYDINGER | UNITED COMMUNITIES | 4.95 | 0 | Residential | 1 | FORT DIX | 8640 | 13 | TRINITY HEATING AND AIR | JCP&L | No | Complete | 2013-07-08 | 2013-11-06 | 2013-12-06 | 2013-12-06
SRP19886 | SREC Solar | HAYDINGER | UNITED COMMUNITIES | 8.775 | 0 | Residential | 1 | FORT DIX | 8640 | 13 | TRINITY HEATING AND AIR | JCP&L | No | Complete | 2013-07-08 | 2013-11-14 | 2013-12-06 | 2013-12-06
SRP19888 | SREC Solar | HAYDINGER | UNITED COMMUNITIES | 8.775 | 0 | Residential | 1 | FORT DIX | 8640 | 13 | TRINITY HEATING AND AIR | JCP&L | No | Complete | 2013-07-08 | 2013-11-14 | 2013-12-06 | 2013-12-06
SRP19889 | SREC Solar | JUNG |  | 4.32 | 0 | Residential | 0 | MORGANVILLE | 7751 | 17 | SUN ENERGY GROUP | JCP&L | No | Complete | 2013-07-08 | 2014-02-25 | 2014-03-12 | 2014-03-12
SRP19890 | SREC Solar | HAYDINGER | UNITED COMMUNITIES | 7.4 | 0 | Residential | 1 | FORT DIX | 8640 | 13 | TRINITY HEATING AND AIR | JCP&L | No | Complete | 2013-07-08 | 2013-11-14 | 2013-12-06 | 2013-12-06
SRP19891 | SREC Solar | HAYDINGER | UNITED COMMUNITIES | 8.14 | 0 | Residential | 1 | FORT DIX | 8640 | 13 | TRINITY HEATING AND AIR | JCP&L | No | Complete | 2013-07-08 | 2013-11-06 | 2013-12-11 | 2013-12-11
SRP19892 | SREC Solar | HAYDINGER | UNITED COMMUNITIES | 7.4 | 0 | Residential | 1 | FORT DIX | 8640 | 13 | TRINITY HEATING AND AIR | JCP&L | No | Complete | 2013-07-08 | 2013-11-14 | 2013-12-27 | 2013-12-27
SRP19893 | SREC Solar | SIMPKINS |  | 13.5 | 0 | Residential | 1 | GLOUCESTER TOWNSHIP | 8012 | 14 | SOLARCITY CORPORATION | JCP&L | No | Complete | 2013-07-08 | 2014-01-24 | 2014-01-30 | 2014-01-30
SRP19894 | SREC Solar | HAYDINGER | UNITED COMMUNITIES | 7.4 | 0 | Residential | 1 | FORT DIX | 8640 | 13 | TRINITY HEATING AND AIR | JCP&L | No | Complete | 2013-07-08 | 2013-11-14 | 2013-12-06 | 2013-12-06
SRP19895 | SREC Solar | HAYDINGER | UNITED COMMUNITIES | 13.725 | 0 | Residential | 1 | MCGUIRE AFB | 8640 | 13 | TRINITY HEATING AND AIR | JCP&L | No | Complete | 2013-07-08 | 2013-11-14 | 2013-12-06 | 2013-12-06
SRP19896 | SREC Solar | HAYDINGER | UNITED COMMUNITIES | 5.4 | 0 | Residential | 1 | FORT DIX | 8640 | 13 | TRINITY HEATING AND AIR | JCP&L | No | Complete | 2013-07-08 | 2013-11-06 | 2013-12-11 | 2013-12-11
SRP19897 | SREC Solar | HAYDINGER | UNITED COMMUNITES | 11.84 | 0 | Residential | 1 | FORT DIX | 8640 | 13 | TRINITY HEATING AND AIR | JCP&L | No | Complete | 2013-07-08 | 2013-11-14 | 2013-12-06 | 2013-12-06
SRP19899 | SREC Solar | HAYDINGER | UNITED COMMUNITIES | 5.4 | 0 | Residential | 1 | FORT DIX | 8640 | 13 | TRINITY HEATING AND AIR | JCP&L | No | Complete | 2013-07-08 | 2013-11-14 | 2013-12-06 | 2013-12-06
SRP19900 | SREC Solar | HAYDINGER | UNITED COMMUNITES | 10.8 | 0 | Residential | 1 | FORT DIX | 8640 | 13 | TRINITY HEATING AND AIR | JCP&L | No | Complete | 2013-07-08 | 2013-11-08 | 2013-12-09 | 2013-12-09
SRP19901 | SREC Solar | HAYDINGER | UNITED COMMUNITIES | 5.4 | 0 | Residential | 1 | FORT DIX | 8640 | 13 | TRINITY HEATING AND AIR | JCP&L | No | Complete | 2013-07-08 | 2013-11-14 | 2013-12-06 | 2013-12-06
SRP19902 | SREC Solar | HAYDINGER | UNITED COMMUNITIES | 8.14 | 0 | Residential | 1 | FORT DIX | 8640 | 13 | TRINITY HEATING AND AIR | JCP&L | No | Complete | 2013-07-08 | 2013-11-06 | 2013-12-06 | 2013-12-06
SRP19903 | SREC Solar | HAYDINGER | UNITED COMMUNITIES | 4.95 | 0 | Residential | 1 | FORT DIX | 8640 | 13 | TRINITY HEATING AND AIR | JCP&L | No | Complete | 2013-07-08 | 2013-11-08 | 2013-12-09 | 2013-12-09
SRP19904 | SREC Solar | HAYDINGER | UNITED COMMUNITIES | 5.4 | 0 | Residential | 1 | FORT DIX | 8640 | 13 | TRINITY HEATING AND AIR | JCP&L | No | Complete | 2013-07-08 | 2013-11-14 | 2013-12-06 | 2013-12-06
SRP19905 | SREC Solar | HAYDINGER | UNITED COMMUNITES | 8.14 | 0 | Residential | 1 | FORT DIX | 8640 | 13 | TRINITY HEATING AND AIR | JCP&L | No | Complete | 2013-07-08 | 2013-11-06 | 2013-12-06 | 2013-12-06
SRP19906 | SREC Solar | HAYDINGER | UNITED COMMUNITES | 8.14 | 0 | Residential | 1 | FORT DIX | 8640 | 13 | TRINITY HEATING AND AIR | JCP&L | No | Complete | 2013-07-08 | 2013-11-14 | 2013-12-06 | 2013-12-06
SRP19907 | SREC Solar | HAYDINGER | UNITED COMMUNITES | 8.14 | 0 | Residential | 1 | FORT DIX | 8641 | 13 | TRINITY HEATING AND AIR | JCP&L | No | Complete | 2013-07-08 | 2013-10-22 | 2013-12-11 | 2013-12-11
SRP19909 | SREC Solar | HAYDINGER | UNITED COMMUNITIES | 8.775 | 0 | Residential | 1 | FORT DIX | 8640 | 13 | TRINITY HEATING AND AIR | JCP&L | No | Complete | 2013-07-08 | 2013-11-14 | 2013-12-06 | 2013-12-06
SRP19910 | SREC Solar | MARTINEZ |  | 5.39 | 0 | Residential | 1 | ABSECON | 8201 | 19 | ALLSEASON CONSTRUCTION | AC Electric | No | Complete | 2013-07-08 | 2013-08-22 | 2013-08-28 | 2013-08-28
SRP19911 | SREC Solar | HAYDINGER | UNITED COMMUNITIES | 8.14 | 0 | Residential | 1 | FORT DIX | 8640 | 13 | TRINITY HEATING AND AIR | JCP&L | No | Complete | 2013-07-08 | 2013-11-08 | 2013-12-09 | 2013-12-09
SRP19912 | SREC Solar | HAYDINGER | UNITED COMMUNITIES | 8.14 | 0 | Residential | 1 | FORT DIX | 8640 | 13 | TRINITY HEATING AND AIR | JCP&L | No | Complete | 2013-07-08 | 2013-11-14 | 2013-12-06 | 2013-12-06
SRP19913 | SREC Solar | DOYLE |  | 3.06 | 0 | Residential | 0 | LIVINGSTON | 7039 | 9 | TOTAL EXTERIORS | PSE&G BPU | No | Complete | 2013-07-08 | 2014-07-02 | 2014-07-10 | 2014-07-10
SRP19914 | SREC Solar | KROPP |  | 6.12 | 0 | Residential | 0 | PORT MURRAY | 7865 | 2 | TOTAL EXTERIORS | JCP&L | No | Complete | 2013-07-08 | 2014-04-07 | 2014-04-18 | 2014-04-18
SRP19915 | SREC Solar | BOOKER |  | 8.575 | 0 | Residential | 1 | MT LAUREL | 8054 | 13 | SOLARCITY CORPORATION | PSE&G BPU | No | Complete | 2013-07-08 | 2013-10-14 | 2013-10-16 | 2013-10-16
SRP19916 | SREC Solar | PASQUARIELLO |  | 5 | 0 | Residential | 1 | OCEANPORT | 7757 | 17 | TOTAL EXTERIORS | JCP&L | No | Complete | 2013-07-08 | 2013-12-06 | 2013-12-18 | 2013-12-18
SRP19917 | SREC Solar | FALCHETTI |  | 12.25 | 0 | Residential | 1 | LEHT | 8087 | 18 | ALLSEASON CONSTRUCTION | AC Electric | No | Complete | 2013-07-08 | 2013-10-24 | 2013-11-05 | 2013-11-05
SRP19919 | SREC Solar | HAYDINGER | UNITED COMMUNIITES | 8.14 | 0 | Residential | 1 | FORT DIX | 8640 | 13 | TRINITY HEATING AND AIR | JCP&L | No | Complete | 2013-07-08 | 2013-11-06 | 2013-12-09 | 2013-12-09
SRP19920 | SREC Solar | HAYDINGER | UNITED COMMUNITIES | 14.8 | 0 | Residential | 1 | FORT DIX | 8640 | 13 | TRINITY HEATING AND AIR | JCP&L | No | Complete | 2013-07-08 | 2013-11-14 | 2013-12-06 | 2013-12-06
SRP19921 | SREC Solar | HAYDINGER | UNITED COMMUNITES | 8.14 | 0 | Residential | 1 | FORT DIX | 8640 | 13 | TRINITY HEATING AND AIR | JCP&L | No | Complete | 2013-07-08 | 2013-11-06 | 2013-12-06 | 2013-12-06
SRP19922 | SREC Solar | HAYDINGER | UNITED COMMUNITIES | 8.14 | 0 | Residential | 1 | FORT DIX | 8640 | 13 | TRINITY HEATING AND AIR | JCP&L | No | Complete | 2013-07-08 | 2013-11-06 | 2013-12-06 | 2013-12-06
SRP19923 | SREC Solar | HAYDINGER | UNITED COMMUNITIES | 8.1 | 0 | Residential | 1 | FORT DIX | 8640 | 13 | TRINITY HEATING AND AIR | JCP&L | No | Complete | 2013-07-08 | 2013-10-16 | 2013-12-09 | 2013-12-09
SRP19924 | SREC Solar | HAYDINGER | UNITED COMMUNITIES | 10.8 | 0 | Residential | 1 | FORT DIX | 8640 | 13 | TRINITY HEATING AND AIR | JCP&L | No | Complete | 2013-07-08 | 2013-11-14 | 2013-12-06 | 2013-12-06
SRP19925 | SREC Solar | TUTAK |  | 4.59 | 0 | Residential | 0 | CLIFTON | 7012 | 6 | TOTAL EXTERIORS | PSE&G BPU | No | Complete | 2013-07-08 | 2013-08-09 | 2013-08-27 | 2013-08-27
SRP19926 | SREC Solar | HAYDINGER | UNITED COMMUNIITES | 8.14 | 0 | Residential | 1 | FORT DIX | 8640 | 13 | TRINITY HEATING AND AIR | JCP&L | No | Complete | 2013-07-08 | 2013-11-06 | 2013-12-06 | 2013-12-06
SRP19928 | SREC Solar | HENRIQUES |  | 7.99 | 0 | Residential | 1 | KEARNY | 7032 | 8 | VIVINT SOLAR | PSE&G BPU | No | Complete | 2013-07-08 | 2014-05-01 | 2014-05-08 | 2014-05-08
SRP19929 | SREC Solar | GORECKI |  | 10.535 | 0 | Residential | 1 | SEWAREN | 7077 | 11 | VIVINT SOLAR | PSE&G BPU | No | Complete | 2013-07-08 | 2013-10-25 | 2013-11-06 | 2013-11-06
SRP19930 | SREC Solar | BRAVO |  | 4.08 | 0 | Residential | 0 | BERGENFIELD | 7621 | 7 | TOTAL EXTERIORS | PSE&G BPU | No | Complete | 2013-07-08 | 2014-03-20 | 2014-03-27 | 2014-03-27
SRP19931 | SREC Solar | RIOS |  | 2.695 | 0 | Residential | 1 | ELIZABETH | 7208 | 10 | VIVINT SOLAR | PSE&G BPU | No | Complete | 2013-07-08 | 2013-12-12 | 2013-12-19 | 2013-12-19
SRP19932 | SREC Solar | PHILLIPS |  | 4.655 | 0 | Residential | 1 | TOMS RIVER | 8757 | 18 | EZNERGY LLC | JCP&L | No | Complete | 2013-07-08 | 2013-09-25 | 2013-09-30 | 2013-09-30
SRP19933 | SREC Solar | PEARCE |  | 6.37 | 0 | Residential | 1 | MANASQUAN | 8738 | 18 | EZNERGY LLC | JCP&L | No | Complete | 2013-07-08 | 2013-09-25 | 2013-09-30 | 2013-09-30
SRP19934 | SREC Solar | PATEL |  | 10.5 | 0 | Residential | 1 | BERLIN TWP | 8009 | 14 | SOLARCITY CORPORATION | AC Electric | No | Complete | 2013-07-08 | 2013-10-31 | 2013-11-08 | 2013-11-08
SRP19935 | SREC Solar | NGUYEN |  | 7.285 | 0 | Residential | 1 | LITTLE FERRY | 7643 | 7 | VIVINT SOLAR | PSE&G BPU | No | Complete | 2013-07-15 | 2014-10-13 | 2014-10-24 | 2014-10-24
SRP19936 | SREC Solar | DEMEZA |  | 4.56 | 0 | Residential | 1 | SOMERSET | 8873 | 5 | VIVINT SOLAR | PSE&G BPU | No | Complete | 2013-07-15 | 2013-11-26 | 2014-01-21 | 2014-01-21
SRP19937 | SREC Solar | KOHUT |  | 6.75 | 0 | Residential | 1 | MANCHESTER | 8759 | 18 | SOLIGENT LEASING | JCP&L | No | Complete | 2013-07-15 | 2013-11-07 | 2013-11-19 | 2013-11-19
SRP19938 | SREC Solar | SHIN |  | 6.5 | 0 | Residential | 1 | SOMERSET | 8873 | 5 | TRINITY HEATING AND AIR | PSE&G BPU | No | Complete | 2013-07-15 | 2013-11-27 | 2013-12-18 | 2013-12-18
SRP19939 | SREC Solar | GWOZDZ |  | 4.9 | 0 | Residential | 1 | LEHT | 8087 | 18 | ALLSEASON CONSTRUCTION | AC Electric | No | Complete | 2013-07-15 | 2013-11-06 | 2013-11-13 | 2013-11-13
SRP19940 | SREC Solar | GESSER |  | 10.78 | 0 | Residential | 1 | MANAHWAKIN | 8050 | 18 | ALLSEASON CONSTRUCTION | AC Electric | No | Complete | 2013-07-15 | 2013-11-06 | 2013-11-13 | 2013-11-13
SRP19941 | SREC Solar | PENAGOS |  | 11.025 | 0 | Residential | 1 | BRIGATINE | 8203 | 19 | ALLSEASON CONSTRUCTION | AC Electric | No | Complete | 2013-07-15 | 2013-11-06 | 2013-11-13 | 2013-11-13
SRP19942 | SREC Solar | HAYDINGER | UNITED COMMUNITIES | 2.96 | 0 | Residential | 1 | FORT DIX | 8640 | 13 | TRINITY HEATING AND AIR | JCP&L | No | Complete | 2013-07-15 | 2013-11-08 | 2013-12-09 | 2013-12-09
SRP19943 | SREC Solar | RHUBART |  | 7.35 | 0 | Residential | 1 | PORT NORRIS | 8349 | 20 | ALLSEASON CONSTRUCTION | AC Electric | No | Complete | 2013-07-15 | 2013-11-06 | 2013-11-13 | 2013-11-13
SRP19944 | SREC Solar | HAYDINGER | UNITED COMMUNITIES | 15.54 | 0 | Residential | 1 | FORT DIX | 8640 | 13 | TRINITY HEATING AND AIR | JCP&L | No | Complete | 2013-07-15 | 2013-11-14 | 2013-12-06 | 2013-12-06
SRP19945 | SREC Solar | HAYDINGER | UNITED COMUNITIES | 7.4 | 0 | Residential | 1 | FORT DIX | 8640 | 13 | TRINITY HEATING AND AIR | JCP&L | No | Complete | 2013-07-15 | 2013-11-06 | 2013-12-06 | 2013-12-06
SRP19946 | SREC Solar | HAYDINGER | UNITED COMMUNITIES | 8.14 | 0 | Residential | 1 | FORT DIX | 8640 | 13 | TRINITY HEATING AND AIR | JCP&L | No | Complete | 2013-07-15 | 2013-11-06 | 2013-12-06 | 2013-12-06
SRP19947 | SREC Solar | HAYDINGER | UNITED COMMUNITIES | 8.1 | 0 | Residential | 1 | FORT DIX | 8640 | 13 | TRINITY HEATING AND AIR | JCP&L | No | Complete | 2013-07-15 | 2013-11-06 | 2013-12-06 | 2013-12-06
SRP19948 | SREC Solar | HAYDINGER | UNITED COMMUNITES | 7.425 | 0 | Residential | 1 | FORT DIX | 8640 | 13 | TRINITY HEATING AND AIR | JCP&L | No | Complete | 2013-07-15 | 2013-10-30 | 2013-12-09 | 2013-12-09
SRP19949 | SREC Solar | HAYDINGER | UNITED COMMUNITES | 13.57 | 0 | Residential | 1 | FORT DIX | 8640 | 13 | TRINITY HEATING AND AIR | JCP&L | No | Complete | 2013-07-15 | 2013-11-06 | 2013-12-06 | 2013-12-06
SRP19950 | SREC Solar | HAYDINGER | UNITED COMMUNITES | 5.52 | 0 | Residential | 1 | FORT DIX | 8640 | 13 | TRINITY HEATING AND AIR | JCP&L | No | Complete | 2013-07-15 | 2013-10-30 | 2013-12-09 | 2013-12-09
SRP19951 | SREC Solar | HAYDINGER | UNITED COMMUNITES | 11.04 | 0 | Residential | 1 | FORT DIX | 8640 | 13 | TRINITY HEATING AND AIR | JCP&L | No | Complete | 2013-07-15 | 2013-11-08 | 2013-12-09 | 2013-12-09
SRP19952 | SREC Solar | HAYDINGER | UNITED COMMUNITES | 56.98 | 0 | Commercial | 1 | FORT DIX | 8640 | 13 | TRINITY HEATING AND AIR | JCP&L | No | Complete | 2013-07-15 | 2013-09-06 | 2013-09-17 | 2013-09-17
SRP19953 | SREC Solar | HAYDINGER | UNITED COMMUNITES | 8.14 | 0 | Residential | 1 | FORT DIX | 8640 | 13 | TRINITY HEATING AND AIR | JCP&L | No | Complete | 2013-07-15 | 2013-11-14 | 2013-12-06 | 2013-12-06
SRP19954 | SREC Solar | HAYDINGER | UNITED COMMUNITIES | 8.14 | 0 | Residential | 1 | FORT DIX | 8640 | 13 | TRINITY HEATING AND AIR | JCP&L | No | Complete | 2013-07-15 | 2013-11-08 | 2013-12-09 | 2013-12-09
SRP19955 | SREC Solar | HAYDINGER | UNITED COMMUNITIES | 8.14 | 0 | Residential | 1 | FORT DIX | 8640 | 13 | TRINITY HEATING AND AIR | JCP&L | No | Complete | 2013-07-15 | 2013-11-06 | 2013-12-06 | 2013-12-06
SRP19956 | SREC Solar | HAYDINGER | UNITED COMMUNITES | 8.14 | 0 | Residential | 1 | FORT DIX | 8640 | 13 | TRINITY HEATING AND AIR | JCP&L | No | Complete | 2013-07-15 | 2013-11-14 | 2013-12-06 | 2013-12-06
SRP19957 | SREC Solar | HAYDINGER | UNITED COMMUNITIES | 8.14 | 0 | Residential | 1 | FORT DIX | 8640 | 13 | TRINITY HEATING AND AIR | JCP&L | No | Complete | 2013-07-15 | 2013-11-08 | 2013-12-06 | 2013-12-06
SRP19958 | SREC Solar | HAYDINGER | UNITED COMMUNITIES | 8.14 | 0 | Residential | 1 | FORT DIX | 8640 | 13 | TRINITY HEATING AND AIR | JCP&L | No | Complete | 2013-07-15 | 2013-11-08 | 2013-12-09 | 2013-12-09
SRP19959 | SREC Solar | HAYDINGER | UNITED COMMUNITES | 8.14 | 0 | Residential | 1 | FORT DIX | 8640 | 13 | TRINITY HEATING AND AIR | JCP&L | No | Complete | 2013-07-15 | 2013-11-06 | 2013-12-09 | 2013-12-09
SRP19960 | SREC Solar | HAYDINGER | UNITED COMMUNIITES | 8.1 | 0 | Residential | 1 | FORT DIX | 8640 | 13 | TRINITY HEATING AND AIR | JCP&L | No | Complete | 2013-07-15 | 2013-11-14 | 2013-12-27 | 2013-12-27
SRP19961 | SREC Solar | HAYDINGER | UNITED COMMUNITES | 8.14 | 0 | Residential | 1 | FORT DIX | 8640 | 13 | TRINITY HEATING AND AIR | JCP&L | No | Complete | 2013-07-15 | 2013-10-16 | 2013-12-11 | 2013-12-11
SRP19962 | SREC Solar | HAYDINGER | UNITED COMMUNITIES | 8.1 | 0 | Residential | 1 | FORT DIX | 8640 | 13 | TRINITY HEATING AND AIR | JCP&L | No | Complete | 2013-07-15 | 2013-11-06 | 2013-12-09 | 2013-12-09
SRP19963 | SREC Solar | HAYDINGER | UNITED COMMUNITES | 8.1 | 0 | Residential | 1 | FORT DIX | 8640 | 13 | TRINITY HEATING AND AIR | JCP&L | No | Complete | 2013-07-15 | 2013-11-06 | 2013-12-09 | 2013-12-09
SRP19964 | SREC Solar | HAYDINGER | UNITED COMMUNITES | 8.14 | 0 | Residential | 1 | FORT DIX | 8640 | 13 | TRINITY HEATING AND AIR | JCP&L | No | Complete | 2013-07-15 | 2013-11-14 | 2013-12-06 | 2013-12-06
SRP19965 | SREC Solar | HAYDINGER | UNITED COMMUNITES | 5.55 | 0 | Residential | 1 | FORT DIX | 8640 | 13 | TRINITY HEATING AND AIR | JCP&L | No | Complete | 2013-07-15 | 2013-11-07 | 2013-12-09 | 2013-12-09
SRP19966 | SREC Solar | HAYDINGER | UNITED COMMUNITES | 5.4 | 0 | Residential | 1 | FORT DIX | 8640 | 13 | TRINITY HEATING AND AIR | JCP&L | No | Complete | 2013-07-15 | 2013-10-16 | 2013-12-11 | 2013-12-11
SRP19967 | SREC Solar | HAYDINGER | UNITED COMMUNITES | 4.95 | 0 | Residential | 1 | FORT DIX | 8640 | 13 | TRINITY HEATING AND AIR | JCP&L | No | Complete | 2013-07-15 | 2013-11-07 | 2013-12-09 | 2013-12-09
SRP19968 | SREC Solar | HAYDINGER | UNITED COMMUNITES | 5.55 | 0 | Residential | 1 | FORT DIX | 8640 | 13 | TRINITY HEATING AND AIR | JCP&L | No | Complete | 2013-07-15 | 2013-11-07 | 2013-12-09 | 2013-12-09
SRP19969 | SREC Solar | HAYDINGER | UNITED COMMUNITES | 5.55 | 0 | Residential | 1 | FORT DIX | 8640 | 13 | TRINITY HEATING AND AIR | JCP&L | No | Complete | 2013-07-15 | 2013-11-07 | 2013-12-09 | 2013-12-09
SRP19970 | SREC Solar | HAYDINGER | UNITED COMMUNITES | 5.55 | 0 | Residential | 1 | FORT DIX | 8640 | 13 | TRINITY HEATING AND AIR | JCP&L | No | Complete | 2013-07-15 | 2013-10-16 | 2013-12-09 | 2013-12-09
SRP19971 | SREC Solar | HAYDINGER | UNITED COMMUNITES | 5.55 | 0 | Residential | 1 | FORT DIX | 8640 | 13 | TRINITY HEATING AND AIR | JCP&L | No | Complete | 2013-07-15 | 2013-10-16 | 2013-12-11 | 2013-12-11
SRP19972 | SREC Solar | HAYDINGER | UNITED COMMUNITIES | 5.55 | 0 | Residential | 1 | FORT DIX | 8640 | 13 | TRINITY HEATING AND AIR | JCP&L | No | Complete | 2013-07-15 | 2013-10-16 | 2013-12-09 | 2013-12-09
SRP19973 | SREC Solar | HAYDINGER | UNITED COMMUNITES | 8.1 | 0 | Residential | 1 | FORT DIX | 8640 | 13 | TRINITY HEATING AND AIR | JCP&L | No | Complete | 2013-07-15 | 2013-11-07 | 2013-12-09 | 2013-12-09
SRP19974 | SREC Solar | HAYDINGER | UNITED COMMUNITES | 5.55 | 0 | Residential | 1 | FORT DIX | 8640 | 13 | TRINITY HEATING AND AIR | JCP&L | No | Complete | 2013-07-15 | 2013-11-14 | 2013-12-06 | 2013-12-06
SRP19975 | SREC Solar | HAYDINGER | UNITED COMMUNITES | 11.84 | 0 | Residential | 1 | FORT DIX | 8640 | 13 | TRINITY HEATING AND AIR | JCP&L | No | Complete | 2013-07-15 | 2013-11-14 | 2013-12-06 | 2013-12-06
SRP19976 | SREC Solar | HAYDINGER | UNITED COMMUNITES | 11.84 | 0 | Residential | 1 | FORT DIX | 8640 | 13 | TRINITY HEATING AND AIR | JCP&L | No | Complete | 2013-07-15 | 2013-11-07 | 2013-12-06 | 2013-12-06
SRP19977 | SREC Solar | WILDER |  | 8.575 | 0 | Residential | 1 | EGG HARBOR TWP | 8234 | 19 | ACOS ENERGY, LLC | AC Electric | No | Complete | 2013-07-15 | 2013-12-19 | 2014-01-16 | 2014-01-16
SRP19978 | SREC Solar | DAWSON |  | 8.575 | 0 | Residential | 1 | SOMERS POINT | 8244 | 19 | ACOS ENERGY, LLC | AC Electric | No | Complete | 2013-07-15 | 2014-08-18 | 2014-08-25 | 2014-08-25
SRP19979 | SREC Solar | HAYDINGER | UNITED COMMUNITES | 10.8 | 0 | Residential | 1 | FORT DIX | 8640 | 13 | TRINITY HEATING AND AIR | JCP&L | No | Complete | 2013-07-15 | 2013-11-07 | 2013-12-06 | 2013-12-06
SRP19980 | SREC Solar | GOODWIN |  | 9.8 | 0 | Residential | 1 | RIO GRANDE | 8242 | 21 | SOLULAR LLC. II | AC Electric | No | Complete | 2013-07-15 | 2014-08-21 | 2014-08-29 | 2014-08-29
SRP19981 | SREC Solar | WITTOCK |  | 9.8 | 0 | Residential | 1 | SICKLERVILLE | 8081 | 14 | RCL ENTERPRISES INC. | AC Electric | No | Complete | 2013-07-15 | 2013-11-12 | 2013-11-18 | 2013-11-18
SRP19982 | SREC Solar | DE LIGNEROLLES |  | 14.07 | 0 | Residential | 0 | PRINCETON | 8540 | 12 | GREEN POWER ENERGY LLC | PSE&G BPU | No | Complete | 2013-07-15 | 2013-10-25 | 2013-11-06 | 2013-11-06
SRP19983 | SREC Solar | MOORE |  | 3.04 | 0 | Residential | 1 | BURLINGTON | 8016 | 13 | VERENGO SOLAR | PSE&G BPU | No | Complete | 2013-07-15 | 2014-01-21 | 2014-01-30 | 2014-01-30
SRP19984 | SREC Solar | TASCIYAN |  | 10.34 | 0 | Residential | 1 | HILLSDALE | 7642 | 7 | VERENGO SOLAR | PSE&G BPU | No | Complete | 2013-07-15 | 2014-02-11 | 2014-02-19 | 2014-02-19
SRP19985 | SREC Solar | EDGERTEN |  | 8.46 | 0 | Residential | 1 | BROWNS MILLS | 8015 | 13 | VERENGO SOLAR | JCP&L | No | Complete | 2013-07-15 | 2013-10-22 | 2013-10-29 | 2013-10-29
SRP19986 | SREC Solar | HAYDINGER | UNITED COMMUNITES | 8.14 | 0 | Residential | 1 | FORT DIX | 8640 | 13 | TRINITY HEATING AND AIR | JCP&L | No | Complete | 2013-07-15 | 2013-11-07 | 2013-12-06 | 2013-12-06
SRP19987 | SREC Solar | HAYDINGER | UNITED COMMUNITES | 8.14 | 0 | Residential | 1 | FORT DIX | 8640 | 13 | TRINITY HEATING AND AIR | JCP&L | No | Complete | 2013-07-15 | 2013-11-14 | 2013-12-06 | 2013-12-06
SRP19988 | SREC Solar | HAYDINGER | UNITED COMMUNITES | 8.14 | 0 | Residential | 1 | FORT DIX | 8640 | 13 | TRINITY HEATING AND AIR | JCP&L | No | Complete | 2013-07-15 | 2013-10-30 | 2013-12-09 | 2013-12-09
SRP19989 | SREC Solar | HAYDINGER | UNITED COMMUNITIES | 11.84 | 0 | Residential | 1 | FORT DIX | 8640 | 13 | TRINITY HEATING AND AIR | JCP&L | No | Complete | 2013-07-15 | 2013-11-14 | 2013-12-06 | 2013-12-06
SRP19990 | SREC Solar | HAYDINGER | UNITED COMMUNITIES | 8.14 | 0 | Residential | 1 | FORT DIX | 8640 | 13 | TRINITY HEATING AND AIR | JCP&L | No | Complete | 2013-07-15 | 2013-11-07 | 2013-12-06 | 2013-12-06
SRP19991 | SREC Solar | HAYDINGER | UNITED COMMUNITIES | 8.1 | 0 | Residential | 1 | FORT DIX | 8640 | 13 | TRINITY HEATING AND AIR | JCP&L | No | Complete | 2013-07-15 | 2013-10-15 | 2013-12-09 | 2013-12-09
SRP19992 | SREC Solar | HAYDINGER | UNITED COMMUNITIES | 5.55 | 0 | Residential | 1 | FORT DIX | 8640 | 13 | TRINITY HEATING AND AIR | JCP&L | No | Complete | 2013-07-15 | 2013-10-16 | 2013-12-11 | 2013-12-11
SRP19993 | SREC Solar | HAYDINGER | UNITED COMMUNITIES | 11.84 | 0 | Residential | 1 | FORT DIX | 8640 | 13 | TRINITY HEATING AND AIR | JCP&L | No | Complete | 2013-07-15 | 2013-11-08 | 2013-12-09 | 2013-12-09
SRP19994 | SREC Solar | HAYDINGER | UNITED COMMUNITIES | 11.84 | 0 | Residential | 1 | FORT DIX | 8640 | 13 | TRINITY HEATING AND AIR | JCP&L | No | Complete | 2013-07-15 | 2013-11-08 | 2013-12-09 | 2013-12-09
SRP19995 | SREC Solar | HAYDINGER | UNITED COMMUNITIES | 11.84 | 0 | Residential | 1 | FORT DIX | 8640 | 13 | TRINITY HEATING AND AIR | JCP&L | No | Complete | 2013-07-15 | 2013-11-07 | 2013-12-09 | 2013-12-09
SRP19996 | SREC Solar | HAYDINGER | UNITED COMMUNITIES | 11.84 | 0 | Residential | 1 | FORT DIX | 8640 | 13 | TRINITY HEATING AND AIR | JCP&L | No | Complete | 2013-07-15 | 2013-11-14 | 2013-12-06 | 2013-12-06
SRP19997 | SREC Solar | HAYDINGER | UNITED COMMUNITIES | 11.96 | 0 | Residential | 1 | FORT DIX | 8640 | 13 | TRINITY HEATING AND AIR | JCP&L | No | Complete | 2013-07-15 | 2013-11-14 | 2013-12-06 | 2013-12-06
SRP19998 | SREC Solar | HAYDINGER | UNITED COMMUNITIES | 14.8 | 0 | Residential | 1 | FORT DIX | 8640 | 13 | TRINITY HEATING AND AIR | JCP&L | No | Complete | 2013-07-15 | 2013-11-07 | 2013-12-06 | 2013-12-06
SRP20000 | SREC Solar | HAYDINGER | UNITED COMMUNITIES | 7.4 | 0 | Residential | 1 | FORT DIX | 8640 | 13 | TRINITY HEATING AND AIR | JCP&L | No | Complete | 2013-07-15 | 2013-11-08 | 2013-12-09 | 2013-12-09
SRP20001 | SREC Solar | HAYDINGER | UNITED COMMUNITIES | 5.55 | 0 | Residential | 1 | FORT DIX | 8640 | 13 | TRINITY HEATING AND AIR | JCP&L | No | Complete | 2013-07-15 | 2013-11-07 | 2013-12-06 | 2013-12-06
SRP20002 | SREC Solar | HAYDINGER | UNITED COMMUNITIES | 5.4 | 0 | Residential | 1 | FORT DIX | 8640 | 13 | TRINITY HEATING AND AIR | JCP&L | No | Complete | 2013-07-15 | 2013-10-15 | 2013-12-06 | 2013-12-06
SRP20003 | SREC Solar | HAYDINGER | UNITED COMMUNITIES | 8.775 | 0 | Residential | 1 | FORT DIX | 8640 | 13 | TRINITY HEATING AND AIR | JCP&L | No | Complete | 2013-07-15 | 2013-10-16 | 2013-12-11 | 2013-12-11
SRP20004 | SREC Solar | HAYDINGER | UNITED COMMUNITIES | 8.775 | 0 | Residential | 1 | FORT DIX | 8640 | 13 | TRINITY HEATING AND AIR | JCP&L | No | Complete | 2013-07-15 | 2013-11-07 | 2013-12-06 | 2013-12-06
SRP20005 | SREC Solar | HAYDINGER | UNITED COMMUNITIES | 8.775 | 0 | Residential | 1 | FORT DIX | 8640 | 13 | TRINITY HEATING AND AIR | JCP&L | No | Complete | 2013-07-15 | 2013-10-16 | 2013-12-09 | 2013-12-09
SRP20006 | SREC Solar | HAYDINGER | UNITED COMMUNITIES | 7.425 | 0 | Residential | 1 | FORT DIX | 8640 | 13 | TRINITY HEATING AND AIR | JCP&L | No | Complete | 2013-07-15 | 2013-10-16 | 2013-12-11 | 2013-12-11
SRP20008 | SREC Solar | HAYDINGER | UNITED COMMUNITIES | 13.95 | 0 | Residential | 1 | FORT DIX | 8640 | 13 | TRINITY HEATING AND AIR | JCP&L | No | Complete | 2013-07-15 | 2013-11-07 | 2013-12-06 | 2013-12-06
SRP20009 | SREC Solar | HAYDINGER | UNITED COMMUNITIES | 13.95 | 0 | Residential | 1 | FORT DIX | 8640 | 13 | TRINITY HEATING AND AIR | JCP&L | No | Complete | 2013-07-15 | 2013-11-07 | 2013-12-06 | 2013-12-06
SRP20010 | SREC Solar | HAYDINGER | UNITED COMMUNITIES | 8.1 | 0 | Residential | 1 | FORT DIX | 8640 | 13 | TRINITY HEATING AND AIR | JCP&L | No | Complete | 2013-07-15 | 2013-10-30 | 2013-12-09 | 2013-12-09
SRP20011 | SREC Solar | HAYDINGER | UNITED COMMUNITIES | 8.14 | 0 | Residential | 1 | FORT DIX | 8640 | 13 | TRINITY HEATING AND AIR | JCP&L | No | Complete | 2013-07-15 | 2013-11-07 | 2013-12-06 | 2013-12-06
SRP20012 | SREC Solar | HAYDINGER | UNITED COMMUNITIES | 8.1 | 0 | Residential | 1 | FORT DIX | 8640 | 13 | TRINITY HEATING AND AIR | JCP&L | No | Complete | 2013-07-15 | 2013-11-14 | 2013-12-06 | 2013-12-06
SRP20013 | SREC Solar | HAYDINGER | UNITED COMMUNITIES | 8.14 | 0 | Residential | 1 | FORT DIX | 8640 | 13 | TRINITY HEATING AND AIR | JCP&L | No | Complete | 2013-07-15 | 2013-11-07 | 2013-12-09 | 2013-12-09
SRP20014 | SREC Solar | HAYDINGER | UNITED COMMUNITIES | 8.1 | 0 | Residential | 1 | FORT DIX | 8640 | 13 | TRINITY HEATING AND AIR | JCP&L | No | Complete | 2013-07-15 | 2013-09-26 | 2013-12-11 | 2013-12-11
SRP20015 | SREC Solar | HAYDINGER | UNITED COMMUNITIES | 8.1 | 0 | Residential | 1 | FORT DIX | 8640 | 13 | TRINITY HEATING AND AIR | JCP&L | No | Complete | 2013-07-15 | 2013-10-31 | 2013-12-09 | 2013-12-09
SRP20016 | SREC Solar | HAYDINGER | UNITED COMMUNITIES | 8.1 | 0 | Residential | 1 | FORT DIX | 8640 | 13 | TRINITY HEATING AND AIR | JCP&L | No | Complete | 2013-07-15 | 2013-09-26 | 2013-12-11 | 2013-12-11
SRP20017 | SREC Solar | HAYDINGER | UNITED COMMUNITIES | 8.14 | 0 | Residential | 1 | FORT DIX | 8640 | 13 | TRINITY HEATING AND AIR | JCP&L | No | Complete | 2013-07-15 | 2013-11-07 | 2013-12-11 | 2013-12-11
SRP20018 | SREC Solar | HAYDINGER | UNITED COMMUNITIES | 8.14 | 0 | Residential | 1 | FORT DIX | 8640 | 13 | TRINITY HEATING AND AIR | JCP&L | No | Complete | 2013-07-15 | 2013-10-15 | 2013-12-06 | 2013-12-06
SRP20020 | SREC Solar | HAYDINGER | UNITED COMMUNITIES | 8.1 | 0 | Residential | 1 | FORT DIX | 8640 | 13 | TRINITY HEATING AND AIR | JCP&L | No | Complete | 2013-07-15 | 2013-10-16 | 2013-12-09 | 2013-12-09
SRP20021 | SREC Solar | HAYDINGER | UNITED COMMUNITIES | 8.1 | 0 | Residential | 1 | FORT DIX | 8640 | 13 | TRINITY HEATING AND AIR | JCP&L | No | Complete | 2013-07-15 | 2013-10-30 | 2013-12-09 | 2013-12-09
SRP20023 | SREC Solar | HAYDINGER | UNITED COMMUNITIES | 8.775 | 0 | Residential | 1 | FORT DIX | 8640 | 13 | TRINITY HEATING AND AIR | JCP&L | No | Complete | 2013-07-15 | 2013-11-07 | 2013-12-11 | 2013-12-11
SRP20024 | SREC Solar | HAYDINGER | UNITED COMMUNITIES | 5.4 | 0 | Residential | 1 | FORT DIX | 8640 | 13 | TRINITY HEATING AND AIR | JCP&L | No | Complete | 2013-07-15 | 2013-11-07 | 2013-12-11 | 2013-12-11
SRP20025 | SREC Solar | ASIRIFI |  | 2.94 | 0 | Residential | 1 | UNION | 7083 | 10 | VIVINT SOLAR | PSE&G BPU | No | Complete | 2013-07-15 | 2014-01-29 | 2014-02-14 | 2014-02-14
SRP20026 | SREC Solar | CINQUEGRANA |  | 4.165 | 0 | Residential | 1 | FORDS | 8863 | 11 | VIVINT SOLAR | PSE&G BPU | No | Complete | 2013-07-15 | 2014-01-09 | 2014-02-11 | 2014-02-11
SRP20028 | SREC Solar | THOMSON |  | 10.045 | 0 | Residential | 1 | REDBANK | 7701 | 17 | RELIABLE POWER SERVICES, INC. | JCP&L | No | Complete | 2013-07-15 | 2013-10-03 | 2013-10-10 | 2013-10-10
SRP20029 | SREC Solar | JONES |  | 8.82 | 0 | Residential | 1 | SICKLERVILLE | 8081 | 14 | RCL ENTERPRISES INC. | AC Electric | No | Complete | 2013-07-15 | 2013-09-25 | 2013-09-30 | 2013-09-30
SRP20030 | SREC Solar | GARRISON |  | 8.25 | 0 | Residential | 1 | MOUNTAIN LAKES | 7046 | 3 | REC SOLAR, INC. | JCP&L | No | Complete | 2013-07-15 | 2014-08-15 | 2014-08-21 | 2014-08-21
SRP20031 | SREC Solar | RUGGIERO |  | 8.25 | 0 | Residential | 1 | SOMERSET | 8873 | 5 | TRINITY HEATING AND AIR | PSE&G BPU | No | Complete | 2013-07-15 | 2014-01-28 | 2014-03-06 | 2014-03-06
SRP20032 | SREC Solar | SMITH II |  | 9.62 | 0 | Residential | 1 | TOMS RIVER | 8753 | 18 | WHITMAN CONSTRUCTION | JCP&L | No | Complete | 2013-07-15 | 2013-10-01 | 2013-10-10 | 2013-10-10
SRP20033 | SREC Solar | NANFELDT |  | 7.5 | 0 | Residential | 0 | WRIGHTSTOWN | 8562 | 13 | TRINITY HEATING AND AIR | JCP&L | No | Complete | 2013-07-15 | 2013-09-06 | 2013-09-17 | 2013-09-17
SRP20034 | SREC Solar | COLE |  | 6.89 | 0 | Residential | 1 | TEANECK | 7666 | 7 | RENEWERGY SOLUTIONS GROUP | PSE&G BPU | No | Complete | 2013-07-22 | 2013-12-18 | 2014-01-07 | 2014-01-07
SRP20036 | SREC Solar | WINTERS |  | 8.75 | 0 | Residential | 1 | TOTOWA | 7512 | 6 | ROOF DIAGNOSTICS INC | PSE&G BPU | No | Complete | 2013-07-15 | 2014-05-07 | 2014-05-16 | 2014-05-16
SRP20037 | SREC Solar | KOGER |  | 12.25 | 0 | Residential | 1 | STAFFORD TWP | 8050 | 18 | SOLARCITY CORPORATION | AC Electric | No | Complete | 2013-07-15 | 2013-12-30 | 2014-01-16 | 2014-01-16
SRP20038 | SREC Solar | LYON | MACY'S CORPORATE SERVICES | 376.42 | 0 | Commercial | 1 | BRIDGEWATER | 8807 | 5 | DOBTOL CONSTRUCTION | PSE&G BPU | No | Complete | 2013-07-15 | 2013-11-27 | 2013-12-12 | 2013-12-12
SRP20039 | SREC Solar | SANTOS |  | 15 | 0 | Residential | 1 | SOUTHAMPTON | 8088 | 13 | TRINITY HEATING AND AIR | PSE&G BPU | No | Complete | 2013-07-15 | 2013-10-14 | 2013-10-16 | 2013-10-16
SRP20040 | SREC Solar | VIZZINI |  | 8.25 | 0 | Residential | 1 | YARDVILLE | 8620 | 12 | TRINITY HEATING AND AIR | PSE&G BPU | No | Complete | 2013-07-15 | 2013-10-25 | 2013-11-14 | 2013-11-14
SRP20041 | SREC Solar | TAITT |  | 6 | 0 | Residential | 1 | SOMERSET | 8873 | 5 | TRINITY HEATING AND AIR | PSE&G BPU | No | Complete | 2013-07-15 | 2013-11-06 | 2013-11-13 | 2013-11-13
SRP20042 | SREC Solar | HAYDINGER | UNITED COMMUNITES | 5.55 | 0 | Residential | 1 | FORT DIX | 8640 | 13 | TRINITY HEATING AND AIR | JCP&L | No | Complete | 2013-07-15 | 2013-10-16 | 2013-12-09 | 2013-12-09
SRP20044 | SREC Solar | WRIGHT III |  | 12.5 | 0 | Residential | 1 | OCEANPORT | 7757 | 17 | TRINITY HEATING AND AIR | JCP&L | No | Complete | 2013-07-15 | 2013-09-26 | 2013-11-14 | 2013-11-14
SRP20045 | SREC Solar | HAYDINGER | UNITED COMMUNITIES | 8.14 | 0 | Residential | 1 | FORT DIX | 8640 | 13 | TRINITY HEATING AND AIR | JCP&L | No | Complete | 2013-07-15 | 2013-11-14 | 2013-12-06 | 2013-12-06
SRP20046 | SREC Solar | HAYDINGER | UNITED COMMUNITIES | 8.14 | 0 | Residential | 1 | FORT DIX | 8640 | 13 | TRINITY HEATING AND AIR | JCP&L | No | Complete | 2013-07-15 | 2013-11-14 | 2013-12-06 | 2013-12-06
SRP20047 | SREC Solar | HAYDINGER | UNITED COMMUNITIES | 8.14 | 0 | Residential | 1 | FORT DIX | 8840 | 11 | TRINITY HEATING AND AIR | JCP&L | No | Complete | 2013-07-15 | 2013-10-30 | 2013-12-09 | 2013-12-09
SRP20048 | SREC Solar | MINNAAR |  | 8.19 | 0 | Residential | 0 | MAHWAH | 7430 | 7 | SOLAR HOME NJ LLC | Orange & Rockland Elec | No | Complete | 2013-07-15 | 2014-07-03 | 2014-07-10 | 2014-07-10
SRP20049 | SREC Solar | HAYDINGER | UNITED COMMUNITIES | 8.14 | 0 | Residential | 1 | FORT DIX | 8640 | 13 | TRINITY HEATING AND AIR | JCP&L | No | Complete | 2013-07-15 | 2013-11-08 | 2013-12-09 | 2013-12-09
SRP20050 | SREC Solar | HABERMANN |  | 5.635 | 0 | Residential | 1 | SADDLE BROOK | 7663 | 7 | VIVINT SOLAR | PSE&G BPU | No | Complete | 2013-07-15 | 2013-11-26 | 2013-12-04 | 2013-12-04
SRP20051 | SREC Solar | NAKAI |  | 3.92 | 0 | Residential | 1 | LITTLE FERRY | 7643 | 7 | VIVINT SOLAR | PSE&G BPU | No | Complete | 2013-07-15 | 2013-10-09 | 2013-10-30 | 2013-10-30
SRP20052 | SREC Solar | HAYDINGER | UNITED COMMUNITIES | 8.28 | 0 | Residential | 1 | FORT DIX | 8640 | 13 | TRINITY HEATING AND AIR | JCP&L | No | Complete | 2013-07-15 | 2013-11-07 | 2013-12-11 | 2013-12-11
SRP20053 | SREC Solar | KIELCZEWSKI |  | 7.194 | 0 | Residential | 0 | BRIDGEWATER | 8807 | 5 | GEOPEAK ENERGY LLC | PSE&G BPU | No | Complete | 2013-07-15 | 2014-02-04 | 2014-02-27 | 2014-02-27
SRP20054 | SREC Solar | SHIM |  | 8.575 | 0 | Residential | 1 | LEONIA | 7605 | 7 | SOLARCITY CORPORATION | PSE&G BPU | No | Complete | 2013-07-15 | 2013-10-10 | 2013-10-15 | 2013-10-15
SRP20056 | SREC Solar | CRAWFORD |  | 3 | 0 | Residential | 0 | FAR HILLS | 7931 | 5 | ENERGY CUBED | JCP&L | No | Complete | 2013-07-15 | 2015-01-07 | 2015-01-20 | 2015-01-20
SRP20057 | SREC Solar | CRAWFORD |  | 12 | 0 | Residential | 0 | FAR HILLS | 7931 | 5 | ENERGY CUBED | JCP&L | No | Complete | 2013-07-15 | 2015-01-16 | 2015-02-04 | 2015-02-04
SRP20058 | SREC Solar | DIBELLA | WOOLWICH TOWNSHIP | 308 | 0 | Government Facility | 1 | WOOLWICH | 8085 | 15 | JOHNSON CONTROLS, INC 2 | AC Electric | No | Complete | 2013-07-15 | 2014-02-19 | 2014-03-05 | 2014-03-05
SRP20059 | SREC Solar | ROUSE |  | 5.5 | 0 | Residential | 1 | LINDEN | 7036 | 10 | SOLARCITY CORPORATION | PSE&G BPU | No | Complete | 2013-07-15 | 2013-11-21 | 2013-12-16 | 2013-12-16
SRP20060 | SREC Solar | STUDENTS |  | 6 | 0 | Residential | 0 | BRICK | 8724 | 18 | TRINITY HEATING AND AIR | JCP&L | No | Complete | 2013-10-07 | 2013-10-24 | 2013-11-05 | 2013-11-05
SRP20061 | SREC Solar | METTLE |  | 14.455 | 0 | Residential | 1 | SOMERSET | 8873 | 5 | VIVINT SOLAR | PSE&G BPU | No | Complete | 2013-07-15 | 2014-07-03 | 2014-07-11 | 2014-07-11
SRP20062 | SREC Solar | AUSTIN |  | 7.35 | 0 | Residential | 1 | WOODBURY | 8096 | 15 | SOLARCITY CORPORATION | PSE&G BPU | No | Complete | 2013-07-15 | 2014-01-10 | 2014-01-21 | 2014-01-21
SRP20063 | SREC Solar | WULFF |  | 11.772 | 0 | Residential | 1 | BRIDGETON | 8302 | 20 | GEOSCAPE SOLAR | AC Electric | No | Complete | 2013-07-15 | 2013-11-25 | 2013-12-02 | 2013-12-02
SRP20064 | SREC Solar | CRUZ |  | 4.9 | 0 | Residential | 1 | MATAWAN | 7747 | 17 | SUNGEVITY, INC. | JCP&L | No | Complete | 2013-07-15 | 2014-03-14 | 2014-03-21 | 2014-03-21
SRP20065 | SREC Solar | KERN |  | 8.58 | 0 | Residential | 0 | NEWTON | 7860 | 1 | SKYLINE SOLAR | JCP&L | No | Complete | 2013-07-15 | 2013-08-16 | 2013-08-21 | 2013-08-21
SRP20066 | SREC Solar | JONES |  | 6.75 | 0 | Residential | 1 | BRICK | 8724 | 18 | TRINITY HEATING AND AIR | JCP&L | No | Complete | 2013-07-15 | 2013-09-12 | 2013-10-01 | 2013-10-01
SRP20067 | SREC Solar | GAMBLE |  | 8.25 | 0 | Residential | 1 | MONROE TOWNSHIP | 8094 | 15 | SOLARCITY CORPORATION | AC Electric | No | Complete | 2013-07-15 | 2013-11-15 | 2013-11-25 | 2013-11-25
SRP20068 | SREC Solar | KNOOP |  | 10.25 | 0 | Residential | 1 | MILLVILLE | 8332 | 20 | ALTERIS RENEWABLES DBA REAL GOODS SOLAR | AC Electric | No | Complete | 2013-07-15 | 2013-11-26 | 2013-12-30 | 2013-12-30
SRP20069 | SREC Solar | COSOM |  | 6.86 | 0 | Residential | 1 | BORDENTOWN | 8505 | 13 | TRINITY HEATING AND AIR | PSE&G BPU | No | Complete | 2013-07-15 | 2013-09-06 | 2013-09-17 | 2013-09-17
SRP20070 | SREC Solar | RYDEL |  | 6.24 | 0 | Residential | 1 | HAMMONTON | 8037 | 19 | ROOF DIAGNOSTICS INC | AC Electric | No | Complete | 2013-07-15 | 2013-11-20 | 2013-12-12 | 2013-12-12
SRP20071 | SREC Solar | TROTMAN |  | 5.5 | 0 | Residential | 1 | OCEANPORT | 7757 | 17 | ROOF DIAGNOSTICS INC | JCP&L | No | Complete | 2013-07-15 | 2014-02-06 | 2014-02-24 | 2014-02-24
SRP20075 | SREC Solar | SINKO |  | 5.25 | 0 | Residential | 1 | BEACH HAVEN | 8008 | 18 | TRINITY HEATING AND AIR | AC Electric | No | Complete | 2013-07-15 | 2013-08-28 | 2013-09-13 | 2013-09-13
SRP20076 | SREC Solar | DESTEFANO-ZEHNDER |  | 4.75 | 0 | Residential | 1 | WOODBRIDGE | 7095 | 11 | TRINITY HEATING AND AIR | PSE&G BPU | No | Complete | 2013-07-15 | 2013-11-18 | 2013-11-20 | 2013-11-20
SRP20077 | SREC Solar | GALLEHDARD |  | 6.867 | 0 | Residential | 1 | PRINCETON | 8540 | 12 | AMERICAN RENEWABLE ENERGY, INC | PSE&G BPU | No | Complete | 2013-07-15 | 2013-07-26 | 2013-08-01 | 2013-08-01
SRP20078 | SREC Solar | BORBON |  | 8.085 | 0 | Residential | 1 | EGG HARBOR TOWNSHIP | 8234 | 19 | ACOS ENERGY, LLC | AC Electric | No | Complete | 2013-07-15 | 2013-11-19 | 2013-11-27 | 2013-11-27
SRP20079 | SREC Solar | SPERRY |  | 21.07 | 0 | Residential | 1 | BRIDGETON | 8302 | 20 | ACOS ENERGY, LLC | AC Electric | No | Complete | 2013-07-15 | 2014-01-10 | 2014-01-24 | 2014-01-24
SRP20080 | SREC Solar | MITRA |  | 4.68 | 0 | Residential | 0 | PRINCETON | 8540 | 12 | TOTAL EXTERIORS | PSE&G BPU | No | Complete | 2013-07-15 | 2014-02-04 | 2014-02-24 | 2014-02-24
SRP20081 | SREC Solar | PICHIKA |  | 4.16 | 0 | Residential | 0 | PLAINSBORO | 8536 | 11 | TOTAL EXTERIORS | PSE&G BPU | No | Complete | 2013-07-15 | 2014-04-14 | 2014-04-22 | 2014-04-22
SRP20082 | SREC Solar | ECKENRODE |  | 5.39 | 0 | Residential | 1 | LINDEN | 7036 | 10 | VIVINT SOLAR | PSE&G BPU | No | Complete | 2013-07-15 | 2013-12-27 | 2014-01-09 | 2014-01-09
SRP20083 | SREC Solar | SCHAPKER |  | 5.88 | 0 | Residential | 1 | GALLOWAY | 8205 | 19 | ALLSEASON CONSTRUCTION | AC Electric | No | Complete | 2013-07-15 | 2013-11-06 | 2013-11-13 | 2013-11-13
SRP20084 | SREC Solar | WILCOX |  | 7.84 | 0 | Residential | 1 | GALLOWAY | 8205 | 19 | ALLSEASON CONSTRUCTION | AC Electric | No | Complete | 2013-07-15 | 2013-11-06 | 2013-11-13 | 2013-11-13
SRP20085 | SREC Solar | MCCALLUM |  | 8.82 | 0 | Residential | 1 | VILLAS | 8251 | 21 | ALLSEASON CONSTRUCTION | AC Electric | No | Complete | 2013-07-15 | 2013-11-06 | 2013-11-13 | 2013-11-13
SRP20089 | SREC Solar | QUITIN |  | 7.595 | 0 | Residential | 1 | EAST BRUNSWICK | 8816 | 11 | VIVINT SOLAR | PSE&G BPU | No | Complete | 2013-07-15 | 2013-12-12 | 2013-12-20 | 2013-12-20
SRP20090 | SREC Solar | RATAJCZAK |  | 6.125 | 0 | Residential | 1 | SADDLE BROOK | 7663 | 7 | VIVINT SOLAR | PSE&G BPU | No | Complete | 2013-07-15 | 2014-02-27 | 2014-03-10 | 2014-03-10
SRP20092 | SREC Solar | DUNLEAVY |  | 4.7 | 0 | Residential | 1 | CLIFTON | 7013 | 6 | VIVINT SOLAR | PSE&G BPU | No | Complete | 2013-07-15 | 2013-11-11 | 2013-11-15 | 2013-11-15
SRP20094 | SREC Solar | HANDZO |  | 3.43 | 0 | Residential | 1 | SADDLE BROOK | 7663 | 7 | VIVINT SOLAR | PSE&G BPU | No | Complete | 2013-07-15 | 2013-12-27 | 2014-01-10 | 2014-01-10
SRP20095 | SREC Solar | LEISCHKER |  | 8.64 | 0 | Residential | 1 | OCEAN ACRES | 8050 | 18 | ROOF DIAGNOSTICS INC | AC Electric | No | Complete | 2013-07-15 | 2013-08-13 | 2013-08-16 | 2013-08-16
SRP20096 | SREC Solar | KMICINSKI |  | 6 | 0 | Residential | 1 | BARNEGAT | 8005 | 18 | TRINITY HEATING AND AIR | JCP&L | No | Complete | 2013-07-15 | 2013-08-13 | 2013-08-15 | 2013-08-15
SRP20097 | SREC Solar | MACERA |  | 7.105 | 0 | Residential | 1 | HASBROUCK HEIGHTS | 7604 | 7 | VIVINT SOLAR | PSE&G BPU | No | Complete | 2013-07-15 | 2014-04-03 | 2014-06-06 | 2014-06-06
SRP20098 | SREC Solar | GAGE |  | 6 | 0 | Residential | 1 | TINTON FALLS | 7724 | 17 | ROOF DIAGNOSTICS INC | JCP&L | No | Complete | 2013-07-15 | 2014-01-28 | 2014-02-17 | 2014-02-17
SRP20103 | SREC Solar | LEDET |  | 11.5 | 0 | Residential | 1 | SOMERSET | 8873 | 5 | TRINITY HEATING AND AIR | PSE&G BPU | No | Complete | 2013-07-15 | 2013-10-09 | 2013-10-11 | 2013-10-11
SRP20105 | SREC Solar | KENDALL |  | 7.5 | 0 | Residential | 1 | BURLINGTON | 8016 | 13 | TRINITY HEATING AND AIR | PSE&G BPU | No | Complete | 2013-07-15 | 2013-10-01 | 2013-10-03 | 2013-10-03
SRP20106 | SREC Solar | EMMANUEL |  | 6 | 0 | Residential | 1 | PARSIPPANY | 7054 | 3 | ROOF DIAGNOSTICS INC | JCP&L | No | Complete | 2013-07-15 | 2013-10-28 | 2013-11-06 | 2013-11-06
SRP20107 | SREC Solar | RABUL | ECL STORAGE AND LOGISTICS INC | 159.25 | 0 | Commercial | 1 | WILLIAMSTOWN | 8094 | 15 | 4 BESTSOLAR | AC Electric | No | Complete | 2013-07-15 | 2014-05-05 | 2014-05-14 | 2014-05-14
SRP20108 | SREC Solar | MOTWANI |  | 7.05 | 0 | Residential | 1 | SADDLE BROOK | 7663 | 7 | VIVINT SOLAR | PSE&G BPU | No | Complete | 2013-07-15 | 2013-10-25 | 2013-11-26 | 2013-11-26
SRP20109 | SREC Solar | CANSDALE |  | 8.33 | 0 | Residential | 1 | CLIFTON | 7013 | 6 | VIVINT SOLAR | PSE&G BPU | No | Complete | 2013-07-22 | 2013-12-12 | 2014-01-24 | 2014-01-24
SRP20110 | SREC Solar | BULMAN |  | 3.675 | 0 | Residential | 1 | PISCATAWAY | 8854 | 11 | VIVINT SOLAR | PSE&G BPU | No | Complete | 2013-07-22 | 2013-12-12 | 2013-12-27 | 2013-12-27
SRP20111 | SREC Solar | THOMPSON |  | 9.8 | 0 | Residential | 1 | CAPE MAY | 8204 | 21 | SOLULAR LLC. II | AC Electric | No | Complete | 2013-07-22 | 2013-12-30 | 2014-01-17 | 2014-01-17
SRP20112 | SREC Solar | BOZZO |  | 4.41 | 0 | Residential | 1 | PISCATAWAY | 8854 | 11 | VIVINT SOLAR | PSE&G BPU | No | Complete | 2013-07-22 | 2013-11-11 | 2013-11-15 | 2013-11-15
SRP20113 | SREC Solar | DAUM |  | 7.5 | 0 | Residential | 1 | LAKEWOOD | 8701 | 18 | POWERLUTIONS, LLC | JCP&L | No | Complete | 2013-07-22 | 2014-01-08 | 2014-01-23 | 2014-01-23
SRP20114 | SREC Solar | LUU |  | 7.84 | 0 | Residential | 1 | E. BRUNSWICK | 8816 | 11 | VIVINT SOLAR | PSE&G BPU | No | Complete | 2013-07-22 | 2014-01-10 | 2014-01-21 | 2014-01-21
SRP20116 | SREC Solar | LARSEN |  | 11.5 | 0 | Residential | 1 | MANAHAWKIN | 8050 | 18 | ROOF DIAGNOSTICS INC | AC Electric | No | Complete | 2013-07-22 | 2014-07-23 | 2014-07-30 | 2014-07-30
SRP20117 | SREC Solar | HOFFMAN |  | 4.75 | 0 | Residential | 1 | FREEHOLD | 7724 | 17 | ROOF DIAGNOSTICS INC | JCP&L | No | Complete | 2013-07-22 | 2014-03-31 | 2014-04-15 | 2014-04-15
SRP20118 | SREC Solar | LARSON |  | 6.96 | 0 | Residential | 1 | FLEMINGTON | 8822 | 4 | ROOF DIAGNOSTICS INC | JCP&L | No | Complete | 2013-07-22 | 2013-09-12 | 2013-09-19 | 2013-09-19
SRP20119 | SREC Solar | GAGJIARDI |  | 4.25 | 0 | Residential | 1 | LITTLE FERRY | 7643 | 7 | ROOF DIAGNOSTICS INC | PSE&G BPU | No | Complete | 2013-07-22 | 2014-04-24 | 2014-04-30 | 2014-04-30
SRP20120 | SREC Solar | ORT |  | 6.75 | 0 | Residential | 1 | MANASQUAN | 8736 | 17 | ROOF DIAGNOSTICS INC | JCP&L | No | Complete | 2013-07-22 | 2014-03-21 | 2014-04-04 | 2014-04-04
SRP20121 | SREC Solar | PLUMMER |  | 3.75 | 0 | Residential | 1 | TINTON FALLS | 7724 | 17 | ROOF DIAGNOSTICS INC | JCP&L | No | Complete | 2013-07-22 | 2013-12-30 | 2014-01-16 | 2014-01-16
SRP20122 | SREC Solar | AHLAWAT |  | 4.25 | 0 | Residential | 1 | DAYTON | 8810 | 11 | ROOF DIAGNOSTICS INC | PSE&G BPU | No | Complete | 2013-07-22 | 2014-06-03 | 2014-06-06 | 2014-06-06
SRP20124 | SREC Solar | NURSE |  | 2.205 | 0 | Residential | 1 | TEANECK | 7666 | 7 | VIVINT SOLAR | PSE&G BPU | No | Complete | 2013-07-22 | 2014-01-29 | 2014-02-14 | 2014-02-14
SRP20126 | SREC Solar | MONTOYA |  | 5.145 | 0 | Residential | 1 | ELIZABETH | 7208 | 10 | VIVINT SOLAR | PSE&G BPU | No | Complete | 2013-07-22 | 2014-01-09 | 2014-01-24 | 2014-01-24
SRP20127 | SREC Solar | BORISSOV |  | 2.205 | 0 | Residential | 1 | SADDLE BROOK | 7663 | 7 | VIVINT SOLAR | PSE&G BPU | No | Complete | 2013-07-22 | 2014-07-03 | 2014-07-11 | 2014-07-11
SRP20128 | SREC Solar | SPRAGUER |  | 3.185 | 0 | Residential | 1 | LITTLE FERRY | 7643 | 7 | VIVINT SOLAR | PSE&G BPU | No | Complete | 2013-07-22 | 2013-11-05 | 2013-11-11 | 2013-11-11
SRP20129 | SREC Solar | RICCI |  | 5.39 | 0 | Residential | 1 | MANVILLE | 8835 | 5 | VIVINT SOLAR | PSE&G BPU | No | Complete | 2013-07-22 | 2014-01-23 | 2014-02-06 | 2014-02-06
SRP20134 | SREC Solar | SHAH |  | 5.88 | 0 | Residential | 1 | COLONIA | 7067 | 10 | VIVINT SOLAR | PSE&G BPU | No | Complete | 2013-07-22 | 2013-12-27 | 2014-01-09 | 2014-01-09
SRP20135 | SREC Solar | REKKER |  | 8.33 | 0 | Residential | 1 | CLIFTON | 7015 | 6 | VIVINT SOLAR | PSE&G BPU | No | Complete | 2013-07-22 | 2014-02-27 | 2014-03-10 | 2014-03-10
SRP20136 | SREC Solar | KENNY |  | 6.615 | 0 | Residential | 1 | FORDS | 8863 | 11 | VIVINT SOLAR | PSE&G BPU | No | Complete | 2013-07-22 | 2014-01-23 | 2014-02-06 | 2014-02-06
SRP20137 | SREC Solar | KUTTAPPASSERY |  | 5.145 | 0 | Residential | 1 | LITTLE FERRY | 7643 | 7 | VIVINT SOLAR | PSE&G BPU | No | Complete | 2013-07-22 | 2013-12-12 | 2014-01-17 | 2014-01-17
SRP20138 | SREC Solar | HAZIM |  | 4.9 | 0 | Residential | 1 | SADDLE BROOK | 7663 | 7 | VIVINT SOLAR | PSE&G BPU | No | Complete | 2013-07-22 | 2013-12-12 | 2013-12-20 | 2013-12-20
SRP20139 | SREC Solar | GUSCIORA |  | 7.35 | 0 | Residential | 1 | SADDLE BROOK | 7663 | 7 | VIVINT SOLAR | PSE&G BPU | No | Complete | 2013-07-22 | 2013-12-11 | 2014-01-21 | 2014-01-21
SRP20140 | SREC Solar | DEMPSEY |  | 3.185 | 0 | Residential | 1 | SADDLE BROOK | 7663 | 7 | VIVINT SOLAR | PSE&G BPU | No | Complete | 2013-07-22 | 2014-05-02 | 2014-06-03 | 2014-06-03
SRP20141 | SREC Solar | QUESADA |  | 4.655 | 0 | Residential | 1 | PORT READING | 7064 | 11 | VIVINT SOLAR | PSE&G BPU | No | Complete | 2013-07-22 | 2013-11-11 | 2013-11-18 | 2013-11-18
SRP20142 | SREC Solar | BORAGINE |  | 9.31 | 0 | Residential | 1 | SADDLE BROOK | 7663 | 7 | VIVINT SOLAR | PSE&G BPU | No | Complete | 2013-07-22 | 2013-10-25 | 2013-11-06 | 2013-11-06
SRP20144 | SREC Solar | MEADE | TWP OF LIVINGSTON-PUBLIC LIBRARY | 37.44 | 0 | Government Facility | 1 | LIVINGSTON | 7039 | 9 | EMSA SOLAR | PSE&G BPU | No | Complete | 2013-07-22 | 2013-10-28 | 2013-11-19 | 2013-11-19
SRP20145 | SREC Solar | ERAZO |  | 6.125 | 0 | Residential | 1 | LITTLE FERRY | 7643 | 7 | VIVINT SOLAR | PSE&G BPU | No | Complete | 2013-07-22 | 2014-01-29 | 2014-02-14 | 2014-02-14
SRP20146 | SREC Solar | CARROLL |  | 5.145 | 0 | Residential | 1 | SEWAREN | 7077 | 11 | VIVINT SOLAR | PSE&G BPU | No | Complete | 2013-07-22 | 2013-10-23 | 2013-10-29 | 2013-10-29
SRP20148 | SREC Solar | GUNZELMAN |  | 3.06 | 0 | Residential | 1 | TRENTON | 8629 | 12 | ROOF DIAGNOSTICS INC | PSE&G BPU | No | Complete | 2013-07-22 | 2013-08-27 | 2013-09-04 | 2013-09-04
SRP20149 | SREC Solar | MAGYAR |  | 3.43 | 0 | Residential | 1 | MANASQUAN | 8736 | 17 | ROOF DIAGNOSTICS INC | JCP&L | No | Complete | 2013-07-22 | 2013-10-10 | 2013-10-15 | 2013-10-15
SRP20150 | SREC Solar | SKORUPSKI |  | 5.64 | 0 | Residential | 1 | HOWELL | 7731 | 17 | ROOF DIAGNOSTICS INC | JCP&L | No | Complete | 2013-07-22 | 2013-08-27 | 2013-09-04 | 2013-09-04
SRP20151 | SREC Solar | SACHS |  | 6.24 | 0 | Residential | 1 | JACKSON | 8527 | 18 | ROOF DIAGNOSTICS INC | JCP&L | No | Complete | 2013-07-22 | 2013-08-27 | 2013-09-30 | 2013-09-30
SRP20152 | SREC Solar | LAROCCA |  | 6 | 0 | Residential | 1 | BAYVILLE | 8721 | 18 | ROOF DIAGNOSTICS INC | JCP&L | No | Complete | 2013-08-19 | 2013-09-26 | 2013-10-16 | 2013-10-16
SRP20153 | SREC Solar | RUSSONIELLO |  | 4.5 | 0 | Residential | 1 | LAKEWOOD | 8701 | 18 | SOLIGENT LEASING | JCP&L | No | Complete | 2013-07-22 | 2013-09-18 | 2013-09-24 | 2013-09-24
SRP20154 | SREC Solar | MATOS |  | 5.635 | 0 | Residential | 1 | NEWARK | 7105 | 9 | SOLARCITY CORPORATION | PSE&G BPU | No | Complete | 2013-07-22 | 2013-10-09 | 2013-10-11 | 2013-10-11
SRP20155 | SREC Solar | SUCHOCKI |  | 9.165 | 0 | Residential | 0 | NORTH BRUNSWICK | 8902 | 11 | ABSOLUTELY ENERGIZED SOLAR, LLC | PSE&G BPU | No | Complete | 2013-07-22 | 2013-11-08 | 2013-12-30 | 2013-12-30
SRP20156 | SREC Solar | MURPHY |  | 2.5 | 0 | Residential | 0 | WEEHAWKIN | 7086 | 8 | TRINITY HEATING AND AIR | PSE&G BPU | No | Complete | 2013-07-22 | 2014-07-23 | 2014-08-01 | 2014-08-01
SRP20157 | SREC Solar | CASTALDO |  | 8.25 | 0 | Residential | 1 | ROCHELLE PARK | 7662 | 7 | TRINITY HEATING AND AIR | PSE&G BPU | No | Complete | 2013-07-22 | 2013-11-19 | 2013-11-20 | 2013-11-20
SRP20158 | SREC Solar | GNOS |  | 6.86 | 0 | Residential | 1 | OCEAN | 7712 | 17 | RELIABLE POWER SERVICES, INC. | JCP&L | No | Complete | 2013-07-22 | 2014-01-24 | 2014-02-17 | 2014-02-17
SRP20159 | SREC Solar | FALVO |  | 9.555 | 0 | Residential | 1 | OCEAN | 7712 | 17 | RELIABLE POWER SERVICES, INC. | JCP&L | No | Complete | 2013-07-22 | 2014-02-18 | 2014-03-03 | 2014-03-03
SRP20160 | SREC Solar | KORCZAK |  | 4.165 | 0 | Residential | 1 | SADDLE BROOK | 7663 | 7 | VIVINT SOLAR | PSE&G BPU | No | Complete | 2013-07-22 | 2013-12-11 | 2013-12-20 | 2013-12-20
SRP20161 | SREC Solar | ZACCARELLI |  | 12.5 | 0 | Residential | 1 | MONROE | 8831 | 11 | TRINITY HEATING AND AIR | PSE&G BPU | No | Complete | 2013-07-22 | 2013-10-23 | 2013-10-28 | 2013-10-28
SRP20162 | SREC Solar | MEADE | TWP OF LIVINGSTON-MUNICIPAL COMP | 51.48 | 0 | Government Facility | 0 | LIVINGSTON | 7039 | 9 | EMSA SOLAR | PSE&G BPU | No | Complete | 2013-07-22 | 2013-11-12 | 2013-11-20 | 2013-11-20
SRP20163 | SREC Solar | EVANS |  | 9.66 | 0 | Residential | 1 | WEST DEPTFORD | 8086 | 15 | RUNNEMEDE PLUMBING HEATING | PSE&G BPU | No | Complete | 2013-07-22 | 2014-03-19 | 2014-04-18 | 2014-04-18
SRP20164 | SREC Solar | WEBBER |  | 8.575 | 0 | Residential | 1 | MANCHESTER | 8759 | 18 | SEA BRIGHT SOLAR, LLC | JCP&L | No | Complete | 2013-07-22 | 2013-11-27 | 2013-12-18 | 2013-12-18
SRP20165 | SREC Solar | MALEJKO |  | 22.05 | 0 | Residential | 1 | MANSFIELD | 7865 | 2 | ALTERNATIVE ENERGY ASSOCIATES | JCP&L | No | Complete | 2013-07-22 | 2014-08-18 | 2014-08-21 | 2014-08-21
SRP20169 | SREC Solar | CAP |  | 8.085 | 0 | Residential | 1 | PISCATAWAY | 8854 | 11 | VIVINT SOLAR | PSE&G BPU | No | Complete | 2013-07-22 | 2013-11-04 | 2013-11-11 | 2013-11-11
SRP20170 | SREC Solar | BOSS |  | 5.1 | 0 | Residential | 0 | WALL | 7719 | 17 | TOTAL EXTERIORS | JCP&L | No | Complete | 2013-07-22 | 2014-04-17 | 2014-04-25 | 2014-04-25
SRP20171 | SREC Solar | LESSEK |  | 12 | 0 | Residential | 0 | FREEHOLD | 7728 | 17 | CMA ELECTRIC LLC | JCP&L | No | Complete | 2013-07-22 | 2014-08-19 | 2014-08-21 | 2014-08-21
SRP20172 | SREC Solar | FEDGA |  | 15 | 0 | Residential | 1 | HAMMONTON | 8037 | 19 | SOLAR SOLUTIONS LLC | AC Electric | No | Complete | 2013-07-22 | 2014-05-01 | 2014-06-05 | 2014-06-05
SRP20173 | SREC Solar | LEVY |  | 8.575 | 0 | Residential | 1 | TOMS RIVER | 8757 | 18 | SOLARCITY CORPORATION | JCP&L | No | Complete | 2013-07-22 | 2014-01-02 | 2014-01-21 | 2014-01-21
SRP20174 | SREC Solar | HOUSE |  | 15.68 | 0 | Residential | 1 | ABSECON | 8205 | 19 | SOLARCITY CORPORATION | AC Electric | No | Complete | 2013-07-22 | 2014-02-17 | 2014-03-03 | 2014-03-03
SRP20175 | SREC Solar | AMIN |  | 6.37 | 0 | Residential | 1 | CLEMENTON | 8021 | 14 | SOLARCITY CORPORATION | AC Electric | No | Complete | 2013-07-22 | 2014-02-17 | 2014-03-13 | 2014-03-13
SRP20176 | SREC Solar | LITZ |  | 3.92 | 0 | Residential | 1 | GALLOWAY | 8205 | 19 | SOLARCITY CORPORATION | AC Electric | No | Complete | 2013-07-22 | 2013-11-27 | 2013-12-17 | 2013-12-17
SRP20177 | SREC Solar | BERKELEY |  | 2.94 | 0 | Residential | 1 | JERSEY CITY | 7305 | 8 | SOLARCITY CORPORATION | PSE&G BPU | No | Complete | 2013-07-22 | 2013-12-23 | 2014-01-07 | 2014-01-07
SRP20179 | SREC Solar | GRANESE |  | 3.27 | 0 | Residential | 1 | ATLANTIC CITY | 8401 | 19 | RUNNEMEDE PLUMBING HEATING | AC Electric | No | Complete | 2013-07-22 | 2014-04-09 | 2014-04-22 | 2014-04-22
SRP20180 | SREC Solar | KIM |  | 7.25 | 0 | Residential | 1 | SOMERSET | 8873 | 5 | TRINITY HEATING AND AIR | PSE&G BPU | No | Complete | 2013-07-22 | 2013-11-19 | 2013-11-27 | 2013-11-27
SRP20181 | SREC Solar | OLMSTED |  | 8.25 | 0 | Residential | 1 | EASTAMPTON | 8060 | 13 | TRINITY HEATING AND AIR | PSE&G BPU | No | Complete | 2013-07-22 | 2013-09-06 | 2013-09-17 | 2013-09-17
SRP20182 | SREC Solar | KRISHNA |  | 5.886 | 0 | Residential | 0 | SUCCASUNNA | 7876 | 3 | GEOPEAK ENERGY LLC | JCP&L | No | Complete | 2013-07-22 | 2014-07-11 | 2014-08-25 | 2014-08-25
SRP20183 | SREC Solar | BERKELEY |  | 6.86 | 0 | Residential | 1 | JERSEY CITY | 7305 | 8 | SOLARCITY CORPORATION | PSE&G BPU | No | Complete | 2013-07-22 | 2013-12-20 | 2014-01-08 | 2014-01-08
SRP20184 | SREC Solar | FERRARA |  | 7.84 | 0 | Residential | 1 | MOUNT ROYAL | 8061 | 15 | SOLARCITY CORPORATION | AC Electric | No | Complete | 2013-07-22 | 2013-11-20 | 2013-11-26 | 2013-11-26
SRP20185 | SREC Solar | ALVAREZ |  | 5.39 | 0 | Residential | 1 | BAYONNE | 7002 | 8 | SOLARCITY CORPORATION | PSE&G BPU | No | Complete | 2013-07-22 | 2013-11-15 | 2013-11-25 | 2013-11-25
SRP20186 | SREC Solar | DIMAIO |  | 7.595 | 0 | Residential | 1 | LINCROFT | 7738 | 17 | TRINITY HEATING AND AIR | JCP&L | No | Complete | 2013-07-22 | 2013-10-09 | 2013-10-11 | 2013-10-11
SRP20187 | SREC Solar | COHEN |  | 9.75 | 0 | Residential | 1 | MARLBORO | 7746 | 17 | TRINITY HEATING AND AIR | JCP&L | No | Complete | 2013-07-22 | 2013-10-04 | 2013-10-11 | 2013-10-11
SRP20188 | SREC Solar | DEJESUS |  | 6.24 | 0 | Residential | 0 | KEARNY | 7032 | 8 | SOLAR ENERGY WORLD-W | PSE&G BPU | No | Complete | 2013-07-22 | 2014-06-24 | 2014-07-01 | 2014-07-01
SRP20189 | SREC Solar | VERGANO |  | 12.985 | 0 | Residential | 1 | SPARTA | 7871 | 1 | EAST COAST ALTERNATIVE ENERGY | JCP&L | No | Complete | 2013-07-22 | 2013-10-14 | 2013-10-16 | 2013-10-16
SRP20191 | SREC Solar | BODNAR |  | 7 | 0 | Residential | 1 | OCEANPORT | 7757 | 17 | TRINITY HEATING AND AIR | JCP&L | No | Complete | 2013-07-22 | 2013-09-24 | 2013-10-11 | 2013-10-11
SRP20192 | SREC Solar | PROSPERO |  | 3.5 | 0 | Residential | 1 | HOWELL | 7731 | 17 | ROOF DIAGNOSTICS INC | JCP&L | No | Complete | 2013-07-22 | 2013-12-20 | 2014-01-29 | 2014-01-29
SRP20194 | SREC Solar | PEPE |  | 6.615 | 0 | Residential | 1 | SOUTHAMPTON | 8088 | 13 | SOLULAR LLC. II | PSE&G BPU | No | Complete | 2013-07-22 | 2013-12-19 | 2014-01-06 | 2014-01-06
SRP20195 | SREC Solar | MIAO |  | 5 | 0 | Residential | 1 | SOMERSET | 8873 | 5 | TRINITY HEATING AND AIR | PSE&G BPU | No | Complete | 2013-07-22 | 2013-11-06 | 2013-11-13 | 2013-11-13
SRP20196 | SREC Solar | CALABRESE |  | 9.31 | 0 | Residential | 1 | WOODBRIDGE TWP | 7095 | 11 | SOLARCITY CORPORATION | PSE&G BPU | No | Complete | 2013-07-22 | 2014-01-31 | 2014-02-12 | 2014-02-12
SRP20197 | SREC Solar | SILIPENA |  | 13.475 | 0 | Residential | 1 | SOUTH DENNIS | 8245 | 21 | RCL ENTERPRISES INC. | AC Electric | No | Complete | 2013-07-22 | 2013-10-09 | 2013-10-11 | 2013-10-11
SRP20198 | SREC Solar | CHEN |  | 151.728 | 0 | Residential | 0 | WEST WINDSOR | 8550 | 12 | GEOGENIX | PSE&G BPU | No | Complete | 2013-07-22 | 2013-12-30 | 2014-01-14 | 2014-01-14
SRP20199 | SREC Solar | NASRA |  | 9.25 | 0 | Residential | 1 | HOLMDEL | 7733 | 17 | ECOLOGICAL SYSTEMS BY WATER WIZARD | JCP&L | No | Complete | 2013-07-22 | 2014-04-08 | 2014-04-18 | 2014-04-18
SRP20200 | SREC Solar | AJEGBE |  | 6.37 | 0 | Residential | 1 | NEWARK | 7108 | 9 | SOLARCITY CORPORATION | PSE&G BPU | No | Complete | 2013-07-22 | 2013-10-24 | 2013-11-04 | 2013-11-04
SRP20201 | SREC Solar | HARTH |  | 4.9 | 0 | Residential | 1 | BARNEGAT | 8005 | 18 | ALLSEASON CONSTRUCTION | AC Electric | No | Complete | 2013-07-22 | 2013-11-06 | 2013-11-13 | 2013-11-13
SRP20202 | SREC Solar | BERMAN |  | 8.5 | 0 | Residential | 1 | CHERRY HILL | 8003 | 14 | TRINITY HEATING AND AIR | PSE&G BPU | No | Complete | 2013-07-22 | 2013-09-06 | 2013-10-16 | 2013-10-16
SRP20203 | SREC Solar | WARNER |  | 7.35 | 0 | Residential | 1 | MILLVILLE | 8332 | 20 | ALLSEASON CONSTRUCTION | AC Electric | No | Complete | 2013-07-22 | 2014-05-29 | 2014-06-06 | 2014-06-06
SRP20204 | SREC Solar | CHAMPION |  | 4.9 | 0 | Residential | 1 | MILLVILLE | 8332 | 20 | ALLSEASON CONSTRUCTION | AC Electric | No | Complete | 2013-07-22 | 2013-12-27 | 2014-01-10 | 2014-01-10
SRP20205 | SREC Solar | BURROWS |  | 7.35 | 0 | Residential | 1 | EHT | 8234 | 19 | ALLSEASON CONSTRUCTION | AC Electric | No | Complete | 2013-07-22 | 2013-10-09 | 2013-10-30 | 2013-10-30
SRP20206 | SREC Solar | CLOUD |  | 5 | 0 | Residential | 1 | MONTCLAIR | 7042 | 9 | TRINITY HEATING AND AIR | PSE&G BPU | No | Complete | 2013-07-22 | 2014-02-05 | 2014-02-21 | 2014-02-21
SRP20207 | SREC Solar | BOSCH |  | 14.945 | 0 | Residential | 1 | GRENLOCH | 8032 | 15 | ALLSEASON CONSTRUCTION | AC Electric | No | Complete | 2013-07-22 | 2014-01-15 | 2014-01-29 | 2014-01-29
SRP20208 | SREC Solar | SMITH |  | 9.065 | 0 | Residential | 1 | WEST CAPE MAY | 8204 | 21 | ALLSEASON CONSTRUCTION | AC Electric | No | Complete | 2013-07-22 | 2013-11-20 | 2013-11-26 | 2013-11-26
SRP20209 | SREC Solar | SCELBA |  | 22.05 | 0 | Residential | 1 | LUMBERTON | 8048 | 13 | ALLSEASON CONSTRUCTION | PSE&G BPU | No | Complete | 2013-07-22 | 2013-11-08 | 2013-11-13 | 2013-11-13
SRP20210 | SREC Solar | KLEINER |  | 12.74 | 0 | Residential | 1 | EHT | 8234 | 19 | ALLSEASON CONSTRUCTION | AC Electric | No | Complete | 2013-07-22 | 2013-11-26 | 2013-12-04 | 2013-12-04
SRP20211 | SREC Solar | DAGOSTINO |  | 16.17 | 0 | Residential | 1 | EHT | 8234 | 19 | ALLSEASON CONSTRUCTION | AC Electric | No | Complete | 2013-07-22 | 2013-11-20 | 2013-11-26 | 2013-11-26
SRP20212 | SREC Solar | TRASATTI |  | 7.595 | 0 | Residential | 1 | DEL HAVEN | 8251 | 21 | ALLSEASON CONSTRUCTION | AC Electric | No | Complete | 2013-07-22 | 2013-12-27 | 2014-01-16 | 2014-01-16
SRP20213 | SREC Solar | DIGIROLAMO |  | 5.88 | 0 | Residential | 1 | TOMS RIVER | 8757 | 18 | ALLSEASON CONSTRUCTION | JCP&L | No | Complete | 2013-07-22 | 2014-02-17 | 2014-03-04 | 2014-03-04
SRP20214 | SREC Solar | BUNERO |  | 9.8 | 0 | Residential | 1 | TOMS RIVER | 8753 | 18 | ALLSEASON CONSTRUCTION | JCP&L | No | Complete | 2013-07-22 | 2013-10-24 | 2013-11-05 | 2013-11-05
SRP20216 | SREC Solar | KITE |  | 15.435 | 0 | Residential | 1 | CLEMENTON | 8021 | 14 | ALLSEASON CONSTRUCTION | AC Electric | No | Complete | 2013-07-22 | 2013-10-30 | 2013-11-26 | 2013-11-26
SRP20217 | SREC Solar | SMITH |  | 8.925 | 0 | Residential | 1 | BERLIN | 8009 | 14 | ALLSEASON CONSTRUCTION | AC Electric | No | Complete | 2013-07-22 | 2014-07-30 | 2014-08-11 | 2014-08-11
SRP20218 | SREC Solar | FENYAR |  | 9.8 | 0 | Residential | 1 | TOMS RIVER | 8753 | 18 | ALLSEASON CONSTRUCTION | JCP&L | No | Complete | 2013-07-22 | 2013-10-24 | 2013-11-05 | 2013-11-05
SRP20219 | SREC Solar | HIRSCH |  | 8.575 | 0 | Residential | 1 | CHERRY HILL | 8003 | 14 | ALLSEASON CONSTRUCTION | PSE&G BPU | No | Complete | 2013-07-22 | 2014-03-19 | 2014-04-03 | 2014-04-03
SRP20220 | SREC Solar | VANHORN |  | 5.635 | 0 | Residential | 1 | HAMILTON | 8690 | 12 | SOLULAR LLC. II | PSE&G BPU | No | Complete | 2013-07-22 | 2014-08-12 | 2014-08-21 | 2014-08-21
SRP20221 | SREC Solar | ALAMO |  | 12.25 | 0 | Residential | 1 | LANOKA HARBOR | 8734 | 18 | ALLSEASON CONSTRUCTION | JCP&L | No | Complete | 2013-07-22 | 2013-11-13 | 2013-11-25 | 2013-11-25
SRP20223 | SREC Solar | GALLO |  | 7.84 | 0 | Residential | 1 | WOODBRIDGE | 7095 | 11 | VIVINT SOLAR | PSE&G BPU | No | Complete | 2013-07-22 | 2014-01-29 | 2014-02-14 | 2014-02-14
SRP20224 | SREC Solar | CASTELLUZZO |  | 5.635 | 0 | Residential | 1 | BAYONNE | 7002 | 8 | VIVINT SOLAR | PSE&G BPU | No | Complete | 2013-07-22 | 2013-11-26 | 2013-12-04 | 2013-12-04
SRP20226 | SREC Solar | CRUZ |  | 6.86 | 0 | Residential | 1 | WOODBRIDGE | 7095 | 11 | VIVINT SOLAR | PSE&G BPU | No | Complete | 2013-07-22 | 2013-11-26 | 2013-12-30 | 2013-12-30
SRP20227 | SREC Solar | AYALA |  | 4.9 | 0 | Residential | 1 | CLIFTON | 7013 | 6 | VIVINT SOLAR | PSE&G BPU | No | Complete | 2013-07-22 | 2013-12-11 | 2013-12-20 | 2013-12-20
SRP20228 | SREC Solar | SYZ |  | 2.205 | 0 | Residential | 1 | RIDGEWOOD | 7450 | 7 | SOLARCITY CORPORATION | PSE&G BPU | No | Complete | 2013-07-22 | 2014-02-25 | 2014-03-12 | 2014-03-12
SRP20229 | SREC Solar | AGZIGIAN |  | 11.118 | 0 | Residential | 1 | CORBIN CITY | 8270 | 21 | GEOSCAPE SOLAR | AC Electric | No | Complete | 2013-07-22 | 2013-12-13 | 2014-01-02 | 2014-01-02
SRP20230 | SREC Solar | DURKIN |  | 8.82 | 0 | Residential | 1 | SPRING LAKE | 7762 | 17 | TRINITY HEATING AND AIR | JCP&L | No | Complete | 2013-07-22 | 2013-10-24 | 2013-11-05 | 2013-11-05
SRP20231 | SREC Solar | HAAS |  | 8.82 | 0 | Residential | 1 | MAYS LANDING | 8330 | 19 | ALLSEASON CONSTRUCTION | AC Electric | No | Complete | 2013-07-22 | 2014-02-27 | 2014-03-10 | 2014-03-10
SRP20232 | SREC Solar | DOMADIA |  | 6 | 0 | Residential | 0 | TOMS RIVER | 8753 | 18 | TRINITY HEATING AND AIR | JCP&L | No | Complete | 2013-07-22 | 2013-12-18 | 2014-01-08 | 2014-01-08
SRP20234 | SREC Solar | BOOSE |  | 2.76 | 0 | Residential | 1 | GLEN RIDGE | 7028 | 9 | SEA BRIGHT SOLAR, LLC | PSE&G BPU | No | Complete | 2013-07-22 | 2014-07-10 | 2014-09-02 | 2014-09-02
SRP20235 | SREC Solar | RABINOVICZ |  | 12.426 | 0 | Residential | 1 | LAKEWOOD | 8701 | 18 | GREEN APPLE ENERGY SYSTEMS, LLC | JCP&L | No | Complete | 2013-07-22 | 2014-06-24 | 2014-07-01 | 2014-07-01
SRP20236 | SREC Solar | CUNNINGHAM |  | 3.675 | 0 | Residential | 1 | WESTWOOD | 7675 | 7 | SUNGEVITY, INC. | PSE&G BPU | No | Complete | 2013-07-22 | 2014-03-11 | 2014-03-17 | 2014-03-17
SRP20237 | SREC Solar | FENTON |  | 23.25 | 0 | Residential | 1 | HAMMONTON | 8037 | 19 | SOLAR SOLUTIONS LLC | AC Electric | No | Complete | 2013-07-22 | 2014-01-10 | 2014-01-23 | 2014-01-23
SRP20238 | SREC Solar | DRANEY |  | 16.023 | 0 | Residential | 1 | MANCHESTER | 8759 | 18 | SEA BRIGHT SOLAR, LLC | JCP&L | No | Complete | 2013-07-22 | 2013-11-15 | 2013-11-25 | 2013-11-25
SRP20239 | SREC Solar | WILLIAMS |  | 9.31 | 0 | Residential | 1 | WINSLOW TOWNSHIP | 8081 | 14 | RCL ENTERPRISES INC. | AC Electric | No | Complete | 2013-07-22 | 2013-11-13 | 2013-11-25 | 2013-11-25
SRP20240 | SREC Solar | TRAINOR |  | 9.8 | 0 | Residential | 1 | SWEDESBORO | 8085 | 15 | RCL ENTERPRISES INC. | AC Electric | No | Complete | 2013-07-22 | 2013-10-25 | 2013-11-04 | 2013-11-04
SRP20241 | SREC Solar | APPLEBAUM |  | 11.025 | 0 | Residential | 1 | EGG HARBOR | 8234 | 19 | RCL ENTERPRISES INC. | AC Electric | No | Complete | 2013-07-22 | 2013-11-19 | 2013-12-02 | 2013-12-02
SRP20242 | SREC Solar | HAYDINGER | UNITED COMMUNITIES | 8.1 | 0 | Residential | 1 | FORT DIX | 8640 | 13 | TRINITY HEATING AND AIR | JCP&L | No | Complete | 2013-07-22 | 2013-11-07 | 2013-12-06 | 2013-12-06
SRP20243 | SREC Solar | CIEKURS |  | 13.475 | 0 | Residential | 1 | LAFAYETTE TOWNSHIP | 7848 | 1 | SOLARCITY CORPORATION | JCP&L | No | Complete | 2013-07-22 | 2013-12-16 | 2013-12-20 | 2013-12-20
SRP20244 | SREC Solar | DAILISAY |  | 8.575 | 0 | Residential | 1 | EGG HARBOR TOWNSHIP | 8234 | 19 | ACOS ENERGY, LLC | AC Electric | No | Complete | 2013-07-22 | 2014-02-28 | 2014-03-14 | 2014-03-14
SRP20245 | SREC Solar | LEWIS |  | 22.5 | 0 | Residential | 1 | DOROTHY | 8317 | 19 | ACOS ENERGY, LLC | AC Electric | No | Complete | 2013-07-22 | 2014-06-25 | 2014-07-02 | 2014-07-02
SRP20246 | SREC Solar | PICCIONE |  | 6.37 | 0 | Residential | 1 | WARETOWN | 8758 | 18 | ACOS ENERGY, LLC | JCP&L | No | Complete | 2013-07-22 | 2013-11-08 | 2013-11-19 | 2013-11-19
SRP20247 | SREC Solar | NISBETT |  | 3.57 | 0 | Residential | 1 | NEWARK | 7013 | 6 | TOTAL EXTERIORS | PSE&G BPU | No | Complete | 2013-07-22 | 2014-03-07 | 2014-03-19 | 2014-03-19
SRP20248 | SREC Solar | FEINBERG |  | 8.82 | 0 | Residential | 1 | EG HARBOR TOWNSHIP | 8234 | 19 | ACOS ENERGY, LLC | AC Electric | No | Complete | 2013-07-22 | 2014-01-02 | 2014-01-15 | 2014-01-15
SRP20249 | SREC Solar | HOWARD |  | 5.88 | 0 | Residential | 1 | VINELAND | 8360 | 20 | SOLARCITY CORPORATION | Vineland Muni Elec | No | Complete | 2013-07-22 | 2013-12-19 | 2014-02-11 | 2014-02-11
SRP20250 | SREC Solar | JEAN |  | 12.005 | 0 | Residential | 1 | SHAMONG | 8088 | 13 | SOLARCITY CORPORATION | AC Electric | No | Complete | 2013-07-22 | 2014-07-15 | 2014-07-23 | 2014-07-23
SRP20251 | SREC Solar | RINALDI |  | 9.8 | 0 | Residential | 1 | NORTHFIELD | 8225 | 19 | SOLARCITY CORPORATION | AC Electric | No | Complete | 2013-07-22 | 2013-11-25 | 2013-12-04 | 2013-12-04
SRP20252 | SREC Solar | VALLE |  | 8.82 | 0 | Residential | 1 | LIVINGSTON | 7039 | 9 | SOLARCITY CORPORATION | PSE&G BPU | No | Complete | 2013-07-22 | 2013-11-20 | 2014-03-07 | 2014-03-07
SRP20253 | SREC Solar | CHAN | SN DESIGN | 3.185 | 0 | Residential | 1 | LEONIA | 7605 | 7 | SOLARCITY CORPORATION | AC Electric | No | Complete | 2013-07-22 | 2013-11-08 | 2013-11-19 | 2013-11-19
SRP20254 | SREC Solar | LEE |  | 7.105 | 0 | Residential | 1 | VOORHEES TWP | 8043 | 14 | SOLARCITY CORPORATION | PSE&G BPU | No | Complete | 2013-07-22 | 2013-11-21 | 2013-11-26 | 2013-11-26
SRP20255 | SREC Solar | BRADLEY |  | 7.75 | 0 | Residential | 1 | TOMS RIVER | 8757 | 18 | SOLARCITY CORPORATION | JCP&L | No | Complete | 2013-07-22 | 2014-02-12 | 2014-02-19 | 2014-02-19
SRP20256 | SREC Solar | RACELIS |  | 3.43 | 0 | Residential | 1 | HASBROUCK HEIGHS | 7604 | 7 | SOLARCITY CORPORATION | PSE&G BPU | No | Complete | 2013-07-22 | 2013-12-30 | 2014-01-16 | 2014-01-16
SRP20257 | SREC Solar | PETRUZZIELLO |  | 5.88 | 0 | Residential | 1 | SADDLE BROOK | 7663 | 7 | VIVINT SOLAR | PSE&G BPU | No | Complete | 2013-07-22 | 2013-10-25 | 2013-12-12 | 2013-12-12
SRP20258 | SREC Solar | BROWNE |  | 4.935 | 0 | Residential | 1 | LIVINGSTON | 7039 | 9 | VIVINT SOLAR | JCP&L | No | Complete | 2013-07-22 | 2013-11-11 | 2013-11-18 | 2013-11-18
SRP20259 | SREC Solar | GEIFLER |  | 4.23 | 0 | Residential | 1 | BOGOTA | 7603 | 7 | VIVINT SOLAR | PSE&G BPU | No | Complete | 2013-07-22 | 2013-12-27 | 2014-01-09 | 2014-01-09
SRP20260 | SREC Solar | BOROWSKY |  | 9.25 | 0 | Residential | 1 | FLEMINGTON | 8822 | 4 | SOLARCITY CORPORATION | JCP&L | No | Complete | 2013-07-22 | 2013-12-03 | 2013-12-16 | 2013-12-16
SRP20261 | SREC Solar | GURSKY |  | 16.5 | 0 | Residential | 0 | ROBBINSVILLE | 8691 | 12 | TRINITY HEATING AND AIR | PSE&G BPU | No | Complete | 2013-07-22 | 2013-10-01 | 2013-10-03 | 2013-10-03
SRP20262 | SREC Solar | GOMES |  | 4.08 | 0 | Residential | 1 | BOGOTA | 7603 | 7 | VIVINT SOLAR | PSE&G BPU | No | Complete | 2013-07-22 | 2014-04-16 | 2014-04-25 | 2014-04-25
SRP20263 | SREC Solar | MARUSCSAK |  | 3.675 | 0 | Residential | 1 | SOMERSET | 8873 | 5 | VIVINT SOLAR | PSE&G BPU | No | Complete | 2013-07-22 | 2013-10-24 | 2013-10-31 | 2013-10-31
SRP20264 | SREC Solar | TRELLA |  | 5.88 | 0 | Residential | 1 | SADDLE BROOK | 7663 | 7 | VIVINT SOLAR | PSE&G BPU | No | Complete | 2013-07-22 | 2013-12-11 | 2013-12-19 | 2013-12-19
SRP20265 | SREC Solar | HUNDAL |  | 4.655 | 0 | Residential | 1 | BRIDGEWATER | 8807 | 5 | VIVINT SOLAR | JCP&L | No | Complete | 2013-07-22 | 2014-01-23 | 2014-02-06 | 2014-02-06
SRP20267 | SREC Solar | JANOFSKY |  | 4.655 | 0 | Residential | 1 | VOORHEES TWP | 8043 | 14 | SOLARCITY CORPORATION | AC Electric | No | Complete | 2013-07-29 | 2014-06-09 | 2014-06-26 | 2014-06-26
SRP20268 | SREC Solar | DEY |  | 6.86 | 0 | Residential | 1 | PRINCETON | 8540 | 12 | SOLARCITY CORPORATION | PSE&G BPU | No | Complete | 2013-07-29 | 2013-10-24 | 2013-11-04 | 2013-11-04
SRP20270 | SREC Solar | MORRIS |  | 8.25 | 0 | Residential | 1 | WHITING | 8759 | 18 | KOPP ELECTRIC COMPANY | JCP&L | No | Complete | 2013-07-29 | 2013-12-20 | 2014-01-09 | 2014-01-09
SRP20271 | SREC Solar | HERMELITO |  | 9.31 | 0 | Residential | 1 | SEWELL | 8080 | 15 | RCL ENTERPRISES INC. | PSE&G BPU | No | Complete | 2013-07-29 | 2013-11-08 | 2013-11-26 | 2013-11-26
SRP20272 | SREC Solar | ZIMAVILLIN |  | 3.38 | 0 | Residential | 1 | FAIR LAWN | 7410 | 7 | SOLARCITY CORPORATION | PSE&G BPU | No | Complete | 2013-07-29 | 2013-09-11 | 2013-09-18 | 2013-09-18
SRP20273 | SREC Solar | MACKEY |  | 5.25 | 0 | Residential | 0 | MARLBORO | 7746 | 17 | TRINITY HEATING AND AIR | JCP&L | No | Complete | 2013-07-29 | 2013-12-09 | 2014-01-02 | 2014-01-02
SRP20275 | SREC Solar | HAYDINGER | UNITED COMMUNITIES | 14.245 | 0 | Residential | 1 | FORT DIX | 8640 | 13 | TRINITY HEATING AND AIR | JCP&L | No | Complete | 2013-07-29 | 2013-11-14 | 2013-12-06 | 2013-12-06
SRP20276 | SREC Solar | VEDERSO |  | 3.92 | 0 | Residential | 1 | TOMS RIVER | 8757 | 18 | NJR HOME SERVICES. | JCP&L | No | Complete | 2013-07-29 | 2013-10-25 | 2013-11-06 | 2013-11-06
SRP20277 | SREC Solar | HAWLEY |  | 5 | 0 | Residential | 0 | HOWELL | 7731 | 17 | TRINITY HEATING AND AIR | JCP&L | No | Complete | 2013-07-29 | 2014-01-07 | 2014-01-29 | 2014-01-29
SRP20278 | SREC Solar | MARTIN |  | 5.635 | 0 | Residential | 1 | LAKEWOOD | 8701 | 18 | TRINITY HEATING AND AIR | JCP&L | No | Complete | 2013-07-29 | 2013-09-13 | 2013-09-20 | 2013-09-20
SRP20279 | SREC Solar | GALGALI |  | 3.64 | 0 | Residential | 0 | PENNINGTON | 8534 | 12 | TOTAL EXTERIORS | PSE&G BPU | No | Complete | 2013-07-29 | 2014-04-04 | 2014-04-18 | 2014-04-18
SRP20280 | SREC Solar | PALADUGU |  | 4.16 | 0 | Residential | 0 | FRANKLIN PARK | 8823 | 5 | TOTAL EXTERIORS | PSE&G BPU | No | Complete | 2013-07-29 | 2014-06-05 | 2014-06-09 | 2014-06-09
SRP20281 | SREC Solar | GRAHAM | AIG TRUCKING INCT/A KOHLAR DISTRIBT | 191.16 | 0 | Commercial | 0 | HAWTHRONE | 7506 | 6 | TALMAGE SOLAR ENGINEERING | PSE&G BPU | No | Complete | 2013-07-29 | 2015-01-13 | 2015-01-20 | 2015-01-20
SRP20282 | SREC Solar | SUHONEN | RLS HOLDINGS | 25.44 | 0 | Commercial | 0 | CLERMONT | 8210 | 21 | EASTERN ENERGY SERVICES | AC Electric | No | Complete | 2013-07-29 | 2014-07-23 | 2014-09-12 | 2014-09-12
SRP20283 | SREC Solar | WU |  | 5.25 | 0 | Residential | 1 | PISCATAWAY | 8854 | 11 | ROOF DIAGNOSTICS INC | PSE&G BPU | No | Complete | 2013-07-29 | 2013-09-24 | 2013-10-07 | 2013-10-07
SRP20284 | SREC Solar | MEYERS |  | 7.75 | 0 | Residential | 1 | SOMERSET | 8873 | 5 | TRINITY HEATING AND AIR | PSE&G BPU | No | Complete | 2013-07-29 | 2014-02-07 | 2014-02-24 | 2014-02-24
SRP20286 | SREC Solar | KRUSE |  | 3.924 | 0 | Residential | 1 | OCEAN | 7712 | 17 | GREEN APPLE ENERGY SYSTEMS, LLC | JCP&L | No | Complete | 2013-07-29 | 2013-10-03 | 2013-10-09 | 2013-10-09
SRP20287 | SREC Solar | MAZZA |  | 7.75 | 0 | Residential | 1 | WAYNE | 7470 | 6 | ALTERIS RENEWABLES DBA REAL GOODS SOLAR | PSE&G BPU | No | Complete | 2013-07-29 | 2014-01-28 | 2014-02-11 | 2014-02-11
SRP20288 | SREC Solar | HUSSAIN |  | 5.886 | 0 | Residential | 1 | DAYTON | 8810 | 11 | GREEN APPLE ENERGY SYSTEMS, LLC | PSE&G BPU | No | Complete | 2013-07-29 | 2014-11-06 | 2014-11-24 | 2014-11-24
SRP20289 | SREC Solar | ADELSON |  | 7.245 | 0 | Residential | 0 | WEST ORANGE | 7052 | 9 | RENEWERGY SOLUTIONS GROUP | PSE&G BPU | No | Complete | 2013-07-29 | 2013-10-24 | 2013-11-04 | 2013-11-04
SRP20290 | SREC Solar | DESTEFANIS |  | 9.25 | 0 | Residential | 1 | MANAHAWKIN | 8050 | 18 | TRINITY HEATING AND AIR | AC Electric | No | Complete | 2013-07-29 | 2013-10-03 | 2013-10-23 | 2013-10-23
SRP20291 | SREC Solar | BULKA |  | 3.43 | 0 | Residential | 1 | MONTCLAIR | 7042 | 9 | SOLARCITY CORPORATION | PSE&G BPU | No | Complete | 2013-07-29 | 2013-11-07 | 2013-11-19 | 2013-11-19
SRP20292 | SREC Solar | PASCULLI |  | 7.84 | 0 | Residential | 1 | MOONACHIE | 7074 | 7 | VIVINT SOLAR | PSE&G BPU | No | Complete | 2013-07-29 | 2014-01-29 | 2014-02-14 | 2014-02-14
SRP20293 | SREC Solar | KASTRAVA |  | 16.17 | 0 | Residential | 1 | CLAYTON | 8312 | 15 | SOLARCITY CORPORATION | AC Electric | No | Complete | 2013-07-29 | 2014-01-23 | 2014-03-13 | 2014-03-13
SRP20295 | SREC Solar | ROSADO |  | 6.615 | 0 | Residential | 1 | PERTH AMBOY | 8861 | 11 | VIVINT SOLAR | PSE&G BPU | No | Complete | 2013-07-29 | 2014-06-30 | 2014-07-09 | 2014-07-09
SRP20296 | SREC Solar | SCHIARATURA |  | 2.45 | 0 | Residential | 1 | BOGOTA | 7603 | 7 | VIVINT SOLAR | PSE&G BPU | No | Complete | 2013-07-29 | 2014-05-02 | 2014-07-16 | 2014-07-16
SRP20302 | SREC Solar | WATERMAN |  | 3.675 | 0 | Residential | 1 | CLIFTON | 7012 | 6 | VIVINT SOLAR | PSE&G BPU | No | Complete | 2013-07-29 | 2014-03-27 | 2014-04-16 | 2014-04-16
SRP20304 | SREC Solar | FRATTINO |  | 5.145 | 0 | Residential | 1 | LITTLE FERRY | 7643 | 7 | VIVINT SOLAR | PSE&G BPU | No | Complete | 2013-07-29 | 2014-01-10 | 2014-01-21 | 2014-01-21
SRP20305 | SREC Solar | MASI |  | 9.5 | 0 | Residential | 1 | TOMS RIVER | 8757 | 18 | TRINITY HEATING AND AIR | JCP&L | No | Complete | 2013-07-29 | 2013-10-01 | 2013-10-16 | 2013-10-16
SRP20306 | SREC Solar | LINDGREN |  | 17.5 | 0 | Residential | 1 | FLEMMINGTON | 8822 | 4 | TRINITY HEATING AND AIR | JCP&L | No | Complete | 2013-07-29 | 2013-12-03 | 2013-12-12 | 2013-12-12
SRP20307 | SREC Solar | ROSEN |  | 5 | 0 | Residential | 1 | SOMERSET | 8873 | 5 | TRINITY HEATING AND AIR | PSE&G BPU | No | Complete | 2013-07-29 | 2013-12-16 | 2013-12-20 | 2013-12-20
SRP20308 | SREC Solar | PISPIA |  | 9 | 0 | Residential | 1 | JACKSON | 8527 | 18 | TRINITY HEATING AND AIR | JCP&L | No | Complete | 2013-07-29 | 2013-10-04 | 2013-10-11 | 2013-10-11
SRP20309 | SREC Solar | MULLIN |  | 12.5 | 0 | Residential | 1 | WOOLWICH | 8085 | 15 | ALTERIS RENEWABLES DBA REAL GOODS SOLAR | AC Electric | No | Complete | 2013-07-29 | 2013-11-12 | 2013-12-02 | 2013-12-02
SRP20310 | SREC Solar | AMODIO |  | 9 | 0 | Residential | 1 | WARETOWN | 8758 | 18 | AMPCO ELECTRIC SERVICE LLC | JCP&L | No | Complete | 2013-07-29 | 2014-08-05 | 2014-08-12 | 2014-08-12
SRP20311 | SREC Solar | SANTUCCI |  | 6.75 | 0 | Residential | 1 | JACKSON | 8527 | 18 | TRINITY HEATING AND AIR | JCP&L | No | Complete | 2013-07-29 | 2013-10-09 | 2013-10-11 | 2013-10-11
SRP20312 | SREC Solar | HERNANDEZ |  | 5.5 | 0 | Residential | 1 | LINDEN | 7036 | 10 | TRINITY HEATING AND AIR | PSE&G BPU | No | Complete | 2013-07-29 | 2013-12-02 | 2014-01-23 | 2014-01-23
SRP20314 | SREC Solar | WHANG |  | 6.75 | 0 | Residential | 1 | SOMERSET | 8873 | 5 | TRINITY HEATING AND AIR | PSE&G BPU | No | Complete | 2013-07-29 | 2013-12-19 | 2014-01-08 | 2014-01-08
SRP20315 | SREC Solar | GOLD |  | 2.695 | 0 | Residential | 1 | FAIRLAWN | 7410 | 7 | VIVINT SOLAR | PSE&G BPU | No | Complete | 2013-07-29 | 2014-07-03 | 2014-07-17 | 2014-07-17
SRP20316 | SREC Solar | FANIA |  | 5.28 | 0 | Residential | 1 | HOWELL | 7731 | 17 | ROOF DIAGNOSTICS INC | JCP&L | No | Complete | 2013-07-29 | 2013-09-04 | 2013-09-10 | 2013-09-10
SRP20317 | SREC Solar | GARDNER |  | 3.995 | 0 | Residential | 1 | BELMAR | 7719 | 17 | ROOF DIAGNOSTICS INC | JCP&L | No | Complete | 2013-07-29 | 2013-08-27 | 2013-09-04 | 2013-09-04
SRP20319 | SREC Solar | HAYDINGER | UNITED COMMUNITES | 7.4 | 0 | Residential | 1 | FORT DIX | 8640 | 13 | TRINITY HEATING AND AIR | JCP&L | No | Complete | 2013-07-29 | 2013-11-14 | 2013-12-06 | 2013-12-06
SRP20322 | SREC Solar | FINGERHUT |  | 20.16 | 0 | Residential | 1 | POINT PLEASANT | 8742 | 18 | ROOF DIAGNOSTICS INC | JCP&L | No | Complete | 2013-07-29 | 2013-08-27 | 2013-09-04 | 2013-09-04
SRP20324 | SREC Solar | TERREZZA |  | 3.675 | 0 | Residential | 1 | UNION | 7083 | 10 | VIVINT SOLAR | PSE&G BPU | No | Complete | 2013-07-29 | 2014-01-23 | 2014-02-21 | 2014-02-21
SRP20328 | SREC Solar | FARRELL |  | 6.815 | 0 | Residential | 1 | BRIDGEWATER | 8807 | 5 | ROOF DIAGNOSTICS INC | PSE&G BPU | No | Complete | 2013-07-29 | 2013-11-19 | 2014-01-24 | 2014-01-24
SRP20331 | SREC Solar | SEVERINO |  | 3.43 | 0 | Residential | 1 | LITTLE FERRY | 7643 | 7 | VIVINT SOLAR | PSE&G BPU | No | Complete | 2013-07-29 | 2013-12-11 | 2013-12-19 | 2013-12-19
SRP20334 | SREC Solar | SZYMANSKI |  | 5.5 | 0 | Residential | 1 | EDISON | 8817 | 11 | ROOF DIAGNOSTICS INC | PSE&G BPU | No | Complete | 2013-07-29 | 2013-12-09 | 2014-01-16 | 2014-01-16
SRP20337 | SREC Solar | MCKEON | THE PORT AUTHORITY OF NEW YORK | 152.1 | 0 | Government Facility | 1 | NEWARK | 7114 | 9 | BORREGO SOLAR SYSTEMS | PSE&G BPU | No | Complete | 2013-07-29 | 2014-08-28 | 2014-09-09 | 2014-09-09
SRP20339 | SREC Solar | MCKEON | THE PORT OF AUTHORITY OF NY & NJ | 120.12 | 0 | Government Facility | 1 | NEWARK | 7114 | 9 | BORREGO SOLAR SYSTEMS | PSE&G BPU | No | Complete | 2013-07-29 | 2014-08-06 | 2014-08-11 | 2014-08-11
SRP20340 | SREC Solar | STANKUNAS |  | 9.8 | 0 | Residential | 1 | PORT READING | 7064 | 11 | VIVINT SOLAR | PSE&G BPU | No | Complete | 2013-07-29 | 2014-01-23 | 2014-02-06 | 2014-02-06
SRP20342 | SREC Solar | BRICENO |  | 6 | 0 | Residential | 1 | BELLEVILLE | 7109 | 9 | PRO CUSTOM SOLAR | PSE&G BPU | No | Complete | 2013-07-29 | 2014-07-24 | 2014-08-18 | 2014-08-18
SRP20343 | SREC Solar | MCKEON | PANYNJ (BUILDING #79) | 96.135 | 0 | Government Facility | 1 | NEWARK | 7114 | 9 | BORREGO SOLAR SYSTEMS | PSE&G BPU | No | Complete | 2013-07-29 | 2014-08-06 | 2014-08-11 | 2014-08-11
SRP20344 | SREC Solar | MCKEON | PANYNJ (BLDG 157 NON SOLAR LOAN) | 263.64 | 0 | Government Facility | 1 | NEWARK | 7114 | 9 | BORREGO SOLAR SYSTEMS | PSE&G BPU | No | Complete | 2013-07-29 | 2014-09-23 | 2014-11-13 | 2014-11-13
SRP20345 | SREC Solar | RODRIGUEZ |  | 7.25 | 0 | Residential | 1 | ELIZABETH | 7201 | 10 | PRO CUSTOM SOLAR | PSE&G BPU | No | Complete | 2013-07-29 | 2014-03-04 | 2014-03-12 | 2014-03-12
SRP20346 | SREC Solar | CARNEY |  | 8.41 | 0 | Residential | 1 | CLIFTON | 7012 | 6 | PRO CUSTOM SOLAR | PSE&G BPU | No | Complete | 2013-07-29 | 2014-08-05 | 2014-09-16 | 2014-09-16
SRP20347 | SREC Solar | GARAY |  | 3.92 | 0 | Residential | 1 | BELLEVILLE | 7109 | 9 | SOLARCITY CORPORATION | PSE&G BPU | No | Complete | 2013-07-29 | 2013-11-11 | 2013-11-19 | 2013-11-19
SRP20348 | SREC Solar | MELENDEZ |  | 11.76 | 0 | Residential | 1 | ERIAL | 8081 | 14 | SOLARCITY CORPORATION | AC Electric | No | Complete | 2013-07-29 | 2014-02-06 | 2014-02-21 | 2014-02-21
SRP20349 | SREC Solar | HENNING |  | 8.085 | 0 | Residential | 1 | VERONA | 7044 | 9 | SOLARCITY CORPORATION | PSE&G BPU | No | Complete | 2013-07-29 | 2013-11-05 | 2013-11-11 | 2013-11-11
SRP20350 | SREC Solar | FOSTER |  | 5.88 | 0 | Residential | 1 | BERLIN TWP | 8009 | 14 | SOLARCITY CORPORATION | AC Electric | No | Complete | 2013-07-29 | 2013-11-05 | 2013-11-11 | 2013-11-11
SRP20351 | SREC Solar | MALESA |  | 10.78 | 0 | Residential | 1 | DELANCO | 8075 | 13 | SOLARCITY CORPORATION | PSE&G BPU | No | Complete | 2013-07-29 | 2014-03-27 | 2014-04-10 | 2014-04-10
SRP20352 | SREC Solar | LAGANELLA |  | 3.92 | 0 | Residential | 1 | CLAYTON | 8312 | 15 | SOLARCITY CORPORATION | AC Electric | No | Complete | 2013-07-29 | 2013-12-16 | 2013-12-20 | 2013-12-20
SRP20353 | SREC Solar | SPRAYREGEN | TUCK IT AWAY ASSOCIATES LLP | 89.1 | 0 | Commercial | 1 | NEWARK | 7107 | 9 | ONFORCE SOLAR | PSE&G BPU | No | Complete | 2013-07-29 | 2014-10-07 | 2014-10-16 | 2014-10-16
SRP20354 | SREC Solar | LYNOTT |  | 13 | 0 | Residential | 1 | MARLBORO | 7746 | 17 | TRINITY HEATING AND AIR | JCP&L | No | Complete | 2013-07-29 | 2013-11-08 | 2013-11-19 | 2013-11-19
SRP20356 | SREC Solar | VOLL |  | 7.14 | 0 | Residential | 1 | MANASQUAN | 8736 | 17 | ROOF DIAGNOSTICS INC | JCP&L | No | Complete | 2013-07-29 | 2013-09-11 | 2013-09-19 | 2013-09-19
SRP20358 | SREC Solar | BELLINO |  | 5.145 | 0 | Residential | 1 | TRENTON | 8629 | 12 | ROOF DIAGNOSTICS INC | PSE&G BPU | No | Complete | 2013-07-29 | 2013-08-28 | 2013-09-06 | 2013-09-06
SRP20359 | SREC Solar | HOWE |  | 3.92 | 0 | Residential | 1 | BAYVILLE | 8721 | 18 | ROOF DIAGNOSTICS INC | JCP&L | No | Complete | 2013-07-29 | 2013-08-27 | 2013-09-04 | 2013-09-04
SRP20361 | SREC Solar | DEMBICZAK |  | 8 | 0 | Residential | 1 | JACKSON | 8527 | 18 | ROOF DIAGNOSTICS INC | JCP&L | No | Complete | 2013-07-29 | 2013-08-27 | 2013-09-04 | 2013-09-04
SRP20362 | SREC Solar | MCCARTHY |  | 3.92 | 0 | Residential | 1 | MILLVILLE | 8332 | 20 | SEA BRIGHT SOLAR, LLC | AC Electric | No | Complete | 2013-07-29 | 2013-11-27 | 2013-12-18 | 2013-12-18
SRP20363 | SREC Solar | AIELLO |  | 13.965 | 0 | Residential | 1 | HOWELL | 7731 | 17 | RELIABLE POWER SERVICES, INC. | JCP&L | No | Complete | 2013-07-29 | 2014-02-11 | 2014-02-24 | 2014-02-24
SRP20364 | SREC Solar | RUTH |  | 6.86 | 0 | Residential | 1 | MANCHESTER | 8759 | 18 | SEA BRIGHT SOLAR, LLC | JCP&L | No | Complete | 2013-07-29 | 2013-10-08 | 2013-10-23 | 2013-10-23
SRP20365 | SREC Solar | PUSCZKO |  | 7.105 | 0 | Residential | 1 | CREAM RIDGE | 8514 | 17 | RELIABLE POWER SERVICES, INC. | JCP&L | No | Complete | 2013-07-29 | 2014-01-29 | 2014-02-14 | 2014-02-14
SRP20366 | SREC Solar | BALOG |  | 7.105 | 0 | Residential | 1 | LEONARDO | 7737 | 17 | RELIABLE POWER SERVICES, INC. | JCP&L | No | Complete | 2013-07-29 | 2013-10-25 | 2013-11-06 | 2013-11-06
SRP20369 | SREC Solar | PIETROSANTE |  | 9 | 0 | Residential | 1 | CAPE MAY COURT HOUSE | 8210 | 21 | ASTRUM SOLAR, LLC | AC Electric | No | Complete | 2013-07-29 | 2014-08-05 | 2014-09-02 | 2014-09-02
SRP20370 | SREC Solar | PICONE |  | 16.64 | 0 | Residential | 1 | BRIDGEWATER | 8807 | 5 | ASTRUM SOLAR, LLC | JCP&L | No | Complete | 2013-07-29 | 2014-08-07 | 2014-08-14 | 2014-08-14
SRP20371 | SREC Solar | WILHELM |  | 6.86 | 0 | Residential | 1 | MANCHESTER | 8759 | 18 | SEA BRIGHT SOLAR, LLC | JCP&L | No | Complete | 2013-07-29 | 2013-10-08 | 2013-10-15 | 2013-10-15
SRP20372 | SREC Solar | MAIONE |  | 16 | 0 | Residential | 1 | TOMS RIVER | 8757 | 18 | ASTRUM SOLAR, LLC | JCP&L | No | Complete | 2013-07-29 | 2014-06-02 | 2014-06-10 | 2014-06-10
SRP20373 | SREC Solar | LINGLE |  | 7.25 | 0 | Residential | 1 | MT HOLLY | 8060 | 13 | ASTRUM SOLAR, LLC | PSE&G BPU | No | Complete | 2013-07-29 | 2014-05-23 | 2014-05-30 | 2014-05-30
SRP20374 | SREC Solar | PLATT | ROXBURY REFORM TEMPLE | 48.96 | 0 | Non Profit | 1 | SUCCASUNNA | 7878 | 3 | AMBERJACK SOLAR ENERGY | JCP&L | No | Complete | 2013-07-29 | 2014-02-11 | 2014-02-21 | 2014-02-21
SRP20376 | SREC Solar | CARR |  | 7 | 0 | Residential | 1 | MT HOLLY | 8060 | 13 | ASTRUM SOLAR, LLC | PSE&G BPU | No | Complete | 2013-07-29 | 2014-05-07 | 2014-05-22 | 2014-05-22
SRP20377 | SREC Solar | DYER |  | 7.65 | 0 | Residential | 1 | SMITHVILLE | 8201 | 19 | RELIABLE POWER SERVICES, INC. | AC Electric | No | Complete | 2013-07-29 | 2014-08-19 | 2014-08-28 | 2014-08-28
SRP20378 | SREC Solar | BERRY |  | 9.555 | 0 | Residential | 1 | FRANKLINVILLE | 8322 | 15 | SOLULAR LLC. II | AC Electric | No | Complete | 2013-07-29 | 2014-09-23 | 2014-10-01 | 2014-10-01
SRP20379 | SREC Solar | DAVIS |  | 9.065 | 0 | Residential | 1 | BARNEGAT | 8005 | 18 | SOLAR SYSTEMS LEASING LLC | JCP&L | No | Complete | 2013-07-29 | 2014-06-25 | 2014-08-27 | 2014-08-27
SRP20380 | SREC Solar | RITCHIE |  | 7.105 | 0 | Residential | 1 | TOMS RIVER | 8755 | 18 | RELIABLE POWER SERVICES, INC. | JCP&L | No | Complete | 2013-07-29 | 2014-01-21 | 2014-02-17 | 2014-02-17
SRP20381 | SREC Solar | TUMMINIA |  | 8.33 | 0 | Residential | 1 | BAYVILLE | 8721 | 18 | RELIABLE POWER SERVICES, INC. | JCP&L | No | Complete | 2013-07-29 | 2014-02-11 | 2014-02-24 | 2014-02-24
SRP20382 | SREC Solar | FAVREAU |  | 16.83 | 0 | Residential | 1 | WHITE HOUSE STATION | 8889 | 4 | UR SOLAR POWER | JCP&L | No | Complete | 2013-07-29 | 2013-08-19 | 2013-08-23 | 2013-08-23
SRP20383 | SREC Solar | RONALLO |  | 5.39 | 0 | Residential | 1 | TOMS RIVER | 8757 | 18 | RELIABLE POWER SERVICES, INC. | JCP&L | No | Complete | 2013-07-29 | 2014-02-05 | 2014-02-21 | 2014-02-21
SRP20384 | SREC Solar | YAJCAJI |  | 6.615 | 0 | Residential | 1 | TOMS RIVER | 8753 | 18 | RELIABLE POWER SERVICES, INC. | JCP&L | No | Complete | 2013-07-29 | 2014-01-29 | 2014-02-14 | 2014-02-14
SRP20385 | SREC Solar | GROW |  | 11.44 | 0 | Residential | 1 | ROCKAWAY | 7866 | 3 | SOLARCITY CORPORATION | JCP&L | No | Complete | 2013-07-29 | 2013-09-26 | 2013-10-03 | 2013-10-03
SRP20387 | SREC Solar | STEWART |  | 4.56 | 0 | Residential | 1 | BELMAR | 7718 | 17 | ROOF DIAGNOSTICS INC | JCP&L | No | Complete | 2013-07-29 | 2013-08-27 | 2013-09-04 | 2013-09-04
SRP20389 | SREC Solar | DECOTIIS |  | 7.99 | 0 | Residential | 1 | EDISON | 8817 | 11 | VIVINT SOLAR | PSE&G BPU | No | Complete | 2013-07-29 | 2014-03-10 | 2014-03-19 | 2014-03-19
SRP20390 | SREC Solar | MOSCETTI |  | 5.75 | 0 | Residential | 1 | HAMILTON | 8690 | 12 | TRINITY HEATING AND AIR | PSE&G BPU | No | Complete | 2013-07-29 | 2013-10-23 | 2013-10-28 | 2013-10-28
SRP20391 | SREC Solar | CHOKSHI |  | 4.655 | 0 | Residential | 1 | PASSAIC | 7055 | 6 | VIVINT SOLAR | PSE&G BPU | No | Complete | 2013-07-29 | 2014-10-20 | 2014-10-27 | 2014-10-27
SRP20392 | SREC Solar | TULK |  | 12 | 0 | Residential | 1 | MANCHESTER | 8759 | 18 | TRINITY HEATING AND AIR | JCP&L | No | Complete | 2013-07-29 | 2013-10-24 | 2013-10-28 | 2013-10-28
SRP20394 | SREC Solar | SIMONE |  | 4.165 | 0 | Residential | 1 | BLACKWOOD | 8012 | 14 | SOLARCITY CORPORATION | PSE&G BPU | No | Complete | 2013-07-29 | 2014-01-02 | 2014-01-21 | 2014-01-21
SRP20395 | SREC Solar | BELTRAN |  | 10.535 | 0 | Residential | 1 | NEWTON | 7860 | 1 | ALTERNATIVE ENERGY ASSOCIATES | JCP&L | No | Complete | 2013-07-29 | 2014-08-21 | 2014-08-29 | 2014-08-29
SRP20396 | SREC Solar | SHAW |  | 10 | 0 | Residential | 1 | TUCKERTON BEACH | 8087 | 18 | ASTRUM SOLAR, LLC | AC Electric | No | Complete | 2013-07-29 | 2014-05-20 | 2014-05-29 | 2014-05-29
SRP20397 | SREC Solar | ROONEY |  | 13.78 | 0 | Residential | 1 | JAMESBURG | 8831 | 11 | ASTRUM SOLAR, LLC | JCP&L | No | Complete | 2013-07-29 | 2014-05-20 | 2014-05-29 | 2014-05-29
SRP20398 | SREC Solar | CIACCIO |  | 5.145 | 0 | Residential | 1 | EAST BRUNSWICK | 8816 | 11 | VIVINT SOLAR | PSE&G BPU | No | Complete | 2013-07-29 | 2013-12-11 | 2013-12-19 | 2013-12-19
SRP20399 | SREC Solar | SHOCKLEY |  | 3.995 | 0 | Residential | 1 | EDISON | 8817 | 11 | VIVINT SOLAR | PSE&G BPU | No | Complete | 2013-07-29 | 2014-07-31 | 2014-09-02 | 2014-09-02
SRP20400 | SREC Solar | TAPIA |  | 5.405 | 0 | Residential | 1 | TRENTON | 8618 | 12 | VIVINT SOLAR | PSE&G BPU | No | Complete | 2013-07-29 | 2014-07-18 | 2014-07-25 | 2014-07-25
SRP20401 | SREC Solar | WOOLLEY | NJ DEPT OF MILITARY AND VETERAN AF | 69.38 | 0 | Government Facility | 1 | LAWRENCEVILLE | 8648 | 12 | LIGHTON INDUSTRIES | PSE&G BPU | No | Complete | 2013-07-29 | 2013-10-28 | 2013-12-19 | 2013-12-19
SRP20402 | SREC Solar | TABANGAY |  | 4.9 | 0 | Residential | 1 | WOODBRIDGE | 8861 | 11 | VIVINT SOLAR | PSE&G BPU | No | Complete | 2013-08-05 | 2013-11-19 | 2013-11-25 | 2013-11-25
SRP20403 | SREC Solar | LEVIN |  | 5.12 | 0 | Residential | 0 | MARGATE | 8402 | 19 | RICHMOND SOLAR | AC Electric | No | Complete | 2013-08-05 | 2013-09-25 | 2013-09-30 | 2013-09-30
SRP20404 | SREC Solar | COUGHLIN |  | 5.36 | 0 | Residential | 0 | FAIRLAWN | 7410 | 7 | RENEWERGY SOLUTIONS GROUP | PSE&G BPU | No | Complete | 2013-08-05 | 2014-05-07 | 2014-05-16 | 2014-05-16
SRP20405 | SREC Solar | FERNANDEZ |  | 5.75 | 0 | Residential | 1 | ALLENTOWN | 8501 | 17 | TRINITY HEATING AND AIR | PSE&G BPU | No | Complete | 2013-08-05 | 2013-10-04 | 2013-10-11 | 2013-10-11
SRP20406 | SREC Solar | BELUNES |  | 4.9 | 0 | Residential | 1 | STAFFORD TOWNSHIP | 8050 | 18 | SOLARCITY CORPORATION | AC Electric | No | Complete | 2013-08-05 | 2014-01-14 | 2014-01-29 | 2014-01-29
SRP20407 | SREC Solar | WHITMAN | PONTEFRACT FARM | 13.75 | 0 | Residential | 0 | WHITEHOUSE STATION | 8889 | 4 | GREEN POWER ENERGY LLC | JCP&L | No | Complete | 2013-08-05 | 2014-05-07 | 2014-05-22 | 2014-05-22
SRP20408 | SREC Solar | WINCHESTER |  | 7.35 | 0 | Residential | 1 | WOODSTOWN | 8098 | 16 | SOLARCITY CORPORATION | AC Electric | No | Complete | 2013-08-05 | 2013-12-06 | 2013-12-18 | 2013-12-18
SRP20409 | SREC Solar | BRADLEY |  | 3.25 | 0 | Residential | 1 | BRICK | 8723 | 18 | ROOF DIAGNOSTICS INC | JCP&L | No | Complete | 2013-08-05 | 2013-11-26 | 2013-12-04 | 2013-12-04
SRP20410 | SREC Solar | ISIP |  | 3.5 | 0 | Residential | 1 | ELMWOOD PARK | 7407 | 7 | ROOF DIAGNOSTICS INC | PSE&G BPU | No | Complete | 2013-08-05 | 2014-05-27 | 2014-05-30 | 2014-05-30
SRP20411 | SREC Solar | NILSEN |  | 9.75 | 0 | Residential | 1 | RED BANK | 7701 | 17 | TRINITY HEATING AND AIR | JCP&L | No | Complete | 2013-08-05 | 2013-10-01 | 2013-10-03 | 2013-10-03
SRP20412 | SREC Solar | ZAVALA |  | 5 | 0 | Residential | 1 | SPRINGFIELD TOWNSHIP | 7081 | 10 | SOLARCITY CORPORATION | JCP&L | No | Complete | 2013-08-05 | 2013-11-12 | 2013-11-20 | 2013-11-20
SRP20413 | SREC Solar | CHAPPINA |  | 3 | 0 | Residential | 1 | PISCATAWAY | 8854 | 11 | ROOF DIAGNOSTICS INC | PSE&G BPU | No | Complete | 2013-08-05 | 2013-11-25 | 2013-12-30 | 2013-12-30
SRP20414 | SREC Solar | WOKOCHA |  | 12.75 | 0 | Residential | 1 | GALLOWAY | 8205 | 19 | SOLARCITY CORPORATION | AC Electric | No | Complete | 2013-08-05 | 2013-12-16 | 2013-12-20 | 2013-12-20
SRP20415 | SREC Solar | FELLER |  | 9.8 | 0 | Residential | 1 | JACKSON | 8527 | 18 | SOLARCITY CORPORATION | JCP&L | No | Complete | 2013-08-05 | 2013-11-25 | 2014-01-02 | 2014-01-02
SRP20416 | SREC Solar | BASIL |  | 3.185 | 0 | Residential | 1 | LAVALLETTE | 8735 | 18 | SOLARCITY CORPORATION | JCP&L | No | Complete | 2013-08-05 | 2013-11-13 | 2013-11-27 | 2013-11-27
SRP20417 | SREC Solar | ZHU |  | 4.335 | 0 | Residential | 0 | DUNELLEN | 8812 | 11 | TOTAL EXTERIORS | PSE&G BPU | No | Complete | 2013-08-05 | 2014-01-29 | 2014-02-14 | 2014-02-14
SRP20419 | SREC Solar | KARGBO |  | 3.995 | 0 | Residential | 1 | EDISON | 8817 | 11 | VIVINT SOLAR | PSE&G BPU | No | Complete | 2013-08-05 | 2014-07-17 | 2014-07-28 | 2014-07-28
SRP20421 | SREC Solar | PEREIRA |  | 6.125 | 0 | Residential | 1 | LINDEN | 7036 | 10 | VIVINT SOLAR | PSE&G BPU | No | Complete | 2013-08-05 | 2013-11-11 | 2013-11-18 | 2013-11-18
SRP20422 | SREC Solar | ROSARIO |  | 7.105 | 0 | Residential | 1 | PERTH AMBOY | 8861 | 11 | VIVINT SOLAR | PSE&G BPU | No | Complete | 2013-08-05 | 2014-05-27 | 2014-06-03 | 2014-06-03
SRP20423 | SREC Solar | PASCUAL |  | 6.72 | 0 | Residential | 1 | UNION | 7083 | 10 | VIVINT SOLAR | PSE&G BPU | No | Complete | 2013-08-05 | 2013-12-11 | 2013-12-19 | 2013-12-19
SRP20424 | SREC Solar | AQUINO |  | 2.35 | 0 | Residential | 1 | ROCHELLE PARK | 7662 | 7 | VIVINT SOLAR | PSE&G BPU | No | Complete | 2013-08-05 | 2013-11-11 | 2014-01-24 | 2014-01-24
SRP20425 | SREC Solar | FITSCHEN |  | 5.875 | 0 | Residential | 1 | SADDLE BROOK | 7663 | 7 | VIVINT SOLAR | PSE&G BPU | No | Complete | 2013-08-05 | 2014-01-09 | 2014-02-11 | 2014-02-11
SRP20429 | SREC Solar | PIZARRO |  | 3.43 | 0 | Residential | 1 | SEWAREN | 7077 | 11 | VIVINT SOLAR | PSE&G BPU | No | Complete | 2013-08-05 | 2013-11-11 | 2013-11-18 | 2013-11-18
SRP20430 | SREC Solar | CICCUTELLI |  | 7.35 | 0 | Residential | 1 | SOUTH BOUND BROOK | 8880 | 5 | VIVINT SOLAR | PSE&G BPU | No | Complete | 2013-08-05 | 2014-03-27 | 2014-04-16 | 2014-04-16
SRP20432 | SREC Solar | BUDESHEIM |  | 4.165 | 0 | Residential | 1 | SOMERSET | 8873 | 5 | VIVINT SOLAR | PSE&G BPU | No | Complete | 2013-08-05 | 2014-04-09 | 2014-04-21 | 2014-04-21
SRP20433 | SREC Solar | PAIGE |  | 5.635 | 0 | Residential | 1 | EDISON | 8817 | 11 | VIVINT SOLAR | PSE&G BPU | No | Complete | 2013-08-05 | 2014-07-03 | 2014-08-27 | 2014-08-27
SRP20434 | SREC Solar | GONZALEZ |  | 3.76 | 0 | Residential | 1 | PERTH AMBOY | 8861 | 11 | VIVINT SOLAR | PSE&G BPU | No | Complete | 2013-08-05 | 2014-07-25 | 2014-08-05 | 2014-08-05
SRP20435 | SREC Solar | VILLACRESES |  | 3.185 | 0 | Residential | 1 | LITTLE FERRY | 7643 | 7 | VIVINT SOLAR | PSE&G BPU | No | Complete | 2013-08-05 | 2014-06-05 | 2014-06-10 | 2014-06-10
SRP20436 | SREC Solar | BURRELL |  | 3.64 | 0 | Residential | 0 | LAKE HOPATCONG | 7849 | 3 | TOTAL EXTERIORS | JCP&L | No | Complete | 2013-08-05 | 2014-05-14 | 2014-05-21 | 2014-05-21
SRP20438 | SREC Solar | MASAOY |  | 5.145 | 0 | Residential | 1 | CLIFTON | 7013 | 6 | VIVINT SOLAR | PSE&G BPU | No | Complete | 2013-08-05 | 2013-12-11 | 2013-12-27 | 2013-12-27
SRP20439 | SREC Solar | LOBO |  | 4.655 | 0 | Residential | 1 | SOMERSET | 8873 | 5 | VIVINT SOLAR | PSE&G BPU | No | Complete | 2013-08-05 | 2014-05-09 | 2014-05-23 | 2014-05-23
SRP20440 | SREC Solar | RUZICKA |  | 3.64 | 0 | Residential | 0 | TOMS RIVER | 8753 | 18 | TOTAL EXTERIORS | JCP&L | No | Complete | 2013-08-05 | 2014-01-29 | 2014-02-14 | 2014-02-14
SRP20441 | SREC Solar | NEAL |  | 3.185 | 0 | Residential | 1 | SOMERSET | 8873 | 5 | VIVINT SOLAR | PSE&G BPU | No | Complete | 2013-08-05 | 2014-04-03 | 2014-04-16 | 2014-04-16
SRP20442 | SREC Solar | VAZQUEZ |  | 3.29 | 0 | Residential | 1 | BERGENFIELD | 7621 | 7 | VIVINT SOLAR | PSE&G BPU | No | Complete | 2013-08-05 | 2014-01-21 | 2014-01-30 | 2014-01-30
SRP20443 | SREC Solar | COSS |  | 4.655 | 0 | Residential | 1 | AVENEL | 7001 | 11 | VIVINT SOLAR | PSE&G BPU | No | Complete | 2013-08-05 | 2013-12-11 | 2013-12-27 | 2013-12-27
SRP20444 | SREC Solar | VYAS |  | 5.39 | 0 | Residential | 1 | BRIDGEWATER | 8807 | 5 | VIVINT SOLAR | PSE&G BPU | No | Complete | 2013-08-05 | 2014-06-27 | 2014-07-09 | 2014-07-09
SRP20445 | SREC Solar | HABERSTROH |  | 15.5 | 0 | Residential | 1 | BEACHWOOD | 8722 | 18 | SOLIGENT LEASING | JCP&L | No | Complete | 2013-08-05 | 2014-01-14 | 2014-01-31 | 2014-01-31
SRP20446 | SREC Solar | HIRZEL |  | 12.5 | 0 | Residential | 1 | BRICK | 8724 | 18 | TRINITY HEATING AND AIR | JCP&L | No | Complete | 2013-08-05 | 2013-09-06 | 2013-09-25 | 2013-09-25
SRP20447 | SREC Solar | WOLDMAN |  | 7.5 | 0 | Residential | 1 | SOMERSET | 8873 | 5 | TRINITY HEATING AND AIR | PSE&G BPU | No | Complete | 2013-08-05 | 2014-03-05 | 2014-03-14 | 2014-03-14
SRP20448 | SREC Solar | BOURNE |  | 8.5 | 0 | Residential | 1 | LAKEWOOD | 8701 | 18 | SOLIGENT LEASING | JCP&L | No | Complete | 2013-08-05 | 2013-10-28 | 2013-11-04 | 2013-11-04
SRP20449 | SREC Solar | BUTKUS |  | 10.535 | 0 | Residential | 1 | WILLIAMSTOWN | 8094 | 15 | RCL ENTERPRISES INC. | AC Electric | No | Complete | 2013-08-05 | 2013-12-02 | 2013-12-12 | 2013-12-12
SRP20450 | SREC Solar | CONNER |  | 6.125 | 0 | Residential | 1 | S. BOUND BROOK | 8802 | 4 | VIVINT SOLAR | PSE&G BPU | No | Complete | 2013-08-05 | 2014-06-20 | 2014-07-02 | 2014-07-02
SRP20451 | SREC Solar | EHMANN |  | 13 | 0 | Residential | 1 | SEWELL | 8080 | 15 | SOLAR SOLUTIONS LLC | AC Electric | No | Complete | 2013-08-05 | 2014-08-14 | 2014-08-21 | 2014-08-21
SRP20452 | SREC Solar | FRIEDMAN |  | 6.615 | 0 | Residential | 1 | E. BRUNSWICK | 8816 | 11 | VIVINT SOLAR | PSE&G BPU | No | Complete | 2013-08-05 | 2014-01-10 | 2014-01-23 | 2014-01-23
SRP20454 | SREC Solar | PEREZ |  | 6.37 | 0 | Residential | 1 | CLIFTON | 7013 | 6 | VIVINT SOLAR | PSE&G BPU | No | Complete | 2013-08-05 | 2014-04-03 | 2014-04-16 | 2014-04-16
SRP20455 | SREC Solar | DESIMONE |  | 4.9 | 0 | Residential | 1 | MANCHESTER | 8759 | 18 | TRINITY HEATING AND AIR | JCP&L | No | Complete | 2013-08-05 | 2013-10-23 | 2013-11-14 | 2013-11-14
SRP20456 | SREC Solar | CORRENTI |  | 3.43 | 0 | Residential | 1 | SADDLE BROOK | 7663 | 7 | VIVINT SOLAR | PSE&G BPU | No | Complete | 2013-08-05 | 2014-02-14 | 2014-03-04 | 2014-03-04
SRP20457 | SREC Solar | IRICK |  | 12 | 0 | Residential | 0 | WESTAMPTON | 8060 | 13 | TRINITY HEATING AND AIR | PSE&G BPU | No | Complete | 2013-08-05 | 2013-11-15 | 2013-12-16 | 2013-12-16
SRP20458 | SREC Solar | SCHMIT |  | 3.06 | 0 | Residential | 1 | FRANKLIN | 7417 | 7 | AMBERJACK SOLAR ENERGY | Orange & Rockland Elec | No | Complete | 2013-08-05 | 2013-09-18 | 2013-09-24 | 2013-09-24
SRP20459 | SREC Solar | PAXTON |  | 4.9 | 0 | Residential | 1 | SICKLERVILLE | 8081 | 14 | SOLARCITY CORPORATION | AC Electric | No | Complete | 2013-08-05 | 2013-11-18 | 2013-11-20 | 2013-11-20
SRP20460 | SREC Solar | HUNT |  | 4.41 | 0 | Residential | 1 | CLAYTON | 8312 | 15 | SOLARCITY CORPORATION | AC Electric | No | Complete | 2013-08-05 | 2013-11-19 | 2013-12-30 | 2013-12-30
SRP20461 | SREC Solar | ROY |  | 9.555 | 0 | Residential | 1 | PISCATAWAY | 8854 | 11 | SOLARCITY CORPORATION | PSE&G BPU | No | Complete | 2013-08-05 | 2013-11-19 | 2013-12-02 | 2013-12-02
SRP20462 | SREC Solar | CASTELLANO |  | 10.4 | 0 | Residential | 1 | WALL TOWNSHIP | 7719 | 17 | SOLARCITY CORPORATION | JCP&L | No | Complete | 2013-08-05 | 2014-01-02 | 2014-01-15 | 2014-01-15
SRP20463 | SREC Solar | FLOYD |  | 10.29 | 0 | Residential | 1 | BURLINGTON TWP | 8016 | 13 | SOLARCITY CORPORATION | PSE&G BPU | No | Complete | 2013-08-05 | 2013-11-15 | 2013-11-25 | 2013-11-25
SRP20464 | SREC Solar | RESNICK |  | 4.68 | 0 | Residential | 0 | LONG VALLEY | 7853 | 3 | TOTAL EXTERIORS | JCP&L | No | Complete | 2013-08-05 | 2014-07-23 | 2014-08-01 | 2014-08-01
SRP20465 | SREC Solar | HUBBARD |  | 8.085 | 0 | Residential | 1 | BARNEGAT | 8005 | 18 | NJR HOME SERVICES. | AC Electric | No | Complete | 2013-08-05 | 2013-12-04 | 2013-12-18 | 2013-12-18
SRP20466 | SREC Solar | HARRIS |  | 9.555 | 0 | Residential | 1 | MILLVILLE | 8332 | 20 | EZNERGY LLC | AC Electric | No | Complete | 2013-08-05 | 2013-11-08 | 2014-02-11 | 2014-02-11
SRP20467 | SREC Solar | RAYMOND |  | 9.5 | 0 | Residential | 0 | SEWELL | 8080 | 15 | GREEN CITIES ENERGY LLC | AC Electric | No | Complete | 2013-08-05 | 2014-07-31 | 2014-08-06 | 2014-08-06
SRP20468 | SREC Solar | HANSEN |  | 5.376 | 0 | Residential | 0 | WENONAH | 8090 | 15 | GREEN CITIES ENERGY LLC | AC Electric | No | Complete | 2013-08-05 | 2013-12-18 | 2014-01-08 | 2014-01-08
SRP20469 | SREC Solar | RAHTER |  | 4.655 | 0 | Residential | 1 | WILDWOOD | 8260 | 21 | SOLARCITY CORPORATION | AC Electric | No | Complete | 2013-08-05 | 2014-02-19 | 2014-03-10 | 2014-03-10
SRP20470 | SREC Solar | MCLAUGHLIN |  | 6 | 0 | Residential | 0 | ELMER | 8318 | 16 | GREEN CITIES ENERGY LLC | AC Electric | No | Complete | 2013-08-05 | 2014-01-07 | 2014-01-17 | 2014-01-17
SRP20471 | SREC Solar | WALTER |  | 2.94 | 0 | Residential | 1 | SOUTHAMPTON TWP | 8088 | 13 | SOLARCITY CORPORATION | JCP&L | No | Complete | 2013-08-05 | 2013-12-13 | 2013-12-30 | 2013-12-30
SRP20472 | SREC Solar | HAHN |  | 9.75 | 0 | Residential | 0 | PITMAN | 8071 | 15 | GREEN CITIES ENERGY LLC | AC Electric | No | Complete | 2013-08-05 | 2013-12-19 | 2014-01-06 | 2014-01-06
SRP20473 | SREC Solar | REALE |  | 6.75 | 0 | Residential | 1 | RIVERSIDE | 8075 | 13 | SOLARCITY CORPORATION | PSE&G BPU | No | Complete | 2013-08-05 | 2013-11-05 | 2013-11-19 | 2013-11-19
SRP20474 | SREC Solar | CORRIGAN |  | 7.105 | 0 | Residential | 1 | SICKLERVILLE | 8081 | 14 | RCL ENTERPRISES INC. | AC Electric | No | Complete | 2013-08-05 | 2013-11-08 | 2013-11-13 | 2013-11-13
SRP20475 | SREC Solar | ELLSWORTH |  | 14.21 | 0 | Residential | 1 | MARMORA | 8223 | 21 | RCL ENTERPRISES INC. | AC Electric | No | Complete | 2013-08-05 | 2014-05-28 | 2014-06-04 | 2014-06-04
SRP20476 | SREC Solar | HOANG |  | 6.27 | 0 | Residential | 1 | PRINCETON | 8540 | 12 | SKY HIGH ENERGY, LLC | PSE&G BPU | No | Complete | 2013-08-05 | 2013-10-22 | 2013-10-28 | 2013-10-28
SRP20477 | SREC Solar | ARMITAGE |  | 7.84 | 0 | Residential | 0 | DOROTHY | 8317 | 19 | SOLAR ENERGY WORLD-W | AC Electric | No | Complete | 2013-08-05 | 2014-06-25 | 2014-07-02 | 2014-07-02
SRP20478 | SREC Solar | MCCARTHY |  | 7.35 | 0 | Residential | 1 | SALEM | 8079 | 16 | SOLULAR LLC. II | AC Electric | No | Complete | 2013-08-05 | 2014-07-01 | 2014-07-09 | 2014-07-09
SRP20479 | SREC Solar | MANSUETO |  | 7.84 | 0 | Residential | 1 | BRICK | 8724 | 18 | ACOS ENERGY, LLC | JCP&L | No | Complete | 2013-08-05 | 2014-02-28 | 2014-03-14 | 2014-03-14
SRP20480 | SREC Solar | MAURER |  | 4.41 | 0 | Residential | 1 | EHT | 8234 | 19 | ACOS ENERGY, LLC | AC Electric | No | Complete | 2013-08-05 | 2014-01-10 | 2014-01-24 | 2014-01-24
SRP20481 | SREC Solar | DERING |  | 11.27 | 0 | Residential | 1 | WARETOWN | 8758 | 18 | ACOS ENERGY, LLC | JCP&L | No | Complete | 2013-08-05 | 2014-04-02 | 2014-04-18 | 2014-04-18
SRP20482 | SREC Solar | DERING |  | 10.535 | 0 | Residential | 1 | WARETOWN | 8758 | 18 | ACOS ENERGY, LLC | JCP&L | No | Complete | 2013-08-05 | 2014-01-10 | 2014-01-24 | 2014-01-24
SRP20483 | SREC Solar | RABINEAU | EVANGEL CHAPEL | 9.75 | 0 | Non Profit | 1 | BRIDGEWATER | 8807 | 5 | DYNAMIC SOLAR, LLC- WAYNE | PSE&G BPU | No | Complete | 2013-08-05 | 2014-07-28 | 2014-10-22 | 2014-10-22
SRP20484 | SREC Solar | TATE |  | 9.555 | 0 | Residential | 1 | MANCHESTER | 8759 | 18 | ACOS ENERGY, LLC | JCP&L | No | Complete | 2013-08-05 | 2013-11-08 | 2013-11-19 | 2013-11-19
SRP20485 | SREC Solar | KELLER |  | 12.25 | 0 | Residential | 1 | PITTSGROVE | 8318 | 16 | RCL ENTERPRISES INC. | AC Electric | No | Complete | 2013-08-05 | 2013-12-06 | 2013-12-18 | 2013-12-18
SRP20486 | SREC Solar | VASIKONIS |  | 5.88 | 0 | Residential | 1 | LEHT | 8087 | 18 | SOLULAR LLC. II | AC Electric | No | Complete | 2013-08-05 | 2014-01-10 | 2014-01-23 | 2014-01-23
SRP20487 | SREC Solar | TSARNAS |  | 9.8 | 0 | Residential | 1 | LANOKA HARBOR | 8734 | 18 | NJR HOME SERVICES. | JCP&L | No | Complete | 2013-08-05 | 2013-12-03 | 2013-12-12 | 2013-12-12
SRP20489 | SREC Solar | KOENIGSMARK |  | 8.33 | 0 | Residential | 1 | TOMS RIVER | 8753 | 18 | NJR HOME SERVICES. | JCP&L | No | Complete | 2013-08-05 | 2013-10-24 | 2013-10-28 | 2013-10-28
SRP20490 | SREC Solar | BLALACK |  | 6.37 | 0 | Residential | 1 | HAMMONTON | 8037 | 19 | SOLARCITY CORPORATION | AC Electric | No | Complete | 2013-08-05 | 2014-01-16 | 2014-01-31 | 2014-01-31
SRP20491 | SREC Solar | DORFMAN |  | 5.75 | 0 | Residential | 1 | MANALAPAN | 7726 | 17 | TRINITY HEATING AND AIR | JCP&L | No | Complete | 2013-08-05 | 2013-12-30 | 2014-01-16 | 2014-01-16
SRP20492 | SREC Solar | SARTI |  | 5.88 | 0 | Residential | 1 | TOMS RIVER | 8757 | 18 | EZNERGY LLC | JCP&L | No | Complete | 2013-08-05 | 2013-09-25 | 2013-10-16 | 2013-10-16
SRP20493 | SREC Solar | CHOI |  | 8 | 0 | Residential | 1 | SOMERSET | 8873 | 5 | TRINITY HEATING AND AIR | PSE&G BPU | No | Complete | 2013-08-05 | 2014-01-08 | 2014-01-21 | 2014-01-21
SRP20494 | SREC Solar | STEVENS |  | 11.27 | 0 | Residential | 1 | DELRAN | 8075 | 13 | SOLULAR LLC. II | PSE&G BPU | No | Complete | 2013-08-05 | 2014-09-17 | 2014-09-25 | 2014-09-25
SRP20495 | SREC Solar | OLSACK |  | 5.88 | 0 | Residential | 1 | WESTVILLE | 8093 | 15 | RCL ENTERPRISES INC. | PSE&G BPU | No | Complete | 2013-08-05 | 2013-12-19 | 2014-01-08 | 2014-01-08
SRP20496 | SREC Solar | SPIRGEL |  | 4.75 | 0 | Residential | 1 | VOORHEES TWP | 8043 | 14 | SOLARCITY CORPORATION | AC Electric | No | Complete | 2013-08-05 | 2013-11-20 | 2013-11-26 | 2013-11-26
SRP20497 | SREC Solar | ROGINSKI |  | 4.9 | 0 | Residential | 1 | LINDEN | 7036 | 10 | SOLARCITY CORPORATION | PSE&G BPU | No | Complete | 2013-08-05 | 2014-02-04 | 2014-02-27 | 2014-02-27
SRP20498 | SREC Solar | BUDDLE |  | 3.92 | 0 | Residential | 1 | TEANECK | 7666 | 7 | SOLARCITY CORPORATION | PSE&G BPU | No | Complete | 2013-08-05 | 2014-02-04 | 2014-02-27 | 2014-02-27
SRP20499 | SREC Solar | SIMONS |  | 5.39 | 0 | Residential | 1 | NEWARK | 7104 | 9 | SOLARCITY CORPORATION | PSE&G BPU | No | Complete | 2013-08-05 | 2014-03-21 | 2014-03-27 | 2014-03-27
SRP20500 | SREC Solar | ESPOSITO |  | 8.33 | 0 | Residential | 1 | HACKETTSTOWN | 7840 | 2 | SOLARCITY CORPORATION | JCP&L | No | Complete | 2013-08-05 | 2013-12-16 | 2014-01-24 | 2014-01-24
SRP20501 | SREC Solar | SMALL |  | 8.33 | 0 | Residential | 1 | LINDENWOLD | 8021 | 14 | SOLARCITY CORPORATION | AC Electric | No | Complete | 2013-08-05 | 2013-10-10 | 2013-10-15 | 2013-10-15
SRP20502 | SREC Solar | CHEN |  | 6.11 | 0 | Residential | 1 | EDISON | 8817 | 11 | VIVINT SOLAR | PSE&G BPU | No | Complete | 2013-08-05 | 2013-11-26 | 2013-12-02 | 2013-12-02
SRP20503 | SREC Solar | PAYNTER |  | 7.84 | 0 | Residential | 1 | EGG HARBOR TOWNSHIP | 8234 | 19 | RCL ENTERPRISES INC. | AC Electric | No | Complete | 2013-08-05 | 2013-11-08 | 2013-11-19 | 2013-11-19
SRP20504 | SREC Solar | DILLON |  | 8.33 | 0 | Residential | 1 | BRIDGETON | 8302 | 20 | SEA BRIGHT SOLAR, LLC | AC Electric | No | Complete | 2013-08-05 | 2013-11-06 | 2013-11-13 | 2013-11-13
SRP20505 | SREC Solar | CRUZ |  | 7.35 | 0 | Residential | 1 | COLONIA | 7067 | 10 | VIVINT SOLAR | PSE&G BPU | No | Complete | 2013-08-05 | 2014-05-02 | 2014-05-08 | 2014-05-08
SRP20506 | SREC Solar | SHUTSHA |  | 11.27 | 0 | Residential | 1 | CLEMENTON | 8021 | 14 | SOLARCITY CORPORATION | AC Electric | No | Complete | 2013-08-05 | 2014-01-23 | 2014-02-06 | 2014-02-06
SRP20507 | SREC Solar | HUTCHINSON |  | 9.31 | 0 | Residential | 1 | MONROE TWP | 8094 | 15 | SOLARCITY CORPORATION | AC Electric | No | Complete | 2013-08-05 | 2014-01-14 | 2014-01-29 | 2014-01-29
SRP20508 | SREC Solar | HERNANDEZ |  | 7.595 | 0 | Residential | 1 | PERTH AMBOY | 8861 | 11 | VIVINT SOLAR | PSE&G BPU | No | Complete | 2013-08-05 | 2014-10-23 | 2014-11-04 | 2014-11-04
SRP20509 | SREC Solar | OLSZAK |  | 3.185 | 0 | Residential | 1 | CLIFTON | 7013 | 6 | VIVINT SOLAR | PSE&G BPU | No | Complete | 2013-08-05 | 2014-03-14 | 2014-03-25 | 2014-03-25
SRP20510 | SREC Solar | NOWAK |  | 12.25 | 0 | Residential | 1 | PITTSGROVE | 8318 | 16 | RCL ENTERPRISES INC. | AC Electric | No | Complete | 2013-08-05 | 2013-10-25 | 2013-11-04 | 2013-11-04
SRP20511 | SREC Solar | VICKERS |  | 10.78 | 0 | Residential | 1 | MAPLE SHADE TOWNSHIP | 8052 | 13 | SOLARCITY CORPORATION | PSE&G BPU | No | Complete | 2013-08-05 | 2013-12-26 | 2014-01-29 | 2014-01-29
SRP20512 | SREC Solar | KOWTKO |  | 5 | 0 | Residential | 1 | LAVALLETTE | 8735 | 18 | ROOF DIAGNOSTICS INC | JCP&L | No | Complete | 2013-08-05 | 2014-08-05 | 2014-08-12 | 2014-08-12
SRP20514 | SREC Solar | BASZNER |  | 8.75 | 0 | Residential | 1 | GALLOWAY | 8201 | 19 | ALTERIS RENEWABLES DBA RGS ENERGY | AC Electric | No | Complete | 2013-08-05 | 2014-04-24 | 2014-04-30 | 2014-04-30
SRP20515 | SREC Solar | IRELAND |  | 9 | 0 | Residential | 1 | GALLOWAY | 8201 | 19 | TRINITY HEATING AND AIR | AC Electric | No | Complete | 2013-08-05 | 2013-11-06 | 2013-11-13 | 2013-11-13
SRP20516 | SREC Solar | ROBERSON |  | 4.75 | 0 | Residential | 1 | HILLSIDE | 7205 | 10 | TRINITY HEATING AND AIR | PSE&G BPU | No | Complete | 2013-08-05 | 2013-10-24 | 2013-10-29 | 2013-10-29
SRP20517 | SREC Solar | QUIGLEY |  | 6.86 | 0 | Residential | 1 | SICKLERVILLE | 8081 | 14 | SOLARCITY CORPORATION | AC Electric | No | Complete | 2013-08-05 | 2014-01-23 | 2014-02-06 | 2014-02-06
SRP20518 | SREC Solar | MANTZ | POHATCONG ELEMENTARY SCHOOL | 499.73 | 0 | School Public K-12 | 0 | PHILLIPSBURG | 8865 | 2 | ADVANCED SOLAR PRODUCTS FLEMINGTON | JCP&L | No | Complete | 2013-08-05 | 2014-08-21 | 2014-09-02 | 2014-09-02
SRP20519 | SREC Solar | CALABRIA |  | 10.78 | 0 | Residential | 1 | HAZLET | 7730 | 17 | SOLARCITY CORPORATION | JCP&L | No | Complete | 2013-08-05 | 2013-12-16 | 2013-12-20 | 2013-12-20
SRP20520 | SREC Solar | OLIVER |  | 11.772 | 0 | Residential | 0 | SOMERSET | 8873 | 5 | GEOPEAK ENERGY LLC | PSE&G BPU | No | Complete | 2013-08-05 | 2014-03-07 | 2014-04-10 | 2014-04-10
SRP20521 | SREC Solar | SMITH |  | 6.25 | 0 | Residential | 0 | TUCKERTON | 8087 | 18 | ASTON SOLAR | AC Electric | No | Complete | 2013-08-05 | 2014-06-05 | 2014-06-10 | 2014-06-10
SRP20522 | SREC Solar | PATEL |  | 5.39 | 0 | Residential | 1 | MARLTON | 8053 | 13 | SOLARCITY CORPORATION | PSE&G BPU | No | Complete | 2013-08-05 | 2013-11-07 | 2013-11-26 | 2013-11-26
SRP20526 | SREC Solar | CONWAY |  | 9.8 | 0 | Residential | 1 | DEPTFORD TOWNSHIP | 8096 | 15 | SOLARCITY CORPORATION | PSE&G BPU | No | Complete | 2013-08-05 | 2013-12-16 | 2013-12-27 | 2013-12-27
SRP20527 | SREC Solar | HURLEY |  | 9.66 | 0 | Residential | 1 | EHT | 8234 | 19 | RUNNEMEDE PLUMBING HEATING | AC Electric | No | Complete | 2013-08-05 | 2014-05-01 | 2014-05-08 | 2014-05-08
SRP20528 | SREC Solar | BROWN | NFI REAL ESTATE / FLORENCE CROSSIN | 993.86 | 0 | Commercial | 1 | FLORENCE TWP | 8016 | 13 | SOLIS PARTNERS, LLC | PSE&G BPU | No | Complete | 2013-08-05 | 2013-11-13 | 2013-11-25 | 2013-11-25
SRP20529 | SREC Solar | LIU |  | 5.25 | 0 | Residential | 0 | WOODBRIDGE TWP | 7067 | 10 | ASTON SOLAR | PSE&G BPU | No | Complete | 2013-08-05 | 2014-02-25 | 2014-03-12 | 2014-03-12
SRP20530 | SREC Solar | JOHNS |  | 9.5 | 0 | Residential | 0 | MARMORA | 8223 | 21 | ASTON SOLAR | AC Electric | No | Complete | 2013-08-05 | 2014-07-11 | 2014-07-22 | 2014-07-22
SRP20531 | SREC Solar | GORSKI |  | 5 | 0 | Residential | 0 | NORTHFIELD | 8225 | 19 | ASTON SOLAR | AC Electric | No | Complete | 2013-08-05 | 2014-07-11 | 2014-07-22 | 2014-07-22
SRP20532 | SREC Solar | GOTTLIEB | ARIES FILTERWORKS INC. | 67.2 | 0 | Commercial | 0 | WEST BERLIN | 8091 | 14 | INDEPENDENCE SOLAR, LLC | AC Electric | No | Complete | 2013-08-05 | 2014-01-15 | 2014-01-29 | 2014-01-29
SRP20533 | SREC Solar | SAVIDGE |  | 4.75 | 0 | Residential | 1 | MT EPHRAIM | 8059 | 14 | ASTON SOLAR | PSE&G BPU | No | Complete | 2013-08-05 | 2014-07-28 | 2014-08-05 | 2014-08-05
SRP20534 | SREC Solar | MORRILL | EXTRA SPACE MANAGEMENT INC. | 85.75 | 0 | Commercial | 1 | CHERRY HILL | 8034 | 14 | 1ST LIGHT ENERGY, INC. | PSE&G BPU | No | Complete | 2013-08-05 | 2014-08-06 | 2014-09-30 | 2014-09-30
SRP20535 | SREC Solar | MORRILL | EXTRA SPACE MANAGEMENT INC. | 61.74 | 0 | Commercial | 0 | LAWNSIDE BORO | 8045 | 14 | 1ST LIGHT ENERGY, INC. | PSE&G BPU | No | Complete | 2013-08-05 | 2014-02-06 | 2014-03-12 | 2014-03-12
SRP20539 | SREC Solar | ELSHAKRY |  | 10.464 | 0 | Residential | 1 | CRANBURY | 8512 | 11 | AMERGY SOLAR | PSE&G BPU | No | Complete | 2013-08-12 | 2014-03-31 | 2014-04-17 | 2014-04-17
SRP20540 | SREC Solar | MCNEIL |  | 3.92 | 0 | Residential | 1 | MATAWAN | 7747 | 17 | SUNGEVITY, INC. | JCP&L | No | Complete | 2013-08-12 | 2014-03-05 | 2014-03-14 | 2014-03-14
SRP20541 | SREC Solar | WHITAKER |  | 5.5 | 0 | Residential | 1 | HOWELL | 7731 | 17 | TRINITY HEATING AND AIR | JCP&L | No | Complete | 2013-08-12 | 2013-12-18 | 2014-01-08 | 2014-01-08
SRP20542 | SREC Solar | LIU |  | 7.25 | 0 | Residential | 1 | BRIDGEWATER | 8807 | 5 | ASTON SOLAR | PSE&G BPU | No | Complete | 2013-08-12 | 2014-07-28 | 2014-08-05 | 2014-08-05
SRP20543 | SREC Solar | ANDREWS |  | 8.5 | 0 | Residential | 1 | PHILLIPSBURG | 8865 | 2 | TRINITY HEATING AND AIR | JCP&L | No | Complete | 2013-08-12 | 2014-01-15 | 2014-01-27 | 2014-01-27
SRP20547 | SREC Solar | JAROSTCHUK |  | 5 | 0 | Residential | 1 | MARLBORO | 7746 | 17 | TRINITY HEATING AND AIR | JCP&L | No | Complete | 2013-08-12 | 2013-10-28 | 2013-11-06 | 2013-11-06
SRP20548 | SREC Solar | COOPER |  | 6.25 | 0 | Residential | 1 | LAKEWOOD | 8701 | 18 | SOLIGENT LEASING | JCP&L | No | Complete | 2013-08-12 | 2013-10-25 | 2013-11-06 | 2013-11-06
SRP20550 | SREC Solar | BRANDINELLI |  | 10.29 | 0 | Residential | 1 | MT LAUREL | 8054 | 13 | TRINITY HEATING AND AIR | PSE&G BPU | No | Complete | 2013-08-12 | 2014-01-08 | 2014-01-21 | 2014-01-21
SRP20551 | SREC Solar | DUDA |  | 11 | 0 | Residential | 1 | HAINESPORT | 8036 | 13 | SOLARCITY CORPORATION | PSE&G BPU | No | Complete | 2013-08-12 | 2013-11-25 | 2013-12-02 | 2013-12-02
SRP20552 | SREC Solar | SAVOKINAS |  | 7.105 | 0 | Residential | 1 | HACKETTSTOWN | 7840 | 2 | EAST COAST ALTERNATIVE ENERGY | JCP&L | No | Complete | 2013-08-12 | 2013-10-24 | 2014-01-17 | 2014-01-17
SRP20553 | SREC Solar | BROWN |  | 14.7 | 0 | Residential | 1 | MICKLETON | 8056 | 15 | SOLARCITY CORPORATION | AC Electric | No | Complete | 2013-08-12 | 2014-04-03 | 2014-04-21 | 2014-04-21
SRP20554 | SREC Solar | LEEDS |  | 6.86 | 0 | Residential | 1 | BRIGANTINE | 8203 | 19 | SOLARCITY CORPORATION | AC Electric | No | Complete | 2013-08-12 | 2013-10-25 | 2013-11-06 | 2013-11-06
SRP20555 | SREC Solar | TYSON |  | 4.655 | 0 | Residential | 1 | VINELAND | 8361 | 20 | SOLARCITY CORPORATION | Vineland Muni Elec | No | Complete | 2013-08-12 | 2013-12-19 | 2014-01-08 | 2014-01-08
SRP20556 | SREC Solar | COMEAUX |  | 8.085 | 0 | Residential | 1 | GALLOWAY | 8205 | 19 | SOLARCITY CORPORATION | AC Electric | No | Complete | 2013-08-12 | 2013-12-26 | 2014-01-10 | 2014-01-10
SRP20557 | SREC Solar | REESE |  | 6.37 | 0 | Residential | 1 | MT LAUREL | 8054 | 13 | SOLARCITY CORPORATION | PSE&G BPU | No | Complete | 2013-08-12 | 2013-11-25 | 2013-12-02 | 2013-12-02
SRP20558 | SREC Solar | MORIZE |  | 6.25 | 0 | Residential | 1 | BRIDGEWATER | 8807 | 5 | SOLARCITY CORPORATION | PSE&G BPU | No | Complete | 2013-08-12 | 2013-12-10 | 2013-12-20 | 2013-12-20
SRP20559 | SREC Solar | MCGRATH |  | 6.37 | 0 | Residential | 1 | ATCO | 8004 | 14 | SOLARCITY CORPORATION | AC Electric | No | Complete | 2013-08-12 | 2013-12-19 | 2014-01-08 | 2014-01-08
SRP20560 | SREC Solar | PRICE |  | 7 | 0 | Residential | 1 | LAWNSIDE | 8045 | 14 | SOLARCITY CORPORATION | PSE&G BPU | No | Complete | 2013-08-12 | 2013-10-14 | 2013-10-16 | 2013-10-16
SRP20561 | SREC Solar | QUIROGA |  | 18.62 | 0 | Residential | 1 | BRIDGEWATER | 8807 | 5 | SOLARCITY CORPORATION | PSE&G BPU | No | Complete | 2013-08-12 | 2014-02-20 | 2014-03-07 | 2014-03-07
SRP20562 | SREC Solar | MCNAIR |  | 9.555 | 0 | Residential | 1 | ERIAL | 8012 | 14 | SOLARCITY CORPORATION | AC Electric | No | Complete | 2013-08-12 | 2013-12-19 | 2014-01-08 | 2014-01-08
SRP20563 | SREC Solar | WILLIS |  | 4.9 | 0 | Residential | 1 | SICKLERVILLE | 8081 | 14 | SOLARCITY CORPORATION | AC Electric | No | Complete | 2013-08-12 | 2014-02-24 | 2014-03-12 | 2014-03-12
SRP20564 | SREC Solar | SAMMARTINO |  | 6.615 | 0 | Residential | 1 | VINELAND | 8361 | 20 | SOLARCITY CORPORATION | Vineland Muni Elec | No | Complete | 2013-08-12 | 2013-11-21 | 2013-11-26 | 2013-11-26
SRP20565 | SREC Solar | AJIBOYE |  | 5.39 | 0 | Residential | 1 | NEWARK | 7108 | 9 | SOLARCITY CORPORATION | PSE&G BPU | No | Complete | 2013-08-12 | 2013-10-31 | 2013-11-08 | 2013-11-08
SRP20566 | SREC Solar | VITUG |  | 16.5 | 0 | Residential | 1 | MILLSTONE | 8510 | 17 | SOLARCITY CORPORATION | JCP&L | No | Complete | 2013-08-12 | 2013-12-20 | 2014-02-11 | 2014-02-11
SRP20567 | SREC Solar | FARNSWORTH |  | 6.125 | 0 | Residential | 1 | MAPLE SHADE TOWNSHIP | 8052 | 13 | SOLARCITY CORPORATION | PSE&G BPU | No | Complete | 2013-08-12 | 2014-01-14 | 2014-01-29 | 2014-01-29
SRP20568 | SREC Solar | SETARO |  | 3.525 | 0 | Residential | 1 | MANAHAWKIN | 8050 | 18 | ROOF DIAGNOSTICS INC | AC Electric | No | Complete | 2013-08-12 | 2013-11-19 | 2013-11-26 | 2013-11-26
SRP20569 | SREC Solar | LOCKE |  | 3.995 | 0 | Residential | 1 | BELMAR | 8232 | 19 | ROOF DIAGNOSTICS INC | JCP&L | No | Complete | 2013-08-12 | 2013-11-19 | 2013-11-26 | 2013-11-26
SRP20570 | SREC Solar | CARPINELLO |  | 9.635 | 0 | Residential | 1 | BAY HEAD | 8742 | 18 | ROOF DIAGNOSTICS INC | JCP&L | No | Complete | 2013-08-12 | 2013-12-18 | 2014-01-08 | 2014-01-08
SRP20571 | SREC Solar | DELLAROSSA |  | 7.521 | 0 | Residential | 1 | HAMILTON TWP | 8610 | 12 | ROOF DIAGNOSTICS INC | PSE&G BPU | No | Complete | 2013-08-19 | 2014-11-03 | 2014-11-11 | 2014-11-11
SRP20572 | SREC Solar | SHAFFER |  | 3.84 | 0 | Residential | 1 | JACKSON | 8527 | 18 | ROOF DIAGNOSTICS INC | JCP&L | No | Complete | 2013-08-12 | 2013-11-19 | 2013-11-26 | 2013-11-26
SRP20573 | SREC Solar | BANOM |  | 6.5 | 0 | Residential | 1 | MONROE | 8831 | 11 | ROOF DIAGNOSTICS INC | JCP&L | No | Complete | 2013-08-12 | 2013-09-26 | 2013-10-01 | 2013-10-01
SRP20574 | SREC Solar | PELED |  | 7.92 | 0 | Residential | 1 | PT PLEASANT | 8742 | 18 | ROOF DIAGNOSTICS INC | JCP&L | No | Complete | 2013-08-12 | 2013-11-19 | 2014-01-16 | 2014-01-16
SRP20575 | SREC Solar | CILMI |  | 8.64 | 0 | Residential | 1 | JACKSON | 8527 | 18 | ROOF DIAGNOSTICS INC | JCP&L | No | Complete | 2013-08-12 | 2013-09-26 | 2013-10-01 | 2013-10-01
SRP20576 | SREC Solar | DELUCCIA |  | 8.33 | 0 | Residential | 1 | EHT | 8234 | 19 | ACOS ENERGY, LLC | AC Electric | No | Complete | 2013-08-12 | 2013-11-08 | 2013-11-19 | 2013-11-19
SRP20577 | SREC Solar | DRAKE |  | 19.5 | 0 | Residential | 0 | RINGOES | 8551 | 4 | GREEN POWER ENERGY LLC | JCP&L | No | Complete | 2013-08-12 | 2013-11-15 | 2013-11-25 | 2013-11-25
SRP20578 | SREC Solar | DRAKE |  | 4.5 | 0 | Residential | 0 | RINGOES | 8551 | 4 | GREEN POWER ENERGY LLC | JCP&L | No | Complete | 2013-08-12 | 2013-11-15 | 2013-11-25 | 2013-11-25
SRP20579 | SREC Solar | ESPINOSA |  | 4.68 | 0 | Residential | 0 | FRANKLIN TWP | 8873 | 5 | TOTAL EXTERIORS | PSE&G BPU | No | Complete | 2013-08-12 | 2014-01-29 | 2014-02-14 | 2014-02-14
SRP20580 | SREC Solar | COOPER |  | 5.2 | 0 | Residential | 0 | BELVIDERE | 7823 | 2 | TOTAL EXTERIORS | JCP&L | No | Complete | 2013-08-12 | 2014-04-16 | 2014-04-25 | 2014-04-25
SRP20581 | SREC Solar | FRANKS |  | 7.35 | 0 | Residential | 1 | GALLOWAY | 8205 | 19 | ALLSEASON CONSTRUCTION | AC Electric | No | Complete | 2013-08-12 | 2013-10-24 | 2013-11-05 | 2013-11-05
SRP20582 | SREC Solar | LIN |  | 10 | 0 | Residential | 0 | PARAMUS | 7652 | 7 | VARA NRG LLC | PSE&G BPU | No | Complete | 2013-08-12 | 2014-06-12 | 2014-06-18 | 2014-06-18
SRP20584 | SREC Solar | BUDD |  | 9.8 | 0 | Residential | 1 | COLUMBUS | 8022 | 13 | RCL ENTERPRISES INC. | PSE&G BPU | No | Complete | 2013-08-12 | 2013-10-08 | 2013-10-15 | 2013-10-15
SRP20585 | SREC Solar | BURZICHELLI | GLOUCESTER COUNTY COLLEGE | 3046.68 | 0 | School Public K-12 | 1 | SEWELL | 8080 | 15 | RAY ANGELINI, INC. | AC Electric | No | Complete | 2013-08-12 | 2014-03-20 | 2014-04-03 | 2014-04-03
SRP20586 | SREC Solar | DOMINGUEZ |  | 3 | 0 | Residential | 1 | HACKENSACK | 7601 | 7 | ROOF DIAGNOSTICS INC | PSE&G BPU | No | Complete | 2013-08-12 | 2013-11-25 | 2013-12-30 | 2013-12-30
SRP20587 | SREC Solar | RUBIO |  | 6.54 | 0 | Residential | 1 | TOMS RIVER | 8753 | 18 | GREEN APPLE ENERGY SYSTEMS, LLC | JCP&L | No | Complete | 2013-08-12 | 2014-03-03 | 2014-03-11 | 2014-03-11
SRP20589 | SREC Solar | BOUNDS |  | 10.535 | 0 | Residential | 1 | MAYS LANDING | 8330 | 19 | ALLSEASON CONSTRUCTION | AC Electric | No | Complete | 2013-08-12 | 2013-10-24 | 2013-11-05 | 2013-11-05
SRP20590 | SREC Solar | JOHNSEN |  | 6.11 | 0 | Residential | 1 | WHITING | 8759 | 18 | ROOF DIAGNOSTICS INC | JCP&L | No | Complete | 2013-08-12 | 2013-11-20 | 2013-12-12 | 2013-12-12
SRP20591 | SREC Solar | LAMONICO |  | 7.755 | 0 | Residential | 1 | HOWELL | 7731 | 17 | ROOF DIAGNOSTICS INC | JCP&L | No | Complete | 2013-08-12 | 2013-11-20 | 2014-01-02 | 2014-01-02
SRP20592 | SREC Solar | BRENNER |  | 3.06 | 0 | Residential | 0 | RINGOES | 8551 | 4 | SELF-INSTALL | JCP&L | No | Complete | 2013-08-12 | 2014-08-12 | 2014-08-21 | 2014-08-21
SRP20593 | SREC Solar | JORDAN |  | 4.505 | 0 | Residential | 0 | AVALON | 8202 | 21 | CMI ELECTRIC, INC. | AC Electric | No | Complete | 2013-08-12 | 2013-12-04 | 2013-12-17 | 2013-12-17
SRP20595 | SREC Solar | FORENZA |  | 14.79 | 0 | Residential | 1 | RUTHERFORD | 7070 | 7 | PRO CUSTOM SOLAR | PSE&G BPU | No | Complete | 2013-08-12 | 2014-02-19 | 2014-03-05 | 2014-03-05
SRP20596 | SREC Solar | WATSON |  | 6.37 | 0 | Residential | 1 | NORTH CAPE MAY | 8204 | 21 | ALLSEASON CONSTRUCTION | AC Electric | No | Complete | 2013-08-12 | 2013-10-30 | 2013-11-08 | 2013-11-08
SRP20597 | SREC Solar | VONDERTANN |  | 4 | 0 | Residential | 1 | BERLIN TWP | 8009 | 14 | SOLARCITY CORPORATION | AC Electric | No | Complete | 2013-08-12 | 2013-11-15 | 2013-11-25 | 2013-11-25
SRP20598 | SREC Solar | DECKMAN |  | 8.502 | 0 | Residential | 1 | BARNEGAT | 8005 | 18 | GREEN APPLE ENERGY SYSTEMS, LLC | JCP&L | No | Complete | 2013-08-12 | 2014-02-25 | 2014-03-12 | 2014-03-12
SRP20599 | SREC Solar | HENNIG |  | 2.45 | 0 | Residential | 1 | WILDWOOD CREST | 8260 | 21 | SOLARCITY CORPORATION | AC Electric | No | Complete | 2013-08-12 | 2014-03-14 | 2014-04-04 | 2014-04-04
SRP20600 | SREC Solar | FERRIGNO |  | 4.9 | 0 | Residential | 1 | MAYS LANDING | 8330 | 19 | ALLSEASON CONSTRUCTION | AC Electric | No | Complete | 2013-08-12 | 2013-11-20 | 2013-11-26 | 2013-11-26
SRP20601 | SREC Solar | SKWARLO |  | 2.16 | 0 | Residential | 0 | EHT | 8234 | 19 | MERCURY SOLAR SYSTEMS | AC Electric | No | Complete | 2013-08-12 | 2014-09-16 | 2014-09-23 | 2014-09-23
SRP20603 | SREC Solar | AMIN |  | 4.41 | 0 | Residential | 1 | EHT | 8234 | 19 | ALLSEASON CONSTRUCTION | AC Electric | No | Complete | 2013-08-12 | 2013-11-13 | 2013-11-25 | 2013-11-25
SRP20605 | SREC Solar | HUTCHINSON | NJ CARPENTERS APPRENTICE TRAINING | 155.1 | 0 | Commercial | 0 | HAMMONTON | 7033 | 10 | J. A. WIG CONSTRUCTION AND ELECTRIC, LLC | AC Electric | No | Complete | 2013-08-12 | 2013-10-29 | 2013-11-07 | 2013-11-07
SRP20606 | SREC Solar | DOLINSKY |  | 3.43 | 0 | Residential | 1 | EHT | 8234 | 19 | ALLSEASON CONSTRUCTION | AC Electric | No | Complete | 2013-08-12 | 2014-02-21 | 2014-03-06 | 2014-03-06
SRP20607 | SREC Solar | BRADY |  | 12.495 | 0 | Residential | 1 | LEHT | 8087 | 18 | ALLSEASON CONSTRUCTION | AC Electric | No | Complete | 2013-08-12 | 2014-02-17 | 2014-03-04 | 2014-03-04
SRP20608 | SREC Solar | DEJESUS |  | 8.33 | 0 | Residential | 1 | MT ROYAL | 8061 | 15 | ALLSEASON CONSTRUCTION | AC Electric | No | Complete | 2013-08-12 | 2014-02-17 | 2014-03-04 | 2014-03-04
SRP20609 | SREC Solar | PROUD |  | 9.8 | 0 | Residential | 1 | NORTH CAPE MAY | 8204 | 21 | ALLSEASON CONSTRUCTION | AC Electric | No | Complete | 2013-08-12 | 2013-10-30 | 2013-11-08 | 2013-11-08
SRP20610 | SREC Solar | WORKMAN | GLOUCESTER COUNTY INST OF TECH | 638.82 | 0 | School Public K-12 | 1 | SEWELL | 8080 | 15 | RAY ANGELINI, INC. | AC Electric | No | Complete | 2013-08-26 | 2014-02-06 | 2014-03-12 | 2014-03-12
SRP20611 | SREC Solar | HARCAR |  | 5.75 | 0 | Residential | 1 | NEW BRUNSWICK | 8901 | 11 | SOLARCITY CORPORATION | PSE&G BPU | No | Complete | 2013-08-12 | 2013-11-21 | 2013-12-16 | 2013-12-16
SRP20612 | SREC Solar | MCCARROLL |  | 5.5 | 0 | Residential | 1 | MANCHESTER | 8759 | 18 | KOPP ELECTRIC COMPANY | JCP&L | No | Complete | 2013-08-12 | 2013-11-27 | 2013-12-30 | 2013-12-30
SRP20613 | SREC Solar | KONIECZNY |  | 11.5 | 0 | Residential | 1 | LAKEHURST | 8733 | 18 | KOPP ELECTRIC COMPANY | JCP&L | No | Complete | 2013-08-12 | 2013-11-27 | 2013-12-04 | 2013-12-04
SRP20614 | SREC Solar | MONTGOMERY |  | 5.635 | 0 | Residential | 1 | EGG HARBOR TOWNSHIP | 8234 | 19 | SOLARCITY CORPORATION | AC Electric | No | Complete | 2013-08-12 | 2014-02-12 | 2014-02-19 | 2014-02-19
SRP20615 | SREC Solar | CALLAGHAN |  | 12.48 | 0 | Residential | 1 | CHERRY HILL | 8034 | 14 | SOLARCITY CORPORATION | PSE&G BPU | No | Complete | 2013-08-12 | 2013-11-21 | 2013-11-26 | 2013-11-26
SRP20616 | SREC Solar | MARTINIS |  | 4 | 0 | Residential | 1 | ERIAL | 8081 | 14 | SOLARCITY CORPORATION | AC Electric | No | Complete | 2013-08-12 | 2014-04-17 | 2014-05-13 | 2014-05-13
SRP20618 | SREC Solar | HINES |  | 8.5 | 0 | Residential | 1 | TOMS RIVER | 8757 | 18 | ROOF DIAGNOSTICS INC | JCP&L | No | Complete | 2013-08-12 | 2014-02-24 | 2014-03-12 | 2014-03-12
SRP20620 | SREC Solar | SALDANA |  | 6.75 | 0 | Residential | 1 | NO. PLAINFIELD | 7060 | 10 | ROOF DIAGNOSTICS INC | PSE&G BPU | No | Complete | 2013-08-12 | 2014-05-05 | 2014-05-16 | 2014-05-16
SRP20621 | SREC Solar | DOHERTY |  | 6.5 | 0 | Residential | 1 | SOUTH PLAINFIELD | 7080 | 11 | ROOF DIAGNOSTICS INC | PSE&G BPU | No | Complete | 2013-08-12 | 2014-03-31 | 2014-04-08 | 2014-04-08
SRP20622 | SREC Solar | DAVISON |  | 6.5 | 0 | Residential | 1 | NEPTUNE | 7753 | 17 | ROOF DIAGNOSTICS INC | JCP&L | No | Complete | 2013-08-12 | 2014-04-29 | 2014-05-05 | 2014-05-05
SRP20623 | SREC Solar | VALDEZ |  | 4.75 | 0 | Residential | 1 | CLIFTON | 7012 | 6 | ROOF DIAGNOSTICS INC | PSE&G BPU | No | Complete | 2013-08-12 | 2014-06-16 | 2014-06-19 | 2014-06-19
SRP20624 | SREC Solar | CANDELA |  | 9 | 0 | Residential | 1 | TOMS RIVER | 8757 | 18 | ROOF DIAGNOSTICS INC | JCP&L | No | Complete | 2013-08-12 | 2014-03-31 | 2014-04-07 | 2014-04-07
SRP20625 | SREC Solar | GOYTIL |  | 4 | 0 | Residential | 1 | ANDOVER | 7860 | 1 | ROOF DIAGNOSTICS INC | JCP&L | No | Complete | 2013-08-12 | 2014-07-07 | 2014-07-11 | 2014-07-11
SRP20626 | SREC Solar | BUNCOME |  | 6.5 | 0 | Residential | 1 | PISCATAWAY TWP | 8854 | 11 | ROOF DIAGNOSTICS INC | PSE&G BPU | No | Complete | 2013-08-12 | 2014-04-24 | 2014-04-30 | 2014-04-30
SRP20628 | SREC Solar | CLARKE |  | 4.23 | 0 | Residential | 1 | SO. PLAINFIELD | 7080 | 11 | VIVINT SOLAR | PSE&G BPU | No | Complete | 2013-08-12 | 2014-06-27 | 2014-10-20 | 2014-10-20
SRP20629 | SREC Solar | EIDNER |  | 10.07 | 0 | Residential | 1 | NORTHVALE | 7647 | 7 | WHITMAN CONSTRUCTION | Orange & Rockland Elec | No | Complete | 2013-08-12 | 2014-01-14 | 2014-01-24 | 2014-01-24
SRP20631 | SREC Solar | BERNAT |  | 8.25 | 0 | Residential | 0 | BARGAINTOWN | 8234 | 19 | ASTON SOLAR | AC Electric | No | Complete | 2013-08-12 | 2014-08-26 | 2014-09-08 | 2014-09-08
SRP20632 | SREC Solar | HANEY |  | 8.82 | 0 | Residential | 1 | E. BRUNSWICK | 8816 | 11 | VIVINT SOLAR | PSE&G BPU | No | Complete | 2013-08-12 | 2014-09-05 | 2014-09-16 | 2014-09-16
SRP20633 | SREC Solar | PLEAN |  | 7.848 | 0 | Residential | 1 | OCEAN VIEW | 8230 | 21 | GREEN APPLE ENERGY SYSTEMS, LLC | AC Electric | No | Complete | 2013-08-12 | 2014-03-03 | 2014-03-11 | 2014-03-11
SRP20635 | SREC Solar | SALAMANCA |  | 8 | 0 | Residential | 1 | RIDGEFIELD | 7657 | 7 | ROOF DIAGNOSTICS INC | PSE&G BPU | No | Complete | 2013-08-12 | 2014-04-24 | 2014-04-30 | 2014-04-30
SRP20636 | SREC Solar | SALIMBENE |  | 7.75 | 0 | Residential | 1 | WARETOWN | 8758 | 18 | ROOF DIAGNOSTICS INC | JCP&L | No | Complete | 2013-08-12 | 2014-03-20 | 2014-04-03 | 2014-04-03
SRP20637 | SREC Solar | DREW JR |  | 7.194 | 0 | Residential | 1 | JACKSON | 8527 | 18 | GREEN APPLE ENERGY SYSTEMS, LLC | JCP&L | No | Complete | 2013-08-12 | 2014-03-03 | 2014-03-11 | 2014-03-11
SRP20638 | SREC Solar | TREVASKISS |  | 11 | 0 | Residential | 1 | MANCHESTER | 8759 | 18 | KOPP ELECTRIC COMPANY | JCP&L | No | Complete | 2013-08-12 | 2013-12-06 | 2013-12-18 | 2013-12-18
SRP20640 | SREC Solar | MORENO |  | 2.695 | 0 | Residential | 1 | LITTLE FERRY | 7643 | 7 | VIVINT SOLAR | PSE&G BPU | No | Complete | 2013-08-12 | 2013-12-26 | 2014-02-11 | 2014-02-11
SRP20643 | SREC Solar | NORVILLE |  | 6.125 | 0 | Residential | 1 | SOMERSET | 8873 | 5 | VIVINT SOLAR | PSE&G BPU | No | Complete | 2013-08-12 | 2014-01-10 | 2014-01-21 | 2014-01-21
SRP20644 | SREC Solar | SERRANO DENARO |  | 7.105 | 0 | Residential | 1 | FORKED RIVER | 8731 | 18 | RELIABLE POWER SERVICES, INC. | JCP&L | No | Complete | 2013-08-12 | 2014-02-10 | 2014-03-14 | 2014-03-14
SRP20645 | SREC Solar | FERENZ |  | 6.25 | 0 | Residential | 0 | BRICK | 8724 | 18 | TRINITY HEATING AND AIR | JCP&L | No | Complete | 2013-08-12 | 2014-01-24 | 2014-02-06 | 2014-02-06
SRP20646 | SREC Solar | GRECO |  | 3.5 | 0 | Residential | 1 | MIDDLESEX | 8846 | 11 | ROOF DIAGNOSTICS INC | PSE&G BPU | No | Complete | 2013-08-12 | 2014-05-08 | 2014-05-16 | 2014-05-16
SRP20647 | SREC Solar | D'ARRIGO |  | 10.464 | 0 | Residential | 1 | SADDLE BROOK | 7663 | 7 | GREEN APPLE ENERGY SYSTEMS, LLC | PSE&G BPU | No | Complete | 2013-08-12 | 2014-03-03 | 2014-03-11 | 2014-03-11
SRP20649 | SREC Solar | DAY |  | 5.06 | 0 | Residential | 0 | HAMPTON TWP | 8827 | 4 | ADVANCED SOLAR PRODUCTS FLEMINGTON | JCP&L | No | Complete | 2013-08-19 | 2014-01-21 | 2014-04-08 | 2014-04-08
SRP20655 | SREC Solar | ZHU |  | 8.5 | 0 | Residential | 0 | WEST WINDSOR | 8550 | 12 | GREENTECH SOLAR USA, LLC | PSE&G BPU | No | Complete | 2013-08-12 | 2013-10-22 | 2013-10-28 | 2013-10-28
SRP20656 | SREC Solar | COYLE |  | 5.39 | 0 | Residential | 1 | HOPEWELL TWP | 8560 | 12 | SOLARCITY CORPORATION | PSE&G BPU | No | Complete | 2013-08-12 | 2013-11-11 | 2013-11-15 | 2013-11-15
SRP20657 | SREC Solar | FERRANTE |  | 4.5 | 0 | Residential | 1 | GLASSBORO | 8028 | 15 | SOLARCITY CORPORATION | AC Electric | No | Complete | 2013-08-12 | 2013-11-25 | 2014-01-02 | 2014-01-02
SRP20658 | SREC Solar | ANDERSON |  | 8.829 | 0 | Residential | 1 | PEMBERTON | 8068 | 13 | GEOSCAPE SOLAR | JCP&L | No | Complete | 2013-08-12 | 2014-07-23 | 2014-07-25 | 2014-07-25
SRP20659 | SREC Solar | STANLEY |  | 4.165 | 0 | Residential | 1 | SOMERSET | 8873 | 5 | VIVINT SOLAR | PSE&G BPU | No | Complete | 2013-08-12 | 2014-01-23 | 2014-02-06 | 2014-02-06
SRP20660 | SREC Solar | SCHWARTZ |  | 5.5 | 0 | Residential | 1 | ANDOVER | 7821 | 1 | SOLARCITY CORPORATION | JCP&L | No | Complete | 2013-08-12 | 2013-10-24 | 2013-11-04 | 2013-11-04
SRP20661 | SREC Solar | KEARNS |  | 5.635 | 0 | Residential | 1 | S BOUND BROOK | 8880 | 5 | VIVINT SOLAR | PSE&G BPU | No | Complete | 2013-08-12 | 2014-03-27 | 2014-04-16 | 2014-04-16
SRP20662 | SREC Solar | TICE |  | 4.9 | 0 | Residential | 1 | WEST DEPTFORD | 8086 | 15 | SEA BRIGHT SOLAR, LLC | PSE&G BPU | No | Complete | 2013-08-12 | 2013-12-02 | 2013-12-06 | 2013-12-06
SRP20663 | SREC Solar | MARKOVIC |  | 4.165 | 0 | Residential | 1 | UPPPER MONTCLAIR | 7045 | 3 | VIVINT SOLAR | PSE&G BPU | No | Complete | 2013-08-12 | 2014-05-08 | 2014-05-14 | 2014-05-14
SRP20664 | SREC Solar | DALESSO |  | 3.06 | 0 | Residential | 0 | RUTHERFORD | 7070 | 7 | ALLIANCE COOPERATIVE ENERGY | PSE&G BPU | No | Complete | 2013-08-12 | 2014-03-25 | 2014-04-04 | 2014-04-04
SRP20665 | SREC Solar | JAMROZ |  | 3.675 | 0 | Residential | 1 | FORDS | 8863 | 11 | VIVINT SOLAR | PSE&G BPU | No | Complete | 2013-08-12 | 2013-11-11 | 2013-11-18 | 2013-11-18
SRP20666 | SREC Solar | MCCLURE |  | 12.25 | 0 | Residential | 1 | OCEAN | 7712 | 17 | ROOF DIAGNOSTICS INC | JCP&L | No | Complete | 2013-08-12 | 2014-02-07 | 2014-02-24 | 2014-02-24
SRP20667 | SREC Solar | NIXON |  | 10.045 | 0 | Residential | 1 | MAYVILLE | 8210 | 21 | SOLULAR LLC. II | AC Electric | No | Complete | 2013-08-12 | 2014-07-01 | 2014-07-09 | 2014-07-09
SRP20668 | SREC Solar | AURAND |  | 5 | 0 | Residential | 1 | BEACH HAVEN | 8008 | 18 | ROOF DIAGNOSTICS INC | AC Electric | No | Complete | 2013-08-12 | 2014-04-24 | 2014-05-22 | 2014-05-22
SRP20670 | SREC Solar | BEANS |  | 13 | 0 | Residential | 1 | CHESTERFIELD | 8515 | 13 | AMPED ON SOLAR | PSE&G BPU | No | Complete | 2013-08-12 | 2014-04-14 | 2014-04-21 | 2014-04-21
SRP20672 | SREC Solar | CHABORA |  | 8.175 | 0 | Residential | 0 | STILLWATER | 7860 | 1 | GEOSCAPE SOLAR | JCP&L | No | Complete | 2013-08-12 | 2013-11-19 | 2013-11-27 | 2013-11-27
SRP20673 | SREC Solar | TICE |  | 8.085 | 0 | Residential | 1 | OCEAN CITY | 8226 | 21 | SEA BRIGHT SOLAR, LLC | AC Electric | No | Complete | 2013-08-12 | 2014-03-11 | 2014-03-17 | 2014-03-17
SRP20674 | SREC Solar | RIAD |  | 17.004 | 0 | Residential | 1 | ROBBINSVILLE | 8691 | 12 | GREEN APPLE ENERGY SYSTEMS, LLC | JCP&L | No | Complete | 2013-08-12 | 2014-03-03 | 2014-03-11 | 2014-03-11
SRP20675 | SREC Solar | ESSER |  | 6.5 | 0 | Residential | 1 | OLD BRIDGE | 8857 | 11 | ROOF DIAGNOSTICS INC | JCP&L | No | Complete | 2013-08-12 | 2014-04-29 | 2014-05-05 | 2014-05-05
SRP20676 | SREC Solar | TICE |  | 5.39 | 0 | Residential | 1 | OCEAN CITY | 8226 | 21 | SEA BRIGHT SOLAR, LLC | AC Electric | No | Complete | 2013-08-12 | 2013-12-20 | 2014-01-08 | 2014-01-08
SRP20677 | SREC Solar | THORNE |  | 4 | 0 | Residential | 1 | TEANECK | 7666 | 7 | ROOF DIAGNOSTICS INC | PSE&G BPU | No | Complete | 2013-08-12 | 2014-08-11 | 2014-08-19 | 2014-08-19
SRP20678 | SREC Solar | MOSER |  | 11.5 | 0 | Residential | 1 | BRANCHBURG | 8876 | 5 | ROOF DIAGNOSTICS INC | JCP&L | No | Complete | 2013-08-12 | 2013-12-31 | 2014-01-15 | 2014-01-15
SRP20679 | SREC Solar | HASSINGER |  | 9.156 | 0 | Residential | 1 | STERLING | 7980 | 3 | ROOF DIAGNOSTICS INC | JCP&L | No | Complete | 2013-08-12 | 2014-03-31 | 2014-04-07 | 2014-04-07
SRP20680 | SREC Solar | KOURKOUMELIS |  | 7.848 | 0 | Residential | 1 | FAIRLAWN | 7410 | 7 | ROOF DIAGNOSTICS INC | PSE&G BPU | No | Complete | 2013-08-12 | 2013-10-10 | 2013-10-15 | 2013-10-15
SRP20681 | SREC Solar | CANDELA |  | 8.5 | 0 | Residential | 1 | TOMS RIVER | 8753 | 18 | ROOF DIAGNOSTICS INC | JCP&L | No | Complete | 2013-08-12 | 2014-05-02 | 2014-05-07 | 2014-05-07
SRP20682 | SREC Solar | ARREDONDO |  | 6 | 0 | Residential | 1 | HOLMDEL | 7033 | 10 | ROOF DIAGNOSTICS INC | JCP&L | No | Complete | 2013-08-12 | 2014-03-20 | 2014-04-03 | 2014-04-03
SRP20683 | SREC Solar | MADDEN |  | 3.75 | 0 | Residential | 1 | NEWTON | 7860 | 1 | ROOF DIAGNOSTICS INC | JCP&L | No | Complete | 2013-08-12 | 2014-09-30 | 2014-12-02 | 2014-12-02
SRP20684 | SREC Solar | SHARP |  | 5.635 | 0 | Residential | 1 | BRICK | 8724 | 18 | KOPP ELECTRIC COMPANY | JCP&L | No | Complete | 2013-08-12 | 2013-12-03 | 2013-12-12 | 2013-12-12
SRP20686 | SREC Solar | TRIVEDI |  | 7.848 | 0 | Residential | 1 | HILLSBOROUGH | 8844 | 5 | GREEN APPLE ENERGY SYSTEMS, LLC | PSE&G BPU | No | Complete | 2013-08-12 | 2014-03-04 | 2014-03-11 | 2014-03-11
SRP20687 | SREC Solar | LYONS |  | 7.84 | 0 | Residential | 1 | WEST BERLIN | 8091 | 14 | GO SOLAR ELECTRIC, LLC | AC Electric | No | Complete | 2013-08-19 | 2013-12-20 | 2014-01-08 | 2014-01-08
SRP20688 | SREC Solar | VELEZ-ABC |  | 6.5 | 0 | Residential | 1 | PLEASANTVILLE | 8232 | 19 | SOLARCITY CORPORATION | AC Electric | No | Complete | 2013-08-19 | 2014-05-13 | 2014-05-21 | 2014-05-21
SRP20689 | SREC Solar | PETERSON |  | 6.25 | 0 | Residential | 1 | BORDENTOWN | 8505 | 13 | SOLARCITY CORPORATION | PSE&G BPU | No | Complete | 2013-08-19 | 2013-10-01 | 2013-10-10 | 2013-10-10
SRP20690 | SREC Solar | LIVINGS |  | 6.25 | 0 | Residential | 1 | CEDAR BROOK | 8018 | 14 | SOLARCITY CORPORATION | AC Electric | No | Complete | 2013-08-19 | 2013-11-20 | 2013-11-26 | 2013-11-26
SRP20691 | SREC Solar | OATES |  | 4.165 | 0 | Residential | 1 | DUMONT | 7628 | 7 | SOLARCITY CORPORATION | PSE&G BPU | No | Complete | 2013-08-19 | 2013-11-20 | 2013-11-26 | 2013-11-26
SRP20692 | SREC Solar | FEHL |  | 6.86 | 0 | Residential | 1 | HASBROUCK HEIGHTS | 7604 | 7 | SOLARCITY CORPORATION | PSE&G BPU | No | Complete | 2013-08-19 | 2013-11-19 | 2013-12-02 | 2013-12-02
SRP20693 | SREC Solar | FRIEDMAN |  | 8.33 | 0 | Residential | 1 | MANTUA | 8080 | 15 | SOLARCITY CORPORATION | AC Electric | No | Complete | 2013-08-19 | 2014-02-10 | 2014-02-27 | 2014-02-27
SRP20694 | SREC Solar | BONANNO |  | 6.76 | 0 | Residential | 1 | CLARK | 7066 | 10 | SOLARCITY CORPORATION | PSE&G BPU | No | Complete | 2013-08-19 | 2013-12-10 | 2013-12-20 | 2013-12-20
SRP20695 | SREC Solar | PISANIELLO |  | 11 | 0 | Residential | 1 | BEACHWOOD | 8722 | 18 | TRINITY HEATING AND AIR | JCP&L | No | Complete | 2013-08-19 | 2013-09-24 | 2013-10-07 | 2013-10-07
SRP20696 | SREC Solar | KHETARPAL |  | 7.84 | 0 | Residential | 1 | EAST BRUNSWICK | 8816 | 11 | TRINITY HEATING AND AIR | PSE&G BPU | No | Complete | 2013-08-19 | 2013-11-18 | 2013-11-20 | 2013-11-20
SRP20697 | SREC Solar | ATIKEN |  | 8.575 | 0 | Residential | 1 | WOODBURY | 8096 | 15 | RCL ENTERPRISES INC. | PSE&G BPU | No | Complete | 2013-08-19 | 2014-01-14 | 2014-01-24 | 2014-01-24
SRP20698 | SREC Solar | BARROS | COZZOLI MACHINE COMPANY | 336 | 0 | Commercial | 1 | SOMERSET | 8873 | 5 | ENTER SOLAR LLC | PSE&G BPU | No | Complete | 2013-08-19 | 2014-01-02 | 2014-01-24 | 2014-01-24
SRP20699 | SREC Solar | CHO |  | 6.25 | 0 | Residential | 1 | SOMERSET | 8873 | 5 | TRINITY HEATING AND AIR | PSE&G BPU | No | Complete | 2013-08-19 | 2014-03-03 | 2014-03-18 | 2014-03-18
SRP20700 | SREC Solar | MCCLEAF | LUMBERTON BOE | 316.94 | 0 | School Public K-12 | 1 | LUMBERTON | 8048 | 13 | SMAC | PSE&G BPU | No | Complete | 2013-08-19 | 2013-11-08 | 2013-11-15 | 2013-11-15
SRP20701 | SREC Solar | NASUTI |  | 3.43 | 0 | Residential | 1 | BARNEGAT | 8005 | 18 | ALLSEASON CONSTRUCTION | AC Electric | No | Complete | 2013-08-19 | 2014-03-06 | 2014-03-17 | 2014-03-17
SRP20702 | SREC Solar | CHAFFEE |  | 7.595 | 0 | Residential | 1 | HIGH BAR HARBOR | 8008 | 18 | ALLSEASON CONSTRUCTION | AC Electric | No | Complete | 2013-08-19 | 2014-02-21 | 2014-03-06 | 2014-03-06
SRP20703 | SREC Solar | TOMASELLO |  | 7.105 | 0 | Residential | 1 | LINDENWOLD | 8021 | 14 | SOLARCITY CORPORATION | AC Electric | No | Complete | 2013-08-19 | 2014-01-09 | 2014-01-24 | 2014-01-24
SRP20704 | SREC Solar | BEEGAL |  | 11.75 | 0 | Residential | 1 | MOUNT LAUREL | 8054 | 13 | SOLARCITY CORPORATION | PSE&G BPU | No | Complete | 2013-08-19 | 2013-11-11 | 2013-11-15 | 2013-11-15
SRP20706 | SREC Solar | MATUSEWSKI |  | 5.886 | 0 | Residential | 1 | UNION BEACH | 7735 | 17 | SEA BRIGHT SOLAR, LLC | JCP&L | No | Complete | 2013-08-19 | 2013-11-27 | 2013-12-02 | 2013-12-02
SRP20707 | SREC Solar | FATULA |  | 7.5 | 0 | Residential | 1 | TOMS RIVER | 8753 | 18 | KOPP ELECTRIC COMPANY | JCP&L | No | Complete | 2013-08-19 | 2014-02-04 | 2014-02-27 | 2014-02-27
SRP20708 | SREC Solar | HOLGATE |  | 9 | 0 | Residential | 1 | BRICK | 8724 | 18 | KOPP ELECTRIC COMPANY | JCP&L | No | Complete | 2013-08-19 | 2013-12-06 | 2014-01-02 | 2014-01-02
SRP20709 | SREC Solar | MARINO |  | 6.5 | 0 | Residential | 1 | BAYVILLE | 8721 | 18 | TRINITY HEATING AND AIR | JCP&L | No | Complete | 2013-08-19 | 2013-09-19 | 2013-09-26 | 2013-09-26
SRP20710 | SREC Solar | HANCOCK |  | 10.5 | 0 | Residential | 1 | SOMERSET | 8873 | 5 | TRINITY HEATING AND AIR | PSE&G BPU | No | Complete | 2013-08-19 | 2013-11-15 | 2013-11-25 | 2013-11-25
SRP20711 | SREC Solar | DALTON |  | 5.75 | 0 | Residential | 1 | NEPTUNE CITY | 7753 | 17 | TRINITY HEATING AND AIR | JCP&L | No | Complete | 2013-08-19 | 2013-09-24 | 2013-09-26 | 2013-09-26
SRP20712 | SREC Solar | MICCICHE |  | 3.185 | 0 | Residential | 1 | EVESHAM TOWNSHIP | 8053 | 13 | SOLARCITY CORPORATION | PSE&G BPU | No | Complete | 2013-08-19 | 2013-11-18 | 2013-12-30 | 2013-12-30
SRP20713 | SREC Solar | ALVAREZ |  | 5.635 | 0 | Residential | 1 | HAMILTON | 8619 | 12 | SOLARCITY CORPORATION | PSE&G BPU | No | Complete | 2013-08-19 | 2014-10-21 | 2014-11-03 | 2014-11-03
SRP20714 | SREC Solar | GOULDEN |  | 6.75 | 0 | Residential | 1 | MANALAPAN | 7726 | 17 | TRINITY HEATING AND AIR | JCP&L | No | Complete | 2013-08-19 | 2013-11-20 | 2013-11-26 | 2013-11-26
SRP20715 | SREC Solar | LEWIS |  | 15.696 | 0 | Residential | 1 | PEMBERTON | 8068 | 13 | GEOSCAPE SOLAR | JCP&L | No | Complete | 2013-08-19 | 2014-06-13 | 2014-06-18 | 2014-06-18
SRP20716 | SREC Solar | GONZALEZ |  | 8.75 | 0 | Residential | 1 | WHITING | 8759 | 18 | TRINITY HEATING AND AIR | JCP&L | No | Complete | 2013-08-19 | 2013-10-24 | 2013-10-28 | 2013-10-28
SRP20717 | SREC Solar | YANNONE |  | 11.75 | 0 | Residential | 0 | EGG HARBOR TWP | 8234 | 19 | ASTON SOLAR | AC Electric | No | Complete | 2013-08-19 | 2014-08-26 | 2014-10-07 | 2014-10-07
SRP20718 | SREC Solar | GUTIERREZ |  | 6.54 | 0 | Residential | 0 | EGG HARBOR TWP | 8234 | 19 | GEOPEAK ENERGY LLC | AC Electric | No | Complete | 2013-08-19 | 2014-04-30 | 2014-05-06 | 2014-05-06
SRP20719 | SREC Solar | SUKHARAM | RODEWAY INN-MOUNT LAUREL HOSPIT | 112.7 | 0 | Commercial | 1 | MOUNT LAUREL | 8054 | 13 | RG SIMPSON ELECTRIC CO | PSE&G BPU | No | Complete | 2013-08-19 | 2014-10-30 | 2014-11-11 | 2014-11-11
SRP20720 | SREC Solar | BUECHEL | SOUTH MOUNTAIN REALTY | 15.18 | 0 | Commercial | 0 | SOUTH ORANGE | 7079 | 9 | SEA BRIGHT SOLAR, LLC | PSE&G BPU | No | Complete | 2013-08-19 | 2014-03-06 | 2014-03-20 | 2014-03-20
SRP20721 | SREC Solar | GALUCCI |  | 8.575 | 0 | Residential | 1 | JACKSON | 8755 | 18 | RELIABLE POWER SERVICES, INC. | JCP&L | No | Complete | 2013-08-19 | 2014-04-30 | 2014-05-06 | 2014-05-06
SRP20722 | SREC Solar | DEADY |  | 4.9 | 0 | Residential | 1 | MANCHESTER TWP | 8759 | 18 | RELIABLE POWER SERVICES, INC. | JCP&L | No | Complete | 2013-08-19 | 2014-01-27 | 2014-02-17 | 2014-02-17
SRP20723 | SREC Solar | GIORDANO |  | 8.82 | 0 | Residential | 1 | JACKSON | 8527 | 18 | TRINITY HEATING AND AIR | JCP&L | No | Complete | 2013-08-19 | 2013-10-15 | 2013-10-18 | 2013-10-18
SRP20724 | SREC Solar | GUNDANNA |  | 8.502 | 0 | Residential | 0 | MATAWAN | 7747 | 17 | GREEN APPLE ENERGY SYSTEMS, LLC | JCP&L | No | Complete | 2013-08-19 | 2014-03-05 | 2014-03-18 | 2014-03-18
SRP20725 | SREC Solar | MARTIN |  | 8.5 | 0 | Residential | 1 | MANCHESTER | 8759 | 18 | KOPP ELECTRIC COMPANY | JCP&L | No | Complete | 2013-08-19 | 2013-12-06 | 2013-12-18 | 2013-12-18
SRP20727 | SREC Solar | VARGA |  | 12.25 | 0 | Residential | 1 | BAYVILLE | 8721 | 18 | RELIABLE POWER SERVICES, INC. | JCP&L | No | Complete | 2013-08-19 | 2014-01-21 | 2014-02-17 | 2014-02-17
SRP20728 | SREC Solar | QIU |  | 7.5 | 0 | Residential | 0 | CRANBURY | 8512 | 11 | ASTON SOLAR | PSE&G BPU | No | Complete | 2013-08-19 | 2014-05-29 | 2014-06-04 | 2014-06-04
SRP20729 | SREC Solar | AUGER | LAUREL LIQUORS | 14.715 | 0 | Commercial | 0 | MOUNT LAUREL | 8054 | 13 | GEOSCAPE SOLAR | PSE&G BPU | No | Complete | 2013-08-19 | 2014-04-28 | 2014-05-16 | 2014-05-16
SRP20730 | SREC Solar | PIETRAFESO |  | 2.52 | 0 | Residential | 0 | PARK RIDGE | 7656 | 7 | GEOGENIX | Unknown | No | Complete | 2013-08-19 | 2013-10-25 | 2013-11-04 | 2013-11-04
SRP20731 | SREC Solar | FITZSIMMONS |  | 8.75 | 0 | Residential | 1 | BAYVILE | 8721 | 18 | TRINITY HEATING AND AIR | JCP&L | No | Complete | 2013-08-19 | 2013-11-27 | 2013-12-02 | 2013-12-02
SRP20732 | SREC Solar | MATHEW |  | 7.5 | 0 | Residential | 1 | PISCATAWAY | 8854 | 11 | TRINITY HEATING AND AIR | PSE&G BPU | No | Complete | 2013-08-19 | 2014-01-14 | 2014-01-24 | 2014-01-24
SRP20733 | SREC Solar | GONZALEZ |  | 7.848 | 0 | Residential | 1 | BRICK | 8724 | 18 | GREEN APPLE ENERGY SYSTEMS, LLC | JCP&L | No | Complete | 2013-08-19 | 2014-08-13 | 2014-08-19 | 2014-08-19
SRP20734 | SREC Solar | ONUKWUGHA |  | 6.37 | 0 | Residential | 1 | AVENEL | 7001 | 11 | VIVINT SOLAR | PSE&G BPU | No | Complete | 2013-08-19 | 2013-11-27 | 2014-01-17 | 2014-01-17
SRP20740 | SREC Solar | BRUNO |  | 9.555 | 0 | Residential | 1 | PORT READING | 7064 | 11 | VIVINT SOLAR | PSE&G BPU | No | Complete | 2013-08-19 | 2014-04-25 | 2014-05-29 | 2014-05-29
SRP20741 | SREC Solar | O'DONNELL |  | 6.125 | 0 | Residential | 1 | FORDS | 8863 | 11 | VIVINT SOLAR | PSE&G BPU | No | Complete | 2013-08-19 | 2013-11-19 | 2013-12-30 | 2013-12-30
SRP20742 | SREC Solar | STAHL |  | 5 | 0 | Residential | 1 | ENGLISHTOWN | 7726 | 17 | TRINITY HEATING AND AIR | JCP&L | No | Complete | 2013-08-19 | 2013-11-20 | 2013-11-26 | 2013-11-26
SRP20744 | SREC Solar | PRENDERGAST |  | 5.88 | 0 | Residential | 1 | SOMERDALE | 8083 | 14 | SOLARCITY CORPORATION | PSE&G BPU | No | Complete | 2013-08-19 | 2013-12-20 | 2014-01-29 | 2014-01-29
SRP20745 | SREC Solar | WAGNER |  | 12.48 | 0 | Residential | 1 | MULLICA HILL | 8062 | 15 | SOLARCITY CORPORATION | AC Electric | No | Complete | 2013-08-19 | 2013-12-20 | 2014-01-08 | 2014-01-08
SRP20746 | SREC Solar | BRADY |  | 12.5 | 0 | Residential | 1 | BRICK | 8723 | 18 | TRINITY HEATING AND AIR | JCP&L | No | Complete | 2013-08-19 | 2013-10-14 | 2013-10-16 | 2013-10-16
SRP20747 | SREC Solar | MANNING |  | 6.125 | 0 | Residential | 1 | BUDD LAKE | 7828 | 3 | TRINITY HEATING AND AIR | JCP&L | No | Complete | 2013-08-19 | 2013-12-23 | 2014-01-16 | 2014-01-16
SRP20750 | SREC Solar | EMMERT |  | 3.92 | 0 | Residential | 1 | PARAMUS | 7652 | 7 | VIVINT SOLAR | PSE&G BPU | No | Complete | 2013-08-19 | 2014-01-23 | 2014-01-30 | 2014-01-30
SRP20753 | SREC Solar | GIRAULT |  | 3.92 | 0 | Residential | 1 | PLEASANTVILLE | 8232 | 19 | ALLSEASON CONSTRUCTION | AC Electric | No | Complete | 2013-08-19 | 2014-02-21 | 2014-03-06 | 2014-03-06
SRP20754 | SREC Solar | KROL |  | 3.995 | 0 | Residential | 1 | MOONACHIE | 7074 | 7 | VIVINT SOLAR | PSE&G BPU | No | Complete | 2013-08-19 | 2014-01-29 | 2014-02-14 | 2014-02-14
SRP20755 | SREC Solar | TEAMOR |  | 5.88 | 0 | Residential | 1 | SOMERSET | 8873 | 5 | VIVINT SOLAR | PSE&G BPU | No | Complete | 2013-08-19 | 2014-01-23 | 2014-01-30 | 2014-01-30
SRP20756 | SREC Solar | VEGA |  | 4.655 | 0 | Residential | 1 | FORDS | 8863 | 11 | VIVINT SOLAR | PSE&G BPU | No | Complete | 2013-08-19 | 2013-11-19 | 2013-11-25 | 2013-11-25
SRP20758 | SREC Solar | ANIBAL |  | 5.88 | 0 | Residential | 1 | PERTH AMBOY | 8861 | 11 | VIVINT SOLAR | PSE&G BPU | No | Complete | 2013-08-19 | 2014-04-14 | 2014-04-29 | 2014-04-29
SRP20760 | SREC Solar | BASSI |  | 3.43 | 0 | Residential | 1 | SOMERSET | 8873 | 5 | VIVINT SOLAR | PSE&G BPU | No | Complete | 2013-08-19 | 2013-11-27 | 2013-12-04 | 2013-12-04
SRP20763 | SREC Solar | KOWALSKY |  | 3.43 | 0 | Residential | 1 | SOMERSET | 8873 | 5 | VIVINT SOLAR | PSE&G BPU | No | Complete | 2013-08-19 | 2014-02-14 | 2014-03-04 | 2014-03-04
SRP20765 | SREC Solar | DELUCA |  | 3.92 | 0 | Residential | 1 | LITTLE FERRY | 7643 | 7 | VIVINT SOLAR | PSE&G BPU | No | Complete | 2013-08-19 | 2014-01-10 | 2014-01-21 | 2014-01-21
SRP20766 | SREC Solar | BELGRAVE |  | 4.41 | 0 | Residential | 1 | SOMERSET | 8873 | 5 | VIVINT SOLAR | PSE&G BPU | No | Complete | 2013-08-19 | 2014-07-03 | 2014-07-11 | 2014-07-11
SRP20767 | SREC Solar | VALDEZ |  | 6.37 | 0 | Residential | 1 | PERTH AMBOY | 8861 | 11 | VIVINT SOLAR | PSE&G BPU | No | Complete | 2013-08-19 | 2014-02-27 | 2014-03-10 | 2014-03-10
SRP20770 | SREC Solar | BAJOREK |  | 4.41 | 0 | Residential | 1 | SOMERSET | 8873 | 5 | VIVINT SOLAR | PSE&G BPU | No | Complete | 2013-08-19 | 2014-02-14 | 2014-03-04 | 2014-03-04
SRP20771 | SREC Solar | PIMENTEL |  | 4.23 | 0 | Residential | 1 | LINDEN | 7036 | 10 | VIVINT SOLAR | PSE&G BPU | No | Complete | 2013-08-19 | 2014-04-02 | 2014-04-15 | 2014-04-15
SRP20773 | SREC Solar | WHITE |  | 15.04 | 0 | Residential | 0 | CHESTER | 7930 | 3 | POLYSTEEL BETTER WORLD BUILDING TECHNOLO | JCP&L | No | Complete | 2013-08-19 | 2014-05-29 | 2014-06-04 | 2014-06-04
SRP20776 | SREC Solar | HERRICK |  | 14.7 | 0 | Residential | 1 | NEWTON | 7860 | 1 | EAST COAST ALTERNATIVE ENERGY | JCP&L | No | Complete | 2013-08-19 | 2013-10-03 | 2013-10-10 | 2013-10-10
SRP20778 | SREC Solar | MORGAN |  | 10.045 | 0 | Residential | 1 | MIDDLETOWN | 7748 | 17 | RELIABLE POWER SERVICES, INC. | JCP&L | No | Complete | 2013-08-19 | 2014-01-27 | 2014-02-18 | 2014-02-18
SRP20779 | SREC Solar | WIDMER |  | 8.575 | 0 | Residential | 1 | MANAHAWKIN | 8050 | 18 | RELIABLE POWER SERVICES, INC. | AC Electric | No | Complete | 2013-08-19 | 2014-02-05 | 2014-03-14 | 2014-03-14
SRP20780 | SREC Solar | THOMAS |  | 6.86 | 0 | Residential | 1 | EHT | 8234 | 19 | ALLSEASON CONSTRUCTION | AC Electric | No | Complete | 2013-08-19 | 2014-03-19 | 2014-04-03 | 2014-04-03
SRP20781 | SREC Solar | SICILIANO |  | 14.455 | 0 | Residential | 1 | NEPTUNE | 7753 | 17 | RELIABLE POWER SERVICES, INC. | JCP&L | No | Complete | 2013-08-19 | 2014-02-28 | 2014-03-14 | 2014-03-14
SRP20782 | SREC Solar | BROWN |  | 8.33 | 0 | Residential | 1 | SO. BOUND BROOK | 8880 | 5 | VIVINT SOLAR | PSE&G BPU | No | Complete | 2013-08-19 | 2014-03-10 | 2014-03-18 | 2014-03-18
SRP20783 | SREC Solar | MIKAZA |  | 7.35 | 0 | Residential | 1 | BARNEGAT | 8005 | 18 | RELIABLE POWER SERVICES, INC. | JCP&L | No | Complete | 2013-08-19 | 2014-01-28 | 2014-02-17 | 2014-02-17
SRP20784 | SREC Solar | VITALE |  | 5.88 | 0 | Residential | 1 | CLIFTON | 7011 | 6 | SOLIGENT LEASING | PSE&G BPU | No | Complete | 2013-08-19 | 2013-12-13 | 2014-04-29 | 2014-04-29
SRP20785 | SREC Solar | CROUCH |  | 7.84 | 0 | Residential | 1 | SOMERS POINT | 8244 | 19 | TRINITY HEATING AND AIR | AC Electric | No | Complete | 2013-08-19 | 2013-11-20 | 2013-11-26 | 2013-11-26
SRP20786 | SREC Solar | MATOLCHI |  | 7.35 | 0 | Residential | 1 | HAMILTON | 8610 | 12 | TRINITY HEATING AND AIR | PSE&G BPU | No | Complete | 2013-08-19 | 2013-12-09 | 2014-01-16 | 2014-01-16
SRP20787 | SREC Solar | MERCER |  | 4.41 | 0 | Residential | 0 | EAST ORANGE | 7018 | 9 | SOLARCITY CORPORATION | PSE&G BPU | No | Complete | 2013-08-19 | 2013-11-19 | 2013-12-02 | 2013-12-02
SRP20789 | SREC Solar | PAKER |  | 8 | 0 | Residential | 1 | MANALAPAN | 7728 | 17 | TRINITY HEATING AND AIR | JCP&L | No | Complete | 2013-08-19 | 2013-11-07 | 2013-11-19 | 2013-11-19
SRP20790 | SREC Solar | PEOPLES |  | 6.125 | 0 | Residential | 1 | BURLINGTON TWP | 8016 | 13 | SOLARCITY CORPORATION | PSE&G BPU | No | Complete | 2013-08-19 | 2014-01-21 | 2014-01-30 | 2014-01-30
SRP20791 | SREC Solar | HOLDER |  | 10.25 | 0 | Residential | 1 | EATONTOWN | 7724 | 17 | TRINITY HEATING AND AIR | JCP&L | No | Complete | 2013-08-19 | 2013-10-24 | 2013-11-26 | 2013-11-26
SRP20792 | SREC Solar | LEE |  | 5.39 | 0 | Residential | 1 | FORDS | 8863 | 11 | VIVINT SOLAR | PSE&G BPU | No | Complete | 2013-08-19 | 2014-01-29 | 2014-02-14 | 2014-02-14
SRP20794 | SREC Solar | HASSAN |  | 7.25 | 0 | Residential | 1 | MANALAPAN | 7726 | 17 | TRINITY HEATING AND AIR | JCP&L | No | Complete | 2013-08-19 | 2013-11-07 | 2013-11-19 | 2013-11-19
SRP20795 | SREC Solar | MENDOZA |  | 4.5 | 0 | Residential | 1 | LONG BRANCH | 7740 | 17 | TRINITY HEATING AND AIR | JCP&L | No | Complete | 2013-08-19 | 2013-10-04 | 2013-10-11 | 2013-10-11
SRP20796 | SREC Solar | LANDAU |  | 5 | 0 | Residential | 1 | BRIDGEWATER | 8807 | 5 | TRINITY HEATING AND AIR | PSE&G BPU | No | Complete | 2013-08-19 | 2013-12-16 | 2013-12-27 | 2013-12-27
SRP20797 | SREC Solar | GORDON |  | 11.75 | 0 | Residential | 1 | SOMERSET | 8873 | 5 | TRINITY HEATING AND AIR | PSE&G BPU | No | Complete | 2013-08-19 | 2014-01-08 | 2014-01-21 | 2014-01-21
SRP20798 | SREC Solar | RAMIREZ |  | 3.5 | 0 | Residential | 1 | BRIDGEWATER | 8807 | 5 | ROOF DIAGNOSTICS INC | JCP&L | No | Complete | 2013-08-19 | 2013-10-24 | 2013-10-29 | 2013-10-29
SRP20799 | SREC Solar | NYCZ |  | 7.35 | 0 | Residential | 1 | BRICK | 8724 | 18 | SOLARCITY CORPORATION | JCP&L | No | Complete | 2013-08-19 | 2014-01-14 | 2014-01-29 | 2014-01-29
SRP20800 | SREC Solar | MIDDLETON JAMES |  | 7.105 | 0 | Residential | 1 | WILLINGBORO | 8046 | 13 | SOLARCITY CORPORATION | PSE&G BPU | No | Complete | 2013-08-19 | 2013-12-20 | 2014-01-08 | 2014-01-08
SRP20801 | SREC Solar | RUPPEL |  | 8.575 | 0 | Residential | 1 | WINSLOW TWP | 8081 | 14 | SOLARCITY CORPORATION | AC Electric | No | Complete | 2013-08-19 | 2014-02-17 | 2014-03-04 | 2014-03-04
SRP20802 | SREC Solar | SMITH |  | 8.33 | 0 | Residential | 1 | LINDENWOOD | 8201 | 19 | SOLARCITY CORPORATION | AC Electric | No | Complete | 2013-08-19 | 2014-01-02 | 2014-01-23 | 2014-01-23
SRP20804 | SREC Solar | SHAH |  | 4.9 | 0 | Residential | 1 | ISELIN | 8830 | 11 | VIVINT SOLAR | PSE&G BPU | No | Complete | 2013-08-26 | 2014-02-27 | 2014-03-10 | 2014-03-10
SRP20805 | SREC Solar | LACHTER |  | 2.94 | 0 | Residential | 1 | FAIR LAWN | 7410 | 7 | VIVINT SOLAR | PSE&G BPU | No | Complete | 2013-08-26 | 2013-12-27 | 2014-01-10 | 2014-01-10
SRP20807 | SREC Solar | PRYSZCZ |  | 4.165 | 0 | Residential | 1 | PERTH AMBOY | 8861 | 11 | VIVINT SOLAR | PSE&G BPU | No | Complete | 2013-08-26 | 2014-01-09 | 2014-01-27 | 2014-01-27
SRP20808 | SREC Solar | CRAIG |  | 3.675 | 0 | Residential | 1 | S BOUND BROOK | 8880 | 5 | VIVINT SOLAR | PSE&G BPU | No | Complete | 2013-08-26 | 2014-02-27 | 2014-03-10 | 2014-03-10
SRP20809 | SREC Solar | ALFANO |  | 6.86 | 0 | Residential | 1 | UNION | 7083 | 10 | VIVINT SOLAR | PSE&G BPU | No | Complete | 2013-08-26 | 2014-01-10 | 2014-01-27 | 2014-01-27
SRP20810 | SREC Solar | SCHMELZER |  | 7 | 0 | Residential | 1 | PRINCETON JCT | 8550 | 12 | TRINITY HEATING AND AIR | JCP&L | No | Complete | 2013-08-26 | 2013-10-28 | 2013-11-06 | 2013-11-06
SRP20811 | SREC Solar | DIKUN | POINT PLEASANT BORO FIRE DEPT. | 54.57 | 0 | Commercial | 1 | PT PLEASANT | 8742 | 18 | ROOF DIAGNOSTICS INC | JCP&L | No | Complete | 2013-08-26 | 2013-12-06 | 2013-12-17 | 2013-12-17
SRP20812 | SREC Solar | TOTH |  | 13.08 | 0 | Residential | 1 | EDISON | 8817 | 11 | SEA BRIGHT SOLAR, LLC | PSE&G BPU | No | Complete | 2013-08-26 | 2013-12-13 | 2013-12-27 | 2013-12-27
SRP20815 | SREC Solar | CAMPOS |  | 8.33 | 0 | Residential | 1 | PORT READING | 7064 | 11 | VIVINT SOLAR | PSE&G BPU | No | Complete | 2013-08-26 | 2013-11-11 | 2013-11-18 | 2013-11-18
SRP20816 | SREC Solar | NEGRON |  | 3.43 | 0 | Residential | 1 | PERTH AMBOY | 8861 | 11 | VIVINT SOLAR | PSE&G BPU | No | Complete | 2013-08-26 | 2014-01-10 | 2014-01-23 | 2014-01-23
SRP20817 | SREC Solar | MARTINIS |  | 5 | 0 | Residential | 1 | ERIAL | 8081 | 14 | SOLARCITY CORPORATION | AC Electric | No | Complete | 2013-08-26 | 2014-04-17 | 2014-05-13 | 2014-05-13
SRP20818 | SREC Solar | MANIGBAS ANDRADES |  | 7.595 | 0 | Residential | 1 | JERSEY CITY | 7307 | 8 | SUNGEVITY, INC. | PSE&G BPU | No | Complete | 2013-08-26 | 2014-05-14 | 2014-05-21 | 2014-05-21
SRP20819 | SREC Solar | BEDNARCIK |  | 4.9 | 0 | Residential | 1 | NEW MILFORD | 7646 | 7 | SUNGEVITY, INC. | PSE&G BPU | No | Complete | 2013-08-26 | 2014-03-14 | 2014-03-21 | 2014-03-21
SRP20820 | SREC Solar | SENGSOURYSACK |  | 8.82 | 0 | Residential | 1 | EHT | 8234 | 19 | TRINITY HEATING AND AIR | AC Electric | No | Complete | 2013-08-26 | 2013-11-26 | 2013-12-04 | 2013-12-04
SRP20823 | SREC Solar | DOMBROSKI |  | 8 | 0 | Residential | 1 | NEW EGYPT | 8533 | 18 | TRINITY HEATING AND AIR | JCP&L | No | Complete | 2013-08-26 | 2013-10-14 | 2013-10-16 | 2013-10-16
SRP20824 | SREC Solar | GLOWACZ |  | 4.9 | 0 | Residential | 1 | CLIFTON | 7013 | 6 | VIVINT SOLAR | PSE&G BPU | No | Complete | 2013-08-26 | 2014-01-09 | 2014-02-11 | 2014-02-11
SRP20825 | SREC Solar | MOBILIO |  | 3.43 | 0 | Residential | 1 | SADDLE BROOK | 7663 | 7 | VIVINT SOLAR | PSE&G BPU | No | Complete | 2013-08-26 | 2013-12-11 | 2013-12-19 | 2013-12-19
SRP20826 | SREC Solar | RUBIN |  | 8 | 0 | Residential | 1 | ENGLISHTOWN | 7726 | 17 | TRINITY HEATING AND AIR | JCP&L | No | Complete | 2013-08-26 | 2014-01-08 | 2014-01-23 | 2014-01-23
SRP20827 | SREC Solar | OKESANJO |  | 12.005 | 0 | Residential | 1 | WOODBRIDGE TWP | 8820 | 11 | SOLARCITY CORPORATION | PSE&G BPU | No | Complete | 2013-08-26 | 2014-01-02 | 2014-01-23 | 2014-01-23
SRP20829 | SREC Solar | FARLEY |  | 3.995 | 0 | Residential | 1 | NEPTUNE | 7753 | 17 | VIVINT SOLAR | JCP&L | No | Complete | 2013-08-26 | 2014-03-07 | 2014-03-19 | 2014-03-19
SRP20830 | SREC Solar | DEVINE |  | 12 | 0 | Residential | 0 | TUCKERTON | 8087 | 18 | ASTON SOLAR | AC Electric | No | Complete | 2013-08-26 | 2015-03-04 | 2015-04-15 | 2015-04-15
SRP20831 | SREC Solar | HAJDU |  | 5.635 | 0 | Residential | 1 | MANVILLE | 8835 | 5 | TRINITY HEATING AND AIR | PSE&G BPU | No | Complete | 2013-08-26 | 2013-10-28 | 2013-12-16 | 2013-12-16
SRP20832 | SREC Solar | OLSTEAD |  | 5 | 0 | Residential | 1 | DENVILLE | 7834 | 3 | ROOF DIAGNOSTICS INC | JCP&L | No | Complete | 2013-08-26 | 2014-01-07 | 2014-01-21 | 2014-01-21
SRP20833 | SREC Solar | KOHLBERG |  | 5 | 0 | Residential | 1 | NOTH CALDWELL | 7006 | 9 | ROOF DIAGNOSTICS INC | PSE&G BPU | No | Complete | 2013-08-26 | 2014-04-21 | 2014-04-25 | 2014-04-25
SRP20834 | SREC Solar | RICCARDELLO |  | 4.41 | 0 | Residential | 1 | MANCHESTER | 8759 | 18 | SEA BRIGHT SOLAR, LLC | JCP&L | No | Complete | 2013-08-26 | 2013-12-27 | 2014-01-15 | 2014-01-15
SRP20835 | SREC Solar | WEINRELCH |  | 4.9 | 0 | Residential | 1 | MANCHESTER | 8759 | 18 | SEA BRIGHT SOLAR, LLC | JCP&L | No | Complete | 2013-08-26 | 2014-01-23 | 2014-01-30 | 2014-01-30
SRP20836 | SREC Solar | HOERNLEIN |  | 9.065 | 0 | Residential | 1 | MANCHESTER | 8759 | 18 | SEA BRIGHT SOLAR, LLC | JCP&L | No | Complete | 2013-08-26 | 2013-12-27 | 2014-01-15 | 2014-01-15
SRP20837 | SREC Solar | PAPPAS |  | 16.66 | 0 | Residential | 1 | FRANKVILLE | 8322 | 15 | SEA BRIGHT SOLAR, LLC | AC Electric | No | Complete | 2013-08-26 | 2014-02-10 | 2014-02-27 | 2014-02-27
SRP20838 | SREC Solar | CORLEY |  | 7.5 | 0 | Residential | 1 | MILFORD | 8848 | 4 | TRINITY HEATING AND AIR | JCP&L | No | Complete | 2013-08-26 | 2014-01-07 | 2014-01-21 | 2014-01-21
SRP20839 | SREC Solar | HENZEL |  | 5.25 | 0 | Residential | 1 | BAYVILLE | 8721 | 18 | KOPP ELECTRIC COMPANY | JCP&L | No | Complete | 2013-08-26 | 2014-01-23 | 2014-02-06 | 2014-02-06
SRP20840 | SREC Solar | PETREN |  | 10.535 | 0 | Residential | 1 | MANCHESTER | 8759 | 18 | EZNERGY LLC | JCP&L | No | Complete | 2013-08-26 | 2013-12-31 | 2014-01-10 | 2014-01-10
SRP20841 | SREC Solar | BRIENZA |  | 8.085 | 0 | Residential | 1 | MANCHESTER | 8759 | 18 | EZNERGY LLC | JCP&L | No | Complete | 2013-08-26 | 2014-04-07 | 2014-04-21 | 2014-04-21
SRP20842 | SREC Solar | GAINES |  | 10.29 | 0 | Residential | 1 | LEH | 8087 | 18 | TRINITY HEATING AND AIR | AC Electric | No | Complete | 2013-08-26 | 2013-11-07 | 2013-11-19 | 2013-11-19
SRP20843 | SREC Solar | JONES |  | 7.25 | 0 | Residential | 0 | LINWOOD | 8221 | 19 | ASTON SOLAR | AC Electric | No | Complete | 2013-08-26 | 2014-06-18 | 2014-06-23 | 2014-06-23
SRP20844 | SREC Solar | MILCZANOWSKI |  | 7.5 | 0 | Residential | 0 | NORTHFIELD | 8225 | 19 | ASTON SOLAR | AC Electric | No | Complete | 2013-08-26 | 2014-09-11 | 2014-09-17 | 2014-09-17
SRP20846 | SREC Solar | LADUKE |  | 8.25 | 0 | Residential | 1 | BRICK | 8723 | 18 | KOPP ELECTRIC COMPANY | JCP&L | No | Complete | 2013-08-26 | 2014-01-07 | 2014-01-17 | 2014-01-17
SRP20847 | SREC Solar | DEROSA |  | 8.25 | 0 | Residential | 1 | EATONTOWN | 7724 | 17 | TRINITY HEATING AND AIR | JCP&L | No | Complete | 2013-08-26 | 2013-11-19 | 2013-12-02 | 2013-12-02
SRP20848 | SREC Solar | FLEISCH |  | 5.635 | 0 | Residential | 1 | SOUTHAMPTON | 8088 | 13 | SOLULAR LLC. II | PSE&G BPU | No | Complete | 2013-08-26 | 2013-12-19 | 2014-01-07 | 2014-01-07
SRP20849 | SREC Solar | EPSTEIN |  | 6.86 | 0 | Residential | 1 | SOUTHAMPTON | 8088 | 13 | SOLULAR LLC. II | PSE&G BPU | No | Complete | 2013-08-26 | 2013-12-19 | 2014-01-06 | 2014-01-06
SRP20851 | SREC Solar | SOLDATI |  | 6.86 | 0 | Residential | 1 | WILLIAMSTOWN | 8094 | 15 | SOLULAR LLC. II | AC Electric | No | Complete | 2013-08-26 | 2014-06-25 | 2014-07-09 | 2014-07-09
SRP20852 | SREC Solar | SCIMECA |  | 7.105 | 0 | Residential | 1 | MONROE TWP | 8094 | 15 | SOLULAR LLC. II | AC Electric | No | Complete | 2013-08-26 | 2014-10-15 | 2014-11-25 | 2014-11-25
SRP20853 | SREC Solar | GOLD | RIPPLEBROOK LLC | 58.065 | 0 | Commercial | 0 | FAR HILLS | 7931 | 5 | GEOSCAPE SOLAR | JCP&L | No | Complete | 2013-08-26 | 2013-10-29 | 2013-11-08 | 2013-11-08
SRP20855 | SREC Solar | DING |  | 3.92 | 0 | Residential | 1 | SOMERSET | 8873 | 5 | VIVINT SOLAR | PSE&G BPU | No | Complete | 2013-08-26 | 2014-03-27 | 2014-04-16 | 2014-04-16
SRP20858 | SREC Solar | STRIMEL |  | 9 | 0 | Residential | 0 | HADDON TWP | 8108 | 14 | VARA NRG LLC | PSE&G BPU | No | Complete | 2013-08-26 | 2013-12-18 | 2014-01-07 | 2014-01-07
SRP20859 | SREC Solar | GOMULKA |  | 4.9 | 0 | Residential | 1 | MATAWAN | 7747 | 17 | EZNERGY LLC | JCP&L | No | Complete | 2013-08-26 | 2014-03-24 | 2014-04-07 | 2014-04-07
SRP20860 | SREC Solar | RUIZ |  | 5.88 | 0 | Residential | 1 | PERTH AMBOY | 8861 | 11 | EZNERGY LLC | PSE&G BPU | No | Complete | 2013-08-26 | 2013-12-31 | 2014-01-14 | 2014-01-14
SRP20861 | SREC Solar | MARTUCCI |  | 5.88 | 0 | Residential | 1 | BRICK | 8724 | 18 | EZNERGY LLC | JCP&L | No | Complete | 2013-08-26 | 2013-12-04 | 2013-12-18 | 2013-12-18
SRP20862 | SREC Solar | GONCALVES |  | 3.185 | 0 | Residential | 1 | UNION | 7083 | 10 | VIVINT SOLAR | PSE&G BPU | No | Complete | 2013-08-26 | 2014-01-09 | 2014-01-24 | 2014-01-24
SRP20866 | SREC Solar | OSEIFOSU |  | 2.45 | 0 | Residential | 1 | UNION | 7083 | 10 | VIVINT SOLAR | PSE&G BPU | No | Complete | 2013-08-26 | 2014-02-14 | 2014-03-04 | 2014-03-04
SRP20867 | SREC Solar | COLLINS -MOORE |  | 3.43 | 0 | Residential | 1 | SOMERSET | 8873 | 5 | VIVINT SOLAR | PSE&G BPU | No | Complete | 2013-08-26 | 2014-01-23 | 2014-02-18 | 2014-02-18
SRP20868 | SREC Solar | BOTTI |  | 4.9 | 0 | Residential | 1 | AVENEL | 7001 | 11 | VIVINT SOLAR | PSE&G BPU | No | Complete | 2013-08-26 | 2013-11-04 | 2013-11-12 | 2013-11-12
SRP20869 | SREC Solar | RODRIGUEZ |  | 6.86 | 0 | Residential | 1 | MILLVILLE | 8332 | 20 | SUNGEVITY, INC. | AC Electric | No | Complete | 2013-08-26 | 2014-03-11 | 2014-03-17 | 2014-03-17
SRP20870 | SREC Solar | VALENTE |  | 8.67 | 0 | Residential | 1 | LITTLE FERRY | 7643 | 7 | VIVINT SOLAR | PSE&G BPU | No | Complete | 2013-08-26 | 2014-10-02 | 2014-10-14 | 2014-10-14
SRP20871 | SREC Solar | O'BRIEN |  | 13.475 | 0 | Residential | 1 | GREEN CREEK | 8204 | 21 | RCL ENTERPRISES INC. | AC Electric | No | Complete | 2013-08-26 | 2013-12-06 | 2013-12-18 | 2013-12-18
SRP20872 | SREC Solar | FISHER |  | 6.615 | 0 | Residential | 1 | RIDGEWOOD | 7450 | 7 | SOLARCITY CORPORATION | PSE&G BPU | No | Complete | 2013-08-26 | 2014-02-04 | 2014-02-27 | 2014-02-27
SRP20873 | SREC Solar | MERRITT |  | 15.19 | 0 | Residential | 1 | WHITING | 8759 | 18 | RELIABLE POWER SERVICES, INC. | JCP&L | No | Complete | 2013-08-26 | 2014-02-05 | 2014-02-24 | 2014-02-24
SRP20874 | SREC Solar | BRITT |  | 4.8 | 0 | Residential | 1 | AVENEL | 7081 | 10 | VIVINT SOLAR | PSE&G BPU | No | Complete | 2013-08-26 | 2013-09-26 | 2013-10-03 | 2013-10-03
SRP20875 | SREC Solar | GLASER |  | 5.75 | 0 | Residential | 1 | JACKSON | 8527 | 18 | TRINITY HEATING AND AIR | JCP&L | No | Complete | 2013-08-26 | 2013-10-15 | 2013-10-18 | 2013-10-18
SRP20876 | SREC Solar | SHENDOCK |  | 8.575 | 0 | Residential | 1 | ATCO | 8004 | 14 | SOLARCITY CORPORATION | AC Electric | No | Complete | 2013-08-26 | 2013-11-18 | 2013-11-20 | 2013-11-20
SRP20877 | SREC Solar | USAL | FILLMORE PLACE APTS, LLC | 20.649 | 0 | Commercial | 0 | WEST NEW YORK | 7083 | 10 | GREEN HYBRID ENERGY SOLUTIONS, INC. | PSE&G BPU | No | Complete | 2013-08-26 | 2014-08-22 | 2014-10-16 | 2014-10-16
SRP20878 | SREC Solar | BULKA | 1ST BAPTIST CHURCH | 2.205 | 0 | Commercial | 1 | CALDWELL | 7006 | 9 | SOLARCITY CORPORATION | PSE&G BPU | No | Complete | 2013-08-26 | 2014-04-01 | 2014-04-15 | 2014-04-15
SRP20879 | SREC Solar | GATTO |  | 4.41 | 0 | Residential | 1 | UNION | 7083 | 10 | SOLARCITY CORPORATION | PSE&G BPU | No | Complete | 2013-08-26 | 2013-11-07 | 2013-11-15 | 2013-11-15
SRP20880 | SREC Solar | PACITTO |  | 8.575 | 0 | Residential | 1 | FRANKLIN | 8322 | 15 | SOLARCITY CORPORATION | AC Electric | No | Complete | 2013-08-26 | 2014-02-25 | 2014-03-14 | 2014-03-14
SRP20881 | SREC Solar | GLASSER |  | 7.35 | 0 | Residential | 1 | ABSECON | 8201 | 19 | SOLARCITY CORPORATION | AC Electric | No | Complete | 2013-08-26 | 2014-03-05 | 2014-03-18 | 2014-03-18
SRP20882 | SREC Solar | KOPIN |  | 8.085 | 0 | Residential | 1 | TOMS RIVER | 8755 | 18 | SOLARCITY CORPORATION | JCP&L | No | Complete | 2013-08-26 | 2013-12-30 | 2014-01-29 | 2014-01-29
SRP20884 | SREC Solar | ROSS |  | 5.88 | 0 | Residential | 1 | PERTH AMBOY | 8861 | 11 | VIVINT SOLAR | PSE&G BPU | No | Complete | 2013-08-26 | 2014-01-23 | 2014-01-31 | 2014-01-31
SRP20885 | SREC Solar | CANDIA |  | 5.88 | 0 | Residential | 1 | CLAYTON | 8312 | 15 | SOLARCITY CORPORATION | AC Electric | No | Complete | 2013-08-26 | 2013-12-11 | 2013-12-20 | 2013-12-20
SRP20886 | SREC Solar | GABRIELSKI |  | 5.88 | 0 | Residential | 1 | ATCO | 8004 | 14 | SOLARCITY CORPORATION | AC Electric | No | Complete | 2013-08-26 | 2014-01-21 | 2014-01-30 | 2014-01-30
SRP20887 | SREC Solar | GABRIELSKI |  | 11.76 | 0 | Residential | 1 | ATCO | 8004 | 14 | SOLARCITY CORPORATION | AC Electric | No | Complete | 2013-08-26 | 2014-01-28 | 2014-02-18 | 2014-02-18
SRP20888 | SREC Solar | MORRISON |  | 6.75 | 0 | Residential | 1 | SOMERSET | 8873 | 5 | TRINITY HEATING AND AIR | PSE&G BPU | No | Complete | 2013-08-26 | 2014-01-17 | 2014-01-29 | 2014-01-29
SRP20889 | SREC Solar | MUKKAMALA |  | 7.5 | 0 | Residential | 1 | BORDENTOWN | 8505 | 13 | TRINITY HEATING AND AIR | PSE&G BPU | No | Complete | 2013-08-26 | 2014-04-08 | 2014-04-18 | 2014-04-18
SRP20890 | SREC Solar | CAMPBELL |  | 5 | 0 | Residential | 1 | WOODBURY | 8096 | 15 | SOLARCITY CORPORATION | PSE&G BPU | No | Complete | 2013-08-26 | 2013-11-25 | 2013-12-02 | 2013-12-02
SRP20893 | SREC Solar | SENTIPOL |  | 6.125 | 0 | Residential | 1 | SOMERVILLE | 8876 | 5 | ASTRUM SOLAR, LLC | PSE&G BPU | No | Complete | 2013-08-26 | 2014-06-03 | 2014-06-06 | 2014-06-06
SRP20894 | SREC Solar | TEJEDA |  | 5 | 0 | Residential | 0 | CLIFTON | 7011 | 6 | ASTON SOLAR | PSE&G BPU | No | Complete | 2013-08-26 | 2014-05-29 | 2014-06-04 | 2014-06-04
SRP20896 | SREC Solar | GRAHAM |  | 2.45 | 0 | Residential | 1 | SOMERDALE | 8083 | 14 | SOLARCITY CORPORATION | PSE&G BPU | No | Complete | 2013-08-26 | 2013-11-15 | 2013-11-25 | 2013-11-25
SRP20897 | SREC Solar | DUNLEVY |  | 7.848 | 0 | Residential | 1 | TOMS RIVER | 8753 | 18 | KOPP ELECTRIC COMPANY | JCP&L | No | Complete | 2013-08-26 | 2014-02-25 | 2014-03-12 | 2014-03-12
SRP20898 | SREC Solar | TURNER |  | 5.232 | 0 | Residential | 1 | HIGHLAND PARK | 8904 | 11 | BREEZE ELECTRIC CO, INC | PSE&G BPU | No | Complete | 2013-08-26 | 2014-08-21 | 2014-09-02 | 2014-09-02
SRP20900 | SREC Solar | BROWN |  | 2.94 | 0 | Residential | 1 | NEWARK | 7106 | 9 | SOLARCITY CORPORATION | PSE&G BPU | No | Complete | 2013-08-26 | 2013-12-03 | 2013-12-16 | 2013-12-16
SRP20902 | SREC Solar | SCHWOER |  | 13.475 | 0 | Residential | 1 | NORTHFIELD | 8225 | 19 | ACOS ENERGY, LLC | AC Electric | No | Complete | 2013-08-26 | 2013-12-20 | 2014-01-08 | 2014-01-08
SRP20903 | SREC Solar | SOURAJ |  | 3.185 | 0 | Residential | 1 | KEANSBURG | 7734 | 17 | SOLARCITY CORPORATION | JCP&L | No | Complete | 2013-08-26 | 2013-12-03 | 2013-12-16 | 2013-12-16
SRP20904 | SREC Solar | ROBINSON |  | 10.78 | 0 | Residential | 1 | MAYS LANDING | 8330 | 19 | ACOS ENERGY, LLC | AC Electric | No | Complete | 2013-08-26 | 2014-02-28 | 2014-03-14 | 2014-03-14
SRP20905 | SREC Solar | MININNI |  | 6.5 | 0 | Residential | 1 | ENGLISHTOWN | 7726 | 17 | TRINITY HEATING AND AIR | JCP&L | No | Complete | 2013-08-26 | 2013-11-07 | 2013-11-18 | 2013-11-18
SRP20906 | SREC Solar | CALLAHAN |  | 6.37 | 0 | Residential | 1 | FORKED RIVER | 8731 | 18 | ACOS ENERGY, LLC | JCP&L | No | Complete | 2013-08-26 | 2014-03-11 | 2014-03-27 | 2014-03-27
SRP20907 | SREC Solar | CASEY |  | 3.43 | 0 | Residential | 1 | MANCHESTER | 8759 | 18 | ACOS ENERGY, LLC | JCP&L | No | Complete | 2013-08-26 | 2013-12-03 | 2013-12-16 | 2013-12-16
SRP20908 | SREC Solar | BENNETT |  | 5.635 | 0 | Residential | 1 | WARETOWN | 8758 | 18 | ACOS ENERGY, LLC | JCP&L | No | Complete | 2013-08-26 | 2014-03-11 | 2014-03-27 | 2014-03-27
SRP20909 | SREC Solar | POLEY |  | 5.39 | 0 | Residential | 1 | EHT | 8234 | 19 | ACOS ENERGY, LLC | AC Electric | No | Complete | 2013-08-26 | 2014-02-28 | 2014-03-18 | 2014-03-18
SRP20910 | SREC Solar | HANSEN |  | 8.82 | 0 | Residential | 1 | CHERRY HILL | 8003 | 14 | SOLARCITY CORPORATION | PSE&G BPU | No | Complete | 2013-08-26 | 2014-01-02 | 2014-01-14 | 2014-01-14
SRP20911 | SREC Solar | FREDHOFF |  | 2.695 | 0 | Residential | 1 | RUNNEMEDE | 8078 | 14 | SOLARCITY CORPORATION | PSE&G BPU | No | Complete | 2013-08-26 | 2014-01-02 | 2014-01-17 | 2014-01-17
SRP20912 | SREC Solar | GADIUM |  | 7.5 | 0 | Residential | 1 | BORDENTOWN | 8505 | 13 | TRINITY HEATING AND AIR | PSE&G BPU | No | Complete | 2013-08-26 | 2013-12-09 | 2013-12-18 | 2013-12-18
SRP20913 | SREC Solar | SCHLEIFENHEIMER |  | 8.82 | 0 | Residential | 1 | RUNNEMEDE | 8078 | 14 | ACOS ENERGY, LLC | PSE&G BPU | No | Complete | 2013-08-26 | 2014-06-25 | 2014-12-29 | 2014-12-29
SRP20915 | SREC Solar | CASHDOLLAR |  | 6.25 | 0 | Residential | 1 | MAPLE SHADE | 8052 | 13 | TRINITY HEATING AND AIR | PSE&G BPU | No | Complete | 2013-08-26 | 2014-01-08 | 2014-01-23 | 2014-01-23
SRP20916 | SREC Solar | RESCH |  | 12.25 | 0 | Residential | 1 | MILLVILLE | 8332 | 20 | SOLARCITY CORPORATION | AC Electric | No | Complete | 2013-08-26 | 2013-11-25 | 2014-01-16 | 2014-01-16
SRP20917 | SREC Solar | OTERO |  | 5.5 | 0 | Residential | 1 | PLAINFIELD | 7063 | 10 | ROOF DIAGNOSTICS INC | PSE&G BPU | No | Complete | 2013-08-26 | 2014-01-07 | 2014-02-11 | 2014-02-11
SRP20918 | SREC Solar | ADELMAN |  | 6.615 | 0 | Residential | 1 | SICKLERVILLE | 8081 | 14 | SOLARCITY CORPORATION | AC Electric | No | Complete | 2013-08-26 | 2013-11-26 | 2013-12-02 | 2013-12-02
SRP20919 | SREC Solar | ANDREW |  | 2.205 | 0 | Residential | 1 | PLEASANTVILLE | 8232 | 19 | SOLARCITY CORPORATION | AC Electric | No | Complete | 2013-08-26 | 2014-02-10 | 2014-02-27 | 2014-02-27
SRP20920 | SREC Solar | CUDD |  | 11.76 | 0 | Residential | 1 | FRANKLIN | 8322 | 15 | SOLARCITY CORPORATION | AC Electric | No | Complete | 2013-08-26 | 2014-01-16 | 2014-01-31 | 2014-01-31
SRP20921 | SREC Solar | OLECKA |  | 4.655 | 0 | Residential | 1 | RANDOLPH | 7869 | 3 | SOLARCITY CORPORATION | JCP&L | No | Complete | 2013-08-26 | 2013-11-05 | 2013-11-19 | 2013-11-19
SRP20922 | SREC Solar | MONTESDEOCA |  | 4.655 | 0 | Residential | 1 | NORTH ARLINGTON | 7031 | 7 | SOLARCITY CORPORATION | PSE&G BPU | No | Complete | 2013-08-26 | 2014-03-24 | 2014-04-04 | 2014-04-04
SRP20923 | SREC Solar | VINTSCHGER |  | 5 | 0 | Residential | 1 | MORRISTOWN | 7960 | 3 | REC SOLAR INC | JCP&L | No | Complete | 2013-08-26 | 2014-03-11 | 2014-03-27 | 2014-03-27
SRP20924 | SREC Solar | HOFFMAN |  | 9.8 | 0 | Residential | 1 | HEWITT | 7421 | 6 | SOLARCITY CORPORATION | Orange & Rockland Elec | No | Complete | 2013-08-26 | 2014-05-08 | 2014-06-09 | 2014-06-09
SRP20925 | SREC Solar | DURSO |  | 8.82 | 0 | Residential | 1 | MARLTON | 8053 | 13 | SOLARCITY CORPORATION | PSE&G BPU | No | Complete | 2013-08-26 | 2013-12-20 | 2014-01-08 | 2014-01-08
SRP20926 | SREC Solar | WILLETS |  | 20.825 | 0 | Residential | 1 | HOWELL | 7731 | 17 | ALLSEASON CONSTRUCTION | JCP&L | No | Complete | 2013-08-26 | 2014-03-26 | 2014-04-04 | 2014-04-04
SRP20927 | SREC Solar | PAREEK |  | 4.9 | 0 | Residential | 1 | EHT | 8234 | 19 | ALLSEASON CONSTRUCTION | AC Electric | No | Complete | 2013-08-26 | 2013-11-20 | 2013-11-26 | 2013-11-26
SRP20928 | SREC Solar | LATTUGA |  | 6.86 | 0 | Residential | 1 | BERLIN | 8009 | 14 | ALLSEASON CONSTRUCTION | AC Electric | No | Complete | 2013-08-26 | 2014-03-06 | 2014-03-17 | 2014-03-17
SRP20929 | SREC Solar | MELINI |  | 17.15 | 0 | Residential | 1 | EHT | 8234 | 19 | ALLSEASON CONSTRUCTION | AC Electric | No | Complete | 2013-08-26 | 2014-03-06 | 2014-03-19 | 2014-03-19
SRP20930 | SREC Solar | LEWIS |  | 12.25 | 0 | Residential | 1 | MILLVILLE | 8332 | 20 | ALLSEASON CONSTRUCTION | AC Electric | No | Complete | 2013-08-26 | 2013-11-20 | 2013-11-26 | 2013-11-26
SRP20932 | SREC Solar | DENOTARIS |  | 6.125 | 0 | Residential | 1 | LEHT | 8087 | 18 | ALLSEASON CONSTRUCTION | AC Electric | No | Complete | 2013-08-26 | 2014-01-23 | 2014-02-06 | 2014-02-06
SRP20933 | SREC Solar | BRANDT |  | 14.7 | 0 | Residential | 1 | STEWARTSVILLE | 8886 | 2 | ALTERNATIVE ENERGY ASSOCIATES | JCP&L | No | Complete | 2013-08-26 | 2014-08-19 | 2014-08-29 | 2014-08-29
SRP20934 | SREC Solar | BURDGE |  | 9.31 | 0 | Residential | 1 | BEACHWOOD | 8720 | 17 | RELIABLE POWER SERVICES, INC. | JCP&L | No | Complete | 2013-08-26 | 2014-01-27 | 2014-02-18 | 2014-02-18
SRP20935 | SREC Solar | SOLARI |  | 6.86 | 0 | Residential | 1 | BAYVILLE | 8721 | 18 | RELIABLE POWER SERVICES, INC. | JCP&L | No | Complete | 2013-08-26 | 2014-01-14 | 2014-01-31 | 2014-01-31
SRP20937 | SREC Solar | MIRANDA |  | 5.88 | 0 | Residential | 1 | MILLVILLE | 8332 | 20 | ALLSEASON CONSTRUCTION | AC Electric | No | Complete | 2013-08-26 | 2014-01-02 | 2014-01-17 | 2014-01-17
SRP20938 | SREC Solar | DONATO-EVANS |  | 3.43 | 0 | Residential | 1 | MT LAUREL | 8054 | 13 | ALLSEASON CONSTRUCTION | PSE&G BPU | No | Complete | 2013-08-26 | 2014-01-02 | 2014-01-17 | 2014-01-17
SRP20939 | SREC Solar | MORALES |  | 7.35 | 0 | Residential | 1 | EHT | 8234 | 19 | ALLSEASON CONSTRUCTION | AC Electric | No | Complete | 2013-08-26 | 2014-01-15 | 2014-01-29 | 2014-01-29
SRP20940 | SREC Solar | MAYS |  | 11.76 | 0 | Residential | 1 | SEWELL | 8080 | 15 | SOLARCITY CORPORATION | AC Electric | No | Complete | 2013-08-26 | 2014-04-25 | 2014-05-16 | 2014-05-16
SRP20941 | SREC Solar | LIPKA |  | 11.76 | 0 | Residential | 1 | MARGATE CITY | 8402 | 19 | SOLARCITY CORPORATION | AC Electric | No | Complete | 2013-08-26 | 2014-01-24 | 2014-02-06 | 2014-02-06
SRP20942 | SREC Solar | LUTHMAN | BOROUGH OF HIGHLAND PARK | 29.155 | 0 | Government Facility | 0 | HIGHLAND PARK | 8904 | 11 | GREEN POWER ENERGY LLC | PSE&G BPU | No | Complete | 2013-09-03 | 2014-12-08 | 2014-12-11 | 2014-12-11
SRP20943 | SREC Solar | LEONARD |  | 4 | 0 | Residential | 1 | BARNEGAT | 8005 | 18 | ROOF DIAGNOSTICS INC | JCP&L | No | Complete | 2013-09-03 | 2014-05-01 | 2014-05-08 | 2014-05-08
SRP20944 | SREC Solar | MALONE |  | 6 | 0 | Residential | 1 | FORKED RIVER | 8731 | 18 | KOPP ELECTRIC COMPANY | JCP&L | No | Complete | 2013-09-03 | 2013-12-13 | 2014-01-02 | 2014-01-02
SRP20947 | SREC Solar | HALL |  | 14.7 | 0 | Residential | 1 | PALATINE | 8318 | 16 | RCL ENTERPRISES INC. | AC Electric | No | Complete | 2013-09-03 | 2013-11-08 | 2013-11-19 | 2013-11-19
SRP20948 | SREC Solar | GOLDROSEN |  | 6.25 | 0 | Residential | 1 | SOMERSET | 8873 | 5 | TRINITY HEATING AND AIR | PSE&G BPU | No | Complete | 2013-09-03 | 2014-03-12 | 2014-03-19 | 2014-03-19
SRP20950 | SREC Solar | MILLER |  | 7.105 | 0 | Residential | 1 | EGG HARBOR TOWNSHIP | 8234 | 19 | SOLARCITY CORPORATION | AC Electric | No | Complete | 2013-09-03 | 2014-01-14 | 2014-01-29 | 2014-01-29
SRP20951 | SREC Solar | GORDON |  | 6.86 | 0 | Residential | 1 | OGDENSBURG | 7439 | 1 | EAST COAST ALTERNATIVE ENERGY | JCP&L | No | Complete | 2013-09-03 | 2013-11-15 | 2013-12-17 | 2013-12-17
SRP20953 | SREC Solar | MAGRUDER |  | 8.085 | 0 | Residential | 1 | EHT | 8234 | 19 | ACOS ENERGY, LLC | AC Electric | No | Complete | 2013-09-03 | 2013-12-03 | 2013-12-12 | 2013-12-12
SRP20954 | SREC Solar | PEREZ |  | 6.25 | 0 | Residential | 1 | SICKERVILLE | 8081 | 14 | SOLARCITY CORPORATION | AC Electric | No | Complete | 2013-09-03 | 2013-11-25 | 2013-12-02 | 2013-12-02
SRP20955 | SREC Solar | NAUMCHIK |  | 3.92 | 0 | Residential | 1 | EGG HARBOR TOWNSHIP | 8234 | 19 | SOLARCITY CORPORATION | AC Electric | No | Complete | 2013-09-03 | 2013-11-25 | 2014-01-02 | 2014-01-02
SRP20956 | SREC Solar | GRAZIANO |  | 8.085 | 0 | Residential | 1 | BARNEGAT | 8005 | 18 | SOLARCITY CORPORATION | JCP&L | No | Complete | 2013-09-03 | 2014-01-21 | 2014-01-30 | 2014-01-30
SRP20957 | SREC Solar | CORRADO |  | 2.695 | 0 | Residential | 1 | LITTLE FERRY | 7643 | 7 | VIVINT SOLAR | PSE&G BPU | No | Complete | 2013-09-03 | 2013-12-11 | 2013-12-19 | 2013-12-19
SRP20958 | SREC Solar | SALLENT |  | 3.675 | 0 | Residential | 1 | PASSAIC | 7055 | 6 | VIVINT SOLAR | PSE&G BPU | No | Complete | 2013-09-03 | 2014-09-17 | 2014-09-25 | 2014-09-25
SRP20959 | SREC Solar | SCHLOMANN |  | 3.92 | 0 | Residential | 1 | MAYWOOD | 7607 | 7 | VIVINT SOLAR | PSE&G BPU | No | Complete | 2013-09-03 | 2014-05-09 | 2014-05-13 | 2014-05-13
SRP20960 | SREC Solar | O' FARRELL |  | 4.25 | 0 | Residential | 1 | VERONA | 7044 | 9 | ROOF DIAGNOSTICS INC | PSE&G BPU | No | Complete | 2013-09-03 | 2013-09-26 | 2013-10-23 | 2013-10-23
SRP20961 | SREC Solar | SAHA |  | 4.25 | 0 | Residential | 1 | RAHWAY | 7065 | 10 | ROOF DIAGNOSTICS INC | PSE&G BPU | No | Complete | 2013-09-03 | 2014-03-13 | 2014-03-25 | 2014-03-25
SRP20962 | SREC Solar | ANGELASTRO |  | 5 | 0 | Residential | 1 | STAFFORD | 8050 | 18 | ROOF DIAGNOSTICS INC | AC Electric | No | Complete | 2013-09-03 | 2014-09-04 | 2014-09-12 | 2014-09-12
SRP20963 | SREC Solar | GOMEZ |  | 6.96 | 0 | Residential | 1 | JERSEY CITY | 7306 | 8 | ROOF DIAGNOSTICS INC | PSE&G BPU | No | Complete | 2013-09-03 | 2013-09-26 | 2013-10-01 | 2013-10-01
SRP20964 | SREC Solar | ROSA |  | 7 | 0 | Residential | 1 | PERTH AMBOY | 8861 | 11 | ROOF DIAGNOSTICS INC | PSE&G BPU | No | Complete | 2013-09-03 | 2014-03-21 | 2014-04-04 | 2014-04-04
SRP20966 | SREC Solar | DEL VALLE |  | 5.39 | 0 | Residential | 1 | PERTH AMBOY | 8861 | 11 | VIVINT SOLAR | PSE&G BPU | No | Complete | 2013-09-03 | 2014-05-09 | 2014-05-14 | 2014-05-14
SRP20967 | SREC Solar | CARINO |  | 8.575 | 0 | Residential | 1 | FORDS | 8863 | 11 | VIVINT SOLAR | PSE&G BPU | No | Complete | 2013-09-03 | 2014-02-27 | 2014-03-10 | 2014-03-10
SRP20968 | SREC Solar | PRIEGUE |  | 4.9 | 0 | Residential | 1 | CLIFTON | 7013 | 6 | VIVINT SOLAR | PSE&G BPU | No | Complete | 2013-09-03 | 2013-12-26 | 2014-01-14 | 2014-01-14
SRP20969 | SREC Solar | SHERIS |  | 6.345 | 0 | Residential | 1 | LIVINGSTON | 7039 | 9 | VIVINT SOLAR | JCP&L | No | Complete | 2013-09-03 | 2014-08-07 | 2014-08-14 | 2014-08-14
SRP20970 | SREC Solar | RAPOPORT |  | 5.72 | 0 | Residential | 1 | MULLICA HILL | 8062 | 15 | SUNGEVITY, INC. | AC Electric | No | Complete | 2013-09-03 | 2014-03-18 | 2014-04-17 | 2014-04-17
SRP20971 | SREC Solar | FIELD |  | 11.76 | 0 | Residential | 1 | LAURELDALE | 8330 | 19 | SUN UP ZERO DOWN | AC Electric | No | Complete | 2013-09-03 | 2014-04-15 | 2014-04-22 | 2014-04-22
SRP20972 | SREC Solar | GURUNATHAN |  | 7.5 | 0 | Residential | 1 | PARAMUS | 7652 | 7 | VARA NRG LLC | PSE&G BPU | No | Complete | 2013-09-03 | 2014-05-22 | 2014-05-27 | 2014-05-27
SRP20973 | SREC Solar | MARSI |  | 13.92 | 0 | Residential | 1 | RUTHERFORD | 7070 | 7 | PRO CUSTOM SOLAR | PSE&G BPU | No | Complete | 2013-09-03 | 2014-09-09 | 2014-09-16 | 2014-09-16
SRP20974 | SREC Solar | FEDERICO |  | 13.475 | 0 | Residential | 1 | EGG HARBOR TOWNSHIP | 8234 | 19 | SUN UP ZERO DOWN | AC Electric | No | Complete | 2013-09-03 | 2014-02-12 | 2014-03-05 | 2014-03-05
SRP20975 | SREC Solar | SULLIVAN |  | 15 | 0 | Residential | 1 | OLIVET | 8318 | 16 | RCL ENTERPRISES INC. | AC Electric | No | Complete | 2013-09-03 | 2014-01-23 | 2014-01-30 | 2014-01-30
SRP20976 | SREC Solar | VALENTIN |  | 5.145 | 0 | Residential | 1 | PERTH AMBOY | 8861 | 11 | VIVINT SOLAR | PSE&G BPU | No | Complete | 2013-09-03 | 2014-01-29 | 2014-02-14 | 2014-02-14
SRP20977 | SREC Solar | PAVKOVIC |  | 9.31 | 0 | Residential | 1 | EAST BRUNSWICK | 8816 | 11 | VIVINT SOLAR | PSE&G BPU | No | Complete | 2013-09-03 | 2014-06-05 | 2014-06-10 | 2014-06-10
SRP20978 | SREC Solar | RESTREPO |  | 2.585 | 0 | Residential | 1 | BELLEVILLE | 7109 | 9 | VIVINT SOLAR | PSE&G BPU | No | Complete | 2013-09-03 | 2014-11-05 | 2015-02-06 | 2015-02-06
SRP20979 | SREC Solar | SONG |  | 3.675 | 0 | Residential | 1 | EAST BRUNSWICK | 8876 | 5 | VIVINT SOLAR | PSE&G BPU | No | Complete | 2013-09-03 | 2014-08-13 | 2014-08-19 | 2014-08-19
SRP20981 | SREC Solar | PANFILI |  | 7.35 | 0 | Residential | 1 | SADDLE BROOK | 7763 | 17 | VIVINT SOLAR | PSE&G BPU | No | Complete | 2013-09-03 | 2014-01-23 | 2014-01-31 | 2014-01-31
SRP20982 | SREC Solar | AHMED |  | 5.145 | 0 | Residential | 1 | UNION | 7083 | 10 | VIVINT SOLAR | PSE&G BPU | No | Complete | 2013-09-03 | 2014-02-27 | 2014-03-10 | 2014-03-10
SRP20984 | SREC Solar | OLIVEIRA |  | 3.675 | 0 | Residential | 1 | UNION | 7083 | 10 | VIVINT SOLAR | PSE&G BPU | No | Complete | 2013-09-03 | 2014-01-23 | 2014-01-31 | 2014-01-31
SRP20985 | SREC Solar | DEGOIAS |  | 7.84 | 0 | Residential | 1 | SOMERSET | 8873 | 5 | VIVINT SOLAR | PSE&G BPU | No | Complete | 2013-09-03 | 2014-04-03 | 2014-04-16 | 2014-04-16
SRP20988 | SREC Solar | REYNOLDS |  | 4.655 | 0 | Residential | 1 | E. BRUNSWICK | 8816 | 11 | VIVINT SOLAR | PSE&G BPU | No | Complete | 2013-09-03 | 2014-04-11 | 2014-04-29 | 2014-04-29
SRP20990 | SREC Solar | UGBENIN |  | 6.37 | 0 | Residential | 1 | NEWARK | 7103 | 9 | SOLARCITY CORPORATION | PSE&G BPU | No | Complete | 2013-09-03 | 2013-11-12 | 2013-12-16 | 2013-12-16
SRP20991 | SREC Solar | CRISTANTIELLO |  | 12.25 | 0 | Residential | 1 | CRESSKILL | 7626 | 7 | SOLARCITY CORPORATION | Orange & Rockland Elec | No | Complete | 2013-09-03 | 2013-10-22 | 2013-10-28 | 2013-10-28
SRP20992 | SREC Solar | LAVECCHIA |  | 2.94 | 0 | Residential | 1 | COLONIA | 7067 | 10 | VIVINT SOLAR | PSE&G BPU | No | Complete | 2013-09-03 | 2014-01-10 | 2014-01-23 | 2014-01-23
SRP20994 | SREC Solar | TARVER |  | 7 | 0 | Residential | 1 | SICKLERVILLE | 8081 | 14 | SOLARCITY CORPORATION | AC Electric | No | Complete | 2013-09-03 | 2014-07-01 | 2014-07-09 | 2014-07-09
SRP20995 | SREC Solar | GILLIARD |  | 10.29 | 0 | Residential | 1 | WEST DEPTFORD | 8086 | 15 | SOLARCITY CORPORATION | PSE&G BPU | No | Complete | 2013-09-03 | 2014-02-04 | 2014-02-18 | 2014-02-18
SRP20996 | SREC Solar | FRATTINO |  | 4.655 | 0 | Residential | 1 | ELMWOOD PARK | 7407 | 7 | VIVINT SOLAR | PSE&G BPU | No | Complete | 2013-09-03 | 2014-06-05 | 2014-06-10 | 2014-06-10
SRP20998 | SREC Solar | GARSON |  | 15.19 | 0 | Residential | 1 | WEST DEPTFORD | 8086 | 15 | SOLARCITY CORPORATION | PSE&G BPU | No | Complete | 2013-09-03 | 2013-12-23 | 2014-01-06 | 2014-01-06
SRP20999 | SREC Solar | SCHILL |  | 2.94 | 0 | Residential | 1 | CINNAMINSON | 8077 | 13 | SOLARCITY CORPORATION | PSE&G BPU | No | Complete | 2013-09-03 | 2013-12-19 | 2014-01-08 | 2014-01-08
SRP21000 | SREC Solar | MCDONNELL |  | 4.165 | 0 | Residential | 1 | SEWAREN | 7077 | 11 | VIVINT SOLAR | PSE&G BPU | No | Complete | 2013-09-03 | 2014-03-27 | 2014-04-16 | 2014-04-16
SRP21001 | SREC Solar | JOHNSON |  | 4.165 | 0 | Residential | 1 | SOMERSET | 8873 | 5 | VIVINT SOLAR | PSE&G BPU | No | Complete | 2013-09-03 | 2014-03-27 | 2014-04-16 | 2014-04-16
SRP21002 | SREC Solar | BOLCA |  | 9.8 | 0 | Residential | 1 | WAYNE | 7470 | 6 | SOLARCITY CORPORATION | PSE&G BPU | No | Complete | 2013-09-03 | 2013-11-08 | 2013-11-18 | 2013-11-18
SRP21003 | SREC Solar | DOWLING |  | 4.8 | 0 | Residential | 1 | DENVILLE | 7834 | 3 | GEORGE J KELLER & SONS | JCP&L | No | Complete | 2013-10-07 | 2014-01-17 | 2014-03-18 | 2014-03-18
SRP21005 | SREC Solar | LEDER |  | 4.655 | 0 | Residential | 1 | ENGLISHTOWN | 7726 | 17 | SOLARCITY CORPORATION | JCP&L | No | Complete | 2013-09-03 | 2014-02-06 | 2014-02-21 | 2014-02-21
SRP21006 | SREC Solar | DAVIS |  | 6.125 | 0 | Residential | 1 | AVALON | 8202 | 21 | SUNGEVITY, INC. | AC Electric | No | Complete | 2013-09-03 | 2014-03-19 | 2014-04-17 | 2014-04-17
SRP21007 | SREC Solar | ETIN |  | 9.483 | 0 | Residential | 0 | SECAUCUS | 7094 | 8 | GEOSCAPE SOLAR | PSE&G BPU | No | Complete | 2013-09-03 | 2014-02-12 | 2014-03-05 | 2014-03-05
SRP21008 | SREC Solar | GAUDENTI |  | 9.25 | 0 | Residential | 1 | MANCHESTER TWP | 8759 | 18 | TRINITY HEATING AND AIR | JCP&L | No | Complete | 2013-09-03 | 2013-11-20 | 2013-11-26 | 2013-11-26
SRP21009 | SREC Solar | LEGER |  | 15.5 | 0 | Residential | 1 | DENVILLE | 7834 | 3 | TRINITY HEATING AND AIR | JCP&L | No | Complete | 2013-09-03 | 2014-01-07 | 2014-01-21 | 2014-01-21
SRP21010 | SREC Solar | ROBERSON |  | 29.43 | 0 | Residential | 0 | HAMMONTON | 8037 | 19 | GEOPEAK ENERGY LLC | AC Electric | No | Complete | 2013-09-03 | 2014-12-31 | 2015-02-10 | 2015-02-10
SRP21012 | SREC Solar | STRAUSS |  | 8.33 | 0 | Residential | 1 | EDISON | 8820 | 11 | SOLARCITY CORPORATION | PSE&G BPU | No | Complete | 2013-09-03 | 2014-01-10 | 2014-01-24 | 2014-01-24
SRP21015 | SREC Solar | MCNEW |  | 13.475 | 0 | Residential | 1 | GALLOWAY | 8205 | 19 | SUN UP ZERO DOWN | AC Electric | No | Complete | 2013-09-03 | 2014-02-06 | 2014-02-21 | 2014-02-21
SRP21016 | SREC Solar | HOFFMAN |  | 5.145 | 0 | Residential | 1 | MIDDLESEX | 8846 | 11 | EZNERGY LLC | PSE&G BPU | No | Complete | 2013-09-03 | 2014-03-03 | 2014-03-14 | 2014-03-14
SRP21017 | SREC Solar | QUESNEL |  | 10.4 | 0 | Residential | 0 | NEW EGYPT | 8533 | 18 | J. A. WIG CONSTRUCTION AND ELECTRIC, LLC | JCP&L | No | Complete | 2013-09-03 | 2014-02-12 | 2014-03-05 | 2014-03-05
SRP21018 | SREC Solar | HEEDLES |  | 7.35 | 0 | Residential | 1 | FREEHOLD TWP | 7728 | 17 | SOLARCITY CORPORATION | JCP&L | No | Complete | 2013-09-03 | 2014-02-18 | 2014-03-03 | 2014-03-03
SRP21019 | SREC Solar | CASTELLANO |  | 4.655 | 0 | Residential | 1 | BELMAR | 7719 | 17 | SOLARCITY CORPORATION | JCP&L | No | Complete | 2013-09-03 | 2013-12-31 | 2014-01-10 | 2014-01-10
SRP21020 | SREC Solar | BALA |  | 4.905 | 0 | Residential | 1 | ELIZABETH | 7202 | 10 | SEA BRIGHT SOLAR, LLC | PSE&G BPU | No | Complete | 2013-09-03 | 2013-12-27 | 2014-01-15 | 2014-01-15
SRP21021 | SREC Solar | DUFRESNE |  | 14.715 | 0 | Residential | 0 | SICKLERVILLE | 8081 | 14 | GEOPEAK ENERGY LLC | AC Electric | No | Complete | 2013-09-03 | 2014-09-04 | 2014-09-12 | 2014-09-12
SRP21022 | SREC Solar | MANN |  | 5.145 | 0 | Residential | 1 | RUTHERFORD | 7070 | 7 | SOLARCITY CORPORATION | PSE&G BPU | No | Complete | 2013-09-03 | 2013-12-20 | 2014-01-08 | 2014-01-08
SRP21023 | SREC Solar | MCCORKINDALE |  | 11.27 | 0 | Residential | 1 | TOMS RIVER | 8753 | 18 | SOLARCITY CORPORATION | JCP&L | No | Complete | 2013-09-03 | 2013-12-11 | 2013-12-20 | 2013-12-20
SRP21024 | SREC Solar | AKHTER |  | 8.82 | 0 | Residential | 1 | SAYREVILLE | 8872 | 11 | SOLARCITY CORPORATION | JCP&L | No | Complete | 2013-09-03 | 2013-11-27 | 2013-12-06 | 2013-12-06
SRP21025 | SREC Solar | CUCUNATO |  | 6.048 | 0 | Residential | 0 | SEWELL | 8080 | 15 | GREEN CITIES ENERGY LLC | AC Electric | No | Complete | 2013-09-03 | 2014-01-07 | 2014-01-21 | 2014-01-21
SRP21026 | SREC Solar | BASTIEN |  | 2 | 0 | Residential | 0 | SEWELL | 8080 | 15 | GREEN CITIES ENERGY LLC | AC Electric | No | Complete | 2013-09-03 | 2014-09-04 | 2014-09-12 | 2014-09-12
SRP21027 | SREC Solar | TANNER |  | 5.145 | 0 | Residential | 1 | ERIAL | 8081 | 14 | SOLARCITY CORPORATION | AC Electric | No | Complete | 2013-09-03 | 2014-01-09 | 2014-01-24 | 2014-01-24
SRP21028 | SREC Solar | GUILMARTIN |  | 21 | 0 | Residential | 0 | LAMBERTVILLE | 8530 | 4 | GREEN POWER ENERGY LLC | JCP&L | No | Complete | 2013-09-03 | 2014-01-28 | 2014-02-18 | 2014-02-18
SRP21029 | SREC Solar | KANTER |  | 5.75 | 0 | Residential | 0 | WESTFIELD | 7090 | 10 | BLUE SKY TECHNOLOGIES USA | PSE&G BPU | No | Complete | 2013-09-03 | 2014-03-13 | 2014-03-27 | 2014-03-27
SRP21030 | SREC Solar | FUIRST |  | 6.867 | 0 | Residential | 0 | HARVEY CEDARS | 8008 | 18 | GEOPEAK ENERGY LLC | AC Electric | No | Complete | 2013-09-03 | 2014-07-14 | 2014-08-28 | 2014-08-28
SRP21031 | SREC Solar | MYSEL |  | 6.213 | 0 | Residential | 0 | LYNDHURST | 7071 | 7 | GEOPEAK ENERGY LLC | PSE&G BPU | No | Complete | 2013-09-03 | 2014-02-26 | 2014-03-12 | 2014-03-12
SRP21032 | SREC Solar | HAVENS |  | 10.29 | 0 | Residential | 1 | NEWTON | 7860 | 1 | ALTERNATIVE ENERGY ASSOCIATES | JCP&L | No | Complete | 2013-09-03 | 2014-09-04 | 2014-11-06 | 2014-11-06
SRP21033 | SREC Solar | SHAPIRO |  | 6 | 0 | Residential | 0 | FREEHOLD | 7728 | 17 | ASTON SOLAR | JCP&L | No | Complete | 2013-09-03 | 2014-05-30 | 2014-06-05 | 2014-06-05
SRP21034 | SREC Solar | BROOKS |  | 10.29 | 0 | Residential | 1 | PINE HILL | 8021 | 14 | SOLULAR LLC. II | AC Electric | No | Complete | 2013-09-03 | 2014-01-10 | 2014-01-23 | 2014-01-23
SRP21035 | SREC Solar | SULIT |  | 19.89 | 0 | Residential | 1 | EHT | 8234 | 19 | ACOS ENERGY, LLC | AC Electric | No | Complete | 2013-09-03 | 2014-06-25 | 2014-07-02 | 2014-07-02
SRP21036 | SREC Solar | SUMMERS |  | 5.88 | 0 | Residential | 1 | EGG HARBOR TWP | 8234 | 19 | SOLIGENT LEASING | AC Electric | No | Complete | 2013-09-03 | 2013-12-16 | 2013-12-27 | 2013-12-27
SRP21037 | SREC Solar | GOLDSMITH |  | 10.29 | 0 | Residential | 1 | MAYS LANDING | 8330 | 19 | ACOS ENERGY, LLC | AC Electric | No | Complete | 2013-09-03 | 2014-02-28 | 2014-03-26 | 2014-03-26
SRP21038 | SREC Solar | COOKE |  | 7.84 | 0 | Residential | 1 | EGG HARBOR TOWNSHIP | 8234 | 19 | ACOS ENERGY, LLC | AC Electric | No | Complete | 2013-09-03 | 2014-01-10 | 2014-02-11 | 2014-02-11
SRP21039 | SREC Solar | ROMANO |  | 6.37 | 0 | Residential | 1 | MANCHESTER | 8759 | 18 | ACOS ENERGY, LLC | JCP&L | No | Complete | 2013-09-03 | 2014-02-07 | 2014-02-24 | 2014-02-24
SRP21040 | SREC Solar | PERRY |  | 3.25 | 0 | Residential | 1 | SOMERSET | 8873 | 5 | TRINITY HEATING AND AIR | PSE&G BPU | No | Complete | 2013-09-03 | 2014-01-29 | 2014-03-11 | 2014-03-11
SRP21041 | SREC Solar | SIMMONS |  | 6.25 | 0 | Residential | 1 | TURNERSVILLE | 8012 | 14 | TRINITY HEATING AND AIR | AC Electric | No | Complete | 2013-09-03 | 2014-05-01 | 2014-05-08 | 2014-05-08
SRP21042 | SREC Solar | NARDONE |  | 9.8 | 0 | Residential | 1 | MILLVILLE | 8322 | 15 | ALLSEASON CONSTRUCTION | AC Electric | No | Complete | 2013-09-03 | 2014-01-02 | 2014-01-17 | 2014-01-17
SRP21043 | SREC Solar | VAN |  | 6 | 0 | Residential | 0 | FAIR LAWN | 7410 | 7 | SELF INSTALL | PSE&G BPU | No | Complete | 2013-09-03 | 2014-02-24 | 2014-03-03 | 2014-03-03
SRP21044 | SREC Solar | SOYROPOULOS |  | 6.615 | 0 | Residential | 1 | NORTH MAY CAPE | 8204 | 21 | ALLSEASON CONSTRUCTION | AC Electric | No | Complete | 2013-09-03 | 2013-11-26 | 2013-12-02 | 2013-12-02
SRP21045 | SREC Solar | LEMBO |  | 5.635 | 0 | Residential | 1 | MANASQUAN | 8736 | 17 | LUMINATION HOME ENERGY | JCP&L | No | Complete | 2013-09-03 | 2013-11-07 | 2013-11-26 | 2013-11-26
SRP21046 | SREC Solar | LAUBERTHEIMER |  | 16.17 | 0 | Residential | 1 | VENTNOR CITY | 8406 | 19 | ALLSEASON CONSTRUCTION | AC Electric | No | Complete | 2013-09-03 | 2014-04-23 | 2014-05-05 | 2014-05-05
SRP21047 | SREC Solar | DUPRE |  | 3.675 | 0 | Residential | 1 | LAKEWOOD | 8701 | 18 | LUMINATION HOME ENERGY | JCP&L | No | Complete | 2013-09-03 | 2013-11-07 | 2013-11-18 | 2013-11-18
SRP21048 | SREC Solar | RIESS |  | 5 | 0 | Residential | 1 | TOMS RIVER | 8753 | 18 | ASTON SOLAR | JCP&L | No | Complete | 2013-09-03 | 2014-02-25 | 2014-03-12 | 2014-03-12
SRP21049 | SREC Solar | TOMPKINS |  | 6.125 | 0 | Residential | 1 | GALLOWAY | 8205 | 19 | ALLSEASON CONSTRUCTION | AC Electric | No | Complete | 2013-09-03 | 2014-01-02 | 2014-01-17 | 2014-01-17
SRP21050 | SREC Solar | GAYLES |  | 5.5 | 0 | Residential | 1 | BUDD LAKE | 7828 | 3 | ROOF DIAGNOSTICS INC | JCP&L | No | Complete | 2013-09-03 | 2013-12-30 | 2014-01-16 | 2014-01-16
SRP21051 | SREC Solar | DESMOND |  | 8.33 | 0 | Residential | 1 | GALLOWAY | 8201 | 19 | ALLSEASON CONSTRUCTION | AC Electric | No | Complete | 2013-09-03 | 2013-12-13 | 2013-12-30 | 2013-12-30
SRP21052 | SREC Solar | MANZELLA |  | 9 | 0 | Residential | 1 | STANHOPE | 7874 | 1 | ROOF DIAGNOSTICS INC | JCP&L | No | Complete | 2013-09-03 | 2014-04-24 | 2014-04-30 | 2014-04-30
SRP21053 | SREC Solar | MONGAT |  | 7 | 0 | Residential | 1 | TOMS RIVER | 8753 | 18 | ROOF DIAGNOSTICS INC | JCP&L | No | Complete | 2013-09-03 | 2014-03-13 | 2014-03-25 | 2014-03-25
SRP21054 | SREC Solar | REILLY |  | 6.5 | 0 | Residential | 1 | OCEAN | 7712 | 17 | ROOF DIAGNOSTICS INC | JCP&L | No | Complete | 2013-09-03 | 2013-12-30 | 2014-01-16 | 2014-01-16
SRP21055 | SREC Solar | ENCARNACION |  | 3.5 | 0 | Residential | 1 | PATERSON | 7504 | 6 | ROOF DIAGNOSTICS INC | PSE&G BPU | No | Complete | 2013-09-09 | 2014-03-13 | 2014-04-10 | 2014-04-10
SRP21056 | SREC Solar | KO |  | 5.25 | 0 | Residential | 1 | WEST WINDSOR | 8550 | 12 | ROOF DIAGNOSTICS INC | PSE&G BPU | No | Complete | 2013-09-09 | 2014-05-01 | 2014-05-08 | 2014-05-08
SRP21057 | SREC Solar | TAORMINA |  | 7 | 0 | Residential | 1 | BRICK | 8723 | 18 | ROOF DIAGNOSTICS INC | JCP&L | No | Complete | 2013-09-09 | 2014-01-08 | 2014-01-21 | 2014-01-21
SRP21058 | SREC Solar | BUERKLE |  | 6.63 | 0 | Residential | 1 | MANCHESTER | 8759 | 18 | ROOF DIAGNOSTICS INC | JCP&L | No | Complete | 2013-09-09 | 2014-04-24 | 2014-04-30 | 2014-04-30
SRP21059 | SREC Solar | FRITSCH |  | 4.845 | 0 | Residential | 1 | STILLWATER | 7860 | 1 | ROOF DIAGNOSTICS INC | JCP&L | No | Complete | 2013-09-09 | 2014-05-29 | 2014-06-05 | 2014-06-05
SRP21060 | SREC Solar | ZALESKI |  | 9.5 | 0 | Residential | 1 | JACKSON | 8527 | 18 | ROOF DIAGNOSTICS INC | JCP&L | No | Complete | 2013-09-09 | 2014-07-08 | 2014-07-17 | 2014-07-17
SRP21061 | SREC Solar | KOPP |  | 9 | 0 | Residential | 1 | MILLSTONE | 8535 | 17 | ROOF DIAGNOSTICS INC | JCP&L | No | Complete | 2013-09-09 | 2014-03-13 | 2014-03-25 | 2014-03-25
SRP21064 | SREC Solar | PALLADINO |  | 6 | 0 | Residential | 1 | LONG BEACH TWP | 8008 | 18 | ROOF DIAGNOSTICS INC | AC Electric | No | Complete | 2013-09-09 | 2014-02-26 | 2014-03-12 | 2014-03-12
SRP21065 | SREC Solar | SY |  | 7.75 | 0 | Residential | 1 | BERGENFIELD | 7621 | 7 | ROOF DIAGNOSTICS INC | PSE&G BPU | No | Complete | 2013-09-17 | 2015-01-15 | 2015-01-26 | 2015-01-26
SRP21066 | SREC Solar | FIGUEROA |  | 7.5 | 0 | Residential | 1 | TOTOWA | 7512 | 6 | ROOF DIAGNOSTICS INC | PSE&G BPU | No | Complete | 2013-09-09 | 2014-03-20 | 2014-04-03 | 2014-04-03
SRP21067 | SREC Solar | RUIZ |  | 6.5 | 0 | Residential | 1 | JACKSON | 8527 | 18 | ROOF DIAGNOSTICS INC | JCP&L | No | Complete | 2013-09-09 | 2014-05-14 | 2014-06-05 | 2014-06-05
SRP21069 | SREC Solar | DYTIOCO |  | 8.25 | 0 | Residential | 1 | BARNEGAT | 8005 | 18 | ROOF DIAGNOSTICS INC | AC Electric | No | Complete | 2013-09-09 | 2014-06-16 | 2014-06-23 | 2014-06-23
SRP21070 | SREC Solar | GUZMAN |  | 5.405 | 0 | Residential | 1 | NEPTUNE | 7753 | 17 | VIVINT SOLAR | JCP&L | No | Complete | 2013-09-09 | 2014-02-27 | 2014-03-10 | 2014-03-10
SRP21071 | SREC Solar | CAFFREY |  | 11.27 | 0 | Residential | 1 | MAYS LANDING | 8330 | 19 | ALLSEASON CONSTRUCTION | AC Electric | No | Complete | 2013-09-09 | 2013-11-13 | 2013-11-25 | 2013-11-25
SRP21072 | SREC Solar | SEMERARO |  | 6.125 | 0 | Residential | 1 | TUCKERTON | 8087 | 18 | ALLSEASON CONSTRUCTION | AC Electric | No | Complete | 2013-09-09 | 2013-11-26 | 2013-12-02 | 2013-12-02
SRP21073 | SREC Solar | ADAMS |  | 7.848 | 0 | Residential | 0 | WESTMILFORD | 7480 | 6 | RENEWERGY SOLUTIONS GROUP | Orange & Rockland Elec | No | Complete | 2013-09-09 | 2014-05-07 | 2014-05-16 | 2014-05-16
SRP21074 | SREC Solar | HELLER |  | 12.5 | 0 | Residential | 1 | SOMERSET | 8873 | 5 | TRINITY HEATING AND AIR | PSE&G BPU | No | Complete | 2013-09-09 | 2014-01-07 | 2014-01-21 | 2014-01-21
SRP21075 | SREC Solar | ANTON |  | 5.5 | 0 | Residential | 1 | MANALAPAN | 7726 | 17 | TRINITY HEATING AND AIR | JCP&L | No | Complete | 2013-09-09 | 2013-11-07 | 2013-11-18 | 2013-11-18
SRP21076 | SREC Solar | GARBACK |  | 5.145 | 0 | Residential | 1 | MANAHAWKIN | 8050 | 18 | NJR HOME SERVICES. | AC Electric | No | Complete | 2013-09-09 | 2014-03-10 | 2014-03-20 | 2014-03-20
SRP21077 | SREC Solar | CHRISTOUDIAS | JOHN CHRISTOUDIAS & ASSOCIATES | 5.28 | 0 | Commercial | 0 | POINT PLEASANT | 8742 | 18 | ADVANCED SOLAR & ENERGY SOLUTIONS | JCP&L | No | QC Selected | 2013-09-09 | 2015-04-09
SRP21078 | SREC Solar | ARCABASCIO |  | 4.9 | 0 | Residential | 1 | BARNEGAT | 8005 | 18 | NJR HOME SERVICES. | AC Electric | No | Complete | 2013-09-09 | 2013-12-04 | 2013-12-18 | 2013-12-18
SRP21079 | SREC Solar | CHRITOUDIAS | JOHN CHRISTOUDIAS & ASSOCIATES | 6.11 | 0 | Commercial | 0 | POINT PLEASANT | 8742 | 18 | ADVANCED SOLAR & ENERGY SOLUTIONS | JCP&L | No | QC Selected | 2013-09-09 | 2015-04-09
SRP21080 | SREC Solar | CHRISTOUDIAS | JOHN CHRISTOUDIAS & ASSOCIATES | 5.28 | 0 | Commercial | 0 | POINT PLEASANT BEACH | 8742 | 18 | ADVANCED SOLAR & ENERGY SOLUTIONS | JCP&L | No | QC Selected | 2013-09-09 | 2015-04-09
SRP21081 | SREC Solar | ROCHE |  | 4.9 | 0 | Residential | 1 | BARNEGAT | 8005 | 18 | NJR HOME SERVICES. | AC Electric | No | Complete | 2013-09-09 | 2013-12-04 | 2013-12-18 | 2013-12-18
SRP21082 | SREC Solar | DESAI |  | 12.75 | 0 | Residential | 1 | HOLMDEL | 7733 | 17 | SOLIGENT LEASING | JCP&L | No | Complete | 2013-09-09 | 2013-12-19 | 2014-01-06 | 2014-01-06
SRP21083 | SREC Solar | SYKORA |  | 8 | 0 | Residential | 0 | SOMERS POINT | 8244 | 19 | RCL ENTERPRISES INC. | AC Electric | No | Complete | 2013-09-09 | 2014-04-18 | 2014-05-16 | 2014-05-16
SRP21084 | SREC Solar | RAIA |  | 20.928 | 0 | Residential | 1 | TINTON FALLS | 7724 | 17 | SEA BRIGHT SOLAR, LLC | JCP&L | No | Complete | 2013-09-09 | 2014-01-23 | 2014-02-06 | 2014-02-06
SRP21086 | SREC Solar | STRAUSS |  | 5 | 0 | Residential | 1 | SOMERSET | 8873 | 5 | TRINITY HEATING AND AIR | PSE&G BPU | No | Complete | 2013-09-09 | 2013-12-16 | 2014-01-29 | 2014-01-29
SRP21087 | SREC Solar | BATUSHANSKY |  | 3.202 | 0 | Residential | 0 | WOODBURY | 8096 | 15 | GREEN CITIES ENERGY LLC | PSE&G BPU | No | Complete | 2013-09-09 | 2014-09-04 | 2014-09-12 | 2014-09-12
SRP21088 | SREC Solar | ROCCO |  | 7.595 | 0 | Residential | 1 | CARNEYS POINT | 8069 | 16 | ALLSEASON CONSTRUCTION | AC Electric | No | Complete | 2013-09-09 | 2014-03-10 | 2014-03-20 | 2014-03-20
SRP21089 | SREC Solar | CORBIN |  | 6.615 | 0 | Residential | 1 | EHT | 8234 | 19 | ALLSEASON CONSTRUCTION | AC Electric | No | Complete | 2013-09-09 | 2014-03-12 | 2014-03-19 | 2014-03-19
SRP21090 | SREC Solar | ZAPPAVIGNA |  | 10.29 | 0 | Residential | 1 | MANAHAWKIN | 8050 | 18 | ALLSEASON CONSTRUCTION | AC Electric | No | Complete | 2013-09-09 | 2014-03-12 | 2014-03-19 | 2014-03-19
SRP21091 | SREC Solar | PHAM |  | 13.72 | 0 | Residential | 1 | LINWOOD | 8221 | 19 | ACOS ENERGY, LLC | AC Electric | No | Complete | 2013-09-09 | 2014-02-19 | 2014-03-05 | 2014-03-05
SRP21093 | SREC Solar | CHRISTOUDIAS | JOHN CHRISTOUDIAS & ASSOCIATES | 5.28 | 0 | Commercial | 0 | POINT PLEASANT BEACH | 8742 | 18 | ADVANCED SOLAR & ENERGY SOLUTIONS | JCP&L | No | QC Selected | 2013-09-09 | 2015-04-09
SRP21094 | SREC Solar | DENTON |  | 7.84 | 0 | Residential | 1 | MAYS LANDING | 8330 | 19 | RCL ENTERPRISES INC. | AC Electric | No | Complete | 2013-09-09 | 2013-12-02 | 2013-12-12 | 2013-12-12
SRP21095 | SREC Solar | ROSSI |  | 7.105 | 0 | Residential | 1 | GALLOWAY | 8205 | 19 | SEA BRIGHT SOLAR, LLC | AC Electric | No | Complete | 2013-09-09 | 2014-01-29 | 2014-02-12 | 2014-02-12
SRP21096 | SREC Solar | SEAMANS |  | 8.75 | 0 | Residential | 1 | GLEN GARDNER | 8826 | 4 | GREEN POWER ENERGY LLC | JCP&L | No | Complete | 2013-09-09 | 2014-02-21 | 2014-03-06 | 2014-03-06
SRP21097 | SREC Solar | SEABROOK | SEABROOK BROS & SONS | 4458.15 | 0 | Commercial | 1 | SEABROOK | 8302 | 20 | DCO ENERGY, LLC | AC Electric | No | Complete | 2013-10-07 | 2014-06-12 | 2014-07-08 | 2014-07-08
SRP21098 | SREC Solar | ALDEA |  | 5.25 | 0 | Residential | 1 | HOWELL | 7731 | 17 | ROOF DIAGNOSTICS INC | JCP&L | No | Complete | 2013-09-09 | 2014-04-24 | 2014-04-30 | 2014-04-30
SRP21099 | SREC Solar | MEHL |  | 6.867 | 0 | Residential | 0 | PASSAIC | 7055 | 6 | SEA BRIGHT SOLAR, LLC | PSE&G BPU | No | Complete | 2013-09-16 | 2014-03-04 | 2014-04-16 | 2014-04-16
SRP21100 | SREC Solar | CHRISTENSEN |  | 10.464 | 0 | Residential | 1 | NEPTUNE | 7753 | 17 | SEA BRIGHT SOLAR, LLC | JCP&L | No | Complete | 2013-09-09 | 2014-03-19 | 2014-04-03 | 2014-04-03
SRP21101 | SREC Solar | WARD |  | 3.5 | 0 | Residential | 1 | TOMS RIVER | 8757 | 18 | ROOF DIAGNOSTICS INC | JCP&L | No | Complete | 2013-09-09 | 2013-12-18 | 2014-01-08 | 2014-01-08
SRP21102 | SREC Solar | STOVER |  | 11.025 | 0 | Residential | 1 | WEST CREEK | 8092 | 18 | RCL ENTERPRISES INC. | AC Electric | No | Complete | 2013-09-09 | 2013-12-06 | 2014-01-02 | 2014-01-02
SRP21103 | SREC Solar | RICHARDSON |  | 4.25 | 0 | Residential | 1 | ABERDEEN | 7747 | 17 | ROOF DIAGNOSTICS INC | JCP&L | No | Complete | 2013-09-09 | 2014-01-23 | 2014-01-30 | 2014-01-30
SRP21104 | SREC Solar | TAYLOR |  | 11 | 0 | Residential | 1 | LAKEWOOD | 8701 | 18 | ROOF DIAGNOSTICS INC | JCP&L | No | Complete | 2013-09-09 | 2013-12-30 | 2014-01-14 | 2014-01-14
SRP21106 | SREC Solar | PHILBIN |  | 19.6 | 0 | Residential | 1 | MICKLETON | 8056 | 15 | SOLARCITY CORPORATION | AC Electric | No | Complete | 2013-09-09 | 2014-02-17 | 2014-03-04 | 2014-03-04
SRP21107 | SREC Solar | SCOTT |  | 9.8 | 0 | Residential | 1 | EHT | 8234 | 19 | SOLARCITY CORPORATION | AC Electric | No | Complete | 2013-09-09 | 2014-02-17 | 2014-03-04 | 2014-03-04
SRP21108 | SREC Solar | CHACKO |  | 8.75 | 0 | Residential | 1 | TEANECK | 7666 | 7 | ROOF DIAGNOSTICS INC | PSE&G BPU | No | Complete | 2013-09-09 | 2014-01-29 | 2014-02-12 | 2014-02-12
SRP21109 | SREC Solar | WILDA |  | 10 | 0 | Residential | 1 | OAK RIDGE | 7438 | 6 | ROOF DIAGNOSTICS INC | JCP&L | No | Complete | 2013-09-09 | 2014-01-07 | 2014-01-23 | 2014-01-23
SRP21110 | SREC Solar | COWEN |  | 10.5 | 0 | Residential | 1 | HILLSBOROUGH | 8844 | 5 | TRINITY HEATING AND AIR | PSE&G BPU | No | Complete | 2013-09-09 | 2013-12-16 | 2013-12-20 | 2013-12-20
SRP21111 | SREC Solar | AULETTO |  | 7.35 | 0 | Residential | 1 | WOODBURY | 8096 | 15 | SOLARCITY CORPORATION | PSE&G BPU | No | Complete | 2013-09-09 | 2013-12-20 | 2014-01-08 | 2014-01-08
SRP21112 | SREC Solar | MILO |  | 9.8 | 0 | Residential | 1 | TOMS RIVER | 8755 | 18 | SOLARCITY CORPORATION | JCP&L | No | Complete | 2013-09-09 | 2013-11-12 | 2013-11-20 | 2013-11-20
SRP21113 | SREC Solar | CRISMAN |  | 5.88 | 0 | Residential | 1 | HARDWICK | 7825 | 2 | SOLARCITY CORPORATION | JCP&L | No | Complete | 2013-09-09 | 2013-12-20 | 2014-01-08 | 2014-01-08
SRP21114 | SREC Solar | MADE |  | 6.86 | 0 | Residential | 1 | ENGLEWOOD | 7631 | 7 | SOLARCITY CORPORATION | PSE&G BPU | No | Complete | 2013-09-09 | 2014-01-06 | 2014-01-21 | 2014-01-21
SRP21115 | SREC Solar | RODRIGUEZ |  | 3.43 | 0 | Residential | 1 | CLIFTON | 7013 | 6 | VIVINT SOLAR | PSE&G BPU | No | Complete | 2013-09-09 | 2014-06-20 | 2014-07-01 | 2014-07-01
SRP21116 | SREC Solar | BELLE |  | 1.96 | 0 | Residential | 1 | NEWARK | 7106 | 9 | VIVINT SOLAR | PSE&G BPU | No | Complete | 2013-09-09 | 2014-07-23 | 2014-10-31 | 2014-10-31
SRP21117 | SREC Solar | CRISCIONE |  | 3.92 | 0 | Residential | 1 | SOMERSET | 8873 | 5 | VIVINT SOLAR | PSE&G BPU | No | Complete | 2013-09-09 | 2013-12-27 | 2014-01-09 | 2014-01-09
SRP21118 | SREC Solar | PERCONTINO |  | 8.82 | 0 | Residential | 1 | LITTLE FERRY | 7643 | 7 | VIVINT SOLAR | PSE&G BPU | No | Complete | 2013-09-09 | 2014-07-22 | 2014-09-02 | 2014-09-02
SRP21119 | SREC Solar | PATEL |  | 6.86 | 0 | Residential | 1 | COLONIA | 7067 | 10 | VIVINT SOLAR | PSE&G BPU | No | Complete | 2013-09-09 | 2014-02-14 | 2014-03-04 | 2014-03-04
SRP21120 | SREC Solar | LAVALLE |  | 4.655 | 0 | Residential | 1 | LITTLE FERRY | 7643 | 7 | VIVINT SOLAR | PSE&G BPU | No | Complete | 2013-09-09 | 2014-01-22 | 2014-02-27 | 2014-02-27
SRP21122 | SREC Solar | SIEDLAREWICZ |  | 6.615 | 0 | Residential | 1 | SADDLE BROOK | 7663 | 7 | VIVINT SOLAR | PSE&G BPU | No | Complete | 2013-09-09 | 2014-09-05 | 2014-09-09 | 2014-09-09
SRP21123 | SREC Solar | POLLOCK |  | 13.72 | 0 | Residential | 1 | BRIDGETON | 8302 | 20 | SEA BRIGHT SOLAR, LLC | AC Electric | No | Complete | 2013-09-09 | 2014-01-10 | 2014-01-24 | 2014-01-24
SRP21124 | SREC Solar | MCGRADY |  | 10.045 | 0 | Residential | 1 | MANCHESTER | 8759 | 18 | KOPP ELECTRIC COMPANY | JCP&L | No | Complete | 2013-09-09 | 2013-11-25 | 2013-12-30 | 2013-12-30
SRP21126 | SREC Solar | DUPLESSIS |  | 3.185 | 0 | Residential | 1 | KENILWORTH | 7033 | 10 | SOLARCITY CORPORATION | PSE&G BPU | No | Complete | 2013-09-09 | 2014-02-11 | 2014-03-03 | 2014-03-03
SRP21127 | SREC Solar | COOPER |  | 8.415 | 0 | Residential | 1 | MANALAPAN | 7726 | 17 | RELIABLE POWER SERVICES, INC. | JCP&L | No | Complete | 2013-09-09 | 2015-01-20 | 2015-01-28 | 2015-01-28
SRP21128 | SREC Solar | ISAACSON |  | 7.75 | 0 | Residential | 1 | JACKSON | 8527 | 18 | TRINITY HEATING AND AIR | JCP&L | No | Complete | 2013-09-09 | 2013-10-23 | 2013-10-28 | 2013-10-28
SRP21129 | SREC Solar | MIELISH |  | 5.88 | 0 | Residential | 1 | TOMS RIVER | 8757 | 18 | RELIABLE POWER SERVICES, INC. | JCP&L | No | Complete | 2013-09-09 | 2014-01-29 | 2014-03-06 | 2014-03-06
SRP21130 | SREC Solar | EVANS |  | 5.145 | 0 | Residential | 1 | TOTOWA | 7512 | 6 | VIVINT SOLAR | PSE&G BPU | No | Complete | 2013-09-09 | 2014-07-17 | 2014-07-28 | 2014-07-28
SRP21132 | SREC Solar | WOJCIEHOWSKI |  | 9.5 | 0 | Residential | 1 | CEDAR RUN | 8092 | 18 | ROOF DIAGNOSTICS INC | AC Electric | No | Complete | 2013-09-09 | 2014-06-25 | 2014-07-02 | 2014-07-02
SRP21134 | SREC Solar | BRITTON |  | 5.5 | 0 | Residential | 1 | NATIONAL PARK | 8063 | 15 | TRINITY HEATING AND AIR | PSE&G BPU | No | Complete | 2013-09-09 | 2013-11-07 | 2013-11-19 | 2013-11-19
SRP21135 | SREC Solar | VENTRESCA |  | 12.74 | 0 | Residential | 1 | LEHT | 8087 | 18 | SOLARCITY CORPORATION | AC Electric | No | Complete | 2013-09-09 | 2014-01-09 | 2014-01-24 | 2014-01-24
SRP21136 | SREC Solar | PAREKH |  | 6.615 | 0 | Residential | 1 | CEDAR GROVE | 7009 | 9 | SOLARCITY CORPORATION | PSE&G BPU | No | Complete | 2013-09-09 | 2014-01-29 | 2014-02-21 | 2014-02-21
SRP21137 | SREC Solar | YEDWAB |  | 2.94 | 0 | Residential | 1 | CLIFTON | 7012 | 6 | SOLARCITY CORPORATION | PSE&G BPU | No | Complete | 2013-09-09 | 2013-12-30 | 2014-01-14 | 2014-01-14
SRP21138 | SREC Solar | GRIFFIN |  | 4.165 | 0 | Residential | 1 | BELFORD | 7718 | 17 | RELIABLE POWER SERVICES, INC. | JCP&L | No | Complete | 2013-09-09 | 2014-01-27 | 2014-02-17 | 2014-02-17
SRP21139 | SREC Solar | PATEL |  | 14.7 | 0 | Residential | 1 | LUMBERTON | 8048 | 13 | SOLARCITY CORPORATION | PSE&G BPU | No | Complete | 2013-09-09 | 2013-12-27 | 2014-01-15 | 2014-01-15
SRP21140 | SREC Solar | HANSON |  | 6.125 | 0 | Residential | 1 | LINWOOD | 8221 | 19 | SOLARCITY CORPORATION | AC Electric | No | Complete | 2013-09-09 | 2014-01-31 | 2014-02-12 | 2014-02-12
SRP21141 | SREC Solar | BRESLOW |  | 7.35 | 0 | Residential | 1 | TOMS RIVER | 8755 | 18 | SOLARCITY CORPORATION | JCP&L | No | Complete | 2013-09-09 | 2013-11-21 | 2013-11-26 | 2013-11-26
SRP21142 | SREC Solar | DIROSA |  | 9.8 | 0 | Residential | 1 | GLOUCESTER TWP | 8012 | 14 | SOLARCITY CORPORATION | PSE&G BPU | No | Complete | 2013-09-09 | 2013-12-19 | 2014-01-08 | 2014-01-08
SRP21144 | SREC Solar | AVIS |  | 8.82 | 0 | Residential | 1 | ELMER | 8318 | 16 | SOLARCITY CORPORATION | AC Electric | No | Complete | 2013-09-09 | 2014-01-16 | 2014-01-29 | 2014-01-29
SRP21145 | SREC Solar | STROBEL |  | 6.615 | 0 | Residential | 1 | SOMERDALE | 8083 | 14 | SOLARCITY CORPORATION | PSE&G BPU | No | Complete | 2013-09-09 | 2013-12-23 | 2014-01-06 | 2014-01-06
SRP21146 | SREC Solar | HEDIAN |  | 6.37 | 0 | Residential | 1 | FORDS | 8863 | 11 | VIVINT SOLAR | PSE&G BPU | No | Complete | 2013-09-09 | 2014-07-01 | 2014-09-24 | 2014-09-24
SRP21147 | SREC Solar | RANDALL JR |  | 5.72 | 0 | Residential | 1 | MT LAUREL | 8054 | 13 | SOLARCITY CORPORATION | PSE&G BPU | No | Complete | 2013-09-09 | 2014-05-07 | 2014-05-16 | 2014-05-16
SRP21148 | SREC Solar | HARKINS |  | 6.86 | 0 | Residential | 1 | GLOUCESTER TWP | 8012 | 14 | SOLARCITY CORPORATION | PSE&G BPU | No | Complete | 2013-09-09 | 2013-12-19 | 2014-01-06 | 2014-01-06
SRP21150 | SREC Solar | VALIENTE |  | 3.675 | 0 | Residential | 1 | MOONACHIE | 7074 | 7 | VIVINT SOLAR | PSE&G BPU | No | Complete | 2013-09-09 | 2014-11-13 | 2014-11-26 | 2014-11-26
SRP21151 | SREC Solar | MACKEY |  | 6.86 | 0 | Residential | 1 | PORT READING | 7064 | 11 | VIVINT SOLAR | PSE&G BPU | No | Complete | 2013-09-09 | 2014-06-13 | 2014-06-18 | 2014-06-18
SRP21153 | SREC Solar | GLAZER |  | 2.94 | 0 | Residential | 1 | SADDLE BROOK | 7663 | 7 | VIVINT SOLAR | PSE&G BPU | No | Complete | 2013-09-09 | 2013-12-27 | 2014-01-10 | 2014-01-10
SRP21154 | SREC Solar | SCALA |  | 6.125 | 0 | Residential | 1 | SADDLE BROOK | 7663 | 7 | VIVINT SOLAR | PSE&G BPU | No | Complete | 2013-09-09 | 2013-12-27 | 2014-01-10 | 2014-01-10
SRP21155 | SREC Solar | HOSSAIN |  | 6.25 | 0 | Residential | 1 | CHERRY HILL | 8034 | 14 | SOLARCITY CORPORATION | PSE&G BPU | No | Complete | 2013-09-09 | 2013-11-26 | 2014-01-02 | 2014-01-02
SRP21157 | SREC Solar | HARRIS | NEXUS PROPERTIES (HEALTH VILLAGE) | 330.72 | 0 | Commercial | 0 | MANAHAWKIN | 8050 | 18 | NEXUS SOLAR LLC | AC Electric | No | Complete | 2013-09-09 | 2014-05-07 | 2014-05-14 | 2014-05-14
SRP21159 | SREC Solar | NATU |  | 7.35 | 0 | Residential | 1 | WEST WINDSOR TWP | 8550 | 12 | SOLARCITY CORPORATION | PSE&G BPU | No | Complete | 2013-09-09 | 2014-08-19 | 2014-08-28 | 2014-08-28
SRP21161 | SREC Solar | CAPAVANNI |  | 2.94 | 0 | Residential | 1 | CEDAR KNOLLS | 7927 | 3 | VIVINT SOLAR | JCP&L | No | Complete | 2013-09-09 | 2014-09-15 | 2014-10-24 | 2014-10-24
SRP21162 | SREC Solar | BATISTA |  | 1.47 | 0 | Residential | 1 | CLIFTON | 7013 | 6 | VIVINT SOLAR | PSE&G BPU | No | Complete | 2013-09-09 | 2014-02-14 | 2014-03-07 | 2014-03-07
SRP21164 | SREC Solar | JONES JR |  | 21 | 0 | Residential | 1 | WOODSTOWN | 8098 | 16 | ACOS ENERGY, LLC | AC Electric | No | Complete | 2013-09-09 | 2014-03-21 | 2014-04-04 | 2014-04-04
SRP21165 | SREC Solar | DILWORTH |  | 9.435 | 0 | Residential | 1 | VILLAS | 8251 | 21 | ACOS ENERGY, LLC | AC Electric | No | Complete | 2013-09-09 | 2014-05-27 | 2014-07-23 | 2014-07-23
SRP21166 | SREC Solar | HABIG |  | 10.29 | 0 | Residential | 1 | EHT | 8234 | 19 | ACOS ENERGY, LLC | AC Electric | No | Complete | 2013-09-09 | 2014-02-19 | 2014-03-05 | 2014-03-05
SRP21167 | SREC Solar | ZELTMAN |  | 8.33 | 0 | Residential | 1 | EHT | 8234 | 19 | ACOS ENERGY, LLC | AC Electric | No | Complete | 2013-09-09 | 2014-02-28 | 2014-03-18 | 2014-03-18
SRP21168 | SREC Solar | KOSEC |  | 4.59 | 0 | Residential | 1 | FORKED RIVER | 8731 | 18 | ACOS ENERGY, LLC | JCP&L | No | Complete | 2013-09-09 | 2014-05-27 | 2014-05-30 | 2014-05-30
SRP21169 | SREC Solar | HEUMAN |  | 14.7 | 0 | Residential | 1 | EHT | 8234 | 19 | ACOS ENERGY, LLC | AC Electric | No | Complete | 2013-09-09 | 2014-02-28 | 2014-03-13 | 2014-03-13
SRP21170 | SREC Solar | BONTEMPO |  | 5 | 0 | Residential | 1 | TOMS RIVER | 8757 | 18 | ROOF DIAGNOSTICS INC | JCP&L | No | Complete | 2013-09-09 | 2014-03-21 | 2014-04-04 | 2014-04-04
SRP21172 | SREC Solar | MACKIEWICZ |  | 7.5 | 0 | Residential | 1 | HAMPTON | 8827 | 4 | ROOF DIAGNOSTICS INC | JCP&L | No | Complete | 2013-09-09 | 2014-04-24 | 2014-04-30 | 2014-04-30
SRP21173 | SREC Solar | LYONS |  | 7.92 | 0 | Residential | 1 | LEBANON | 8833 | 4 | GEORGE J KELLER & SONS | JCP&L | No | Complete | 2013-09-09 | 2014-01-07 | 2014-01-23 | 2014-01-23
SRP21174 | SREC Solar | PASCONE |  | 6.75 | 0 | Residential | 1 | ALLENTOWN | 8501 | 17 | TRINITY HEATING AND AIR | PSE&G BPU | No | Complete | 2013-09-09 | 2013-10-23 | 2013-10-28 | 2013-10-28
SRP21175 | SREC Solar | CRISSON |  | 6.5 | 0 | Residential | 1 | JACKSON | 8527 | 18 | TRINITY HEATING AND AIR | JCP&L | No | Complete | 2013-09-09 | 2013-11-26 | 2013-12-04 | 2013-12-04
SRP21177 | SREC Solar | DEOCAMPO |  | 4.16 | 0 | Residential | 0 | FANWOOD | 7023 | 10 | TOTAL EXTERIORS | PSE&G BPU | No | Complete | 2013-09-09 | 2014-06-05 | 2014-06-09 | 2014-06-09
SRP21178 | SREC Solar | PATEL |  | 5.2 | 0 | Residential | 0 | MATAWAN | 7747 | 17 | TOTAL EXTERIORS | JCP&L | No | Complete | 2013-09-09 | 2014-08-21 | 2014-09-02 | 2014-09-02
SRP21179 | SREC Solar | BAUER |  | 5.145 | 0 | Residential | 1 | SADDLE BROOK | 7663 | 7 | VIVINT SOLAR | PSE&G BPU | No | Complete | 2013-09-09 | 2014-01-10 | 2014-01-27 | 2014-01-27
SRP21180 | SREC Solar | MARTORANO |  | 3.43 | 0 | Residential | 1 | LITTLE FERRY | 7643 | 7 | VIVINT SOLAR | PSE&G BPU | No | Complete | 2013-09-09 | 2013-12-27 | 2014-01-10 | 2014-01-10
SRP21181 | SREC Solar | DRUCKER |  | 6.89 | 0 | Residential | 1 | MULLICA HILL | 8062 | 15 | SOLARCITY CORPORATION | AC Electric | No | Complete | 2013-09-09 | 2014-03-31 | 2014-04-15 | 2014-04-15
SRP21182 | SREC Solar | RUDD |  | 3.675 | 0 | Residential | 1 | VINELAND | 8361 | 20 | SOLARCITY CORPORATION | Vineland Muni Elec | No | Complete | 2013-09-09 | 2014-01-06 | 2014-01-21 | 2014-01-21
SRP21183 | SREC Solar | BERNBERRY |  | 7.105 | 0 | Residential | 1 | CHERRY HILL | 8003 | 14 | SOLARCITY CORPORATION | PSE&G BPU | No | Complete | 2013-09-09 | 2014-04-11 | 2014-04-17 | 2014-04-17
SRP21184 | SREC Solar | FLAMINI |  | 6.37 | 0 | Residential | 1 | WILLIAMSTOWN | 8094 | 15 | SOLARCITY CORPORATION | AC Electric | No | Complete | 2013-09-09 | 2014-01-14 | 2014-01-29 | 2014-01-29
SRP21186 | SREC Solar | GRAHAM |  | 3.92 | 0 | Residential | 1 | ROSELLE | 7203 | 10 | SOLARCITY CORPORATION | PSE&G BPU | No | Complete | 2013-09-09 | 2014-03-20 | 2014-03-27 | 2014-03-27
SRP21187 | SREC Solar | CRUTCHLEY |  | 8.82 | 0 | Residential | 1 | ATCO | 8004 | 14 | SOLARCITY CORPORATION | AC Electric | No | Complete | 2013-09-09 | 2014-01-14 | 2014-01-29 | 2014-01-29
SRP21188 | SREC Solar | CUNNINGHAM |  | 5.635 | 0 | Residential | 1 | BARNEGAT | 8005 | 18 | NJR HOME SERVICES. | AC Electric | No | Complete | 2013-09-09 | 2013-12-04 | 2013-12-19 | 2013-12-19
SRP21189 | SREC Solar | SCIACCHITANO |  | 8.33 | 0 | Residential | 1 | SOMERSET | 8873 | 5 | VIVINT SOLAR | PSE&G BPU | No | Complete | 2013-09-09 | 2014-01-22 | 2014-02-18 | 2014-02-18
SRP21190 | SREC Solar | FREEMAN |  | 6.615 | 0 | Residential | 1 | SICKLERVILLE | 8081 | 14 | SOLARCITY CORPORATION | AC Electric | No | Complete | 2013-09-09 | 2014-05-15 | 2014-05-21 | 2014-05-21
SRP21191 | SREC Solar | MOTT |  | 7.5 | 0 | Residential | 1 | TOMS RIVER | 8753 | 18 | ROOF DIAGNOSTICS INC | JCP&L | No | Complete | 2013-09-09 | 2013-12-30 | 2014-01-16 | 2014-01-16
SRP21193 | SREC Solar | SMICK III |  | 10.5 | 0 | Residential | 0 | SALEM | 8079 | 16 | RCL ENTERPRISES INC. | AC Electric | No | Complete | 2013-09-16 | 2013-12-13 | 2013-12-27 | 2013-12-27
SRP21194 | SREC Solar | PATEL |  | 5 | 0 | Residential | 0 | LINCOLN PARK | 7035 | 3 | CAPITAL ENERGY SOLUTIONS, LLC | JCP&L | No | Complete | 2013-09-16 | 2014-07-11 | 2014-07-22 | 2014-07-22
SRP21195 | SREC Solar | AKINRIADE |  | 2.695 | 0 | Residential | 1 | NEWARK | 7112 | 9 | SOLARCITY CORPORATION | PSE&G BPU | No | Complete | 2013-09-16 | 2014-01-07 | 2014-01-21 | 2014-01-21
SRP21196 | SREC Solar | BATHENA | 575 MANILA ASCO | 351.23 | 0 | Commercial | 0 | JERSEY CITY | 7310 | 8 | TRINITY HEATING AND AIR | PSE&G BPU | No | Complete | 2013-09-16 | 2013-11-21 | 2013-11-26 | 2013-11-26
SRP21197 | SREC Solar | AKINIRINADE |  | 2.695 | 0 | Residential | 1 | NEWARK | 7712 | 17 | SOLARCITY CORPORATION | PSE&G BPU | No | Complete | 2013-09-16 | 2014-01-07 | 2014-01-23 | 2014-01-23
SRP21199 | SREC Solar | KENYON |  | 28.776 | 0 | Residential | 0 | HOPEWELL | 8525 | 12 | GEOPEAK ENERGY LLC | PSE&G BPU | No | Complete | 2013-09-16 | 2014-09-25 | 2014-10-21 | 2014-10-21
SRP21200 | SREC Solar | NAUMCHIK |  | 13.965 | 0 | Residential | 1 | SOMERS POINT | 8244 | 19 | SOLARCITY CORPORATION | AC Electric | No | Complete | 2013-09-16 | 2013-12-04 | 2013-12-19 | 2013-12-19
SRP21201 | SREC Solar | BATTAGLIA |  | 9.31 | 0 | Residential | 1 | OAK RIDGE | 7438 | 6 | SOLARCITY CORPORATION | PSE&G BPU | No | Complete | 2013-09-16 | 2013-11-25 | 2013-12-02 | 2013-12-02
SRP21202 | SREC Solar | WILLIAMS | POLLUTION CONTROL WARREN COUNT | 1173.92 | 0 | Government Facility |  | OXFORD | 7863 | 2 | DCO ENERGY, LLC | JCP&L | Yes | Complete | 2013-11-22 | 2014-07-16 | 2014-10-10 | 2014-10-10
SRP21203 | SREC Solar | DUCOIN |  | 7.84 | 0 | Residential | 1 | BLACKWOOD | 8012 | 14 | SOLARCITY CORPORATION | AC Electric | No | Complete | 2013-09-16 | 2014-02-11 | 2014-02-24 | 2014-02-24
SRP21204 | SREC Solar | OWENS |  | 4.9 | 0 | Residential | 0 | MARLBORO | 7746 | 17 | GREEN SUN ENERGY SERVICES | JCP&L | No | Complete | 2013-09-16 | 2014-04-08 | 2014-04-16 | 2014-04-16
SRP21206 | SREC Solar | CRISONINO |  | 4.32 | 0 | Residential | 1 | CLARK | 7066 | 10 | VIVINT SOLAR | PSE&G BPU | No | Complete | 2013-09-16 | 2014-09-18 | 2014-09-23 | 2014-09-23
SRP21207 | SREC Solar | PAPA |  | 9 | 0 | Residential | 1 | BERKELEY HEIGHTS | 7922 | 10 | SOLARCITY CORPORATION | JCP&L | No | Complete | 2013-09-16 | 2014-04-28 | 2014-05-05 | 2014-05-05
SRP21208 | SREC Solar | DI BENEDETTO |  | 11.76 | 0 | Residential | 1 | GALLOWAY | 8205 | 19 | SOLARCITY CORPORATION | AC Electric | No | Complete | 2013-09-16 | 2014-01-16 | 2014-01-29 | 2014-01-29
SRP21209 | SREC Solar | MILLER |  | 8.82 | 0 | Residential | 1 | SICKLERVILLE | 8081 | 14 | SOLARCITY CORPORATION | AC Electric | No | Complete | 2013-09-16 | 2014-01-31 | 2014-02-12 | 2014-02-12
SRP21210 | SREC Solar | BURGOS |  | 2.16 | 0 | Residential | 1 | UNION | 7083 | 10 | VIVINT SOLAR | PSE&G BPU | No | Complete | 2013-09-16 | 2013-12-11 | 2013-12-27 | 2013-12-27
SRP21212 | SREC Solar | BINNS |  | 5.39 | 0 | Residential | 1 | SADDLE BROOK | 7663 | 7 | VIVINT SOLAR | PSE&G BPU | No | Complete | 2013-09-16 | 2013-12-11 | 2013-12-27 | 2013-12-27
SRP21213 | SREC Solar | ROHS | MARINA ENERGY, LLC | 2285.8 | 0 | Commercial |  | PITTSGROVE | 8318 | 16 | MILLER BROS. ELECTRICAL CONTRACTORS | AC Electric | Yes | Complete | 2013-11-22 | 2014-06-30 | 2014-12-16 | 2014-12-30
SRP21214 | SREC Solar | HUNT |  | 6.125 | 0 | Residential | 1 | CLAYTON | 8312 | 15 | SOLARCITY CORPORATION | AC Electric | No | Complete | 2013-09-16 | 2014-05-23 | 2014-06-03 | 2014-06-03
SRP21215 | SREC Solar | L CHARLES |  | 5.39 | 0 | Residential | 1 | PLEASANTVILLE | 8232 | 19 | SOLARCITY CORPORATION | AC Electric | No | Complete | 2013-09-16 | 2014-03-19 | 2014-04-03 | 2014-04-03
SRP21217 | SREC Solar | CRUZ |  | 3.92 | 0 | Residential | 1 | TEANECK | 7666 | 7 | SOLARCITY CORPORATION | PSE&G BPU | No | Complete | 2013-09-16 | 2014-02-14 | 2014-03-04 | 2014-03-04
SRP21218 | SREC Solar | MCGLYNN |  | 5.25 | 0 | Residential | 1 | MAYS LANDING | 8330 | 19 | GREENPOINTE ENERGY | AC Electric | No | Complete | 2013-09-16 | 2013-12-18 | 2014-01-07 | 2014-01-07
SRP21219 | SREC Solar | YENOLEVICH |  | 7.35 | 0 | Residential | 0 | CAPE MAY COURT | 8210 | 21 | RCL ENTERPRISES INC. | AC Electric | No | Complete | 2013-09-16 | 2013-12-27 | 2014-01-15 | 2014-01-15
SRP21220 | SREC Solar | MCMANUS |  | 13.5 | 0 | Residential | 1 | EGG HARBOR TOWNSHIP | 8234 | 19 | ACOS ENERGY, LLC | AC Electric | No | Complete | 2013-09-16 | 2014-08-06 | 2014-08-11 | 2014-08-11
SRP21221 | SREC Solar | HANSBERRY |  | 10.71 | 0 | Residential | 1 | VILLAS | 8251 | 21 | ACOS ENERGY, LLC | AC Electric | No | Complete | 2013-09-16 | 2014-03-21 | 2014-04-03 | 2014-04-03
SRP21223 | SREC Solar | GIORDANO |  | 6.25 | 0 | Residential | 1 | EGG HARBOR TOWNSHIP | 8234 | 19 | PURE ENERGIES INSTALLATION | AC Electric | No | Complete | 2013-09-16 | 2013-12-16 | 2013-12-20 | 2013-12-20
SRP21224 | SREC Solar | LAMBIE |  | 9.5 | 0 | Residential | 1 | MANTOLOKING | 8738 | 18 | ROOF DIAGNOSTICS INC | JCP&L | No | Complete | 2013-09-16 | 2014-02-27 | 2014-03-10 | 2014-03-10
SRP21225 | SREC Solar | SCHWARZ |  | 6 | 0 | Residential | 1 | MANASQUAN | 8736 | 17 | ROOF DIAGNOSTICS INC | JCP&L | No | Complete | 2013-09-16 | 2014-05-21 | 2014-05-29 | 2014-05-29
SRP21226 | SREC Solar | GIDDINGS |  | 5.25 | 0 | Residential | 1 | NEPTUNE | 7753 | 17 | ROOF DIAGNOSTICS INC | JCP&L | No | Complete | 2013-09-16 | 2014-05-21 | 2014-05-29 | 2014-05-29
SRP21227 | SREC Solar | BLANCH |  | 8.085 | 0 | Residential | 1 | EHT | 8234 | 19 | SUN UP ZERO DOWN | AC Electric | No | Complete | 2013-09-16 | 2014-02-21 | 2014-03-06 | 2014-03-06
SRP21228 | SREC Solar | DILEO |  | 10.045 | 0 | Residential | 1 | TINTON FALLS | 7753 | 17 | ROOF DIAGNOSTICS INC | JCP&L | No | Complete | 2013-09-16 | 2013-12-18 | 2014-01-07 | 2014-01-07
SRP21229 | SREC Solar | MILLER |  | 10 | 0 | Residential | 1 | SKILLMAN | 8558 | 5 | ROOF DIAGNOSTICS INC | PSE&G BPU | No | Complete | 2013-09-16 | 2014-05-21 | 2014-05-29 | 2014-05-29
SRP21230 | SREC Solar | DELEON |  | 3.75 | 0 | Residential | 1 | JERSEY CITY | 7306 | 8 | ROOF DIAGNOSTICS INC | PSE&G BPU | No | Complete | 2013-09-16 | 2015-03-20 | 2015-03-31 | 2015-03-31
SRP21231 | SREC Solar | JARDOT |  | 6.615 | 0 | Residential | 1 | LANOKA HARBOR | 8734 | 18 | ROOF DIAGNOSTICS INC | JCP&L | No | Complete | 2013-09-16 | 2013-10-10 | 2013-10-15 | 2013-10-15
SRP21232 | SREC Solar | AMBROSIO |  | 11.5 | 0 | Residential | 1 | WARETOWN | 8758 | 18 | ROOF DIAGNOSTICS INC | JCP&L | No | Complete | 2013-09-16 | 2014-05-21 | 2014-05-27 | 2014-05-27
SRP21233 | SREC Solar | HOANG |  | 7.84 | 0 | Residential | 1 | PISCATAWAY | 8854 | 11 | VIVINT SOLAR | PSE&G BPU | No | Complete | 2013-09-16 | 2014-05-02 | 2014-05-08 | 2014-05-08
SRP21234 | SREC Solar | MONTANARO |  | 5.5 | 0 | Residential | 1 | TOMS RIVER | 8753 | 18 | ROOF DIAGNOSTICS INC | JCP&L | No | Complete | 2013-09-16 | 2014-05-21 | 2014-05-27 | 2014-05-27
SRP21235 | SREC Solar | VENDAS |  | 3.92 | 0 | Residential | 1 | UNION | 7083 | 10 | VIVINT SOLAR | PSE&G BPU | No | Complete | 2013-09-16 | 2014-01-22 | 2014-01-31 | 2014-01-31
SRP21237 | SREC Solar | ARBIETO |  | 5.635 | 0 | Residential | 1 | FORDS | 8863 | 11 | VIVINT SOLAR | PSE&G BPU | No | Complete | 2013-09-16 | 2014-07-11 | 2014-07-23 | 2014-07-23
SRP21238 | SREC Solar | LAZAR |  | 6.5 | 0 | Residential | 1 | FAIR LAWN | 7410 | 7 | ROOF DIAGNOSTICS INC | PSE&G BPU | No | Complete | 2013-09-16 | 2014-05-05 | 2014-05-16 | 2014-05-16
SRP21239 | SREC Solar | ELL |  | 10 | 0 | Residential | 0 | TOMS RIVER | 8753 | 18 | ASTON SOLAR | JCP&L | No | Complete | 2013-09-16 | 2014-07-11 | 2014-07-22 | 2014-07-22
SRP21240 | SREC Solar | RILEY |  | 8.82 | 0 | Residential | 1 | SEWAREN | 7077 | 11 | VIVINT SOLAR | PSE&G BPU | No | Complete | 2013-09-16 | 2013-12-27 | 2014-01-10 | 2014-01-10
SRP21241 | SREC Solar | BROWN |  | 9.31 | 0 | Residential | 1 | E BRUNSWICK | 8816 | 11 | VIVINT SOLAR | PSE&G BPU | No | Complete | 2013-09-16 | 2014-01-22 | 2014-01-31 | 2014-01-31
SRP21242 | SREC Solar | EHRNSTROM |  | 8.25 | 0 | Residential | 1 | LANOKA HARBOR | 8734 | 18 | ROOF DIAGNOSTICS INC | JCP&L | No | Complete | 2013-09-16 | 2014-05-21 | 2014-06-05 | 2014-06-05
SRP21243 | SREC Solar | KORNER |  | 2.94 | 0 | Residential | 1 | WOODBRIDGE | 7095 | 11 | VIVINT SOLAR | PSE&G BPU | No | Complete | 2013-09-16 | 2014-01-29 | 2014-02-14 | 2014-02-14
SRP21244 | SREC Solar | FAGAN |  | 4.5 | 0 | Residential | 1 | STAFFORD TWP | 8050 | 18 | ROOF DIAGNOSTICS INC | AC Electric | No | Complete | 2013-09-16 | 2014-06-24 | 2014-06-26 | 2014-06-26
SRP21246 | SREC Solar | MARCOS |  | 6.615 | 0 | Residential | 1 | E BRUNSWICK | 8816 | 11 | VIVINT SOLAR | PSE&G BPU | No | Complete | 2013-09-16 | 2014-01-22 | 2014-01-31 | 2014-01-31
SRP21247 | SREC Solar | DESERIO |  | 10 | 0 | Residential | 1 | FORKED RIVER | 8731 | 18 | ROOF DIAGNOSTICS INC | JCP&L | No | Complete | 2013-09-16 | 2014-10-14 | 2014-10-24 | 2014-10-24
SRP21249 | SREC Solar | OUTLAW |  | 4.9 | 0 | Residential | 1 | UNION | 7083 | 10 | VIVINT SOLAR | PSE&G BPU | No | Complete | 2013-09-16 | 2014-02-26 | 2014-03-11 | 2014-03-11
SRP21250 | SREC Solar | RODRIGUEZ |  | 2.94 | 0 | Residential | 1 | WOODBRIDGE | 7095 | 11 | VIVINT SOLAR | PSE&G BPU | No | Complete | 2013-09-16 | 2014-02-27 | 2014-03-10 | 2014-03-10
SRP21251 | SREC Solar | HUTULEAC |  | 5.5 | 0 | Residential | 1 | FORDS | 8863 | 11 | VIVINT SOLAR | PSE&G BPU | No | Complete | 2013-09-16 | 2014-07-25 | 2014-08-01 | 2014-08-01
SRP21252 | SREC Solar | KRONMILLER |  | 6.86 | 0 | Residential | 1 | STANHOPE | 7874 | 1 | VIVINT SOLAR | JCP&L | No | Complete | 2013-09-16 | 2014-02-12 | 2014-03-05 | 2014-03-05
SRP21253 | SREC Solar | ALVAREZ |  | 8.085 | 0 | Residential | 1 | PERTH AMBOY | 8861 | 11 | VIVINT SOLAR | PSE&G BPU | No | Complete | 2013-09-16 | 2014-03-27 | 2014-04-16 | 2014-04-16
SRP21254 | SREC Solar | CIARLO |  | 4.41 | 0 | Residential | 1 | SOMERSET | 8873 | 5 | VIVINT SOLAR | PSE&G BPU | No | Complete | 2013-09-16 | 2014-05-07 | 2014-05-16 | 2014-05-16
SRP21255 | SREC Solar | MCNAMARA |  | 5.5 | 0 | Residential | 1 | KEYPORT | 7735 | 17 | ROOF DIAGNOSTICS INC | JCP&L | No | Complete | 2013-09-16 | 2014-01-08 | 2014-02-11 | 2014-02-11
SRP21256 | SREC Solar | TANCREDI |  | 8.25 | 0 | Residential | 0 | OLD BRIDGE | 8857 | 11 | ASTON SOLAR | JCP&L | No | Complete | 2013-09-16 | 2014-05-27 | 2014-06-03 | 2014-06-03
SRP21257 | SREC Solar | WESCOTT |  | 9.31 | 0 | Residential | 1 | SICKLERVILLE | 8081 | 14 | RCL ENTERPRISES INC. | AC Electric | No | Complete | 2013-09-16 | 2014-01-07 | 2014-01-23 | 2014-01-23
SRP21258 | SREC Solar | FLYNN | BRISTOL MYERS SQUIBB | 777.14 | 0 | Commercial | 1 | PENNINGTON | 8534 | 12 | SOLIS PARTNERS, LLC | PSE&G BPU | No | Complete | 2013-09-16 | 2014-01-29 | 2014-02-12 | 2014-02-12
SRP21262 | SREC Solar | MARKOVER |  | 7.05 | 0 | Residential | 1 | FREEHOLD | 7728 | 17 | ROOF DIAGNOSTICS INC | JCP&L | No | Complete | 2013-09-16 | 2013-10-10 | 2013-10-15 | 2013-10-15
SRP21263 | SREC Solar | MARTIN |  | 2.205 | 0 | Residential | 1 | FAIR LAWN | 7410 | 7 | VIVINT SOLAR | PSE&G BPU | No | Complete | 2013-09-16 | 2013-12-27 | 2014-02-11 | 2014-02-11
SRP21268 | SREC Solar | DUME |  | 5.5 | 0 | Residential | 1 | NEPTUNE | 7753 | 17 | ROOF DIAGNOSTICS INC | JCP&L | No | Complete | 2013-09-16 | 2014-05-16 | 2014-05-22 | 2014-05-22
SRP21270 | SREC Solar | GORMAN |  | 6.125 | 0 | Residential | 1 | SICKLERVILLE | 8081 | 14 | RCL ENTERPRISES INC. | AC Electric | No | Complete | 2013-09-16 | 2014-01-23 | 2014-01-29 | 2014-01-29
SRP21271 | SREC Solar | DELANEY |  | 5.88 | 0 | Residential | 1 | SOMERSET | 8873 | 5 | VIVINT SOLAR | PSE&G BPU | No | Complete | 2013-09-16 | 2014-03-14 | 2014-03-25 | 2014-03-25
SRP21273 | SREC Solar | DOUGHERTY |  | 15 | 0 | Residential | 1 | FRANKLINVILLE | 8322 | 15 | RCL ENTERPRISES INC. | AC Electric | No | Complete | 2013-09-16 | 2014-02-18 | 2014-03-03 | 2014-03-03
SRP21274 | SREC Solar | KIRKWOOD |  | 5.88 | 0 | Residential | 1 | CINNAMINSON | 8077 | 13 | RCL ENTERPRISES INC. | PSE&G BPU | No | Complete | 2013-09-16 | 2013-12-19 | 2014-01-29 | 2014-01-29
SRP21276 | SREC Solar | HICKMAN |  | 6.54 | 0 | Residential | 1 | CAPE MAY COURT HOUSE | 8210 | 21 | GEOSCAPE SOLAR | AC Electric | No | Complete | 2013-09-16 | 2014-05-07 | 2014-05-16 | 2014-05-16
SRP21277 | SREC Solar | BIVINS |  | 4.655 | 0 | Residential | 1 | TOMS RIVER | 8753 | 18 | KOPP ELECTRIC COMPANY | JCP&L | No | Complete | 2013-09-16 | 2014-02-06 | 2014-02-24 | 2014-02-24
SRP21279 | SREC Solar | LUCARELLI |  | 10.535 | 0 | Residential | 1 | CLAYTON | 8312 | 15 | SOLARCITY CORPORATION | AC Electric | No | Complete | 2013-09-16 | 2014-01-20 | 2014-02-06 | 2014-02-06
SRP21280 | SREC Solar | KUHN |  | 14.7 | 0 | Residential | 1 | EGG HARBOR TOWNSHIP | 8234 | 19 | RCL ENTERPRISES INC. | AC Electric | No | Complete | 2013-09-16 | 2013-12-06 | 2013-12-18 | 2013-12-18
SRP21281 | SREC Solar | GARTMAN |  | 9.555 | 0 | Residential | 1 | MONROE TWP | 8831 | 11 | SOLARCITY CORPORATION | JCP&L | No | Complete | 2013-09-16 | 2013-11-26 | 2013-12-04 | 2013-12-04
SRP21282 | SREC Solar | CARNEY |  | 16.66 | 0 | Residential | 1 | SOUTH HARRISON TWP | 8062 | 15 | SOLARCITY CORPORATION | AC Electric | No | Complete | 2013-09-16 | 2014-01-20 | 2014-02-06 | 2014-02-06
SRP21283 | SREC Solar | AROSE |  | 12.42 | 0 | Residential | 1 | BORDENTOWN | 8505 | 13 | RUNNEMEDE PLUMBING HEATING | PSE&G BPU | No | Complete | 2013-09-16 | 2014-10-08 | 2014-10-17 | 2014-10-17
SRP21284 | SREC Solar | O'CONNELL |  | 6.37 | 0 | Residential | 1 | CLEMENTON | 8021 | 14 | ALLSEASON CONSTRUCTION | AC Electric | No | Complete | 2013-09-16 | 2014-03-10 | 2014-03-20 | 2014-03-20
SRP21285 | SREC Solar | BERGER |  | 9.8 | 0 | Residential | 1 | MAHWAH | 7430 | 7 | SOLARCITY CORPORATION | Orange & Rockland Elec | No | Complete | 2013-09-16 | 2013-12-06 | 2013-12-19 | 2013-12-19
SRP21288 | SREC Solar | ZARRO |  | 5.635 | 0 | Residential | 1 | UNION | 7083 | 10 | VIVINT SOLAR | PSE&G BPU | No | Complete | 2013-09-16 | 2013-12-30 | 2014-01-14 | 2014-01-14
SRP21289 | SREC Solar | KAMARA |  | 5.145 | 0 | Residential | 1 | SOMERSET | 8873 | 5 | VIVINT SOLAR | PSE&G BPU | No | Complete | 2013-09-16 | 2014-03-27 | 2014-04-10 | 2014-04-10
SRP21290 | SREC Solar | BOLAND |  | 10.791 | 0 | Residential | 1 | WRIGHTSTOWN | 8562 | 13 | GEOPEAK ENERGY LLC | JCP&L | No | Complete | 2013-09-16 | 2014-07-23 | 2014-08-01 | 2014-08-01
SRP21291 | SREC Solar | ROSE |  | 11.025 | 0 | Residential | 1 | TOMS RIVER | 8753 | 18 | SOLAR SYSTEMS LEASING LLC | JCP&L | No | Complete | 2013-09-16 | 2013-12-18 | 2014-01-06 | 2014-01-06
SRP21292 | SREC Solar | MORMINO |  | 4.9 | 0 | Residential | 1 | SADDLE BROOK | 7663 | 7 | VIVINT SOLAR | PSE&G BPU | No | Complete | 2013-09-16 | 2013-12-11 | 2013-12-27 | 2013-12-27
SRP21293 | SREC Solar | CARMONA |  | 3.92 | 0 | Residential | 1 | SADDLE BROOK | 7663 | 7 | VIVINT SOLAR | PSE&G BPU | No | Complete | 2013-09-16 | 2015-01-20 | 2015-02-04 | 2015-02-04
SRP21294 | SREC Solar | DECICCO |  | 4.9 | 0 | Residential | 1 | BROWNS MILLS | 8015 | 13 | RCL ENTERPRISES INC. | JCP&L | No | Complete | 2013-09-16 | 2013-10-22 | 2013-10-29 | 2013-10-29
SRP21295 | SREC Solar | JOHNSON |  | 10.2 | 0 | Residential | 1 | WILLIAMSTOWN | 8094 | 15 | RCL ENTERPRISES INC. | AC Electric | No | Complete | 2013-09-16 | 2014-04-15 | 2014-04-22 | 2014-04-22
SRP21296 | SREC Solar | CURCIONE |  | 7.83 | 0 | Residential | 1 | SOMERS POINT | 8244 | 19 | GREENPOINTE ENERGY | AC Electric | No | Complete | 2013-09-16 | 2014-01-02 | 2014-01-16 | 2014-01-16
SRP21297 | SREC Solar | TOTH |  | 10.464 | 0 | Residential | 1 | EDISON | 8837 | 11 | SEA BRIGHT SOLAR, LLC | PSE&G BPU | No | Complete | 2013-09-16 | 2014-02-17 | 2014-03-04 | 2014-03-04
SRP21298 | SREC Solar | UNDERWOOD |  | 12.5 | 0 | Residential | 1 | SALEM | 8079 | 16 | RCL ENTERPRISES INC. | AC Electric | No | Complete | 2013-09-16 | 2013-12-06 | 2013-12-19 | 2013-12-19
SRP21299 | SREC Solar | ATANASIO |  | 17.5 | 0 | Residential | 1 | BRIDGETON | 8302 | 20 | RCL ENTERPRISES INC. | AC Electric | No | Complete | 2013-09-16 | 2014-03-05 | 2014-03-14 | 2014-03-14
SRP21300 | SREC Solar | CHATTERJEE |  | 8.5 | 0 | Residential | 1 | SWEDESBORO | 8085 | 15 | AMPERICON | AC Electric | No | Complete | 2013-09-16 | 2014-10-02 | 2014-10-14 | 2014-10-14
SRP21301 | SREC Solar | PERRI |  | 8.575 | 0 | Residential | 1 | BRICK | 8723 | 18 | RELIABLE POWER SERVICES, INC. | JCP&L | No | Complete | 2013-09-16 | 2014-02-05 | 2014-02-19 | 2014-02-19
SRP21302 | SREC Solar | BYRNES SR |  | 5.145 | 0 | Residential | 1 | TOMS RIVER | 8750 | 17 | RELIABLE POWER SERVICES, INC. | JCP&L | No | Complete | 2013-09-16 | 2014-02-04 | 2014-02-20 | 2014-02-20
SRP21303 | SREC Solar | BUCCA |  | 4.9 | 0 | Residential | 1 | FLORENCE | 8518 | 13 | RELIABLE POWER SERVICES, INC. | PSE&G BPU | No | Complete | 2013-09-16 | 2014-01-21 | 2014-01-30 | 2014-01-30
SRP21304 | SREC Solar | WILSON |  | 4.41 | 0 | Residential | 1 | BRICK | 8724 | 18 | RELIABLE POWER SERVICES, INC. | JCP&L | No | Complete | 2013-09-16 | 2014-01-21 | 2014-01-30 | 2014-01-30
SRP21305 | SREC Solar | MANI |  | 7.84 | 0 | Residential | 1 | EAST HANOVER | 7936 | 3 | RELIABLE POWER SERVICES, INC. | JCP&L | No | Complete | 2013-09-16 | 2014-02-11 | 2014-02-19 | 2014-02-19
SRP21306 | SREC Solar | PADILLA |  | 4.9 | 0 | Residential | 1 | HOPELAWN | 8861 | 11 | VIVINT SOLAR | PSE&G BPU | No | Complete | 2013-09-16 | 2014-07-03 | 2014-07-17 | 2014-07-17
SRP21308 | SREC Solar | IMASUEN |  | 4.9 | 0 | Residential | 1 | NEWARK | 7112 | 9 | SOLARCITY CORPORATION | PSE&G BPU | No | Complete | 2013-09-16 | 2014-01-31 | 2014-02-12 | 2014-02-12
SRP21309 | SREC Solar | REGISTER |  | 16.677 | 0 | Residential | 0 | PISCATAWAY | 8854 | 11 | GEOPEAK ENERGY LLC | PSE&G BPU | No | Complete | 2013-09-16 | 2014-03-05 | 2014-03-17 | 2014-03-17
SRP21310 | SREC Solar | AUPPERLE |  | 5.145 | 0 | Residential | 1 | MANTUA | 8051 | 15 | SOLARCITY CORPORATION | AC Electric | No | Complete | 2013-09-16 | 2014-01-10 | 2014-01-21 | 2014-01-21
SRP21311 | SREC Solar | BECKMAN |  | 7.35 | 0 | Residential | 1 | MANTUA | 8051 | 15 | SOLARCITY CORPORATION | AC Electric | No | Complete | 2013-09-16 | 2014-01-09 | 2014-01-24 | 2014-01-24
SRP21312 | SREC Solar | DETTO |  | 8.085 | 0 | Residential | 1 | BAYONNE | 7002 | 8 | SOLARCITY CORPORATION | PSE&G BPU | No | Complete | 2013-09-16 | 2014-03-07 | 2014-03-19 | 2014-03-19
SRP21314 | SREC Solar | NEE |  | 8.82 | 0 | Residential | 1 | LEONARDO | 7737 | 17 | RELIABLE POWER SERVICES, INC. | JCP&L | No | Complete | 2013-09-16 | 2014-01-23 | 2014-01-29 | 2014-01-29
SRP21315 | SREC Solar | PREFACH |  | 7.35 | 0 | Residential | 1 | EAST BRUNSWICK | 8816 | 11 | VIVINT SOLAR | PSE&G BPU | No | Complete | 2013-09-16 | 2014-02-12 | 2014-03-06 | 2014-03-06
SRP21316 | SREC Solar | ALVARADO |  | 12.25 | 0 | Residential | 1 | SO. BOUND BROOK | 8880 | 5 | VIVINT SOLAR | PSE&G BPU | No | Complete | 2013-09-16 | 2014-07-17 | 2014-07-28 | 2014-07-28
SRP21317 | SREC Solar | VIR |  | 10.75 | 0 | Residential | 1 | WAYNE | 7470 | 6 | TRINITY HEATING AND AIR | PSE&G BPU | No | Complete | 2013-09-16 | 2013-12-31 | 2014-01-15 | 2014-01-15
SRP21318 | SREC Solar | GILLEN |  | 6.63 | 0 | Residential | 1 | N. BRUNSWICK | 8902 | 11 | VIVINT SOLAR | PSE&G BPU | No | Complete | 2013-09-16 | 2015-02-10 | 2015-02-12 | 2015-02-12
SRP21319 | SREC Solar | GOLDBERG |  | 10.045 | 0 | Residential | 1 | FAIRLAWN | 7410 | 7 | VIVINT SOLAR | PSE&G BPU | No | Complete | 2014-02-24 | 2014-08-08 | 2014-08-14 | 2014-08-14
SRP21320 | SREC Solar | LAPP |  | 7 | 0 | Residential | 1 | COLUMBUS | 8022 | 13 | TRINITY HEATING AND AIR | PSE&G BPU | No | Complete | 2013-09-16 | 2013-11-19 | 2013-11-20 | 2013-11-20
SRP21321 | SREC Solar | CHILES |  | 5.145 | 0 | Residential | 1 | SOMERSET | 8873 | 5 | VIVINT SOLAR | PSE&G BPU | No | Complete | 2013-09-16 | 2014-04-03 | 2014-04-16 | 2014-04-16
SRP21324 | SREC Solar | PEZZUTO |  | 13 | 0 | Residential | 0 | HAMMONTON | 8037 | 19 | ASTON SOLAR | AC Electric | No | Complete | 2013-09-16 | 2014-06-20 | 2014-07-23 | 2014-07-23
SRP21325 | SREC Solar | APPLEMAN |  | 5.39 | 0 | Residential | 1 | EDISON | 8837 | 11 | RELIABLE POWER SERVICES, INC. | JCP&L | No | Complete | 2013-09-23 | 2014-01-29 | 2014-02-14 | 2014-02-14
SRP21326 | SREC Solar | SERRANO |  | 3.5 | 0 | Residential | 1 | KEARNY | 7032 | 8 | ROOF DIAGNOSTICS INC | PSE&G BPU | No | Complete | 2013-09-23 | 2013-12-16 | 2013-12-19 | 2013-12-19
SRP21327 | SREC Solar | POMPONIO |  | 7.35 | 0 | Residential | 1 | BRICK | 8723 | 18 | RELIABLE POWER SERVICES, INC. | JCP&L | No | Complete | 2013-09-23 | 2014-02-18 | 2014-03-03 | 2014-03-03
SRP21328 | SREC Solar | GENTLE |  | 8.5 | 0 | Residential | 1 | PEMBERTON | 8068 | 13 | TRINITY HEATING AND AIR | JCP&L | No | Complete | 2013-09-23 | 2013-11-18 | 2013-11-20 | 2013-11-20
SRP21329 | SREC Solar | MELGAR |  | 4 | 0 | Residential | 1 | MOUNT HOLLY | 8060 | 13 | TRINITY HEATING AND AIR | PSE&G BPU | No | Complete | 2013-09-23 | 2013-12-03 | 2013-12-16 | 2013-12-16
SRP21330 | SREC Solar | CHEETHAM |  | 7 | 0 | Residential | 1 | SOMERSET | 8873 | 5 | TRINITY HEATING AND AIR | PSE&G BPU | No | Complete | 2013-09-23 | 2014-01-07 | 2014-01-29 | 2014-01-29
SRP21331 | SREC Solar | CONSIDINE |  | 4.25 | 0 | Residential | 1 | TEANECK | 7666 | 7 | TRINITY HEATING AND AIR | PSE&G BPU | No | Complete | 2013-09-23 | 2014-04-02 | 2014-05-13 | 2014-05-13
SRP21332 | SREC Solar | BLACK |  | 7.5 | 0 | Residential | 0 | HACKETTSTOWN | 7840 | 2 | ASTON SOLAR | JCP&L | No | Complete | 2013-09-23 | 2014-07-28 | 2014-08-05 | 2014-08-05
SRP21334 | SREC Solar | PRICE |  | 8.75 | 0 | Residential | 1 | LAWRENCEVILLE | 8648 | 12 | TRINITY HEATING AND AIR | PSE&G BPU | No | Complete | 2013-09-23 | 2013-11-18 | 2013-12-30 | 2013-12-30
SRP21337 | SREC Solar | GUGLIELMO |  | 5 | 0 | Residential | 1 | SOMERSET | 8873 | 5 | TRINITY HEATING AND AIR | PSE&G BPU | No | Complete | 2013-09-23 | 2014-01-29 | 2014-02-12 | 2014-02-12
SRP21338 | SREC Solar | WILLIAMS |  | 14.25 | 0 | Residential | 1 | MONROE | 8831 | 11 | TRINITY HEATING AND AIR | JCP&L | No | Complete | 2013-09-23 | 2014-02-04 | 2014-03-06 | 2014-03-06
SRP21339 | SREC Solar | RINGLEBEN |  | 14 | 0 | Residential | 1 | NEWTON | 7860 | 1 | TRINITY HEATING AND AIR | JCP&L | No | Complete | 2013-09-23 | 2013-10-24 | 2013-10-29 | 2013-10-29
SRP21340 | SREC Solar | ZADERA |  | 10.75 | 0 | Residential | 1 | BARNEGAT | 8005 | 18 | TRINITY HEATING AND AIR | JCP&L | No | Complete | 2013-09-23 | 2013-11-06 | 2013-11-13 | 2013-11-13
SRP21341 | SREC Solar | VANDERVENTER |  | 8 | 0 | Residential | 1 | BRICK | 8723 | 18 | ASTRUM SOLAR, LLC | JCP&L | No | Complete | 2013-09-23 | 2014-08-12 | 2014-09-12 | 2014-09-12
SRP21342 | SREC Solar | HEIGHT |  | 6.125 | 0 | Residential | 1 | BERLIN TOWNSHIP | 8009 | 14 | SOLARCITY CORPORATION | AC Electric | No | Complete | 2013-09-23 | 2014-01-20 | 2014-02-18 | 2014-02-18
SRP21345 | SREC Solar | CHEISTOUDIAS | JOHN CHRISTOUDIAS $ ASSOCIATES | 5.28 | 0 | Commercial | 0 | POINT PLEASANT BEACH | 8742 | 18 | ADVANCED SOLAR & ENERGY SOLUTIONS | JCP&L | No | QC Selected | 2013-09-23 | 2015-04-09
SRP21346 | SREC Solar | CRONIN | CROSNEST AT PARKER FARM, LLC | 6093.11 | 0 | Commercial |  | NORTH HANOVER TWP | 8562 | 13 | GEHRLICHER SOLAR AMERICA CORP. | JCP&L | Yes | Complete | 2013-11-22 | 2014-12-23 | 2015-04-02 | 2015-04-02
SRP21347 | SREC Solar | PYSE | KEPS LANDHOLDINGS, LLC | 1414.82 | 0 | Commercial |  | MEDFORD | 8055 | 13 | GEHRLICHER SOLAR AMERICA CORP. | PSE&G BPU | Yes | Complete | 2013-11-22 | 2014-01-15 | 2014-05-06 | 2014-05-06
SRP21348 | SREC Solar | KAY | 206 ASSOCIATES | 9189.93 | 0 | Commercial |  | PEMBERTON TWP | 8060 | 13 | GEHRLICHER SOLAR AMERICA CORP. | PSE&G BPU | Yes | Complete | 2013-11-22 | 2014-07-23 | 2014-10-16 | 2014-10-16
SRP21350 | SREC Solar | YARD |  | 6.37 | 0 | Residential | 1 | LEHT | 8087 | 18 | ALLSEASON CONSTRUCTION | AC Electric | No | Complete | 2013-09-23 | 2014-03-18 | 2014-03-26 | 2014-03-26
SRP21351 | SREC Solar | WONG | ROCK SOLID REALTY (NJ) CORP | 9936.05 | 0 | Commercial | 0 | HOWELL | 7731 | 17 | PRO-TECH ENERGY SOLUTIONS | JCP&L | Yes | Complete | 2013-11-22 | 2014-12-30 | 2015-05-28 | 2015-05-28
SRP21354 | SREC Solar | GIBBONI |  | 14.535 | 0 | Residential | 1 | DENNISVILLE | 8210 | 21 | ALLSEASON CONSTRUCTION | AC Electric | No | Complete | 2013-09-23 | 2014-09-09 | 2014-09-16 | 2014-09-16
SRP21357 | SREC Solar | HO |  | 7.84 | 0 | Residential | 1 | EGG HARBOR TWP | 8234 | 19 | ALLSEASON CONSTRUCTION | AC Electric | No | Complete | 2013-09-23 | 2014-01-02 | 2014-01-16 | 2014-01-16
SRP21358 | SREC Solar | CRONIN | CROSNEST AT PARKER FARM, LLC | 6258.6 | 0 | Commercial | 0 | NORTH HANOVER TWP | 8562 | 13 | GEHRLICHER SOLAR AMERICA CORP. | JCP&L | Yes | Complete | 2013-11-22 | 2015-02-04 | 2015-04-20 | 2015-04-20
SRP21360 | SREC Solar | PFEIFFER |  | 10.29 | 0 | Residential | 1 | CAPE MAY COURT HOUSE | 8210 | 21 | SOLARCITY CORPORATION | AC Electric | No | Complete | 2013-09-23 | 2014-02-04 | 2014-02-19 | 2014-02-19
SRP21363 | SREC Solar | PATEL |  | 8.82 | 0 | Residential | 1 | WOODBRIDGE | 8830 | 11 | SOLARCITY CORPORATION | PSE&G BPU | No | Complete | 2013-09-23 | 2014-02-10 | 2014-02-27 | 2014-02-27
SRP21364 | SREC Solar | RAHMING |  | 11.27 | 0 | Residential | 1 | CHERRY HILL | 8003 | 14 | SOLARCITY CORPORATION | PSE&G BPU | No | Complete | 2013-09-23 | 2013-12-30 | 2014-01-16 | 2014-01-16
SRP21365 | SREC Solar | DEOBLER | FRENCHTOWN III SOLAR LLC | 9984.98 | 0 | Commercial | 0 | KINGWOOD TWP | 8825 | 4 | GEHRLICHER SOLAR AMERICA CORP. | JCP&L | Yes | Complete | 2013-11-22 | 2014-02-19 | 2014-04-11 | 2014-04-11
SRP21366 | SREC Solar | BIDDLE |  | 9.31 | 0 | Residential | 1 | GALLOWAY | 8205 | 19 | ALLSEASON CONSTRUCTION | AC Electric | No | Complete | 2013-09-23 | 2013-11-13 | 2013-11-25 | 2013-11-25
SRP21367 | SREC Solar | CHRISTIAN |  | 10.29 | 0 | Residential | 1 | GALLOWAY | 8205 | 19 | ALLSEASON CONSTRUCTION | AC Electric | No | Complete | 2013-09-23 | 2013-11-20 | 2013-11-26 | 2013-11-26
SRP21368 | SREC Solar | BOCK |  | 9.31 | 0 | Residential | 1 | EHT | 8234 | 19 | SOLARCITY CORPORATION | AC Electric | No | Complete | 2013-09-23 | 2014-02-18 | 2014-03-03 | 2014-03-03
SRP21369 | SREC Solar | BULKA | FIRST BAPTIST CHURCH | 5.39 | 0 | Non Profit | 1 | CALDWELL | 7006 | 9 | SOLARCITY CORPORATION | PSE&G BPU | No | Complete | 2013-09-23 | 2013-12-20 | 2014-01-09 | 2014-01-09
SRP21370 | SREC Solar | CELIS |  | 4.41 | 0 | Residential | 1 | ELIZABETH | 7202 | 10 | SOLARCITY CORPORATION | PSE&G BPU | No | Complete | 2013-09-23 | 2014-02-11 | 2014-02-19 | 2014-02-19
SRP21371 | SREC Solar | MOLDRZYK |  | 6.37 | 0 | Residential | 1 | FORKED RIVER | 8731 | 18 | SEA BRIGHT SOLAR, LLC | JCP&L | No | Complete | 2013-09-23 | 2013-11-13 | 2013-11-25 | 2013-11-25
SRP21372 | SREC Solar | ABRAMOV JR |  | 7.105 | 0 | Residential | 1 | CLAYTON | 8312 | 15 | SOLARCITY CORPORATION | AC Electric | No | Complete | 2013-09-23 | 2013-12-04 | 2014-01-17 | 2014-01-17
SRP21373 | SREC Solar | DESIMONE |  | 6.86 | 0 | Residential | 1 | TOMS RIVER | 8753 | 18 | NJR HOME SERVICES. | JCP&L | No | Complete | 2013-09-23 | 2014-02-28 | 2014-03-26 | 2014-03-26
SRP21374 | SREC Solar | COOK |  | 9.8 | 0 | Residential | 1 | HAMILTON TWP | 8330 | 19 | SOLARCITY CORPORATION | AC Electric | No | Complete | 2013-09-23 | 2014-01-02 | 2014-01-21 | 2014-01-21
SRP21375 | SREC Solar | WARREN |  | 10.78 | 0 | Residential | 1 | PARK RIDGE | 7656 | 7 | SOLARCITY CORPORATION | Unknown | No | Complete | 2013-09-23 | 2014-03-13 | 2014-03-26 | 2014-03-26
SRP21376 | SREC Solar | NEWMAN |  | 6.615 | 0 | Residential | 1 | FORKED RIVER | 8731 | 18 | NJR HOME SERVICES. | JCP&L | No | Complete | 2013-09-23 | 2013-12-03 | 2013-12-16 | 2013-12-16
SRP21378 | SREC Solar | POPIL |  | 5.145 | 0 | Residential | 1 | SOMERSET | 8873 | 5 | VIVINT SOLAR | PSE&G BPU | No | Complete | 2013-09-23 | 2014-01-29 | 2014-02-12 | 2014-02-12
SRP21379 | SREC Solar | BAMGBOSE |  | 9 | 0 | Residential | 1 | WILLIAMSTOWN | 8094 | 15 | SOLARCITY CORPORATION | AC Electric | No | Complete | 2013-09-23 | 2014-04-23 | 2014-05-05 | 2014-05-05
SRP21380 | SREC Solar | GREENE |  | 9.5 | 0 | Residential | 1 | MANAHAWKIN | 8050 | 18 | ROOF DIAGNOSTICS INC | AC Electric | No | Complete | 2013-09-23 | 2014-03-25 | 2014-04-15 | 2014-04-15
SRP21381 | SREC Solar | PILUSO |  | 8.5 | 0 | Residential | 1 | JACKSON | 8527 | 18 | TRINITY HEATING AND AIR | JCP&L | No | Complete | 2013-09-23 | 2013-12-19 | 2014-01-29 | 2014-01-29
SRP21384 | SREC Solar | O'BRIEN |  | 9.31 | 0 | Residential | 1 | LITTLE EGG HARBOR TOWI | 8087 | 18 | ALLSEASON CONSTRUCTION | AC Electric | No | Complete | 2013-09-23 | 2013-12-13 | 2013-12-30 | 2013-12-30
SRP21385 | SREC Solar | HAWK |  | 7.14 | 0 | Residential | 1 | MANAHAWKIN | 8050 | 18 | NJR HOME SERVICES. | AC Electric | No | Complete | 2013-09-23 | 2014-06-18 | 2014-06-24 | 2014-06-24
SRP21386 | SREC Solar | BAIS |  | 4.9 | 0 | Residential | 1 | BARNEGAT | 8005 | 18 | ALLSEASON CONSTRUCTION | AC Electric | No | Complete | 2013-09-23 | 2014-03-27 | 2014-04-16 | 2014-04-16
SRP21387 | SREC Solar | MORRIS |  | 5.145 | 0 | Residential | 1 | MAYS LANDING | 8330 | 19 | ALLSEASON CONSTRUCTION | AC Electric | No | Complete | 2013-09-23 | 2014-03-10 | 2014-03-20 | 2014-03-20
SRP21388 | SREC Solar | GOODSTADT |  | 7.35 | 0 | Residential | 1 | MAYS LANDING | 8330 | 19 | ALLSEASON CONSTRUCTION | AC Electric | No | Complete | 2013-09-23 | 2014-02-26 | 2014-03-11 | 2014-03-11
SRP21391 | SREC Solar | REID |  | 3.92 | 0 | Residential | 1 | TEANECK | 7666 | 7 | SOLARCITY CORPORATION | PSE&G BPU | No | Complete | 2013-09-23 | 2014-01-28 | 2014-03-07 | 2014-03-07
SRP21392 | SREC Solar | FAULKNER |  | 10 | 0 | Residential | 1 | BRICK | 8723 | 18 | TRINITY HEATING AND AIR | JCP&L | No | Complete | 2013-09-23 | 2014-01-14 | 2014-01-31 | 2014-01-31
SRP21393 | SREC Solar | AVNET |  | 6.86 | 0 | Residential | 1 | MANALAPAN TWP | 7726 | 17 | SOLARCITY CORPORATION | JCP&L | No | Complete | 2013-09-23 | 2014-02-27 | 2014-03-14 | 2014-03-14
SRP21395 | SREC Solar | LOPEZ |  | 5.88 | 0 | Residential | 1 | CALDWELL | 7006 | 9 | SOLARCITY CORPORATION | PSE&G BPU | No | Complete | 2013-09-23 | 2014-06-19 | 2014-06-24 | 2014-06-24
SRP21396 | SREC Solar | SILVERMAN |  | 7.5 | 0 | Residential | 1 | LEH | 8087 | 18 | ROOF DIAGNOSTICS INC | AC Electric | No | Complete | 2013-09-23 | 2014-03-21 | 2014-04-04 | 2014-04-04
SRP21397 | SREC Solar | MESSINGER |  | 6.86 | 0 | Residential | 1 | HAMBURG | 7419 | 1 | SUNGEVITY, INC. | JCP&L | No | Complete | 2013-09-23 | 2014-03-17 | 2014-03-26 | 2014-03-26
SRP21398 | SREC Solar | UDDIN |  | 3.185 | 0 | Residential | 1 | PROSPECT PARK | 7508 | 6 | SUNGEVITY, INC. | PSE&G BPU | No | Complete | 2013-09-23 | 2014-03-03 | 2014-03-13 | 2014-03-13
SRP21399 | SREC Solar | SOCOLOVE |  | 9.5 | 0 | Residential | 1 | HOWELL | 7731 | 17 | NEW JERSEY CLEAN ENERGY SOLUTIONS | JCP&L | No | Complete | 2013-09-23 | 2014-09-16 | 2014-09-23 | 2014-09-23
SRP21401 | SREC Solar | MILLER |  | 8.829 | 0 | Residential | 0 | BEACH HAVEN WEST | 8050 | 18 | GEOSCAPE SOLAR | AC Electric | No | Complete | 2013-09-23 | 2014-02-06 | 2014-02-21 | 2014-02-21
SRP21404 | SREC Solar | MORAN |  | 8.75 | 0 | Residential | 1 | BARGAINTOWN | 8234 | 19 | ROOF DIAGNOSTICS INC | AC Electric | No | Complete | 2013-09-23 | 2014-05-29 | 2014-06-05 | 2014-06-05
SRP21405 | SREC Solar | CRAMER |  | 6.75 | 0 | Residential | 1 | FLANDERS | 7836 | 3 | ROOF DIAGNOSTICS INC | JCP&L | No | Complete | 2013-09-23 | 2014-09-04 | 2014-09-12 | 2014-09-12
SRP21406 | SREC Solar | ROSENBAUM |  | 11.025 | 0 | Residential | 1 | POINT PLEASANT | 8742 | 18 | SOLARCITY CORPORATION | JCP&L | No | Complete | 2013-09-23 | 2014-01-02 | 2014-01-24 | 2014-01-24
SRP21407 | SREC Solar | WEINSTEIN |  | 9.25 | 0 | Residential | 1 | BELMAR | 7719 | 17 | ROOF DIAGNOSTICS INC | JCP&L | No | Complete | 2013-09-23 | 2014-06-03 | 2014-06-06 | 2014-06-06
SRP21408 | SREC Solar | ONDUSKO |  | 3.5 | 0 | Residential | 1 | MANAHAWKIN | 8050 | 18 | ROOF DIAGNOSTICS INC | AC Electric | No | Complete | 2013-09-23 | 2014-05-21 | 2014-06-05 | 2014-06-05
SRP21409 | SREC Solar | WHITE |  | 4.5 | 0 | Residential | 0 | OAKHURST | 7755 | 17 | TRINITY HEATING AND AIR | JCP&L | No | Complete | 2013-09-23 | 2013-12-18 | 2014-01-29 | 2014-01-29
SRP21410 | SREC Solar | ZUNIGA |  | 4.41 | 0 | Residential | 1 | LODI | 7644 | 7 | SOLARCITY CORPORATION | PSE&G BPU | No | Complete | 2013-09-23 | 2013-11-20 | 2013-11-26 | 2013-11-26
SRP21411 | SREC Solar | DELLEGRIPPO |  | 8.25 | 0 | Residential | 1 | MANASQUAN | 8736 | 17 | ROOF DIAGNOSTICS INC | JCP&L | No | Complete | 2013-09-23 | 2014-05-21 | 2014-05-27 | 2014-05-27
SRP21412 | SREC Solar | DELGALDO |  | 7.105 | 0 | Residential | 1 | KENDALL PARK | 8824 | 11 | ROOF DIAGNOSTICS INC | PSE&G BPU | No | Complete | 2013-09-23 | 2013-10-10 | 2013-10-15 | 2013-10-15
SRP21413 | SREC Solar | KELLER |  | 11.025 | 0 | Residential | 1 | EAST BRUNSWICK | 8816 | 11 | RELIABLE POWER SERVICES, INC. | PSE&G BPU | No | Complete | 2013-09-23 | 2014-01-21 | 2014-01-30 | 2014-01-30
SRP21414 | SREC Solar | O'BRIEN |  | 8.33 | 0 | Residential | 1 | SOUTHAMPTON | 8088 | 13 | SEA BRIGHT SOLAR, LLC | PSE&G BPU | No | Complete | 2013-09-23 | 2013-12-03 | 2013-12-16 | 2013-12-16
SRP21416 | SREC Solar | EZEONU |  | 6 | 0 | Residential | 1 | WOODBRIDGE | 8863 | 11 | ROOF DIAGNOSTICS INC | PSE&G BPU | No | Complete | 2013-09-23 | 2014-05-21 | 2014-05-29 | 2014-05-29
SRP21417 | SREC Solar | DICICCO |  | 6.615 | 0 | Residential | 1 | MANCHESTER | 8759 | 18 | SEA BRIGHT SOLAR, LLC | JCP&L | No | Complete | 2013-09-23 | 2013-12-27 | 2014-01-16 | 2014-01-16
SRP21418 | SREC Solar | DENOBLE |  | 8.25 | 0 | Residential | 1 | ASBURY PARK | 7712 | 17 | ROOF DIAGNOSTICS INC | JCP&L | No | Complete | 2013-09-23 | 2014-05-02 | 2014-05-08 | 2014-05-08
SRP21419 | SREC Solar | RAZON |  | 6.5 | 0 | Residential | 1 | POMPTON LAKES | 7442 | 6 | ROOF DIAGNOSTICS INC | JCP&L | No | Complete | 2013-09-23 | 2014-06-23 | 2014-08-01 | 2014-08-01
SRP21420 | SREC Solar | HOWE |  | 5.39 | 0 | Residential | 1 | MANCHESTER | 8759 | 18 | SEA BRIGHT SOLAR, LLC | JCP&L | No | Complete | 2013-09-23 | 2014-02-17 | 2014-03-04 | 2014-03-04
SRP21421 | SREC Solar | CANNY |  | 10.29 | 0 | Residential | 1 | BAYVILLE | 8721 | 18 | WHITMAN CONSTRUCTION | JCP&L | No | Complete | 2013-09-23 | 2013-11-05 | 2013-11-19 | 2013-11-19
SRP21422 | SREC Solar | SWEI |  | 7.035 | 0 | Residential | 0 | MONROE | 8831 | 11 | SEA BRIGHT SOLAR, LLC | JCP&L | No | Complete | 2013-09-23 | 2014-05-02 | 2014-05-08 | 2014-05-08
SRP21423 | SREC Solar | CEDENO |  | 3.75 | 0 | Residential | 1 | WEST NEW YORK | 7093 | 8 | ROOF DIAGNOSTICS INC | PSE&G BPU | No | Complete | 2013-09-23 | 2014-06-16 | 2014-06-23 | 2014-06-23
SRP21424 | SREC Solar | JAKUBOSKI |  | 12.005 | 0 | Residential | 1 | SICKLERVILLE | 8081 | 14 | SEA BRIGHT SOLAR, LLC | AC Electric | No | Complete | 2013-09-23 | 2014-01-15 | 2014-01-31 | 2014-01-31
SRP21425 | SREC Solar | COBB JR |  | 14.7 | 0 | Residential | 1 | MILLVILLE | 8332 | 20 | SEA BRIGHT SOLAR, LLC | AC Electric | No | Complete | 2013-09-23 | 2014-02-10 | 2014-02-27 | 2014-02-27
SRP21426 | SREC Solar | BONSERA |  | 11.27 | 0 | Residential | 1 | EGG HARBOR | 8234 | 19 | EZNERGY LLC | AC Electric | No | Complete | 2013-09-23 | 2013-10-15 | 2013-10-18 | 2013-10-18
SRP21427 | SREC Solar | CARDUCCI |  | 5.75 | 0 | Residential | 1 | MIDDLETOWN | 7748 | 17 | ROOF DIAGNOSTICS INC | JCP&L | No | Complete | 2013-09-23 | 2014-04-24 | 2014-04-30 | 2014-04-30
SRP21428 | SREC Solar | ORION |  | 4.578 | 0 | Residential | 1 | COLUMBUS | 8022 | 13 | SHERWOOD ELECTRIC CO. INC. | PSE&G BPU | No | Complete | 2013-09-23 | 2014-03-14 | 2014-03-26 | 2014-03-26
SRP21429 | SREC Solar | SPECK BARTYNSKI |  | 5.886 | 0 | Residential | 1 | EAST BRUNSWICK | 8816 | 11 | SHERWOOD ELECTRIC CO. INC. | PSE&G BPU | No | Complete | 2013-09-23 | 2014-08-26 | 2014-09-09 | 2014-09-09
SRP21430 | SREC Solar | PLAGGE |  | 8.33 | 0 | Residential | 1 | SOUTHAMPTON | 8088 | 13 | SEA BRIGHT SOLAR, LLC | PSE&G BPU | No | Complete | 2013-09-23 | 2013-12-04 | 2013-12-06 | 2013-12-06
SRP21431 | SREC Solar | SEVERS |  | 7.105 | 0 | Residential | 1 | SOUTHAMPTON | 8088 | 13 | SEA BRIGHT SOLAR, LLC | PSE&G BPU | No | Complete | 2013-09-23 | 2013-12-27 | 2014-01-15 | 2014-01-15
SRP21432 | SREC Solar | INCI |  | 8.25 | 0 | Residential | 1 | LYNDHURST | 7071 | 7 | ROOF DIAGNOSTICS INC | PSE&G BPU | No | Complete | 2013-09-23 | 2014-06-16 | 2014-12-17 | 2014-12-17
SRP21433 | SREC Solar | LONDINO |  | 4.5 | 0 | Residential | 1 | TOMS RIVER | 8753 | 18 | ROOF DIAGNOSTICS INC | JCP&L | No | Complete | 2013-09-23 | 2014-05-21 | 2014-05-29 | 2014-05-29
SRP21434 | SREC Solar | LEE |  | 7 | 0 | Residential | 1 | MORGANVILLE | 7751 | 17 | ROOF DIAGNOSTICS INC | JCP&L | No | Complete | 2013-09-23 | 2014-06-03 | 2014-06-06 | 2014-06-06
SRP21435 | SREC Solar | STEINMETZ |  | 4.75 | 0 | Residential | 1 | FAIRLAWN | 7410 | 7 | TRINITY HEATING AND AIR | PSE&G BPU | No | Complete | 2013-09-23 | 2014-02-06 | 2014-04-07 | 2014-04-07
SRP21436 | SREC Solar | BAIS |  | 5.5 | 0 | Residential | 1 | WEST MILFORD | 7480 | 6 | ROOF DIAGNOSTICS INC | Orange & Rockland Elec | No | Complete | 2013-09-23 | 2014-05-29 | 2014-06-04 | 2014-06-04
SRP21437 | SREC Solar | SCHMID |  | 6 | 0 | Residential | 1 | CEDAR BONNETT | 8050 | 18 | ROOF DIAGNOSTICS INC | AC Electric | No | Complete | 2013-09-23 | 2014-05-21 | 2014-05-27 | 2014-05-27
SRP21438 | SREC Solar | ZANELLI |  | 6.125 | 0 | Residential | 1 | LITTLE FERRY | 7643 | 7 | VIVINT SOLAR | PSE&G BPU | No | Complete | 2013-09-23 | 2013-12-27 | 2014-09-24 | 2014-09-24
SRP21439 | SREC Solar | DILWORTH |  | 8.33 | 0 | Residential | 1 | CAPE MAY | 8204 | 21 | ACOS ENERGY, LLC | AC Electric | No | Complete | 2013-09-23 | 2014-04-16 | 2014-04-22 | 2014-04-22
SRP21440 | SREC Solar | CURLEY |  | 8.25 | 0 | Residential | 0 | STOCKTON | 8559 | 4 | TRINITY HEATING AND AIR | JCP&L | No | Complete | 2013-09-30 | 2013-11-14 | 2013-12-19 | 2013-12-19
SRP21441 | SREC Solar | BARRERA |  | 16.17 | 0 | Residential | 1 | EHT | 8234 | 19 | ALLSEASON CONSTRUCTION | AC Electric | No | Complete | 2013-09-23 | 2014-01-30 | 2014-02-12 | 2014-02-12
SRP21442 | SREC Solar | SURKIN |  | 4.165 | 0 | Residential | 1 | MARGATE | 8402 | 19 | ALLSEASON CONSTRUCTION | AC Electric | No | Complete | 2013-09-23 | 2014-03-17 | 2014-03-21 | 2014-03-21
SRP21443 | SREC Solar | CORKHILL |  | 8.82 | 0 | Residential | 1 | ABSECON | 8201 | 19 | ALLSEASON CONSTRUCTION | AC Electric | No | Complete | 2013-09-23 | 2013-12-27 | 2014-01-15 | 2014-01-15
SRP21446 | SREC Solar | DA SILVA |  | 6 | 0 | Residential | 1 | KEARNY | 7032 | 8 | ROOF DIAGNOSTICS INC | PSE&G BPU | No | Complete | 2013-09-23 | 2013-10-10 | 2013-10-15 | 2013-10-15
SRP21447 | SREC Solar | HULLET |  | 4 | 0 | Residential | 1 | SOMERSET | 8873 | 5 | ROOF DIAGNOSTICS INC | PSE&G BPU | No | Complete | 2013-09-23 | 2014-05-27 | 2014-05-30 | 2014-05-30
SRP21448 | SREC Solar | BRANCATO |  | 3.5 | 0 | Residential | 1 | ELMWOOD PARK | 7407 | 7 | ROOF DIAGNOSTICS INC | PSE&G BPU | No | Complete | 2013-09-23 | 2014-06-23 | 2014-06-27 | 2014-06-27
SRP21450 | SREC Solar | VOGEL |  | 4.5 | 0 | Residential | 1 | VERONA | 7044 | 9 | ROOF DIAGNOSTICS INC | PSE&G BPU | No | Complete | 2013-09-23 | 2014-05-27 | 2014-05-30 | 2014-05-30
SRP21451 | SREC Solar | CRESPO |  | 4.75 | 0 | Residential | 1 | NORTH BERGEN | 7047 | 8 | ROOF DIAGNOSTICS INC | PSE&G BPU | No | Complete | 2013-09-23 | 2014-04-24 | 2014-04-30 | 2014-04-30
SRP21452 | SREC Solar | SIBILIA |  | 7 | 0 | Residential | 1 | EDISON | 8817 | 11 | ROOF DIAGNOSTICS INC | PSE&G BPU | No | Complete | 2013-09-23 | 2014-07-10 | 2014-07-22 | 2014-07-22
SRP21453 | SREC Solar | SANTOS |  | 6.6 | 0 | Residential | 1 | PT PLEASANT | 8742 | 18 | ROOF DIAGNOSTICS INC | JCP&L | No | Complete | 2013-09-23 | 2013-11-08 | 2013-11-12 | 2013-11-12
SRP21454 | SREC Solar | HUORACHI |  | 4.5 | 0 | Residential | 1 | PATERSON | 7502 | 6 | ROOF DIAGNOSTICS INC | PSE&G BPU | No | Complete | 2013-09-23 | 2014-05-21 | 2014-05-27 | 2014-05-27
SRP21455 | SREC Solar | ROSE |  | 6 | 0 | Residential | 1 | WILLINGBORO | 8046 | 13 | ROOF DIAGNOSTICS INC | PSE&G BPU | No | Complete | 2013-09-23 | 2014-05-21 | 2014-05-29 | 2014-05-29
SRP21456 | SREC Solar | LIZZACK |  | 11.5 | 0 | Residential | 1 | MINE HILL | 7803 | 3 | ROOF DIAGNOSTICS INC | JCP&L | No | Complete | 2013-09-23 | 2014-05-21 | 2014-05-27 | 2014-05-27
SRP21457 | SREC Solar | GOYBULAK |  | 4.75 | 0 | Residential | 1 | CLIFTON | 7013 | 6 | ROOF DIAGNOSTICS INC | PSE&G BPU | No | Complete | 2013-09-30 | 2014-01-28 | 2014-02-11 | 2014-02-11
SRP21458 | SREC Solar | GOLDEN | BMW OF NORTH AMERICA LLC | 386.54 | 0 | Commercial | 1 | WOODCLIFF LAKE | 7677 | 7 | ALTERIS RENEWABLES | PSE&G BPU | No | Complete | 2013-09-30 | 2014-09-29 | 2014-10-08 | 2014-10-08
SRP21459 | SREC Solar | CHEUNG |  | 4.5 | 0 | Residential | 0 | EDISON | 8817 | 11 | BLUE SKY TECHNOLOGIES USA | PSE&G BPU | No | Complete | 2013-09-23 | 2014-03-06 | 2014-03-19 | 2014-03-19
SRP21460 | SREC Solar | GOLDEN | BMW OF NORTH AMERICA LLC | 250.58 | 0 | Commercial | 1 | WOODCLIFF LAKE | 7677 | 7 | ALTERIS RENEWABLES DBA REAL GOODS SOLAR | PSE&G BPU | No | Complete | 2013-09-30 | 2014-09-29 | 2014-10-08 | 2014-10-08
SRP21461 | SREC Solar | GOLDEN | BMW OF NORTH AMERICA LLC | 115.06 | 0 | Commercial | 1 | WOODCLIFF LAKE | 7677 | 7 | ALTERIS RENEWABLES DBA REAL GOODS SOLAR | PSE&G BPU | No | Complete | 2013-09-30 | 2014-09-29 | 2014-10-08 | 2014-10-08
SRP21462 | SREC Solar | GOLDEN | BMW OF NORTH AMERICA LLC | 400.18 | 0 | Commercial | 1 | WOODCLIFF LAKE | 7677 | 7 | ALTERIS RENEWABLES, INC. - WILTON | PSE&G BPU | No | Complete | 2013-09-30 | 2014-09-26 | 2014-10-08 | 2014-10-08
SRP21463 | SREC Solar | ADENIYI |  | 9.75 | 0 | Residential | 1 | COLUMBUS | 8022 | 13 | TRINITY HEATING AND AIR | PSE&G BPU | No | Complete | 2013-09-30 | 2013-12-16 | 2013-12-19 | 2013-12-19
SRP21464 | SREC Solar | PROTOPAPAS |  | 10.75 | 0 | Residential | 1 | UNION | 7083 | 10 | TRINITY HEATING AND AIR | PSE&G BPU | No | Complete | 2013-09-30 | 2014-03-18 | 2014-03-26 | 2014-03-26
SRP21465 | SREC Solar | LUSARDI |  | 5.75 | 0 | Residential | 1 | LAKEWOOD | 8701 | 18 | TRINITY HEATING AND AIR | JCP&L | No | Complete | 2013-09-30 | 2013-12-16 | 2013-12-19 | 2013-12-19
SRP21466 | SREC Solar | PROSCIA |  | 8.25 | 0 | Residential | 1 | BARNEGAT | 8005 | 18 | ROOF DIAGNOSTICS INC | AC Electric | No | Complete | 2013-09-30 | 2014-05-20 | 2014-05-22 | 2014-05-22
SRP21467 | SREC Solar | CONTRERAS |  | 11.27 | 0 | Residential | 1 | GALLOWAY | 8204 | 21 | SUN UP ZERO DOWN | AC Electric | No | Complete | 2013-09-30 | 2014-05-06 | 2014-05-22 | 2014-05-22
SRP21468 | SREC Solar | MCCAFFERTY |  | 7 | 0 | Residential | 1 | TOMS RIVER | 8753 | 18 | ROOF DIAGNOSTICS INC | JCP&L | No | Complete | 2013-09-30 | 2014-01-27 | 2014-02-17 | 2014-02-17
SRP21469 | SREC Solar | MUELLER |  | 13.25 | 0 | Residential | 1 | EDGEWATER PARK | 8010 | 13 | TRINITY HEATING AND AIR | PSE&G BPU | No | Complete | 2013-09-30 | 2014-03-17 | 2014-03-26 | 2014-03-26
SRP21470 | SREC Solar | SCHELL |  | 4.9 | 0 | Residential | 1 | SICKLERVILLE | 8081 | 14 | SOLARCITY CORPORATION | AC Electric | No | Complete | 2013-09-30 | 2014-02-04 | 2014-03-06 | 2014-03-06
SRP21471 | SREC Solar | MATTIA |  | 5.145 | 0 | Residential | 1 | HAMILTON TWP | 8330 | 19 | SOLARCITY CORPORATION | AC Electric | No | Complete | 2013-09-30 | 2014-05-14 | 2014-05-21 | 2014-05-21
SRP21473 | SREC Solar | ANDREW |  | 4.9 | 0 | Residential | 1 | VENTNOR CITY | 8406 | 19 | SOLARCITY CORPORATION | AC Electric | No | Complete | 2013-09-30 | 2014-03-06 | 2014-03-19 | 2014-03-19
SRP21474 | SREC Solar | LARNEY |  | 7.35 | 0 | Residential | 1 | FRANKLIN | 8322 | 15 | SOLARCITY CORPORATION | AC Electric | No | Complete | 2013-09-30 | 2014-06-03 | 2014-06-06 | 2014-06-06
SRP21475 | SREC Solar | DENOMME |  | 7.84 | 0 | Residential | 1 | BERLIN | 8009 | 14 | SOLARCITY CORPORATION | AC Electric | No | Complete | 2013-09-30 | 2014-01-10 | 2014-01-24 | 2014-01-24
SRP21477 | SREC Solar | CARMAN |  | 9.75 | 0 | Residential | 1 | ESTELL MANOR | 8319 | 19 | SOLARCITY CORPORATION | AC Electric | No | Complete | 2013-09-30 | 2014-01-21 | 2014-03-13 | 2014-03-13
SRP21478 | SREC Solar | KOTCH |  | 7.84 | 0 | Residential | 1 | BRIDGEWATER | 8807 | 5 | SOLARCITY CORPORATION | PSE&G BPU | No | Complete | 2013-09-30 | 2014-02-04 | 2014-02-27 | 2014-02-27
SRP21479 | SREC Solar | DAMIS |  | 13.23 | 0 | Residential | 1 | PARAMUS | 7652 | 7 | SOLARCITY CORPORATION | PSE&G BPU | No | Complete | 2013-09-30 | 2014-04-08 | 2014-04-16 | 2014-04-16
SRP21480 | SREC Solar | TAULANE |  | 8.085 | 0 | Residential | 1 | MONROEVILLE | 8343 | 16 | RCL ENTERPRISES INC. | AC Electric | No | Complete | 2013-09-30 | 2014-01-07 | 2014-01-23 | 2014-01-23
SRP21481 | SREC Solar | SANCHEZ |  | 8.82 | 0 | Residential | 1 | SICKLERVILLE | 8081 | 14 | RCL ENTERPRISES INC. | AC Electric | No | Complete | 2013-09-30 | 2014-01-07 | 2014-01-21 | 2014-01-21
SRP21482 | SREC Solar | MEAD |  | 2.6 | 0 | Residential | 0 | NORTH BERGEN | 7047 | 8 | TOTAL EXTERIORS | PSE&G BPU | No | Complete | 2013-09-30 | 2014-09-23 | 2014-10-01 | 2014-10-01
SRP21483 | SREC Solar | WILSON |  | 6 | 0 | Residential | 1 | WOODBURY | 8096 | 15 | SOLARCITY CORPORATION | PSE&G BPU | No | Complete | 2013-09-30 | 2014-03-31 | 2014-04-15 | 2014-04-15
SRP21484 | SREC Solar | KAMIL |  | 8.82 | 0 | Residential | 1 | MATAWAN | 7747 | 17 | SOLARCITY CORPORATION | JCP&L | No | Complete | 2013-09-30 | 2013-12-10 | 2013-12-20 | 2013-12-20
SRP21485 | SREC Solar | WHITBY |  | 6.86 | 0 | Residential | 1 | MILLVILLE | 8332 | 20 | SOLARCITY CORPORATION | AC Electric | No | Complete | 2013-09-30 | 2014-06-24 | 2014-06-26 | 2014-06-26
SRP21486 | SREC Solar | REVERSTARKS |  | 1.47 | 0 | Residential | 1 | PERTH AMBOY | 8861 | 11 | VIVINT SOLAR | PSE&G BPU | No | Complete | 2013-09-30 | 2014-05-09 | 2014-05-14 | 2014-05-14
SRP21487 | SREC Solar | DOYLE |  | 6.37 | 0 | Residential | 1 | BRIDGEWATER | 8807 | 5 | VIVINT SOLAR | PSE&G BPU | No | Complete | 2013-09-30 | 2014-08-13 | 2014-10-21 | 2014-10-21
SRP21488 | SREC Solar | PEREZ |  | 5.635 | 0 | Residential | 1 | FORDS | 8863 | 11 | VIVINT SOLAR | PSE&G BPU | No | Complete | 2013-09-30 | 2014-01-30 | 2014-02-12 | 2014-02-12
SRP21489 | SREC Solar | ROCCHIO |  | 4.9 | 0 | Residential | 1 | SADDLE BROOK | 7763 | 17 | VIVINT SOLAR | PSE&G BPU | No | Complete | 2013-09-30 | 2014-09-09 | 2014-09-16 | 2014-09-16
SRP21491 | SREC Solar | DEGNAN YOUNG |  | 4.165 | 0 | Residential | 1 | EAST BRUNSWICK | 8816 | 11 | VIVINT SOLAR | PSE&G BPU | No | Complete | 2013-09-30 | 2014-05-08 | 2014-05-16 | 2014-05-16
SRP21492 | SREC Solar | KAMAL |  | 4.41 | 0 | Residential | 1 | WOODBRIDGE | 7095 | 11 | VIVINT SOLAR | PSE&G BPU | No | Complete | 2013-09-30 | 2015-02-26 | 2015-03-11 | 2015-03-11
SRP21493 | SREC Solar | SANDERS |  | 7.35 | 0 | Residential | 1 | SOMERSET | 8873 | 5 | VIVINT SOLAR | PSE&G BPU | No | Complete | 2013-09-30 | 2014-01-22 | 2014-01-31 | 2014-01-31
SRP21495 | SREC Solar | LIMONE |  | 1.96 | 0 | Residential | 1 | LITTLE FERRY | 7643 | 7 | VIVINT SOLAR | PSE&G BPU | No | Complete | 2013-09-30 | 2014-01-22 | 2014-03-06 | 2014-03-06
SRP21496 | SREC Solar | ABERIN |  | 3.185 | 0 | Residential | 1 | ISELIN | 8830 | 11 | VIVINT SOLAR | PSE&G BPU | No | Complete | 2013-09-30 | 2014-06-05 | 2014-06-10 | 2014-06-10
SRP21497 | SREC Solar | MELVIN |  | 8.085 | 0 | Residential | 1 | SADDLE BROOK | 7663 | 7 | VIVINT SOLAR | PSE&G BPU | No | Complete | 2013-09-30 | 2014-04-25 | 2014-04-30 | 2014-04-30
SRP21498 | SREC Solar | VENTURA |  | 8.575 | 0 | Residential | 1 | ELMER | 8318 | 16 | RCL ENTERPRISES INC. | AC Electric | No | Complete | 2013-09-30 | 2014-02-04 | 2014-02-27 | 2014-02-27
SRP21499 | SREC Solar | MILLER |  | 15.435 | 0 | Residential | 1 | RIO GRANDE | 8242 | 21 | RCL ENTERPRISES INC. | AC Electric | No | Complete | 2013-09-30 | 2013-12-27 | 2014-01-15 | 2014-01-15
SRP21500 | SREC Solar | KRAMER |  | 6.86 | 0 | Residential | 1 | MOUNT LAUREL | 8054 | 13 | RCL ENTERPRISES INC. | PSE&G BPU | No | Complete | 2013-09-30 | 2014-01-14 | 2014-02-11 | 2014-02-11
SRP21501 | SREC Solar | BRADWAY |  | 8.82 | 0 | Residential | 1 | SALEM | 8079 | 16 | RCL ENTERPRISES INC. | AC Electric | No | Complete | 2013-09-30 | 2014-01-07 | 2014-01-21 | 2014-01-21
SRP21502 | SREC Solar | STEINER |  | 9.31 | 0 | Residential | 1 | CLARK TWP | 7066 | 10 | RCL ENTERPRISES INC. | PSE&G BPU | No | Complete | 2013-09-30 | 2014-01-14 | 2014-01-29 | 2014-01-29
SRP21503 | SREC Solar | FEZZUOGLIO |  | 5.88 | 0 | Residential | 1 | MOUNT LAUREL | 8054 | 13 | SOLARCITY CORPORATION | PSE&G BPU | No | Complete | 2013-09-30 | 2013-12-30 | 2014-01-29 | 2014-01-29
SRP21504 | SREC Solar | SINNREICH |  | 8.82 | 0 | Residential | 1 | WEST ORANGE | 7052 | 9 | SOLARCITY CORPORATION | PSE&G BPU | No | Complete | 2013-09-30 | 2014-01-21 | 2014-02-18 | 2014-02-18
SRP21505 | SREC Solar | HEILAND |  | 10.78 | 0 | Residential | 1 | HAMMONTH | 8037 | 19 | SOLARCITY CORPORATION | AC Electric | No | Complete | 2013-09-30 | 2014-02-17 | 2014-03-03 | 2014-03-03
SRP21506 | SREC Solar | CALVO |  | 8.33 | 0 | Residential | 1 | FRANKLIN TOWNSHIP | 8873 | 5 | SOLARCITY CORPORATION | PSE&G BPU | No | Complete | 2013-09-30 | 2014-03-05 | 2014-03-17 | 2014-03-17
SRP21507 | SREC Solar | KENNY |  | 7.84 | 0 | Residential | 1 | LONG VALLEY | 7853 | 3 | SOLARCITY CORPORATION | JCP&L | No | Complete | 2013-09-30 | 2014-01-02 | 2014-01-23 | 2014-01-23
SRP21508 | SREC Solar | CIRMINIELLO |  | 5.88 | 0 | Residential | 1 | NUTLEY | 7110 | 9 | SOLARCITY CORPORATION | PSE&G BPU | No | Complete | 2013-09-30 | 2014-01-20 | 2014-02-06 | 2014-02-06
SRP21510 | SREC Solar | HAFNER |  | 5.5 | 0 | Residential | 1 | PARLIN | 8859 | 11 | VIVINT SOLAR | JCP&L | No | Complete | 2013-09-30 | 2014-07-17 | 2014-07-28 | 2014-07-28
SRP21512 | SREC Solar | SCHAEFER |  | 4.165 | 0 | Residential | 1 | UNION | 7083 | 10 | VIVINT SOLAR | PSE&G BPU | No | Complete | 2013-09-30 | 2014-04-11 | 2014-04-17 | 2014-04-17
SRP21514 | SREC Solar | ORTEGA |  | 5.145 | 0 | Residential | 1 | UNION | 7083 | 10 | VIVINT SOLAR | PSE&G BPU | No | Complete | 2013-09-30 | 2014-02-12 | 2014-04-10 | 2014-04-10
SRP21516 | SREC Solar | JEFFERY |  | 2.805 | 0 | Residential | 1 | JERSEY CITY | 7305 | 8 | VIVINT SOLAR | PSE&G BPU | No | Complete | 2013-09-30 | 2015-02-26 | 2015-03-11 | 2015-03-11
SRP21518 | SREC Solar | BRAADT |  | 11.5 | 0 | Residential | 0 | TOMS RIVER | 8755 | 18 | ASTON SOLAR | JCP&L | No | Complete | 2013-09-30 | 2014-06-20 | 2014-07-01 | 2014-07-01
SRP21519 | SREC Solar | CORLEY |  | 9.555 | 0 | Residential | 1 | MOORESTOWN | 8057 | 13 | SOLARCITY CORPORATION | PSE&G BPU | No | Complete | 2013-09-30 | 2014-02-19 | 2014-03-10 | 2014-03-10
SRP21520 | SREC Solar | DOMERSTAD |  | 11.025 | 0 | Residential | 0 | FAIRFIELD | 7004 | 9 | JD SOLAR SOLUTIONS | PSE&G BPU | No | Complete | 2013-09-30 | 2014-03-10 | 2014-03-19 | 2014-03-19
SRP21521 | SREC Solar | DIOS |  | 8.33 | 0 | Residential | 1 | BRADLEY BEACH | 7720 | 17 | SOLARCITY CORPORATION | AC Electric | No | Complete | 2013-09-30 | 2014-02-17 | 2014-03-05 | 2014-03-05
SRP21522 | SREC Solar | THAI |  | 8.33 | 0 | Residential | 1 | EAST BRUNSWICK | 8816 | 11 | VIVINT SOLAR | PSE&G BPU | No | Complete | 2013-09-30 | 2014-09-25 | 2014-10-07 | 2014-10-07
SRP21523 | SREC Solar | ALFORD |  | 12.5 | 0 | Residential | 1 | SOMERSET | 8873 | 5 | TRINITY HEATING AND AIR | PSE&G BPU | No | Complete | 2013-09-30 | 2014-01-30 | 2014-02-12 | 2014-02-12
SRP21525 | SREC Solar | ALI |  | 1.47 | 0 | Residential | 1 | NORTH BRUNSWICK | 8902 | 11 | VIVINT SOLAR | PSE&G BPU | No | Complete | 2013-09-30 | 2014-07-23 | 2014-07-30 | 2014-07-30
SRP21526 | SREC Solar | TADROUSSE |  | 6.37 | 0 | Residential | 1 | N. BRUNSWICK | 8902 | 11 | VIVINT SOLAR | PSE&G BPU | No | Complete | 2013-09-30 | 2013-12-27 | 2014-01-09 | 2014-01-09
SRP21527 | SREC Solar | WISEMAN |  | 4.165 | 0 | Residential | 1 | SADDLE BROOK | 7663 | 7 | VIVINT SOLAR | PSE&G BPU | No | Complete | 2013-09-30 | 2014-04-25 | 2014-04-30 | 2014-04-30
SRP21529 | SREC Solar | DEVIVO |  | 4.165 | 0 | Residential | 1 | SOMERSET | 8873 | 5 | VIVINT SOLAR | PSE&G BPU | No | Complete | 2013-09-30 | 2014-03-14 | 2014-03-25 | 2014-03-25
SRP21530 | SREC Solar | SMITH |  | 6.125 | 0 | Residential | 1 | PERTH AMBOY | 8861 | 11 | VIVINT SOLAR | PSE&G BPU | No | Complete | 2013-09-30 | 2014-07-17 | 2014-07-28 | 2014-07-28
SRP21531 | SREC Solar | JOHN |  | 3.43 | 0 | Residential | 1 | METUCHEN | 8840 | 11 | VIVINT SOLAR | PSE&G BPU | No | Complete | 2013-09-30 | 2014-01-30 | 2014-02-12 | 2014-02-12
SRP21532 | SREC Solar | KISHAZY |  | 4.9 | 0 | Residential | 1 | UNION | 7083 | 10 | VIVINT SOLAR | PSE&G BPU | No | Complete | 2013-09-30 | 2013-12-27 | 2014-01-09 | 2014-01-09
SRP21533 | SREC Solar | SANTOS |  | 3.92 | 0 | Residential | 1 | UNION | 7083 | 10 | VIVINT SOLAR | PSE&G BPU | No | Complete | 2013-09-30 | 2014-04-25 | 2014-04-30 | 2014-04-30
SRP21534 | SREC Solar | SERAFINELLI |  | 11.27 | 0 | Residential | 1 | VILLAS | 8251 | 21 | ALLSEASON CONSTRUCTION | AC Electric | No | Complete | 2013-09-30 | 2014-03-17 | 2014-03-21 | 2014-03-21
SRP21535 | SREC Solar | MIDDLETON |  | 10.78 | 0 | Residential | 1 | MILLVILLE | 8332 | 20 | ALLSEASON CONSTRUCTION | AC Electric | No | Complete | 2013-09-30 | 2014-01-29 | 2014-02-14 | 2014-02-14
SRP21536 | SREC Solar | CONTRERAS |  | 2.55 | 0 | Residential | 1 | CLIFTON | 7013 | 6 | VIVINT SOLAR | PSE&G BPU | No | Complete | 2013-09-30 | 2014-12-01 | 2014-12-09 | 2014-12-09
SRP21538 | SREC Solar | BELL |  | 9.31 | 0 | Residential | 1 | GALLOWAY | 8205 | 19 | ALLSEASON CONSTRUCTION | AC Electric | No | Complete | 2013-09-30 | 2014-02-17 | 2014-03-04 | 2014-03-04
SRP21539 | SREC Solar | GEMGNANI |  | 3.675 | 0 | Residential | 1 | FORDS | 8863 | 11 | VIVINT SOLAR | PSE&G BPU | No | Complete | 2013-09-30 | 2014-02-27 | 2014-03-10 | 2014-03-10
SRP21540 | SREC Solar | LEWANDOWSKI |  | 13.475 | 0 | Residential | 1 | VOORHEES | 8043 | 14 | ALLSEASON CONSTRUCTION | PSE&G BPU | No | Complete | 2013-09-30 | 2014-02-26 | 2014-03-11 | 2014-03-11
SRP21543 | SREC Solar | ERICSON |  | 6.5 | 0 | Residential | 1 | WAYNE | 7470 | 6 | ROOF DIAGNOSTICS INC | PSE&G BPU | No | Complete | 2013-09-30 | 2014-03-17 | 2014-03-26 | 2014-03-26
SRP21545 | SREC Solar | OLSON |  | 10.78 | 0 | Residential | 1 | GALLOWAY | 8205 | 19 | ALLSEASON CONSTRUCTION | AC Electric | No | Complete | 2013-09-30 | 2014-01-02 | 2014-01-23 | 2014-01-23
SRP21546 | SREC Solar | CANTWELL | FUTURES FITNESS CENTERS | 393.25 | 0 | Commercial | 1 | WEST BERLIN | 8091 | 14 | DERITA ELECTRIC | AC Electric | No | Complete | 2013-09-30 | 2014-10-30 | 2014-11-10 | 2014-11-10
SRP21549 | SREC Solar | CLARK |  | 7.105 | 0 | Residential | 1 | GALLOWAY | 8205 | 19 | ALLSEASON CONSTRUCTION | AC Electric | No | Complete | 2013-09-30 | 2014-02-17 | 2014-03-04 | 2014-03-04
SRP21550 | SREC Solar | PAWLIK |  | 6.615 | 0 | Residential | 1 | FORDS | 8863 | 11 | VIVINT SOLAR | PSE&G BPU | No | Complete | 2013-09-30 | 2014-05-09 | 2014-05-14 | 2014-05-14
SRP21552 | SREC Solar | HAMMOND |  | 6.86 | 0 | Residential | 1 | GALLOWAY | 8205 | 19 | ALLSEASON CONSTRUCTION | AC Electric | No | Complete | 2013-09-30 | 2014-02-26 | 2014-03-11 | 2014-03-11
SRP21553 | SREC Solar | STASIOROWSKI |  | 5.39 | 0 | Residential | 1 | RIO GRANDE | 8242 | 21 | ALLSEASON CONSTRUCTION | AC Electric | No | Complete | 2013-09-30 | 2014-01-29 | 2014-02-14 | 2014-02-14
SRP21554 | SREC Solar | MAKAJ |  | 2.94 | 0 | Residential | 1 | FORDS | 8863 | 11 | VIVINT SOLAR | PSE&G BPU | No | Complete | 2013-09-30 | 2014-06-30 | 2014-07-09 | 2014-07-09
SRP21556 | SREC Solar | SOLOMON |  | 2.94 | 0 | Residential | 1 | N. BRUNSWICK | 8902 | 11 | VIVINT SOLAR | PSE&G BPU | No | Complete | 2013-09-30 | 2014-04-11 | 2014-04-29 | 2014-04-29
SRP21557 | SREC Solar | KAZIMIERSKI |  | 4.655 | 0 | Residential | 1 | UNION | 7083 | 10 | VIVINT SOLAR | PSE&G BPU | No | Complete | 2013-09-30 | 2014-02-26 | 2014-03-26 | 2014-03-26
SRP21558 | SREC Solar | LEE |  | 2.695 | 0 | Residential | 1 | FORDS | 8863 | 11 | VIVINT SOLAR | PSE&G BPU | No | Complete | 2013-09-30 | 2014-07-03 | 2014-07-17 | 2014-07-17
SRP21559 | SREC Solar | PETTEWAY |  | 4.655 | 0 | Residential | 1 | NORTH BRUNSWICK | 8902 | 11 | VIVINT SOLAR | PSE&G BPU | No | Complete | 2013-09-30 | 2014-04-11 | 2014-04-17 | 2014-04-17
SRP21560 | SREC Solar | TOWNSEND |  | 9.8 | 0 | Residential | 1 | VINELAND | 8361 | 20 | SOLARCITY CORPORATION | Vineland Muni Elec | No | Complete | 2013-09-30 | 2014-02-11 | 2014-02-19 | 2014-02-19
SRP21561 | SREC Solar | GUMBA |  | 9.31 | 0 | Residential | 1 | BERLIN | 8009 | 14 | SOLARCITY CORPORATION | AC Electric | No | Complete | 2013-09-30 | 2013-12-19 | 2014-01-06 | 2014-01-06
SRP21562 | SREC Solar | DEHART |  | 7 | 0 | Residential | 1 | PARLIN | 8859 | 11 | ROOF DIAGNOSTICS INC | JCP&L | No | Complete | 2013-09-30 | 2014-05-05 | 2014-06-04 | 2014-06-04
SRP21563 | SREC Solar | BOYER |  | 6.54 | 0 | Residential | 1 | WHARTON | 7885 | 3 | ROOF DIAGNOSTICS INC | JCP&L | No | Complete | 2013-09-30 | 2013-11-22 | 2013-11-27 | 2013-11-27
SRP21564 | SREC Solar | BOHAL |  | 5.5 | 0 | Residential | 1 | PHILLIPSBURG | 8865 | 2 | ROOF DIAGNOSTICS INC | JCP&L | No | Complete | 2013-09-30 | 2014-04-28 | 2014-05-05 | 2014-05-05
SRP21567 | SREC Solar | HALL |  | 4.41 | 0 | Residential | 1 | WOODBRIDGE | 7095 | 11 | VIVINT SOLAR | PSE&G BPU | No | Complete | 2013-09-30 | 2014-02-26 | 2014-03-10 | 2014-03-10
SRP21568 | SREC Solar | RATHI |  | 13 | 0 | Residential | 1 | MORGANVILLE | 7751 | 17 | TRINITY HEATING AND AIR | JCP&L | No | Complete | 2013-09-30 | 2013-12-19 | 2014-01-06 | 2014-01-06
SRP21569 | SREC Solar | GITTINGS |  | 13.965 | 0 | Residential | 1 | NORTH CAPE MAY | 8204 | 21 | ALLSEASON CONSTRUCTION | AC Electric | No | Complete | 2013-09-30 | 2013-12-27 | 2014-01-15 | 2014-01-15
SRP21570 | SREC Solar | BIENIECKI |  | 8.575 | 0 | Residential | 1 | NORTH CAPE MAY | 8204 | 21 | ALLSEASON CONSTRUCTION | AC Electric | No | Complete | 2013-09-30 | 2014-02-20 | 2014-03-06 | 2014-03-06
SRP21571 | SREC Solar | ROBINSON |  | 4.41 | 0 | Residential | 1 | UNION | 7083 | 10 | VIVINT SOLAR | PSE&G BPU | No | Complete | 2013-09-30 | 2014-04-25 | 2014-05-29 | 2014-05-29
SRP21573 | SREC Solar | SURYA |  | 9.555 | 0 | Residential | 1 | MORGANVILLE | 7751 | 17 | TRINITY HEATING AND AIR | JCP&L | No | Complete | 2013-09-30 | 2014-09-29 | 2014-10-08 | 2014-10-08
SRP21575 | SREC Solar | LOPES |  | 8.82 | 0 | Residential | 1 | LINDEN | 7036 | 10 | SOLARCITY CORPORATION | PSE&G BPU | No | Complete | 2013-09-30 | 2013-12-30 | 2014-01-17 | 2014-01-17
SRP21576 | SREC Solar | ZHININ |  | 8.82 | 0 | Residential | 1 | WILLIAMSTOWN | 8094 | 15 | SOLARCITY CORPORATION | AC Electric | No | Complete | 2013-09-30 | 2014-01-20 | 2014-02-17 | 2014-02-17
SRP21577 | SREC Solar | ZHININ |  | 6.37 | 0 | Residential | 1 | WILLIAMSTOWN | 8094 | 15 | SOLARCITY CORPORATION | AC Electric | No | Complete | 2013-09-30 | 2014-02-12 | 2014-03-06 | 2014-03-06
SRP21578 | SREC Solar | MIDURE |  | 9.31 | 0 | Residential | 1 | HAMMONTON | 8037 | 19 | SOLARCITY CORPORATION | AC Electric | No | Complete | 2013-09-30 | 2014-01-02 | 2014-01-14 | 2014-01-14
SRP21579 | SREC Solar | NEMOROV |  | 12.495 | 0 | Residential | 1 | MARLBORO TWP | 7746 | 17 | SOLARCITY CORPORATION | JCP&L | No | Complete | 2013-09-30 | 2014-07-31 | 2014-08-06 | 2014-08-06
SRP21580 | SREC Solar | KARAFIN |  | 8.82 | 0 | Residential | 1 | WOODBURY | 8096 | 15 | SOLARCITY CORPORATION | PSE&G BPU | No | Complete | 2013-09-30 | 2013-12-04 | 2013-12-19 | 2013-12-19
SRP21581 | SREC Solar | ROWLEY |  | 11 | 0 | Residential | 1 | BAYVILLE | 8721 | 18 | TRINITY HEATING AND AIR | JCP&L | No | Complete | 2013-09-30 | 2013-10-28 | 2013-11-14 | 2013-11-14
SRP21582 | SREC Solar | WIECZOREK |  | 4.251 | 0 | Residential | 0 | JERSEY CITY | 7304 | 8 | GEOSCAPE SOLAR | PSE&G BPU | No | Complete | 2013-09-30 | 2014-08-28 | 2014-09-03 | 2014-09-03
SRP21583 | SREC Solar | WIECZOREK |  | 4.578 | 0 | Residential | 0 | JERSEY CITY | 7304 | 8 | GEOSCAPE SOLAR | PSE&G BPU | No | Complete | 2013-09-30 | 2014-08-28 | 2014-09-08 | 2014-09-08
SRP21584 | SREC Solar | CHABRA |  | 13.965 | 0 | Residential | 1 | JERSEY CITY | 7307 | 8 | SOLARCITY CORPORATION | PSE&G BPU | No | Complete | 2013-09-30 | 2014-04-25 | 2014-05-23 | 2014-05-23
SRP21585 | SREC Solar | PREISSMAN |  | 12 | 0 | Residential | 1 | LINWOOD | 8221 | 19 | SUN UP ZERO DOWN | AC Electric | No | Complete | 2013-09-30 | 2014-07-14 | 2014-07-28 | 2014-07-28
SRP21586 | SREC Solar | PATRICK |  | 12 | 0 | Residential | 1 | MILLVILLE | 8332 | 20 | SOLARCITY CORPORATION | AC Electric | No | Complete | 2013-09-30 | 2014-01-21 | 2014-03-13 | 2014-03-13
SRP21587 | SREC Solar | MEHMOOD |  | 7.35 | 0 | Residential | 1 | EHT | 8234 | 19 | SOLARCITY CORPORATION | AC Electric | No | Complete | 2013-09-30 | 2014-01-21 | 2014-03-06 | 2014-03-06
SRP21589 | SREC Solar | RICCARDELLO |  | 7.35 | 0 | Residential | 1 | NUTLEY | 7110 | 9 | SEA BRIGHT SOLAR, LLC | PSE&G BPU | No | Complete | 2013-09-30 | 2014-02-20 | 2014-03-06 | 2014-03-06
SRP21590 | SREC Solar | HARTZLER |  | 4.72 | 0 | Residential | 0 | OCEAN CITY | 8226 | 21 | LACEY ELECTRIC | AC Electric | No | Complete | 2013-09-30 | 2014-12-15 | 2015-01-07 | 2015-01-07
SRP21592 | SREC Solar | GONZALEZ |  | 10.2 | 0 | Residential | 1 | ATLANTIC CITY | 8401 | 19 | ALLSEASON CONSTRUCTION | AC Electric | No | Complete | 2013-09-30 | 2014-09-04 | 2014-09-12 | 2014-09-12
SRP21593 | SREC Solar | CARRERO |  | 18.13 | 0 | Residential | 1 | GLENDORA | 8029 | 14 | ALLSEASON CONSTRUCTION | PSE&G BPU | No | Complete | 2013-09-30 | 2014-02-20 | 2014-03-06 | 2014-03-06
SRP21594 | SREC Solar | COSTELLO |  | 12.25 | 0 | Residential | 1 | OCEAN ACRES | 8085 | 15 | ALLSEASON CONSTRUCTION | AC Electric | No | Complete | 2013-09-30 | 2014-04-02 | 2014-04-08 | 2014-04-08
SRP21595 | SREC Solar | LANZA |  | 10.78 | 0 | Residential | 1 | CAPE MAY COURT HOUSE | 8210 | 21 | ALLSEASON CONSTRUCTION | AC Electric | No | Complete | 2013-09-30 | 2014-02-26 | 2014-03-10 | 2014-03-10
SRP21596 | SREC Solar | JAMES |  | 6.615 | 0 | Residential | 1 | LEHT | 8087 | 18 | ALLSEASON CONSTRUCTION | AC Electric | No | Complete | 2013-09-30 | 2014-01-29 | 2014-02-12 | 2014-02-12
SRP21597 | SREC Solar | RICEVUTO |  | 9.75 | 0 | Residential | 1 | SICKLERVILLE | 8081 | 14 | TRINITY HEATING AND AIR | AC Electric | No | Complete | 2013-09-30 | 2014-01-14 | 2014-01-31 | 2014-01-31
SRP21598 | SREC Solar | CHAN |  | 10.335 | 0 | Residential | 1 | MARLBORO TWP | 7751 | 17 | SOLARCITY CORPORATION | JCP&L | No | Complete | 2013-09-30 | 2014-02-24 | 2014-03-12 | 2014-03-12
SRP21599 | SREC Solar | PISTILLI |  | 8.085 | 0 | Residential | 1 | DEPTFORD TWP | 8096 | 15 | SOLARCITY CORPORATION | PSE&G BPU | No | Complete | 2013-09-30 | 2013-12-20 | 2014-01-09 | 2014-01-09
SRP21600 | SREC Solar | KRZYWICKI |  | 16.17 | 0 | Residential | 1 | TOMS RIVER | 8753 | 18 | SOLARCITY CORPORATION | JCP&L | No | Complete | 2013-09-30 | 2013-12-23 | 2014-01-06 | 2014-01-06
SRP21601 | SREC Solar | SCHULDEN |  | 16.17 | 0 | Residential | 1 | SWEDESBORO | 8085 | 15 | SOLARCITY CORPORATION | AC Electric | No | Complete | 2013-09-30 | 2013-12-19 | 2014-01-06 | 2014-01-06
SRP21602 | SREC Solar | MOY |  | 17.395 | 0 | Residential | 1 | LIIVNGSTON | 7039 | 9 | SOLARCITY CORPORATION | PSE&G BPU | No | Complete | 2013-09-30 | 2014-03-24 | 2014-04-04 | 2014-04-04
SRP21604 | SREC Solar | VANDUZER |  | 5.232 | 0 | Residential | 0 | CRANFORD | 7016 | 10 | NATURAL POWER SOURCES, LLC | PSE&G BPU | No | Complete | 2013-09-30 | 2014-03-26 | 2014-04-04 | 2014-04-04
SRP21605 | SREC Solar | O'NEILL |  | 7.35 | 0 | Residential | 1 | EAST BRUNSWICK | 8816 | 11 | VIVINT SOLAR | PSE&G BPU | No | Complete | 2013-09-30 | 2014-08-13 | 2014-09-29 | 2014-09-29
SRP21608 | SREC Solar | RUNFOLO |  | 7.105 | 0 | Residential | 1 | HAMMONTON | 8037 | 19 | SUN UP ZERO DOWN | AC Electric | No | Complete | 2013-09-30 | 2014-06-20 | 2014-07-02 | 2014-07-02
SRP21609 | SREC Solar | HEERALAL |  | 6.86 | 0 | Residential | 1 | METUCHEN | 8840 | 11 | VIVINT SOLAR | PSE&G BPU | No | Complete | 2013-09-30 | 2014-05-02 | 2014-05-08 | 2014-05-08
SRP21610 | SREC Solar | FERRARA | AH REALTY ASST LLC | 575.25 | 0 | Commercial | 0 | HILLSIDE | 7205 | 10 | BYSOLAR, INC. | PSE&G BPU | No | Complete | 2013-10-07 | 2014-10-10 | 2014-11-12 | 2014-11-12
SRP21611 | SREC Solar | LINK |  | 6.125 | 0 | Residential | 1 | COLLINGSWOOD | 8108 | 14 | SOLARCITY CORPORATION | PSE&G BPU | No | Complete | 2013-10-07 | 2014-01-20 | 2014-03-06 | 2014-03-06
SRP21612 | SREC Solar | JINKS |  | 7.35 | 0 | Residential | 1 | LITTLE EGG HARBOR | 8087 | 18 | RELIABLE POWER SERVICES, INC. | AC Electric | No | Complete | 2013-10-07 | 2014-01-24 | 2014-02-06 | 2014-02-06
SRP21613 | SREC Solar | LIU |  | 5.88 | 0 | Residential | 1 | CHERRY HILL | 8003 | 14 | SOLARCITY CORPORATION | PSE&G BPU | No | Complete | 2013-10-07 | 2013-12-10 | 2013-12-20 | 2013-12-20
SRP21614 | SREC Solar | YOUNGCLAUS |  | 16.415 | 0 | Residential | 1 | BRICK | 8724 | 18 | SOLARCITY CORPORATION | AC Electric | No | Complete | 2013-10-07 | 2014-01-06 | 2014-01-21 | 2014-01-21
SRP21615 | SREC Solar | SCHERAGO |  | 10.78 | 0 | Residential | 1 | LIVINGSTON | 7039 | 9 | SOLARCITY CORPORATION | JCP&L | No | Complete | 2013-10-14 | 2014-01-09 | 2014-01-27 | 2014-01-27
SRP21616 | SREC Solar | RIVERA |  | 5.88 | 0 | Residential | 1 | ABSECON | 8201 | 19 | SOLARCITY CORPORATION | AC Electric | No | Complete | 2013-10-07 | 2014-01-09 | 2014-01-27 | 2014-01-27
SRP21617 | SREC Solar | LIPPINCOTT |  | 8.33 | 0 | Residential | 1 | CINNAMINSON | 8077 | 13 | SOLARCITY CORPORATION | PSE&G BPU | No | Complete | 2013-10-14 | 2014-01-09 | 2014-01-27 | 2014-01-27
SRP21618 | SREC Solar | OPICI | AMERICAN BD COMPANY | 1333.42 | 0 | Commercial | 0 | GLEN ROCK | 7452 | 7 | MERCURY SOLAR SYSTEMS - PORT CHESTER | PSE&G BPU | No | Complete | 2013-10-07 | 2014-06-05 | 2014-07-01 | 2014-07-01
SRP21619 | SREC Solar | SHESTAKOU |  | 9.483 | 0 | Residential | 1 | SOMERSET | 8873 | 5 | GEOPEAK ENERGY LLC | PSE&G BPU | No | Complete | 2013-10-07 | 2014-05-30 | 2014-06-05 | 2014-06-05
SRP21621 | SREC Solar | DIEPPA |  | 7.194 | 0 | Residential | 0 | ROCKAWAY | 7866 | 3 | GEOPEAK ENERGY LLC | JCP&L | No | Complete | 2013-10-07 | 2014-05-23 | 2014-06-11 | 2014-06-11
SRP21622 | SREC Solar | RESS |  | 5 | 0 | Residential | 1 | MANCHESTER | 8759 | 18 | TRINITY HEATING AND AIR | JCP&L | No | Complete | 2013-10-07 | 2014-02-04 | 2014-02-19 | 2014-02-19
SRP21623 | SREC Solar | VELLA |  | 9 | 0 | Residential | 1 | BRICK | 8723 | 18 | TRINITY HEATING AND AIR | JCP&L | No | Complete | 2013-10-07 | 2013-12-31 | 2014-01-10 | 2014-01-10
SRP21624 | SREC Solar | MCCONNELL |  | 6 | 0 | Residential | 0 | UNION BEACH | 7735 | 17 | ASTON SOLAR | JCP&L | No | Complete | 2013-10-07 | 2014-08-12 | 2014-08-20 | 2014-08-20
SRP21625 | SREC Solar | MEDINA |  | 22 | 0 | Residential | 0 | SKILL MAN | 8558 | 5 | GREEN POWER ENERGY LLC | PSE&G BPU | No | Complete | 2013-10-07 | 2014-01-28 | 2014-02-18 | 2014-02-18
SRP21626 | SREC Solar | ZARILLO |  | 13 | 0 | Residential | 1 | JACKSON | 8527 | 18 | TRINITY HEATING AND AIR | JCP&L | No | Complete | 2013-10-07 | 2014-01-28 | 2014-02-11 | 2014-02-11
SRP21627 | SREC Solar | MANKOWSKI |  | 5 | 0 | Residential | 1 | TUCKERTON | 8087 | 18 | TRINITY HEATING AND AIR | AC Electric | No | Complete | 2013-10-07 | 2014-01-09 | 2014-01-27 | 2014-01-27
SRP21629 | SREC Solar | HEIR |  | 10.25 | 0 | Residential | 1 | FREEHOLD | 7728 | 17 | TRINITY HEATING AND AIR | JCP&L | No | Complete | 2013-10-07 | 2014-01-09 | 2014-02-24 | 2014-02-24
SRP21631 | SREC Solar | RUBINO |  | 7.35 | 0 | Residential | 1 | TOMS RIVER | 8753 | 18 | SOLARCITY CORPORATION | JCP&L | No | Complete | 2013-10-14 | 2014-02-27 | 2014-03-12 | 2014-03-12
SRP21632 | SREC Solar | FARRELL |  | 3.75 | 0 | Residential | 1 | PINE HILL | 8021 | 14 | SOLARCITY CORPORATION | AC Electric | No | Complete | 2013-10-14 | 2014-02-20 | 2014-03-07 | 2014-03-07
SRP21633 | SREC Solar | STRAMAT |  | 5.5 | 0 | Residential | 1 | TOMS RIVER | 8757 | 18 | TRINITY HEATING AND AIR | JCP&L | No | Complete | 2013-10-07 | 2013-11-11 | 2013-11-15 | 2013-11-15
SRP21634 | SREC Solar | ECKE |  | 7.75 | 0 | Residential | 1 | LEONARD | 7737 | 17 | ROOF DIAGNOSTICS INC | JCP&L | No | Complete | 2013-10-07 | 2014-01-09 | 2014-01-27 | 2014-01-27
SRP21635 | SREC Solar | IZZO |  | 6.25 | 0 | Residential | 1 | MONTVALE | 7645 | 7 | ROOF DIAGNOSTICS INC | Orange & Rockland Elec | No | Complete | 2013-10-07 | 2014-04-10 | 2014-04-21 | 2014-04-21
SRP21636 | SREC Solar | GOLDSCHEIN |  | 6.25 | 0 | Residential | 1 | WARETOWN | 8758 | 18 | TRINITY HEATING AND AIR | JCP&L | No | Complete | 2013-10-07 | 2014-01-17 | 2014-01-29 | 2014-01-29
SRP21637 | SREC Solar | BARNARD |  | 10.78 | 0 | Residential | 1 | ABSECON | 8205 | 19 | SOLARCITY CORPORATION | AC Electric | No | Complete | 2013-10-14 | 2014-04-09 | 2014-04-21 | 2014-04-21
SRP21638 | SREC Solar | BOPP |  | 4.41 | 0 | Residential | 1 | SOUTH AMBOY | 8879 | 11 | SOLARCITY CORPORATION | JCP&L | No | Complete | 2013-10-07 | 2014-02-04 | 2014-02-27 | 2014-02-27
SRP21639 | SREC Solar | HALEY |  | 8.82 | 0 | Residential | 1 | HAMILTON TOWNSHIP | 8690 | 12 | SOLARCITY CORPORATION | PSE&G BPU | No | Complete | 2013-10-07 | 2014-02-12 | 2014-03-05 | 2014-03-05
SRP21640 | SREC Solar | CIAMBELLA |  | 6.86 | 0 | Residential | 1 | NORTHFIELD | 8225 | 19 | RCL ENTERPRISES INC. | AC Electric | No | Complete | 2013-10-07 | 2013-12-06 | 2013-12-18 | 2013-12-18
SRP21641 | SREC Solar | WARD |  | 8.085 | 0 | Residential | 1 | CARNEYS POINT | 8069 | 16 | RCL ENTERPRISES INC. | AC Electric | No | Complete | 2013-10-07 | 2014-03-03 | 2014-03-13 | 2014-03-13
SRP21642 | SREC Solar | BRANELLA |  | 13.23 | 0 | Residential | 1 | ABSECON | 8205 | 19 | SOLARCITY CORPORATION | AC Electric | No | Complete | 2013-10-14 | 2014-02-18 | 2014-03-03 | 2014-03-03
SRP21645 | SREC Solar | DUNLAP |  | 8.085 | 0 | Residential | 1 | EVESHAM | 8053 | 13 | SOLARCITY CORPORATION | PSE&G BPU | No | Complete | 2013-10-07 | 2013-11-13 | 2013-11-27 | 2013-11-27
SRP21646 | SREC Solar | BAKKE |  | 9.31 | 0 | Residential | 1 | ELK | 8062 | 15 | SOLARCITY CORPORATION | AC Electric | No | Complete | 2013-10-07 | 2013-11-26 | 2013-12-04 | 2013-12-04
SRP21647 | SREC Solar | SMITH |  | 8.82 | 0 | Residential | 1 | FLORENCE | 8518 | 13 | RCL ENTERPRISES INC. | PSE&G BPU | No | Complete | 2013-10-07 | 2014-01-14 | 2014-01-31 | 2014-01-31
SRP21648 | SREC Solar | FERRANTE |  | 14.455 | 0 | Residential | 1 | WILDWOOD CREST | 8260 | 21 | RCL ENTERPRISES INC. | AC Electric | No | Complete | 2013-10-07 | 2014-02-04 | 2014-02-27 | 2014-02-27
SRP21649 | SREC Solar | KARANAM |  | 11.025 | 0 | Residential | 1 | WARREN | 7059 | 5 | SOLARCITY CORPORATION | JCP&L | No | Complete | 2013-10-07 | 2014-03-07 | 2014-03-20 | 2014-03-20
SRP21650 | SREC Solar | SIMMS |  | 12.74 | 0 | Residential | 1 | EHT | 8234 | 19 | RCL ENTERPRISES INC. | AC Electric | No | Complete | 2013-10-07 | 2014-01-08 | 2014-01-23 | 2014-01-23
SRP21651 | SREC Solar | MCANULLA |  | 3.675 | 0 | Residential | 1 | WILDWOOD | 8260 | 21 | RCL ENTERPRISES INC. | AC Electric | No | Complete | 2013-10-07 | 2014-03-05 | 2014-03-14 | 2014-03-14
SRP21652 | SREC Solar | HAYDINGER | UNITED COMMUNITES | 10.36 | 0 | Residential | 1 | FORT DIX | 8640 | 13 | TRINITY HEATING AND AIR | JCP&L | No | Complete | 2013-10-07 | 2013-11-07 | 2013-12-09 | 2013-12-09
SRP21654 | SREC Solar | BRADWAY |  | 11.76 | 0 | Residential | 1 | SALEM | 8079 | 16 | RCL ENTERPRISES INC. | AC Electric | No | Complete | 2013-10-07 | 2014-01-09 | 2014-01-27 | 2014-01-27
SRP21655 | SREC Solar | LONG |  | 7.84 | 0 | Residential | 1 | MAYS LANDING | 8330 | 19 | ALLSEASON CONSTRUCTION | AC Electric | No | Complete | 2013-10-07 | 2014-03-07 | 2014-03-17 | 2014-03-17
SRP21656 | SREC Solar | FORCINITO |  | 5.635 | 0 | Residential | 1 | MILLVILLE | 8332 | 20 | SEA BRIGHT SOLAR, LLC | AC Electric | No | Complete | 2013-10-07 | 2014-02-06 | 2014-03-13 | 2014-03-13
SRP21657 | SREC Solar | KOPLITZ |  | 11.27 | 0 | Residential | 1 | BAYVILLE | 8721 | 18 | NJR HOME SERVICES. | JCP&L | No | Complete | 2013-10-07 | 2014-02-27 | 2014-03-06 | 2014-03-06
SRP21658 | SREC Solar | MCCARTHY |  | 3.38 | 0 | Residential | 1 | HAMILTON | 8690 | 12 | TOTAL EXTERIORS | PSE&G BPU | No | Complete | 2013-10-07 | 2014-04-04 | 2014-04-21 | 2014-04-21
SRP21659 | SREC Solar | PARIKH |  | 3.12 | 0 | Residential | 0 | ISELIN | 8830 | 11 | TOTAL EXTERIORS | PSE&G BPU | No | Complete | 2013-10-07 | 2014-09-23 | 2014-10-01 | 2014-10-01
SRP21660 | SREC Solar | WOLFFBRANDT |  | 6.12 | 0 | Residential | 1 | PENNSVILLE | 8070 | 16 | SEA BRIGHT SOLAR, LLC | AC Electric | No | Complete | 2013-10-07 | 2014-04-28 | 2014-05-05 | 2014-05-05
SRP21661 | SREC Solar | SCANDRETT |  | 6.37 | 0 | Residential | 1 | WALL | 7719 | 17 | NJR HOME SERVICES. | JCP&L | No | Complete | 2013-10-07 | 2014-02-27 | 2014-03-06 | 2014-03-06
SRP21662 | SREC Solar | SQUIRES |  | 6.24 | 0 | Residential | 1 | ROBBINSVILLE | 8691 | 12 | TOTAL EXTERIORS | PSE&G BPU | No | Complete | 2013-10-07 | 2014-03-07 | 2014-03-20 | 2014-03-20
SRP21663 | SREC Solar | HATTY |  | 6.615 | 0 | Residential | 1 | RIO GRANDE | 8242 | 21 | RCL ENTERPRISES INC. | AC Electric | No | Complete | 2013-10-07 | 2014-01-14 | 2014-01-29 | 2014-01-29
SRP21664 | SREC Solar | SOMERS |  | 9.555 | 0 | Residential | 1 | PRINCETON JCT | 8550 | 12 | RCL ENTERPRISES INC. | PSE&G BPU | No | Complete | 2013-10-07 | 2014-02-18 | 2014-03-03 | 2014-03-03
SRP21665 | SREC Solar | KURTZ |  | 10.78 | 0 | Residential | 1 | COLD SPRING | 8204 | 21 | RCL ENTERPRISES INC. | AC Electric | No | Complete | 2013-10-07 | 2014-01-16 | 2014-01-30 | 2014-01-30
SRP21666 | SREC Solar | PETERSON SR |  | 9.555 | 0 | Residential | 1 | CANTON | 8079 | 16 | RCL ENTERPRISES INC. | AC Electric | No | Complete | 2013-10-07 | 2014-01-14 | 2014-01-30 | 2014-01-30
SRP21669 | SREC Solar | BURKE |  | 6 | 0 | Residential | 1 | FORKED RIVER | 8731 | 18 | ROOF DIAGNOSTICS INC | PSE&G BPU | No | Complete | 2013-10-07 | 2014-03-21 | 2014-03-27 | 2014-03-27
SRP21671 | SREC Solar | WARR |  | 4.16 | 0 | Residential | 0 | TOMS RIVER | 8753 | 18 | TOTAL EXTERIORS | JCP&L | No | Complete | 2013-10-07 | 2014-03-20 | 2014-03-27 | 2014-03-27
SRP21672 | SREC Solar | PETRUCELLI |  | 4.16 | 0 | Residential | 0 | SEWAREN | 7077 | 11 | TOTAL EXTERIORS | PSE&G BPU | No | Complete | 2013-10-07 | 2014-01-30 | 2014-02-17 | 2014-02-17
SRP21674 | SREC Solar | PHOX ACKLES |  | 7.5 | 0 | Residential | 1 | BURLINGTON | 8016 | 13 | ROOF DIAGNOSTICS INC | PSE&G BPU | No | Complete | 2013-10-07 | 2014-04-24 | 2014-04-30 | 2014-04-30
SRP21675 | SREC Solar | ROYER |  | 8.25 | 0 | Residential | 1 | TOMS RIVER | 8755 | 18 | ROOF DIAGNOSTICS INC | JCP&L | No | Complete | 2013-10-07 | 2014-07-08 | 2014-07-17 | 2014-07-17
SRP21676 | SREC Solar | HECHT |  | 4 | 0 | Residential | 1 | FAIR LAWN | 7410 | 7 | ROOF DIAGNOSTICS INC | PSE&G BPU | No | Complete | 2013-10-07 | 2014-05-21 | 2014-05-29 | 2014-05-29
SRP21677 | SREC Solar | HUSSAIN |  | 6 | 0 | Residential | 1 | EDISON | 8817 | 11 | ROOF DIAGNOSTICS INC | PSE&G BPU | No | Complete | 2013-10-07 | 2014-03-13 | 2014-03-25 | 2014-03-25
SRP21678 | SREC Solar | QUEVEDO |  | 5.5 | 0 | Residential | 1 | OLD BRIDGE | 8857 | 11 | ROOF DIAGNOSTICS INC | JCP&L | No | Complete | 2013-10-07 | 2014-06-13 | 2014-06-19 | 2014-06-19
SRP21679 | SREC Solar | PADILLA |  | 11.025 | 0 | Residential | 1 | EHT | 8234 | 19 | ALLSEASON CONSTRUCTION | AC Electric | No | Complete | 2013-10-07 | 2014-03-07 | 2014-03-17 | 2014-03-17
SRP21680 | SREC Solar | JOHANSON |  | 5.39 | 0 | Residential | 1 | MILLVILLE | 8332 | 20 | ALLSEASON CONSTRUCTION | AC Electric | No | Complete | 2013-10-07 | 2014-01-08 | 2014-01-27 | 2014-01-27
SRP21681 | SREC Solar | TITUS |  | 6.37 | 0 | Residential | 1 | BARNEGAT | 8005 | 18 | ALLSEASON CONSTRUCTION | AC Electric | No | Complete | 2013-10-07 | 2014-03-19 | 2014-04-03 | 2014-04-03
SRP21682 | SREC Solar | KUCHON |  | 5.635 | 0 | Residential | 1 | VILLAS | 8251 | 21 | RCL ENTERPRISES INC. | AC Electric | No | Complete | 2013-10-07 | 2014-01-16 | 2014-01-29 | 2014-01-29
SRP21683 | SREC Solar | KIM |  | 7.194 | 0 | Residential | 0 | BASKING RIDGE | 7920 | 5 | GEOPEAK ENERGY LLC | JCP&L | No | Complete | 2013-10-07 | 2014-01-14 | 2014-01-29 | 2014-01-29
SRP21684 | SREC Solar | CARPENTER |  | 4.41 | 0 | Residential | 1 | WILDWOOD | 8260 | 21 | RCL ENTERPRISES INC. | AC Electric | No | Complete | 2013-10-07 | 2014-06-13 | 2014-07-08 | 2014-07-08
SRP21685 | SREC Solar | SIMPSON |  | 14.21 | 0 | Residential | 1 | SALEM | 8079 | 16 | RCL ENTERPRISES INC. | AC Electric | No | Complete | 2013-10-07 | 2014-03-14 | 2014-03-21 | 2014-03-21
SRP21686 | SREC Solar | BOCLAIR |  | 8.33 | 0 | Residential | 1 | VILLAS | 8251 | 21 | RCL ENTERPRISES INC. | AC Electric | No | Complete | 2013-10-07 | 2014-01-14 | 2014-03-06 | 2014-03-06
SRP21687 | SREC Solar | PETERS |  | 7.395 | 0 | Residential | 1 | MAYS LANDING | 8330 | 19 | ALLSEASON CONSTRUCTION | AC Electric | No | Complete | 2013-10-07 | 2014-06-25 | 2014-07-23 | 2014-07-23
SRP21688 | SREC Solar | YANNOTTA |  | 12.5 | 0 | Residential | 1 | WHIPPANY | 7981 | 3 | TRINITY HEATING AND AIR | JCP&L | No | Complete | 2013-10-07 | 2014-01-28 | 2014-02-17 | 2014-02-17
SRP21690 | SREC Solar | BECKER |  | 9.75 | 0 | Residential | 1 | BURLINGTON TWP | 8610 | 12 | TRINITY HEATING AND AIR | PSE&G BPU | No | Complete | 2013-10-07 | 2014-01-21 | 2014-02-19 | 2014-02-19
SRP21692 | SREC Solar | REYNOLDS |  | 8.82 | 0 | Residential | 1 | SICKLERVILLE | 8081 | 14 | SOLARCITY CORPORATION | AC Electric | No | Complete | 2013-10-07 | 2014-02-20 | 2014-03-07 | 2014-03-07
SRP21694 | SREC Solar | CAREY |  | 6.48 | 0 | Residential | 0 | GROWNS MILLS | 8015 | 13 | SKYLINE SOLAR | JCP&L | No | Complete | 2013-10-07 | 2014-01-16 | 2014-01-29 | 2014-01-29
SRP21695 | SREC Solar | BUCK |  | 7 | 0 | Residential | 1 | MONROEVILLE | 8343 | 16 | ASTRUM SOLAR, LLC | AC Electric | No | Complete | 2013-10-07 | 2014-04-29 | 2014-05-22 | 2014-05-22
SRP21696 | SREC Solar | WINKLER |  | 10 | 0 | Residential | 1 | VENTNOR CITY | 8406 | 19 | ASTRUM SOLAR, LLC | AC Electric | No | Complete | 2013-10-07 | 2014-08-19 | 2014-08-28 | 2014-08-28
SRP21697 | SREC Solar | SACCO JR |  | 10.5 | 0 | Residential | 1 | SEWELL | 8080 | 15 | ASTRUM SOLAR, LLC | AC Electric | No | Complete | 2013-10-07 | 2014-04-15 | 2014-04-22 | 2014-04-22
SRP21698 | SREC Solar | BARSUGLIA |  | 3.92 | 0 | Residential | 1 | VINELAND | 8360 | 20 | SOLARCITY CORPORATION | Vineland Muni Elec | No | Complete | 2013-10-14 | 2014-01-15 | 2014-01-27 | 2014-01-27
SRP21699 | SREC Solar | BROWN |  | 5.88 | 0 | Residential | 1 | BLACKWOOD | 8012 | 14 | SOLARCITY CORPORATION | AC Electric | No | Complete | 2013-10-07 | 2014-03-21 | 2014-04-07 | 2014-04-07
SRP21700 | SREC Solar | WALSH |  | 4 | 0 | Residential | 1 | TOMS RIVER | 8757 | 18 | ASTRUM SOLAR, LLC | JCP&L | No | Complete | 2013-10-07 | 2014-06-25 | 2014-10-20 | 2014-10-20
SRP21701 | SREC Solar | TURNER |  | 8 | 0 | Residential | 1 | HOWELL | 7731 | 17 | ASTRUM SOLAR, LLC | JCP&L | No | Complete | 2014-05-12 | 2014-10-10 | 2014-10-17 | 2014-10-17
SRP21702 | SREC Solar | INKROTE |  | 5.145 | 0 | Residential | 1 | TOMS RIVER | 8757 | 18 | SOLARCITY CORPORATION | JCP&L | No | Complete | 2013-10-07 | 2014-01-21 | 2014-03-06 | 2014-03-06
SRP21703 | SREC Solar | STEWART |  | 10 | 0 | Residential | 1 | WENONAH | 8090 | 15 | ASTRUM SOLAR, LLC | AC Electric | No | Complete | 2013-10-07 | 2014-04-15 | 2014-04-22 | 2014-04-22
SRP21704 | SREC Solar | BEAIL |  | 7.84 | 0 | Residential | 1 | BELLMAWR | 8031 | 14 | SOLARCITY CORPORATION | PSE&G BPU | No | Complete | 2013-10-07 | 2014-01-06 | 2014-02-11 | 2014-02-11
SRP21705 | SREC Solar | DELGOZZO |  | 3.675 | 0 | Residential | 1 | HADDON HEIGHTS | 8035 | 14 | SOLARCITY CORPORATION | PSE&G BPU | No | Complete | 2013-10-14 | 2013-12-23 | 2014-01-06 | 2014-01-06
SRP21706 | SREC Solar | GODFREY | SOUTHAMPTON TOWNSHIP BOE | 554.58 | 0 | School Public K-12 | 1 | VINCENTOWN | 8088 | 13 | RAY ANGELINI, INC. | PSE&G BPU | No | Complete | 2013-10-07 | 2014-01-10 | 2014-01-24 | 2014-01-24
SRP21708 | SREC Solar | SEGAL |  | 9.8 | 0 | Residential | 1 | WEST ORANGE | 7052 | 9 | SOLARCITY CORPORATION | PSE&G BPU | No | Complete | 2013-10-14 | 2014-05-07 | 2014-05-14 | 2014-05-14
SRP21709 | SREC Solar | MONTEIRO |  | 6.615 | 0 | Residential | 1 | MICKLETON | 8056 | 15 | SOLARCITY CORPORATION | AC Electric | No | Complete | 2013-10-07 | 2014-03-26 | 2014-04-08 | 2014-04-08
SRP21710 | SREC Solar | NUSS |  | 9.54 | 0 | Residential | 1 | CAPE MAY BEACH | 8204 | 21 | ASTRUM SOLAR, LLC | AC Electric | No | Complete | 2013-10-07 | 2014-05-23 | 2014-06-03 | 2014-06-03
SRP21711 | SREC Solar | ROBINSON |  | 9.31 | 0 | Residential | 1 | SICKLERVILLE | 8081 | 14 | SOLARCITY CORPORATION | AC Electric | No | Complete | 2013-10-07 | 2013-12-27 | 2014-01-15 | 2014-01-15
SRP21712 | SREC Solar | NATHANSON |  | 8 | 0 | Residential | 1 | CLAYTON | 8312 | 15 | ASTRUM SOLAR, LLC | AC Electric | No | Complete | 2013-10-07 | 2014-05-21 | 2014-05-29 | 2014-05-29
SRP21713 | SREC Solar | SALIU |  | 6.615 | 0 | Residential | 1 | SICKLERVILLE | 8081 | 14 | SOLARCITY CORPORATION | AC Electric | No | Complete | 2013-10-14 | 2014-01-20 | 2014-02-18 | 2014-02-18
SRP21714 | SREC Solar | MORACE |  | 12.75 | 0 | Residential | 1 | WENONAH | 8090 | 15 | ASTRUM SOLAR, LLC | AC Electric | No | Complete | 2013-10-07 | 2014-08-08 | 2014-08-14 | 2014-08-14
SRP21715 | SREC Solar | MASSEY |  | 12 | 0 | Residential | 1 | TINTON FALLS | 7724 | 17 | ASTRUM SOLAR, LLC | JCP&L | No | Complete | 2013-10-07 | 2014-06-03 | 2014-06-06 | 2014-06-06
SRP21716 | SREC Solar | MARRO |  | 12.25 | 0 | Residential | 1 | WENONNAH | 8090 | 15 | ASTRUM SOLAR, LLC | AC Electric | No | Complete | 2013-10-07 | 2014-05-08 | 2014-05-13 | 2014-05-13
SRP21717 | SREC Solar | HACKNEY |  | 14.945 | 0 | Residential | 1 | GALLOWAY | 8205 | 19 | SOLARCITY CORPORATION | AC Electric | No | Complete | 2013-10-07 | 2014-02-26 | 2014-03-12 | 2014-03-12
SRP21718 | SREC Solar | JOHNSON |  | 5.88 | 0 | Residential | 1 | RUNNEMEDE | 8078 | 14 | ALLSEASON CONSTRUCTION | PSE&G BPU | No | Complete | 2013-10-07 | 2014-02-26 | 2014-03-10 | 2014-03-10
SRP21719 | SREC Solar | MARTIN |  | 15.435 | 0 | Residential | 1 | MANALAPAN | 7726 | 17 | RELIABLE POWER SERVICES, INC. | JCP&L | No | Complete | 2013-10-07 | 2014-12-19 | 2015-01-07 | 2015-01-07
SRP21720 | SREC Solar | SHUPE-ARENA |  | 9.065 | 0 | Residential | 1 | MAYS LANDING | 8330 | 19 | ALLSEASON CONSTRUCTION | AC Electric | No | Complete | 2013-10-07 | 2014-04-23 | 2014-05-13 | 2014-05-13
SRP21721 | SREC Solar | CONNOR |  | 16.35 | 0 | Residential | 0 | ALLENWOOD | 8720 | 17 | SEA BRIGHT SOLAR, LLC | JCP&L | No | Complete | 2013-10-07 | 2014-03-04 | 2014-03-17 | 2014-03-17
SRP21722 | SREC Solar | PAZ |  | 9.555 | 0 | Residential | 1 | BARNEGAT | 8005 | 18 | ALLSEASON CONSTRUCTION | AC Electric | No | Complete | 2013-10-07 | 2014-03-26 | 2014-04-08 | 2014-04-08
SRP21723 | SREC Solar | MCCABE |  | 6.37 | 0 | Residential | 1 | MAYS LANDING | 8330 | 19 | ALLSEASON CONSTRUCTION | AC Electric | No | Complete | 2013-10-07 | 2014-03-26 | 2014-04-07 | 2014-04-07
SRP21724 | SREC Solar | RUSSELL |  | 8.085 | 0 | Residential | 1 | PLEASANTVILLE | 8232 | 19 | ALLSEASON CONSTRUCTION | AC Electric | No | Complete | 2013-10-07 | 2014-01-23 | 2014-01-30 | 2014-01-30
SRP21725 | SREC Solar | JOSHI |  | 17.885 | 0 | Residential | 1 | EDISON | 8820 | 11 | SOLARCITY CORPORATION | PSE&G BPU | No | Complete | 2013-10-14 | 2014-05-16 | 2014-05-22 | 2014-05-22
SRP21726 | SREC Solar | LENGETTI |  | 4.9 | 0 | Residential | 1 | GLENDORA | 8029 | 14 | SOLARCITY CORPORATION | PSE&G BPU | No | Complete | 2013-10-15 | 2014-01-14 | 2014-02-11 | 2014-02-11
SRP21727 | SREC Solar | SALAS |  | 7.35 | 0 | Residential | 1 | CARDIFF | 8234 | 19 | SOLARCITY CORPORATION | AC Electric | No | Complete | 2013-10-14 | 2014-01-21 | 2014-02-18 | 2014-02-18
SRP21728 | SREC Solar | AMMANN |  | 5.635 | 0 | Residential | 1 | BERLIN TWP | 8091 | 14 | SOLARCITY CORPORATION | AC Electric | No | Complete | 2013-10-14 | 2014-02-20 | 2014-03-07 | 2014-03-07
SRP21730 | SREC Solar | EHRLICH |  | 11.25 | 0 | Residential | 1 | WEST ORANGE | 7052 | 9 | SOLARCITY CORPORATION | PSE&G BPU | No | Complete | 2013-10-07 | 2014-04-28 | 2014-05-05 | 2014-05-05
SRP21731 | SREC Solar | PULUSANI |  | 5.25 | 0 | Residential | 0 | WARREN | 7059 | 5 | TRINITY HEATING AND AIR | JCP&L | No | Complete | 2013-10-07 | 2014-04-11 | 2014-05-21 | 2014-05-21
SRP21732 | SREC Solar | CURATOLA |  | 4.25 | 0 | Residential | 0 | BLOOMFIELD | 7003 | 9 | TRINITY HEATING AND AIR | PSE&G BPU | No | Complete | 2013-10-07 | 2014-01-07 | 2014-01-17 | 2014-01-17
SRP21733 | SREC Solar | ARGEMIL |  | 3.185 | 0 | Residential | 1 | PERTH AMBOY | 8861 | 11 | VIVINT SOLAR | PSE&G BPU | No | Complete | 2013-10-07 | 2014-05-09 | 2014-05-14 | 2014-05-14
SRP21734 | SREC Solar | LOFORESE |  | 5.635 | 0 | Residential | 1 | TOTOWA | 7512 | 6 | SOLARCITY CORPORATION | PSE&G BPU | No | Complete | 2013-10-14 | 2014-03-11 | 2014-03-17 | 2014-03-17
SRP21735 | SREC Solar | ARCAMONE |  | 5.635 | 0 | Residential | 1 | N. BRUNSWICK | 8902 | 11 | VIVINT SOLAR | PSE&G BPU | No | Complete | 2013-10-07 | 2014-07-03 | 2014-07-17 | 2014-07-17
SRP21736 | SREC Solar | FACCHINI |  | 4.655 | 0 | Residential | 1 | N. BRUNSWICK | 8902 | 11 | VIVINT SOLAR | PSE&G BPU | No | Complete | 2013-10-07 | 2014-07-25 | 2014-08-01 | 2014-08-01
SRP21738 | SREC Solar | AYALA |  | 5.39 | 0 | Residential | 1 | WOODBRIDGE | 7095 | 11 | VIVINT SOLAR | PSE&G BPU | No | Complete | 2013-10-07 | 2014-04-15 | 2014-05-22 | 2014-05-22
SRP21739 | SREC Solar | JOHN |  | 2.94 | 0 | Residential | 1 | UNION | 7083 | 10 | VIVINT SOLAR | PSE&G BPU | No | Complete | 2013-10-07 | 2014-05-02 | 2014-06-03 | 2014-06-03
SRP21740 | SREC Solar | GREGORIO |  | 2.805 | 0 | Residential | 1 | TEANECK | 7666 | 7 | VIVINT SOLAR | PSE&G BPU | No | Complete | 2013-10-07 | 2015-01-29 | 2015-04-29 | 2015-04-29
SRP21741 | SREC Solar | PAWLOWSKI |  | 7.35 | 0 | Residential | 1 | MANVILLE | 8835 | 5 | VIVINT SOLAR | PSE&G BPU | No | Complete | 2013-10-07 | 2013-12-11 | 2013-12-27 | 2013-12-27
SRP21742 | SREC Solar | MENENDEZ |  | 3.92 | 0 | Residential | 1 | WOODBRIDGE | 7095 | 11 | VIVINT SOLAR | PSE&G BPU | No | Complete | 2013-10-07 | 2014-04-02 | 2014-04-10 | 2014-04-10
SRP21745 | SREC Solar | KING |  | 4.41 | 0 | Residential | 1 | PORT READING | 7064 | 11 | VIVINT SOLAR | PSE&G BPU | No | Complete | 2013-10-07 | 2014-03-27 | 2014-04-16 | 2014-04-16
SRP21747 | SREC Solar | CRESPO |  | 2.94 | 0 | Residential | 1 | PERTH AMBOY | 8861 | 11 | VIVINT SOLAR | PSE&G BPU | No | Complete | 2013-10-07 | 2014-05-13 | 2014-05-21 | 2014-05-21
SRP21748 | SREC Solar | AHLUWALIA |  | 3.185 | 0 | Residential | 1 | AVENEL | 7001 | 11 | VIVINT SOLAR | PSE&G BPU | No | Complete | 2013-10-07 | 2014-04-02 | 2014-04-10 | 2014-04-10
SRP21751 | SREC Solar | DUNCAN |  | 2.695 | 0 | Residential | 1 | N. BRUNSWICK | 8902 | 11 | VIVINT SOLAR | PSE&G BPU | No | Complete | 2013-10-07 | 2014-06-27 | 2014-07-28 | 2014-07-28
SRP21753 | SREC Solar | MUNOZ |  | 2.64 | 0 | Residential | 1 | UNION | 7083 | 10 | VIVINT SOLAR | PSE&G BPU | No | Complete | 2013-10-07 | 2014-01-10 | 2014-01-24 | 2014-01-24
SRP21754 | SREC Solar | MARKUSSEN |  | 6.125 | 0 | Residential | 1 | FORDS | 8863 | 11 | VIVINT SOLAR | PSE&G BPU | No | Complete | 2013-10-07 | 2014-02-27 | 2014-03-12 | 2014-03-12
SRP21755 | SREC Solar | MARIANO |  | 4 | 0 | Residential | 1 | BROWNS MILLS | 8015 | 13 | TRINITY HEATING AND AIR | JCP&L | No | Complete | 2013-10-07 | 2013-11-07 | 2013-11-15 | 2013-11-15
SRP21756 | SREC Solar | KUSPIEL |  | 5.39 | 0 | Residential | 1 | METUCHEN | 8840 | 11 | VIVINT SOLAR | PSE&G BPU | No | Complete | 2013-10-07 | 2014-02-12 | 2014-03-05 | 2014-03-05
SRP21757 | SREC Solar | CELAURO |  | 7.25 | 0 | Residential | 1 | MANAHAWKIN | 8050 | 18 | TRINITY HEATING AND AIR | AC Electric | No | Complete | 2013-10-07 | 2014-01-08 | 2014-01-27 | 2014-01-27
SRP21759 | SREC Solar | LUSNIA |  | 8.5 | 0 | Residential | 1 | LAKEWOOD | 8701 | 18 | TRINITY HEATING AND AIR | JCP&L | No | Complete | 2013-10-07 | 2013-12-18 | 2014-01-16 | 2014-01-16
SRP21760 | SREC Solar | BLACKSTEN |  | 12 | 0 | Residential | 1 | MILLVILLE | 8332 | 20 | TRINITY HEATING AND AIR | AC Electric | No | Complete | 2013-10-07 | 2014-01-20 | 2014-02-17 | 2014-02-17
SRP21761 | SREC Solar | SHIFFLETTE |  | 4.75 | 0 | Residential | 1 | JACKSON | 8527 | 18 | TRINITY HEATING AND AIR | JCP&L | No | Complete | 2013-10-07 | 2013-12-19 | 2014-01-08 | 2014-01-08
SRP21762 | SREC Solar | DEPRUME |  | 12.5 | 0 | Residential | 1 | NEW EGYPT | 8533 | 18 | TRINITY HEATING AND AIR | JCP&L | No | Complete | 2013-10-07 | 2013-11-25 | 2013-12-02 | 2013-12-02
SRP21763 | SREC Solar | HARTRUM |  | 7 | 0 | Residential | 1 | NORTH PLAINFIELD | 7060 | 10 | TRINITY HEATING AND AIR | PSE&G BPU | No | Complete | 2013-10-07 | 2013-12-16 | 2013-12-19 | 2013-12-19
SRP21764 | SREC Solar | WYNTER |  | 6.5 | 0 | Residential | 1 | LAKEWOOD | 8701 | 18 | KOPP ELECTRIC COMPANY | JCP&L | No | Complete | 2013-10-07 | 2014-02-20 | 2014-03-05 | 2014-03-05
SRP21765 | SREC Solar | SIBONA |  | 6.5 | 0 | Residential | 1 | LAKEWOOD | 8701 | 18 | KOPP ELECTRIC COMPANY | JCP&L | No | Complete | 2013-10-07 | 2014-02-24 | 2014-03-06 | 2014-03-06
SRP21767 | SREC Solar | PALAGANAS |  | 5 | 0 | Residential | 1 | LAKEWOOD | 8701 | 18 | KOPP ELECTRIC COMPANY | JCP&L | No | Complete | 2013-10-07 | 2014-02-04 | 2014-02-18 | 2014-02-18
SRP21769 | SREC Solar | SCAROLA |  | 16.8 | 0 | Residential | 1 | EDISON | 8820 | 11 | PRO CUSTOM SOLAR | PSE&G BPU | No | Complete | 2013-10-14 | 2014-01-15 | 2014-01-29 | 2014-01-29
SRP21770 | SREC Solar | CHRISTOUDIAS | JOHN CHRISTOUDIAS & ASSOCIATES | 5.28 | 0 | Residential | 0 | POINT PLEASANT | 8742 | 18 | ADVANCED SOLAR & ENERGY SOLUTIONS | JCP&L | No | QC Selected | 2013-10-14 | 2015-04-09
SRP21771 | SREC Solar | BRUCE |  | 8.16 | 0 | Residential | 1 | FORKED RIVER | 8731 | 18 | EZNERGY LLC | JCP&L | No | Complete | 2013-10-14 | 2014-06-30 | 2014-07-09 | 2014-07-09
SRP21772 | SREC Solar | REDMOND |  | 9.065 | 0 | Residential | 1 | MAYS LANDING | 8330 | 19 | ACOS ENERGY, LLC | AC Electric | No | Complete | 2013-10-14 | 2014-04-04 | 2014-04-16 | 2014-04-16
SRP21773 | SREC Solar | GROSS |  | 10.535 | 0 | Residential | 1 | EGG HARBOR TOWNSHIP | 8094 | 15 | ACOS ENERGY, LLC | AC Electric | No | Complete | 2013-10-14 | 2014-01-10 | 2014-01-23 | 2014-01-23
SRP21774 | SREC Solar | HENDRICKSON |  | 16.66 | 0 | Residential | 1 | MAYS LANDING | 8330 | 19 | ACOS ENERGY, LLC | AC Electric | No | Complete | 2013-10-14 | 2014-05-27 | 2014-05-30 | 2014-05-30
SRP21776 | SREC Solar | RAAB |  | 4.41 | 0 | Residential | 1 | MAYS LANDING | 8330 | 19 | ACOS ENERGY, LLC | AC Electric | No | Complete | 2013-10-14 | 2014-04-04 | 2014-04-16 | 2014-04-16
SRP21777 | SREC Solar | MCELROY |  | 11.025 | 0 | Residential | 1 | TOMS RIVER | 8753 | 18 | EZNERGY LLC | JCP&L | No | Complete | 2013-10-14 | 2013-12-31 | 2014-01-10 | 2014-01-10
SRP21778 | SREC Solar | DONNELLY |  | 7.194 | 0 | Residential | 1 | EAST BRUNSWICK | 8816 | 11 | GREEN APPLE ENERGY SYSTEMS, LLC | PSE&G BPU | No | Complete | 2013-10-14 | 2014-03-14 | 2014-03-21 | 2014-03-21
SRP21779 | SREC Solar | DATZ |  | 7.35 | 0 | Residential | 1 | BRIDGETON | 8302 | 20 | RCL ENTERPRISES INC. | AC Electric | No | Complete | 2013-10-14 | 2014-01-14 | 2014-01-24 | 2014-01-24
SRP21780 | SREC Solar | HICKMAN |  | 14.21 | 0 | Residential | 1 | CAPE MAY | 8204 | 21 | RCL ENTERPRISES INC. | AC Electric | No | Complete | 2013-10-14 | 2014-04-23 | 2014-05-05 | 2014-05-05
SRP21781 | SREC Solar | DELLISANTI |  | 6.63 | 0 | Residential | 1 | HOWELL | 7731 | 17 | NJR HOME SERVICES. | JCP&L | No | Complete | 2013-10-14 | 2014-02-28 | 2014-03-14 | 2014-03-14
SRP21782 | SREC Solar | JOHNSON |  | 13.23 | 0 | Residential | 1 | LEH | 8087 | 18 | NJR HOME SERVICES. | AC Electric | No | Complete | 2013-10-14 | 2014-03-12 | 2014-03-19 | 2014-03-19
SRP21783 | SREC Solar | MORGAN |  | 6.63 | 0 | Residential | 1 | MANAHAWKIN | 8050 | 18 | NJR HOME SERVICES. | AC Electric | No | Complete | 2013-10-21 | 2014-04-10 | 2014-04-17 | 2014-04-17
SRP21784 | SREC Solar | MCGILL |  | 6.5 | 0 | Residential | 1 | SOMERSET | 8873 | 5 | TRINITY HEATING AND AIR | PSE&G BPU | No | Complete | 2013-10-14 | 2014-01-28 | 2014-02-18 | 2014-02-18
SRP21785 | SREC Solar | RICE |  | 3.92 | 0 | Residential | 1 | UNION | 7083 | 10 | VIVINT SOLAR | PSE&G BPU | No | Complete | 2013-10-14 | 2014-09-15 | 2014-09-23 | 2014-09-23
SRP21786 | SREC Solar | KAPLAN |  | 10.25 | 0 | Residential | 1 | EAST WINDSOR | 8520 | 12 | TRINITY HEATING AND AIR | JCP&L | No | Complete | 2013-10-14 | 2013-12-18 | 2014-01-06 | 2014-01-06
SRP21787 | SREC Solar | ZITO |  | 5.75 | 0 | Residential | 1 | ISELIN | 8830 | 11 | TRINITY HEATING AND AIR | PSE&G BPU | No | Complete | 2013-10-14 | 2014-01-30 | 2014-02-17 | 2014-02-17
SRP21788 | SREC Solar | NORTON |  | 18 | 0 | Residential | 1 | POLE TAVERN | 8318 | 16 | RCL ENTERPRISES INC. | AC Electric | No | Complete | 2013-10-14 | 2014-02-06 | 2014-02-21 | 2014-02-21
SRP21789 | SREC Solar | GUPTA |  | 5.635 | 0 | Residential | 1 | HILLSBOROUGH | 8844 | 5 | SUNGEVITY, INC. | PSE&G BPU | No | Complete | 2013-10-14 | 2014-10-10 | 2014-10-17 | 2014-10-17
SRP21790 | SREC Solar | PALAIA |  | 6.86 | 0 | Residential | 1 | BAYVILLE | 8721 | 18 | SUNGEVITY, INC. | JCP&L | No | Complete | 2013-10-14 | 2014-03-14 | 2014-03-21 | 2014-03-21
SRP21791 | SREC Solar | PARROTT |  | 9.31 | 0 | Residential | 1 | ROBBINSVILLE | 8691 | 12 | SUNGEVITY, INC. | PSE&G BPU | No | Complete | 2013-10-14 | 2014-03-11 | 2014-03-17 | 2014-03-17
SRP21792 | SREC Solar | DIAZ |  | 4.9 | 0 | Residential | 1 | PERTH AMBOY | 8861 | 11 | EZNERGY LLC | PSE&G BPU | No | Complete | 2013-10-14 | 2014-03-24 | 2014-04-23 | 2014-04-23
SRP21793 | SREC Solar | WICKEL |  | 6 | 0 | Residential | 1 | GLASSBORO | 8028 | 15 | TRINITY HEATING AND AIR | AC Electric | No | Complete | 2013-10-14 | 2013-12-16 | 2013-12-19 | 2013-12-19
SRP21794 | SREC Solar | KAMPERT |  | 8.33 | 0 | Residential | 1 | SHIP BOTTOM | 8006 | 18 | ALLSEASON CONSTRUCTION | AC Electric | No | Complete | 2013-10-14 | 2014-02-26 | 2014-03-14 | 2014-03-14
SRP21795 | SREC Solar | KULBABA |  | 12 | 0 | Residential | 1 | CLARK | 7066 | 10 | TRINITY HEATING AND AIR | PSE&G BPU | No | Complete | 2013-10-14 | 2013-11-07 | 2013-11-18 | 2013-11-18
SRP21796 | SREC Solar | LAKSHMINARAYANAN |  | 11 | 0 | Residential | 1 | BURLINGTON | 8016 | 13 | TRINITY HEATING AND AIR | PSE&G BPU | No | Complete | 2013-10-14 | 2014-01-08 | 2014-01-29 | 2014-01-29
SRP21798 | SREC Solar | PETEET JR |  | 4.165 | 0 | Residential | 1 | SOMERSET | 8873 | 5 | VIVINT SOLAR | PSE&G BPU | No | Complete | 2013-10-14 | 2014-07-25 | 2014-08-01 | 2014-08-01
SRP21799 | SREC Solar | COTLER |  | 5.886 | 0 | Residential | 1 | WANAMASSA | 7712 | 17 | GREEN APPLE ENERGY SYSTEMS, LLC | JCP&L | No | Complete | 2013-10-14 | 2014-03-03 | 2014-03-11 | 2014-03-11
SRP21800 | SREC Solar | RUSSOMANNO |  | 11.515 | 0 | Residential | 1 | TOMS RIVER | 8753 | 18 | SOLARCITY CORPORATION | JCP&L | No | Complete | 2013-10-14 | 2014-02-12 | 2014-03-05 | 2014-03-05
SRP21801 | SREC Solar | JOSEPH |  | 6.5 | 0 | Residential | 1 | PISCATAWAY | 8854 | 11 | TRINITY HEATING AND AIR | PSE&G BPU | No | Complete | 2013-10-14 | 2014-03-05 | 2014-03-17 | 2014-03-17
SRP21802 | SREC Solar | DESHONG |  | 8.25 | 0 | Residential | 1 | CLARKSBORO | 8020 | 15 | TRINITY HEATING AND AIR | AC Electric | No | Complete | 2013-10-14 | 2014-02-28 | 2014-03-13 | 2014-03-13
SRP21803 | SREC Solar | CHANG |  | 6.37 | 0 | Residential | 1 | E. BRUNSWICK | 8816 | 11 | VIVINT SOLAR | PSE&G BPU | No | Complete | 2013-10-14 | 2014-05-02 | 2014-05-22 | 2014-05-22
SRP21804 | SREC Solar | TAYLOR |  | 3.43 | 0 | Residential | 1 | N. BRUNSWICK | 8902 | 11 | VIVINT SOLAR | PSE&G BPU | No | Complete | 2013-10-14 | 2014-04-16 | 2014-04-25 | 2014-04-25
SRP21807 | SREC Solar | RIZZITELLO |  | 9.156 | 0 | Residential | 0 | FREEHOLD | 7728 | 17 | RELIABLE POWER SERVICES, INC. | JCP&L | No | Complete | 2013-10-14 | 2014-01-20 | 2014-01-30 | 2014-01-30
SRP21808 | SREC Solar | MERUSI |  | 7.35 | 0 | Residential | 1 | EHT | 8234 | 19 | SOLARCITY CORPORATION | AC Electric | No | Complete | 2013-10-14 | 2014-03-26 | 2014-04-08 | 2014-04-08
SRP21809 | SREC Solar | BARNES |  | 11.925 | 0 | Residential | 0 | LUMBERTON | 8048 | 13 | AMPED ON SOLAR | PSE&G BPU | No | Complete | 2013-10-14 | 2014-04-22 | 2014-05-01 | 2014-05-01
SRP21810 | SREC Solar | BABULA |  | 9 | 0 | Residential | 1 | PHILLIPSBURG | 8865 | 2 | SOLARCITY CORPORATION | JCP&L | No | Complete | 2013-10-14 | 2014-08-15 | 2014-08-25 | 2014-08-25
SRP21812 | SREC Solar | BEVACQUA |  | 7.75 | 0 | Residential | 1 | BOONTON | 7005 | 3 | TRINITY HEATING AND AIR | JCP&L | No | Complete | 2013-10-14 | 2013-11-25 | 2013-12-02 | 2013-12-02
SRP21813 | SREC Solar | ANASTASIO |  | 6.615 | 0 | Residential | 1 | BRIDEWATER | 8807 | 5 | VIVINT SOLAR | PSE&G BPU | No | Complete | 2013-10-14 | 2014-06-19 | 2014-06-24 | 2014-06-24
SRP21814 | SREC Solar | WEIBAUM |  | 7 | 0 | Residential | 1 | SOMERSET | 8873 | 5 | TRINITY HEATING AND AIR | PSE&G BPU | No | Complete | 2013-10-14 | 2014-01-24 | 2014-02-06 | 2014-02-06
SRP21815 | SREC Solar | LOMONACO |  | 13.23 | 0 | Residential | 1 | HACKETTSTOWN | 7840 | 2 | EAST COAST ALTERNATIVE ENERGY | JCP&L | No | Complete | 2013-10-14 | 2013-11-21 | 2013-11-26 | 2013-11-26
SRP21817 | SREC Solar | ROJAS WAHL |  | 6.48 | 0 | Residential | 0 | TEANECK | 7666 | 7 | AMPED ON SOLAR | PSE&G BPU | No | Complete | 2013-10-14 | 2014-06-06 | 2014-06-11 | 2014-06-11
SRP21818 | SREC Solar | MATOS |  | 2.94 | 0 | Residential | 1 | PERTH AMBOY | 8861 | 11 | VIVINT SOLAR | PSE&G BPU | No | Complete | 2013-10-14 | 2014-09-15 | 2014-09-23 | 2014-09-23
SRP21819 | SREC Solar | MONTESCHIO |  | 11.27 | 0 | Residential | 1 | BRIDGEWATER | 8807 | 5 | VIVINT SOLAR | PSE&G BPU | No | Complete | 2013-10-14 | 2014-04-02 | 2014-04-10 | 2014-04-10
SRP21820 | SREC Solar | ALMONTE |  | 3.43 | 0 | Residential | 1 | RIDGEFIELD | 7660 | 7 | VIVINT SOLAR | PSE&G BPU | No | Complete | 2013-10-14 | 2014-07-03 | 2014-07-16 | 2014-07-16
SRP21821 | SREC Solar | VODOOR |  | 4.9 | 0 | Residential | 1 | UNION | 7083 | 10 | VIVINT SOLAR | PSE&G BPU | No | Complete | 2013-10-14 | 2014-04-25 | 2014-04-30 | 2014-04-30
SRP21822 | SREC Solar | TAVERAS |  | 5.145 | 0 | Residential | 1 | PERTH AMBOY | 8861 | 11 | VIVINT SOLAR | PSE&G BPU | No | Complete | 2013-10-14 | 2014-06-16 | 2014-07-23 | 2014-07-23
SRP21823 | SREC Solar | ALLEMAN |  | 6.63 | 0 | Residential | 1 | UNION | 7083 | 10 | VIVINT SOLAR | PSE&G BPU | No | Complete | 2013-10-14 | 2014-09-05 | 2014-10-08 | 2014-10-08
SRP21824 | SREC Solar | BAKSHI |  | 11.772 | 0 | Residential | 1 | WATCHUNG | 7069 | 5 | SEA BRIGHT SOLAR, LLC | PSE&G BPU | No | Complete | 2013-10-14 | 2014-03-14 | 2014-03-21 | 2014-03-21
SRP21825 | SREC Solar | CHEN |  | 4.165 | 0 | Residential | 1 | WHIPPANY | 7981 | 3 | VIVINT SOLAR | JCP&L | No | Complete | 2013-10-14 | 2014-08-13 | 2014-10-24 | 2014-10-24
SRP21827 | SREC Solar | MELNICK |  | 4.75 | 0 | Residential | 1 | SOMERSET | 8873 | 5 | TRINITY HEATING AND AIR | PSE&G BPU | No | Complete | 2013-10-14 | 2014-01-08 | 2014-01-27 | 2014-01-27
SRP21828 | SREC Solar | STOLTE |  | 7.705 | 0 | Residential | 0 | WARETOWN | 8758 | 18 | GREEN POWER ENERGY LLC | JCP&L | No | Complete | 2013-10-14 | 2014-05-21 | 2014-05-27 | 2014-05-27
SRP21829 | SREC Solar | PASSY |  | 7.5 | 0 | Residential | 1 | JACKSON | 8527 | 18 | TRINITY HEATING AND AIR | JCP&L | No | Complete | 2013-10-14 | 2013-12-19 | 2014-01-06 | 2014-01-06
SRP21831 | SREC Solar | PETRACCA |  | 14 | 0 | Residential | 1 | TOMS RIVER | 8753 | 18 | TRINITY HEATING AND AIR | JCP&L | No | Complete | 2013-10-14 | 2014-02-06 | 2014-02-20 | 2014-02-20
SRP21832 | SREC Solar | IANELLI | 130 GREGG STREET | 110.5 | 0 | Commercial | 0 | LODI | 7644 | 7 | AMBERJACK SOLAR ENERGY | PSE&G BPU | No | Complete | 2013-10-14 | 2014-06-24 | 2014-06-26 | 2014-06-26
SRP21833 | SREC Solar | KOPLITZ |  | 8.33 | 0 | Residential | 1 | LANOKA HARBOR | 8734 | 18 | NJR HOME SERVICES. | JCP&L | No | Complete | 2013-10-14 | 2014-01-23 | 2014-01-30 | 2014-01-30
SRP21834 | SREC Solar | MAINIERO |  | 18.62 | 0 | Residential | 1 | DOROTHY | 8317 | 19 | ALLSEASON CONSTRUCTION | AC Electric | No | Complete | 2013-10-14 | 2014-03-06 | 2014-03-17 | 2014-03-17
SRP21835 | SREC Solar | PASTRANA |  | 10.29 | 0 | Residential | 1 | EHT | 8234 | 19 | ALLSEASON CONSTRUCTION | AC Electric | No | Complete | 2013-10-14 | 2014-01-15 | 2014-01-31 | 2014-01-31
SRP21836 | SREC Solar | KRISSAK |  | 9.5 | 0 | Residential | 1 | COLONIA | 7067 | 10 | ROOF DIAGNOSTICS INC | PSE&G BPU | No | Complete | 2013-10-14 | 2014-03-03 | 2014-03-26 | 2014-03-26
SRP21837 | SREC Solar | DONOHUE |  | 5.75 | 0 | Residential | 0 | JACKSON | 8527 | 18 | TRINITY HEATING AND AIR | JCP&L | No | Complete | 2013-10-14 | 2014-02-04 | 2014-02-19 | 2014-02-19
SRP21838 | SREC Solar | RUGGIERO |  | 8.33 | 0 | Residential | 1 | EHT | 8234 | 19 | ALLSEASON CONSTRUCTION | AC Electric | No | Complete | 2013-10-14 | 2013-12-27 | 2014-01-15 | 2014-01-15
SRP21839 | SREC Solar | LE |  | 8 | 0 | Residential | 0 | ELMWOOD PARK | 7407 | 7 | TRINITY HEATING AND AIR | PSE&G BPU | No | Complete | 2013-10-14 | 2014-07-03 | 2014-09-22 | 2014-09-22
SRP21840 | SREC Solar | LEROY |  | 9.25 | 0 | Residential | 0 | BERLIN | 8009 | 14 | TRINITY HEATING AND AIR | AC Electric | No | Complete | 2013-10-14 | 2014-02-24 | 2014-03-06 | 2014-03-06
SRP21841 | SREC Solar | MCDONOUGH |  | 8.5 | 0 | Residential | 1 | HIGHTSTOWN | 8520 | 12 | ROOF DIAGNOSTICS INC | JCP&L | No | Complete | 2013-10-14 | 2014-01-28 | 2014-02-11 | 2014-02-11
SRP21842 | SREC Solar | ROSALES |  | 4.9 | 0 | Residential | 1 | WASHINGTON TWP | 8012 | 14 | SOLARCITY CORPORATION | AC Electric | No | Complete | 2013-10-14 | 2014-02-18 | 2014-03-03 | 2014-03-03
SRP21843 | SREC Solar | HARGRETT | EAST ORANGE WATER DEPARTMENT | 5522.58 | 0 | Government Facility | 1 | SHORT HILLS | 7078 | 9 | PRO-TECH ENERGY SOLUTIONS | JCP&L | No | Complete | 2013-10-14 | 2014-05-15 | 2014-05-21 | 2014-05-21
SRP21844 | SREC Solar | PIERZNIK |  | 5.145 | 0 | Residential | 1 | CLAYTON | 8312 | 15 | SOLARCITY CORPORATION | AC Electric | No | Complete | 2013-10-14 | 2013-12-27 | 2014-01-15 | 2014-01-15
SRP21845 | SREC Solar | LOHMEYER |  | 4.75 | 0 | Residential | 0 | COLUMBUS | 8022 | 13 | TRINITY HEATING AND AIR | PSE&G BPU | No | Complete | 2013-10-14 | 2014-01-31 | 2014-02-11 | 2014-02-11
SRP21846 | SREC Solar | WEST |  | 4.165 | 0 | Residential | 1 | WILLINGBORO | 8046 | 13 | SOLARCITY CORPORATION | PSE&G BPU | No | Complete | 2013-10-14 | 2013-12-20 | 2014-01-08 | 2014-01-08
SRP21847 | SREC Solar | SANTANA |  | 5.39 | 0 | Residential | 1 | BAYONNE | 7002 | 8 | SOLARCITY CORPORATION | PSE&G BPU | No | Complete | 2013-10-14 | 2014-03-19 | 2014-04-03 | 2014-04-03
SRP21848 | SREC Solar | MANNS |  | 6.615 | 0 | Residential | 1 | WINSLOW TWP | 8081 | 14 | SOLARCITY CORPORATION | AC Electric | No | Complete | 2013-10-14 | 2014-01-30 | 2014-02-17 | 2014-02-17
SRP21849 | SREC Solar | HOLM CLARK |  | 9.555 | 0 | Residential | 1 | LUMBERTON | 8048 | 13 | SOLARCITY CORPORATION | PSE&G BPU | No | Complete | 2013-10-21 | 2013-12-27 | 2014-01-15 | 2014-01-15
SRP21851 | SREC Solar | WALATEK |  | 6 | 0 | Residential | 0 | GARFIELD | 7026 | 7 | TRINITY HEATING AND AIR | PSE&G BPU | No | Complete | 2013-10-14 | 2014-03-24 | 2014-04-07 | 2014-04-07
SRP21852 | SREC Solar | VANDEZILVER |  | 7.5 | 0 | Residential | 1 | JACKSON | 8527 | 18 | ROOF DIAGNOSTICS INC | JCP&L | No | Complete | 2013-10-14 | 2013-12-30 | 2014-01-16 | 2014-01-16
SRP21853 | SREC Solar | RODRIGUEZ |  | 7.5 | 0 | Residential | 1 | BRICK | 8723 | 18 | ROOF DIAGNOSTICS INC | JCP&L | No | Complete | 2013-10-14 | 2013-12-30 | 2014-01-16 | 2014-01-16
SRP21855 | SREC Solar | NOLA |  | 7.92 | 0 | Residential | 1 | LAKEHURST | 8733 | 18 | KOPP ELECTRIC COMPANY | JCP&L | No | Complete | 2013-10-14 | 2014-03-06 | 2014-03-17 | 2014-03-17
SRP21856 | SREC Solar | PARRY |  | 4.165 | 0 | Residential | 1 | PARSIPPANY | 7054 | 3 | SOLARCITY CORPORATION | JCP&L | No | Complete | 2013-10-14 | 2014-01-31 | 2014-02-12 | 2014-02-12
SRP21857 | SREC Solar | FELDER |  | 3.43 | 0 | Residential | 1 | VILLAS | 8251 | 21 | SOLARCITY CORPORATION | AC Electric | No | Complete | 2013-10-14 | 2014-01-31 | 2014-02-12 | 2014-02-12
SRP21858 | SREC Solar | VITALE |  | 11.25 | 0 | Residential | 1 | HOWELL | 7731 | 17 | ASTRUM SOLAR, LLC | JCP&L | No | Complete | 2013-10-14 | 2014-04-15 | 2014-04-22 | 2014-04-22
SRP21859 | SREC Solar | NAGLER | GLOBE DIE CUTTING INC | 312 | 0 | Commercial | 1 | METUCHEN | 8840 | 11 | DYNAMIC SOLAR, LLC- WAYNE | PSE&G BPU | No | Complete | 2013-10-14 | 2013-11-14 | 2013-12-16 | 2013-12-16
SRP21861 | SREC Solar | NAGLER | GLOBE DIE CUTTING INC | 118.56 | 0 | Commercial | 1 | METUCHEN | 8840 | 11 | DYNAMIC SOLAR, LLC- WAYNE | PSE&G BPU | No | Complete | 2013-10-14 | 2013-11-14 | 2013-12-16 | 2013-12-16
SRP21863 | SREC Solar | BLANCHI |  | 10.78 | 0 | Residential | 1 | LINWOOD | 8221 | 19 | SOLARCITY CORPORATION | AC Electric | No | Complete | 2013-10-14 | 2014-03-24 | 2014-04-03 | 2014-04-03
SRP21865 | SREC Solar | SHAFIQUE |  | 6 | 0 | Residential | 1 | EHT | 8234 | 19 | SOLARCITY CORPORATION | AC Electric | No | Complete | 2013-10-14 | 2014-02-11 | 2014-02-19 | 2014-02-19
SRP21866 | SREC Solar | DE JESUS |  | 5.635 | 0 | Residential | 1 | HOWELL | 7731 | 17 | SOLARCITY CORPORATION | JCP&L | No | Complete | 2013-10-14 | 2014-01-21 | 2014-01-30 | 2014-01-30
SRP21867 | SREC Solar | SKERRITT |  | 8.085 | 0 | Residential | 1 | WINSLOW TWP | 8081 | 14 | SOLARCITY CORPORATION | AC Electric | No | Complete | 2013-10-14 | 2014-03-13 | 2014-03-21 | 2014-03-21
SRP21868 | SREC Solar | WILSON |  | 9.25 | 0 | Residential | 1 | BERLIN | 8009 | 14 | SOLARCITY CORPORATION | AC Electric | No | Complete | 2013-10-14 | 2014-01-08 | 2014-01-27 | 2014-01-27
SRP21869 | SREC Solar | NOBLES |  | 6.37 | 0 | Residential | 1 | UPPER FREEHOLD | 8514 | 17 | SOLARCITY CORPORATION | JCP&L | No | Complete | 2013-10-14 | 2013-12-10 | 2013-12-27 | 2013-12-27
SRP21870 | SREC Solar | LINGO |  | 5.145 | 0 | Residential | 1 | EHT | 8234 | 19 | SOLARCITY CORPORATION | AC Electric | No | Complete | 2013-10-14 | 2014-05-02 | 2014-05-07 | 2014-05-07
SRP21871 | SREC Solar | ALLEN |  | 14.7 | 0 | Residential | 1 | FRANKLIN | 8322 | 15 | SOLARCITY CORPORATION | AC Electric | No | Complete | 2013-10-14 | 2014-06-11 | 2014-06-18 | 2014-06-18
SRP21872 | SREC Solar | BHATT |  | 7 | 0 | Residential | 1 | RIO GRANDE | 8242 | 21 | TRINITY HEATING AND AIR | AC Electric | No | Complete | 2013-10-14 | 2014-01-24 | 2014-02-06 | 2014-02-06
SRP21873 | SREC Solar | GODISH |  | 8.5 | 0 | Residential | 1 | SEWELL | 8080 | 15 | TRINITY HEATING AND AIR | AC Electric | No | Complete | 2013-10-14 | 2014-01-28 | 2014-02-17 | 2014-02-17
SRP21874 | SREC Solar | DICROCE |  | 11.025 | 0 | Residential | 1 | SHAMONG | 8088 | 13 | SOLARCITY CORPORATION | AC Electric | No | Complete | 2013-10-14 | 2014-02-18 | 2014-03-03 | 2014-03-03
SRP21875 | SREC Solar | BATEMAN |  | 9.8 | 0 | Residential | 1 | CLAYTON | 8312 | 15 | SOLARCITY CORPORATION | AC Electric | No | Complete | 2013-10-14 | 2014-02-11 | 2014-02-19 | 2014-02-19
SRP21876 | SREC Solar | BISHOP |  | 4.16 | 0 | Residential | 0 | KEARNY | 7032 | 8 | SUPERGREEN SOLUTIONS | PSE&G BPU | No | Complete | 2013-10-14 | 2014-10-21 | 2014-12-09 | 2014-12-09
SRP21877 | SREC Solar | ERNST |  | 11.25 | 0 | Residential | 1 | DEPTFORD | 8096 | 15 | TRINITY HEATING AND AIR | PSE&G BPU | No | Complete | 2013-10-14 | 2014-03-10 | 2014-03-19 | 2014-03-19
SRP21879 | SREC Solar | THOMAS | BJ'S WHOLESALE CLUB, INC. | 399.36 | 0 | Commercial | 1 | NORTH BRUNSWICK | 8902 | 11 | SOLARCITY CORPORATION | PSE&G BPU | No | Complete | 2013-10-14 | 2014-04-08 | 2014-04-16 | 2014-04-16
SRP21880 | SREC Solar | YARRINGTON |  | 21.25 | 0 | Residential | 1 | ELMER | 8318 | 16 | ASTRUM SOLAR, LLC | AC Electric | No | Complete | 2013-10-14 | 2014-10-23 | 2014-11-05 | 2014-11-05
SRP21881 | SREC Solar | HEITZ |  | 8.75 | 0 | Residential | 1 | WENONAH | 8090 | 15 | ASTRUM SOLAR, LLC | AC Electric | No | Complete | 2013-10-14 | 2014-06-03 | 2014-06-06 | 2014-06-06
SRP21882 | SREC Solar | MARRO |  | 6.75 | 0 | Residential | 1 | GLASSBORO | 8028 | 15 | ASTRUM SOLAR, LLC | AC Electric | No | Complete | 2013-10-14 | 2014-06-02 | 2014-06-10 | 2014-06-10
SRP21883 | SREC Solar | BENDER |  | 8.25 | 0 | Residential | 1 | SOMERS POINT | 8244 | 19 | ASTRUM SOLAR, LLC | AC Electric | No | Complete | 2013-10-14 | 2014-05-23 | 2014-06-03 | 2014-06-03
SRP21884 | SREC Solar | KAPLAN |  | 9.5 | 0 | Residential | 1 | SWEDESBORO | 8085 | 15 | ASTRUM SOLAR, LLC | AC Electric | No | Complete | 2013-10-14 | 2014-04-15 | 2014-04-22 | 2014-04-22
SRP21885 | SREC Solar | PAHOUNTIS |  | 8.085 | 0 | Residential | 1 | WHITING | 8759 | 18 | ACOS ENERGY, LLC | JCP&L | No | Complete | 2013-10-14 | 2014-02-28 | 2014-03-13 | 2014-03-13
SRP21886 | SREC Solar | KLEMPLE |  | 6.5 | 0 | Residential | 1 | TOMS RIVER | 8755 | 18 | ASTRUM SOLAR, LLC | JCP&L | No | Complete | 2013-10-14 | 2014-08-07 | 2014-08-18 | 2014-08-18
SRP21887 | SREC Solar | MILLER |  | 4.41 | 0 | Residential | 1 | WOODBINE | 8270 | 21 | TRINITY HEATING AND AIR | AC Electric | No | Complete | 2013-10-14 | 2014-01-07 | 2014-02-11 | 2014-02-11
SRP21889 | SREC Solar | HOLMES | MANITOU PARK FIRE CO | 6 | 0 | Non Profit | 0 | TOMS RIVER | 8757 | 18 | TRINITY HEATING AND AIR | JCP&L | No | Complete | 2013-10-14 | 2014-01-30 | 2014-02-17 | 2014-02-17
SRP21890 | SREC Solar | BINDAS |  | 4.41 | 0 | Residential | 1 | EGG HARBOR TOWNSHIP | 8234 | 19 | ACOS ENERGY, LLC | AC Electric | No | Complete | 2013-10-14 | 2014-07-08 | 2014-07-17 | 2014-07-17
SRP21891 | SREC Solar | HOLMES | MANITOU PARK FIRE CO | 4.5 | 0 | Non Profit | 1 | TOMS RIVER | 8757 | 18 | TRINITY HEATING AND AIR | JCP&L | No | Complete | 2013-10-14 | 2014-01-30 | 2014-02-17 | 2014-02-17
SRP21892 | SREC Solar | HOLMES | MANITOU PARK FIRE CO | 18 | 0 | Non Profit | 1 | TOMS RIVER | 8757 | 18 | TRINITY HEATING AND AIR | JCP&L | No | Complete | 2013-10-14 | 2014-01-30 | 2014-02-17 | 2014-02-17
SRP21894 | SREC Solar | CADME |  | 9.8 | 0 | Residential | 1 | MONROE TWP | 8094 | 15 | SOLARCITY CORPORATION | AC Electric | No | Complete | 2013-10-21 | 2014-01-21 | 2014-02-17 | 2014-02-17
SRP21895 | SREC Solar | ANDINO |  | 6.125 | 0 | Residential | 1 | LINDEN | 7036 | 10 | VIVINT SOLAR | PSE&G BPU | No | Complete | 2013-10-21 | 2014-07-09 | 2014-08-27 | 2014-08-27
SRP21898 | SREC Solar | GALE |  | 11.76 | 0 | Residential | 1 | MAYS LANDING | 8330 | 19 | SUN UP ZERO DOWN | AC Electric | No | Complete | 2013-10-21 | 2014-08-21 | 2014-09-02 | 2014-09-02
SRP21899 | SREC Solar | FICHERA |  | 9.81 | 0 | Residential | 0 | BURLINGTON | 8016 | 13 | GEOPEAK ENERGY LLC | PSE&G BPU | No | Complete | 2013-10-21 | 2014-03-18 | 2014-04-03 | 2014-04-03
SRP21900 | SREC Solar | KANESHIGE |  | 10 | 0 | Residential | 1 | TOMS RIVER | 8755 | 18 | TRINITY HEATING AND AIR | JCP&L | No | Complete | 2013-10-21 | 2014-02-19 | 2014-03-07 | 2014-03-07
SRP21903 | SREC Solar | FARINHA |  | 3.92 | 0 | Residential | 1 | NORTH ARLINGTON | 7031 | 7 | SOLARCITY CORPORATION | PSE&G BPU | No | Complete | 2013-10-21 | 2014-03-06 | 2014-03-19 | 2014-03-19
SRP21904 | SREC Solar | BELL |  | 9.81 | 0 | Residential | 0 | SOMERDALE | 8083 | 14 | GEOPEAK ENERGY LLC | PSE&G BPU | No | Complete | 2013-10-21 | 2014-06-03 | 2014-06-06 | 2014-06-06
SRP21905 | SREC Solar | DAVIS |  | 3.185 | 0 | Residential | 1 | CLIFTON | 7012 | 6 | VIVINT SOLAR | PSE&G BPU | No | Complete | 2013-10-21 | 2014-03-26 | 2014-04-08 | 2014-04-08
SRP21906 | SREC Solar | WAHLER |  | 5.635 | 0 | Residential | 1 | E. BRUNSWICK | 8816 | 11 | VIVINT SOLAR | PSE&G BPU | No | Complete | 2013-10-21 | 2014-06-30 | 2014-07-09 | 2014-07-09
SRP21908 | SREC Solar | SHAH |  | 7.595 | 0 | Residential | 1 | LIVINGSTON | 7039 | 9 | SOLARCITY CORPORATION | PSE&G BPU | No | Complete | 2013-10-21 | 2014-03-13 | 2014-03-25 | 2014-03-25
SRP21909 | SREC Solar | HOPKINS |  | 9.555 | 0 | Residential | 1 | BRIDGEWATER | 8807 | 5 | SOLARCITY CORPORATION | JCP&L | No | Complete | 2013-10-21 | 2014-01-16 | 2014-01-31 | 2014-01-31
SRP21910 | SREC Solar | FARINHA |  | 4.41 | 0 | Residential | 1 | NORTH ARLINGTON | 7031 | 7 | SOLARCITY CORPORATION | PSE&G BPU | No | Complete | 2013-10-21 | 2014-03-24 | 2014-04-04 | 2014-04-04
SRP21911 | SREC Solar | JOHNS |  | 7.105 | 0 | Residential | 1 | CINNAMINSON | 8077 | 13 | SOLARCITY CORPORATION | PSE&G BPU | No | Complete | 2013-10-21 | 2013-12-26 | 2014-01-14 | 2014-01-14
SRP21912 | SREC Solar | KARSEN |  | 3.924 | 0 | Residential | 0 | SADDLE BROOK | 7763 | 17 | GEOPEAK ENERGY LLC | PSE&G BPU | No | Complete | 2013-10-21 | 2015-01-08 | 2015-01-28 | 2015-01-28
SRP21913 | SREC Solar | AUTERI |  | 4.9 | 0 | Residential | 1 | SADDLE BROOK | 7663 | 7 | VIVINT SOLAR | PSE&G BPU | No | Complete | 2013-10-21 | 2013-12-11 | 2013-12-27 | 2013-12-27
SRP21915 | SREC Solar | BUONOCORE |  | 17.15 | 0 | Residential | 1 | MORRISTOWN | 7960 | 3 | SOLARCITY CORPORATION | JCP&L | No | Complete | 2013-10-21 | 2014-01-21 | 2014-01-30 | 2014-01-30
SRP21916 | SREC Solar | WINTER |  | 9.8 | 0 | Residential | 1 | WHITING | 8759 | 18 | ACOS ENERGY, LLC | JCP&L | No | Complete | 2013-10-21 | 2014-02-19 | 2014-03-05 | 2014-03-05
SRP21918 | SREC Solar | SMITH |  | 5.865 | 0 | Residential | 1 | VILLAS | 8251 | 21 | ACOS ENERGY, LLC | AC Electric | No | Complete | 2013-10-21 | 2014-07-08 | 2014-07-17 | 2014-07-17
SRP21919 | SREC Solar | FALCONIO | RIEPHOFF SAWMILL INC | 66.885 | 0 | Commercial | 0 | ALLENTOWN | 8501 | 17 | SOLIS PARTNERS, LLC | JCP&L | No | Complete | 2013-10-21 | 2014-05-15 | 2014-06-04 | 2014-06-04
SRP21920 | SREC Solar | PINTHIEVE |  | 5.559 | 0 | Residential | 0 | ELIZABETH | 7208 | 10 | SEA BRIGHT SOLAR, LLC | PSE&G BPU | No | Complete | 2013-10-21 | 2014-03-13 | 2014-04-23 | 2014-04-23
SRP21921 | SREC Solar | SANCHEZ |  | 3.43 | 0 | Residential | 1 | PERTH AMBOY | 8861 | 11 | VIVINT SOLAR | PSE&G BPU | No | Complete | 2013-10-21 | 2014-05-09 | 2014-05-13 | 2014-05-13
SRP21922 | SREC Solar | MOURATO |  | 5.88 | 0 | Residential | 1 | UNION | 7083 | 10 | VIVINT SOLAR | PSE&G BPU | No | Complete | 2013-10-21 | 2014-07-23 | 2014-08-01 | 2014-08-01
SRP21923 | SREC Solar | PLAGE |  | 4.42 | 0 | Residential | 0 | FARMINGDALE | 7727 | 17 | TOTAL EXTERIORS | JCP&L | No | Complete | 2013-10-21 | 2014-05-14 | 2014-05-21 | 2014-05-21
SRP21924 | SREC Solar | CRUZ |  | 4.42 | 0 | Residential | 0 | MONMOUTH JCT | 8852 | 11 | TOTAL EXTERIORS | PSE&G BPU | No | Complete | 2013-10-21 | 2014-04-14 | 2014-04-17 | 2014-04-17
SRP21925 | SREC Solar | VARCAS |  | 4.16 | 0 | Residential | 0 | MATAWAN | 7747 | 17 | TOTAL EXTERIORS | JCP&L | No | Complete | 2013-10-21 | 2015-01-22 | 2015-02-04 | 2015-02-04
SRP21926 | SREC Solar | VILLEGAS |  | 9.065 | 0 | Residential | 1 | QUINTON | 8302 | 20 | ALLSEASON CONSTRUCTION | AC Electric | No | Complete | 2013-10-21 | 2014-03-14 | 2014-03-21 | 2014-03-21
SRP21928 | SREC Solar | RAPP |  | 9.156 | 0 | Residential | 0 | ROSELAND | 7068 | 9 | NATURAL POWER SOURCES, LLC | PSE&G BPU | No | Complete | 2013-10-21 | 2014-03-31 | 2014-04-08 | 2014-04-08
SRP21929 | SREC Solar | OCONNOR |  | 3.36 | 0 | Residential | 1 | MYSTIC ISLAND | 8087 | 18 | ALLSEASON CONSTRUCTION | AC Electric | No | Complete | 2013-10-21 | 2014-02-20 | 2014-03-07 | 2014-03-07
SRP21930 | SREC Solar | POTTORFF |  | 5.52 | 0 | Residential | 1 | BUENA VISTA | 8310 | 19 | ALLSEASON CONSTRUCTION | AC Electric | No | Complete | 2013-10-21 | 2014-06-03 | 2014-06-13 | 2014-06-13
SRP21932 | SREC Solar | LESNIAK |  | 3.92 | 0 | Residential | 1 | ROCKAWAY | 7866 | 3 | SOLARCITY CORPORATION | JCP&L | No | Complete | 2013-10-21 | 2014-01-06 | 2014-01-21 | 2014-01-21
SRP21933 | SREC Solar | CHIN |  | 5.635 | 0 | Residential | 1 | MIDDLE TWP | 8251 | 21 | SOLARCITY CORPORATION | AC Electric | No | Complete | 2013-10-21 | 2014-02-20 | 2014-03-07 | 2014-03-07
SRP21935 | SREC Solar | LENIHAN |  | 5.635 | 0 | Residential | 1 | ROSELAND | 7068 | 9 | SOLARCITY CORPORATION | PSE&G BPU | No | Complete | 2013-10-21 | 2014-02-06 | 2014-02-24 | 2014-02-24
SRP21936 | SREC Solar | WALKER | DISABLED AMERICAN VETERANS | 15.435 | 0 | Non Profit | 1 | VILLAS | 8251 | 21 | ALLSEASON CONSTRUCTION | AC Electric | No | Complete | 2013-10-21 | 2014-02-06 | 2014-02-20 | 2014-02-20
SRP21937 | SREC Solar | BARBARA |  | 5 | 0 | Residential | 0 | JACKSON | 8759 | 18 | TRINITY HEATING AND AIR | JCP&L | No | Complete | 2013-10-21 | 2014-01-28 | 2014-02-18 | 2014-02-18
SRP21939 | SREC Solar | GILBERT |  | 1.96 | 0 | Residential | 1 | JERSEY CITY | 7302 | 8 | SOLARCITY CORPORATION | PSE&G BPU | No | Complete | 2013-10-21 | 2014-10-28 | 2014-11-14 | 2014-11-14
SRP21941 | SREC Solar | SARI |  | 5.39 | 0 | Residential | 1 | MARLTON | 8053 | 13 | SUNGEVITY, INC. | PSE&G BPU | No | Complete | 2013-10-21 | 2014-03-05 | 2014-03-17 | 2014-03-17
SRP21942 | SREC Solar | COHEN |  | 9.25 | 0 | Residential | 1 | ENGLISHTOWN | 7726 | 17 | TRINITY HEATING AND AIR | JCP&L | No | Complete | 2013-10-21 | 2014-03-04 | 2014-03-18 | 2014-03-18
SRP21943 | SREC Solar | PONS |  | 5 | 0 | Residential | 1 | ELIZABETH | 7208 | 10 | TRINITY HEATING AND AIR | PSE&G BPU | No | Complete | 2013-10-21 | 2013-12-19 | 2014-01-06 | 2014-01-06
SRP21944 | SREC Solar | SANTIAGO |  | 9.8 | 0 | Residential | 1 | PITTSGROVE | 8318 | 16 | ALLSEASON CONSTRUCTION | AC Electric | No | Complete | 2013-10-21 | 2014-03-14 | 2014-03-21 | 2014-03-21
SRP21946 | SREC Solar | TERRY |  | 13.475 | 0 | Residential | 1 | LEHT | 8087 | 18 | ALLSEASON CONSTRUCTION | AC Electric | No | Complete | 2013-10-21 | 2014-03-19 | 2014-04-03 | 2014-04-03
SRP21947 | SREC Solar | HASLETT |  | 11.76 | 0 | Residential | 1 | GALLOWAY | 8205 | 19 | ALLSEASON CONSTRUCTION | AC Electric | No | Complete | 2013-10-21 | 2014-06-19 | 2014-06-24 | 2014-06-24
SRP21948 | SREC Solar | LEGGIERO |  | 8.575 | 0 | Residential | 1 | WALDWICK | 7463 | 7 | SOLARCITY CORPORATION | PSE&G BPU | No | Complete | 2013-10-21 | 2014-01-21 | 2014-01-30 | 2014-01-30
SRP21950 | SREC Solar | SCHEELER |  | 4.9 | 0 | Residential | 1 | BELCOVILLE | 8330 | 19 | ACOS ENERGY, LLC | AC Electric | No | Complete | 2013-10-21 | 2014-02-28 | 2014-03-13 | 2014-03-13
SRP21951 | SREC Solar | DANTINNE |  | 3.5 | 0 | Residential | 1 | WOODSTOWN | 8098 | 16 | RCL ENTERPRISES INC. | AC Electric | No | Complete | 2013-10-21 | 2014-01-07 | 2014-02-11 | 2014-02-11
SRP21953 | SREC Solar | DECARLO |  | 7.105 | 0 | Residential | 1 | EAST RUTHERFORD | 7073 | 7 | SOLARCITY CORPORATION | PSE&G BPU | No | Complete | 2013-10-21 | 2014-03-26 | 2014-05-01 | 2014-05-01
SRP21954 | SREC Solar | FEILES |  | 13.407 | 0 | Residential | 1 | MATAWAN | 7747 | 17 | SOLAR ENERGY WORLD-W | JCP&L | No | Complete | 2013-10-21 | 2014-05-02 | 2014-05-07 | 2014-05-07
SRP21955 | SREC Solar | VERDINE |  | 11.025 | 0 | Residential | 1 | EHT | 8234 | 19 | ACOS ENERGY, LLC | AC Electric | No | Complete | 2013-10-21 | 2014-01-31 | 2014-02-12 | 2014-02-12
SRP21956 | SREC Solar | GIAMBRONE |  | 9.065 | 0 | Residential | 1 | EHT | 8234 | 19 | ACOS ENERGY, LLC | AC Electric | No | Complete | 2013-10-21 | 2014-02-28 | 2014-03-13 | 2014-03-13
SRP21959 | SREC Solar | SOBON |  | 6.37 | 0 | Residential | 1 | BOREDENTOWN | 8505 | 13 | RCL ENTERPRISES INC. | PSE&G BPU | No | Complete | 2013-10-21 | 2014-06-04 | 2014-06-26 | 2014-06-26
SRP21960 | SREC Solar | SKELLY |  | 6.37 | 0 | Residential | 1 | CLAYTON | 8312 | 15 | RCL ENTERPRISES INC. | AC Electric | No | Complete | 2013-10-21 | 2014-03-03 | 2014-03-13 | 2014-03-13
SRP21961 | SREC Solar | PIANKO |  | 6.75 | 0 | Residential | 1 | BROWNS MILLS | 8015 | 13 | TRINITY HEATING AND AIR | JCP&L | No | Complete | 2013-10-21 | 2013-12-31 | 2014-01-29 | 2014-01-29
SRP21962 | SREC Solar | CLARK |  | 11.76 | 0 | Residential | 1 | NORTHFIELD | 8225 | 19 | RCL ENTERPRISES INC. | AC Electric | No | Complete | 2013-10-21 | 2014-04-07 | 2014-04-16 | 2014-04-16
SRP21963 | SREC Solar | RATHBONE |  | 13.75 | 0 | Residential | 1 | MAYS LANDING | 8344 | 15 | RCL ENTERPRISES INC. | AC Electric | No | Complete | 2013-10-21 | 2014-03-17 | 2014-03-27 | 2014-03-27
SRP21964 | SREC Solar | WAGNER |  | 8.33 | 0 | Residential | 1 | GALLOWAY | 8205 | 19 | RCL ENTERPRISES INC. | AC Electric | No | Complete | 2013-10-21 | 2014-02-19 | 2014-03-14 | 2014-03-14
SRP21966 | SREC Solar | YAREMKO |  | 9.555 | 0 | Residential | 1 | SOUTHAMPTON | 8088 | 13 | RCL ENTERPRISES INC. | PSE&G BPU | No | Complete | 2013-10-21 | 2014-04-07 | 2014-04-16 | 2014-04-16
SRP21967 | SREC Solar | MOORE |  | 8.67 | 0 | Residential | 1 | SICKLERVILLE | 8081 | 14 | RCL ENTERPRISES INC. | AC Electric | No | Complete | 2013-10-21 | 2014-05-21 | 2014-06-05 | 2014-06-05
SRP21968 | SREC Solar | MILLER |  | 11.25 | 0 | Residential | 1 | SOMERSET | 8873 | 5 | TRINITY HEATING AND AIR | PSE&G BPU | No | Complete | 2013-10-21 | 2014-01-31 | 2014-02-12 | 2014-02-12
SRP21969 | SREC Solar | MARMOLEJOS |  | 2.805 | 0 | Residential | 1 | PERTH AMBOY | 8861 | 11 | VIVINT SOLAR | PSE&G BPU | No | Complete | 2013-10-21 | 2014-08-28 | 2014-09-08 | 2014-09-08
SRP21970 | SREC Solar | MARTINS |  | 3.92 | 0 | Residential | 1 | UNION | 7083 | 10 | VIVINT SOLAR | PSE&G BPU | No | Complete | 2013-10-21 | 2014-04-02 | 2014-04-10 | 2014-04-10
SRP21971 | SREC Solar | MAGNIFICO |  | 14.7 | 0 | Residential | 1 | GALLOWAY | 8201 | 19 | ALLSEASON CONSTRUCTION | AC Electric | No | Complete | 2013-10-21 | 2014-03-06 | 2014-03-20 | 2014-03-20
SRP21972 | SREC Solar | STACKHOUSE |  | 2.75 | 0 | Residential | 1 | CHERRY HILL | 8034 | 14 | TRINITY HEATING AND AIR | PSE&G BPU | No | Complete | 2013-10-21 | 2014-03-26 | 2014-04-15 | 2014-04-15
SRP21973 | SREC Solar | GARLAND |  | 2.695 | 0 | Residential | 1 | ROSELLE | 7203 | 10 | VIVINT SOLAR | PSE&G BPU | No | Complete | 2013-10-21 | 2014-04-11 | 2014-04-17 | 2014-04-17
SRP21974 | SREC Solar | CHIN |  | 4.9 | 0 | Residential | 1 | FORDS | 8863 | 11 | VIVINT SOLAR | PSE&G BPU | No | Complete | 2013-10-21 | 2014-04-11 | 2014-04-17 | 2014-04-17
SRP21975 | SREC Solar | JO |  | 6.86 | 0 | Residential | 1 | ROSELLE PARK | 7204 | 10 | VIVINT SOLAR | PSE&G BPU | No | Complete | 2013-10-21 | 2014-06-17 | 2014-06-19 | 2014-06-19
SRP21982 | SREC Solar | SHULL |  | 8.33 | 0 | Residential | 1 | E. BRUNSWICK | 8816 | 11 | VIVINT SOLAR | PSE&G BPU | No | Complete | 2013-10-21 | 2014-06-20 | 2014-07-02 | 2014-07-02
SRP21983 | SREC Solar | RANALLO |  | 3.92 | 0 | Residential | 1 | BRIDGEWATER | 8807 | 5 | VIVINT SOLAR | PSE&G BPU | No | Complete | 2013-10-21 | 2014-07-03 | 2014-07-16 | 2014-07-16
SRP21984 | SREC Solar | BUSH |  | 5.39 | 0 | Residential | 1 | N. BRUNSWICK | 8902 | 11 | VIVINT SOLAR | PSE&G BPU | No | Complete | 2013-10-21 | 2014-07-03 | 2014-07-28 | 2014-07-28
SRP21985 | SREC Solar | CATACALOS |  | 2.45 | 0 | Residential | 1 | UNION | 7083 | 10 | VIVINT SOLAR | PSE&G BPU | No | Complete | 2013-10-21 | 2013-12-27 | 2014-01-15 | 2014-01-15
SRP21987 | SREC Solar | SIEBERT |  | 5.635 | 0 | Residential | 1 | UNION | 7083 | 10 | VIVINT SOLAR | PSE&G BPU | No | Complete | 2013-10-21 | 2014-02-12 | 2014-03-05 | 2014-03-05
SRP21989 | SREC Solar | KEMP |  | 4.41 | 0 | Residential | 1 | UNION | 7083 | 10 | VIVINT SOLAR | PSE&G BPU | No | Complete | 2013-10-21 | 2014-03-27 | 2014-04-16 | 2014-04-16
SRP21990 | SREC Solar | SCARLETT |  | 6.37 | 0 | Residential | 1 | WOODBRIDGE | 7095 | 11 | VIVINT SOLAR | PSE&G BPU | No | Complete | 2013-10-21 | 2014-02-12 | 2014-03-05 | 2014-03-05
SRP21992 | SREC Solar | TASHJIAN |  | 5.88 | 0 | Residential | 1 | LITTLE FERRY | 7643 | 7 | VIVINT SOLAR | PSE&G BPU | No | Complete | 2013-10-21 | 2014-05-16 | 2014-05-22 | 2014-05-22
SRP21993 | SREC Solar | DLUGOSZ |  | 3.92 | 0 | Residential | 1 | UNION | 7083 | 10 | VIVINT SOLAR | PSE&G BPU | No | Complete | 2013-10-21 | 2014-09-29 | 2014-10-09 | 2014-10-09
SRP21995 | SREC Solar | DINAS |  | 5.39 | 0 | Residential | 1 | LINDEN | 7036 | 10 | VIVINT SOLAR | PSE&G BPU | No | Complete | 2013-10-21 | 2014-06-30 | 2014-07-08 | 2014-07-08
SRP21996 | SREC Solar | LIVRES |  | 2.45 | 0 | Residential | 1 | ELIZABETH | 7208 | 10 | VIVINT SOLAR | PSE&G BPU | No | Complete | 2013-10-21 | 2014-04-01 | 2014-04-08 | 2014-04-08
SRP21998 | SREC Solar | SCAFFIDI |  | 5.88 | 0 | Residential | 1 | HAMMONTON | 8037 | 19 | SOLARCITY CORPORATION | AC Electric | No | Complete | 2013-10-21 | 2014-01-16 | 2014-01-27 | 2014-01-27
SRP21999 | SREC Solar | HEDGEPETH |  | 5.88 | 0 | Residential | 1 | TUCKERTON | 8087 | 18 | SOLARCITY CORPORATION | AC Electric | No | Complete | 2013-10-21 | 2014-03-11 | 2014-04-17 | 2014-04-17
SRP22000 | SREC Solar | PHILIPOSE |  | 4 | 0 | Residential | 0 | MAYWOOD | 7607 | 7 | TRINITY HEATING AND AIR | PSE&G BPU | No | Complete | 2013-10-21 | 2014-04-24 | 2014-04-30 | 2014-04-30
SRP22001 | SREC Solar | DESIMONE |  | 6.86 | 0 | Residential | 1 | MICKLETON | 8056 | 15 | SOLARCITY CORPORATION | AC Electric | No | Complete | 2013-10-21 | 2014-01-27 | 2014-02-18 | 2014-02-18
SRP22002 | SREC Solar | FEDORA |  | 13.75 | 0 | Residential | 1 | WOODSTOWN | 8098 | 16 | RCL ENTERPRISES INC. | AC Electric | No | Complete | 2013-11-04 | 2014-02-19 | 2014-03-11 | 2014-03-11
SRP22003 | SREC Solar | GALLAGHER |  | 9.5 | 0 | Residential | 0 | SOMERSET | 8873 | 5 | TRINITY HEATING AND AIR | PSE&G BPU | No | Complete | 2013-10-21 | 2014-03-05 | 2014-03-27 | 2014-03-27
SRP22004 | SREC Solar | SMITH |  | 6.16 | 0 | Residential | 0 | MYSTIC ISLAND | 8087 | 18 | TRINITY HEATING AND AIR | AC Electric | No | Complete | 2013-10-21 | 2014-03-18 | 2014-03-27 | 2014-03-27
SRP22005 | SREC Solar | ERNST | GREEN CREEK VOLUNTEER FIRE CO | 50.225 | 0 | Non Profit | 1 | GREEN CREEK | 8219 | 21 | RCL ENTERPRISES INC. | AC Electric | No | Complete | 2013-10-21 | 2014-05-21 | 2014-06-17 | 2014-06-17
SRP22007 | SREC Solar | HICOK |  | 5.5 | 0 | Residential | 1 | ANDOVER | 7821 | 1 | TRINITY HEATING AND AIR | JCP&L | No | Complete | 2013-10-21 | 2014-01-24 | 2014-02-06 | 2014-02-06
SRP22008 | SREC Solar | FERREIRA |  | 3.92 | 0 | Residential | 1 | UNION | 7083 | 10 | VIVINT SOLAR | PSE&G BPU | No | Complete | 2013-10-21 | 2014-05-16 | 2014-07-17 | 2014-07-17
SRP22010 | SREC Solar | CHEUNG |  | 8.33 | 0 | Residential | 1 | GALLOWAY | 8205 | 19 | ACOS ENERGY, LLC | AC Electric | No | Complete | 2013-10-21 | 2014-03-21 | 2014-04-03 | 2014-04-03
SRP22012 | SREC Solar | DINEEN |  | 10.78 | 0 | Residential | 0 | CLINTON | 8809 | 4 | GREEN POWER ENERGY LLC | JCP&L | No | Complete | 2013-10-21 | 2014-02-05 | 2014-02-24 | 2014-02-24
SRP22013 | SREC Solar | LOWUS |  | 3.185 | 0 | Residential | 1 | PERTH AMBOY | 8861 | 11 | VIVINT SOLAR | PSE&G BPU | No | Complete | 2013-10-21 | 2014-07-03 | 2014-07-16 | 2014-07-16
SRP22014 | SREC Solar | LUPO |  | 3.92 | 0 | Residential | 1 | COLONIA | 7067 | 10 | VIVINT SOLAR | PSE&G BPU | No | Complete | 2013-10-21 | 2014-01-29 | 2014-02-12 | 2014-02-12
SRP22015 | SREC Solar | COLLETTE | GLENDALE WAREHOUSE&DITRIBUTION | 82.32 | 0 | Commercial | 0 | EDISON | 8817 | 11 | SOLIS PARTNERS, LLC | PSE&G BPU | No | Complete | 2013-10-21 | 2014-02-11 | 2014-02-20 | 2014-02-20
SRP22016 | SREC Solar | VILLADOLID |  | 4.9 | 0 | Residential | 1 | UNION | 7083 | 10 | VIVINT SOLAR | PSE&G BPU | No | Complete | 2013-10-21 | 2014-05-16 | 2014-05-22 | 2014-05-22
SRP22017 | SREC Solar | COSTELLO | COSTELLO RUNYON FUNERAL HOME | 13.5 | 0 | Commercial | 0 | ISELIN | 8830 | 11 | ABSOLUTELY ENERGIZED SOLAR, LLC | PSE&G BPU | No | Complete | 2013-10-21 | 2014-07-03 | 2014-07-16 | 2014-07-16
SRP22018 | SREC Solar | COLLETE | GLENDALE WAREHOUSE&DISTRIBUTION | 124.215 | 0 | Commercial | 0 | EDISON | 8817 | 11 | SOLIS PARTNERS, LLC | PSE&G BPU | No | Complete | 2013-10-21 | 2014-02-10 | 2014-02-20 | 2014-02-20
SRP22019 | SREC Solar | COLLETTE | GLENDALE WAREHOUSE& DISTRIBUTION | 238.875 | 0 | Commercial | 0 | EDISON | 8817 | 11 | SOLIS PARTNERS, LLC | PSE&G BPU | No | Complete | 2013-10-21 | 2014-02-10 | 2014-02-21 | 2014-02-21
SRP22021 | SREC Solar | JANOWSKI |  | 7.02 | 0 | Residential | 0 | WEST ORANGE | 7052 | 9 | AMPED ON SOLAR | PSE&G BPU | No | Complete | 2013-10-21 | 2014-05-16 | 2014-05-23 | 2014-05-23
SRP22022 | SREC Solar | USAL | FILLMORE PLACE APARTMENTS LLC | 30.6 | 0 | Commercial | 0 | WEST NEW YORK | 7093 | 8 | GREEN HYBRID ENERGY SOLUTIONS, INC. | PSE&G BPU | No | Complete | 2013-10-21 | 2014-07-23 | 2014-07-28 | 2014-07-28
SRP22023 | SREC Solar | ALVARADO |  | 6.125 | 0 | Residential | 1 | FORDS | 8863 | 11 | EZNERGY LLC | PSE&G BPU | No | Complete | 2013-10-28 | 2014-06-04 | 2014-06-06 | 2014-06-06
SRP22025 | SREC Solar | SAGGIO |  | 7.35 | 0 | Residential | 1 | MILLBURN | 7041 | 9 | VIVINT SOLAR | JCP&L | No | Complete | 2013-10-21 | 2014-07-25 | 2014-08-01 | 2014-08-01
SRP22028 | SREC Solar | ABRAHAM |  | 7 | 0 | Residential | 1 | HILLSBOROUGH | 8844 | 5 | TRINITY HEATING AND AIR | PSE&G BPU | No | Complete | 2013-10-28 | 2014-02-06 | 2014-02-20 | 2014-02-20
SRP22029 | SREC Solar | BRODOWSKI |  | 5.5 | 0 | Residential | 1 | FREEHOLD | 7728 | 17 | TRINITY HEATING AND AIR | JCP&L | No | Complete | 2013-10-28 | 2014-01-07 | 2014-01-23 | 2014-01-23
SRP22030 | SREC Solar | APGAR |  | 12.25 | 0 | Residential | 1 | GERMANIA | 8215 | 19 | TRINITY HEATING AND AIR | AC Electric | No | Complete | 2013-10-28 | 2013-12-26 | 2014-01-10 | 2014-01-10
SRP22031 | SREC Solar | CONCEPCION |  | 3.43 | 0 | Residential | 1 | BELLEVILLE | 7109 | 9 | SOLARCITY CORPORATION | PSE&G BPU | No | Complete | 2013-10-28 | 2014-05-23 | 2014-06-03 | 2014-06-03
SRP22032 | SREC Solar | GUDKNECHT |  | 9.555 | 0 | Residential | 1 | MT ROYAL | 8061 | 15 | SEA BRIGHT SOLAR, LLC | AC Electric | No | Complete | 2013-10-28 | 2014-02-17 | 2014-03-04 | 2014-03-04
SRP22033 | SREC Solar | ADAMS |  | 10.29 | 0 | Residential | 1 | TOMS RIVER | 8753 | 18 | SEA BRIGHT SOLAR, LLC | JCP&L | No | Complete | 2013-10-28 | 2014-01-31 | 2014-03-06 | 2014-03-06
SRP22034 | SREC Solar | GUINTA |  | 4.41 | 0 | Residential | 1 | TOMS RIVER | 8757 | 18 | SOLARCITY CORPORATION | JCP&L | No | Complete | 2013-10-28 | 2014-04-09 | 2014-04-22 | 2014-04-22
SRP22035 | SREC Solar | WEBER |  | 7.84 | 0 | Residential | 1 | CINNAMINSON | 8077 | 13 | SOLARCITY CORPORATION | PSE&G BPU | No | Complete | 2013-10-28 | 2014-01-20 | 2014-02-18 | 2014-02-18
SRP22037 | SREC Solar | TAMAYO |  | 4.655 | 0 | Residential | 1 | MONTGOMERY | 8502 | 5 | SOLARCITY CORPORATION | PSE&G BPU | No | Complete | 2013-10-28 | 2014-03-21 | 2014-04-07 | 2014-04-07
SRP22038 | SREC Solar | ALBRUZZESE -SMITH |  | 11.76 | 0 | Residential | 1 | TOMS RIVER | 8753 | 18 | SOLARCITY CORPORATION | JCP&L | No | Complete | 2013-10-28 | 2014-01-31 | 2014-02-12 | 2014-02-12
SRP22039 | SREC Solar | COHEN -BELTRA |  | 7.35 | 0 | Residential | 1 | CHERRY HILL | 8003 | 14 | SOLARCITY CORPORATION | PSE&G BPU | No | Complete | 2013-10-28 | 2014-03-07 | 2014-03-20 | 2014-03-20
SRP22042 | SREC Solar | LOTITO |  | 5.64 | 0 | Residential | 1 | LYNDHURST | 7071 | 7 | VERENGO SOLAR | PSE&G BPU | No | Complete | 2013-10-28 | 2014-02-04 | 2014-03-07 | 2014-03-07
SRP22043 | SREC Solar | SACHS |  | 3.51 | 0 | Residential | 0 | MAPLEWOOD | 7040 | 9 | ALLIANCE COOPERATIVE ENERGY | PSE&G BPU | No | Complete | 2013-10-28 | 2014-01-31 | 2014-02-12 | 2014-02-12
SRP22044 | SREC Solar | HILDEBRAND SR |  | 9.065 | 0 | Residential | 1 | SOUTHAMPTON | 8088 | 13 | SEA BRIGHT SOLAR, LLC | JCP&L | No | Complete | 2013-10-28 | 2013-12-11 | 2014-01-17 | 2014-01-17
SRP22045 | SREC Solar | TISA |  | 10.2 | 0 | Residential | 1 | BRIDGETON | 8302 | 20 | SEA BRIGHT SOLAR, LLC | AC Electric | No | Complete | 2013-10-28 | 2014-04-17 | 2014-04-29 | 2014-04-29
SRP22046 | SREC Solar | GRUENTHAL |  | 4.9 | 0 | Residential | 1 | HAZLET | 7730 | 17 | SOLARCITY CORPORATION | JCP&L | No | Complete | 2013-10-28 | 2014-02-18 | 2014-03-03 | 2014-03-03
SRP22047 | SREC Solar | RAMOS |  | 18 | 0 | Residential | 1 | MILLVILLE | 8332 | 20 | GO SOLAR ELECTRIC, LLC | AC Electric | No | Complete | 2013-10-28 | 2014-09-12 | 2014-09-19 | 2014-09-19
SRP22048 | SREC Solar | FOWLER |  | 9.18 | 0 | Residential | 1 | BRIDGETON | 8302 | 20 | SEA BRIGHT SOLAR, LLC | AC Electric | No | Complete | 2013-10-28 | 2014-03-10 | 2014-03-18 | 2014-03-18
SRP22049 | SREC Solar | GODFREY JR |  | 6.63 | 0 | Residential | 1 | BRIDGETON | 8302 | 20 | SEA BRIGHT SOLAR, LLC | AC Electric | No | Complete | 2013-10-28 | 2014-10-29 | 2014-11-11 | 2014-11-11
SRP22050 | SREC Solar | MILLIKEN |  | 4.9 | 0 | Residential | 1 | WASHINGTON | 8080 | 15 | SOLARCITY CORPORATION | AC Electric | No | Complete | 2013-10-28 | 2014-03-24 | 2014-04-04 | 2014-04-04
SRP22051 | SREC Solar | MENDOZA |  | 10.78 | 0 | Residential | 1 | VINELAND | 8360 | 20 | SOLARCITY CORPORATION | Vineland Muni Elec | No | Complete | 2013-10-28 | 2014-03-24 | 2014-04-04 | 2014-04-04
SRP22052 | SREC Solar | MARSH |  | 11.515 | 0 | Residential | 1 | BURLINGTON | 8016 | 13 | SOLARCITY CORPORATION | PSE&G BPU | No | Complete | 2013-10-28 | 2014-03-07 | 2014-03-20 | 2014-03-20
SRP22053 | SREC Solar | DIAZ |  | 8.085 | 0 | Residential | 1 | PERTH AMBOY | 8861 | 11 | EZNERGY LLC | PSE&G BPU | No | Complete | 2013-10-28 | 2014-03-24 | 2014-04-07 | 2014-04-07
SRP22055 | SREC Solar | HENRY |  | 9.5 | 0 | Residential | 1 | WEST DEPTFORD | 8093 | 15 | GEOSCAPE SOLAR | PSE&G BPU | No | Complete | 2013-10-28 | 2014-04-28 | 2014-05-05 | 2014-05-05
SRP22056 | SREC Solar | FERNANDEZ | MOSAIC LODGE 194 | 20.75 | 0 | Non Profit | 1 | RIDGEFIELD PARK | 7660 | 7 | GEOSCAPE SOLAR | PSE&G BPU | No | Complete | 2013-10-28 | 2015-04-09 | 2015-04-21 | 2015-04-21
SRP22057 | SREC Solar | SHEPARD |  | 7.84 | 0 | Residential | 1 | OGDENSBURG | 7439 | 1 | EAST COAST ALTERNATIVE ENERGY | JCP&L | No | Complete | 2013-10-28 | 2014-01-08 | 2014-01-23 | 2014-01-23
SRP22058 | SREC Solar | SANGHAVI |  | 5.39 | 0 | Residential | 1 | LAUREL SPRINGS | 8021 | 14 | ALLSEASON CONSTRUCTION | PSE&G BPU | No | Complete | 2013-10-28 | 2014-03-21 | 2014-04-07 | 2014-04-07
SRP22059 | SREC Solar | JOHNSTON |  | 7.75 | 0 | Residential | 1 | JACKSON | 8527 | 18 | TRINITY HEATING AND AIR | JCP&L | No | Complete | 2013-10-28 | 2013-12-30 | 2014-01-16 | 2014-01-16
SRP22061 | SREC Solar | RODRIGUEZ |  | 6.86 | 0 | Residential | 1 | PERTH AMBOY | 8861 | 11 | EZNERGY LLC | PSE&G BPU | No | Complete | 2013-10-28 | 2014-01-24 | 2014-02-06 | 2014-02-06
SRP22062 | SREC Solar | GEMIGNANI |  | 15 | 0 | Residential | 0 | LONG BRANCH | 7740 | 17 | ASTON SOLAR | JCP&L | No | Complete | 2013-10-28 | 2014-06-30 | 2014-07-09 | 2014-07-09
SRP22063 | SREC Solar | LOUIS |  | 11.5 | 0 | Residential | 0 | NEPTUNE TWP | 7753 | 17 | ASTON SOLAR | JCP&L | No | Complete | 2013-10-28 | 2014-08-12 | 2014-08-20 | 2014-08-20
SRP22064 | SREC Solar | WEITZ |  | 10.791 | 0 | Residential | 0 | SOMERSET | 8873 | 5 | RELIABLE POWER SERVICES, INC. | PSE&G BPU | No | Complete | 2013-10-28 | 2014-02-28 | 2014-03-13 | 2014-03-13
SRP22066 | SREC Solar | GREEN |  | 7.84 | 0 | Residential | 1 | TEANECK | 7666 | 7 | SOLARCITY CORPORATION | PSE&G BPU | No | Complete | 2013-10-28 | 2014-02-05 | 2014-02-24 | 2014-02-24
SRP22067 | SREC Solar | BROWN |  | 14.21 | 0 | Residential | 1 | SICKLERVILLE | 8081 | 14 | SOLARCITY CORPORATION | AC Electric | No | Complete | 2013-10-28 | 2014-02-24 | 2014-03-12 | 2014-03-12
SRP22068 | SREC Solar | DESAIR |  | 6.615 | 0 | Residential | 1 | JACKSON | 8527 | 18 | SOLARCITY CORPORATION | JCP&L | No | Complete | 2013-10-28 | 2014-01-02 | 2014-01-14 | 2014-01-14
SRP22069 | SREC Solar | DIOS |  | 2.695 | 0 | Residential | 1 | BRADLEY BEACH | 7720 | 17 | SOLARCITY CORPORATION | JCP&L | No | Complete | 2013-10-28 | 2014-03-31 | 2014-04-15 | 2014-04-15
SRP22070 | SREC Solar | NEALE |  | 5.145 | 0 | Residential | 1 | PISCATAWAY | 8854 | 11 | SOLARCITY CORPORATION | PSE&G BPU | No | Complete | 2013-10-28 | 2014-01-08 | 2014-01-27 | 2014-01-27
SRP22073 | SREC Solar | PORTILLA |  | 9.065 | 0 | Residential | 1 | FRANKLIN TWP | 8873 | 5 | SOLARCITY CORPORATION | PSE&G BPU | No | Complete | 2013-10-28 | 2014-02-11 | 2014-02-19 | 2014-02-19
SRP22075 | SREC Solar | DESNOES |  | 4.335 | 0 | Residential | 1 | ATLANTIC CITY | 8401 | 19 | ALLSEASON CONSTRUCTION | AC Electric | No | Complete | 2013-10-28 | 2014-06-24 | 2014-06-27 | 2014-06-27
SRP22076 | SREC Solar | DUROSS |  | 10.045 | 0 | Residential | 1 | EGG HARBOR TWP | 8234 | 19 | ALLSEASON CONSTRUCTION | AC Electric | No | Complete | 2013-10-28 | 2014-04-02 | 2014-04-08 | 2014-04-08
SRP22077 | SREC Solar | BANKS |  | 9.18 | 0 | Residential | 1 | MAYS LANDING | 8330 | 19 | ALLSEASON CONSTRUCTION | AC Electric | No | Complete | 2013-10-28 | 2014-07-03 | 2014-08-04 | 2014-08-04
SRP22078 | SREC Solar | CAMP |  | 16.415 | 0 | Residential | 1 | ESTELLE MANOR | 8319 | 19 | ALLSEASON CONSTRUCTION | AC Electric | No | Complete | 2013-10-28 | 2014-05-14 | 2014-05-21 | 2014-05-21
SRP22079 | SREC Solar | JAVED |  | 8.175 | 0 | Residential | 1 | LINDEN | 7036 | 10 | GREEN APPLE ENERGY SYSTEMS, LLC | PSE&G BPU | No | Complete | 2013-10-28 | 2014-03-19 | 2014-03-27 | 2014-03-27
SRP22080 | SREC Solar | WALSH |  | 5.88 | 0 | Residential | 1 | BLACKWOOD | 8012 | 14 | SOLARCITY CORPORATION | PSE&G BPU | No | Complete | 2013-10-28 | 2014-04-11 | 2014-04-17 | 2014-04-17
SRP22081 | SREC Solar | BARRACATO |  | 4.9 | 0 | Residential | 1 | HOWELL | 7731 | 17 | SOLARCITY CORPORATION | JCP&L | No | Complete | 2013-10-28 | 2014-01-27 | 2014-02-18 | 2014-02-18
SRP22084 | SREC Solar | DEVITO |  | 19.6 | 0 | Residential | 1 | EGG HARBOR TWP | 8234 | 19 | ALLSEASON CONSTRUCTION | AC Electric | No | Complete | 2013-10-28 | 2014-03-13 | 2014-03-26 | 2014-03-26
SRP22086 | SREC Solar | ERNST |  | 16.83 | 0 | Residential | 1 | EGG HARBOR TWP | 8232 | 19 | ALLSEASON CONSTRUCTION | AC Electric | No | Complete | 2013-10-28 | 2014-06-25 | 2014-07-09 | 2014-07-09
SRP22087 | SREC Solar | SANCHEZ |  | 3.825 | 0 | Residential | 1 | ATLANTIC CITY | 8401 | 19 | ALLSEASON CONSTRUCTION | AC Electric | No | Complete | 2013-10-28 | 2014-05-30 | 2014-06-11 | 2014-06-11
SRP22088 | SREC Solar | BABICZ |  | 8.25 | 0 | Residential | 0 | CEDAR GROVE | 7009 | 9 | ASTON SOLAR | PSE&G BPU | No | Complete | 2013-10-28 | 2014-07-28 | 2014-09-16 | 2014-09-16
SRP22089 | SREC Solar | DEMYAN |  | 12.75 | 0 | Residential | 1 | SICKLERVILLE | 8081 | 14 | ALLSEASON CONSTRUCTION | AC Electric | No | Complete | 2013-10-28 | 2014-05-22 | 2014-05-30 | 2014-05-30
SRP22091 | SREC Solar | DONALDSON |  | 5.635 | 0 | Residential | 1 | MAYS LANDING | 8330 | 19 | SOLARCITY CORPORATION | AC Electric | No | Complete | 2013-10-28 | 2014-03-21 | 2014-04-07 | 2014-04-07
SRP22092 | SREC Solar | PAULEN |  | 8.5 | 0 | Residential | 1 | FAIR LAWN | 7410 | 7 | SOLARCITY CORPORATION | PSE&G BPU | No | Complete | 2013-10-28 | 2014-07-22 | 2014-09-22 | 2014-09-22
SRP22093 | SREC Solar | VERNACCHIO |  | 6.63 | 0 | Residential | 1 | VINELAND | 8360 | 20 | ALLSEASON CONSTRUCTION | Vineland Muni Elec | No | Complete | 2013-10-28 | 2014-06-25 | 2014-07-23 | 2014-07-23
SRP22094 | SREC Solar | BARNETT |  | 14.28 | 0 | Residential | 1 | SOUTH HAMPTON | 8088 | 13 | ALLSEASON CONSTRUCTION | PSE&G BPU | No | Complete | 2013-10-28 | 2014-06-23 | 2014-06-27 | 2014-06-27
SRP22095 | SREC Solar | HALL |  | 7.35 | 0 | Residential | 1 | GLOUCESTER TWP | 8081 | 14 | SOLARCITY CORPORATION | AC Electric | No | Complete | 2013-10-28 | 2014-02-06 | 2014-02-21 | 2014-02-21
SRP22096 | SREC Solar | ROSAUER |  | 9.69 | 0 | Residential | 1 | MT ROYAL | 8061 | 15 | ALLSEASON CONSTRUCTION | AC Electric | No | Complete | 2013-10-28 | 2014-06-12 | 2014-06-18 | 2014-06-18
SRP22097 | SREC Solar | UZICK |  | 4.9 | 0 | Residential | 1 | GALLOWAY | 8205 | 19 | ALLSEASON CONSTRUCTION | AC Electric | No | Complete | 2013-10-28 | 2014-03-14 | 2014-03-21 | 2014-03-21
SRP22098 | SREC Solar | MANINGO |  | 5.635 | 0 | Residential | 1 | MOUNT ROYAL | 8061 | 15 | SOLARCITY CORPORATION | AC Electric | No | Complete | 2013-10-28 | 2014-01-21 | 2014-02-18 | 2014-02-18
SRP22099 | SREC Solar | THOMPSON |  | 9.945 | 0 | Residential | 1 | CAPE MAY COURT HOUSE | 8210 | 21 | ALLSEASON CONSTRUCTION | AC Electric | No | Complete | 2013-10-28 | 2014-07-02 | 2014-07-11 | 2014-07-11
SRP22100 | SREC Solar | KLEINER |  | 12.25 | 0 | Residential | 1 | EGG HARBOR TWP | 8232 | 19 | ALLSEASON CONSTRUCTION | AC Electric | No | Complete | 2013-10-28 | 2014-03-20 | 2014-03-27 | 2014-03-27
SRP22102 | SREC Solar | WEINFLASH |  | 7.5 | 0 | Residential | 0 | MONTVILLE | 7045 | 3 | ENERGY CUBED | JCP&L | No | Complete | 2013-10-28 | 2015-01-07 | 2015-01-20 | 2015-01-20
SRP22105 | SREC Solar | HILLARY |  | 4.655 | 0 | Residential | 1 | GLOUCESTER TOWNSHIP | 8081 | 14 | SOLARCITY CORPORATION | AC Electric | No | Complete | 2013-10-28 | 2014-01-27 | 2014-02-18 | 2014-02-18
SRP22106 | SREC Solar | GRIGGS |  | 8.33 | 0 | Residential | 1 | SICKLERVILLE | 8081 | 14 | SOLARCITY CORPORATION | AC Electric | No | Complete | 2013-10-28 | 2014-02-27 | 2014-03-10 | 2014-03-10
SRP22108 | SREC Solar | PROCHASKA |  | 2.45 | 0 | Residential | 1 | HARDYSTON TWP | 7460 | 1 | SOLARCITY CORPORATION | JCP&L | No | Complete | 2013-10-28 | 2014-03-13 | 2014-03-21 | 2014-03-21
SRP22110 | SREC Solar | MUNOZ |  | 4.7 | 0 | Residential | 0 | LEBANON | 8833 | 4 | SOLARCITY CORPORATION | JCP&L | No | Complete | 2013-10-28 | 2013-12-19 | 2014-01-06 | 2014-01-06
SRP22111 | SREC Solar | KOWALIK |  | 6.37 | 0 | Residential | 1 | LITTLE EGG HARBOR | 8087 | 18 | ACOS ENERGY, LLC | AC Electric | No | Complete | 2013-10-28 | 2014-04-04 | 2014-04-16 | 2014-04-16
SRP22112 | SREC Solar | FOSS |  | 4.9 | 0 | Residential | 1 | LITTLE SILVER | 7739 | 17 | RELIABLE POWER SERVICES, INC. | JCP&L | No | Complete | 2013-10-28 | 2014-01-23 | 2014-02-06 | 2014-02-06
SRP22114 | SREC Solar | SCHROTH |  | 6.25 | 0 | Residential | 1 | NORTH WILDWOOD | 8260 | 21 | GREENPOINTE ENERGY | AC Electric | No | Complete | 2013-10-28 | 2014-04-07 | 2014-04-18 | 2014-04-18
SRP22115 | SREC Solar | DAVILA |  | 8.82 | 0 | Residential | 1 | NEPTUNE | 7753 | 17 | RELIABLE POWER SERVICES, INC. | JCP&L | No | Complete | 2013-10-28 | 2014-04-30 | 2014-05-06 | 2014-05-06
SRP22116 | SREC Solar | BRADY |  | 6 | 0 | Residential | 1 | BRICK | 8724 | 18 | KOPP ELECTRIC COMPANY | JCP&L | No | Complete | 2013-10-28 | 2014-04-17 | 2014-04-29 | 2014-04-29
SRP22119 | SREC Solar | LONCZAK |  | 4.9 | 0 | Residential | 1 | MONROE TWP | 8831 | 11 | SOLARCITY CORPORATION | JCP&L | No | Complete | 2013-10-28 | 2013-12-19 | 2014-01-06 | 2014-01-06
SRP22120 | SREC Solar | SHEAHAN |  | 10.78 | 0 | Residential | 1 | WHITING | 8759 | 18 | ACOS ENERGY, LLC | JCP&L | No | Complete | 2013-10-28 | 2014-02-19 | 2014-03-05 | 2014-03-05
SRP22123 | SREC Solar | CHRISTOUDIAS | JOHN CHRISTOUDIAS & ASSOCIATES | 5.28 | 0 | Commercial | 0 | POINT PLEASANT | 8742 | 18 | ADVANCED SOLAR & ENERGY SOLUTIONS | JCP&L | No | QC Selected | 2013-10-28 | 2015-04-09
SRP22124 | SREC Solar | RAMASAMY |  | 6.125 | 0 | Residential | 1 | WEST ORANGE | 7052 | 9 | SOLARCITY CORPORATION | PSE&G BPU | No | Complete | 2013-10-28 | 2014-06-24 | 2014-06-26 | 2014-06-26
SRP22126 | SREC Solar | RELHING JR |  | 8.82 | 0 | Residential | 1 | MANTUA TOWNSHIP | 8051 | 15 | SOLARCITY CORPORATION | AC Electric | No | Complete | 2013-10-28 | 2014-03-07 | 2014-03-19 | 2014-03-19
SRP22127 | SREC Solar | SHARIFF |  | 5.635 | 0 | Residential | 1 | LINDENWOLD | 8021 | 14 | SOLARCITY CORPORATION | AC Electric | No | Complete | 2013-10-28 | 2014-02-19 | 2014-03-11 | 2014-03-11
SRP22128 | SREC Solar | HOFFMAN |  | 8.82 | 0 | Residential | 1 | TOMS RIVER | 8753 | 18 | SOLARCITY CORPORATION | JCP&L | No | Complete | 2013-10-28 | 2014-02-04 | 2014-02-27 | 2014-02-27
SRP22129 | SREC Solar | KIM |  | 10.25 | 0 | Residential | 0 | MAYWOOD | 7607 | 7 | TRINITY HEATING AND AIR | PSE&G BPU | No | Complete | 2013-10-28 | 2014-05-13 | 2014-06-11 | 2014-06-11
SRP22130 | SREC Solar | MCLAUGHIN |  | 5.39 | 0 | Residential | 1 | EGG HARBOR TWP | 8234 | 19 | SOLARCITY CORPORATION | AC Electric | No | Complete | 2013-10-28 | 2014-02-07 | 2014-02-27 | 2014-02-27
SRP22131 | SREC Solar | CONSIGLIO |  | 7.35 | 0 | Residential | 1 | NESHANIC STA | 8853 | 5 | SOLARCITY CORPORATION | JCP&L | No | Complete | 2013-10-28 | 2013-12-09 | 2013-12-18 | 2013-12-18
SRP22132 | SREC Solar | BEAKLEY |  | 8.575 | 0 | Residential | 1 | CLEMENTON | 8021 | 14 | SOLARCITY CORPORATION | PSE&G BPU | No | Complete | 2013-10-28 | 2014-02-25 | 2014-03-12 | 2014-03-12
SRP22133 | SREC Solar | HILBMANN |  | 5.39 | 0 | Residential | 1 | WOODBURY | 8096 | 15 | SOLARCITY CORPORATION | PSE&G BPU | No | Complete | 2013-10-28 | 2014-02-27 | 2014-03-12 | 2014-03-12
SRP22134 | SREC Solar | TEDIASHVILLI |  | 4.41 | 0 | Residential | 1 | CLIFTON | 7012 | 6 | SOLARCITY CORPORATION | PSE&G BPU | No | Complete | 2013-10-28 | 2014-03-18 | 2014-03-27 | 2014-03-27
SRP22135 | SREC Solar | WEINSTEIN |  | 4.41 | 0 | Residential | 1 | WEST ORANGE | 7052 | 9 | SOLARCITY CORPORATION | PSE&G BPU | No | Complete | 2013-10-28 | 2014-02-05 | 2014-02-24 | 2014-02-24
SRP22136 | SREC Solar | AUDITOR |  | 4.41 | 0 | Residential | 1 | MIDDLETOWN | 7718 | 17 | SOLARCITY CORPORATION | JCP&L | No | Complete | 2013-10-28 | 2014-01-31 | 2014-03-06 | 2014-03-06
SRP22137 | SREC Solar | WRIGHT JR |  | 15.19 | 0 | Residential | 1 | MANCHESTER TWP | 8759 | 18 | SOLARCITY CORPORATION | JCP&L | No | Complete | 2013-10-28 | 2014-04-11 | 2014-05-13 | 2014-05-13
SRP22138 | SREC Solar | DEMESA |  | 9.065 | 0 | Residential | 1 | MARLBORO | 7746 | 17 | NJR HOME SERVICES. | JCP&L | No | Complete | 2013-11-04 | 2014-02-06 | 2014-03-14 | 2014-03-14
SRP22139 | SREC Solar | OCONNOR |  | 10.045 | 0 | Residential | 1 | TOMS RIVER | 8753 | 18 | NJR HOME SERVICES. | JCP&L | No | Complete | 2013-11-04 | 2014-02-27 | 2014-03-06 | 2014-03-06
SRP22140 | SREC Solar | SAKHLEH |  | 13 | 0 | Residential | 0 | MULLICA HILL | 8062 | 15 | EXACT SOLAR | AC Electric | No | Complete | 2013-10-28 | 2014-03-06 | 2014-03-20 | 2014-03-20
SRP22141 | SREC Solar | RILEY |  | 8.5 | 0 | Residential | 1 | PARVIN STATE PARK | 8318 | 16 | CODE GREEN SOLAR, LLC | AC Electric | No | Complete | 2013-11-04 | 2014-05-22 | 2014-06-17 | 2014-06-17
SRP22142 | SREC Solar | COSTELLO | COSTELLO-RUNYON FUNERAL HOME | 24.225 | 0 | Commercial | 0 | METUCHEN | 8840 | 11 | ABSOLUTELY ENERGIZED SOLAR, LLC | PSE&G BPU | No | Complete | 2013-11-04 | 2014-06-30 | 2014-07-09 | 2014-07-09
SRP22143 | SREC Solar | STILL |  | 8.085 | 0 | Residential | 1 | CLAYTON | 8312 | 15 | SOLARCITY CORPORATION | AC Electric | No | Complete | 2013-11-04 | 2014-03-26 | 2014-04-15 | 2014-04-15
SRP22144 | SREC Solar | GREGORY |  | 12.495 | 0 | Residential | 1 | MILLSTONE | 8535 | 17 | SOLARCITY CORPORATION | JCP&L | No | Complete | 2013-11-04 | 2014-02-18 | 2014-03-03 | 2014-03-03
SRP22145 | SREC Solar | CALVO |  | 3.92 | 0 | Residential | 1 | FRANKLIN TOWNSHIP | 8873 | 5 | SOLARCITY CORPORATION | PSE&G BPU | No | Complete | 2013-11-04 | 2014-01-23 | 2014-02-06 | 2014-02-06
SRP22146 | SREC Solar | COOK |  | 8.575 | 0 | Residential | 1 | PITTSGROVE | 8316 | 20 | SOLARCITY CORPORATION | AC Electric | No | Complete | 2013-11-04 | 2014-04-04 | 2014-04-16 | 2014-04-16
SRP22147 | SREC Solar | BUSARI |  | 5.145 | 0 | Residential | 1 | SICKLERVILLE | 8081 | 14 | SOLARCITY CORPORATION | AC Electric | No | Complete | 2013-11-04 | 2014-06-30 | 2014-07-09 | 2014-07-09
SRP22148 | SREC Solar | ROGERS |  | 9.31 | 0 | Residential | 1 | CLAYTON | 8312 | 15 | SOLARCITY CORPORATION | AC Electric | No | Complete | 2013-11-04 | 2014-03-13 | 2014-03-27 | 2014-03-27
SRP22149 | SREC Solar | BLAUVELT |  | 6.25 | 0 | Residential | 0 | BARNEGAT | 8005 | 18 | TRINITY HEATING AND AIR | JCP&L | No | Complete | 2013-11-04 | 2014-01-20 | 2014-02-18 | 2014-02-18
SRP22150 | SREC Solar | EASTERBROOK |  | 8.33 | 0 | Residential | 1 | EVESHAM TWP | 8053 | 13 | SOLARCITY CORPORATION | PSE&G BPU | No | Complete | 2013-11-04 | 2014-03-26 | 2014-04-08 | 2014-04-08
SRP22151 | SREC Solar | ESSO |  | 4 | 0 | Residential | 0 | JEFFERSON | 7849 | 3 | TRINITY HEATING AND AIR | JCP&L | No | Complete | 2013-11-04 | 2014-02-10 | 2014-02-27 | 2014-02-27
SRP22152 | SREC Solar | HOMAN |  | 13.965 | 0 | Residential | 1 | PILESGROVE | 8098 | 16 | SOLARCITY CORPORATION | AC Electric | No | Complete | 2013-11-04 | 2014-04-11 | 2014-04-17 | 2014-04-17
SRP22153 | SREC Solar | SCHUSTER |  | 11.76 | 0 | Residential | 1 | MAYS LANDING | 8330 | 19 | SUN UP ZERO DOWN | AC Electric | No | Complete | 2013-11-04 | 2014-07-03 | 2014-07-10 | 2014-07-10
SRP22154 | SREC Solar | BELLINGERI |  | 5.39 | 0 | Residential | 1 | SADDLE BROOK | 7663 | 7 | VIVINT SOLAR | PSE&G BPU | No | Complete | 2013-11-04 | 2014-07-03 | 2014-07-11 | 2014-07-11
SRP22155 | SREC Solar | ROSS |  | 4.9 | 0 | Residential | 1 | MAYS LANDING | 8330 | 19 | SUN UP ZERO DOWN | AC Electric | No | Complete | 2013-11-04 | 2014-08-25 | 2014-09-29 | 2014-09-29
SRP22156 | SREC Solar | ZINCKGRAF |  | 9 | 0 | Residential | 1 | EGG HARBOR TOWNSHIP | 8234 | 19 | SUN UP ZERO DOWN | AC Electric | No | Complete | 2013-11-04 | 2014-03-13 | 2014-04-04 | 2014-04-04
SRP22157 | SREC Solar | KAFKA |  | 9.065 | 0 | Residential | 1 | E. BRUNSWICK | 8816 | 11 | VIVINT SOLAR | PSE&G BPU | No | Complete | 2013-11-04 | 2014-08-22 | 2014-09-02 | 2014-09-02
SRP22158 | SREC Solar | ARCE |  | 4.845 | 0 | Residential | 1 | PERTH AMBOY | 8861 | 11 | VIVINT SOLAR | PSE&G BPU | No | Complete | 2013-11-04 | 2014-11-07 | 2014-11-24 | 2014-11-24
SRP22159 | SREC Solar | MARSHALL |  | 6.125 | 0 | Residential | 1 | PISCATAWAY | 8854 | 11 | VIVINT SOLAR | PSE&G BPU | No | Complete | 2013-11-04 | 2014-02-27 | 2014-03-10 | 2014-03-10
SRP22163 | SREC Solar | CLARK |  | 2.94 | 0 | Residential | 1 | PERTH AMBOY | 8861 | 11 | VIVINT SOLAR | PSE&G BPU | No | Complete | 2013-11-04 | 2014-05-08 | 2014-05-16 | 2014-05-16
SRP22165 | SREC Solar | NISSLEY |  | 20.09 | 0 | Residential | 1 | BERLIN | 8009 | 14 | SOLARCITY CORPORATION | AC Electric | No | Complete | 2013-11-04 | 2014-07-01 | 2014-08-04 | 2014-08-04
SRP22166 | SREC Solar | PAULSON |  | 18.75 | 0 | Residential | 1 | WILLIAMSTOWN | 8094 | 15 | RCL ENTERPRISES INC. | AC Electric | No | Complete | 2013-11-04 | 2014-03-03 | 2014-03-13 | 2014-03-13
SRP22168 | SREC Solar | MCCLUTCHY |  | 4.41 | 0 | Residential | 1 | VILLAS | 8251 | 21 | RCL ENTERPRISES INC. | AC Electric | No | Complete | 2013-11-04 | 2014-01-15 | 2014-01-31 | 2014-01-31
SRP22169 | SREC Solar | BALDASSARE |  | 4.9 | 0 | Residential | 1 | HIGHLANDS | 7732 | 17 | EZNERGY LLC | PSE&G BPU | No | Complete | 2013-11-04 | 2014-03-25 | 2014-04-07 | 2014-04-07
SRP22170 | SREC Solar | PATEL |  | 6.37 | 0 | Residential | 1 | HILLSBOROUGH TOWNSHI | 8844 | 5 | SOLARCITY CORPORATION | PSE&G BPU | No | Complete | 2013-11-04 | 2014-03-11 | 2014-03-27 | 2014-03-27
SRP22171 | SREC Solar | STEPHENS |  | 6.86 | 0 | Residential | 1 | WESTAMPTON | 8060 | 13 | EZNERGY LLC | PSE&G BPU | No | Complete | 2013-11-04 | 2014-01-17 | 2014-01-29 | 2014-01-29
SRP22172 | SREC Solar | GALLONE |  | 5.635 | 0 | Residential | 1 | STRATFORD | 8084 | 14 | EZNERGY LLC | AC Electric | No | Complete | 2013-11-04 | 2014-03-03 | 2014-03-12 | 2014-03-12
SRP22173 | SREC Solar | MALPICA |  | 6.37 | 0 | Residential | 1 | NORTH HALEDON | 7508 | 6 | SOLARCITY CORPORATION | PSE&G BPU | No | Complete | 2013-11-04 | 2014-03-25 | 2014-04-21 | 2014-04-21
SRP22174 | SREC Solar | FORMAN |  | 8.25 | 0 | Residential | 1 | CLARKSBORO | 8020 | 15 | SUNGEVITY, INC. | AC Electric | No | Complete | 2013-11-04 | 2014-03-06 | 2014-04-04 | 2014-04-04
SRP22175 | SREC Solar | RACELIS |  | 7.35 | 0 | Residential | 1 | UNION | 7083 | 10 | SOLARCITY CORPORATION | PSE&G BPU | No | Complete | 2013-11-04 | 2014-01-21 | 2014-02-18 | 2014-02-18
SRP22176 | SREC Solar | BELO |  | 11 | 0 | Residential | 0 | EAST BRUNSWICK | 8816 | 11 | CODE GREEN SOLAR, LLC | PSE&G BPU | No | Complete | 2013-11-04 | 2014-04-16 | 2014-05-29 | 2014-05-29
SRP22177 | SREC Solar | DONALDSON |  | 28.42 | 0 | Residential | 1 | STEWARTSVILLE | 8886 | 2 | ALTERNATIVE ENERGY ASSOCIATES | JCP&L | No | Complete | 2013-11-04 | 2014-11-05 | 2014-11-14 | 2014-11-14
SRP22178 | SREC Solar | CARBOY |  | 11.25 | 0 | Residential | 1 | WHARTON | 7885 | 3 | ALTERNATIVE ENERGY ASSOCIATES | JCP&L | No | Complete | 2013-11-04 | 2014-11-05 | 2014-11-14 | 2014-11-14
SRP22179 | SREC Solar | CARBOY |  | 12.75 | 0 | Residential | 1 | WHARTON | 7885 | 3 | ALTERNATIVE ENERGY ASSOCIATES | JCP&L | No | Complete | 2013-11-04 | 2014-12-15 | 2014-12-22 | 2014-12-22
SRP22184 | SREC Solar | HICKOK |  | 13.005 | 0 | Residential | 1 | CAPE MAY | 8204 | 21 | ACOS ENERGY, LLC | AC Electric | No | Complete | 2013-11-04 | 2014-06-25 | 2014-07-02 | 2014-07-02
SRP22186 | SREC Solar | BELLANTONI |  | 4.41 | 0 | Residential | 1 | SOMERVILLE | 8876 | 5 | VIVINT SOLAR | PSE&G BPU | No | Complete | 2013-11-04 | 2014-05-16 | 2014-05-22 | 2014-05-22
SRP22187 | SREC Solar | AMBROGIO |  | 6.37 | 0 | Residential | 1 | WARETOWN | 8758 | 18 | ACOS ENERGY, LLC | JCP&L | No | Complete | 2013-11-04 | 2014-01-10 | 2014-03-07 | 2014-03-07
SRP22189 | SREC Solar | DILELLO |  | 7.84 | 0 | Residential | 1 | BROWNS MILLS | 8015 | 13 | RCL ENTERPRISES INC. | JCP&L | No | Complete | 2013-11-04 | 2013-12-20 | 2014-01-08 | 2014-01-08
SRP22190 | SREC Solar | DIAZ |  | 9.065 | 0 | Residential | 1 | PERTH AMBOY | 8861 | 11 | EZNERGY LLC | PSE&G BPU | No | Complete | 2013-11-04 | 2014-03-25 | 2014-04-07 | 2014-04-07
SRP22191 | SREC Solar | BAUMANN |  | 7.35 | 0 | Residential | 1 | TOMS RIVER | 8757 | 18 | EZNERGY LLC | JCP&L | No | Complete | 2013-11-04 | 2014-03-03 | 2014-03-13 | 2014-03-13
SRP22192 | SREC Solar | HOFFMAN |  | 8.33 | 0 | Residential | 1 | TOMS RIVER | 8757 | 18 | EZNERGY LLC | JCP&L | No | Complete | 2013-11-04 | 2014-03-25 | 2014-04-08 | 2014-04-08
SRP22193 | SREC Solar | DAVIDSON |  | 5.5 | 0 | Residential | 1 | WILLIAMSTOWN | 8094 | 15 | TRINITY HEATING AND AIR | AC Electric | No | Complete | 2013-11-04 | 2014-01-08 | 2014-01-27 | 2014-01-27
SRP22194 | SREC Solar | STEIN |  | 9.1 | 0 | Residential | 1 | EGG HARBOR TOWNSHIP | 8234 | 19 | SUNGEVITY, INC. | AC Electric | No | Complete | 2013-11-04 | 2014-11-03 | 2014-11-10 | 2014-11-10
SRP22195 | SREC Solar | ANDERSON |  | 11.025 | 0 | Residential | 1 | EHT | 8234 | 19 | ALLSEASON CONSTRUCTION | AC Electric | No | Complete | 2013-11-04 | 2014-02-17 | 2014-03-04 | 2014-03-04
SRP22196 | SREC Solar | FARLEKAS |  | 7.84 | 0 | Residential | 1 | PINE BEACH | 8741 | 18 | RELIABLE POWER SERVICES, INC. | JCP&L | No | Complete | 2013-11-04 | 2014-02-19 | 2014-03-11 | 2014-03-11
SRP22197 | SREC Solar | YAEGER |  | 7 | 0 | Residential | 1 | BARNEGAT | 8005 | 18 | TRINITY HEATING AND AIR | JCP&L | No | Complete | 2013-11-04 | 2014-02-04 | 2014-02-19 | 2014-02-19
SRP22198 | SREC Solar | DIVUOLO |  | 9.435 | 0 | Residential | 1 | WALL | 7719 | 17 | RELIABLE POWER SERVICES, INC. | JCP&L | No | Complete | 2013-11-04 | 2014-06-13 | 2014-07-23 | 2014-07-23
SRP22199 | SREC Solar | BECKHAM |  | 9.31 | 0 | Residential | 1 | WILLIAMSTOWN | 8094 | 15 | TRINITY HEATING AND AIR | AC Electric | No | Complete | 2013-11-04 | 2014-01-17 | 2014-01-29 | 2014-01-29
SRP22200 | SREC Solar | PISKIEL |  | 13.25 | 0 | Residential | 0 | MORGANVILLE | 7751 | 17 | CODE GREEN SOLAR, LLC | JCP&L | No | Complete | 2013-11-04 | 2014-10-28 | 2014-11-04 | 2014-11-04
SRP22201 | SREC Solar | DOUGHERTY |  | 4.9 | 0 | Residential | 1 | OCEAN CITY | 8226 | 21 | ACOS ENERGY, LLC | AC Electric | No | Complete | 2013-11-04 | 2014-11-05 | 2014-11-20 | 2014-11-20
SRP22202 | SREC Solar | FERRA |  | 10 | 0 | Residential | 1 | DUMONT | 7628 | 7 | SOLARCITY CORPORATION | PSE&G BPU | No | Complete | 2013-11-04 | 2014-03-13 | 2014-03-27 | 2014-03-27
SRP22203 | SREC Solar | REILLY |  | 5.88 | 0 | Residential | 1 | ESSEX FALLS | 7021 | 9 | SOLARCITY CORPORATION | PSE&G BPU | No | Complete | 2013-11-04 | 2014-03-12 | 2014-03-19 | 2014-03-19
SRP22204 | SREC Solar | RADHAKRISHNAN |  | 9.25 | 0 | Residential | 0 | MONROE TOWNSHIP | 8831 | 11 | GREENRUPERT LLC | JCP&L | No | Complete | 2013-11-04 | 2013-12-04 | 2013-12-17 | 2013-12-17
SRP22205 | SREC Solar | WILLSON |  | 5.5 | 0 | Residential | 1 | TOMS RIVER | 8753 | 18 | TRINITY HEATING AND AIR | JCP&L | No | Complete | 2013-11-04 | 2014-01-08 | 2014-01-21 | 2014-01-21
SRP22206 | SREC Solar | DOLMANET |  | 10.5 | 0 | Residential | 1 | BEVERLY | 8010 | 13 | TRINITY HEATING AND AIR | PSE&G BPU | No | Complete | 2013-11-04 | 2014-03-17 | 2014-04-10 | 2014-04-10
SRP22207 | SREC Solar | DUNN |  | 12.5 | 0 | Residential | 1 | JACKSON | 8527 | 18 | TRINITY HEATING AND AIR | JCP&L | No | Complete | 2013-11-04 | 2014-01-20 | 2014-01-30 | 2014-01-30
SRP22208 | SREC Solar | TAYLOR |  | 5.145 | 0 | Residential | 1 | EGG HARBOR CITY | 8215 | 19 | TRINITY HEATING AND AIR | AC Electric | No | Complete | 2013-11-04 | 2014-02-06 | 2014-02-21 | 2014-02-21
SRP22209 | SREC Solar | MODHERA |  | 8.25 | 0 | Residential | 1 | ISELIN | 8830 | 11 | SUNGEVITY, INC. | PSE&G BPU | No | Complete | 2013-11-04 | 2014-03-20 | 2014-03-27 | 2014-03-27
SRP22210 | SREC Solar | GARCED |  | 10.29 | 0 | Residential | 1 | EHT | 8234 | 19 | ALLSEASON CONSTRUCTION | AC Electric | No | Complete | 2013-11-04 | 2014-02-20 | 2014-03-14 | 2014-03-14
SRP22211 | SREC Solar | POLANCO |  | 8.5 | 0 | Residential | 1 | WOODBRIDGE | 7095 | 11 | SUNGEVITY, INC. | PSE&G BPU | No | Complete | 2013-11-04 | 2014-03-18 | 2014-03-27 | 2014-03-27
SRP22212 | SREC Solar | OPALUCH |  | 5.75 | 0 | Residential | 1 | HASBROUCK HEIGHTS | 7604 | 7 | SUNGEVITY, INC. | PSE&G BPU | No | Complete | 2013-11-04 | 2014-10-29 | 2014-11-12 | 2014-11-12
SRP22213 | SREC Solar | JACOBACCI |  | 1.715 | 0 | Residential | 1 | SADDLE BROOK | 7663 | 7 | VIVINT SOLAR | PSE&G BPU | No | Complete | 2013-11-04 | 2014-07-15 | 2014-09-16 | 2014-09-16
SRP22216 | SREC Solar | RADIGAN | DSM NUTRITIONAL PRODUCTS LLC | 5958.425 | 0 | Commercial | 1 | BELVIDERE | 7823 | 2 | GEOPEAK ENERGY LLC | JCP&L | No | Complete | 2013-11-04 | 2015-03-23 | 2015-05-13 | 2015-05-13
SRP22217 | SREC Solar | ISSA | CIS CONSTRUCTION LLC | 43.61 | 0 | Commercial | 0 | ELIZABETH | 7208 | 10 | POWER OVERHAUL, LLC | PSE&G BPU | No | Complete | 2013-11-04 | 2014-11-18 | 2015-03-19 | 2015-03-19
SRP22218 | SREC Solar | SNYDER |  | 15.435 | 0 | Residential | 1 | PITTSGROVE | 8318 | 16 | RCL ENTERPRISES INC. | AC Electric | No | Complete | 2013-11-04 | 2014-03-03 | 2014-03-26 | 2014-03-26
SRP22219 | SREC Solar | LIAO |  | 8.25 | 0 | Residential | 1 | PORT MONMOUTH | 7758 | 17 | GARDEN STATE SOLAR LLC | JCP&L | No | Complete | 2013-11-04 | 2014-03-04 | 2014-03-12 | 2014-03-12
SRP22220 | SREC Solar | PALUSZEK |  | 3.36 | 0 | Residential | 0 | PRINCETON | 8540 | 12 | JERSEY SOLAR, LLC | PSE&G BPU | No | Complete | 2013-11-04 | 2014-08-05 | 2014-08-12 | 2014-08-12
SRP22221 | SREC Solar | PARKER | J&B REALTY ASSOCIATES LLC | 158.7 | 0 | Commercial | 0 | LAWRENCE | 8648 | 12 | E2/ECTA INC. | PSE&G BPU | No | Complete | 2013-11-04 | 2014-11-06 | 2014-12-02 | 2014-12-02
SRP22222 | SREC Solar | ETTUS |  | 6.37 | 0 | Residential | 1 | GALLOWAY | 8205 | 19 | ALLSEASON CONSTRUCTION | AC Electric | No | Complete | 2013-11-04 | 2014-03-20 | 2014-03-27 | 2014-03-27
SRP22223 | SREC Solar | HAZAN |  | 10.965 | 0 | Residential | 1 | VOORHEES | 8043 | 14 | ALLSEASON CONSTRUCTION | AC Electric | No | Complete | 2013-11-04 | 2014-09-26 | 2014-10-02 | 2014-10-02
SRP22224 | SREC Solar | QUANN |  | 11.515 | 0 | Residential | 1 | BERLIN | 8009 | 14 | ALLSEASON CONSTRUCTION | AC Electric | No | Complete | 2013-11-04 | 2014-03-20 | 2014-04-03 | 2014-04-03
SRP22225 | SREC Solar | QUACH LUC |  | 5.39 | 0 | Residential | 1 | FAIR LAWN | 7410 | 7 | SOLARCITY CORPORATION | PSE&G BPU | No | Complete | 2013-11-04 | 2014-03-11 | 2014-03-27 | 2014-03-27
SRP22226 | SREC Solar | CAMPBELL |  | 7.595 | 0 | Residential | 1 | PEMBERTON TWP | 8015 | 13 | SOLARCITY CORPORATION | JCP&L | No | Complete | 2013-11-04 | 2013-12-10 | 2013-12-27 | 2013-12-27
SRP22227 | SREC Solar | NEMIROV |  | 6.86 | 0 | Residential | 1 | ENGLISHTOWN | 7726 | 17 | SOLARCITY CORPORATION | JCP&L | No | Complete | 2013-11-04 | 2014-02-04 | 2014-02-27 | 2014-02-27
SRP22228 | SREC Solar | TORRES |  | 7.35 | 0 | Residential | 1 | WOODBRIDGE TWP | 8830 | 11 | SOLARCITY CORPORATION | PSE&G BPU | No | Complete | 2013-11-04 | 2014-10-28 | 2014-11-14 | 2014-11-14
SRP22229 | SREC Solar | FERRARIS |  | 4.16 | 0 | Residential | 1 | IRVINGTON | 7111 | 9 | SUNGEVITY, INC. | PSE&G BPU | No | Complete | 2013-11-04 | 2014-05-27 | 2014-06-17 | 2014-06-17
SRP22230 | SREC Solar | SKOWRONSKI |  | 7.5 | 0 | Residential | 1 | TOMS RIVER | 8757 | 18 | TRINITY HEATING AND AIR | JCP&L | No | Complete | 2013-11-04 | 2014-02-19 | 2014-03-07 | 2014-03-07
SRP22231 | SREC Solar | URBANIK |  | 9 | 0 | Residential | 1 | DENVILLE | 7834 | 3 | TRINITY HEATING AND AIR | JCP&L | No | Complete | 2013-11-04 | 2014-03-03 | 2014-03-12 | 2014-03-12
SRP22232 | SREC Solar | BALABAN |  | 12.25 | 0 | Residential | 1 | EAST WINDSOR | 8512 | 11 | TRINITY HEATING AND AIR | JCP&L | No | Complete | 2013-11-04 | 2014-03-03 | 2014-03-26 | 2014-03-26
SRP22233 | SREC Solar | FERRARA |  | 4.5 | 0 | Residential | 0 | FREEHOLD | 7728 | 17 | TRINITY HEATING AND AIR | JCP&L | No | Complete | 2013-11-04 | 2014-02-10 | 2014-02-21 | 2014-02-21
SRP22234 | SREC Solar | ANTONOWICZ |  | 3.43 | 0 | Residential | 1 | E. BRUNSWICK | 8816 | 11 | SOLARCITY CORPORATION | JCP&L | No | Complete | 2013-11-04 | 2014-10-16 | 2014-10-29 | 2014-10-29
SRP22236 | SREC Solar | MEZA |  | 3.75 | 0 | Residential | 1 | PATERSON | 7522 | 6 | ROOF DIAGNOSTICS INC | PSE&G BPU | No | Complete | 2013-11-04 | 2014-05-08 | 2014-06-23 | 2014-06-23
SRP22238 | SREC Solar | RIBEIRO |  | 2.25 | 0 | Residential | 1 | UNION | 7083 | 10 | TRINITY HEATING AND AIR | PSE&G BPU | No | Complete | 2013-11-04 | 2014-03-03 | 2014-03-13 | 2014-03-13
SRP22239 | SREC Solar | CUCUZZA |  | 5.5 | 0 | Residential | 1 | SOMERSET | 8873 | 5 | TRINITY HEATING AND AIR | PSE&G BPU | No | Complete | 2013-11-04 | 2014-03-03 | 2014-03-13 | 2014-03-13
SRP22240 | SREC Solar | SHAFFER |  | 8.5 | 0 | Residential | 0 | HILLSBOROUGH | 8844 | 5 | ASTON SOLAR | PSE&G BPU | No | Complete | 2013-11-04 | 2014-07-25 | 2014-08-01 | 2014-08-01
SRP22242 | SREC Solar | PRICE |  | 6.37 | 0 | Residential | 1 | CLARK | 7066 | 10 | SUNGEVITY, INC. | PSE&G BPU | No | Complete | 2013-11-04 | 2014-03-17 | 2014-03-27 | 2014-03-27
SRP22243 | SREC Solar | KLAAS |  | 5.39 | 0 | Residential | 1 | BASKING RIDGE | 7920 | 5 | SOLARCITY CORPORATION | JCP&L | No | Complete | 2013-11-04 | 2014-02-25 | 2014-03-12 | 2014-03-12
SRP22244 | SREC Solar | SCANNAPIECO |  | 7.84 | 0 | Residential | 1 | EHT | 8234 | 19 | SOLARCITY CORPORATION | AC Electric | No | Complete | 2013-11-04 | 2014-04-25 | 2014-04-30 | 2014-04-30
SRP22246 | SREC Solar | TANJUTCO |  | 9.8 | 0 | Residential | 1 | GLOUCESTER TWP | 8081 | 14 | SOLARCITY CORPORATION | AC Electric | No | Complete | 2013-11-04 | 2014-02-04 | 2014-02-27 | 2014-02-27
SRP22247 | SREC Solar | ESPINAL |  | 3.25 | 0 | Residential | 1 | NORTH ARLINGTON | 7031 | 7 | SOLARCITY CORPORATION | PSE&G BPU | No | Complete | 2013-11-04 | 2014-03-27 | 2014-04-16 | 2014-04-16
SRP22248 | SREC Solar | NAIR |  | 9.5 | 0 | Residential | 1 | HIGHTSTOWN | 8520 | 12 | AROSA SOLAR ENERGY, INC | JCP&L | No | Complete | 2013-11-04 | 2014-02-19 | 2014-03-07 | 2014-03-07
SRP22250 | SREC Solar | CARDONA |  | 7.35 | 0 | Residential | 1 | LINDEN | 7036 | 10 | VIVINT SOLAR | PSE&G BPU | No | Complete | 2013-11-04 | 2014-08-13 | 2014-08-19 | 2014-08-19
SRP22252 | SREC Solar | POLLARD |  | 4.9 | 0 | Residential | 1 | NORTH BRUNSWICK | 8902 | 11 | VIVINT SOLAR | PSE&G BPU | No | Complete | 2013-11-04 | 2014-05-09 | 2014-05-13 | 2014-05-13
SRP22253 | SREC Solar | WILLIAMS |  | 3.675 | 0 | Residential | 1 | WOODBRIDGE | 7095 | 11 | VIVINT SOLAR | PSE&G BPU | No | Complete | 2013-11-04 | 2014-05-02 | 2014-05-08 | 2014-05-08
SRP22254 | SREC Solar | PAZINKO |  | 5.88 | 0 | Residential | 1 | E. BRUNSWICK | 8816 | 11 | VIVINT SOLAR | PSE&G BPU | No | Complete | 2013-11-04 | 2014-07-03 | 2014-09-03 | 2014-09-03
SRP22255 | SREC Solar | MATTIA |  | 5.52 | 0 | Residential | 1 | JACKSON | 8527 | 18 | ROOF DIAGNOSTICS INC | JCP&L | No | Complete | 2013-11-04 | 2013-12-18 | 2014-01-07 | 2014-01-07
SRP22256 | SREC Solar | MOEN |  | 15.042 | 0 | Residential | 0 | BRIDGEWATER | 8807 | 5 | GEOSCAPE SOLAR | PSE&G BPU | No | Complete | 2013-11-04 | 2014-05-14 | 2014-05-21 | 2014-05-21
SRP22258 | SREC Solar | ALIPARO |  | 4.9 | 0 | Residential | 1 | UNION | 7083 | 10 | VIVINT SOLAR | PSE&G BPU | No | Complete | 2013-11-04 | 2014-11-07 | 2014-11-21 | 2014-11-21
SRP22259 | SREC Solar | GELLER |  | 4.41 | 0 | Residential | 1 | VOORHEES | 8043 | 14 | SOLARCITY CORPORATION | AC Electric | No | Complete | 2013-11-04 | 2014-01-16 | 2014-02-18 | 2014-02-18
SRP22260 | SREC Solar | SANTOS |  | 9.18 | 0 | Residential | 1 | UNION | 7083 | 10 | VIVINT SOLAR | PSE&G BPU | No | Complete | 2013-11-04 | 2014-07-30 | 2014-08-06 | 2014-08-06
SRP22261 | SREC Solar | MARTINO |  | 4.9 | 0 | Residential | 1 | CHERRY HILL | 8034 | 14 | SOLARCITY CORPORATION | PSE&G BPU | No | Complete | 2013-11-04 | 2014-02-04 | 2014-02-27 | 2014-02-27
SRP22262 | SREC Solar | COUTO |  | 8.575 | 0 | Residential | 1 | UNION | 7083 | 10 | VIVINT SOLAR | PSE&G BPU | No | Complete | 2013-11-04 | 2014-02-12 | 2014-03-05 | 2014-03-05
SRP22263 | SREC Solar | DASILVA |  | 1.47 | 0 | Residential | 1 | PERTH AMBOY | 8861 | 11 | VIVINT SOLAR | PSE&G BPU | No | Complete | 2013-11-04 | 2014-05-09 | 2014-05-13 | 2014-05-13
SRP22265 | SREC Solar | KINDLER |  | 8.575 | 0 | Residential | 1 | SEWAREN | 7077 | 11 | VIVINT SOLAR | PSE&G BPU | No | Complete | 2013-11-04 | 2014-05-02 | 2014-05-08 | 2014-05-08
SRP22268 | SREC Solar | PALESTIS |  | 6.615 | 0 | Residential | 1 | UNION | 7083 | 10 | VIVINT SOLAR | PSE&G BPU | No | Complete | 2013-11-04 | 2014-04-02 | 2014-04-10 | 2014-04-10
SRP22269 | SREC Solar | CHIANG |  | 5.145 | 0 | Residential | 1 | ISELIN | 8830 | 11 | VIVINT SOLAR | PSE&G BPU | No | Complete | 2013-11-04 | 2014-04-11 | 2014-04-22 | 2014-04-22
SRP22270 | SREC Solar | TOBIAS |  | 7.595 | 0 | Residential | 1 | ISELIN | 8830 | 11 | VIVINT SOLAR | PSE&G BPU | No | Complete | 2013-11-04 | 2014-05-09 | 2014-05-13 | 2014-05-13
SRP22272 | SREC Solar | PATEL |  | 4.165 | 0 | Residential | 1 | FORDS | 8863 | 11 | VIVINT SOLAR | PSE&G BPU | No | Complete | 2013-11-04 | 2014-03-10 | 2014-03-20 | 2014-03-20
SRP22273 | SREC Solar | SANFIORENZO |  | 6.615 | 0 | Residential | 1 | SOMERSET | 8873 | 5 | VIVINT SOLAR | PSE&G BPU | No | Complete | 2013-11-04 | 2014-06-19 | 2014-07-16 | 2014-07-16
SRP22274 | SREC Solar | MCALOON |  | 6.25 | 0 | Residential | 1 | BRIDGEWATER | 8807 | 5 | VIVINT SOLAR | PSE&G BPU | No | Complete | 2013-11-04 | 2014-07-02 | 2014-08-27 | 2014-08-27
SRP22275 | SREC Solar | IVERSON |  | 5.5 | 0 | Residential | 1 | NEW BRUNSWICK | 8902 | 11 | VIVINT SOLAR | PSE&G BPU | No | Complete | 2013-11-04 | 2014-07-17 | 2014-07-28 | 2014-07-28
SRP22276 | SREC Solar | DE LA TORRE |  | 3.43 | 0 | Residential | 1 | WOODBRIDGE | 7095 | 11 | VIVINT SOLAR | PSE&G BPU | No | Complete | 2013-11-04 | 2014-03-25 | 2014-04-21 | 2014-04-21
SRP22277 | SREC Solar | MANAHAN |  | 6.125 | 0 | Residential | 1 | SOMERVILLE | 8876 | 5 | VIVINT SOLAR | PSE&G BPU | No | Complete | 2013-11-04 | 2014-04-02 | 2014-04-10 | 2014-04-10
SRP22281 | SREC Solar | BEVILACQUA |  | 6.25 | 0 | Residential | 0 | MANAHAWKIN | 8050 | 18 | TRINITY HEATING AND AIR | AC Electric | No | Complete | 2013-11-04 | 2014-02-17 | 2014-03-04 | 2014-03-04
SRP22282 | SREC Solar | MCNEIL | DWIGHT ENGLEWOOD SCHOOL | 5.64 | 0 | School Other | 0 | ENGLEWOOD | 7631 | 7 | AMBERJACK SOLAR ENERGY | PSE&G BPU | No | Complete | 2013-11-04 | 2014-11-06 | 2014-11-24 | 2014-11-24
SRP22283 | SREC Solar | HOFFMAN |  | 8.085 | 0 | Residential | 1 | EAST BRUNSWICK | 8816 | 11 | VIVINT SOLAR | PSE&G BPU | No | Complete | 2013-11-04 | 2014-07-08 | 2014-07-10 | 2014-07-10
SRP22284 | SREC Solar | CAMPOS-DIAZ |  | 7.5 | 0 | Residential | 1 | EHT | 8234 | 19 | ROOF DIAGNOSTICS INC | AC Electric | No | Complete | 2013-11-04 | 2014-05-02 | 2014-05-08 | 2014-05-08
SRP22286 | SREC Solar | RODRIGUEZ |  | 7.595 | 0 | Residential | 1 | NORTH BRUNSWICK | 8902 | 11 | VIVINT SOLAR | PSE&G BPU | No | Complete | 2013-11-04 | 2014-05-02 | 2014-05-08 | 2014-05-08
SRP22287 | SREC Solar | GOSNER |  | 10.29 | 0 | Residential | 1 | EHT | 8234 | 19 | SOLARCITY CORPORATION | AC Electric | No | Complete | 2013-11-04 | 2014-02-25 | 2014-03-12 | 2014-03-12
SRP22290 | SREC Solar | TSUNG |  | 2.695 | 0 | Residential | 1 | EAST BRUNSWICK | 8816 | 11 | VIVINT SOLAR | PSE&G BPU | No | Complete | 2013-11-04 | 2014-04-11 | 2014-04-22 | 2014-04-22
SRP22292 | SREC Solar | BOWER |  | 3.92 | 0 | Residential | 1 | NORTH BRUNSWICK | 8902 | 11 | VIVINT SOLAR | PSE&G BPU | No | Complete | 2013-11-04 | 2014-05-16 | 2014-05-21 | 2014-05-21
SRP22293 | SREC Solar | KULKARNI |  | 4.655 | 0 | Residential | 1 | ISELIN | 8830 | 11 | VIVINT SOLAR | PSE&G BPU | No | Complete | 2013-11-04 | 2014-10-31 | 2014-11-11 | 2014-11-11
SRP22294 | SREC Solar | FRIEDMAN | SHERMARK DBA ARISTA CARE | 244.915 | 0 | Commercial | 1 | CHERRY HILL | 8002 | 14 | AROSA SOLAR ENERGY, INC | PSE&G BPU | No | Complete | 2013-11-04 | 2014-07-11 | 2014-07-22 | 2014-07-22
SRP22297 | SREC Solar | TAN |  | 9.18 | 0 | Residential | 1 | N. BRUNSWICK | 8902 | 11 | VIVINT SOLAR | PSE&G BPU | No | Complete | 2013-11-04 | 2014-07-08 | 2014-07-17 | 2014-07-17
SRP22298 | SREC Solar | FRIEDLAND | RT 66 ASSOCIATES | 65 | 0 | Commercial | 0 | NEPTUNE | 7753 | 17 | BREAKER ELECTRIC | JCP&L | No | Complete | 2013-11-04 | 2014-09-02 | 2014-09-16 | 2014-09-16
SRP22303 | SREC Solar | MANNING |  | 5.88 | 0 | Residential | 1 | N. BRUNSWICK | 8902 | 11 | VIVINT SOLAR | PSE&G BPU | No | Complete | 2013-11-04 | 2014-03-07 | 2014-03-19 | 2014-03-19
SRP22304 | SREC Solar | BERMAN |  | 5.145 | 0 | Residential | 1 | E. BRUNSWICK | 8816 | 11 | VIVINT SOLAR | JCP&L | No | Complete | 2013-11-04 | 2014-06-19 | 2014-06-24 | 2014-06-24
SRP22308 | SREC Solar | WILLS |  | 6.125 | 0 | Residential | 1 | N. BRUNSWICK | 8902 | 11 | VIVINT SOLAR | PSE&G BPU | No | Complete | 2013-11-04 | 2014-07-08 | 2014-07-10 | 2014-07-10
SRP22309 | SREC Solar | FATOVIC |  | 8.82 | 0 | Residential | 1 | LITTLE FERRY | 7643 | 7 | VIVINT SOLAR | PSE&G BPU | No | Complete | 2013-11-04 | 2013-12-11 | 2013-12-27 | 2013-12-27
SRP22310 | SREC Solar | LOCKE |  | 5.145 | 0 | Residential | 1 | PISCATAWAY | 8854 | 11 | VIVINT SOLAR | PSE&G BPU | No | Complete | 2013-11-04 | 2014-01-29 | 2014-02-12 | 2014-02-12
SRP22312 | SREC Solar | RAMSAY |  | 10.5 | 0 | Residential | 0 | ROCKAWAY | 7866 | 3 | ASTRUM SOLAR, LLC | JCP&L | No | Complete | 2013-11-11 | 2014-08-07 | 2014-08-18 | 2014-08-18
SRP22314 | SREC Solar | MARTINO |  | 4.9 | 0 | Residential | 1 | LITTLE FERRY | 7643 | 7 | VIVINT SOLAR | PSE&G BPU | No | Complete | 2013-11-11 | 2014-05-02 | 2014-05-08 | 2014-05-08
SRP22315 | SREC Solar | OLENDER |  | 9.69 | 0 | Residential | 1 | EAST BRUNSWICK | 8816 | 11 | VIVINT SOLAR | PSE&G BPU | No | Complete | 2013-11-11 | 2014-08-15 | 2014-08-25 | 2014-08-25
SRP22316 | SREC Solar | AKINS |  | 3.92 | 0 | Residential | 1 | SOMERVILLE | 8876 | 5 | VIVINT SOLAR | PSE&G BPU | No | Complete | 2013-11-11 | 2014-06-30 | 2014-07-08 | 2014-07-08
SRP22319 | SREC Solar | SZABO |  | 4.41 | 0 | Residential | 1 | SADDLE BROOK | 7663 | 7 | VIVINT SOLAR | PSE&G BPU | No | Complete | 2013-11-11 | 2014-07-23 | 2014-07-30 | 2014-07-30
SRP22320 | SREC Solar | HALL |  | 2.45 | 0 | Residential | 1 | UNION | 7083 | 10 | VIVINT SOLAR | PSE&G BPU | No | Complete | 2013-11-11 | 2014-04-25 | 2014-05-29 | 2014-05-29
SRP22321 | SREC Solar | DAMASIO |  | 10.045 | 0 | Residential | 1 | KENILWORTH | 7033 | 10 | VIVINT SOLAR | PSE&G BPU | No | Complete | 2013-11-11 | 2014-03-26 | 2014-04-16 | 2014-04-16
SRP22322 | SREC Solar | ORTHOLF |  | 10.791 | 0 | Residential | 1 | BRIDGETON | 8302 | 20 | GO SOLAR ELECTRIC, LLC | AC Electric | No | Complete | 2013-11-11 | 2014-04-28 | 2014-05-16 | 2014-05-16
SRP22323 | SREC Solar | BALDELLI |  | 7.595 | 0 | Residential | 1 | E. BRUNSWICK | 8816 | 11 | VIVINT SOLAR | PSE&G BPU | No | Complete | 2013-11-11 | 2014-07-03 | 2014-07-28 | 2014-07-28
SRP22324 | SREC Solar | BANOS |  | 5.145 | 0 | Residential | 1 | SOMERVILLE | 8876 | 5 | VIVINT SOLAR | PSE&G BPU | No | Complete | 2013-11-11 | 2014-05-09 | 2014-05-13 | 2014-05-13
SRP22325 | SREC Solar | MURRAY |  | 6.86 | 0 | Residential | 1 | SOMERVILLE | 8876 | 5 | VIVINT SOLAR | PSE&G BPU | No | Complete | 2013-11-11 | 2014-08-11 | 2014-09-24 | 2014-09-24
SRP22327 | SREC Solar | DUH |  | 12.25 | 0 | Residential | 1 | SOUTH BOUND BROOK | 8880 | 5 | VIVINT SOLAR | PSE&G BPU | No | Complete | 2013-11-11 | 2014-10-15 | 2014-10-28 | 2014-10-28
SRP22330 | SREC Solar | LIN |  | 3.675 | 0 | Residential | 1 | WOODBRIDGE | 7095 | 11 | VIVINT SOLAR | PSE&G BPU | No | Complete | 2013-11-11 | 2014-05-09 | 2014-06-03 | 2014-06-03
SRP22336 | SREC Solar | MARESE |  | 3.92 | 0 | Residential | 1 | E. BRUNSWICK | 8816 | 11 | VIVINT SOLAR | PSE&G BPU | No | Complete | 2013-11-11 | 2014-07-02 | 2014-07-10 | 2014-07-10
SRP22337 | SREC Solar | WILKINS |  | 4.9 | 0 | Residential | 1 | JACKSON | 8527 | 18 | SOLARCITY CORPORATION | JCP&L | No | Complete | 2013-11-11 | 2014-06-30 | 2014-07-08 | 2014-07-08
SRP22338 | SREC Solar | MACKARA |  | 5.88 | 0 | Residential | 1 | STRATFORD | 8084 | 14 | SOLARCITY CORPORATION | AC Electric | No | Complete | 2013-11-11 | 2014-03-26 | 2014-04-16 | 2014-04-16
SRP22339 | SREC Solar | SVELLING |  | 6.125 | 0 | Residential | 1 | BARNEGAT LIGHT | 8006 | 18 | SOLARCITY CORPORATION | AC Electric | No | Complete | 2013-11-11 | 2014-04-01 | 2014-04-15 | 2014-04-15
SRP22340 | SREC Solar | DENTE |  | 6.615 | 0 | Residential | 1 | LONG BRANCH | 7740 | 17 | SOLARCITY CORPORATION | JCP&L | No | Complete | 2013-11-11 | 2014-01-06 | 2014-03-12 | 2014-03-12
SRP22341 | SREC Solar | STINSMAN |  | 6.615 | 0 | Residential | 1 | MAGNOLIA | 8049 | 14 | SOLARCITY CORPORATION | PSE&G BPU | No | Complete | 2013-11-11 | 2014-02-04 | 2014-02-27 | 2014-02-27
SRP22342 | SREC Solar | SEARFOSS |  | 8.82 | 0 | Residential | 1 | CHERRY HILL | 8003 | 14 | SOLARCITY CORPORATION | PSE&G BPU | No | Complete | 2013-11-11 | 2014-04-16 | 2014-04-29 | 2014-04-29
SRP22343 | SREC Solar | GALLIPOLI |  | 11.772 | 0 | Residential | 0 | TOMS RIVER | 8753 | 18 | GEOPEAK ENERGY LLC | JCP&L | No | Complete | 2013-11-11 | 2014-06-09 | 2014-06-26 | 2014-06-26
SRP22344 | SREC Solar | CAMERA |  | 7 | 0 | Residential | 1 | HAMILTON TWP | 8610 | 12 | TRINITY HEATING AND AIR | PSE&G BPU | No | Complete | 2013-11-11 | 2014-01-28 | 2014-03-06 | 2014-03-06
SRP22346 | SREC Solar | MEYERHOFF |  | 14 | 0 | Residential | 1 | JACKSON | 8527 | 18 | TRINITY HEATING AND AIR | JCP&L | No | Complete | 2013-11-11 | 2014-03-03 | 2014-03-13 | 2014-03-13
SRP22347 | SREC Solar | FLORES |  | 3.5 | 0 | Residential | 1 | PASSAIC | 7055 | 6 | ROOF DIAGNOSTICS INC | PSE&G BPU | No | Complete | 2013-11-11 | 2014-06-25 | 2014-07-02 | 2014-07-02
SRP22348 | SREC Solar | SCHRECK |  | 7.25 | 0 | Residential | 1 | BARNEGAT | 8005 | 18 | TRINITY HEATING AND AIR | JCP&L | No | Complete | 2013-11-11 | 2013-12-19 | 2014-01-06 | 2014-01-06
SRP22350 | SREC Solar | LEWIS |  | 5.25 | 0 | Residential | 1 | ROEBLING | 8554 | 13 | ROOF DIAGNOSTICS INC | PSE&G BPU | No | Complete | 2013-11-11 | 2015-02-06 | 2015-03-17 | 2015-03-17
SRP22351 | SREC Solar | COTTLE |  | 6.75 | 0 | Residential | 1 | SOMERSET | 8873 | 5 | ROOF DIAGNOSTICS INC | PSE&G BPU | No | Complete | 2013-11-11 | 2014-03-26 | 2014-04-16 | 2014-04-16
SRP22352 | SREC Solar | STAHL |  | 12.5 | 0 | Residential | 1 | HOWELL | 7731 | 17 | ASTRUM SOLAR, LLC | JCP&L | No | Complete | 2013-11-11 | 2014-06-03 | 2014-06-06 | 2014-06-06
SRP22353 | SREC Solar | AGUIAR |  | 8.75 | 0 | Residential | 1 | BARNEGAT | 8005 | 18 | TRINITY HEATING AND AIR | AC Electric | No | Complete | 2013-11-11 | 2014-03-25 | 2014-04-15 | 2014-04-15
SRP22354 | SREC Solar | CALLAGHAN |  | 6.25 | 0 | Residential | 1 | TUCKERTON | 8087 | 18 | TRINITY HEATING AND AIR | AC Electric | No | Complete | 2013-11-11 | 2014-02-19 | 2014-03-07 | 2014-03-07
SRP22355 | SREC Solar | REDFIELD |  | 9.75 | 0 | Residential | 1 | WEST DEPTFORD | 8086 | 15 | ASTRUM SOLAR, LLC | PSE&G BPU | No | Complete | 2013-11-11 | 2014-04-15 | 2014-04-22 | 2014-04-22
SRP22356 | SREC Solar | BAILEY |  | 5 | 0 | Residential | 1 | AVENEL | 7001 | 11 | ROOF DIAGNOSTICS INC | PSE&G BPU | No | Complete | 2013-11-11 | 2014-02-24 | 2014-03-12 | 2014-03-12
SRP22357 | SREC Solar | BERGER |  | 8 | 0 | Residential | 1 | MANALAPAN | 7726 | 17 | TRINITY HEATING AND AIR | JCP&L | No | Complete | 2013-11-11 | 2014-03-17 | 2014-03-27 | 2014-03-27
SRP22358 | SREC Solar | BRAVERMAN |  | 47.5 | 0 | Residential | 0 | SHORT HILLS | 7078 | 9 | ASTRUM SOLAR, LLC | JCP&L | No | Complete | 2013-11-11 | 2014-08-19 | 2014-08-28 | 2014-08-28
SRP22359 | SREC Solar | THORNTON |  | 6 | 0 | Residential | 1 | HAMILTON | 8690 | 12 | TRINITY HEATING AND AIR | PSE&G BPU | No | Complete | 2013-11-11 | 2013-12-31 | 2014-01-10 | 2014-01-10
SRP22360 | SREC Solar | MOORE |  | 8.215 | 0 | Residential | 0 | LEDGEWOOD | 7852 | 3 | ASTRUM SOLAR, LLC | JCP&L | No | Complete | 2013-11-11 | 2014-04-16 | 2014-05-22 | 2014-05-22
SRP22361 | SREC Solar | YARRINGTON |  | 13.5 | 0 | Residential | 1 | ELMER | 8318 | 16 | ASTRUM SOLAR, LLC | AC Electric | No | Complete | 2013-11-11 | 2014-11-11 | 2014-11-21 | 2014-11-21
SRP22363 | SREC Solar | MCINTYRE |  | 4.75 | 0 | Residential | 1 | PISCATAWAY | 8854 | 11 | ROOF DIAGNOSTICS INC | PSE&G BPU | No | Complete | 2013-11-11 | 2014-02-06 | 2014-02-21 | 2014-02-21
SRP22364 | SREC Solar | DOMICO |  | 7.5 | 0 | Residential | 0 | CAPE MAY | 8204 | 21 | ASTRUM SOLAR, LLC | AC Electric | No | Complete | 2013-11-11 | 2014-06-20 | 2014-07-01 | 2014-07-01
SRP22365 | SREC Solar | RUANE |  | 6 | 0 | Residential | 1 | MANCHESTER | 8759 | 18 | ROOF DIAGNOSTICS INC | JCP&L | No | Complete | 2013-11-11 | 2014-05-14 | 2014-05-21 | 2014-05-21
SRP22366 | SREC Solar | LOMAX |  | 6 | 0 | Residential | 1 | WILLINGBORO | 8046 | 13 | ROOF DIAGNOSTICS INC | PSE&G BPU | No | Complete | 2013-11-11 | 2014-03-04 | 2014-03-18 | 2014-03-18
SRP22367 | SREC Solar | FURLONG |  | 15.925 | 0 | Residential | 1 | MANCHESTER | 8759 | 18 | ALLSEASON CONSTRUCTION | JCP&L | No | Complete | 2013-11-11 | 2014-02-21 | 2014-03-06 | 2014-03-06
SRP22368 | SREC Solar | PINO |  | 10.78 | 0 | Residential | 1 | HAMMONTON | 8037 | 19 | SUN UP ZERO DOWN | AC Electric | No | Complete | 2013-11-11 | 2014-06-30 | 2014-07-09 | 2014-07-09
SRP22369 | SREC Solar | BARANOWSKI | GEORGIAN COURT UNIVERSITY | 118.8 | 0 | University Private | 1 | LAKEWOOD | 8701 | 18 | MULTI-PHASE ELECTRICAL SERVICES INC | JCP&L | No | Complete | 2013-11-11 | 2013-12-06 | 2013-12-17 | 2013-12-17
SRP22371 | SREC Solar | ORZEL |  | 7.25 | 0 | Residential | 1 | LITTLE EGG HARBOR | 8087 | 18 | TRINITY HEATING AND AIR | AC Electric | No | Complete | 2013-11-11 | 2014-02-05 | 2014-02-24 | 2014-02-24
SRP22372 | SREC Solar | RIBU |  | 7.84 | 0 | Residential | 1 | LAFAYETTE | 7848 | 1 | EAST COAST ALTERNATIVE ENERGY | JCP&L | No | Complete | 2013-11-11 | 2013-12-20 | 2014-01-08 | 2014-01-08
SRP22373 | SREC Solar | PLACE |  | 7.105 | 0 | Residential | 1 | BLOOMSBURY | 8804 | 4 | EAST COAST ALTERNATIVE ENERGY | JCP&L | No | Complete | 2013-11-11 | 2014-01-23 | 2014-02-06 | 2014-02-06
SRP22374 | SREC Solar | MONDERO |  | 4.25 | 0 | Residential | 1 | MIDDLESEX | 8846 | 11 | ROOF DIAGNOSTICS INC | PSE&G BPU | No | Complete | 2013-11-11 | 2014-04-23 | 2014-05-05 | 2014-05-05
SRP22375 | SREC Solar | BLACKFORD |  | 5.39 | 0 | Residential | 1 | GALLOWAY | 8205 | 19 | ALLSEASON CONSTRUCTION | AC Electric | No | Complete | 2013-11-11 | 2014-02-20 | 2014-03-06 | 2014-03-06
SRP22376 | SREC Solar | TREZ |  | 6.5 | 0 | Residential | 0 | WALL | 7719 | 17 | TRINITY HEATING AND AIR | JCP&L | No | Complete | 2013-11-11 | 2014-03-19 | 2014-04-03 | 2014-04-03
SRP22377 | SREC Solar | REPACE |  | 9.065 | 0 | Residential | 1 | WOODBRIDGE TOWNSHIP | 7095 | 11 | SOLARCITY CORPORATION | PSE&G BPU | No | Complete | 2013-11-18 | 2014-01-21 | 2014-02-18 | 2014-02-18
SRP22378 | SREC Solar | CORALLO |  | 10.78 | 0 | Residential | 1 | OCEAN TOWNSHIP | 7712 | 17 | SOLARCITY CORPORATION | JCP&L | No | Complete | 2013-11-11 | 2014-01-31 | 2014-02-12 | 2014-02-12
SRP22379 | SREC Solar | BIRCH |  | 10.5 | 0 | Residential | 1 | SEWELL | 8080 | 15 | TRINITY HEATING AND AIR | AC Electric | No | Complete | 2013-11-11 | 2014-01-17 | 2014-01-30 | 2014-01-30
SRP22380 | SREC Solar | BUHAY |  | 5.559 | 0 | Residential | 0 | UNION | 7083 | 10 | GEOSCAPE SOLAR | PSE&G BPU | No | Complete | 2013-11-11 | 2014-02-25 | 2014-03-12 | 2014-03-12
SRP22382 | SREC Solar | CALANDRILLO |  | 11.25 | 0 | Residential | 1 | LAKEWOOD | 8701 | 18 | TRINITY HEATING AND AIR | JCP&L | No | Complete | 2013-11-11 | 2014-01-28 | 2014-02-18 | 2014-02-18
SRP22383 | SREC Solar | WALLACE |  | 4.845 | 0 | Residential | 0 | SOMERS POINT | 8244 | 19 | JD SOLAR SOLUTIONS | AC Electric | No | Complete | 2013-11-11 | 2014-03-04 | 2014-03-12 | 2014-03-12
SRP22384 | SREC Solar | LEPLEY |  | 5 | 0 | Residential | 0 | WARETOWN | 8758 | 18 | TRINITY HEATING AND AIR | JCP&L | No | Complete | 2013-11-11 | 2013-12-31 | 2014-02-17 | 2014-02-17
SRP22385 | SREC Solar | WILLIAMS |  | 2 | 0 | Residential | 0 | MILLTOWN | 8850 | 11 | TRINITY HEATING AND AIR | Boro of Milltown Elec | No | Complete | 2013-11-25 | 2014-12-15 | 2015-01-06 | 2015-01-06
SRP22386 | SREC Solar | VIS |  | 5.5 | 0 | Residential | 1 | BEVERLY | 8010 | 13 | TRINITY HEATING AND AIR | PSE&G BPU | No | Complete | 2013-11-11 | 2014-05-27 | 2014-06-03 | 2014-06-03
SRP22387 | SREC Solar | DUCH | AREI GARFIELD (AMBULANCE) | 33.66 | 0 | Government Facility | 0 | GARFIELD | 7026 | 7 | AMBERJACK SOLAR ENERGY | PSE&G BPU | No | Complete | 2013-11-11 | 2014-04-22 | 2014-05-01 | 2014-05-01
SRP22388 | SREC Solar | DUCH | AREI GARFIELD DPW | 48.96 | 0 | Government Facility | 1 | GARFIELD | 7026 | 7 | AMBERJACK SOLAR ENERGY | PSE&G BPU | No | Complete | 2013-11-11 | 2014-11-19 | 2014-12-04 | 2014-12-04
SRP22389 | SREC Solar | SWISHER |  | 10.965 | 0 | Residential | 1 | EGG HARBOR CITY | 8215 | 19 | RELIABLE POWER SERVICES, INC. | AC Electric | No | QA SELECTED | 2013-11-11 | 2015-02-12
SRP22391 | SREC Solar | MCDERMOTT |  | 18 | 0 | Residential | 0 | NESHANIC STATION | 8853 | 5 | ASTON SOLAR | JCP&L | No | Complete | 2013-11-11 | 2014-06-30 | 2014-07-09 | 2014-07-09
SRP22392 | SREC Solar | WILLIS BRIGHT |  | 2.205 | 0 | Residential | 1 | ASBURY PARK | 7712 | 17 | GRID ALTERNATIVES | JCP&L | No | Complete | 2013-11-11 | 2015-02-04 | 2015-02-09 | 2015-02-09
SRP22393 | SREC Solar | FUCETOLA |  | 9.18 | 0 | Residential | 1 | HAMMONTON | 8037 | 19 | SEA BRIGHT SOLAR, LLC | AC Electric | No | Complete | 2013-11-11 | 2015-02-05 | 2015-02-09 | 2015-02-09
SRP22394 | SREC Solar | GILLEN |  | 5.88 | 0 | Residential | 1 | BAYVILLE | 8721 | 18 | RELIABLE POWER SERVICES, INC. | JCP&L | No | Complete | 2013-11-11 | 2014-02-19 | 2014-03-11 | 2014-03-11
SRP22395 | SREC Solar | DUHS |  | 8.575 | 0 | Residential | 1 | HOWELL | 7728 | 17 | RELIABLE POWER SERVICES, INC. | JCP&L | No | Complete | 2013-11-11 | 2014-02-19 | 2014-03-11 | 2014-03-11
SRP22396 | SREC Solar | WAGNER |  | 21.56 | 0 | Residential | 1 | TRENTON | 8610 | 12 | RELIABLE POWER SERVICES, INC. | PSE&G BPU | No | Complete | 2013-11-11 | 2014-02-28 | 2014-03-13 | 2014-03-13
SRP22397 | SREC Solar | SWYDERSKY |  | 7.105 | 0 | Residential | 1 | PITTSGROVE | 8318 | 16 | SEA BRIGHT SOLAR, LLC | AC Electric | No | Complete | 2013-11-11 | 2014-04-17 | 2014-05-16 | 2014-05-16
SRP22398 | SREC Solar | FIGUEROA |  | 3.43 | 0 | Residential | 1 | ASBURY PARK | 7712 | 17 | GRID ALTERNATIVES | JCP&L | No | Complete | 2013-11-11 | 2015-02-04 | 2015-02-24 | 2015-02-24
SRP22399 | SREC Solar | DECICCO |  | 7.84 | 0 | Residential | 1 | VINELAND | 8360 | 20 | SOLARCITY CORPORATION | Vineland Muni Elec | No | Complete | 2013-11-11 | 2014-04-23 | 2014-05-06 | 2014-05-06
SRP22400 | SREC Solar | RONCA |  | 6.37 | 0 | Residential | 1 | CHERRY HILL | 8003 | 14 | SOLARCITY CORPORATION | PSE&G BPU | No | Complete | 2013-11-11 | 2014-03-13 | 2014-03-27 | 2014-03-27
SRP22401 | SREC Solar | RUFFIN |  | 9.8 | 0 | Residential | 1 | WINSLOW TWP | 8081 | 14 | SOLARCITY CORPORATION | AC Electric | No | Complete | 2013-11-11 | 2014-04-09 | 2014-04-22 | 2014-04-22
SRP22402 | SREC Solar | MITROS |  | 5.88 | 0 | Residential | 1 | PEQUANNOCK | 7440 | 3 | SOLARCITY CORPORATION | AC Electric | No | Complete | 2013-11-11 | 2014-03-13 | 2014-03-27 | 2014-03-27
SRP22403 | SREC Solar | REMPE |  | 4 | 0 | Residential | 1 | BELMAR | 7719 | 17 | SOLARCITY CORPORATION | JCP&L | No | Complete | 2013-11-11 | 2014-06-09 | 2014-06-13 | 2014-06-13
SRP22404 | SREC Solar | KOZINK |  | 10.545 | 0 | Residential | 0 | MICKLETON | 8056 | 15 | TRINITY HEATING AND AIR | AC Electric | No | Complete | 2013-11-11 | 2014-03-20 | 2014-04-03 | 2014-04-03
SRP22405 | SREC Solar | ALI |  | 5 | 0 | Residential | 0 | SOMERSET | 8873 | 5 | TRINITY HEATING AND AIR | PSE&G BPU | No | Complete | 2013-11-11 | 2014-03-03 | 2014-03-12 | 2014-03-12
SRP22406 | SREC Solar | SOCA |  | 16 | 0 | Residential | 1 | MANCHESTER | 8759 | 18 | TRINITY HEATING AND AIR | JCP&L | No | Complete | 2013-11-11 | 2014-03-07 | 2014-03-19 | 2014-03-19
SRP22407 | SREC Solar | DEANGELIS |  | 14.5 | 0 | Residential | 1 | METUCHEN | 8840 | 11 | TRINITY HEATING AND AIR | PSE&G BPU | No | Complete | 2013-11-11 | 2014-02-06 | 2014-02-20 | 2014-02-20
SRP22408 | SREC Solar | MALINOWSKI |  | 14.7 | 0 | Residential | 1 | BARNEGAT TWP | 8005 | 18 | SOLARCITY CORPORATION | JCP&L | No | Complete | 2013-11-11 | 2014-02-04 | 2014-02-18 | 2014-02-18
SRP22409 | SREC Solar | IMBRIACO |  | 7.35 | 0 | Residential | 1 | NEPTUNE TWP | 7753 | 17 | SOLARCITY CORPORATION | JCP&L | No | Complete | 2013-11-11 | 2014-06-10 | 2014-06-26 | 2014-06-26
SRP22410 | SREC Solar | NASIFE |  | 6.125 | 0 | Residential | 1 | MOORESTOWN | 8057 | 13 | SOLARCITY CORPORATION | PSE&G BPU | No | Complete | 2013-11-11 | 2014-03-11 | 2014-03-27 | 2014-03-27
SRP22411 | SREC Solar | ZINEVICH |  | 7.84 | 0 | Residential | 1 | HAMPTON TWP | 8827 | 4 | SOLARCITY CORPORATION | JCP&L | No | Complete | 2013-11-11 | 2014-03-11 | 2014-03-17 | 2014-03-17
SRP22412 | SREC Solar | PERLOV |  | 3.92 | 0 | Residential | 1 | NEWTON | 7860 | 1 | SOLARCITY CORPORATION | JCP&L | No | Complete | 2013-11-11 | 2014-06-09 | 2014-06-11 | 2014-06-11
SRP22413 | SREC Solar | BYNUM |  | 5.88 | 0 | Residential | 1 | UNION | 7083 | 10 | SOLARCITY CORPORATION | PSE&G BPU | No | Complete | 2013-11-11 | 2014-02-25 | 2014-03-12 | 2014-03-12
SRP22414 | SREC Solar | SINSKI |  | 3.185 | 0 | Residential | 1 | CLIFTON | 7011 | 6 | SOLARCITY CORPORATION | PSE&G BPU | No | Complete | 2013-11-11 | 2014-10-22 | 2014-10-24 | 2014-10-24
SRP22417 | SREC Solar | BRITTON |  | 4 | 0 | Residential | 0 | BELMAR | 7719 | 17 | TRINITY HEATING AND AIR | JCP&L | No | Complete | 2013-11-11 | 2014-01-31 | 2014-02-12 | 2014-02-12
SRP22418 | SREC Solar | JARRETT |  | 3.24 | 0 | Residential | 0 | DEPTFORD | 8096 | 15 | GREEN CITIES ENERGY LLC | PSE&G BPU | No | Complete | 2013-11-11 | 2014-11-11 | 2014-12-29 | 2014-12-29
SRP22419 | SREC Solar | CAROZZA | RAINBOW TRANSPORTATION | 8.5 | 0 | Commercial | 1 | BERGENFIELD | 7621 | 7 | TRINITY HEATING AND AIR | PSE&G BPU | No | Complete | 2013-11-11 | 2014-03-14 | 2014-03-25 | 2014-03-25
SRP22420 | SREC Solar | BAKER |  | 2.94 | 0 | Residential | 1 | PITMAN | 8071 | 15 | SOLARCITY CORPORATION | AC Electric | No | Complete | 2013-11-11 | 2014-01-23 | 2014-02-06 | 2014-02-06
SRP22421 | SREC Solar | KEISER |  | 4.165 | 0 | Residential | 1 | GALLOWAY | 8205 | 19 | SOLARCITY CORPORATION | AC Electric | No | Complete | 2013-11-11 | 2014-07-28 | 2014-08-04 | 2014-08-04
SRP22422 | SREC Solar | JULIANO |  | 7.35 | 0 | Residential | 1 | SPRINGFIELD TWP | 7081 | 10 | SOLARCITY CORPORATION | JCP&L | No | Complete | 2013-11-11 | 2014-01-24 | 2014-02-06 | 2014-02-06
SRP22423 | SREC Solar | SEICH |  | 4.41 | 0 | Residential | 1 | OLD BRIDGE TWP | 8857 | 11 | SOLARCITY CORPORATION | JCP&L | No | Complete | 2013-11-11 | 2014-05-15 | 2014-05-21 | 2014-05-21
SRP22424 | SREC Solar | HIGGINSON |  | 6.125 | 0 | Residential | 1 | MT LAUREL | 8054 | 13 | SOLARCITY CORPORATION | PSE&G BPU | No | Complete | 2013-11-11 | 2014-01-16 | 2014-01-27 | 2014-01-27
SRP22425 | SREC Solar | PICK |  | 12.75 | 0 | Residential | 1 | LAKEWOOD | 8701 | 18 | POWERLUTIONS, LLC | JCP&L | No | Complete | 2013-11-11 | 2014-01-16 | 2014-01-27 | 2014-01-27
SRP22426 | SREC Solar | MULLER |  | 5 | 0 | Residential | 1 | LAKEWOOD | 8701 | 18 | POWERLUTIONS, LLC | JCP&L | No | Complete | 2013-11-11 | 2013-12-31 | 2014-01-10 | 2014-01-10
SRP22427 | SREC Solar | CONFORTH |  | 10.75 | 0 | Residential | 1 | WAYNE | 7470 | 6 | ROOF DIAGNOSTICS INC | PSE&G BPU | No | Complete | 2013-11-11 | 2014-04-18 | 2014-04-25 | 2014-04-25
SRP22430 | SREC Solar | JACQUES |  | 6.5 | 0 | Residential | 1 | LITTLE EGG HARBOR | 8087 | 18 | TRINITY HEATING AND AIR | AC Electric | No | Complete | 2013-11-11 | 2014-01-28 | 2014-02-18 | 2014-02-18
SRP22432 | SREC Solar | BURGESS |  | 5.886 | 0 | Residential | 1 | OAKLAND | 7436 | 7 | GEOSCAPE SOLAR | Orange & Rockland Elec | No | Complete | 2013-11-11 | 2014-04-28 | 2014-05-06 | 2014-05-06
SRP22433 | SREC Solar | RIECKER |  | 7.75 | 0 | Residential | 1 | BARNEGAT | 8005 | 18 | TRINITY HEATING AND AIR | JCP&L | No | Complete | 2013-11-11 | 2014-01-08 | 2014-01-21 | 2014-01-21
SRP22434 | SREC Solar | DELUCIA |  | 5.75 | 0 | Residential | 1 | TINTON FALLS | 7712 | 17 | TRINITY HEATING AND AIR | JCP&L | No | Complete | 2013-11-11 | 2014-01-28 | 2014-02-19 | 2014-02-19
SRP22435 | SREC Solar | FEHRENBACH | CITY OF PERTH AMBOY | 12.19 | 0 | Government Facility | 0 | PERTH AMBOY | 8861 | 11 | EMSA SOLAR | PSE&G BPU | No | Complete | 2013-11-11 | 2014-02-07 | 2014-02-27 | 2014-02-27
SRP22436 | SREC Solar | DESTEFANO |  | 10.5 | 0 | Residential | 1 | GLASSBORO | 8028 | 15 | TRINITY HEATING AND AIR | AC Electric | No | Complete | 2013-11-11 | 2014-02-20 | 2014-03-07 | 2014-03-07
SRP22437 | SREC Solar | CHAU |  | 8.82 | 0 | Residential | 1 | EHT | 8234 | 19 | NJ SOLAR POWER, LLC | AC Electric | No | Complete | 2013-11-11 | 2014-04-18 | 2014-05-22 | 2014-05-22
SRP22438 | SREC Solar | WALLACE |  | 12.5 | 0 | Residential | 1 | EGG HARBOR | 8234 | 19 | TRINITY HEATING AND AIR | AC Electric | No | Complete | 2013-11-11 | 2014-03-03 | 2014-03-13 | 2014-03-13
SRP22439 | SREC Solar | DEROSA |  | 6.25 | 0 | Residential | 1 | SOMERSET | 8873 | 5 | TRINITY HEATING AND AIR | PSE&G BPU | No | Complete | 2013-11-11 | 2014-03-04 | 2014-03-18 | 2014-03-18
SRP22440 | SREC Solar | HANSEN |  | 6.76 | 0 | Farm | 0 | ASBURY | 8802 | 4 | GREENPOINTE ENERGY | JCP&L | No | Complete | 2013-11-11 | 2014-03-14 | 2014-03-25 | 2014-03-25
SRP22442 | SREC Solar | JACOVINI |  | 7.35 | 0 | Residential | 1 | SWEDESBORO | 8085 | 15 | SOLARCITY CORPORATION | AC Electric | No | Complete | 2013-11-11 | 2014-03-21 | 2014-04-07 | 2014-04-07
SRP22443 | SREC Solar | DAVIS |  | 5.88 | 0 | Residential | 1 | MT LAUREL | 8054 | 13 | SOLARCITY CORPORATION | PSE&G BPU | No | Complete | 2013-11-11 | 2014-02-28 | 2014-03-13 | 2014-03-13
SRP22444 | SREC Solar | CASTELLUCCIO |  | 3.675 | 0 | Residential | 1 | GALLOWAY | 8205 | 19 | SOLARCITY CORPORATION | AC Electric | No | Complete | 2013-11-11 | 2014-02-20 | 2014-03-14 | 2014-03-14
SRP22445 | SREC Solar | BERK |  | 11.04 | 0 | Residential | 1 | RICHLAND | 8350 | 19 | SOLARCITY CORPORATION | AC Electric | No | Complete | 2013-11-11 | 2014-05-14 | 2014-06-05 | 2014-06-05
SRP22446 | SREC Solar | ALLEN |  | 9.31 | 0 | Residential | 1 | SOUTH BRUNSWICK TWP | 8810 | 11 | SOLARCITY CORPORATION | PSE&G BPU | No | Complete | 2013-11-11 | 2014-05-14 | 2014-05-22 | 2014-05-22
SRP22447 | SREC Solar | DANTINNE |  | 8.835 | 0 | Residential | 1 | OCEAN CITY | 8226 | 21 | TRINITY HEATING AND AIR | AC Electric | No | Complete | 2013-11-11 | 2014-03-14 | 2014-03-25 | 2014-03-25
SRP22449 | SREC Solar | PUELLES |  | 5.1 | 0 | Residential | 1 | BRIDGETON | 8302 | 20 | SEA BRIGHT SOLAR, LLC | AC Electric | No | Complete | 2013-11-13 | 2014-03-31 | 2014-04-15 | 2014-04-15
SRP22451 | SREC Solar | NOLAN |  | 9.81 | 0 | Residential | 0 | HOWELL | 7731 | 17 | GEOSCAPE SOLAR | JCP&L | No | Complete | 2013-11-18 | 2014-06-11 | 2014-06-18 | 2014-06-18
SRP22452 | SREC Solar | ABBINENI |  | 4 | 0 | Residential | 0 | NORTH BRUNSWICK | 8902 | 11 | SPECTRUM ENERGY INC | PSE&G BPU | No | Complete | 2013-11-18 | 2014-06-27 | 2014-08-27 | 2014-08-27
SRP22453 | SREC Solar | TORRES |  | 2.55 | 0 | Residential | 0 | BOUND BROOK | 8805 | 5 | REC SOLAR, INC. | PSE&G BPU | No | Complete | 2013-11-18 | 2014-05-30 | 2014-06-05 | 2014-06-05
SRP22455 | SREC Solar | KRIPS |  | 6.86 | 0 | Residential | 1 | GLOUCESTER TWP | 8012 | 14 | SOLARCITY CORPORATION | PSE&G BPU | No | Complete | 2013-11-18 | 2014-06-24 | 2014-06-26 | 2014-06-26
SRP22456 | SREC Solar | LAVIOLA |  | 1.96 | 0 | Residential | 1 | LYNDHURST | 7071 | 7 | SOLARCITY CORPORATION | PSE&G BPU | No | Complete | 2013-11-18 | 2014-05-30 | 2014-06-10 | 2014-06-10
SRP22457 | SREC Solar | BALDWIN |  | 6 | 0 | Residential | 0 | LEBANON | 8833 | 4 | GREEN POWER ENERGY LLC | JCP&L | No | Complete | 2013-11-18 | 2014-04-11 | 2014-05-23 | 2014-05-23
SRP22460 | SREC Solar | SEGAL |  | 6.37 | 0 | Residential | 1 | ANDOVER | 7821 | 1 | SOLARCITY CORPORATION | JCP&L | No | Complete | 2013-11-18 | 2014-03-11 | 2014-03-27 | 2014-03-27
SRP22461 | SREC Solar | RIOS |  | 3.185 | 0 | Residential | 1 | TEANECK | 7666 | 7 | SOLARCITY CORPORATION | PSE&G BPU | No | Complete | 2013-11-18 | 2014-02-06 | 2014-02-21 | 2014-02-21
SRP22462 | SREC Solar | BIRBECK |  | 5.39 | 0 | Residential | 1 | VENTOR CITY | 8406 | 19 | SOLARCITY CORPORATION | AC Electric | No | Complete | 2013-11-18 | 2014-02-27 | 2014-03-12 | 2014-03-12
SRP22463 | SREC Solar | LENGETTI |  | 4.165 | 0 | Residential | 1 | SOMERDALE | 8083 | 14 | SOLARCITY CORPORATION | AC Electric | No | Complete | 2013-11-18 | 2014-03-24 | 2014-04-07 | 2014-04-07
SRP22464 | SREC Solar | SCAGLIONE |  | 7.595 | 0 | Residential | 1 | TRENTON | 8690 | 12 | SOLIGENT LEASING | PSE&G BPU | No | Complete | 2013-11-18 | 2013-12-31 | 2014-01-15 | 2014-01-15
SRP22465 | SREC Solar | MUSLER |  | 2.75 | 0 | Residential | 1 | SOMERSET | 8873 | 5 | TRINITY HEATING AND AIR | PSE&G BPU | No | Complete | 2013-11-13 | 2014-05-07 | 2014-05-14 | 2014-05-14
SRP22466 | SREC Solar | BOSMAN |  | 5.5 | 0 | Residential | 1 | WRIGHTSTOWN | 8562 | 13 | TRINITY HEATING AND AIR | JCP&L | No | Complete | 2013-11-18 | 2014-01-20 | 2014-01-30 | 2014-01-30
SRP22467 | SREC Solar | BONTEMPO |  | 7 | 0 | Residential | 1 | SOMERSET | 8873 | 5 | TRINITY HEATING AND AIR | PSE&G BPU | No | Complete | 2013-11-18 | 2014-01-14 | 2014-01-24 | 2014-01-24
SRP22468 | SREC Solar | MENTIS |  | 6 | 0 | Residential | 1 | WILLIAMSTOWN | 8094 | 15 | TRINITY HEATING AND AIR | AC Electric | No | Complete | 2013-11-18 | 2014-01-17 | 2014-01-29 | 2014-01-29
SRP22469 | SREC Solar | LUBOWICKI |  | 6.45 | 0 | Residential | 1 | MANVILLE | 8835 | 5 | NJ SOLAR POWER, LLC | PSE&G BPU | No | Complete | 2013-11-18 | 2014-02-04 | 2014-02-19 | 2014-02-19
SRP22470 | SREC Solar | ALLAN |  | 9.25 | 0 | Residential | 1 | EDISON | 8820 | 11 | TRINITY HEATING AND AIR | PSE&G BPU | No | Complete | 2013-11-18 | 2014-07-28 | 2014-08-26 | 2014-08-26
SRP22472 | SREC Solar | PETERSON |  | 8.75 | 0 | Residential | 1 | WRIGHTOWN | 8562 | 13 | TRINITY HEATING AND AIR | JCP&L | No | Complete | 2013-11-18 | 2014-01-07 | 2014-01-17 | 2014-01-17
SRP22473 | SREC Solar | HANCIK |  | 13.75 | 0 | Residential | 1 | MONROE | 8831 | 11 | TRINITY HEATING AND AIR | JCP&L | No | Complete | 2013-11-18 | 2014-05-27 | 2014-06-25 | 2014-06-25
SRP22474 | SREC Solar | FLANNERY |  | 5.635 | 0 | Residential | 1 | AUDUBON | 8106 | 14 | SOLARCITY CORPORATION | PSE&G BPU | No | Complete | 2013-11-18 | 2014-03-18 | 2014-04-03 | 2014-04-03
SRP22475 | SREC Solar | ZIMBA |  | 6 | 0 | Residential | 1 | BRICK | 8723 | 18 | SUNGEVITY, INC. | JCP&L | No | Complete | 2013-11-18 | 2014-03-10 | 2014-03-18 | 2014-03-18
SRP22477 | SREC Solar | HAMPTON |  | 7 | 0 | Residential | 1 | MAPLE SHADE TWP | 8052 | 13 | SOLARCITY CORPORATION | PSE&G BPU | No | Complete | 2013-11-18 | 2014-01-31 | 2014-02-12 | 2014-02-12
SRP22478 | SREC Solar | PEARDON |  | 9.8 | 0 | Residential | 1 | NEPTUNE TWP | 7753 | 17 | SOLARCITY CORPORATION | JCP&L | No | Complete | 2013-11-18 | 2014-04-11 | 2014-04-22 | 2014-04-22
SRP22479 | SREC Solar | RAYMOND |  | 8.829 | 0 | Residential | 0 | HILLSBOROUGH | 8844 | 5 | GEOPEAK ENERGY LLC | JCP&L | No | Complete | 2013-11-18 | 2014-07-23 | 2014-07-25 | 2014-07-25
SRP22480 | SREC Solar | HENDERSON |  | 12.24 | 0 | Residential | 1 | EHT | 8234 | 19 | ALLSEASON CONSTRUCTION | AC Electric | No | Complete | 2013-11-18 | 2014-05-22 | 2014-05-30 | 2014-05-30
SRP22481 | SREC Solar | CAMARCO |  | 6.25 | 0 | Residential | 1 | BRICK | 8723 | 18 | SUNGEVITY, INC. | JCP&L | No | Complete | 2013-11-18 | 2014-03-17 | 2014-03-27 | 2014-03-27
SRP22482 | SREC Solar | HAND |  | 8.82 | 0 | Residential | 1 | MILLVILLE | 8332 | 20 | ALLSEASON CONSTRUCTION | AC Electric | No | Complete | 2013-11-18 | 2014-03-06 | 2014-03-19 | 2014-03-19
SRP22483 | SREC Solar | MACOMBER |  | 11.73 | 0 | Residential | 1 | LOWER TWP | 8204 | 21 | ALLSEASON CONSTRUCTION | AC Electric | No | Complete | 2013-11-18 | 2014-05-09 | 2014-05-14 | 2014-05-14
SRP22484 | SREC Solar | BURK |  | 11.025 | 0 | Residential | 1 | MAYS LANDING | 8330 | 19 | ALLSEASON CONSTRUCTION | AC Electric | No | Complete | 2013-11-18 | 2014-03-26 | 2014-04-16 | 2014-04-16
SRP22485 | SREC Solar | DUBOIS |  | 10.71 | 0 | Residential | 1 | DORCHESTER | 8316 | 20 | ALLSEASON CONSTRUCTION | AC Electric | No | Complete | 2013-11-18 | 2014-07-10 | 2014-07-17 | 2014-07-17
SRP22486 | SREC Solar | BIELINSKI |  | 2.94 | 0 | Residential | 1 | SOUTH AMBOY | 8879 | 11 | SOLARCITY CORPORATION | JCP&L | No | Complete | 2013-11-18 | 2014-01-27 | 2014-02-18 | 2014-02-18
SRP22487 | SREC Solar | CRISPO |  | 12.495 | 0 | Residential | 1 | BLACKWOOD | 8012 | 14 | ALLSEASON CONSTRUCTION | PSE&G BPU | No | Complete | 2013-11-18 | 2014-05-14 | 2014-05-21 | 2014-05-21
SRP22488 | SREC Solar | MALDONY |  | 5.1 | 0 | Residential | 1 | WEST TUCKERTON | 8087 | 18 | ALLSEASON CONSTRUCTION | AC Electric | No | Complete | 2013-11-18 | 2014-05-02 | 2014-05-29 | 2014-05-29
SRP22489 | SREC Solar | MORRIS |  | 9.435 | 0 | Residential | 1 | HAMMONTON | 8037 | 19 | ALLSEASON CONSTRUCTION | AC Electric | No | Complete | 2013-11-18 | 2014-05-22 | 2014-05-30 | 2014-05-30
SRP22492 | SREC Solar | WATKINS |  | 10.29 | 0 | Residential | 1 | MONROE TWP | 8094 | 15 | SOLARCITY CORPORATION | AC Electric | No | Complete | 2013-11-18 | 2014-02-27 | 2014-03-12 | 2014-03-12
SRP22493 | SREC Solar | KAUT |  | 7.5 | 0 | Residential | 0 | CLARKSBURG | 8510 | 17 | TRINITY HEATING AND AIR | JCP&L | No | Complete | 2013-11-18 | 2014-02-17 | 2014-03-03 | 2014-03-03
SRP22494 | SREC Solar | DELA FUENTE |  | 5.1 | 0 | Residential | 0 | MIDDLESEX | 8846 | 11 | TRINITY HEATING AND AIR | PSE&G BPU | No | Complete | 2013-11-18 | 2015-04-08 | 2015-04-16 | 2015-04-16
SRP22495 | SREC Solar | ARNSTEIN |  | 4.5 | 0 | Residential | 0 | VOORHEES | 8043 | 14 | TRINITY HEATING AND AIR | AC Electric | No | Complete | 2013-11-18 | 2014-02-24 | 2014-03-14 | 2014-03-14
SRP22496 | SREC Solar | LENTCHNER |  | 7.75 | 0 | Residential | 1 | MONROE | 8831 | 11 | TRINITY HEATING AND AIR | JCP&L | No | Complete | 2013-11-18 | 2013-12-18 | 2014-01-02 | 2014-01-02
SRP22497 | SREC Solar | ZARITSKY |  | 11.75 | 0 | Residential | 1 | MANALAPAN | 7726 | 17 | TRINITY HEATING AND AIR | JCP&L | No | Complete | 2013-11-18 | 2014-02-28 | 2014-03-13 | 2014-03-13
SRP22498 | SREC Solar | SEAR |  | 12 | 0 | Residential | 1 | HAMILTON TWP | 8330 | 19 | SOLARCITY CORPORATION | AC Electric | No | Complete | 2013-11-18 | 2014-08-07 | 2014-08-18 | 2014-08-18
SRP22499 | SREC Solar | HWANG |  | 24 | 0 | Residential | 1 | WARREN | 7059 | 5 | BLUE SKY TECHNOLOGIES USA | JCP&L | No | Complete | 2013-11-18 | 2014-04-22 | 2014-05-01 | 2014-05-01
SRP22500 | SREC Solar | SHUR |  | 11.25 | 0 | Residential | 1 | LAKEWOOD | 8701 | 18 | POWERLUTIONS, LLC | JCP&L | No | Complete | 2013-11-18 | 2014-03-17 | 2014-03-26 | 2014-03-26
SRP22501 | SREC Solar | STOUT |  | 13.2 | 0 | Residential | 1 | COLUMBUS | 8022 | 13 | TRINITY HEATING AND AIR | PSE&G BPU | No | Complete | 2013-11-18 | 2014-04-04 | 2014-04-16 | 2014-04-16
SRP22503 | SREC Solar | MATTHEWS |  | 8.82 | 0 | Residential | 1 | SOMERVILLE | 8876 | 5 | VIVINT SOLAR | PSE&G BPU | No | Complete | 2013-11-18 | 2014-05-16 | 2014-05-21 | 2014-05-21
SRP22504 | SREC Solar | LAUKO |  | 5.88 | 0 | Residential | 1 | SOMERSET | 8873 | 5 | VIVINT SOLAR | PSE&G BPU | No | Complete | 2013-11-18 | 2014-05-09 | 2014-05-13 | 2014-05-13
SRP22505 | SREC Solar | QUIROZ |  | 4.25 | 0 | Residential | 1 | LINDEN | 7036 | 10 | VIVINT SOLAR | PSE&G BPU | No | Complete | 2013-11-18 | 2014-09-17 | 2014-09-25 | 2014-09-25
SRP22506 | SREC Solar | SAVAD |  | 6.615 | 0 | Residential | 1 | E. BRUNSWICK | 8816 | 11 | VIVINT SOLAR | PSE&G BPU | No | Complete | 2013-11-18 | 2014-07-17 | 2014-07-28 | 2014-07-28
SRP22507 | SREC Solar | PEREZ |  | 7.35 | 0 | Residential | 1 | BELLEVILLE | 7109 | 9 | VIVINT SOLAR | PSE&G BPU | No | Complete | 2013-11-18 | 2014-07-31 | 2014-08-11 | 2014-08-11
SRP22508 | SREC Solar | GILBERT |  | 5.39 | 0 | Residential | 1 | SOMERSET | 8873 | 5 | VIVINT SOLAR | PSE&G BPU | No | Complete | 2013-11-18 | 2014-07-08 | 2014-07-28 | 2014-07-28
SRP22510 | SREC Solar | SAULL |  | 6.375 | 0 | Residential | 1 | VINELAND | 8360 | 20 | ALLSEASON CONSTRUCTION | Vineland Muni Elec | No | Complete | 2013-11-18 | 2014-12-01 | 2014-12-09 | 2014-12-09
SRP22511 | SREC Solar | NAPOLITANO |  | 2.88 | 0 | Residential | 1 | NUTLEY | 7111 | 9 | VIVINT SOLAR | PSE&G BPU | No | Complete | 2013-11-18 | 2014-02-07 | 2014-02-27 | 2014-02-27
SRP22513 | SREC Solar | RAMSEY |  | 21.42 | 0 | Residential | 1 | EHH HARBOR CITY | 8215 | 19 | ALLSEASON CONSTRUCTION | AC Electric | No | Complete | 2013-11-18 | 2014-07-30 | 2014-08-06 | 2014-08-06
SRP22514 | SREC Solar | SCIORTINO |  | 3.995 | 0 | Residential | 1 | BRIDGEWATER | 8807 | 5 | VIVINT SOLAR | PSE&G BPU | No | Complete | 2013-11-18 | 2014-10-02 | 2014-10-14 | 2014-10-14
SRP22515 | SREC Solar | BALUCH |  | 3.924 | 0 | Residential | 0 | EDISON | 8817 | 11 | NATURAL POWER SOURCES, LLC | PSE&G BPU | No | Complete | 2013-11-18 | 2014-04-28 | 2014-05-06 | 2014-05-06
SRP22516 | SREC Solar | JOHNSON |  | 6.86 | 0 | Residential | 1 | ROSELLE | 7203 | 10 | VIVINT SOLAR | PSE&G BPU | No | Complete | 2013-11-18 | 2014-03-07 | 2014-03-19 | 2014-03-19
SRP22517 | SREC Solar | PORTER |  | 7.105 | 0 | Residential | 1 | PLEASANTVILLE | 8232 | 19 | SOLARCITY CORPORATION | AC Electric | No | Complete | 2013-11-18 | 2014-02-25 | 2014-03-12 | 2014-03-12
SRP22518 | SREC Solar | GIORDANO |  | 6.125 | 0 | Residential | 1 | WOODBRIDGE | 7095 | 11 | VIVINT SOLAR | PSE&G BPU | No | Complete | 2013-11-18 | 2014-02-27 | 2014-03-26 | 2014-03-26
SRP22519 | SREC Solar | REDMAN |  | 9.555 | 0 | Residential | 1 | SEWELL | 8080 | 15 | SOLARCITY CORPORATION | AC Electric | No | Complete | 2013-11-18 | 2014-02-27 | 2014-03-13 | 2014-03-13
SRP22520 | SREC Solar | JOHNSON |  | 1.96 | 0 | Residential | 1 | SOMERVILLE | 8876 | 5 | VIVINT SOLAR | PSE&G BPU | No | Complete | 2013-11-18 | 2014-04-25 | 2014-04-30 | 2014-04-30
SRP22523 | SREC Solar | BARANOWSKI | GEORGIAN COURT UNIVERSITY | 95.7 | 0 | University Private | 1 | LAKEWOOD | 8701 | 18 | MULTI-PHASE ELECTRICAL SERVICES INC | JCP&L | No | Complete | 2013-11-18 | 2013-12-06 | 2013-12-19 | 2013-12-19
SRP22524 | SREC Solar | MCCONNELL |  | 7.35 | 0 | Residential | 1 | SOMERSET | 8873 | 5 | VIVINT SOLAR | PSE&G BPU | No | Complete | 2013-11-18 | 2014-08-22 | 2014-09-02 | 2014-09-02
SRP22525 | SREC Solar | JIMENEZ |  | 7.35 | 0 | Residential | 1 | N. BRUNSWICK | 8902 | 11 | VIVINT SOLAR | PSE&G BPU | No | Complete | 2013-11-18 | 2014-07-23 | 2014-07-30 | 2014-07-30
SRP22528 | SREC Solar | MAXWELL |  | 11.27 | 0 | Residential | 1 | E. BRUNSWICK | 8816 | 11 | VIVINT SOLAR | JCP&L | No | Complete | 2013-11-18 | 2014-07-03 | 2014-07-16 | 2014-07-16
SRP22529 | SREC Solar | DELVALLE |  | 3.185 | 0 | Residential | 1 | UNION | 7083 | 10 | VIVINT SOLAR | PSE&G BPU | No | Complete | 2013-11-18 | 2014-08-22 | 2014-09-02 | 2014-09-02
SRP22532 | SREC Solar | RAINA |  | 7.5 | 0 | Residential | 1 | N. BRUNSWICK | 8902 | 11 | VIVINT SOLAR | PSE&G BPU | No | Complete | 2013-11-18 | 2014-07-02 | 2014-07-28 | 2014-07-28
SRP22533 | SREC Solar | SMOLDER |  | 11.025 | 0 | Residential | 1 | SEWAREN | 7077 | 11 | VIVINT SOLAR | PSE&G BPU | No | Complete | 2013-11-18 | 2014-06-12 | 2014-06-18 | 2014-06-18
SRP22534 | SREC Solar | BERG |  | 11.27 | 0 | Residential | 1 | E. BRUNSWICK | 8816 | 11 | VIVINT SOLAR | PSE&G BPU | No | Complete | 2013-11-18 | 2014-07-22 | 2014-09-29 | 2014-09-29
SRP22535 | SREC Solar | MCCORMACK |  | 5.5 | 0 | Residential | 0 | NORTH CAPE MAY | 8204 | 21 | TRINITY HEATING AND AIR | AC Electric | No | Complete | 2013-11-18 | 2014-02-17 | 2014-03-03 | 2014-03-03
SRP22536 | SREC Solar | LYNCH |  | 5.88 | 0 | Residential | 1 | E. BRUNSWICK | 8816 | 11 | VIVINT SOLAR | PSE&G BPU | No | Complete | 2013-11-18 | 2014-06-19 | 2014-08-26 | 2014-08-26
SRP22538 | SREC Solar | MEHTA |  | 7.95 | 0 | Residential | 0 | OCEAN | 7712 | 17 | SKYLINE SOLAR | JCP&L | No | Complete | 2013-11-18 | 2014-01-23 | 2014-02-06 | 2014-02-06
SRP22540 | SREC Solar | VROOM |  | 3.92 | 0 | Residential | 1 | SOMERVILLE | 8876 | 5 | VIVINT SOLAR | PSE&G BPU | No | Complete | 2013-11-18 | 2014-07-16 | 2014-09-02 | 2014-09-02
SRP22541 | SREC Solar | CIOFFI |  | 3.43 | 0 | Residential | 1 | SOMERVILLE | 8876 | 5 | VIVINT SOLAR | PSE&G BPU | No | Complete | 2013-11-18 | 2014-05-08 | 2014-05-23 | 2014-05-23
SRP22544 | SREC Solar | CANNAN |  | 9.31 | 0 | Residential | 1 | SAYREVILLE | 8872 | 11 | VIVINT SOLAR | JCP&L | No | Complete | 2013-11-18 | 2014-07-10 | 2014-08-27 | 2014-08-27
SRP22545 | SREC Solar | MOELLER |  | 4.335 | 0 | Residential | 1 | UNION | 7083 | 10 | VIVINT SOLAR | PSE&G BPU | No | Complete | 2013-11-18 | 2014-07-08 | 2014-08-05 | 2014-08-05
SRP22546 | SREC Solar | TORRES |  | 5.145 | 0 | Residential | 1 | PERTH AMBOY | 8861 | 11 | VIVINT SOLAR | PSE&G BPU | No | Complete | 2013-11-18 | 2014-09-15 | 2014-09-23 | 2014-09-23
SRP22547 | SREC Solar | MARTOGLIO | CENTRAL ORANGE VILLAGE II, LLC | 1.53 | 0 | Residential | 0 | ORANGE | 7050 | 9 | MERCHANT ELECTRIC & LIGHTING SERVICE INC | PSE&G BPU | No | Complete | 2013-11-18 | 2014-04-21 | 2014-05-23 | 2014-05-23
SRP22548 | SREC Solar | MARTOGLIO | CENTRAL ORANGE VILLAGE II, LLC | 1.02 | 0 | Residential | 0 | ORANGE | 7050 | 9 | MERCHANT ELECTRIC & LIGHTING SERVICE INC | PSE&G BPU | No | Complete | 2013-11-18 | 2014-04-21 | 2014-05-23 | 2014-05-23
SRP22549 | SREC Solar | MARTOGLIO | CENTRAL ORANGE VILLAGE II, LLC | 1.53 | 0 | Residential | 0 | ORANGE | 7050 | 9 | MERCHANT ELECTRIC & LIGHTING SERVICE INC | PSE&G BPU | No | Complete | 2013-11-18 | 2014-04-21 | 2014-05-23 | 2014-05-23
SRP22550 | SREC Solar | MARTOGLIO | CENTRAL ORANGE VILLAGE II, LLC | 1.02 | 0 | Residential | 0 | ORANGE | 7050 | 9 | MERCHANT ELECTRIC & LIGHTING SERVICE INC | PSE&G BPU | No | Complete | 2013-11-18 | 2014-04-21 | 2014-05-23 | 2014-05-23
SRP22551 | SREC Solar | DAIGLE |  | 12.72 | 0 | Residential | 0 | MILLVILLE | 8332 | 20 | KAITANNA SOLAR, LLC | AC Electric | No | Complete | 2013-11-18 | 2014-04-24 | 2014-04-30 | 2014-04-30
SRP22553 | SREC Solar | DELUCIA |  | 7.105 | 0 | Residential | 1 | SADDLE BROOK | 7663 | 7 | VIVINT SOLAR | PSE&G BPU | No | Complete | 2013-11-18 | 2014-05-09 | 2014-05-13 | 2014-05-13
SRP22554 | SREC Solar | MARTOGLIO | CENTRAL ORANGE VILLAGE 11 LLC | 1.53 | 0 | Residential | 0 | ORANGE | 7050 | 9 | MERCHANT ELECTRIC & LIGHTING SERVICE INC | PSE&G BPU | No | Complete | 2013-11-18 | 2014-04-21 | 2014-05-23 | 2014-05-23
SRP22555 | SREC Solar | MARTOGOLIO | CENTRAL ORANGE VILLAGE II LLC | 1.02 | 0 | Residential | 0 | ORANGE | 7050 | 9 | MERCHANT ELECTRIC & LIGHTING SERVICE INC | PSE&G BPU | No | Complete | 2013-11-18 | 2014-04-21 | 2014-05-23 | 2014-05-23
SRP22556 | SREC Solar | CHELCHOWSKI |  | 3.43 | 0 | Residential | 1 | OLD BRIDGE TWP | 8879 | 11 | SOLARCITY CORPORATION | JCP&L | No | Complete | 2013-11-18 | 2014-03-27 | 2014-04-10 | 2014-04-10
SRP22557 | SREC Solar | TYNIO |  | 3.675 | 0 | Residential | 1 | GARFIELD | 7026 | 7 | SOLARCITY CORPORATION | PSE&G BPU | No | Complete | 2013-11-18 | 2014-07-15 | 2014-07-28 | 2014-07-28
SRP22558 | SREC Solar | MARTOGLIO | CENTRAL ORANGE VILLAGE II LLC | 1.53 | 0 | Residential | 0 | ORANGE | 7050 | 9 | MERCHANT ELECTRIC & LIGHTING SERVICE INC | PSE&G BPU | No | Complete | 2013-11-18 | 2014-04-21 | 2014-05-23 | 2014-05-23
SRP22559 | SREC Solar | LEUSNER |  | 9.156 | 0 | Residential | 1 | SICKLERVILLE | 8210 | 21 | RUNNEMEDE PLUMBING HEATING | AC Electric | No | Complete | 2013-11-18 | 2014-10-14 | 2014-10-17 | 2014-10-17
SRP22560 | SREC Solar | PICCINNINI |  | 8.12 | 0 | Residential | 0 | WALL | 7719 | 17 | TRINITY HEATING AND AIR | JCP&L | No | Complete | 2013-11-18 | 2014-02-27 | 2014-03-13 | 2014-03-13
SRP22561 | SREC Solar | LE |  | 9.156 | 0 | Residential | 0 | JACKSON | 8527 | 18 | GEOPEAK ENERGY LLC | JCP&L | No | Complete | 2013-11-18 | 2014-04-21 | 2014-05-01 | 2014-05-01
SRP22562 | SREC Solar | GREENFIELD |  | 9.5 | 0 | Residential | 1 | LAKEWOOD | 8701 | 18 | POWERLUTIONS, LLC | JCP&L | No | Complete | 2013-11-18 | 2013-12-31 | 2014-01-10 | 2014-01-10
SRP22563 | SREC Solar | CHUNG |  | 3.185 | 0 | Residential | 1 | RIDGEWOOD | 7450 | 7 | SOLARCITY CORPORATION | PSE&G BPU | No | Complete | 2013-11-18 | 2014-06-03 | 2014-06-11 | 2014-06-11
SRP22564 | SREC Solar | LAWRENCE |  | 5.88 | 0 | Residential | 1 | NORTHFIELD | 8225 | 19 | SOLARCITY CORPORATION | AC Electric | No | Complete | 2013-11-18 | 2014-03-31 | 2014-04-08 | 2014-04-08
SRP22565 | SREC Solar | HESS |  | 10.535 | 0 | Residential | 1 | ELMER | 8318 | 16 | SOLARCITY CORPORATION | AC Electric | No | Complete | 2013-11-18 | 2014-05-02 | 2014-05-08 | 2014-05-08
SRP22566 | SREC Solar | POLLACK |  | 5.88 | 0 | Residential | 1 | VOORHEES TWP | 8043 | 14 | SOLARCITY CORPORATION | AC Electric | No | Complete | 2013-11-18 | 2014-03-18 | 2014-04-03 | 2014-04-03
SRP22567 | SREC Solar | KANKANALA |  | 9.8 | 0 | Residential | 1 | N. BRUNSWICK | 8902 | 11 | SOLARCITY CORPORATION | PSE&G BPU | No | Complete | 2013-11-18 | 2014-03-13 | 2014-03-27 | 2014-03-27
SRP22570 | SREC Solar | DONOHUE |  | 6 | 0 | Residential | 0 | JACKSON | 8527 | 18 | TRINITY HEATING AND AIR | JCP&L | No | Complete | 2013-11-18 | 2014-01-31 | 2014-02-19 | 2014-02-19
SRP22571 | SREC Solar | LEVITAN |  | 3 | 0 | Residential | 1 | SOMERSET | 8873 | 5 | TRINITY HEATING AND AIR | PSE&G BPU | No | Complete | 2013-11-18 | 2014-04-02 | 2014-04-08 | 2014-04-08
SRP22572 | SREC Solar | BUTRYM |  | 8.085 | 0 | Residential | 1 | BARNEGAT | 8005 | 18 | RELIABLE POWER SERVICES, INC. | AC Electric | No | Complete | 2013-11-18 | 2014-03-21 | 2014-04-07 | 2014-04-07
SRP22573 | SREC Solar | FIORENTINO |  | 11 | 0 | Residential | 0 | ENGLISH CREEK | 8234 | 19 | EASTERN ENERGY SERVICES | AC Electric | No | Complete | 2013-11-18 | 2014-12-31 | 2015-01-13 | 2015-01-13
SRP22574 | SREC Solar | DILGER |  | 9.54 | 0 | Residential | 1 | DEPTFORD | 8096 | 15 | KAITANNA SOLAR, LLC | PSE&G BPU | No | Complete | 2013-11-18 | 2014-01-31 | 2014-03-13 | 2014-03-13
SRP22575 | SREC Solar | KOCHAN |  | 8 | 0 | Residential | 1 | SEA GIRT | 8750 | 17 | SOLARCITY CORPORATION | JCP&L | No | Complete | 2013-11-18 | 2014-04-15 | 2014-04-22 | 2014-04-22
SRP22577 | SREC Solar | TABORN |  | 7.65 | 0 | Residential | 1 | OCEAN | 7712 | 17 | RELIABLE POWER SERVICES, INC. | JCP&L | No | Complete | 2013-11-18 | 2014-04-29 | 2014-05-05 | 2014-05-05
SRP22582 | SREC Solar | BERNSTEIN |  | 7.595 | 0 | Residential | 1 | BARNEGAT | 8005 | 18 | EZNERGY LLC | JCP&L | No | Complete | 2013-11-18 | 2014-03-27 | 2014-04-17 | 2014-04-17
SRP22583 | SREC Solar | KAUFMAN |  | 10.4 | 0 | Residential | 1 | LAKEWOOD | 8701 | 18 | POWERLUTIONS, LLC | JCP&L | No | Complete | 2013-11-18 | 2014-03-13 | 2014-03-27 | 2014-03-27
SRP22584 | SREC Solar | DREBIN |  | 14.3 | 0 | Residential | 0 | LAKEWOOD | 8701 | 18 | POWERLUTIONS, LLC | JCP&L | No | Complete | 2013-11-18 | 2014-03-18 | 2014-03-27 | 2014-03-27
SRP22585 | SREC Solar | AGNONE PASSENTI |  | 7.65 | 0 | Residential | 1 | BARNEGAT | 8005 | 18 | EZNERGY LLC | JCP&L | No | Complete | 2013-11-18 | 2014-06-30 | 2014-07-09 | 2014-07-09
SRP22586 | SREC Solar | LUPEX |  | 12.005 | 0 | Residential | 1 | SOUTHAMPTON | 8088 | 13 | SEA BRIGHT SOLAR, LLC | PSE&G BPU | No | Complete | 2013-11-18 | 2014-02-06 | 2014-02-21 | 2014-02-21
SRP22587 | SREC Solar | PARIKH |  | 7 | 0 | Residential | 0 | SECAUCUS | 7094 | 8 | SPECTRUM ENERGY INC | PSE&G BPU | No | Complete | 2013-11-18 | 2014-05-08 | 2014-05-14 | 2014-05-14
SRP22588 | SREC Solar | SAEED |  | 7.84 | 0 | Residential | 1 | WOODBRIDGE TWP | 7001 | 11 | SOLARCITY CORPORATION | PSE&G BPU | No | Complete | 2013-11-18 | 2014-02-11 | 2014-02-19 | 2014-02-19
SRP22589 | SREC Solar | MOORE |  | 6.86 | 0 | Residential | 1 | WEST MILFORD | 7480 | 6 | SOLARCITY CORPORATION | Orange & Rockland Elec | No | Complete | 2013-11-18 | 2014-04-15 | 2014-04-22 | 2014-04-22
SRP22590 | SREC Solar | ECRET JR |  | 13.515 | 0 | Residential | 1 | SALEM | 8079 | 16 | RCL ENTERPRISES INC. | AC Electric | No | Complete | 2013-11-25 | 2014-04-07 | 2014-04-16 | 2014-04-16
SRP22592 | SREC Solar | DEGRAZIA |  | 6.5 | 0 | Residential | 1 | FORKED RIVER | 8731 | 18 | KOPP ELECTRIC COMPANY | JCP&L | No | Complete | 2013-11-25 | 2014-04-17 | 2014-05-01 | 2014-05-01
SRP22593 | SREC Solar | COON |  | 9 | 0 | Residential | 1 | FORKED RIVER | 8731 | 18 | TRINITY HEATING AND AIR | JCP&L | No | Complete | 2013-11-25 | 2014-01-20 | 2014-03-06 | 2014-03-06
SRP22594 | SREC Solar | DIBELLA |  | 9.5 | 0 | Residential | 1 | MIDDLESEX | 8846 | 11 | ROOF DIAGNOSTICS INC | PSE&G BPU | No | Complete | 2013-11-25 | 2014-05-14 | 2014-05-21 | 2014-05-21
SRP22595 | SREC Solar | GATTO |  | 4.25 | 0 | Residential | 1 | HAMILTON TWP | 8620 | 12 | ROOF DIAGNOSTICS INC | PSE&G BPU | No | Complete | 2013-11-25 | 2014-03-20 | 2014-04-03 | 2014-04-03
SRP22596 | SREC Solar | WICHART |  | 6.63 | 0 | Residential | 1 | WENONAH | 8090 | 15 | EZNERGY LLC | PSE&G BPU | No | Complete | 2013-11-25 | 2014-06-30 | 2014-08-04 | 2014-08-04
SRP22597 | SREC Solar | CLIGGETT |  | 5.635 | 0 | Residential | 1 | WILDWOOD | 8260 | 21 | EZNERGY LLC | AC Electric | No | Complete | 2013-11-25 | 2014-06-30 | 2014-07-09 | 2014-07-09
SRP22599 | SREC Solar | FOGG |  | 9.18 | 0 | Residential | 1 | SOMERS POINT | 8244 | 19 | RCL ENTERPRISES INC. | AC Electric | No | Complete | 2013-11-25 | 2014-04-23 | 2014-05-13 | 2014-05-13
SRP22600 | SREC Solar | KRUGER |  | 5.75 | 0 | Residential | 1 | SOMERSET | 8873 | 5 | TRINITY HEATING AND AIR | PSE&G BPU | No | Complete | 2013-11-25 | 2014-03-06 | 2014-03-14 | 2014-03-14
SRP22601 | SREC Solar | SAVOVA |  | 3.825 | 0 | Residential | 1 | HADDON TWP | 8033 | 14 | EZNERGY LLC | PSE&G BPU | No | Complete | 2013-11-25 | 2014-04-15 | 2014-04-22 | 2014-04-22
SRP22603 | SREC Solar | SCHWEGEL |  | 15.925 | 0 | Residential | 1 | MILLVILLE | 8332 | 20 | RCL ENTERPRISES INC. | AC Electric | No | Complete | 2013-11-25 | 2014-03-17 | 2014-03-27 | 2014-03-27
SRP22604 | SREC Solar | HORTON |  | 6.5 | 0 | Residential | 1 | SEA GIRT | 8750 | 17 | ROOF DIAGNOSTICS INC | JCP&L | No | Complete | 2013-11-25 | 2014-04-18 | 2014-04-25 | 2014-04-25
SRP22605 | SREC Solar | VINZINSKI |  | 20.655 | 0 | Residential | 1 | MILLVILLE | 8832 | 11 | RCL ENTERPRISES INC. | AC Electric | No | Complete | 2013-11-25 | 2014-10-14 | 2014-10-21 | 2014-10-21
SRP22606 | SREC Solar | RUTTER | CROSSINGS CONDO ASSOCIATES | 57.33 | 0 | Commercial | 1 | OCEAN CITY | 8226 | 21 | 4 BESTSOLAR | AC Electric | No | Complete | 2013-11-25 | 2014-05-05 | 2014-05-14 | 2014-05-14
SRP22607 | SREC Solar | CONCANNON |  | 12.5 | 0 | Residential | 1 | PITTSGROVE | 8318 | 16 | RCL ENTERPRISES INC. | AC Electric | No | Complete | 2013-11-25 | 2014-03-18 | 2014-03-27 | 2014-03-27
SRP22609 | SREC Solar | MARNIN |  | 7.75 | 0 | Residential | 1 | MYSTIC ISLAND | 8087 | 18 | TRINITY HEATING AND AIR | AC Electric | No | Complete | 2013-11-25 | 2014-02-19 | 2014-03-10 | 2014-03-10
SRP22610 | SREC Solar | KEEN |  | 16.575 | 0 | Residential | 1 | SALEM | 8079 | 16 | RCL ENTERPRISES INC. | AC Electric | No | Complete | 2013-11-25 | 2014-04-07 | 2014-04-23 | 2014-04-23
SRP22611 | SREC Solar | ODONNELL |  | 11.25 | 0 | Residential | 1 | WILLOW GROVE | 8344 | 15 | RCL ENTERPRISES INC. | AC Electric | No | Complete | 2013-11-25 | 2014-03-03 | 2014-03-12 | 2014-03-12
SRP22612 | SREC Solar | BOWERS |  | 15 | 0 | Residential | 1 | SALEM | 8079 | 16 | RCL ENTERPRISES INC. | AC Electric | No | Complete | 2013-11-25 | 2014-03-03 | 2014-03-26 | 2014-03-26
SRP22613 | SREC Solar | FERN |  | 5.61 | 0 | Residential | 1 | VILLAS | 8251 | 21 | RCL ENTERPRISES INC. | AC Electric | No | Complete | 2013-11-25 | 2014-05-13 | 2014-05-22 | 2014-05-22
SRP22614 | SREC Solar | CILENTO |  | 7.5 | 0 | Residential | 1 | CLARK | 7066 | 10 | TRINITY HEATING AND AIR | PSE&G BPU | No | Complete | 2013-11-25 | 2014-01-08 | 2014-01-21 | 2014-01-21
SRP22615 | SREC Solar | MULFORD |  | 7.65 | 0 | Residential | 1 | BRIDGETON | 8302 | 20 | RCL ENTERPRISES INC. | AC Electric | No | Complete | 2013-11-25 | 2014-05-29 | 2014-06-04 | 2014-06-04
SRP22616 | SREC Solar | HARKINS |  | 10.71 | 0 | Residential | 1 | NORTH WILDWOOD | 8260 | 21 | RCL ENTERPRISES INC. | AC Electric | No | Complete | 2013-11-25 | 2014-04-15 | 2014-04-22 | 2014-04-22
SRP22617 | SREC Solar | SPEDDEN |  | 6.885 | 0 | Residential | 1 | NORTH CAPE MAY | 8204 | 21 | RCL ENTERPRISES INC. | AC Electric | No | Complete | 2013-11-25 | 2014-04-15 | 2014-04-22 | 2014-04-22
SRP22618 | SREC Solar | DUBIN | JACK DANIELS PARAMUS PORSCHE | 45.9 | 0 | Commercial | 0 | PARAMUS | 7652 | 7 | AMBERJACK SOLAR ENERGY | PSE&G BPU | No | Complete | 2013-11-25 | 2015-03-04 | 2015-03-19 | 2015-03-19
SRP22619 | SREC Solar | COOKE |  | 9.25 | 0 | Residential | 1 | BRICK | 8723 | 18 | TRINITY HEATING AND AIR | JCP&L | No | Complete | 2013-11-25 | 2013-12-31 | 2014-01-10 | 2014-01-10
SRP22620 | SREC Solar | BAL |  | 4 | 0 | Residential | 1 | BOUND BROOK | 8805 | 5 | ROOF DIAGNOSTICS INC | PSE&G BPU | No | Complete | 2013-11-25 | 2014-07-28 | 2014-08-01 | 2014-08-01
SRP22621 | SREC Solar | BALDWIN |  | 6.75 | 0 | Residential | 1 | MANAHAWKIN | 8050 | 18 | TRINITY HEATING AND AIR | AC Electric | No | Complete | 2013-11-25 | 2014-02-06 | 2014-02-21 | 2014-02-21
SRP22622 | SREC Solar | PERRY |  | 3.25 | 0 | Residential | 1 | ATLANTIC CITY | 8401 | 19 | ROOF DIAGNOSTICS INC | AC Electric | No | Complete | 2013-11-25 | 2014-05-27 | 2014-05-30 | 2014-05-30
SRP22623 | SREC Solar | SCHULTZ |  | 9.945 | 0 | Residential | 1 | SALEM | 8079 | 16 | RCL ENTERPRISES INC. | AC Electric | No | Complete | 2013-11-25 | 2014-03-06 | 2014-03-14 | 2014-03-14
SRP22624 | SREC Solar | ABREU |  | 9 | 0 | Residential | 1 | CLIFTON | 7014 | 6 | ROOF DIAGNOSTICS INC | PSE&G BPU | No | Complete | 2013-11-25 | 2014-05-27 | 2014-05-30 | 2014-05-30
SRP22625 | SREC Solar | PATEL |  | 3.5 | 0 | Residential | 1 | ELMWOOD PARK | 7407 | 7 | ROOF DIAGNOSTICS INC | PSE&G BPU | No | Complete | 2013-11-25 | 2014-06-23 | 2014-06-27 | 2014-06-27
SRP22626 | SREC Solar | RHEINHEIMER |  | 5 | 0 | Residential | 1 | NEWTON | 7860 | 1 | ROOF DIAGNOSTICS INC | JCP&L | No | Complete | 2013-11-25 | 2014-06-13 | 2014-06-19 | 2014-06-19
SRP22627 | SREC Solar | BOUIE |  | 6.25 | 0 | Residential | 0 | NEPTUNE | 7753 | 17 | ROOF DIAGNOSTICS INC | JCP&L | No | Complete | 2013-11-25 | 2014-07-10 | 2014-08-04 | 2014-08-04
SRP22628 | SREC Solar | SORBELLO |  | 8.33 | 0 | Residential | 1 | WENONAH | 8090 | 15 | SOLARCITY CORPORATION | PSE&G BPU | No | Complete | 2013-11-25 | 2014-04-10 | 2014-04-17 | 2014-04-17
SRP22629 | SREC Solar | DETTO |  | 3.675 | 0 | Residential | 1 | BAYONNE | 7002 | 8 | SOLARCITY CORPORATION | PSE&G BPU | No | Complete | 2013-11-25 | 2014-06-19 | 2014-06-24 | 2014-06-24
SRP22630 | SREC Solar | CIATTO |  | 2.695 | 0 | Residential | 1 | FANWOOD | 7023 | 10 | SOLARCITY CORPORATION | PSE&G BPU | No | Complete | 2013-11-25 | 2014-03-11 | 2014-03-19 | 2014-03-19
SRP22631 | SREC Solar | DETTO |  | 4.165 | 0 | Residential | 1 | BAYONNE | 7002 | 8 | SOLARCITY CORPORATION | PSE&G BPU | No | Complete | 2013-11-25 | 2014-03-24 | 2014-04-07 | 2014-04-07
SRP22632 | SREC Solar | SWAIN |  | 4.165 | 0 | Residential | 1 | WOODBINE | 8720 | 17 | SOLARCITY CORPORATION | AC Electric | No | Complete | 2013-11-25 | 2014-09-24 | 2014-09-30 | 2014-09-30
SRP22633 | SREC Solar | GAMBINO | VERIZON COMMUNICATIONS INC. | 365.586 | 0 | Commercial | 0 | BASKING RIDGE | 7920 | 5 | SUNPOWER CORPORATION | JCP&L | No | Complete | 2013-11-25 | 2015-01-28 | 2015-02-04 | 2015-02-04
SRP22634 | SREC Solar | BROWN |  | 6.125 | 0 | Residential | 1 | VINELAND | 8361 | 20 | SOLARCITY CORPORATION | Vineland Muni Elec | No | Complete | 2013-11-25 | 2014-04-11 | 2014-04-17 | 2014-04-17
SRP22635 | SREC Solar | GORNALL |  | 5.88 | 0 | Residential | 1 | OAK RIDGE | 7438 | 6 | SOLARCITY CORPORATION | JCP&L | No | Complete | 2013-11-25 | 2014-03-18 | 2014-03-27 | 2014-03-27
SRP22636 | SREC Solar | GAMBINO | VERIZON COMMUNICATIONS INC | 1088.256 | 0 | Commercial | 1 | FREEHOLD | 7728 | 17 | SUNPOWER CORPORATION | JCP&L | No | Complete | 2013-11-25 | 2014-09-18 | 2014-09-24 | 2014-09-24
SRP22637 | SREC Solar | ORTIZ |  | 4.25 | 0 | Residential | 1 | LINDEN | 7036 | 10 | ROOF DIAGNOSTICS INC | PSE&G BPU | No | Complete | 2013-11-25 | 2015-01-08 | 2015-03-20 | 2015-03-20
SRP22638 | SREC Solar | ELLIS |  | 9 | 0 | Residential | 0 | FORKED RIVER | 8731 | 18 | TRINITY HEATING AND AIR | JCP&L | No | Complete | 2013-11-25 | 2014-01-17 | 2014-01-29 | 2014-01-29
SRP22640 | SREC Solar | BABORE |  | 8.25 | 0 | Residential | 1 | CAPE MAY | 8204 | 21 | ROOF DIAGNOSTICS INC | AC Electric | No | Complete | 2013-11-25 | 2015-01-28 | 2015-03-09 | 2015-03-09
SRP22641 | SREC Solar | SUBLINSKY |  | 8.82 | 0 | Residential | 0 | BARGAINTOWN | 8234 | 19 | NJ SOLAR POWER, LLC | AC Electric | No | Complete | 2013-11-25 | 2014-12-16 | 2014-12-22 | 2014-12-22
SRP22642 | SREC Solar | SMITH |  | 4.5 | 0 | Residential | 1 | PERTH AMBOY | 8861 | 11 | ROOF DIAGNOSTICS INC | PSE&G BPU | No | Complete | 2013-11-25 | 2014-05-28 | 2014-06-04 | 2014-06-04
SRP22644 | SREC Solar | TANSITS |  | 8.25 | 0 | Residential | 1 | WRIGHTSTOWN | 8562 | 13 | ROOF DIAGNOSTICS INC | JCP&L | No | Complete | 2013-11-25 | 2014-05-21 | 2014-05-29 | 2014-05-29
SRP22645 | SREC Solar | WEAVER |  | 4 | 0 | Residential | 1 | TUCKERTON | 8081 | 14 | ROOF DIAGNOSTICS INC | AC Electric | No | Complete | 2013-11-25 | 2014-05-13 | 2014-05-21 | 2014-05-21
SRP22646 | SREC Solar | STAHL |  | 13.77 | 0 | Residential | 1 | SICKLERVILLE | 8081 | 14 | RCL ENTERPRISES INC. | AC Electric | No | Complete | 2013-11-25 | 2014-04-17 | 2014-04-29 | 2014-04-29
SRP22647 | SREC Solar | ROMAN |  | 6 | 0 | Residential | 1 | WEST CALDWELL | 7006 | 9 | ROOF DIAGNOSTICS INC | PSE&G BPU | No | Complete | 2013-11-25 | 2014-07-08 | 2014-07-21 | 2014-07-21
SRP22648 | SREC Solar | MCMULLIN |  | 9.18 | 0 | Residential | 1 | SICKLERVILLE | 8081 | 14 | ALLSEASON CONSTRUCTION | AC Electric | No | Complete | 2013-11-25 | 2014-07-03 | 2014-08-04 | 2014-08-04
SRP22649 | SREC Solar | DOMINGUEZ |  | 5.75 | 0 | Residential | 1 | SO. BOUND BROOK | 8880 | 5 | ROOF DIAGNOSTICS INC | PSE&G BPU | No | Complete | 2013-11-25 | 2014-07-16 | 2014-07-28 | 2014-07-28
SRP22650 | SREC Solar | SCOTT |  | 9.31 | 0 | Residential | 1 | SOMERS POINT | 8244 | 19 | ALLSEASON CONSTRUCTION | AC Electric | No | Complete | 2013-11-25 | 2014-03-20 | 2014-03-27 | 2014-03-27
SRP22651 | SREC Solar | CAPALDO-ARNOLD |  | 7.84 | 0 | Residential | 1 | DOROTHY | 8317 | 19 | ALLSEASON CONSTRUCTION | AC Electric | No | Complete | 2013-11-25 | 2014-05-09 | 2014-05-14 | 2014-05-14
SRP22652 | SREC Solar | LEAHY |  | 10.71 | 0 | Residential | 1 | LITTLE EGG HARBOR | 8087 | 18 | ALLSEASON CONSTRUCTION | AC Electric | No | Complete | 2013-11-25 | 2014-06-24 | 2014-06-27 | 2014-06-27
SRP22653 | SREC Solar | HOWERING |  | 7.35 | 0 | Residential | 0 | BROWNS MILLS | 8015 | 13 | SELF INSTALL | JCP&L | No | Complete | 2013-11-25 | 2014-09-12 | 2014-09-17 | 2014-09-17
SRP22656 | SREC Solar | VENTURA |  | 9.945 | 0 | Residential | 1 | BAYVILLE | 8721 | 18 | RCL ENTERPRISES INC. | JCP&L | No | Complete | 2013-11-25 | 2014-05-28 | 2014-06-04 | 2014-06-04
SRP22657 | SREC Solar | KEEGAN |  | 5 | 0 | Residential | 0 | COLLINGSWOOD | 8108 | 14 | GREEN CITIES ENERGY LLC | PSE&G BPU | No | Complete | 2013-11-25 | 2014-06-13 | 2014-07-01 | 2014-07-01
SRP22658 | SREC Solar | O' NEAL |  | 6.5 | 0 | Residential | 1 | BAYVILLE | 8721 | 18 | ROOF DIAGNOSTICS INC | JCP&L | No | Complete | 2013-11-25 | 2014-04-24 | 2014-04-30 | 2014-04-30
SRP22659 | SREC Solar | RINDERKNECHT | GLEN ROCK H.S./GLEN ROCK BOE | 83.16 | 0 | School Public K-12 | 0 | GLEN ROCK | 7452 | 7 | TRU-VAL ELECTRIC | PSE&G BPU | No | Complete | 2013-11-25 | 2014-12-01 | 2014-12-12 | 2014-12-12
SRP22660 | SREC Solar | NGUYEN |  | 7.5 | 0 | Residential | 1 | WAYNE | 7470 | 6 | ROOF DIAGNOSTICS INC | JCP&L | No | Complete | 2013-11-25 | 2015-02-06 | 2015-02-11 | 2015-02-11
SRP22661 | SREC Solar | KIRK |  | 7.395 | 0 | Residential | 1 | GLASBORO | 8028 | 15 | NJR HOME SERVICES. | AC Electric | No | Complete | 2013-11-25 | 2014-05-27 | 2014-06-03 | 2014-06-03
SRP22662 | SREC Solar | HEALY |  | 10.965 | 0 | Residential | 1 | TOMS RIVER | 8753 | 18 | NJR HOME SERVICES | JCP&L | No | Complete | 2013-11-25 | 2014-03-27 | 2014-04-17 | 2014-04-17
SRP22663 | SREC Solar | DEVITO |  | 11.73 | 0 | Residential | 1 | PT PLEASANT | 8742 | 18 | NJR HOME SERVICES | JCP&L | No | Complete | 2013-11-25 | 2014-03-27 | 2014-04-10 | 2014-04-10
SRP22664 | SREC Solar | BOTALLICO |  | 5 | 0 | Residential | 0 | FLEMINGTON | 8822 | 4 | SELF INSTALL | JCP&L | No | Complete | 2013-11-25 | 2014-03-31 | 2014-05-22 | 2014-05-22
SRP22665 | SREC Solar | JACKSON |  | 3.315 | 0 | Residential | 1 | BRICK | 8724 | 18 | NJR HOME SERVICES. | JCP&L | No | Complete | 2013-12-16 | 2014-03-20 | 2014-04-03 | 2014-04-03
SRP22668 | SREC Solar | BITTER |  | 14.28 | 0 | Residential | 1 | EGG HARBOR CITY | 8215 | 19 | EZNERGY LLC | AC Electric | No | Complete | 2013-11-25 | 2014-06-25 | 2014-07-02 | 2014-07-02
SRP22670 | SREC Solar | REPETTI |  | 3.675 | 0 | Residential | 1 | GALLOWAY | 8205 | 19 | ALLSEASON CONSTRUCTION | AC Electric | No | Complete | 2013-11-25 | 2014-03-20 | 2014-03-27 | 2014-03-27
SRP22671 | SREC Solar | KOHL |  | 6.86 | 0 | Residential | 1 | TOMS RIVER | 8757 | 18 | ACOS ENERGY, LLC | JCP&L | No | Complete | 2013-11-25 | 2014-03-21 | 2014-04-04 | 2014-04-04
SRP22673 | SREC Solar | DOWNEY |  | 6.125 | 0 | Residential | 1 | GALLOWAY | 8205 | 19 | ACOS ENERGY, LLC | AC Electric | No | Complete | 2013-11-25 | 2014-04-04 | 2014-04-18 | 2014-04-18
SRP22674 | SREC Solar | REED |  | 4.655 | 0 | Residential | 1 | LINDEN | 7036 | 10 | VIVINT SOLAR | PSE&G BPU | No | Complete | 2013-11-25 | 2014-11-19 | 2014-12-04 | 2014-12-04
SRP22675 | SREC Solar | MORGAN |  | 11.515 | 0 | Residential | 1 | ELK | 8343 | 16 | ACOS ENERGY, LLC | AC Electric | No | Complete | 2013-11-25 | 2014-04-16 | 2014-04-22 | 2014-04-22
SRP22677 | SREC Solar | NEUBERGER |  | 9.75 | 0 | Residential | 0 | LAKEWOOD | 8701 | 18 | POWERLUTIONS, LLC | JCP&L | No | Complete | 2013-11-25 | 2014-05-13 | 2014-05-21 | 2014-05-21
SRP22678 | SREC Solar | PEREIRA |  | 11 | 0 | Residential | 1 | ALLENDALE | 7401 | 7 | ROOF DIAGNOSTICS INC | Orange & Rockland Elec | No | Complete | 2013-11-25 | 2014-07-08 | 2014-07-21 | 2014-07-21
SRP22679 | SREC Solar | HERZKA |  | 11 | 0 | Residential | 0 | LAKEWOOD | 8701 | 18 | POWERLUTIONS, LLC | JCP&L | No | Complete | 2013-11-25 | 2014-05-13 | 2014-05-21 | 2014-05-21
SRP22681 | SREC Solar | HOUGHTON |  | 15 | 0 | Residential | 1 | STOCKTON | 8559 | 4 | EAST COAST ALTERNATIVE ENERGY | JCP&L | No | Complete | 2013-11-25 | 2014-01-20 | 2014-01-30 | 2014-01-30
SRP22683 | SREC Solar | RIVERA |  | 7.25 | 0 | Residential | 1 | OLD BRIDGE | 8857 | 11 | ROOF DIAGNOSTICS INC | JCP&L | No | Complete | 2013-11-25 | 2014-07-10 | 2014-07-17 | 2014-07-17
SRP22684 | SREC Solar | ASSAINTE |  | 4.5 | 0 | Residential | 1 | GLEN ROCK | 7452 | 7 | ROOF DIAGNOSTICS INC | PSE&G BPU | No | Complete | 2013-11-25 | 2014-05-21 | 2014-07-16 | 2014-07-16
SRP22685 | SREC Solar | WAR |  | 4.5 | 0 | Residential | 1 | WASHINGTON | 7882 | 2 | ROOF DIAGNOSTICS INC | JCP&L | No | Complete | 2013-11-25 | 2014-07-08 | 2014-07-10 | 2014-07-10
SRP22686 | SREC Solar | KATCHUR |  | 7 | 0 | Residential | 1 | TOMS RIVER | 8757 | 18 | ROOF DIAGNOSTICS INC | JCP&L | No | Complete | 2013-11-25 | 2014-07-08 | 2014-07-10 | 2014-07-10
SRP22688 | SREC Solar | MCGAULEY |  | 6 | 0 | Residential | 1 | LANOKA HARBOR | 8734 | 18 | ROOF DIAGNOSTICS INC | JCP&L | No | Complete | 2013-11-25 | 2014-05-27 | 2014-05-30 | 2014-05-30
SRP22689 | SREC Solar | RANDAZZO |  | 14.7 | 0 | Residential | 1 | BRIDGETON | 8302 | 20 | SOLARCITY CORPORATION | AC Electric | No | Complete | 2013-11-25 | 2014-04-15 | 2014-04-22 | 2014-04-22
SRP22690 | SREC Solar | VILLAS |  | 8.085 | 0 | Residential | 1 | DEPTFORD TWP | 8096 | 15 | SOLARCITY CORPORATION | PSE&G BPU | No | Complete | 2013-11-25 | 2014-03-24 | 2014-04-07 | 2014-04-07
SRP22691 | SREC Solar | CARBONE |  | 1.47 | 0 | Residential | 1 | CRANFORD | 7016 | 10 | SOLARCITY CORPORATION | PSE&G BPU | No | Complete | 2013-11-25 | 2014-03-11 | 2014-03-27 | 2014-03-27
SRP22692 | SREC Solar | KAZMIERCZAK |  | 5.635 | 0 | Residential | 1 | OAKLAND | 7436 | 7 | SOLARCITY CORPORATION | Orange & Rockland Elec | No | Complete | 2013-11-25 | 2014-07-22 | 2014-07-30 | 2014-07-30
SRP22693 | SREC Solar | WOODS |  | 6.37 | 0 | Residential | 1 | MAYS LANDING | 8330 | 19 | SOLARCITY CORPORATION | AC Electric | No | Complete | 2013-11-25 | 2014-02-04 | 2014-02-18 | 2014-02-18
SRP22694 | SREC Solar | BROWN |  | 4.41 | 0 | Residential | 1 | MAGNOLIA | 8049 | 14 | SOLARCITY CORPORATION | PSE&G BPU | No | Complete | 2013-11-25 | 2014-01-31 | 2014-02-12 | 2014-02-12
SRP22696 | SREC Solar | BRINK |  | 3.185 | 0 | Residential | 1 | BRICK | 8723 | 18 | SOLARCITY CORPORATION | AC Electric | No | Complete | 2013-11-25 | 2013-12-30 | 2014-01-16 | 2014-01-16
SRP22697 | SREC Solar | HALASNIK |  | 10 | 0 | Residential | 0 | JACKSON | 8527 | 18 | TRINITY HEATING AND AIR | JCP&L | No | Complete | 2013-11-25 | 2014-01-08 | 2014-01-21 | 2014-01-21
SRP22698 | SREC Solar | SADUK |  | 13.77 | 0 | Residential | 1 | WOODBINE | 8270 | 21 | SEA BRIGHT SOLAR, LLC | AC Electric | No | Complete | 2013-11-25 | 2014-04-28 | 2014-05-16 | 2014-05-16
SRP22699 | SREC Solar | HIGBEE |  | 9.945 | 0 | Residential | 1 | ERMA | 8204 | 21 | RCL ENTERPRISES INC. | AC Electric | No | Complete | 2013-11-25 | 2014-05-13 | 2014-05-29 | 2014-05-29
SRP22700 | SREC Solar | WIPPICH |  | 5.1 | 0 | Residential | 1 | MANCHESTER | 8759 | 18 | SEA BRIGHT SOLAR, LLC | JCP&L | No | Complete | 2013-11-25 | 2014-08-08 | 2014-08-14 | 2014-08-14
SRP22701 | SREC Solar | SPADARO |  | 5.61 | 0 | Residential | 1 | TOMS RIVER | 8757 | 18 | NJR HOME SERVICES. | JCP&L | No | Complete | 2013-11-25 | 2014-08-15 | 2014-08-21 | 2014-08-21
SRP22703 | SREC Solar | RUOCCHIO |  | 5.25 | 0 | Residential | 1 | MANCHESTER | 8759 | 18 | SUNGEVITY, INC. | JCP&L | No | Complete | 2013-11-25 | 2014-11-03 | 2014-11-10 | 2014-11-10
SRP22704 | SREC Solar | DIASIO |  | 4 | 0 | Residential | 1 | EAST RUTHERFORD | 7073 | 7 | ROOF DIAGNOSTICS INC | PSE&G BPU | No | Complete | 2013-11-25 | 2014-09-30 | 2014-10-14 | 2014-10-14
SRP22705 | SREC Solar | DIXON JR |  | 9.25 | 0 | Residential | 0 | BORDENTOWN | 8505 | 13 | SPECTRUM ENERGY INC | PSE&G BPU | No | Complete | 2013-11-25 | 2014-05-16 | 2014-05-23 | 2014-05-23
SRP22706 | SREC Solar | WHITE |  | 8.16 | 0 | Residential | 1 | NORTHFIELD | 8225 | 19 | SEA BRIGHT SOLAR, LLC | AC Electric | No | Complete | 2013-11-25 | 2014-04-28 | 2014-05-06 | 2014-05-06
SRP22707 | SREC Solar | COX |  | 11.985 | 0 | Residential | 1 | DORCHESTER | 8316 | 20 | ALLSEASON CONSTRUCTION | AC Electric | No | Complete | 2013-11-25 | 2014-06-23 | 2014-06-27 | 2014-06-27
SRP22708 | SREC Solar | SHAH |  | 8.75 | 0 | Residential | 0 | E. BRUNSWICK | 8816 | 11 | SPECTRUM ENERGY INC | PSE&G BPU | No | Complete | 2013-11-25 | 2014-04-16 | 2014-04-23 | 2014-04-23
SRP22710 | SREC Solar | DICKSON |  | 12.495 | 0 | Residential | 1 | NORTH CAPE MAY | 8204 | 21 | ALLSEASON CONSTRUCTION | AC Electric | No | Complete | 2013-11-25 | 2014-02-27 | 2014-03-14 | 2014-03-14
SRP22712 | SREC Solar | STRAZZERI |  | 4.59 | 0 | Residential | 1 | EHT | 8234 | 19 | RCL ENTERPRISES INC. | AC Electric | No | Complete | 2013-11-25 | 2014-04-15 | 2014-04-22 | 2014-04-22
SRP22713 | SREC Solar | PEREZ |  | 6.86 | 0 | Residential | 1 | LANDISVILLE | 8326 | 19 | ALLSEASON CONSTRUCTION | AC Electric | No | Complete | 2013-11-25 | 2014-06-19 | 2014-07-23 | 2014-07-23
SRP22714 | SREC Solar | FIORE |  | 3.43 | 0 | Residential | 1 | BAYONNE | 7002 | 8 | SOLARCITY CORPORATION | PSE&G BPU | No | Complete | 2013-11-25 | 2014-07-11 | 2014-09-22 | 2014-09-22
SRP22716 | SREC Solar | BRENT |  | 15.925 | 0 | Residential | 1 | BRIDGETON | 8302 | 20 | ALLSEASON CONSTRUCTION | AC Electric | No | Complete | 2013-11-25 | 2014-04-23 | 2014-05-05 | 2014-05-05
SRP22717 | SREC Solar | PHIFER |  | 11.985 | 0 | Residential | 1 | MILLVILLE | 8332 | 20 | ACOS ENERGY, LLC | AC Electric | No | Complete | 2013-11-25 | 2014-05-27 | 2014-06-17 | 2014-06-17
SRP22718 | SREC Solar | RICCI |  | 9.69 | 0 | Residential | 1 | EHT | 8234 | 19 | ALLSEASON CONSTRUCTION | AC Electric | No | Complete | 2013-11-25 | 2014-07-09 | 2014-07-17 | 2014-07-17
SRP22719 | SREC Solar | VENTURA |  | 6.63 | 0 | Residential | 1 | MAYS LANDING | 8330 | 19 | ACOS ENERGY, LLC | AC Electric | No | Complete | 2013-11-25 | 2014-04-28 | 2014-05-16 | 2014-05-16
SRP22721 | SREC Solar | DESAI |  | 20.47 | 0 | Residential | 0 | MANALAPAN | 7726 | 17 | SKYLINE SOLAR | JCP&L | No | Complete | 2013-11-25 | 2014-07-02 | 2014-07-10 | 2014-07-10
SRP22723 | SREC Solar | ALOSI |  | 7.395 | 0 | Residential | 1 | BRIAGANTINE | 8203 | 19 | ACOS ENERGY, LLC | AC Electric | No | Complete | 2013-11-25 | 2014-06-25 | 2014-07-02 | 2014-07-02
SRP22724 | SREC Solar | VEGA |  | 6.375 | 0 | Residential | 1 | SAYREVILLE | 8872 | 11 | VIVINT SOLAR | JCP&L | No | Complete | 2013-11-25 | 2014-07-08 | 2014-07-10 | 2014-07-10
SRP22726 | SREC Solar | RIZVI |  | 7.84 | 0 | Residential | 1 | UNION | 7083 | 10 | VIVINT SOLAR | PSE&G BPU | No | Complete | 2013-11-25 | 2014-08-28 | 2014-09-08 | 2014-09-08
SRP22727 | SREC Solar | PATEL |  | 4.845 | 0 | Residential | 1 | EHT | 8234 | 19 | ACOS ENERGY, LLC | AC Electric | No | Complete | 2013-11-25 | 2014-04-28 | 2014-05-16 | 2014-05-16
SRP22730 | SREC Solar | RZEWNICKI |  | 4.335 | 0 | Residential | 1 | S BOUND BROOK | 8880 | 5 | VIVINT SOLAR | PSE&G BPU | No | Complete | 2013-11-25 | 2014-08-22 | 2014-09-02 | 2014-09-02
SRP22733 | SREC Solar | SKOBODZINSKI |  | 4.59 | 0 | Residential | 1 | BELMAWR | 8031 | 14 | ACOS ENERGY, LLC | PSE&G BPU | No | Complete | 2013-11-25 | 2014-06-25 | 2014-07-02 | 2014-07-02
SRP22734 | SREC Solar | MAHONEY |  | 7.595 | 0 | Residential | 1 | E BRUNSWICK | 8816 | 11 | VIVINT SOLAR | PSE&G BPU | No | Complete | 2013-11-25 | 2014-07-03 | 2014-07-16 | 2014-07-16
SRP22736 | SREC Solar | COOMBS |  | 10.5 | 0 | Residential | 1 | SAYREVILLE | 8872 | 11 | VIVINT SOLAR | JCP&L | No | Complete | 2013-11-25 | 2014-06-27 | 2014-07-09 | 2014-07-09
SRP22737 | SREC Solar | MACLEOD |  | 5.88 | 0 | Residential | 1 | SCOTCH PLAINS | 7076 | 10 | SOLARCITY CORPORATION | PSE&G BPU | No | Complete | 2013-11-25 | 2014-03-27 | 2014-04-10 | 2014-04-10
SRP22738 | SREC Solar | PETRICK |  | 8.085 | 0 | Residential | 0 | RUMSON | 7760 | 17 | TRINITY HEATING AND AIR | JCP&L | No | Complete | 2013-11-25 | 2014-02-07 | 2014-02-24 | 2014-02-24
SRP22741 | SREC Solar | BARRIOS |  | 3.43 | 0 | Residential | 1 | HILLSBOROUGH TWP | 8844 | 5 | SOLARCITY CORPORATION | PSE&G BPU | No | Complete | 2013-11-25 | 2014-03-11 | 2014-03-17 | 2014-03-17
SRP22742 | SREC Solar | PALISE |  | 6.86 | 0 | Residential | 1 | LAWRENCE TWP | 8648 | 12 | SOLARCITY CORPORATION | PSE&G BPU | No | Complete | 2013-11-25 | 2014-04-01 | 2014-04-15 | 2014-04-15
SRP22743 | SREC Solar | GETCLIFFE |  | 12.74 | 0 | Residential | 1 | PT PLEASANT | 8742 | 18 | SOLARCITY CORPORATION | JCP&L | No | Complete | 2013-11-25 | 2014-02-11 | 2014-02-19 | 2014-02-19
SRP22745 | SREC Solar | ESPOSITO |  | 8.085 | 0 | Residential | 1 | SEWAREN | 7077 | 11 | VIVINT SOLAR | PSE&G BPU | No | Complete | 2013-11-25 | 2014-07-16 | 2014-07-28 | 2014-07-28
SRP22746 | SREC Solar | SPAKOWSKI |  | 3.43 | 0 | Residential | 1 | RUMSON | 7760 | 17 | SOLARCITY CORPORATION | JCP&L | No | Complete | 2013-11-25 | 2014-02-07 | 2014-02-27 | 2014-02-27
SRP22747 | SREC Solar | NAVARIN |  | 2.94 | 0 | Residential | 1 | UNION | 7083 | 10 | VIVINT SOLAR | PSE&G BPU | No | Complete | 2013-11-25 | 2014-03-06 | 2014-03-18 | 2014-03-18
SRP22748 | SREC Solar | HICKS |  | 8.82 | 0 | Residential | 1 | SOMERSET | 8873 | 5 | VIVINT SOLAR | PSE&G BPU | No | Complete | 2013-11-25 | 2014-05-08 | 2014-05-23 | 2014-05-23
SRP22750 | SREC Solar | HANSALIA |  | 3.675 | 0 | Residential | 1 | PISCATAWAY | 8854 | 11 | VIVINT SOLAR | PSE&G BPU | No | Complete | 2013-11-25 | 2014-03-27 | 2014-05-05 | 2014-05-05
SRP22751 | SREC Solar | KUSMIDER |  | 4.655 | 0 | Residential | 1 | E. BRUNSWICK | 8816 | 11 | VIVINT SOLAR | PSE&G BPU | No | Complete | 2013-11-25 | 2014-07-03 | 2014-07-10 | 2014-07-10
SRP22752 | SREC Solar | FILOZOF |  | 4.59 | 0 | Residential | 1 | N BRUNSWICK | 8902 | 11 | VIVINT SOLAR | PSE&G BPU | No | Complete | 2013-11-25 | 2015-02-06 | 2015-02-11 | 2015-02-11
SRP22753 | SREC Solar | MOSKOVITS |  | 11.7 | 0 | Residential | 1 | LAKEWOOD | 8701 | 18 | POWERLUTIONS, LLC | JCP&L | No | Complete | 2013-11-25 | 2014-05-02 | 2014-05-08 | 2014-05-08
SRP22755 | SREC Solar | PLESSEL |  | 2.695 | 0 | Residential | 1 | RUTHEFORD | 7070 | 7 | VIVINT SOLAR | PSE&G BPU | No | Complete | 2013-11-25 | 2014-09-19 | 2014-09-24 | 2014-09-24
SRP22756 | SREC Solar | RUBINSKI |  | 4.41 | 0 | Residential | 1 | PORT READING | 7064 | 11 | VIVINT SOLAR | PSE&G BPU | No | Complete | 2013-11-25 | 2014-04-02 | 2014-04-10 | 2014-04-10
SRP22757 | SREC Solar | CARNGBE |  | 8.82 | 0 | Residential | 1 | SICKLERVILLE | 8081 | 14 | ACOS ENERGY, LLC | AC Electric | No | Complete | 2013-11-25 | 2014-04-04 | 2014-04-16 | 2014-04-16
SRP22758 | SREC Solar | FIELDING |  | 9.18 | 0 | Residential | 1 | BARGAINTOWN | 8234 | 19 | ACOS ENERGY, LLC | AC Electric | No | Complete | 2013-11-25 | 2014-05-27 | 2014-05-30 | 2014-05-30
SRP22760 | SREC Solar | NANDAN |  | 5.1 | 0 | Residential | 1 | SAYREVILLE | 8872 | 11 | VIVINT SOLAR | JCP&L | No | Complete | 2013-12-02 | 2014-07-25 | 2014-08-01 | 2014-08-01
SRP22761 | SREC Solar | BRAIN | WESTPORT CORP | 496.86 | 0 | Commercial | 0 | PINE BROOK | 7058 | 3 | AMBERJACK SOLAR ENERGY | JCP&L | No | Complete | 2013-12-02 | 2014-03-13 | 2014-03-27 | 2014-03-27
SRP22762 | SREC Solar | FREEMAN |  | 4.9 | 0 | Residential | 1 | PISCATAWAY TOWNSHIP | 8854 | 11 | SOLARCITY CORPORATION | PSE&G BPU | No | Complete | 2013-12-02 | 2014-04-24 | 2014-05-13 | 2014-05-13
SRP22763 | SREC Solar | BRAIN | WESTPORT CORP | 305.76 | 0 | Commercial | 0 | PINE BROOK | 7058 | 3 | AMBERJACK SOLAR ENERGY | JCP&L | No | Complete | 2013-12-02 | 2014-03-13 | 2014-03-27 | 2014-03-27
SRP22764 | SREC Solar | HEIM |  | 2.5 | 0 | Residential | 1 | WALL | 7719 | 17 | TRINITY HEATING AND AIR | JCP&L | No | Complete | 2013-12-02 | 2014-01-31 | 2014-02-12 | 2014-02-12
SRP22765 | SREC Solar | MOUGHRABIE |  | 10.78 | 0 | Residential | 1 | SPARTA TOWNSHIP | 7871 | 1 | SOLARCITY CORPORATION | JCP&L | No | Complete | 2013-12-02 | 2014-02-27 | 2014-03-13 | 2014-03-13
SRP22766 | SREC Solar | CURRY |  | 7.35 | 0 | Residential | 1 | SADDLE BROOK | 7663 | 7 | VIVINT SOLAR | PSE&G BPU | No | Complete | 2013-12-02 | 2014-06-19 | 2014-06-24 | 2014-06-24
SRP22768 | SREC Solar | EVELYN |  | 11.27 | 0 | Residential | 1 | RIO GRANDE | 8242 | 21 | SOLARCITY CORPORATION | AC Electric | No | Complete | 2013-12-02 | 2014-03-13 | 2014-03-26 | 2014-03-26
SRP22769 | SREC Solar | KHOKHANI |  | 5.75 | 0 | Residential | 1 | SAYREVILLE | 8872 | 11 | VIVINT SOLAR | JCP&L | No | Complete | 2013-12-02 | 2014-08-13 | 2014-09-24 | 2014-09-24
SRP22771 | SREC Solar | WOOD |  | 15.68 | 0 | Residential | 1 | OCEAN VIEW | 8320 | 20 | SOLARCITY CORPORATION | AC Electric | No | Complete | 2013-12-02 | 2014-04-15 | 2014-04-22 | 2014-04-22
SRP22773 | SREC Solar | MOCARSKI |  | 7.84 | 0 | Residential | 1 | HAZLET | 7730 | 17 | SOLARCITY CORPORATION | JCP&L | No | Complete | 2013-12-02 | 2014-02-27 | 2014-03-13 | 2014-03-13
SRP22774 | SREC Solar | DESAI |  | 7.395 | 0 | Residential | 1 | E. BRUNSWICK | 8816 | 11 | VIVINT SOLAR | JCP&L | No | Complete | 2013-12-02 | 2014-07-17 | 2014-07-28 | 2014-07-28
SRP22775 | SREC Solar | RICCIO |  | 4.75 | 0 | Residential | 0 | PT PLEASANT | 8742 | 18 | TRINITY HEATING AND AIR | JCP&L | No | Complete | 2013-12-02 | 2014-03-03 | 2014-03-26 | 2014-03-26
SRP22776 | SREC Solar | FEGDE |  | 6.75 | 0 | Residential | 1 | SAYREVILLE | 8872 | 11 | VIVINT SOLAR | JCP&L | No | Complete | 2013-12-02 | 2014-07-03 | 2014-07-17 | 2014-07-17
SRP22777 | SREC Solar | ZALESKI |  | 6.63 | 0 | Residential | 1 | PERTH AMBOY | 8861 | 11 | EZNERGY LLC | PSE&G BPU | No | Complete | 2013-12-02 | 2014-03-27 | 2014-04-16 | 2014-04-16
SRP22778 | SREC Solar | CIATTO |  | 4.9 | 0 | Residential | 1 | SOUTH PLAINFIELD | 7080 | 11 | SOLARCITY CORPORATION | PSE&G BPU | No | Complete | 2013-12-02 | 2014-02-28 | 2014-03-14 | 2014-03-14
SRP22779 | SREC Solar | CINQUINO |  | 6.615 | 0 | Residential | 1 | LYNDHURST | 7071 | 7 | SOLARCITY CORPORATION | PSE&G BPU | No | Complete | 2013-12-02 | 2014-08-04 | 2014-08-12 | 2014-08-12
SRP22780 | SREC Solar | LITVIN |  | 8.33 | 0 | Residential | 1 | BERLIN | 8009 | 14 | SOLARCITY CORPORATION | AC Electric | No | Complete | 2013-12-02 | 2014-03-14 | 2014-03-25 | 2014-03-25
SRP22781 | SREC Solar | CONNER |  | 9.5 | 0 | Residential | 1 | LINDWOOD | 8221 | 19 | ASTRUM SOLAR, LLC | AC Electric | No | Complete | 2013-12-02 | 2014-06-19 | 2014-07-23 | 2014-07-23
SRP22782 | SREC Solar | MEDEIROS |  | 7.75 | 0 | Residential | 1 | NORTH BRUNSWICK | 8902 | 11 | ROOF DIAGNOSTICS INC | PSE&G BPU | No | Complete | 2013-12-02 | 2014-05-13 | 2014-05-21 | 2014-05-21
SRP22783 | SREC Solar | CUCUZELLA |  | 3.92 | 0 | Residential | 1 | TOMS RIVER | 8753 | 18 | TRINITY HEATING AND AIR | JCP&L | No | Complete | 2013-12-02 | 2014-03-17 | 2014-03-27 | 2014-03-27
SRP22784 | SREC Solar | DRURY |  | 6.5 | 0 | Residential | 1 | WILLINGBORO | 8046 | 13 | ROOF DIAGNOSTICS INC | PSE&G BPU | No | Complete | 2013-12-02 | 2014-07-30 | 2014-08-08 | 2014-08-08
SRP22785 | SREC Solar | CHICALACE |  | 7.5 | 0 | Residential | 1 | SOMERSET | 8873 | 5 | TRINITY HEATING AND AIR | PSE&G BPU | No | Complete | 2013-12-02 | 2014-03-04 | 2014-03-18 | 2014-03-18
SRP22786 | SREC Solar | VENUTI |  | 8 | 0 | Residential | 1 | SEWELL | 8080 | 15 | TRINITY HEATING AND AIR | AC Electric | No | Complete | 2013-12-02 | 2014-03-13 | 2014-03-21 | 2014-03-21
SRP22787 | SREC Solar | ROSE |  | 8.75 | 0 | Residential | 1 | JACKSON | 8527 | 18 | ROOF DIAGNOSTICS INC | JCP&L | No | Complete | 2013-12-02 | 2014-01-24 | 2014-02-06 | 2014-02-06
SRP22788 | SREC Solar | MANWARREN |  | 11.772 | 0 | Residential | 1 | FAIRFIELD | 7004 | 9 | GREEN APPLE ENERGY SYSTEMS, LLC | PSE&G BPU | No | Complete | 2013-12-02 | 2014-06-25 | 2014-08-05 | 2014-08-05
SRP22790 | SREC Solar | JACOBS |  | 12.73 | 0 | Residential | 1 | ENGLISHTOWN | 7726 | 17 | GREEN APPLE ENERGY SYSTEMS, LLC | JCP&L | No | Complete | 2013-12-02 | 2014-06-25 | 2014-07-02 | 2014-07-02
SRP22791 | SREC Solar | ANDREWS |  | 19.635 | 0 | Residential | 1 | DORCHESTER | 8316 | 20 | ALLSEASON CONSTRUCTION | AC Electric | No | Complete | 2013-12-02 | 2014-05-27 | 2014-06-03 | 2014-06-03
SRP22792 | SREC Solar | AHMED |  | 4.5 | 0 | Residential | 1 | SECAUCUS | 7094 | 8 | ROOF DIAGNOSTICS INC | PSE&G BPU | No | Complete | 2013-12-02 | 2014-07-03 | 2014-07-11 | 2014-07-11
SRP22793 | SREC Solar | FUNKHOUSER |  | 8.25 | 0 | Residential | 1 | TOMS RIVER | 8757 | 18 | ROOF DIAGNOSTICS INC | JCP&L | No | Complete | 2013-12-02 | 2014-05-29 | 2014-06-04 | 2014-06-04
SRP22794 | SREC Solar | ARCHER |  | 7.5 | 0 | Residential | 1 | HIGHTSTOWN | 8520 | 12 | ROOF DIAGNOSTICS INC | JCP&L | No | Complete | 2013-12-02 | 2014-06-03 | 2014-06-06 | 2014-06-06
SRP22795 | SREC Solar | MAFFEI |  | 5.5 | 0 | Residential | 1 | DAYTON | 8810 | 11 | ROOF DIAGNOSTICS INC | PSE&G BPU | No | Complete | 2013-12-02 | 2014-07-08 | 2014-07-10 | 2014-07-10
SRP22796 | SREC Solar | BRAHN |  | 7.25 | 0 | Residential | 1 | SPRING LAKE HEIGHTS | 7762 | 17 | ROOF DIAGNOSTICS INC | JCP&L | No | Complete | 2013-12-02 | 2014-06-13 | 2014-06-19 | 2014-06-19
SRP22797 | SREC Solar | CEDENO |  | 3.5 | 0 | Residential | 1 | HACKETTSTOWN | 7840 | 2 | ROOF DIAGNOSTICS INC | JCP&L | No | Complete | 2013-12-02 | 2014-09-17 | 2014-09-25 | 2014-09-25
SRP22798 | SREC Solar | VUKEL |  | 7.5 | 0 | Residential | 1 | GARFIELD | 7026 | 7 | ROOF DIAGNOSTICS INC | PSE&G BPU | No | Complete | 2013-12-02 | 2014-09-30 | 2014-10-14 | 2014-10-14
SRP22799 | SREC Solar | COPEN |  | 9.5 | 0 | Residential | 1 | LONG VALLEY | 7853 | 3 | ROOF DIAGNOSTICS INC | JCP&L | No | Complete | 2013-12-02 | 2014-07-08 | 2014-07-10 | 2014-07-10
SRP22800 | SREC Solar | CAPONE |  | 7.5 | 0 | Residential | 1 | SADDLE BROOK | 7663 | 7 | ROOF DIAGNOSTICS INC | PSE&G BPU | No | Complete | 2013-12-02 | 2014-12-04 | 2014-12-11 | 2014-12-11
SRP22801 | SREC Solar | GROVER |  | 6 | 0 | Residential | 1 | N ARLINGTON | 7031 | 7 | ROOF DIAGNOSTICS INC | PSE&G BPU | No | Complete | 2013-12-02 | 2014-12-04 | 2014-12-11 | 2014-12-11
SRP22802 | SREC Solar | PATEL |  | 5 | 0 | Residential | 1 | PARLIN | 8859 | 11 | ROOF DIAGNOSTICS INC | JCP&L | No | Complete | 2013-12-02 | 2014-06-13 | 2014-06-19 | 2014-06-19
SRP22803 | SREC Solar | GROSSO |  | 8.25 | 0 | Residential | 1 | JACKSON | 8527 | 18 | ROOF DIAGNOSTICS INC | JCP&L | No | Complete | 2013-12-02 | 2014-05-21 | 2014-05-27 | 2014-05-27
SRP22804 | SREC Solar | TURCO |  | 5 | 0 | Residential | 1 | MORRISTOWN | 7960 | 3 | ROOF DIAGNOSTICS INC | JCP&L | No | Complete | 2013-12-02 | 2014-03-13 | 2014-03-27 | 2014-03-27
SRP22805 | SREC Solar | DEVLIN |  | 3.5 | 0 | Residential | 1 | CHANGEWATER | 7831 | 2 | ROOF DIAGNOSTICS INC | JCP&L | No | Complete | 2013-12-02 | 2014-12-04 | 2014-12-11 | 2014-12-11
SRP22806 | SREC Solar | FLORES |  | 4.75 | 0 | Residential | 1 | TOMS RIVER | 8757 | 18 | ROOF DIAGNOSTICS INC | JCP&L | No | Complete | 2013-12-02 | 2014-05-21 | 2014-05-29 | 2014-05-29
SRP22807 | SREC Solar | PFEIL |  | 7 | 0 | Residential | 1 | HILLSBOROUGH | 8844 | 5 | ROOF DIAGNOSTICS INC | PSE&G BPU | No | Complete | 2013-12-02 | 2014-10-08 | 2014-10-17 | 2014-10-17
SRP22808 | SREC Solar | DELGADO |  | 4 | 0 | Residential | 1 | DUNELLEN | 8812 | 11 | ROOF DIAGNOSTICS INC | PSE&G BPU | No | Complete | 2013-12-02 | 2014-12-04 | 2014-12-12 | 2014-12-12
SRP22809 | SREC Solar | WEBB |  | 10 | 0 | Residential | 1 | EGG HARBOR TWP | 8234 | 19 | SUN UP ZERO DOWN | AC Electric | No | Complete | 2013-12-02 | 2014-05-12 | 2014-05-16 | 2014-05-16
SRP22812 | SREC Solar | TEDER |  | 5.25 | 0 | Residential | 1 | JACKSON | 8527 | 18 | TRINITY HEATING AND AIR | JCP&L | No | Complete | 2013-12-02 | 2014-03-04 | 2014-03-18 | 2014-03-18
SRP22813 | SREC Solar | KENNEY |  | 5.5 | 0 | Residential | 1 | BELMAR | 7719 | 17 | ROOF DIAGNOSTICS INC | JCP&L | No | Complete | 2013-12-02 | 2014-06-16 | 2014-06-19 | 2014-06-19
SRP22814 | SREC Solar | GONZALEZ |  | 5 | 0 | Residential | 1 | FAIRVIEW | 7022 | 7 | ROOF DIAGNOSTICS INC | PSE&G BPU | No | Complete | 2013-12-02 | 2014-07-07 | 2014-07-10 | 2014-07-10
SRP22815 | SREC Solar | COLBY |  | 8.25 | 0 | Residential | 1 | JACKSON | 8527 | 18 | ROOF DIAGNOSTICS INC | JCP&L | No | Complete | 2013-12-02 | 2014-05-02 | 2014-05-08 | 2014-05-08
SRP22816 | SREC Solar | HOYOS |  | 8.16 | 0 | Residential | 1 | EGG HARBOR TWP | 8234 | 19 | ALLSEASON CONSTRUCTION | AC Electric | No | Complete | 2013-12-02 | 2014-06-10 | 2014-06-13 | 2014-06-13
SRP22817 | SREC Solar | PHAM |  | 5.5 | 0 | Residential | 0 | CHERRY HILL | 8003 | 14 | ASTRUM SOLAR, LLC | PSE&G BPU | No | Complete | 2013-12-02 | 2014-05-21 | 2014-05-27 | 2014-05-27
SRP22818 | SREC Solar | LAGANELLA |  | 11.75 | 0 | Residential | 1 | SEWELL | 8080 | 15 | TRINITY HEATING AND AIR | AC Electric | No | Complete | 2013-12-02 | 2014-03-03 | 2014-03-12 | 2014-03-12
SRP22819 | SREC Solar | GILLESPIE |  | 5.75 | 0 | Residential | 1 | BRICK | 8724 | 18 | TRINITY HEATING AND AIR | JCP&L | No | Complete | 2013-12-02 | 2014-02-20 | 2014-05-29 | 2014-05-29
SRP22821 | SREC Solar | SOUMILAS |  | 2.943 | 0 | Residential | 0 | CARLSTADT | 7072 | 7 | SEA BRIGHT SOLAR, LLC | PSE&G BPU | No | Complete | 2013-12-02 | 2014-06-05 | 2014-06-09 | 2014-06-09
SRP22822 | SREC Solar | SOUMILAS |  | 7.848 | 0 | Residential | 0 | CARLSTADT | 7072 | 7 | SEA BRIGHT SOLAR, LLC | PSE&G BPU | No | Complete | 2013-12-02 | 2014-06-05 | 2014-07-01 | 2014-07-01
SRP22824 | SREC Solar | BOTTICELLI |  | 4.845 | 0 | Residential | 1 | KEYPORT | 7735 | 17 | EZNERGY LLC | JCP&L | No | Complete | 2013-12-02 | 2014-06-25 | 2014-07-02 | 2014-07-02
SRP22825 | SREC Solar | KASBEKAR |  | 7 | 0 | Residential | 1 | TRENTON | 8690 | 12 | ROOF DIAGNOSTICS INC | PSE&G BPU | No | Complete | 2013-12-02 | 2014-04-10 | 2014-04-17 | 2014-04-17
SRP22826 | SREC Solar | ROSSI |  | 5.75 | 0 | Residential | 1 | MANALAPAN | 7726 | 17 | TRINITY HEATING AND AIR | JCP&L | No | Complete | 2013-12-02 | 2014-04-07 | 2014-04-16 | 2014-04-16
SRP22827 | SREC Solar | BORN |  | 4 | 0 | Residential | 1 | BRIGANTINE | 8203 | 19 | ROOF DIAGNOSTICS INC | AC Electric | No | Complete | 2013-12-02 | 2014-05-28 | 2014-06-04 | 2014-06-04
SRP22828 | SREC Solar | MULLER |  | 6.25 | 0 | Residential | 1 | JACKSON | 8527 | 18 | TRINITY HEATING AND AIR | JCP&L | No | Complete | 2013-12-02 | 2014-01-14 | 2014-01-24 | 2014-01-24
SRP22829 | SREC Solar | RIZZITELLO |  | 6 | 0 | Residential | 1 | PARAMUS | 7652 | 7 | ROOF DIAGNOSTICS INC | PSE&G BPU | No | Complete | 2013-12-02 | 2014-04-24 | 2014-05-29 | 2014-05-29
SRP22830 | SREC Solar | GUGLIELMO |  | 11 | 0 | Residential | 1 | FRANKLIN PARK | 8823 | 5 | TRINITY HEATING AND AIR | PSE&G BPU | No | Complete | 2013-12-02 | 2014-07-16 | 2014-07-24 | 2014-07-24
SRP22831 | SREC Solar | SHEPHERD |  | 13.23 | 0 | Residential | 1 | VINELAND | 8360 | 20 | ALLSEASON CONSTRUCTION | AC Electric | No | Complete | 2013-12-02 | 2014-06-19 | 2014-07-23 | 2014-07-23
SRP22832 | SREC Solar | LITTLETON |  | 5.635 | 0 | Residential | 1 | GALLOWAY | 8205 | 19 | ALLSEASON CONSTRUCTION | AC Electric | No | Complete | 2013-12-02 | 2014-03-20 | 2014-04-04 | 2014-04-04
SRP22833 | SREC Solar | FOOTE |  | 10.2 | 0 | Residential | 1 | MANNINGTON | 8079 | 16 | RCL ENTERPRISES INC. | AC Electric | No | Complete | 2013-12-02 | 2014-07-03 | 2014-07-17 | 2014-07-17
SRP22834 | SREC Solar | CORSON |  | 14.7 | 0 | Residential | 1 | DELMONT | 8314 | 20 | ALLSEASON CONSTRUCTION | AC Electric | No | Complete | 2013-12-02 | 2014-02-20 | 2014-03-10 | 2014-03-10
SRP22835 | SREC Solar | JERKINS |  | 15.925 | 0 | Residential | 1 | EGG HARBOR CITY | 8215 | 19 | ALLSEASON CONSTRUCTION | AC Electric | No | Complete | 2013-12-02 | 2014-06-19 | 2014-06-24 | 2014-06-24
SRP22836 | SREC Solar | JAMES |  | 6.375 | 0 | Residential | 1 | NEWTONVILLE | 8346 | 19 | RCL ENTERPRISES INC. | AC Electric | No | Complete | 2013-12-02 | 2014-04-23 | 2014-05-05 | 2014-05-05
SRP22837 | SREC Solar | SWAN |  | 14.28 | 0 | Residential | 1 | EHT | 8234 | 19 | ALLSEASON CONSTRUCTION | AC Electric | No | Complete | 2013-12-02 | 2014-06-25 | 2014-07-09 | 2014-07-09
SRP22838 | SREC Solar | MACHOS |  | 4.655 | 0 | Residential | 1 | METUCHEN | 8840 | 11 | SOLARCITY CORPORATION | PSE&G BPU | No | Complete | 2013-12-02 | 2014-02-28 | 2014-03-13 | 2014-03-13
SRP22839 | SREC Solar | DIVINCENZO |  | 5.145 | 0 | Residential | 1 | STAFFORD TWP | 8050 | 18 | SOLARCITY CORPORATION | AC Electric | No | Complete | 2013-12-02 | 2014-04-01 | 2014-04-08 | 2014-04-08
SRP22840 | SREC Solar | EWAN |  | 19.125 | 0 | Residential | 1 | WATERFORD | 8089 | 14 | RCL ENTERPRISES INC. | AC Electric | No | Complete | 2013-12-02 | 2014-05-13 | 2014-05-16 | 2014-05-16
SRP22841 | SREC Solar | DECRESCE |  | 9.555 | 0 | Residential | 1 | BRIELLE | 8730 | 17 | SOLARCITY CORPORATION | JCP&L | No | Complete | 2013-12-02 | 2014-01-21 | 2014-02-19 | 2014-02-19
SRP22842 | SREC Solar | GRAYCE |  | 7.395 | 0 | Residential | 1 | OAKLYN | 8107 | 14 | RCL ENTERPRISES INC. | PSE&G BPU | No | Complete | 2013-12-02 | 2014-06-04 | 2014-06-09 | 2014-06-09
SRP22843 | SREC Solar | GERARDINO |  | 7.5 | 0 | Residential | 1 | WAYNE | 7470 | 6 | ROOF DIAGNOSTICS INC | PSE&G BPU | No | Complete | 2013-12-02 | 2014-05-29 | 2014-06-05 | 2014-06-05
SRP22844 | SREC Solar | KACEWICH |  | 18.36 | 0 | Residential | 1 | BRIDGETON | 8302 | 20 | RCL ENTERPRISES INC. | AC Electric | No | Complete | 2013-12-02 | 2014-05-21 | 2014-05-27 | 2014-05-27
SRP22846 | SREC Solar | VOLPE |  | 8.925 | 0 | Residential | 1 | BRIGANTINE | 8203 | 19 | RCL ENTERPRISES INC. | AC Electric | No | Complete | 2013-12-02 | 2014-04-22 | 2014-04-25 | 2014-04-25
SRP22848 | SREC Solar | MEHRER |  | 6.375 | 0 | Residential | 1 | HADDON HEIGHTS | 8035 | 14 | RCL ENTERPRISES INC. | PSE&G BPU | No | Complete | 2013-12-02 | 2014-06-04 | 2014-06-26 | 2014-06-26
SRP22849 | SREC Solar | REYNOLDS |  | 6.5 | 0 | Residential | 1 | PISCATAWAY | 8854 | 11 | ROOF DIAGNOSTICS INC | PSE&G BPU | No | Complete | 2013-12-02 | 2014-03-20 | 2014-04-03 | 2014-04-03
SRP22850 | SREC Solar | BENT |  | 6.5 | 0 | Residential | 1 | STAFFORD | 8050 | 18 | ROOF DIAGNOSTICS INC | AC Electric | No | Complete | 2013-12-02 | 2014-06-03 | 2014-06-06 | 2014-06-06
SRP22851 | SREC Solar | MAMMANA |  | 6.75 | 0 | Residential | 1 | HOWELL | 7731 | 17 | ROOF DIAGNOSTICS INC | JCP&L | No | Complete | 2013-12-02 | 2014-07-08 | 2014-08-01 | 2014-08-01
SRP22853 | SREC Solar | MCCOMB |  | 16.5 | 0 | Residential | 1 | WHITING | 8759 | 18 | TRINITY HEATING AND AIR | JCP&L | No | Complete | 2013-12-02 | 2014-03-04 | 2014-03-18 | 2014-03-18
SRP22855 | SREC Solar | DREXLER |  | 7.35 | 0 | Residential | 1 | GALLOWAY | 8205 | 19 | ALLSEASON CONSTRUCTION | AC Electric | No | Complete | 2013-12-02 | 2014-03-20 | 2014-04-04 | 2014-04-04
SRP22856 | SREC Solar | UNIGLICHT |  | 7.35 | 0 | Residential | 1 | GALLOWAY | 8201 | 19 | ALLSEASON CONSTRUCTION | AC Electric | No | Complete | 2013-12-02 | 2014-03-14 | 2014-03-21 | 2014-03-21
SRP22857 | SREC Solar | ALDRICH |  | 10.75 | 0 | Residential | 1 | TOMS RIVER | 8755 | 18 | TRINITY HEATING AND AIR | JCP&L | No | Complete | 2013-12-03 | 2014-03-25 | 2014-04-04 | 2014-04-04
SRP22858 | SREC Solar | RAHN |  | 9.945 | 0 | Residential | 1 | EHT | 8234 | 19 | ALLSEASON CONSTRUCTION | AC Electric | No | Complete | 2013-12-02 | 2014-06-24 | 2014-07-01 | 2014-07-01
SRP22859 | SREC Solar | MECCA |  | 4.41 | 0 | Residential | 1 | PHILLIPSBURG | 8865 | 2 | SOLARCITY CORPORATION | JCP&L | No | Complete | 2013-12-02 | 2014-01-21 | 2014-01-30 | 2014-01-30
SRP22860 | SREC Solar | PORTER |  | 17.85 | 0 | Residential | 1 | PORT NORRIS | 8349 | 20 | ALLSEASON CONSTRUCTION | AC Electric | No | Complete | 2013-12-02 | 2014-10-22 | 2014-11-04 | 2014-11-04
SRP22861 | SREC Solar | SMITH |  | 12.74 | 0 | Residential | 1 | GALLOWAY | 8205 | 19 | ALLSEASON CONSTRUCTION | AC Electric | No | Complete | 2013-12-02 | 2014-03-20 | 2014-03-27 | 2014-03-27
SRP22862 | SREC Solar | BACHMAN |  | 16.83 | 0 | Residential | 1 | DELMONT | 8314 | 20 | ALLSEASON CONSTRUCTION | AC Electric | No | Complete | 2013-12-02 | 2014-06-03 | 2014-06-26 | 2014-06-26
SRP22863 | SREC Solar | WILLIAMSON |  | 16.17 | 0 | Residential | 1 | OCEAN TOWNSHIP | 7712 | 17 | SOLARCITY CORPORATION | JCP&L | No | Complete | 2013-12-02 | 2014-03-12 | 2014-04-04 | 2014-04-04
SRP22865 | SREC Solar | GOMEZ |  | 10.78 | 0 | Residential | 1 | SAYREVILLE | 8872 | 11 | SOLARCITY CORPORATION | JCP&L | No | Complete | 2013-12-02 | 2014-04-21 | 2014-05-01 | 2014-05-01
SRP22866 | SREC Solar | PLANENSHEK |  | 16.83 | 0 | Residential | 1 | WHITING | 8759 | 18 | ALLSEASON CONSTRUCTION | JCP&L | No | Complete | 2013-12-02 | 2014-10-22 | 2014-10-24 | 2014-10-24
SRP22867 | SREC Solar | MAYBROOK |  | 11.76 | 0 | Residential | 1 | SOUTH HARRISON TWP | 8062 | 15 | SOLARCITY CORPORATION | AC Electric | No | Complete | 2013-12-02 | 2014-02-11 | 2014-02-19 | 2014-02-19
SRP22869 | SREC Solar | POTTER JR |  | 12.25 | 0 | Residential | 1 | PETERSBURG | 8270 | 21 | SOLARCITY CORPORATION | AC Electric | No | Complete | 2013-12-02 | 2014-04-29 | 2014-05-22 | 2014-05-22
SRP22870 | SREC Solar | JULIAN |  | 5.1 | 0 | Residential | 0 | OCEAN | 7721 | 17 | RELIABLE POWER SERVICES, INC. | JCP&L | No | Complete | 2013-12-02 | 2014-06-03 | 2014-06-06 | 2014-06-06
SRP22871 | SREC Solar | ROBINSON |  | 13.26 | 0 | Residential | 1 | SICKLERVILLE | 8081 | 14 | ALLSEASON CONSTRUCTION | AC Electric | No | Complete | 2013-12-02 | 2014-05-28 | 2014-06-25 | 2014-06-25
SRP22872 | SREC Solar | STRYDOM |  | 11.04 | 0 | Residential | 1 | SPRINGFIELD | 7081 | 10 | ECOLOGICAL SYSTEMS-MANALAPAN | JCP&L | No | QA SELECTED | 2013-12-02 | 2015-05-28
SRP22873 | SREC Solar | WHITE |  | 9.8 | 0 | Residential | 1 | TUCKERTON | 8087 | 18 | SOLARCITY CORPORATION | AC Electric | No | Complete | 2013-12-02 | 2014-02-17 | 2014-03-03 | 2014-03-03
SRP22874 | SREC Solar | SOLDIVIERI-FREEMAN |  | 6.375 | 0 | Residential | 1 | MIDDLETOWN | 7748 | 17 | EZNERGY LLC | JCP&L | No | Complete | 2013-12-02 | 2014-03-26 | 2014-04-16 | 2014-04-16
SRP22875 | SREC Solar | KELLER |  | 9.945 | 0 | Residential | 1 | DEPTFORD | 8090 | 15 | ACOS ENERGY, LLC | PSE&G BPU | No | Complete | 2013-12-02 | 2014-04-03 | 2014-04-21 | 2014-04-21
SRP22877 | SREC Solar | ALPERT |  | 4.75 | 0 | Residential | 1 | WESTWOOD | 7675 | 7 | ROOF DIAGNOSTICS INC | PSE&G BPU | No | Complete | 2013-12-02 | 2014-05-14 | 2014-07-25 | 2014-07-25
SRP22878 | SREC Solar | MARI |  | 6 | 0 | Residential | 1 | TOMS RIVER | 8753 | 18 | ROOF DIAGNOSTICS INC | JCP&L | No | Complete | 2013-12-02 | 2014-04-28 | 2014-05-05 | 2014-05-05
SRP22879 | SREC Solar | CARRATURA |  | 8 | 0 | Residential | 1 | HOWELL | 7731 | 17 | TRINITY HEATING AND AIR | JCP&L | No | Complete | 2013-12-02 | 2014-02-06 | 2014-02-24 | 2014-02-24
SRP22880 | SREC Solar | FULMORE |  | 4.25 | 0 | Residential | 1 | PISCATAWAY | 8854 | 11 | ROOF DIAGNOSTICS INC | PSE&G BPU | No | Complete | 2013-12-02 | 2014-05-28 | 2014-06-04 | 2014-06-04
SRP22881 | SREC Solar | MICHAELS |  | 5.5 | 0 | Residential | 1 | MILLSTONE | 8510 | 17 | TRINITY HEATING AND AIR | JCP&L | No | Complete | 2013-12-02 | 2014-02-24 | 2014-03-14 | 2014-03-14
SRP22882 | SREC Solar | RAIMO |  | 4.25 | 0 | Residential | 1 | NORTH BEACH | 8008 | 18 | ROOF DIAGNOSTICS INC | AC Electric | No | Complete | 2013-12-02 | 2014-05-02 | 2014-05-07 | 2014-05-07
SRP22883 | SREC Solar | PROFFITT |  | 7.785 | 0 | Residential | 0 | HOPATCONG | 7843 | 1 | SELF INSTALL | JCP&L | No | Complete | 2013-12-02 | 2015-02-06 | 2015-04-15 | 2015-04-15
SRP22884 | SREC Solar | TORRES |  | 6.125 | 0 | Residential | 1 | EGG HARBOR TOWNSHIP | 8234 | 19 | SOLARCITY CORPORATION | AC Electric | No | Complete | 2013-12-02 | 2014-02-28 | 2014-03-14 | 2014-03-14
SRP22885 | SREC Solar | STUDNEY |  | 3.18 | 0 | Residential | 0 | SURF CITY | 8004 | 14 | TOTAL EXTERIORS | AC Electric | No | Complete | 2013-12-02 | 2014-07-23 | 2014-09-03 | 2014-09-03
SRP22886 | SREC Solar | FERNANDES |  | 3.75 | 0 | Residential | 1 | PARSIPPANY | 7054 | 3 | VIVINT SOLAR | JCP&L | No | Complete | 2013-12-02 | 2014-10-01 | 2014-10-14 | 2014-10-14
SRP22887 | SREC Solar | FITZGERALD |  | 3.92 | 0 | Residential | 1 | MOONACHIE | 7074 | 7 | VIVINT SOLAR | PSE&G BPU | No | Complete | 2013-12-02 | 2014-07-09 | 2014-08-12 | 2014-08-12
SRP22888 | SREC Solar | CURRY SR |  | 5.145 | 0 | Residential | 1 | SADDLE BROOK | 7663 | 7 | VIVINT SOLAR | PSE&G BPU | No | Complete | 2013-12-02 | 2014-04-02 | 2014-04-10 | 2014-04-10
SRP22890 | SREC Solar | ROSALES |  | 2 | 0 | Residential | 1 | SADDLE BROOK | 7663 | 7 | VIVINT SOLAR | PSE&G BPU | No | Complete | 2013-12-09 | 2014-09-19 | 2014-11-14 | 2014-11-14
SRP22891 | SREC Solar | LEMA |  | 4.9 | 0 | Residential | 1 | UNION | 7083 | 10 | VIVINT SOLAR | PSE&G BPU | No | Complete | 2013-12-09 | 2015-02-12 | 2015-02-16 | 2015-02-16
SRP22892 | SREC Solar | NUSSBAUM |  | 8.75 | 0 | Residential | 1 | LAKEWOOD | 8701 | 18 | POWERLUTIONS, LLC | JCP&L | No | Complete | 2013-12-09 | 2014-08-12 | 2014-08-21 | 2014-08-21
SRP22893 | SREC Solar | ROSENTHAL |  | 11.7 | 0 | Residential | 1 | LAKEWOOD | 8701 | 18 | POWERLUTIONS, LLC | JCP&L | No | Complete | 2013-12-09 | 2014-04-17 | 2014-04-29 | 2014-04-29
SRP22895 | SREC Solar | DELMORAL |  | 8.5 | 0 | Residential | 1 | KEYPORT | 7735 | 17 | VIVINT SOLAR | JCP&L | No | Complete | 2013-12-09 | 2014-07-30 | 2014-08-07 | 2014-08-07
SRP22896 | SREC Solar | PATEL |  | 4.75 | 0 | Residential | 1 | SOMERSET | 8873 | 5 | TRINITY HEATING AND AIR | PSE&G BPU | No | Complete | 2013-12-09 | 2014-03-13 | 2014-03-21 | 2014-03-21
SRP22899 | SREC Solar | MARCONI |  | 5.5 | 0 | Residential | 1 | SAYREVILLE | 8872 | 11 | VIVINT SOLAR | JCP&L | No | Complete | 2013-12-09 | 2014-07-16 | 2014-07-23 | 2014-07-23
SRP22901 | SREC Solar | PATEL |  | 5.39 | 0 | Residential | 1 | SAYREVILLE | 8872 | 11 | VIVINT SOLAR | JCP&L | No | Complete | 2013-12-09 | 2014-05-08 | 2014-05-16 | 2014-05-16
SRP22902 | SREC Solar | HORNBERGER |  | 3.5 | 0 | Residential | 1 | UNION BEACH | 7735 | 17 | ROOF DIAGNOSTICS INC | JCP&L | No | Complete | 2013-12-09 | 2014-05-21 | 2014-05-29 | 2014-05-29
SRP22903 | SREC Solar | WEISS |  | 7 | 0 | Residential | 1 | GLEN GARDNER | 8826 | 4 | ROOF DIAGNOSTICS INC | JCP&L | No | Complete | 2013-12-09 | 2014-08-05 | 2014-08-12 | 2014-08-12
SRP22905 | SREC Solar | CUDZICH |  | 8.75 | 0 | Residential | 1 | GARFIELD | 7026 | 7 | ROOF DIAGNOSTICS INC | PSE&G BPU | No | Complete | 2013-12-09 | 2014-12-11 | 2014-12-23 | 2014-12-23
SRP22906 | SREC Solar | REALE |  | 11.75 | 0 | Residential | 1 | MINE HILL | 7803 | 3 | ROOF DIAGNOSTICS INC | JCP&L | No | Complete | 2013-12-09 | 2014-12-11 | 2014-12-26 | 2014-12-26
SRP22907 | SREC Solar | SPAULDING |  | 10.5 | 0 | Residential | 1 | TOMS RIVER | 8755 | 18 | ROOF DIAGNOSTICS INC | JCP&L | No | Complete | 2013-12-09 | 2014-08-05 | 2014-08-12 | 2014-08-12
SRP22908 | SREC Solar | IYER |  | 5 | 0 | Residential | 1 | LAKE HOPATCONG | 7849 | 3 | ROOF DIAGNOSTICS INC | JCP&L | No | Complete | 2013-12-09 | 2014-12-09 | 2014-12-22 | 2014-12-22
SRP22909 | SREC Solar | HUZAR |  | 5.5 | 0 | Residential | 1 | SOUTH AMBOY | 8879 | 11 | ROOF DIAGNOSTICS INC | JCP&L | No | Complete | 2013-12-09 | 2014-05-08 | 2014-05-16 | 2014-05-16
SRP22910 | SREC Solar | NAPLES |  | 6.5 | 0 | Residential | 1 | PINE BEACH | 8741 | 18 | ROOF DIAGNOSTICS INC | JCP&L | No | Complete | 2013-12-09 | 2014-07-16 | 2014-07-25 | 2014-07-25
SRP22911 | SREC Solar | BARTON |  | 5 | 0 | Residential | 1 | WEST CREEK | 8092 | 18 | ROOF DIAGNOSTICS INC | AC Electric | No | Complete | 2013-12-09 | 2014-05-21 | 2014-05-27 | 2014-05-27
SRP22912 | SREC Solar | DELGADO |  | 4 | 0 | Residential | 1 | DUNELLEN | 8812 | 11 | ROOF DIAGNOSTICS INC | PSE&G BPU | No | Complete | 2013-12-09 | 2014-07-08 | 2014-07-16 | 2014-07-16
SRP22913 | SREC Solar | SALERNO |  | 4.75 | 0 | Residential | 1 | SOMERVILLE | 8876 | 5 | ROOF DIAGNOSTICS INC | PSE&G BPU | No | Complete | 2013-12-09 | 2014-05-21 | 2014-05-29 | 2014-05-29
SRP22914 | SREC Solar | MCLAUGHLIN |  | 8.82 | 0 | Residential | 1 | FRANKLIN | 8322 | 15 | SOLARCITY CORPORATION | AC Electric | No | Complete | 2013-12-09 | 2014-02-20 | 2014-03-07 | 2014-03-07
SRP22915 | SREC Solar | NEWLAND |  | 8.085 | 0 | Residential | 1 | SALEM | 8079 | 16 | SOLARCITY CORPORATION | AC Electric | No | Complete | 2013-12-09 | 2014-05-16 | 2014-05-22 | 2014-05-22
SRP22916 | SREC Solar | CHEN |  | 8.25 | 0 | Residential | 1 | BERKELEY HEIGHTS | 7922 | 10 | ROOF DIAGNOSTICS INC | JCP&L | No | Complete | 2013-12-09 | 2014-12-09 | 2014-12-22 | 2014-12-22
SRP22917 | SREC Solar | WOOD |  | 10 | 0 | Residential | 1 | BUDD LAKE | 7828 | 3 | ROOF DIAGNOSTICS INC | JCP&L | No | Complete | 2013-12-09 | 2014-07-08 | 2014-07-16 | 2014-07-16
SRP22919 | SREC Solar | ROMERO |  | 5.5 | 0 | Residential | 1 | MONMOUTH JUNCTION | 8852 | 11 | ROOF DIAGNOSTICS INC | PSE&G BPU | No | Complete | 2013-12-09 | 2014-04-24 | 2014-05-29 | 2014-05-29
SRP22920 | SREC Solar | AURE |  | 5.5 | 0 | Residential | 1 | TOMS RIVER | 8755 | 18 | ROOF DIAGNOSTICS INC | JCP&L | No | Complete | 2013-12-09 | 2014-06-03 | 2014-06-06 | 2014-06-06
SRP22922 | SREC Solar | NEWLAND |  | 3.5 | 0 | Residential | 1 | HAMPTON | 8827 | 4 | ROOF DIAGNOSTICS INC | JCP&L | No | Complete | 2013-12-09 | 2014-05-21 | 2014-05-29 | 2014-05-29
SRP22923 | SREC Solar | CHEN |  | 4 | 0 | Residential | 1 | WARREN | 7059 | 5 | ROOF DIAGNOSTICS INC | JCP&L | No | Complete | 2013-12-09 | 2014-06-13 | 2014-06-19 | 2014-06-19
SRP22924 | SREC Solar | BOOKBINDER |  | 4 | 0 | Residential | 1 | BARNEGAT | 8005 | 18 | ROOF DIAGNOSTICS INC | JCP&L | No | Complete | 2013-12-09 | 2014-05-29 | 2014-06-04 | 2014-06-04
SRP22927 | SREC Solar | ABRAMOWITZ |  | 6 | 0 | Residential | 1 | MORGANVILLE | 7751 | 17 | ROOF DIAGNOSTICS INC | JCP&L | No | Complete | 2013-12-09 | 2014-12-09 | 2014-12-26 | 2014-12-26
SRP22928 | SREC Solar | DOMANICH |  | 6.25 | 0 | Residential | 1 | BRICK | 8724 | 18 | ROOF DIAGNOSTICS INC | JCP&L | No | Complete | 2013-12-09 | 2014-05-28 | 2014-06-04 | 2014-06-04
SRP22929 | SREC Solar | DIGARBO |  | 8.75 | 0 | Residential | 1 | JACKSON | 8527 | 18 | ROOF DIAGNOSTICS INC | JCP&L | No | Complete | 2013-12-09 | 2014-07-09 | 2014-07-17 | 2014-07-17
SRP22930 | SREC Solar | RIGILLO |  | 5.5 | 0 | Residential | 1 | EAST HANOVER | 7936 | 3 | ROOF DIAGNOSTICS INC | JCP&L | No | Complete | 2013-12-09 | 2014-05-21 | 2014-05-29 | 2014-05-29
SRP22931 | SREC Solar | ESCOTT |  | 3.5 | 0 | Residential | 1 | BERKELEY HEIGHTS | 7922 | 10 | ROOF DIAGNOSTICS INC | JCP&L | No | Complete | 2013-12-09 | 2014-07-08 | 2014-07-17 | 2014-07-17
SRP22934 | SREC Solar | CARTWRIGHT |  | 3.43 | 0 | Residential | 1 | WILLINGBORO | 8046 | 13 | SOLARCITY CORPORATION | PSE&G BPU | No | Complete | 2013-12-09 | 2014-03-19 | 2014-04-03 | 2014-04-03
SRP22935 | SREC Solar | BOLLENTIN |  | 8.82 | 0 | Residential | 1 | HIGHTSTOWN | 8520 | 12 | SOLARCITY CORPORATION | JCP&L | No | Complete | 2013-12-09 | 2014-04-08 | 2014-04-23 | 2014-04-23
SRP22936 | SREC Solar | CUEVAS |  | 5.88 | 0 | Residential | 1 | WAYNE | 7470 | 6 | SOLARCITY CORPORATION | JCP&L | No | Complete | 2013-12-09 | 2014-02-06 | 2014-03-03 | 2014-03-03
SRP22938 | SREC Solar | GAVAZZI |  | 7 | 0 | Residential | 0 | RARITAN | 8869 | 5 | SKYLINE SOLAR | PSE&G BPU | No | Complete | 2013-12-09 | 2014-03-06 | 2014-03-14 | 2014-03-14
SRP22939 | SREC Solar | AN |  | 6 | 0 | Residential | 1 | PALISADES PARK | 7650 | 7 | ROOF DIAGNOSTICS INC | PSE&G BPU | No | Complete | 2013-12-09 | 2014-05-21 | 2014-05-29 | 2014-05-29
SRP22940 | SREC Solar | DISQUE |  | 5.25 | 0 | Residential | 1 | ROSELAND | 7068 | 9 | ROOF DIAGNOSTICS INC | PSE&G BPU | No | Complete | 2013-12-09 | 2014-05-21 | 2014-06-13 | 2014-06-13
SRP22941 | SREC Solar | CROSSLEY |  | 9 | 0 | Residential | 1 | PHILLIPSBURG | 8865 | 2 | ROOF DIAGNOSTICS INC | JCP&L | No | Complete | 2013-12-09 | 2014-12-09 | 2014-12-22 | 2014-12-22
SRP22943 | SREC Solar | HANZL |  | 7.75 | 0 | Residential | 1 | FORKED RIVER | 8731 | 18 | ROOF DIAGNOSTICS INC | JCP&L | No | Complete | 2013-12-09 | 2014-07-16 | 2014-07-24 | 2014-07-24
SRP22944 | SREC Solar | REPUYAN |  | 5.75 | 0 | Residential | 1 | BURLINGTON | 8016 | 13 | ROOF DIAGNOSTICS INC | PSE&G BPU | No | Complete | 2013-12-09 | 2014-05-21 | 2014-05-29 | 2014-05-29
SRP22945 | SREC Solar | MCNAMARA |  | 8.16 | 0 | Residential | 1 | BARNEGAT | 8005 | 18 | ALLSEASON CONSTRUCTION | JCP&L | No | Complete | 2013-12-09 | 2014-04-02 | 2014-04-10 | 2014-04-10
SRP22947 | SREC Solar | SPINELLI |  | 11.22 | 0 | Residential | 1 | PENNSVILLE | 8070 | 16 | RCL ENTERPRISES INC. | AC Electric | No | Complete | 2013-12-09 | 2014-03-17 | 2014-03-27 | 2014-03-27
SRP22948 | SREC Solar | WILDONER |  | 3.71 | 0 | Residential | 0 | RAMSEY | 7446 | 7 | ALLIANCE COOPERATIVE ENERGY | Orange & Rockland Elec | No | Complete | 2013-12-09 | 2014-03-19 | 2014-04-03 | 2014-04-03
SRP22949 | SREC Solar | SHIM |  | 5.25 | 0 | Residential | 1 | LIVINGSTON | 7039 | 9 | ROOF DIAGNOSTICS INC | JCP&L | No | Complete | 2013-12-09 | 2014-12-11 | 2015-02-20 | 2015-02-20
SRP22950 | SREC Solar | OHALLORAN |  | 5 | 0 | Residential | 1 | OLD BRIDGE | 8857 | 11 | ROOF DIAGNOSTICS INC | JCP&L | No | Complete | 2013-12-09 | 2015-02-06 | 2015-02-11 | 2015-02-11
SRP22951 | SREC Solar | SUN |  | 3.5 | 0 | Residential | 1 | RARITAN | 8869 | 5 | ROOF DIAGNOSTICS INC | PSE&G BPU | No | Complete | 2013-12-09 | 2014-06-13 | 2014-06-19 | 2014-06-19
SRP22952 | SREC Solar | BROWN |  | 5.865 | 0 | Residential | 0 | SEASIDE PARK | 8752 | 18 | EXACT SOLAR | JCP&L | No | Complete | 2013-12-09 | 2014-03-26 | 2014-04-16 | 2014-04-16
SRP22953 | SREC Solar | PERNINI |  | 21.42 | 0 | Residential | 1 | PHILLIPSBURG | 8865 | 2 | ALTERNATIVE ENERGY ASSOCIATES | JCP&L | No | Complete | 2013-12-09 | 2014-12-12 | 2014-12-26 | 2014-12-26
SRP22954 | SREC Solar | CARNES |  | 4.9 | 0 | Residential | 1 | FRANKLIN | 7416 | 1 | ALTERNATIVE ENERGY ASSOCIATES | JCP&L | No | Complete | 2013-12-09 | 2014-12-17 | 2015-01-05 | 2015-01-05
SRP22955 | SREC Solar | NOVOSELLER |  | 11 | 0 | Residential | 0 | LAKEWOOD | 8701 | 18 | POWERLUTIONS, LLC | JCP&L | No | Complete | 2013-12-09 | 2014-05-16 | 2014-05-22 | 2014-05-22
SRP22958 | SREC Solar | PEREZ |  | 7 | 0 | Residential | 1 | WILLINGBORO | 8046 | 13 | ROOF DIAGNOSTICS INC | PSE&G BPU | No | Complete | 2013-12-09 | 2014-12-09 | 2014-12-22 | 2014-12-22
SRP22959 | SREC Solar | FORREST |  | 3 | 0 | Residential | 1 | FARMINGDALE | 7727 | 17 | ROOF DIAGNOSTICS INC | JCP&L | No | Complete | 2013-12-09 | 2014-07-29 | 2014-09-16 | 2014-09-16
SRP22960 | SREC Solar | BARBITTA |  | 12.5 | 0 | Residential | 1 | MILLSTONE | 8510 | 17 | ROOF DIAGNOSTICS INC | JCP&L | No | Complete | 2013-12-09 | 2014-07-15 | 2014-07-21 | 2014-07-21
SRP22962 | SREC Solar | LAPOR | COMM OF 3RD FIRE DISTRICT, LOWER T | 19.2 | 0 | Commercial | 1 | ERNA | 8204 | 21 | CAMBRIA SOLAR LLC | AC Electric | No | Complete | 2013-12-09 | 2014-05-16 | 2014-05-29 | 2014-05-29
SRP22963 | SREC Solar | LAPOR | COMM OF 3RD FIRE DISTRICT,LOWER T | 16.8 | 0 | Commercial | 1 | ERMA | 8204 | 21 | CAMBRIA SOLAR LLC | AC Electric | No | Complete | 2013-12-09 | 2014-05-16 | 2014-05-29 | 2014-05-29
SRP22964 | SREC Solar | FITZGERALD |  | 17.15 | 0 | Residential | 1 | MIDDLETOWN | 7748 | 17 | SOLARCITY CORPORATION | JCP&L | No | Complete | 2013-12-09 | 2014-04-16 | 2014-04-29 | 2014-04-29
SRP22966 | SREC Solar | CARLONE |  | 6 | 0 | Residential | 1 | GALLOWAY | 8205 | 19 | TRINITY HEATING AND AIR | AC Electric | No | Complete | 2013-12-09 | 2014-04-10 | 2014-06-03 | 2014-06-03
SRP22967 | SREC Solar | GORMAN |  | 12.495 | 0 | Residential | 1 | ENGLISHTOWN | 7726 | 17 | TRINITY HEATING AND AIR | JCP&L | No | Complete | 2013-12-09 | 2014-04-07 | 2014-04-18 | 2014-04-18
SRP22968 | SREC Solar | GALARZA |  | 16.66 | 0 | Residential | 1 | MONROE | 8831 | 11 | TRINITY HEATING AND AIR | JCP&L | No | Complete | 2013-12-09 | 2014-07-16 | 2014-07-25 | 2014-07-25
SRP22969 | SREC Solar | DISPAGNO |  | 7.75 | 0 | Residential | 1 | BERLIN | 8091 | 14 | ROOF DIAGNOSTICS INC | AC Electric | No | Complete | 2013-12-09 | 2014-05-02 | 2014-05-07 | 2014-05-07
SRP22970 | SREC Solar | LOCKHART |  | 6.125 | 0 | Residential | 1 | BEACHWOOD | 8722 | 18 | TRINITY HEATING AND AIR | JCP&L | No | Complete | 2013-12-09 | 2014-03-03 | 2014-03-12 | 2014-03-12
SRP22971 | SREC Solar | NOLL |  | 6.5 | 0 | Residential | 1 | TOMS RIVER | 8753 | 18 | TRINITY HEATING AND AIR | JCP&L | No | Complete | 2013-12-09 | 2014-01-20 | 2014-02-18 | 2014-02-18
SRP22972 | SREC Solar | AMABILE |  | 9 | 0 | Residential | 1 | LAKEWOOD | 8701 | 18 | POWERLUTIONS, LLC | JCP&L | No | Complete | 2013-12-09 | 2014-06-03 | 2014-06-25 | 2014-06-25
SRP22973 | SREC Solar | GALEANO |  | 5 | 0 | Residential | 1 | NORTH BERGEN | 7047 | 8 | ROOF DIAGNOSTICS INC | PSE&G BPU | No | Complete | 2013-12-09 | 2014-12-10 | 2015-01-06 | 2015-01-06
SRP22974 | SREC Solar | BEHARI |  | 5 | 0 | Residential | 1 | SOUTH PLAINFIELD | 7080 | 11 | ROOF DIAGNOSTICS INC | PSE&G BPU | No | Complete | 2013-12-09 | 2014-12-10 | 2015-01-06 | 2015-01-06
SRP22975 | SREC Solar | MANSFIELD |  | 4.5 | 0 | Residential | 1 | STAFFORD | 8050 | 18 | ROOF DIAGNOSTICS INC | AC Electric | No | Complete | 2013-12-09 | 2014-12-09 | 2014-12-22 | 2014-12-22
SRP22976 | SREC Solar | SPACE |  | 4.5 | 0 | Residential | 1 | MONTAGUE | 7827 | 1 | ROOF DIAGNOSTICS INC | Orange & Rockland Elec | No | Complete | 2013-12-09 | 2014-07-16 | 2014-07-24 | 2014-07-24
SRP22977 | SREC Solar | ZIOBRO |  | 7.75 | 0 | Residential | 1 | LAKEWOOD | 8701 | 18 | ROOF DIAGNOSTICS INC | JCP&L | No | Complete | 2013-12-09 | 2014-12-09 | 2014-12-22 | 2014-12-22
SRP22978 | SREC Solar | FIORENTINO |  | 6.5 | 0 | Residential | 1 | SUCCASUNNA | 7876 | 3 | ROOF DIAGNOSTICS INC | JCP&L | No | Complete | 2013-12-09 | 2014-05-21 | 2014-05-29 | 2014-05-29
SRP22979 | SREC Solar | JANSEN | HARMONY GREENHOUSE | 252 | 0 | Commercial | 1 | PHILLIPSBURG | 8865 | 2 | TRINITY HEATING AND AIR | JCP&L | No | Complete | 2013-12-09 | 2014-03-03 | 2014-03-12 | 2014-03-12
SRP22980 | SREC Solar | WEISS |  | 6.125 | 0 | Residential | 1 | MAPLE SHADE TWP | 8052 | 13 | SOLARCITY CORPORATION | PSE&G BPU | No | Complete | 2013-12-09 | 2014-03-13 | 2014-04-10 | 2014-04-10
SRP22981 | SREC Solar | ALEXIS |  | 4.9 | 0 | Residential | 1 | NEPTUNE TWP | 7753 | 17 | SOLARCITY CORPORATION | JCP&L | No | Complete | 2013-12-09 | 2014-04-04 | 2014-04-23 | 2014-04-23
SRP22982 | SREC Solar | COOPER |  | 3.43 | 0 | Residential | 1 | HAMILTON TWP | 8330 | 19 | SOLARCITY CORPORATION | AC Electric | No | Complete | 2013-12-09 | 2014-03-07 | 2014-03-19 | 2014-03-19
SRP22984 | SREC Solar | WILSON |  | 4.9 | 0 | Residential | 1 | WINSLOW TWP | 8081 | 14 | SOLARCITY CORPORATION | AC Electric | No | Complete | 2013-12-09 | 2014-05-02 | 2014-05-07 | 2014-05-07
SRP22985 | SREC Solar | ROMAN |  | 6.25 | 0 | Residential | 1 | JACKSON | 8527 | 18 | ROOF DIAGNOSTICS INC | JCP&L | No | Complete | 2013-12-09 | 2014-06-13 | 2014-06-19 | 2014-06-19
SRP22986 | SREC Solar | BARRY |  | 4.75 | 0 | Residential | 1 | JACKSON | 8527 | 18 | ROOF DIAGNOSTICS INC | JCP&L | No | Complete | 2013-12-09 | 2014-12-15 | 2014-12-22 | 2014-12-22
SRP22987 | SREC Solar | WEISSENSEE |  | 5 | 0 | Residential | 0 | ANDOVER | 7821 | 1 | TRINITY HEATING AND AIR | JCP&L | No | Complete | 2013-12-09 | 2014-02-20 | 2014-03-07 | 2014-03-07
SRP22988 | SREC Solar | AUCOIN |  | 13.5 | 0 | Residential | 1 | MANCHESTER TWP | 8759 | 18 | TRINITY HEATING AND AIR | JCP&L | No | Complete | 2013-12-09 | 2014-03-25 | 2014-04-04 | 2014-04-04
SRP22989 | SREC Solar | REICH |  | 9 | 0 | Residential | 1 | FREEHOLD | 7728 | 17 | ROOF DIAGNOSTICS INC | JCP&L | No | Complete | 2013-12-09 | 2014-05-21 | 2014-06-03 | 2014-06-03
SRP22990 | SREC Solar | KRALL |  | 9.065 | 0 | Residential | 1 | EAST BRUNSWICK | 8816 | 11 | SOLARCITY CORPORATION | PSE&G BPU | No | Complete | 2013-12-09 | 2014-04-23 | 2014-05-05 | 2014-05-05
SRP22991 | SREC Solar | MASLANIK |  | 10.29 | 0 | Residential | 1 | MAGNOLIA | 8049 | 14 | SOLARCITY CORPORATION | PSE&G BPU | No | Complete | 2013-12-09 | 2014-03-14 | 2014-04-15 | 2014-04-15
SRP22992 | SREC Solar | ROCHBERGER | CHANICHEI HAYESHIVOS | 31.25 | 0 | Commercial | 1 | LAKEWOOD | 8701 | 18 | AROSA SOLAR ENERGY, INC | JCP&L | No | Complete | 2013-12-09 | 2014-03-11 | 2014-03-19 | 2014-03-19
SRP22993 | SREC Solar | SHOCH |  | 9.75 | 0 | Residential | 1 | SOUTHAMPTON | 8088 | 13 | TRINITY HEATING AND AIR | PSE&G BPU | No | Complete | 2013-12-09 | 2014-03-25 | 2014-04-04 | 2014-04-04
SRP22994 | SREC Solar | LASALA |  | 12.75 | 0 | Residential | 1 | WASHINGTON TWP | 7076 | 10 | ALTERIS RENEWABLES | PSE&G BPU | No | Complete | 2013-12-09 | 2014-03-06 | 2014-03-17 | 2014-03-17
SRP22995 | SREC Solar | DGUCK |  | 3 | 0 | Residential | 1 | TOMS RIVER | 8757 | 18 | TRINITY HEATING AND AIR | JCP&L | No | Complete | 2013-12-09 | 2014-03-13 | 2014-03-21 | 2014-03-21
SRP22996 | SREC Solar | PERRETTE | PRUDENTIAL INSURANCE COMPANY | 145.86 | 0 | Commercial | 0 | ROSELAND | 7068 | 9 | VANGUARD ENERGY PARTNERS, LLC | PSE&G BPU | No | Complete | 2013-12-09 | 2014-03-24 | 2014-04-28 | 2014-04-28
SRP22997 | SREC Solar | MENDYK |  | 9.5 | 0 | Residential | 1 | SPARTA | 7871 | 1 | TRINITY HEATING AND AIR | JCP&L | No | Complete | 2013-12-09 | 2014-02-20 | 2014-03-10 | 2014-03-10
SRP22998 | SREC Solar | FOX |  | 8.25 | 0 | Residential | 1 | MANALAPAN | 7726 | 17 | TRINITY HEATING AND AIR | JCP&L | No | Complete | 2013-12-09 | 2014-04-10 | 2014-04-17 | 2014-04-17
SRP22999 | SREC Solar | WAYS |  | 18.75 | 0 | Residential | 1 | SICKLERVILLE | 8081 | 14 | TRINITY HEATING AND AIR | AC Electric | No | Complete | 2013-12-09 | 2014-03-13 | 2014-04-04 | 2014-04-04
SRP23000 | SREC Solar | SACHDEV |  | 9 | 0 | Residential | 1 | EDISON | 8820 | 11 | ROOF DIAGNOSTICS INC | PSE&G BPU | No | Complete | 2013-12-09 | 2014-06-13 | 2014-06-19 | 2014-06-19
SRP23001 | SREC Solar | DICARLO |  | 6.125 | 0 | Residential | 1 | GALLOWAY | 8205 | 19 | SOLARCITY CORPORATION | AC Electric | No | Complete | 2013-12-09 | 2014-02-20 | 2014-03-07 | 2014-03-07
SRP23002 | SREC Solar | BUCKLEY |  | 6.5 | 0 | Residential | 1 | WESTFIELD | 7090 | 10 | TRINITY HEATING AND AIR | PSE&G BPU | No | Complete | 2013-12-09 | 2014-03-17 | 2014-03-27 | 2014-03-27
SRP23003 | SREC Solar | FILIPPONE |  | 5 | 0 | Residential | 1 | MARLBORO | 7746 | 17 | ROOF DIAGNOSTICS INC | JCP&L | No | Complete | 2013-12-09 | 2014-05-21 | 2014-05-29 | 2014-05-29
SRP23004 | SREC Solar | GEIS |  | 8 | 0 | Residential | 1 | PT PLEASANT | 8742 | 18 | ROOF DIAGNOSTICS INC | JCP&L | No | Complete | 2013-12-09 | 2014-05-21 | 2014-06-05 | 2014-06-05
SRP23005 | SREC Solar | BRYSON |  | 6.86 | 0 | Residential | 1 | FREEHOLD | 7728 | 17 | SOLARCITY CORPORATION | JCP&L | No | Complete | 2013-12-09 | 2014-03-03 | 2014-03-18 | 2014-03-18
SRP23006 | SREC Solar | PANALIGAN |  | 4 | 0 | Residential | 1 | SOMERSET | 8873 | 5 | TRINITY HEATING AND AIR | PSE&G BPU | No | Complete | 2013-12-09 | 2014-03-06 | 2014-03-17 | 2014-03-17
SRP23007 | SREC Solar | GAUTAM | KAIP INVESTMENTS LLC | 68.37 | 0 | Residential | 0 | SOMERSET | 8873 | 5 | PATEL BUILDERS | PSE&G BPU | No | Complete | 2013-12-09 | 2014-11-14 | 2014-12-04 | 2014-12-04
SRP23008 | SREC Solar | FENIMORE |  | 5 | 0 | Residential | 1 | SOMERSET | 8873 | 5 | TRINITY HEATING AND AIR | PSE&G BPU | No | Complete | 2013-12-09 | 2014-03-13 | 2014-03-21 | 2014-03-21
SRP23010 | SREC Solar | VENTURA |  | 6.75 | 0 | Residential | 1 | PISCATAWAY | 8854 | 11 | ROOF DIAGNOSTICS INC | PSE&G BPU | No | Complete | 2013-12-09 | 2014-03-25 | 2014-04-04 | 2014-04-04
SRP23012 | SREC Solar | GREGORIO |  | 6.375 | 0 | Residential | 1 | UNION | 7083 | 10 | VIVINT SOLAR | PSE&G BPU | No | Complete | 2013-12-09 | 2015-02-22 | 2015-02-26 | 2015-02-26
SRP23013 | SREC Solar | MANN |  | 7 | 0 | Residential | 1 | GLASSBORO | 8028 | 15 | TRINITY HEATING AND AIR | AC Electric | No | Complete | 2013-12-09 | 2014-02-19 | 2014-03-10 | 2014-03-10
SRP23015 | SREC Solar | BEAUPLAN |  | 10.29 | 0 | Residential | 1 | WINSLOW TWP | 8081 | 14 | SOLARCITY CORPORATION | AC Electric | No | Complete | 2013-12-09 | 2014-07-22 | 2014-07-30 | 2014-07-30
SRP23016 | SREC Solar | MASTROGIOVANNI |  | 6.125 | 0 | Residential | 1 | WASHINGTON TWP | 8012 | 14 | SOLARCITY CORPORATION | AC Electric | No | Complete | 2013-12-09 | 2014-03-26 | 2014-04-16 | 2014-04-16
SRP23017 | SREC Solar | TAHBILDAR |  | 7 | 0 | Residential | 0 | PRINCETON JCT | 8550 | 12 | SPECTRUM ENERGY INC | PSE&G BPU | No | Complete | 2013-12-09 | 2014-07-01 | 2014-07-11 | 2014-07-11
SRP23018 | SREC Solar | HENDRICKSON |  | 8 | 0 | Residential | 1 | BURLINGTON | 8016 | 13 | TRINITY HEATING AND AIR | PSE&G BPU | No | Complete | 2013-12-09 | 2014-03-26 | 2014-04-08 | 2014-04-08
SRP23021 | SREC Solar | KNORR |  | 8.5 | 0 | Residential | 1 | MONROEVILLE | 8343 | 16 | ASTRUM SOLAR, LLC | AC Electric | No | Complete | 2013-12-09 | 2014-06-24 | 2014-07-23 | 2014-07-23
SRP23022 | SREC Solar | SCHWEGEL II |  | 8.33 | 0 | Residential | 1 | MILLVILLE | 8332 | 20 | RCL ENTERPRISES INC. | AC Electric | No | Complete | 2013-12-23 | 2014-05-12 | 2014-05-16 | 2014-05-16
SRP23024 | SREC Solar | SUPERIOR | WILLOW GROVE FIRE DEPT | 22.05 | 0 | Non Profit | 1 | PITTSGROVE | 8318 | 16 | RCL ENTERPRISES INC. | AC Electric | No | Complete | 2013-12-09 | 2014-07-03 | 2014-08-04 | 2014-08-04
SRP23025 | SREC Solar | BROOKS |  | 7.84 | 0 | Residential | 1 | E. BRUNSWICK | 8816 | 11 | VIVINT SOLAR | PSE&G BPU | No | Complete | 2013-12-09 | 2014-07-03 | 2014-07-17 | 2014-07-17
SRP23029 | SREC Solar | MALONEY |  | 8.16 | 0 | Residential | 1 | OCEAN CITY | 8226 | 21 | ALLSEASON CONSTRUCTION | AC Electric | No | Complete | 2013-12-09 | 2014-06-19 | 2014-06-25 | 2014-06-25
SRP23030 | SREC Solar | ROMEO |  | 9.435 | 0 | Residential | 1 | HAMMONTON | 8037 | 19 | ALLSEASON CONSTRUCTION | AC Electric | No | Complete | 2013-12-09 | 2014-05-27 | 2014-06-03 | 2014-06-03
SRP23032 | SREC Solar | EVANGELISTA |  | 5.39 | 0 | Residential | 1 | AVENEL | 7001 | 11 | VIVINT SOLAR | PSE&G BPU | No | Complete | 2013-12-09 | 2014-07-17 | 2014-07-28 | 2014-07-28
SRP23033 | SREC Solar | DITTMAN |  | 7.595 | 0 | Residential | 1 | SAYREVILLE | 8872 | 11 | VIVINT SOLAR | JCP&L | No | Complete | 2013-12-09 | 2014-05-08 | 2014-05-29 | 2014-05-29
SRP23035 | SREC Solar | MULVIHILL |  | 6.615 | 0 | Residential | 1 | E. BRUNSWICK | 8816 | 11 | VIVINT SOLAR | PSE&G BPU | No | Complete | 2013-12-09 | 2014-07-10 | 2014-07-22 | 2014-07-22
SRP23037 | SREC Solar | PUCCIO |  | 6.125 | 0 | Residential | 1 | SAYREVILLE | 8872 | 11 | VIVINT SOLAR | JCP&L | No | Complete | 2013-12-09 | 2014-08-13 | 2014-08-19 | 2014-08-19
SRP23040 | SREC Solar | LEKHRAJMAL |  | 2.25 | 0 | Residential | 1 | UNION | 7083 | 10 | VIVINT SOLAR | PSE&G BPU | No | Complete | 2013-12-09 | 2015-02-16 | 2015-02-20 | 2015-02-20
SRP23041 | SREC Solar | AHSAN |  | 6.37 | 0 | Residential | 1 | E. BRUNSWICK | 8816 | 11 | VIVINT SOLAR | PSE&G BPU | No | Complete | 2013-12-09 | 2014-09-25 | 2014-09-30 | 2014-09-30
SRP23043 | SREC Solar | RODRIGUEZ-RUIZ |  | 3.185 | 0 | Residential | 1 | PERTH AMBOY | 8861 | 11 | VIVINT SOLAR | PSE&G BPU | No | Complete | 2013-12-09 | 2014-05-02 | 2014-05-08 | 2014-05-08
SRP23045 | SREC Solar | LOSINO |  | 7.35 | 0 | Residential | 1 | SADDLE BROOK | 7663 | 7 | VIVINT SOLAR | PSE&G BPU | No | Complete | 2013-12-09 | 2014-01-30 | 2014-03-06 | 2014-03-06
SRP23047 | SREC Solar | IRIZARRY |  | 2.25 | 0 | Residential | 1 | PERTH AMBOY | 8861 | 11 | VIVINT SOLAR | PSE&G BPU | No | Complete | 2013-12-09 | 2014-09-09 | 2014-09-23 | 2014-09-23
SRP23049 | SREC Solar | ULM |  | 3.76 | 0 | Residential | 1 | SOMERSET | 8873 | 5 | VIVINT SOLAR | PSE&G BPU | No | Complete | 2013-12-09 | 2014-08-12 | 2014-09-03 | 2014-09-03
SRP23050 | SREC Solar | NELTHROPP |  | 10.575 | 0 | Residential | 0 | CHESTER | 7930 | 3 | TRINITY SERVICES INTERNATIONAL | JCP&L | No | Complete | 2013-12-09 | 2014-10-22 | 2014-10-28 | 2014-10-28
SRP23051 | SREC Solar | MOZDZEN |  | 3.25 | 0 | Residential | 1 | SAYREVILLE | 8872 | 11 | VIVINT SOLAR | JCP&L | No | Complete | 2013-12-09 | 2014-07-17 | 2014-08-27 | 2014-08-27
SRP23052 | SREC Solar | POHLI |  | 7 | 0 | Residential | 1 | SOMERSET | 8873 | 5 | TRINITY HEATING AND AIR | PSE&G BPU | No | Complete | 2013-12-09 | 2014-03-04 | 2014-03-18 | 2014-03-18
SRP23054 | SREC Solar | SAMAROO |  | 2.04 | 0 | Residential | 1 | FORDS | 8863 | 11 | VIVINT SOLAR | PSE&G BPU | No | Complete | 2013-12-09 | 2014-07-08 | 2014-07-10 | 2014-07-10
SRP23055 | SREC Solar | WHEELER |  | 4.165 | 0 | Residential | 1 | UNION | 7083 | 10 | VIVINT SOLAR | PSE&G BPU | No | Complete | 2013-12-09 | 2014-04-24 | 2014-04-30 | 2014-04-30
SRP23056 | SREC Solar | VALENTIN |  | 7.65 | 0 | Residential | 1 | PERTH AMBOY | 8861 | 11 | VIVINT SOLAR | PSE&G BPU | No | Complete | 2013-12-09 | 2015-02-24 | 2015-03-26 | 2015-03-26
SRP23057 | SREC Solar | BHASIN |  | 3.29 | 0 | Residential | 1 | FORDS | 8863 | 11 | VIVINT SOLAR | PSE&G BPU | No | Complete | 2013-12-09 | 2014-06-19 | 2014-07-16 | 2014-07-16
SRP23058 | SREC Solar | HOWARD |  | 3.06 | 0 | Residential | 1 | SOMERSET | 8873 | 5 | VIVINT SOLAR | PSE&G BPU | No | Complete | 2013-12-09 | 2014-07-25 | 2014-08-04 | 2014-08-04
SRP23060 | SREC Solar | HERMAN |  | 5.5 | 0 | Residential | 1 | UNION | 7083 | 10 | VIVINT SOLAR | PSE&G BPU | No | Complete | 2013-12-09 | 2014-06-19 | 2014-07-25 | 2014-07-25
SRP23061 | SREC Solar | HUZAR |  | 3.185 | 0 | Residential | 1 | N. BRUNSWICK | 8902 | 11 | VIVINT SOLAR | PSE&G BPU | No | Complete | 2013-12-09 | 2014-07-03 | 2014-07-17 | 2014-07-17
SRP23062 | SREC Solar | MARTOGLIO | CENTRAL ORANGE VILLAGE II LLC | 1.02 | 0 | Residential | 0 | ORANGE | 7050 | 9 | MERCHANT ELECTRIC & LIGHTING SERVICE INC | PSE&G BPU | No | Complete | 2013-12-16 | 2014-06-26 | 2014-08-01 | 2014-08-01
SRP23063 | SREC Solar | POLLARD |  | 5.88 | 0 | Residential | 1 | WINSLOW TWP | 8081 | 14 | SOLARCITY CORPORATION | AC Electric | No | Complete | 2013-12-16 | 2014-01-30 | 2014-02-12 | 2014-02-12
SRP23064 | SREC Solar | RUFFIN |  | 3.185 | 0 | Residential | 1 | EHT | 8234 | 19 | SOLARCITY CORPORATION | AC Electric | No | Complete | 2013-12-16 | 2014-03-05 | 2014-03-12 | 2014-03-12
SRP23066 | SREC Solar | PERRY |  | 10.045 | 0 | Residential | 1 | MONROE TWP | 8094 | 15 | SOLARCITY CORPORATION | AC Electric | No | Complete | 2013-12-16 | 2014-04-08 | 2014-05-01 | 2014-05-01
SRP23067 | SREC Solar | THEER |  | 5.75 | 0 | Residential | 1 | FREEHOLD | 7728 | 17 | TRINITY HEATING AND AIR | JCP&L | No | Complete | 2013-12-16 | 2014-01-30 | 2014-02-20 | 2014-02-20
SRP23068 | SREC Solar | SCACCI |  | 13.5 | 0 | Residential | 1 | BLOOMSBURY | 8804 | 4 | ALTERNATIVE ENERGY ASSOCIATES | JCP&L | No | QA SELECTED | 2013-12-16 | 2014-12-12
SRP23070 | SREC Solar | PATEL |  | 4.24 | 0 | Residential | 0 | FRANKLIN PARK | 8823 | 5 | TOTAL EXTERIORS | PSE&G BPU | No | Complete | 2013-12-16 | 2014-08-21 | 2014-09-02 | 2014-09-02
SRP23071 | SREC Solar | MCLAIN |  | 12.5 | 0 | Residential | 1 | PHILLIPSBURG | 8805 | 5 | ALTERNATIVE ENERGY ASSOCIATES | JCP&L | No | Complete | 2013-12-16 | 2014-12-17 | 2015-01-07 | 2015-01-07
SRP23072 | SREC Solar | KINGSBURY |  | 7.42 | 0 | Residential | 0 | DENVILLE | 7834 | 3 | TOTAL EXTERIORS | JCP&L | No | Complete | 2013-12-16 | 2014-04-04 | 2014-04-21 | 2014-04-21
SRP23074 | SREC Solar | DAND |  | 6.12 | 0 | Residential | 1 | MIDDLETOWN | 7748 | 17 | RELIABLE POWER SERVICES, INC. | JCP&L | No | Complete | 2013-12-16 | 2014-05-22 | 2014-05-30 | 2014-05-30
SRP23075 | SREC Solar | LOPEZ |  | 20 | 0 | Residential | 1 | LAFAYETTE | 7848 | 1 | EAST COAST ALTERNATIVE ENERGY | JCP&L | No | Complete | 2013-12-16 | 2014-02-05 | 2014-02-24 | 2014-02-24
SRP23076 | SREC Solar | FARLEY |  | 15 | 0 | Residential | 1 | HARDYSTON | 7419 | 1 | EAST COAST ALTERNATIVE ENERGY | JCP&L | No | Complete | 2013-12-16 | 2014-01-28 | 2014-02-18 | 2014-02-18
SRP23078 | SREC Solar | NEARY |  | 9.25 | 0 | Residential | 1 | BRICK | 8724 | 18 | KOPP ELECTRIC COMPANY | JCP&L | No | Complete | 2013-12-16 | 2014-04-17 | 2014-04-29 | 2014-04-29
SRP23079 | SREC Solar | WILSON |  | 5.39 | 0 | Residential | 1 | PINE HILL | 8021 | 14 | SOLARCITY CORPORATION | AC Electric | No | Complete | 2013-12-16 | 2014-02-24 | 2014-03-13 | 2014-03-13
SRP23081 | SREC Solar | ROSSER |  | 7.35 | 0 | Residential | 1 | MANTUA TOWNSHIP | 8051 | 15 | SOLARCITY CORPORATION | AC Electric | No | Complete | 2013-12-16 | 2014-03-21 | 2014-03-27 | 2014-03-27
SRP23082 | SREC Solar | BRISTOW |  | 5.88 | 0 | Residential | 1 | RIVERTON | 8077 | 13 | SOLARCITY CORPORATION | PSE&G BPU | No | Complete | 2013-12-16 | 2014-04-03 | 2014-04-16 | 2014-04-16
SRP23083 | SREC Solar | MORENO-BIANCO |  | 4.9 | 0 | Residential | 1 | WEST MILFORD | 7421 | 6 | SOLARCITY CORPORATION | Orange & Rockland Elec | No | Complete | 2013-12-16 | 2014-02-24 | 2014-03-12 | 2014-03-12
SRP23084 | SREC Solar | BENINTENTE |  | 5.635 | 0 | Residential | 1 | SOUTH AMBOY | 8879 | 11 | SOLARCITY CORPORATION | JCP&L | No | Complete | 2013-12-16 | 2014-01-30 | 2014-02-12 | 2014-02-12
SRP23085 | SREC Solar | MOODY |  | 9.5 | 0 | Residential | 1 | MIDDLE TOWNSHIP | 8242 | 21 | SOLARCITY CORPORATION | AC Electric | No | Complete | 2013-12-16 | 2014-06-25 | 2014-07-16 | 2014-07-16
SRP23086 | SREC Solar | VILLALBA |  | 5.39 | 0 | Residential | 1 | WEST ORANGE | 7052 | 9 | SOLARCITY CORPORATION | PSE&G BPU | No | Complete | 2013-12-16 | 2014-05-06 | 2014-05-16 | 2014-05-16
SRP23087 | SREC Solar | MARTOGLIO | CENTRAL ORANGE VILLAGE II LLC | 3.315 | 0 | Residential | 0 | ORANGE | 7050 | 9 | MERCHANT ELECTRIC & LIGHTING SERVICE INC | PSE&G BPU | No | Complete | 2013-12-16 | 2014-12-19 | 2015-01-07 | 2015-01-07
SRP23088 | SREC Solar | MARTOGOLIO | CENTRAL ORANGE VILLAGE II LLC | 2.55 | 0 | Residential | 0 | ORANGE | 7050 | 9 | MERCHANT ELECTRIC & LIGHTING SERVICE INC | PSE&G BPU | No | Complete | 2013-12-16 | 2015-03-18 | 2015-03-31 | 2015-03-31
SRP23089 | SREC Solar | MARTOGLIO | CENTRAL ORANGE VILLAGE II LLC | 3.315 | 0 | Residential | 0 | ORANGE | 7060 | 10 | MERCHANT ELECTRIC & LIGHTING SERVICE INC | PSE&G BPU | No | Complete | 2013-12-16 | 2015-03-18 | 2015-03-31 | 2015-03-31
SRP23090 | SREC Solar | MARTOGLIO | CENTRAL ORANGE VILLAGE II LLC | 3.315 | 0 | Residential | 0 | ORANGE | 7050 | 9 | MERCHANT ELECTRIC & LIGHTING SERVICE INC | PSE&G BPU | No | Complete | 2013-12-16 | 2015-03-18 | 2015-03-31 | 2015-03-31
SRP23091 | SREC Solar | MARTOGLIO | CENTRAL ORANGE VILLAGE II LLC | 2.55 | 0 | Residential | 0 | ORANGE | 7050 | 9 | MERCHANT ELECTRIC & LIGHTING SERVICE INC | PSE&G BPU | No | Complete | 2013-12-16 | 2014-12-29 | 2015-01-07 | 2015-01-07
SRP23092 | SREC Solar | MARTOGLIO | CENTRAL ORANGE VILLAGE II LLC | 2.805 | 0 | Residential | 0 | ORANGE | 7050 | 9 | MERCHANT ELECTRIC & LIGHTING SERVICE INC | PSE&G BPU | No | Complete | 2013-12-16 | 2014-05-16 | 2014-05-22 | 2014-05-22
SRP23093 | SREC Solar | FRAM |  | 4.5 | 0 | Residential | 0 | LAWRENCEVILLE | 8648 | 12 | TRINITY HEATING AND AIR | PSE&G BPU | No | Complete | 2013-12-16 | 2014-03-03 | 2014-03-12 | 2014-03-12
SRP23095 | SREC Solar | MARTOGLIO | CENTRAL ORANGE VILLAGE LLC | 3.315 | 0 | Residential | 0 | ORANGE | 7050 | 9 | MERCHANT ELECTRIC & LIGHTING SERVICE INC | PSE&G BPU | No | Complete | 2013-12-16 | 2014-12-19 | 2015-01-07 | 2015-01-07
SRP23096 | SREC Solar | MARTOGLIO | CENTRAL ORANGE VILLAGE II LLC | 2.805 | 0 | Residential | 0 | ORANGE | 7050 | 9 | MERCHANT ELECTRIC & LIGHTING SERVICE INC | PSE&G BPU | No | Complete | 2013-12-16 | 2014-05-16 | 2014-06-13 | 2014-06-13
SRP23097 | SREC Solar | MARTOGOLIO | CENTRAL ORANGE VILLAGE II LLC | 1.02 | 0 | Residential | 0 | ORANGE | 7050 | 9 | MERCHANT ELECTRIC & LIGHTING SERVICE INC | PSE&G BPU | No | Complete | 2013-12-16 | 2014-06-26 | 2014-07-01 | 2014-07-01
SRP23098 | SREC Solar | MARTOGLIO | CENTRAL ORANGE VILLAGE II LLC | 1.02 | 0 | Residential | 0 | ORANGE | 7050 | 9 | MERCHANT ELECTRIC & LIGHTING SERVICE INC | PSE&G BPU | No | Complete | 2013-12-16 | 2014-06-26 | 2014-07-01 | 2014-07-01
SRP23099 | SREC Solar | MARTOGLIO | CENTRAL ORANGE VILLAGE II LLC | 1.02 | 0 | Residential | 0 | ORANGE | 7050 | 9 | MERCHANT ELECTRIC & LIGHTING SERVICE INC | PSE&G BPU | No | Complete | 2013-12-16 | 2015-04-03 | 2015-05-22 | 2015-05-22
SRP23100 | SREC Solar | LAMBERT |  | 7.105 | 0 | Residential | 1 | HASBROUCK HEIGHTS | 7604 | 7 | VIVINT SOLAR | PSE&G BPU | No | Complete | 2013-12-16 | 2014-07-10 | 2014-07-22 | 2014-07-22
SRP23101 | SREC Solar | INGRAM |  | 7.595 | 0 | Residential | 1 | MATAWAN | 7747 | 17 | VIVINT SOLAR | JCP&L | No | Complete | 2013-12-16 | 2014-07-03 | 2014-07-17 | 2014-07-17
SRP23102 | SREC Solar | LYNNIK |  | 6.63 | 0 | Residential | 1 | UNION | 7083 | 10 | VIVINT SOLAR | PSE&G BPU | No | Complete | 2013-12-16 | 2015-02-12 | 2015-02-16 | 2015-02-16
SRP23105 | SREC Solar | NJUME |  | 7.99 | 0 | Residential | 1 | DENVILLE | 7834 | 3 | VIVINT SOLAR | JCP&L | No | Complete | 2013-12-16 | 2014-07-23 | 2014-07-30 | 2014-07-30
SRP23106 | SREC Solar | HEGARTY |  | 10.81 | 0 | Residential | 1 | HAZLET | 7730 | 17 | ECOMEN SOLAR LLC | JCP&L | No | Complete | 2013-12-16 | 2014-10-27 | 2014-11-05 | 2014-11-05
SRP23107 | SREC Solar | MARTOGLIO | CENTRAL ORANGE VILLAGE II, LLC | 1.02 | 0 | Residential | 0 | ORANGE | 7050 | 9 | MERCHANT ELECTRIC & LIGHTING SERVICE INC | PSE&G BPU | No | Complete | 2013-12-16 | 2014-06-25 | 2014-07-01 | 2014-07-01
SRP23108 | SREC Solar | MITCHELL |  | 10.71 | 0 | Residential | 1 | SALEM | 8079 | 16 | RCL ENTERPRISES INC. | AC Electric | No | Complete | 2013-12-16 | 2014-03-17 | 2014-03-25 | 2014-03-25
SRP23109 | SREC Solar | ANZEL |  | 8.575 | 0 | Residential | 1 | HACKETTSTOWN | 7840 | 2 | EAST COAST ALTERNATIVE ENERGY | JCP&L | No | Complete | 2013-12-16 | 2014-01-15 | 2014-01-31 | 2014-01-31
SRP23111 | SREC Solar | MILORD |  | 2.205 | 0 | Residential | 1 | UNION | 7083 | 10 | SOLARCITY CORPORATION | PSE&G BPU | No | Complete | 2013-12-16 | 2014-05-15 | 2014-05-21 | 2014-05-21
SRP23112 | SREC Solar | YOUNG |  | 3.43 | 0 | Residential | 1 | SEA GIRT | 8750 | 17 | SOLARCITY CORPORATION | JCP&L | No | Complete | 2013-12-16 | 2014-02-24 | 2014-03-14 | 2014-03-14
SRP23113 | SREC Solar | DAVIS |  | 8.085 | 0 | Residential | 1 | WILLINGBORO | 8046 | 13 | SOLARCITY CORPORATION | PSE&G BPU | No | Complete | 2013-12-16 | 2014-11-04 | 2014-11-13 | 2014-11-13
SRP23114 | SREC Solar | DEFRANCO |  | 36.25 | 0 | Residential | 1 | HEWITT | 7421 | 6 | GEORGE J KELLER & SONS | Orange & Rockland Elec | No | Complete | 2013-12-16 | 2014-12-22 | 2015-02-06 | 2015-02-06
SRP23118 | SREC Solar | JUMP |  | 3.43 | 0 | Residential | 1 | RIDGEFIELD PARK | 7660 | 7 | SUNGEVITY, INC. | PSE&G BPU | No | Complete | 2013-12-16 | 2014-03-17 | 2014-03-25 | 2014-03-25
SRP23119 | SREC Solar | KNISPEL |  | 10.464 | 0 | Residential | 0 | HOLMDEL | 7733 | 17 | NATURAL POWER SOURCES, LLC | JCP&L | No | Complete | 2013-12-16 | 2014-04-10 | 2014-04-17 | 2014-04-17
SRP23120 | SREC Solar | CHRISTIE |  | 6.12 | 0 | Residential | 1 | TOMS RIVER | 8753 | 18 | SEA BRIGHT SOLAR, LLC | JCP&L | No | Complete | 2013-12-16 | 2014-03-26 | 2014-04-08 | 2014-04-08
SRP23121 | SREC Solar | CASEY |  | 7.65 | 0 | Residential | 1 | SOUTHAMPTON | 8088 | 13 | SEA BRIGHT SOLAR, LLC | PSE&G BPU | No | Complete | 2013-12-16 | 2014-04-22 | 2014-05-13 | 2014-05-13
SRP23122 | SREC Solar | BALIKO |  | 7.905 | 0 | Residential | 1 | SOUTHAMPTON | 8088 | 13 | SEA BRIGHT SOLAR, LLC | PSE&G BPU | No | Complete | 2013-12-16 | 2014-03-19 | 2014-04-03 | 2014-04-03
SRP23123 | SREC Solar | THOMPSON | COME ALIVE CHURCH | 103.32 | 0 | Non Profit | 1 | MEDFORD | 8055 | 13 | POWELL ENERGY AND SOLAR | PSE&G BPU | No | Complete | 2013-12-16 | 2014-03-11 | 2014-04-10 | 2014-04-10
SRP23124 | SREC Solar | BLACK |  | 8.16 | 0 | Residential | 1 | SOUTHAMPTON | 8088 | 13 | SEA BRIGHT SOLAR, LLC | JCP&L | No | Complete | 2013-12-16 | 2014-03-19 | 2014-04-07 | 2014-04-07
SRP23127 | SREC Solar | BRIDGHAM |  | 10.455 | 0 | Residential | 1 | SOUTHAMPTON | 8088 | 13 | SEA BRIGHT SOLAR, LLC | PSE&G BPU | No | Complete | 2013-12-16 | 2014-03-19 | 2014-04-07 | 2014-04-07
SRP23128 | SREC Solar | LOCKWOOD |  | 11.73 | 0 | Residential | 1 | PILESGROVE | 8098 | 16 | RCL ENTERPRISES INC. | AC Electric | No | Complete | 2013-12-16 | 2014-05-13 | 2014-05-16 | 2014-05-16
SRP23129 | SREC Solar | MOWBRAY |  | 9.18 | 0 | Residential | 1 | PITTSGROVE | 8318 | 16 | RCL ENTERPRISES INC. | AC Electric | No | Complete | 2013-12-16 | 2014-05-13 | 2014-05-16 | 2014-05-16
SRP23130 | SREC Solar | HAYE |  | 15.045 | 0 | Residential | 1 | MAYS LANDING | 8330 | 19 | ALLSEASON CONSTRUCTION | AC Electric | No | Complete | 2013-12-16 | 2014-06-03 | 2014-06-06 | 2014-06-06
SRP23131 | SREC Solar | HOUCK |  | 11.22 | 0 | Residential | 1 | FORKED RIVER | 8731 | 18 | ALLSEASON CONSTRUCTION | JCP&L | No | Complete | 2013-12-16 | 2014-06-03 | 2014-06-25 | 2014-06-25
SRP23132 | SREC Solar | KNOEDLER |  | 6.885 | 0 | Residential | 1 | MARGATE | 8402 | 19 | ALLSEASON CONSTRUCTION | AC Electric | No | Complete | 2013-12-16 | 2014-08-06 | 2014-08-11 | 2014-08-11
SRP23133 | SREC Solar | LESSER |  | 4.25 | 0 | Residential | 1 | MOUNT LAUREL | 8054 | 13 | TRINITY HEATING AND AIR | PSE&G BPU | No | Complete | 2013-12-16 | 2014-03-26 | 2014-04-08 | 2014-04-08
SRP23135 | SREC Solar | HERTICH |  | 10 | 0 | Residential | 0 | BRIDGEWATER | 8807 | 5 | TRINITY HEATING AND AIR | PSE&G BPU | No | Complete | 2013-12-16 | 2014-06-04 | 2014-06-10 | 2014-06-10
SRP23136 | SREC Solar | BOEHLY |  | 10.29 | 0 | Residential | 1 | MONROE TOWNSHIP | 8094 | 15 | SOLARCITY CORPORATION | AC Electric | No | Complete | 2013-12-16 | 2014-04-24 | 2014-04-30 | 2014-04-30
SRP23137 | SREC Solar | DEPASQUALE | DEPASQUALE SALON SYSTEMS INC. | 242.06 | 0 | Commercial | 0 | FAIR LAWN | 7410 | 7 | TRINITY HEATING AND AIR | PSE&G BPU | No | Complete | 2013-12-16 | 2014-09-11 | 2014-09-17 | 2014-09-17
SRP23138 | SREC Solar | DEPASQUALE | DEPASQUALE SALON SYSTEMS INC. | 79.625 | 0 | Commercial | 0 | FAIR LAWN | 7410 | 7 | TRINITY HEATING AND AIR | PSE&G BPU | No | Complete | 2013-12-16 | 2014-09-11 | 2014-09-19 | 2014-09-19
SRP23139 | SREC Solar | DEPASQUALE | DEPASQUALE SALON SYSTEMS INC. | 35.28 | 0 | Commercial | 0 | FAIR LAWN | 7410 | 7 | TRINITY HEATING AND AIR | PSE&G BPU | No | Complete | 2013-12-16 | 2014-09-26 | 2014-10-31 | 2014-10-31
SRP23140 | SREC Solar | MCNULTY SR |  | 3.43 | 0 | Residential | 1 | EGG HARBOR TOWNSHIP | 8234 | 19 | SOLARCITY CORPORATION | AC Electric | No | Complete | 2013-12-16 | 2014-02-11 | 2014-02-19 | 2014-02-19
SRP23142 | SREC Solar | NASDEO |  | 4.9 | 0 | Residential | 1 | BELFORD | 7718 | 17 | SOLARCITY CORPORATION | JCP&L | No | Complete | 2013-12-16 | 2014-04-01 | 2014-04-08 | 2014-04-08
SRP23143 | SREC Solar | COAR |  | 2.94 | 0 | Residential | 1 | EVESHAM TOWNSHIP | 8053 | 13 | SOLARCITY CORPORATION | PSE&G BPU | No | Complete | 2013-12-16 | 2014-02-05 | 2014-02-24 | 2014-02-24
SRP23144 | SREC Solar | GARRISON JR |  | 18.36 | 0 | Residential | 1 | SALEM | 8079 | 16 | RCL ENTERPRISES INC. | AC Electric | No | Complete | 2013-12-16 | 2014-04-07 | 2014-04-16 | 2014-04-16
SRP23145 | SREC Solar | SHEWARD |  | 12.48 | 0 | Residential | 1 | BELLMAWR | 8031 | 14 | SUNGEVITY, INC. | PSE&G BPU | No | Complete | 2013-12-16 | 2014-03-20 | 2014-04-03 | 2014-04-03
SRP23146 | SREC Solar | REILLY |  | 2.5 | 0 | Residential | 0 | MANTUA | 8051 | 15 | GREEN CITIES ENERGY LLC | AC Electric | No | Complete | 2013-12-16 | 2014-12-23 | 2015-01-07 | 2015-01-07
SRP23147 | SREC Solar | REYNOLDS |  | 6 | 0 | Residential | 0 | SOUTHAMPTON | 8088 | 13 | POWELL ENERGY AND SOLAR | PSE&G BPU | No | Complete | 2013-12-23 | 2014-04-24 | 2014-05-16 | 2014-05-16
SRP23148 | SREC Solar | KURITSKY |  | 9.75 | 0 | Residential | 1 | LAKEWOOD | 8701 | 18 | POWERLUTIONS, LLC | JCP&L | No | Complete | 2013-12-16 | 2013-12-31 | 2014-01-10 | 2014-01-10
SRP23149 | SREC Solar | SOARES |  | 4.9 | 0 | Residential | 1 | ELIZABETH | 7202 | 10 | SOLARCITY CORPORATION | PSE&G BPU | No | Complete | 2013-12-16 | 2014-02-17 | 2014-03-13 | 2014-03-13
SRP23150 | SREC Solar | SHEFFIELD |  | 3.92 | 0 | Residential | 1 | COLLINGSWOOD | 8108 | 14 | SOLARCITY CORPORATION | PSE&G BPU | No | Complete | 2013-12-16 | 2014-02-28 | 2014-03-14 | 2014-03-14
SRP23151 | SREC Solar | KHAN |  | 10.5 | 0 | Residential | 1 | FLEMINGTON | 8822 | 4 | TRINITY HEATING AND AIR | JCP&L | No | Complete | 2013-12-16 | 2014-03-14 | 2014-03-25 | 2014-03-25
SRP23152 | SREC Solar | HORVATH |  | 10 | 0 | Residential | 1 | HOLMDEL | 7733 | 17 | TRINITY HEATING AND AIR | JCP&L | No | Complete | 2013-12-16 | 2014-03-27 | 2014-04-17 | 2014-04-17
SRP23153 | SREC Solar | SHAW |  | 6 | 0 | Residential | 0 | DENVILLE | 7834 | 3 | TRINITY HEATING AND AIR | JCP&L | No | Complete | 2013-12-16 | 2014-05-02 | 2014-05-07 | 2014-05-07
SRP23154 | SREC Solar | SIGMUND |  | 10.045 | 0 | Residential | 1 | PITMAN | 8071 | 15 | SOLARCITY CORPORATION | AC Electric | No | Complete | 2013-12-16 | 2014-04-23 | 2014-05-06 | 2014-05-06
SRP23155 | SREC Solar | BRUEN |  | 2.45 | 0 | Residential | 1 | MIDDLETOWN | 7748 | 17 | SOLARCITY CORPORATION | JCP&L | No | Complete | 2013-12-16 | 2014-02-17 | 2014-03-03 | 2014-03-03
SRP23156 | SREC Solar | LESSER |  | 8.085 | 0 | Residential | 1 | RINGWOOD | 7456 | 6 | SOLARCITY CORPORATION | Orange & Rockland Elec | No | Complete | 2013-12-16 | 2014-03-19 | 2014-04-07 | 2014-04-07
SRP23157 | SREC Solar | CARLEBACH |  | 13.5 | 0 | Residential | 1 | LAKEWOOD | 8701 | 18 | POWERLUTIONS, LLC | JCP&L | No | Complete | 2013-12-16 | 2013-12-31 | 2014-02-11 | 2014-02-11
SRP23158 | SREC Solar | PALERMO |  | 8.085 | 0 | Residential | 1 | JACKSON | 8527 | 18 | SOLARCITY CORPORATION | JCP&L | No | Complete | 2013-12-16 | 2014-03-12 | 2014-03-18 | 2014-03-18
SRP23159 | SREC Solar | DEGUZMAN |  | 4.41 | 0 | Residential | 1 | HASBROUCK HEIGHTS | 7604 | 7 | SOLARCITY CORPORATION | PSE&G BPU | No | Complete | 2013-12-16 | 2014-02-24 | 2014-04-10 | 2014-04-10
SRP23160 | SREC Solar | GREEN |  | 5.635 | 0 | Residential | 1 | MOUNT LAUREL | 8054 | 13 | SOLARCITY CORPORATION | PSE&G BPU | No | Complete | 2013-12-16 | 2014-05-23 | 2014-06-03 | 2014-06-03
SRP23161 | SREC Solar | TORNATORE |  | 3.5 | 0 | Residential | 1 | COLUMBUS | 8022 | 13 | TRINITY HEATING AND AIR | PSE&G BPU | No | Complete | 2013-12-16 | 2014-02-04 | 2014-02-19 | 2014-02-19
SRP23163 | SREC Solar | BURD |  | 7.65 | 0 | Residential | 1 | PHILLIPSBURG | 8865 | 2 | ALTERNATIVE ENERGY ASSOCIATES | JCP&L | No | Complete | 2013-12-16 | 2014-12-17 | 2015-01-06 | 2015-01-06
SRP23164 | SREC Solar | LABAR |  | 8.75 | 0 | Residential | 1 | PHILLIPSBURG | 8865 | 2 | ALTERNATIVE ENERGY ASSOCIATES | JCP&L | No | Complete | 2013-12-16 | 2014-12-17 | 2015-01-06 | 2015-01-06
SRP23165 | SREC Solar | WEGMANN |  | 5.88 | 0 | Residential | 1 | SEWELL | 8080 | 15 | SOLARCITY CORPORATION | AC Electric | No | Complete | 2013-12-16 | 2014-02-11 | 2014-02-19 | 2014-02-19
SRP23166 | SREC Solar | JACKSON |  | 15.3 | 0 | Residential | 1 | SICKLERVILLE | 8081 | 14 | ACOS ENERGY, LLC | AC Electric | No | Complete | 2013-12-16 | 2014-08-06 | 2014-08-11 | 2014-08-11
SRP23167 | SREC Solar | SALIERNO |  | 6.5 | 0 | Residential | 1 | MANVILLE | 8835 | 5 | PURE ENERGIES INSTALLATION | PSE&G BPU | No | Complete | 2013-12-16 | 2014-07-30 | 2014-08-08 | 2014-08-08
SRP23168 | SREC Solar | DEVLIN |  | 4.165 | 0 | Residential | 1 | UNION | 7083 | 10 | SOLARCITY CORPORATION | PSE&G BPU | No | Complete | 2013-12-16 | 2014-03-05 | 2014-03-17 | 2014-03-17
SRP23169 | SREC Solar | DOWLING |  | 16.35 | 0 | Residential | 1 | SAYREVILLE | 8872 | 11 | SOLAR ENERGY WORLD-W | JCP&L | No | Complete | 2013-12-16 | 2014-04-08 | 2014-04-18 | 2014-04-18
SRP23170 | SREC Solar | HIRST |  | 4.655 | 0 | Residential | 1 | ELK | 8343 | 16 | SOLARCITY CORPORATION | AC Electric | No | Complete | 2013-12-16 | 2014-03-19 | 2014-04-07 | 2014-04-07
SRP23171 | SREC Solar | SIEGEL |  | 7.5 | 0 | Residential | 0 | LEBANON | 8833 | 4 | TRINITY HEATING AND AIR | JCP&L | No | Complete | 2013-12-16 | 2014-04-22 | 2014-04-25 | 2014-04-25
SRP23173 | SREC Solar | DUNN |  | 28.05 | 0 | Residential | 1 | MILLVILLE | 8332 | 20 | EZNERGY LLC | AC Electric | No | Complete | 2013-12-16 | 2014-08-05 | 2014-08-12 | 2014-08-12
SRP23175 | SREC Solar | WALKER |  | 5.75 | 0 | Residential | 1 | NEW GRETNA | 8092 | 18 | ROOF DIAGNOSTICS INC | AC Electric | No | Complete | 2013-12-16 | 2014-05-09 | 2014-05-13 | 2014-05-13
SRP23176 | SREC Solar | MORROW |  | 6.75 | 0 | Residential | 1 | MARGATE CITY | 8402 | 19 | ROOF DIAGNOSTICS INC | AC Electric | No | Complete | 2013-12-16 | 2014-04-24 | 2014-04-30 | 2014-04-30
SRP23177 | SREC Solar | RUPEE |  | 4.75 | 0 | Residential | 1 | CLIFTON | 7013 | 6 | ROOF DIAGNOSTICS INC | PSE&G BPU | No | Complete | 2013-12-16 | 2014-04-07 | 2014-04-16 | 2014-04-16
SRP23178 | SREC Solar | CENIT |  | 12.753 | 0 | Residential | 0 | MILLBURN | 7041 | 9 | GEOSCAPE SOLAR | PSE&G BPU | No | Complete | 2013-12-23 | 2014-04-15 | 2014-04-22 | 2014-04-22
SRP23179 | SREC Solar | DEFRANCESCO |  | 5.61 | 0 | Residential | 1 | SHIP BOTTOM | 8008 | 18 | NJR HOME SERVICES. | AC Electric | No | Complete | 2013-12-23 | 2014-06-13 | 2014-06-18 | 2014-06-18
SRP23180 | SREC Solar | WHITE |  | 10.71 | 0 | Residential | 1 | BARNEGAT | 8005 | 18 | NJR HOME SERVICES. | JCP&L | No | Complete | 2013-12-23 | 2014-06-13 | 2014-06-18 | 2014-06-18
SRP23181 | SREC Solar | VOISHNIS |  | 8.1 | 0 | Residential | 0 | FORKED RIVER | 8731 | 18 | NJR HOME SERVICES | JCP&L | No | Complete | 2013-12-23 | 2014-03-26 | 2014-04-15 | 2014-04-15
SRP23182 | SREC Solar | VIRELLES |  | 12.75 | 0 | Residential | 1 | MONROE TOWNSHIP | 8551 | 4 | ASTRUM SOLAR, LLC | JCP&L | No | Complete | 2013-12-23 | 2014-03-25 | 2014-04-04 | 2014-04-04
SRP23183 | SREC Solar | BARBONI |  | 7.65 | 0 | Residential | 1 | WARETOWN | 8758 | 18 | ACOS ENERGY, LLC | JCP&L | No | Complete | 2013-12-23 | 2014-03-21 | 2014-04-03 | 2014-04-03
SRP23184 | SREC Solar | PERALTA |  | 5.1 | 0 | Residential | 1 | NEW BRUNSWICK | 8901 | 11 | VIVINT SOLAR | PSE&G BPU | No | Complete | 2013-12-23 | 2015-02-06 | 2015-02-11 | 2015-02-11
SRP23185 | SREC Solar | BERQUIST |  | 6.5 | 0 | Residential | 0 | BRADLEY BEACH | 7720 | 17 | TRINITY HEATING AND AIR | JCP&L | No | Complete | 2013-12-23 | 2014-03-03 | 2014-03-11 | 2014-03-11
SRP23186 | SREC Solar | DASILVA |  | 3.995 | 0 | Residential | 1 | IRVINGTON | 7111 | 9 | VIVINT SOLAR | PSE&G BPU | No | Complete | 2013-12-23 | 2015-02-22 | 2015-04-29 | 2015-04-29
SRP23188 | SREC Solar | YOUNG |  | 7.2 | 0 | Residential | 1 | NEPTUNE | 7753 | 17 | ROOF DIAGNOSTICS INC | AC Electric | No | Complete | 2013-12-23 | 2014-02-20 | 2014-03-14 | 2014-03-14
SRP23189 | SREC Solar | DIAZ |  | 5 | 0 | Residential | 1 | ANDOVER | 7821 | 1 | ROOF DIAGNOSTICS INC | JCP&L | No | Complete | 2013-12-23 | 2014-07-08 | 2014-09-08 | 2014-09-08
SRP23190 | SREC Solar | DEROSA |  | 7.65 | 0 | Residential | 1 | NEWARK | 7105 | 9 | ROOF DIAGNOSTICS INC | PSE&G BPU | No | Complete | 2013-12-23 | 2014-05-27 | 2014-05-30 | 2014-05-30
SRP23191 | SREC Solar | KOBREN-PORTER |  | 4.5 | 0 | Residential | 1 | PT PLEASANT | 8742 | 18 | ROOF DIAGNOSTICS INC | PSE&G BPU | No | Complete | 2013-12-23 | 2014-07-30 | 2014-08-18 | 2014-08-18
SRP23192 | SREC Solar | SINGH |  | 7 | 0 | Residential | 1 | CARTERET | 7008 | 11 | ROOF DIAGNOSTICS INC | PSE&G BPU | No | Complete | 2013-12-23 | 2014-07-09 | 2014-07-17 | 2014-07-17
SRP23194 | SREC Solar | MACKENZIE |  | 4.25 | 0 | Residential | 1 | WEST LONG BRANCH | 7764 | 17 | ROOF DIAGNOSTICS INC | JCP&L | No | Complete | 2013-12-23 | 2014-07-08 | 2014-09-08 | 2014-09-08
SRP23195 | SREC Solar | ROSE |  | 6 | 0 | Residential | 1 | EDISON | 8817 | 11 | ROOF DIAGNOSTICS INC | PSE&G BPU | No | Complete | 2013-12-23 | 2014-09-30 | 2014-10-14 | 2014-10-14
SRP23196 | SREC Solar | GOMEZ |  | 8.5 | 0 | Residential | 1 | MANVILLE | 8835 | 5 | ROOF DIAGNOSTICS INC | PSE&G BPU | No | Complete | 2013-12-23 | 2014-12-30 | 2015-01-15 | 2015-01-15
SRP23197 | SREC Solar | CHIARELLA |  | 11 | 0 | Residential | 1 | PORT MURRAY | 7865 | 2 | ROOF DIAGNOSTICS INC | JCP&L | No | Complete | 2013-12-23 | 2014-07-03 | 2014-08-18 | 2014-08-18
SRP23198 | SREC Solar | NEU |  | 3.5 | 0 | Residential | 1 | BRANCHBURG | 8876 | 5 | ROOF DIAGNOSTICS INC | JCP&L | No | Complete | 2013-12-23 | 2014-12-30 | 2015-01-15 | 2015-01-15
SRP23199 | SREC Solar | ZOGRATOS |  | 3.75 | 0 | Residential | 1 | HACKETTSTOWN | 7840 | 2 | ROOF DIAGNOSTICS INC | JCP&L | No | Complete | 2013-12-23 | 2014-10-08 | 2014-10-16 | 2014-10-16
SRP23201 | SREC Solar | DILELLO |  | 6.5 | 0 | Residential | 1 | NEPTUNE CITY | 7753 | 17 | ROOF DIAGNOSTICS INC | JCP&L | No | Complete | 2013-12-23 | 2014-05-08 | 2014-05-16 | 2014-05-16
SRP23202 | SREC Solar | BARROWS |  | 5 | 0 | Residential | 1 | BURLINGTON | 8016 | 13 | ROOF DIAGNOSTICS INC | PSE&G BPU | No | Complete | 2013-12-23 | 2014-05-21 | 2014-05-29 | 2014-05-29
SRP23204 | SREC Solar | CHAN |  | 8 | 0 | Residential | 0 | PLAINSBORO | 8536 | 11 | ASTON SOLAR | PSE&G BPU | No | Complete | 2013-12-23 | 2014-10-02 | 2014-10-14 | 2014-10-14
SRP23206 | SREC Solar | SHENOY |  | 7.5 | 0 | Residential | 0 | PLAINSBORO | 8536 | 11 | ASTON SOLAR | PSE&G BPU | No | Complete | 2013-12-23 | 2014-09-25 | 2014-10-02 | 2014-10-02
SRP23207 | SREC Solar | RAO |  | 8.75 | 0 | Residential | 0 | PLAINSBORO | 8536 | 11 | ASTON SOLAR | PSE&G BPU | No | Complete | 2013-12-23 | 2014-10-31 | 2014-11-10 | 2014-11-10
SRP23209 | SREC Solar | FRETTE |  | 4 | 0 | Residential | 1 | HIGHLANDS | 7732 | 17 | ROOF DIAGNOSTICS INC | JCP&L | No | Complete | 2013-12-23 | 2014-12-30 | 2015-01-15 | 2015-01-15
SRP23210 | SREC Solar | STIPP |  | 5.75 | 0 | Residential | 1 | TOMS RIVER | 8757 | 18 | ROOF DIAGNOSTICS INC | JCP&L | No | Complete | 2013-12-23 | 2014-10-22 | 2014-11-25 | 2014-11-25
SRP23211 | SREC Solar | NOONAN |  | 5 | 0 | Residential | 1 | BRICK | 8724 | 18 | ROOF DIAGNOSTICS INC | JCP&L | No | Complete | 2013-12-23 | 2014-07-09 | 2014-07-17 | 2014-07-17
SRP23212 | SREC Solar | WANG |  | 4.75 | 0 | Residential | 1 | MORRISTOWN | 7960 | 3 | ROOF DIAGNOSTICS INC | JCP&L | No | Complete | 2013-12-23 | 2014-05-29 | 2014-06-04 | 2014-06-04
SRP23213 | SREC Solar | ATHERAS |  | 5.5 | 0 | Residential | 1 | PT PLEASANT | 8742 | 18 | ROOF DIAGNOSTICS INC | JCP&L | No | Complete | 2013-12-23 | 2014-07-16 | 2014-07-24 | 2014-07-24
SRP23214 | SREC Solar | LEVY |  | 10.75 | 0 | Residential | 1 | HOWELL | 7731 | 17 | ROOF DIAGNOSTICS INC | JCP&L | No | Complete | 2013-12-23 | 2014-07-09 | 2014-07-17 | 2014-07-17
SRP23215 | SREC Solar | TOLEDO |  | 3.5 | 0 | Residential | 1 | KEARNY | 7032 | 8 | ROOF DIAGNOSTICS INC | PSE&G BPU | No | Complete | 2013-12-23 | 2014-06-30 | 2014-07-08 | 2014-07-08
SRP23217 | SREC Solar | POPESCU |  | 9.4 | 0 | Residential | 1 | PORT READING | 7064 | 11 | VIVINT SOLAR | PSE&G BPU | No | Complete | 2013-12-23 | 2014-07-03 | 2014-07-10 | 2014-07-10
SRP23218 | SREC Solar | KOWALSKI |  | 2.75 | 0 | Residential | 1 | UNION | 7083 | 10 | VIVINT SOLAR | PSE&G BPU | No | Complete | 2013-12-23 | 2014-10-08 | 2014-10-17 | 2014-10-17
SRP23220 | SREC Solar | SIEDLEWSKI |  | 5.635 | 0 | Residential | 1 | E. BRUNSWICK | 8816 | 11 | VIVINT SOLAR | PSE&G BPU | No | Complete | 2013-12-23 | 2014-07-03 | 2014-07-16 | 2014-07-16
SRP23221 | SREC Solar | MASTERS |  | 5.88 | 0 | Residential | 1 | PORT READING | 7064 | 11 | VIVINT SOLAR | PSE&G BPU | No | Complete | 2013-12-23 | 2014-07-30 | 2014-08-06 | 2014-08-06
SRP23222 | SREC Solar | PARANTO |  | 6.615 | 0 | Residential | 1 | OAKLYN | 8107 | 14 | SOLARCITY CORPORATION | PSE&G BPU | No | Complete | 2013-12-23 | 2014-05-28 | 2014-06-04 | 2014-06-04
SRP23223 | SREC Solar | PAVLIK |  | 5.88 | 0 | Residential | 1 | CLIFTON | 7013 | 6 | VIVINT SOLAR | PSE&G BPU | No | Complete | 2013-12-23 | 2014-07-03 | 2014-07-16 | 2014-07-16
SRP23225 | SREC Solar | TASHAROFI |  | 10.385 | 0 | Residential | 0 | CLARK | 7066 | 10 | SEA BRIGHT SOLAR, LLC | PSE&G BPU | No | Complete | 2013-12-23 | 2014-08-19 | 2014-08-28 | 2014-08-28
SRP23227 | SREC Solar | PATEL |  | 5.25 | 0 | Residential | 1 | EDISON | 8820 | 11 | ROOF DIAGNOSTICS INC | PSE&G BPU | No | Complete | 2013-12-23 | 2014-07-08 | 2014-07-21 | 2014-07-21
SRP23228 | SREC Solar | OTERO |  | 6 | 0 | Residential | 1 | SAYREVILLE | 8879 | 11 | ROOF DIAGNOSTICS INC | JCP&L | No | Complete | 2013-12-23 | 2015-01-13 | 2015-01-21 | 2015-01-21
SRP23229 | SREC Solar | SIRAGUSA |  | 6.25 | 0 | Residential | 1 | HOWELL | 7731 | 17 | ROOF DIAGNOSTICS INC | JCP&L | No | Complete | 2013-12-23 | 2014-12-30 | 2015-01-15 | 2015-01-15
SRP23230 | SREC Solar | HODGE |  | 6.5 | 0 | Residential | 1 | WILLINGBORO | 8046 | 13 | ROOF DIAGNOSTICS INC | PSE&G BPU | No | Complete | 2013-12-23 | 2014-12-30 | 2015-02-10 | 2015-02-10
SRP23231 | SREC Solar | WEBBER |  | 8.82 | 0 | Residential | 1 | MILLVILLE | 8332 | 20 | SOLARCITY CORPORATION | AC Electric | No | Complete | 2013-12-23 | 2014-01-31 | 2014-02-12 | 2014-02-12
SRP23232 | SREC Solar | HERNANDEZ |  | 3.92 | 0 | Residential | 1 | BRIDGETON | 8302 | 20 | SOLARCITY CORPORATION | AC Electric | No | Complete | 2013-12-23 | 2014-09-08 | 2014-09-17 | 2014-09-17
SRP23234 | SREC Solar | CARROLL |  | 7.14 | 0 | Residential | 1 | HAZLET | 7730 | 17 | VIVINT SOLAR | JCP&L | No | Complete | 2013-12-23 | 2014-11-13 | 2014-12-02 | 2014-12-02
SRP23236 | SREC Solar | DICKINSON |  | 22.185 | 0 | Residential | 1 | DARETOWN | 8318 | 16 | RCL ENTERPRISES INC. | AC Electric | No | Complete | 2013-12-23 | 2014-10-09 | 2014-10-30 | 2014-10-30
SRP23237 | SREC Solar | DECHERT |  | 13.23 | 0 | Residential | 1 | CARTERET | 7008 | 11 | SOLARCITY CORPORATION | PSE&G BPU | No | Complete | 2013-12-23 | 2014-04-16 | 2014-05-01 | 2014-05-01
SRP23238 | SREC Solar | GRAY |  | 6.37 | 0 | Residential | 1 | MT ROYAL | 8061 | 15 | SOLARCITY CORPORATION | AC Electric | No | Complete | 2013-12-23 | 2014-02-28 | 2014-03-13 | 2014-03-13
SRP23239 | SREC Solar | GREEN |  | 6.125 | 0 | Residential | 1 | OCEAN TWP | 8758 | 18 | SOLARCITY CORPORATION | JCP&L | No | Complete | 2013-12-23 | 2014-02-17 | 2014-03-04 | 2014-03-04
SRP23240 | SREC Solar | MARAS |  | 9.065 | 0 | Residential | 1 | LAKEHURST | 8733 | 18 | SOLARCITY CORPORATION | JCP&L | No | Complete | 2013-12-23 | 2014-03-27 | 2014-04-16 | 2014-04-16
SRP23241 | SREC Solar | HEWLETT |  | 9.81 | 0 | Residential | 0 | EGG HARBOR TWP | 8234 | 19 | GEOPEAK ENERGY LLC | AC Electric | No | Complete | 2013-12-23 | 2014-08-04 | 2014-08-12 | 2014-08-12
SRP23242 | SREC Solar | PARKER |  | 6.25 | 0 | Residential | 1 | WOODSTOWN | 8098 | 16 | TRINITY HEATING AND AIR | AC Electric | No | Complete | 2013-12-23 | 2014-03-13 | 2014-03-21 | 2014-03-21
SRP23243 | SREC Solar | LAMACH |  | 12 | 0 | Residential | 1 | N. WILDWOOD | 8260 | 21 | TRINITY HEATING AND AIR | AC Electric | No | Complete | 2013-12-23 | 2014-02-04 | 2014-02-24 | 2014-02-24
SRP23244 | SREC Solar | COOK |  | 6.75 | 0 | Residential | 1 | ATLANTIS | 8087 | 18 | ROOF DIAGNOSTICS INC | AC Electric | No | Complete | 2013-12-23 | 2014-07-22 | 2014-07-30 | 2014-07-30
SRP23245 | SREC Solar | ILARRAZA |  | 5.75 | 0 | Residential | 1 | LINCROFT | 7738 | 17 | SUNGEVITY, INC. | JCP&L | No | Complete | 2013-12-23 | 2014-10-29 | 2014-11-10 | 2014-11-10
SRP23246 | SREC Solar | DEGUZMAN |  | 7.25 | 0 | Residential | 1 | WARETOWN | 8758 | 18 | TRINITY HEATING AND AIR | JCP&L | No | Complete | 2013-12-23 | 2014-02-20 | 2014-03-14 | 2014-03-14
SRP23247 | SREC Solar | AMAROSO |  | 8.25 | 0 | Residential | 1 | PARAMUS | 7652 | 7 | NRG HOME SOLAR | PSE&G BPU | No | Complete | 2013-12-23 | 2015-01-15 | 2015-01-21 | 2015-01-21
SRP23248 | SREC Solar | SHAY |  | 4.16 | 0 | Residential | 1 | MT ARLINGTON | 7856 | 3 | TRINITY HEATING AND AIR | JCP&L | No | Complete | 2013-12-23 | 2014-03-18 | 2014-03-27 | 2014-03-27
SRP23249 | SREC Solar | GAWRONSKI |  | 9 | 0 | Residential | 1 | BRICK | 8724 | 18 | TRINITY HEATING AND AIR | JCP&L | No | Complete | 2013-12-23 | 2014-02-19 | 2014-03-14 | 2014-03-14
SRP23250 | SREC Solar | HERRERA |  | 5 | 0 | Residential | 1 | BRIDGEWATER | 8807 | 5 | TRINITY HEATING AND AIR | PSE&G BPU | No | Complete | 2013-12-23 | 2014-03-13 | 2014-03-21 | 2014-03-21
SRP23251 | SREC Solar | SCHAEFER |  | 13.75 | 0 | Residential | 1 | SOMERSET | 8873 | 5 | TRINITY HEATING AND AIR | PSE&G BPU | No | QC Selected | 2013-12-23 | 2015-04-22
SRP23252 | SREC Solar | COLON |  | 9.5 | 0 | Residential | 1 | TOMS RIVER | 8757 | 18 | TRINITY HEATING AND AIR | JCP&L | No | Complete | 2013-12-23 | 2014-03-04 | 2014-03-27 | 2014-03-27
SRP23253 | SREC Solar | REMALY |  | 11.88 | 0 | Residential | 1 | MULLICA HILL | 8062 | 15 | TRINITY HEATING AND AIR | AC Electric | No | Complete | 2013-12-23 | 2014-10-20 | 2014-11-25 | 2014-11-25
SRP23254 | SREC Solar | MCCAFFERTY |  | 4.75 | 0 | Residential | 0 | ANDOVER | 7821 | 1 | GEORGE J KELLER & SONS | JCP&L | No | Complete | 2013-12-23 | 2014-12-23 | 2015-01-09 | 2015-01-09
SRP23256 | SREC Solar | CURRY |  | 3.5 | 0 | Residential | 1 | ATLANTIC HIGHLANDS | 7716 | 17 | ROOF DIAGNOSTICS INC | JCP&L | No | Complete | 2013-12-23 | 2014-05-22 | 2014-05-30 | 2014-05-30
SRP23257 | SREC Solar | CAIN |  | 5.5 | 0 | Residential | 1 | NEPTUNE TWP | 7753 | 17 | ROOF DIAGNOSTICS INC | JCP&L | No | Complete | 2013-12-23 | 2014-05-29 | 2014-06-04 | 2014-06-04
SRP23258 | SREC Solar | PLANTZ |  | 9 | 0 | Residential | 1 | HOWELL | 7731 | 17 | ROOF DIAGNOSTICS INC | JCP&L | No | Complete | 2013-12-23 | 2014-06-23 | 2014-06-27 | 2014-06-27
SRP23259 | SREC Solar | MCCARTHY |  | 6 | 0 | Residential | 1 | DENVILLE | 7834 | 3 | ROOF DIAGNOSTICS INC | JCP&L | No | Complete | 2013-12-23 | 2014-06-13 | 2014-06-19 | 2014-06-19
SRP23261 | SREC Solar | CASSANO |  | 4.25 | 0 | Residential | 1 | POINT PLEASANT | 8742 | 18 | ROOF DIAGNOSTICS INC | JCP&L | No | Complete | 2013-12-23 | 2014-05-21 | 2014-05-29 | 2014-05-29
SRP23262 | SREC Solar | BALINT |  | 8.75 | 0 | Residential | 1 | SEWAREN | 7077 | 11 | VIVINT SOLAR | PSE&G BPU | No | Complete | 2013-12-23 | 2014-08-13 | 2014-08-19 | 2014-08-19
SRP23263 | SREC Solar | STUDER |  | 5.5 | 0 | Residential | 1 | JACKSON | 8527 | 18 | ROOF DIAGNOSTICS INC | JCP&L | No | Complete | 2013-12-23 | 2014-07-08 | 2014-08-04 | 2014-08-04
SRP23264 | SREC Solar | REDDY |  | 7.5 | 0 | Residential | 1 | WATCHUNG | 7069 | 5 | ROOF DIAGNOSTICS INC | PSE&G BPU | No | Complete | 2013-12-23 | 2014-06-13 | 2014-06-19 | 2014-06-19
SRP23265 | SREC Solar | WARFLE |  | 8.82 | 0 | Residential | 1 | BRIDGETON | 8302 | 20 | SOLARCITY CORPORATION | AC Electric | No | Complete | 2013-12-23 | 2014-05-13 | 2014-05-22 | 2014-05-22
SRP23267 | SREC Solar | GERMEK |  | 4.5 | 0 | Residential | 1 | RARITAN | 8869 | 5 | ROOF DIAGNOSTICS INC | PSE&G BPU | No | Complete | 2013-12-23 | 2014-07-09 | 2014-07-22 | 2014-07-22
SRP23271 | SREC Solar | TRANK |  | 6.63 | 0 | Residential | 1 | HAZLET | 7730 | 17 | VIVINT SOLAR | JCP&L | No | Complete | 2013-12-23 | 2014-09-30 | 2014-10-14 | 2014-10-14
SRP23273 | SREC Solar | CUNNINGHAM |  | 10 | 0 | Residential | 0 | HASBROUCK HEIGHTS | 7604 | 7 | BARRIER ELECTRIC | PSE&G BPU | No | Complete | 2013-12-23 | 2014-08-01 | 2014-08-07 | 2014-08-07
SRP23274 | SREC Solar | GOODMAN |  | 7.84 | 0 | Residential | 1 | TOMS RIVER | 8757 | 18 | SOLARCITY CORPORATION | JCP&L | No | Complete | 2013-12-23 | 2014-04-04 | 2014-04-21 | 2014-04-21
SRP23275 | SREC Solar | SCHANK |  | 9 | 0 | Residential | 1 | LOGAN | 8085 | 15 | TRINITY HEATING AND AIR | AC Electric | No | Complete | 2013-12-23 | 2014-03-03 | 2014-03-12 | 2014-03-12
SRP23276 | SREC Solar | TURNBULL |  | 5.5 | 0 | Residential | 1 | INDIAN MILLS | 8088 | 13 | TRINITY HEATING AND AIR | AC Electric | No | Complete | 2013-12-23 | 2014-04-02 | 2014-04-10 | 2014-04-10
SRP23278 | SREC Solar | PRECONE |  | 6.75 | 0 | Residential | 1 | COLONIA | 7067 | 10 | TRINITY HEATING AND AIR | PSE&G BPU | No | Complete | 2013-12-23 | 2014-03-13 | 2014-03-21 | 2014-03-21
SRP23285 | SREC Solar | LIN |  | 3.5 | 0 | Residential | 1 | E BRUNSWICK | 8816 | 11 | VIVINT SOLAR | PSE&G BPU | No | Complete | 2013-12-23 | 2014-07-30 | 2014-08-07 | 2014-08-07
SRP23286 | SREC Solar | PACIFICO |  | 8.415 | 0 | Residential | 1 | HAZLET | 7730 | 17 | VIVINT SOLAR | JCP&L | No | Complete | 2013-12-23 | 2014-10-21 | 2014-11-04 | 2014-11-04
SRP23288 | SREC Solar | GAROFALO |  | 9.87 | 0 | Residential | 1 | NUTLEY | 7110 | 9 | VIVINT SOLAR | PSE&G BPU | No | Complete | 2013-12-23 | 2014-07-23 | 2014-07-30 | 2014-07-30
SRP23289 | SREC Solar | ROTNOFSKY |  | 5.5 | 0 | Residential | 1 | SOMERSET | 8873 | 5 | TRINITY HEATING AND AIR | PSE&G BPU | No | Complete | 2013-12-23 | 2014-03-06 | 2014-03-27 | 2014-03-27
SRP23290 | SREC Solar | VAUGHN |  | 9.49 | 0 | Residential | 1 | EAST BRUNSWICK | 8816 | 11 | ROOF DIAGNOSTICS INC | PSE&G BPU | No | Complete | 2013-12-23 | 2015-01-06 | 2015-01-13 | 2015-01-13
SRP23292 | SREC Solar | GENOVESE |  | 5.75 | 0 | Residential | 1 | JACKSON | 8527 | 18 | TRINITY HEATING AND AIR | JCP&L | No | Complete | 2013-12-23 | 2014-01-20 | 2014-01-30 | 2014-01-30
SRP23293 | SREC Solar | ARMSTRONG |  | 6.75 | 0 | Residential | 1 | FRANKLIN TWP | 8873 | 5 | ROOF DIAGNOSTICS INC | PSE&G BPU | No | Complete | 2013-12-23 | 2014-09-04 | 2014-09-12 | 2014-09-12
SRP23294 | SREC Solar | CLARK |  | 6.25 | 0 | Residential | 1 | JACKSON | 8527 | 18 | ROOF DIAGNOSTICS INC | JCP&L | No | Complete | 2013-12-23 | 2014-04-07 | 2014-04-16 | 2014-04-16
SRP23295 | SREC Solar | WESTNER |  | 9.25 | 0 | Residential | 1 | PARAMUS | 7652 | 7 | ROOF DIAGNOSTICS INC | PSE&G BPU | No | Complete | 2013-12-23 | 2014-05-19 | 2014-06-13 | 2014-06-13
SRP23297 | SREC Solar | WHITE |  | 3.75 | 0 | Residential | 1 | HEWITT | 7421 | 6 | ROOF DIAGNOSTICS INC | Orange & Rockland Elec | No | Complete | 2013-12-23 | 2014-07-30 | 2014-08-08 | 2014-08-08
SRP23298 | SREC Solar | TRAPANI |  | 7.5 | 0 | Residential | 1 | BRIDGEWATER | 8807 | 5 | ROOF DIAGNOSTICS INC | PSE&G BPU | No | Complete | 2013-12-23 | 2014-05-19 | 2014-05-22 | 2014-05-22
SRP23299 | SREC Solar | MONTE |  | 6.25 | 0 | Residential | 1 | COLONIA | 7067 | 10 | TRINITY HEATING AND AIR | PSE&G BPU | No | Complete | 2013-12-23 | 2014-03-17 | 2014-03-25 | 2014-03-25
SRP23300 | SREC Solar | AHERN |  | 5.865 | 0 | Residential | 1 | UNION | 7083 | 10 | VIVINT SOLAR | PSE&G BPU | No | Complete | 2013-12-23 | 2014-07-03 | 2014-07-17 | 2014-07-17
SRP23311 | SREC Solar | GOTTLIEB |  | 9.75 | 0 | Residential | 0 | LIVINGSTON | 7039 | 9 | ENERGY CUBED | JCP&L | No | Complete | 2013-12-23 | 2014-06-13 | 2014-06-18 | 2014-06-18
SRP23315 | SREC Solar | FUHRMAN |  | 37.278 | 0 | Residential | 0 | FLEMINGTON | 8822 | 4 | GREEN POWER ENERGY LLC | JCP&L | No | Complete | 2013-12-23 | 2014-10-28 | 2014-11-04 | 2014-11-04
SRP23317 | SREC Solar | BOLEY |  | 4 | 0 | Residential | 1 | AVENEL | 7001 | 11 | ROOF DIAGNOSTICS INC | PSE&G BPU | No | Complete | 2013-12-23 | 2014-07-16 | 2014-08-27 | 2014-08-27
SRP23319 | SREC Solar | KYLER |  | 3.12 | 0 | Residential | 1 | HADDON TWP | 8108 | 14 | PARADISE SOLAR LLC | PSE&G BPU | No | Complete | 2013-12-23 | 2014-01-16 | 2014-01-29 | 2014-01-29
SRP23320 | SREC Solar | SCOTT |  | 2.45 | 0 | Residential | 1 | MAGNOLIA | 8049 | 14 | SOLARCITY CORPORATION | PSE&G BPU | No | Complete | 2013-12-23 | 2014-04-03 | 2014-04-21 | 2014-04-21
SRP23321 | SREC Solar | NEUBAUER |  | 4.9 | 0 | Residential | 1 | NORTH ARLINGTON | 7031 | 7 | SOLARCITY CORPORATION | PSE&G BPU | No | Complete | 2013-12-23 | 2014-06-30 | 2014-07-08 | 2014-07-08
SRP23322 | SREC Solar | COUSE |  | 4.59 | 0 | Residential | 1 | MAGNOLIA | 8049 | 14 | RCL ENTERPRISES INC. | PSE&G BPU | No | Complete | 2013-12-23 | 2014-05-13 | 2014-05-16 | 2014-05-16
SRP23324 | SREC Solar | SUTARIA |  | 4 | 0 | Residential | 1 | PARAMUS | 7652 | 7 | ROOF DIAGNOSTICS INC | PSE&G BPU | No | Complete | 2013-12-23 | 2014-09-12 | 2014-09-19 | 2014-09-19
SRP23325 | SREC Solar | FIORE |  | 8 | 0 | Residential | 1 | JACKSON | 8527 | 18 | TRINITY HEATING AND AIR | JCP&L | No | Complete | 2013-12-23 | 2014-02-24 | 2014-03-12 | 2014-03-12
SRP23326 | SREC Solar | NAPOLITANO |  | 10.965 | 0 | Residential | 1 | CAPE MAY COURT HOUSE | 8210 | 21 | RCL ENTERPRISES INC. | AC Electric | No | Complete | 2013-12-23 | 2014-05-01 | 2014-05-08 | 2014-05-08
SRP23327 | SREC Solar | FISHER |  | 9 | 0 | Residential | 1 | HADDONFIELD | 8033 | 14 | TRINITY HEATING AND AIR | PSE&G BPU | No | Complete | 2013-12-23 | 2014-03-17 | 2014-03-25 | 2014-03-25
SRP23328 | SREC Solar | MUSILLI |  | 8.75 | 0 | Residential | 1 | MATAWAN | 7747 | 17 | TRINITY HEATING AND AIR | JCP&L | No | Complete | 2013-12-23 | 2014-06-25 | 2014-07-02 | 2014-07-02
SRP23329 | SREC Solar | MCCAFFERTY |  | 9.25 | 0 | Residential | 1 | JACKSON | 8527 | 18 | TRINITY HEATING AND AIR | JCP&L | No | Complete | 2013-12-23 | 2014-03-06 | 2014-03-27 | 2014-03-27
SRP23330 | SREC Solar | COLLINS |  | 13.23 | 0 | Residential | 1 | CHERRY HILL | 8002 | 14 | SOLARCITY CORPORATION | PSE&G BPU | No | Complete | 2013-12-23 | 2014-03-12 | 2014-05-13 | 2014-05-13
SRP23331 | SREC Solar | DIAZ |  | 5.75 | 0 | Residential | 1 | BAYVILLE | 8721 | 18 | ROOF DIAGNOSTICS INC | JCP&L | No | Complete | 2013-12-23 | 2014-05-27 | 2014-06-17 | 2014-06-17
SRP23332 | SREC Solar | CAMPANILE |  | 4.41 | 0 | Residential | 1 | MIDDLETOWN | 7748 | 17 | SOLARCITY CORPORATION | JCP&L | No | Complete | 2013-12-23 | 2014-04-08 | 2014-04-18 | 2014-04-18
SRP23333 | SREC Solar | LEE |  | 19.11 | 0 | Residential | 1 | MIDDLE TOWNSHIP | 8242 | 21 | SOLARCITY CORPORATION | AC Electric | No | Complete | 2013-12-23 | 2014-07-23 | 2014-09-16 | 2014-09-16
SRP23334 | SREC Solar | MOORE |  | 17.85 | 0 | Residential | 1 | PORT NORRIS | 8349 | 20 | RCL ENTERPRISES INC. | AC Electric | No | Complete | 2013-12-23 | 2014-07-14 | 2014-07-22 | 2014-07-22
SRP23335 | SREC Solar | DUNKLEY |  | 7 | 0 | Residential | 1 | WINSLOW TWP | 8081 | 14 | SOLARCITY CORPORATION | AC Electric | No | Complete | 2013-12-23 | 2014-05-23 | 2014-06-03 | 2014-06-03
SRP23336 | SREC Solar | FULLER |  | 6.86 | 0 | Residential | 1 | WILLINGBORO | 8046 | 13 | SOLARCITY CORPORATION | PSE&G BPU | No | Complete | 2013-12-23 | 2014-03-13 | 2014-03-27 | 2014-03-27
SRP23337 | SREC Solar | HENDRICKSON |  | 11.515 | 0 | Residential | 1 | FRENCHTOWN | 8825 | 4 | PRO CUSTOM SOLAR | JCP&L | No | Complete | 2013-12-23 | 2014-08-21 | 2014-09-22 | 2014-09-22
SRP23338 | SREC Solar | MOLLIS |  | 6.5 | 0 | Residential | 1 | LAURENCE HARBOR | 8879 | 11 | TRINITY HEATING AND AIR | JCP&L | No | Complete | 2013-12-23 | 2014-03-03 | 2014-03-11 | 2014-03-11
SRP23339 | SREC Solar | MACKOW |  | 8.5 | 0 | Residential | 1 | PARKERTOWN | 8087 | 18 | ROOF DIAGNOSTICS INC | AC Electric | No | Complete | 2013-12-23 | 2014-05-19 | 2014-05-22 | 2014-05-22
SRP23340 | SREC Solar | BATTAGLIA |  | 6.5 | 0 | Residential | 1 | HALDEN | 7508 | 6 | TRINITY HEATING AND AIR | PSE&G BPU | No | Complete | 2013-12-23 | 2014-04-18 | 2014-04-25 | 2014-04-25
SRP23341 | SREC Solar | BAYONE |  | 6 | 0 | Residential | 1 | LAKEWOOD | 8701 | 18 | ROOF DIAGNOSTICS INC | JCP&L | No | Complete | 2013-12-23 | 2014-05-01 | 2014-05-08 | 2014-05-08
SRP23343 | SREC Solar | GUILMARTIN | MUSIC & MOVEMENT CENTERS LLC | 123.48 | 0 | Commercial | 0 | HOPEWELL | 8525 | 12 | GREEN POWER ENERGY LLC | PSE&G BPU | No | Complete | 2013-12-30 | 2014-09-04 | 2014-09-16 | 2014-09-16
SRP23344 | SREC Solar | DEEM |  | 3.84 | 0 | Residential | 1 | SCOTCH PLAINS | 7076 | 10 | NEW JERSEY CLEAN ENERGY SOLUTIONS | PSE&G BPU | No | Complete | 2013-12-30 | 2014-06-19 | 2014-07-09 | 2014-07-09
SRP23345 | SREC Solar | GRUBESICH |  | 3.36 | 0 | Residential | 1 | SO. PLAINFIELD | 7080 | 11 | NEW JERSEY CLEAN ENERGY SOLUTIONS | PSE&G BPU | No | Complete | 2013-12-30 | 2014-07-03 | 2014-07-11 | 2014-07-11
SRP23346 | SREC Solar | KATA |  | 11.475 | 0 | Residential | 1 | MANCHESTER | 8759 | 18 | SEA BRIGHT SOLAR, LLC | JCP&L | No | Complete | 2013-12-30 | 2014-05-08 | 2014-05-16 | 2014-05-16
SRP23347 | SREC Solar | ZACIOS |  | 9.75 | 0 | Residential | 0 | BRIDGEWATER | 8807 | 5 | TRINITY HEATING AND AIR | JCP&L | No | Complete | 2013-12-30 | 2014-03-06 | 2014-03-27 | 2014-03-27
SRP23348 | SREC Solar | MING |  | 6.48 | 0 | Residential | 1 | PISCATAWAY | 8854 | 11 | NEW JERSEY CLEAN ENERGY SOLUTIONS | PSE&G BPU | No | Complete | 2013-12-30 | 2014-06-19 | 2014-07-23 | 2014-07-23
SRP23349 | SREC Solar | DILLIPLANE |  | 8.16 | 0 | Residential | 1 | HOWELL | 7731 | 17 | NEW JERSEY CLEAN ENERGY SOLUTIONS | JCP&L | No | Complete | 2013-12-30 | 2014-12-04 | 2014-12-11 | 2014-12-11
SRP23350 | SREC Solar | HASSAN |  | 4.165 | 0 | Residential | 1 | TEANECK TWP | 7666 | 7 | SOLARCITY CORPORATION | PSE&G BPU | No | Complete | 2013-12-30 | 2014-03-27 | 2014-04-08 | 2014-04-08
SRP23351 | SREC Solar | CHENG |  | 4.32 | 0 | Residential | 1 | PRINCETON | 8540 | 12 | NEW JERSEY CLEAN ENERGY SOLUTIONS | PSE&G BPU | No | Complete | 2013-12-30 | 2014-08-28 | 2014-09-08 | 2014-09-08
SRP23352 | SREC Solar | SCOLAMIERO |  | 5.39 | 0 | Residential | 1 | OCEAN | 7756 | 17 | RELIABLE POWER SERVICES, INC. | JCP&L | No | Complete | 2013-12-30 | 2014-03-21 | 2014-04-04 | 2014-04-04
SRP23353 | SREC Solar | SCOTT |  | 6.37 | 0 | Residential | 1 | MIDDLETOWN | 7748 | 17 | RELIABLE POWER SERVICES, INC. | JCP&L | No | Complete | 2013-12-30 | 2014-02-10 | 2014-02-20 | 2014-02-20
SRP23354 | SREC Solar | WONG |  | 6.25 | 0 | Residential | 0 | PLAINSBORO | 8536 | 11 | ASTON SOLAR | PSE&G BPU | No | Complete | 2013-12-30 | 2014-09-25 | 2014-10-22 | 2014-10-22
SRP23355 | SREC Solar | DILWORTH |  | 14.025 | 0 | Residential | 1 | CAPE MAY | 8204 | 21 | ACOS ENERGY, LLC | AC Electric | No | Complete | 2013-12-30 | 2014-11-20 | 2014-12-04 | 2014-12-04
SRP23356 | SREC Solar | DILL |  | 4.41 | 0 | Residential | 1 | MANTUA | 8051 | 15 | SOLARCITY CORPORATION | AC Electric | No | Complete | 2013-12-30 | 2014-04-11 | 2014-04-22 | 2014-04-22
SRP23357 | SREC Solar | CORBETT |  | 11.475 | 0 | Residential | 1 | EGG HARBOR TWP | 8234 | 19 | ACOS ENERGY, LLC | AC Electric | No | Complete | 2013-12-30 | 2014-04-16 | 2014-04-22 | 2014-04-22
SRP23358 | SREC Solar | MENDEZ |  | 4.9 | 0 | Residential | 1 | PENNSAUKEN TOWNSHIP | 8109 | 14 | SOLARCITY CORPORATION | PSE&G BPU | No | Complete | 2013-12-30 | 2014-03-13 | 2014-03-27 | 2014-03-27
SRP23359 | SREC Solar | JACKSON |  | 19.355 | 0 | Residential | 1 | BURLINGTON | 8016 | 13 | SOLARCITY CORPORATION | PSE&G BPU | No | Complete | 2013-12-30 | 2014-04-21 | 2014-05-01 | 2014-05-01
SRP23360 | SREC Solar | MATEU |  | 3.92 | 0 | Residential | 1 | ENGLEWOOD | 7631 | 7 | SOLARCITY CORPORATION | PSE&G BPU | No | Complete | 2013-12-30 | 2014-04-16 | 2014-04-29 | 2014-04-29
SRP23362 | SREC Solar | KHUBLALL |  | 9.555 | 0 | Residential | 1 | MORRIS PLAINS | 7950 | 3 | SOLARCITY CORPORATION | JCP&L | No | Complete | 2013-12-30 | 2014-02-11 | 2014-02-19 | 2014-02-19
SRP23363 | SREC Solar | BOUTROS |  | 11.27 | 0 | Residential | 1 | EAST BRUNSWICK | 8816 | 11 | SOLARCITY CORPORATION | JCP&L | No | Complete | 2013-12-30 | 2014-04-28 | 2014-05-22 | 2014-05-22
SRP23364 | SREC Solar | STAVOLA JR |  | 5.145 | 0 | Residential | 1 | BLACKWOOD | 8012 | 14 | SOLARCITY CORPORATION | PSE&G BPU | No | Complete | 2013-12-30 | 2014-07-11 | 2014-07-22 | 2014-07-22
SRP23365 | SREC Solar | MARTOGLIO | CENTRAL ORANGE VILLAGE II LLC | 1.02 | 0 | Residential | 0 | ORANGE | 7050 | 9 | MERCHANT ELECTRIC & LIGHTING SERVICE INC | PSE&G BPU | No | Complete | 2013-12-30 | 2014-06-25 | 2014-08-01 | 2014-08-01
SRP23367 | SREC Solar | SELLS |  | 13.5 | 0 | Residential | 1 | MAYS LANDING | 8330 | 19 | GO SOLAR ELECTRIC, LLC | AC Electric | No | Complete | 2013-12-30 | 2014-07-14 | 2014-09-02 | 2014-09-02
SRP23368 | SREC Solar | MARTIGLIO | CENTRAL ORANGE VILLAGE II LLC | 2.55 | 0 | Residential | 0 | ORANGE | 7050 | 9 | MERCHANT ELECTRIC & LIGHTING SERVICE INC | PSE&G BPU | No | Complete | 2013-12-30 | 2014-12-19 | 2015-01-07 | 2015-01-07
SRP23369 | SREC Solar | MARTOGLIO | CENTRAL ORANGE VILLAGE II LLC | 3.315 | 0 | Residential | 0 | ORANGE | 7050 | 9 | MERCHANT ELECTRIC & LIGHTING SERVICE INC | PSE&G BPU | No | Complete | 2013-12-30 | 2014-12-19 | 2015-01-07 | 2015-01-07
SRP23370 | SREC Solar | MARTOGLIO | CENTRAL ORANGE VILLAGE II LLC | 3.315 | 0 | Residential | 0 | ORANGE | 7050 | 9 | MERCHANT ELECTRIC & LIGHTING SERVICE INC | PSE&G BPU | No | Complete | 2013-12-30 | 2015-03-14 | 2015-03-26 | 2015-03-26
SRP23372 | SREC Solar | NATUSCH |  | 6.25 | 0 | Residential | 1 | TOMS RIVER | 8753 | 18 | KOPP ELECTRIC COMPANY | JCP&L | No | Complete | 2013-12-30 | 2014-04-10 | 2014-04-17 | 2014-04-17
SRP23374 | SREC Solar | STICH |  | 7.395 | 0 | Residential | 1 | SHREWSBURY | 7702 | 17 | RELIABLE POWER SERVICES, INC. | JCP&L | No | Complete | 2013-12-30 | 2014-02-19 | 2014-03-03 | 2014-03-03
SRP23375 | SREC Solar | MACDONALD |  | 9.555 | 0 | Residential | 1 | BAYVILLE | 8721 | 18 | RELIABLE POWER SERVICES, INC. | JCP&L | No | Complete | 2013-12-30 | 2014-02-28 | 2014-03-12 | 2014-03-12
SRP23376 | SREC Solar | GRIPPA |  | 2.205 | 0 | Residential | 1 | OCEAN GROVE | 7756 | 17 | SOLARCITY CORPORATION | JCP&L | No | Complete | 2013-12-30 | 2014-12-19 | 2015-01-09 | 2015-01-09
SRP23377 | SREC Solar | GOLOMBECK |  | 5.232 | 0 | Residential | 0 | CLIFTON | 7014 | 6 | TRINITY HEATING AND AIR | PSE&G BPU | No | Complete | 2013-12-30 | 2014-04-04 | 2014-05-01 | 2014-05-01
SRP23378 | SREC Solar | PATEL |  | 4.9 | 0 | Residential | 1 | BURLINGTON TOWNSHIP | 8016 | 13 | SOLARCITY CORPORATION | PSE&G BPU | No | Complete | 2013-12-30 | 2014-04-04 | 2014-04-18 | 2014-04-18
SRP23379 | SREC Solar | BRANCO |  | 5.145 | 0 | Residential | 1 | ELIZABETH | 7208 | 10 | SOLARCITY CORPORATION | PSE&G BPU | No | Complete | 2013-12-30 | 2014-04-01 | 2014-04-08 | 2014-04-08
SRP23380 | SREC Solar | SAVONA |  | 8 | 0 | Residential | 1 | JACKSON | 8527 | 18 | SOLARCITY CORPORATION | JCP&L | No | Complete | 2013-12-30 | 2014-06-03 | 2014-06-06 | 2014-06-06
SRP23382 | SREC Solar | GARCIA |  | 6.615 | 0 | Residential | 1 | BLOOMFIELD | 7003 | 9 | SOLARCITY CORPORATION | PSE&G BPU | No | Complete | 2013-12-30 | 2014-07-17 | 2014-09-19 | 2014-09-19
SRP23383 | SREC Solar | MCCOY-BOYLE | WINSLOW TOWNSHIP BOARD OF ED | 232.4 | 0 | School Public K-12 | 1 | BERLIN | 8009 | 14 | GEHRLICHER SOLAR AMERICA CORP. | AC Electric | No | Complete | 2013-12-30 | 2014-07-23 | 2014-07-30 | 2014-07-30
SRP23384 | SREC Solar | MCCOY-BOYLE | WINSLOW TWP BOE | 533.33 | 0 | School Public K-12 | 1 | ATCO | 8004 | 14 | GEHRLICHER SOLAR AMERICA CORP. | AC Electric | No | Complete | 2013-12-30 | 2014-08-01 | 2014-08-07 | 2014-08-07
SRP23385 | SREC Solar | MCCOY-BOYLE | WINSLOW TOWNSHIP BOARD OF ED | 820.54 | 0 | School Public K-12 | 1 | ATCO | 8004 | 14 | GEHRLICHER SOLAR AMERICA CORP. | AC Electric | No | Complete | 2013-12-30 | 2014-08-05 | 2014-08-12 | 2014-08-12
SRP23386 | SREC Solar | MCCOY-BOYLE | WINSLOW TOWNSHIP BOARD OF ED | 215.32 | 0 | School Public K-12 | 1 | SICKLERVILLE | 8081 | 14 | GEHRLICHER SOLAR AMERICA CORP. | AC Electric | No | Complete | 2013-12-30 | 2014-07-02 | 2014-07-11 | 2014-07-11
SRP23387 | SREC Solar | MCCOY-BOYLE | WINSLOW TOWNSHIP BOARD OF ED | 163.73 | 0 | School Public K-12 | 1 | BLUE ANCHOR | 8037 | 19 | GEHRLICHER SOLAR AMERICA CORP. | AC Electric | No | Complete | 2013-12-30 | 2014-07-23 | 2014-07-25 | 2014-07-25
SRP23388 | SREC Solar | MCCOY-BOYLE | WINSLOW TOWNSHIP BOARD OF ED | 163.73 | 0 | School Public K-12 | 1 | SICKLERVILLE | 8081 | 14 | GEHRLICHER SOLAR AMERICA CORP. | AC Electric | No | Complete | 2013-12-30 | 2014-07-23 | 2014-08-26 | 2014-08-26
SRP23389 | SREC Solar | VAN AUKEN | ANDOVER REGIONAL BOARD OF ED | 222.18 | 0 | School Public K-12 | 1 | NEWTON | 7860 | 1 | GEHRLICHER SOLAR AMERICA CORP. | JCP&L | No | Complete | 2013-12-30 | 2014-08-01 | 2014-08-07 | 2014-08-07
SRP23390 | SREC Solar | MCCOY-BOYLE | WINSLOW TOWNSHIP BOARD OF ED | 277.06 | 0 | School Public K-12 | 1 | SICKLERVILLE | 8081 | 14 | GEHRLICHER SOLAR AMERICA CORP. | AC Electric | No | Complete | 2013-12-30 | 2014-07-02 | 2014-07-10 | 2014-07-10
SRP23391 | SREC Solar | MCCOY-BOYLE | WINSLOW TOWNSHIP BOARD OF ED | 208.25 | 0 | School Public K-12 | 1 | SICKLERVILLE | 8081 | 14 | GEHRLICHER SOLAR AMERICA CORP. | AC Electric | No | Complete | 2013-12-30 | 2014-07-22 | 2014-07-30 | 2014-07-30
SRP23392 | SREC Solar | VAN AUKEN | LONG POND SCHOOL | 369.25 | 0 | School Public K-12 | 1 | NEWTON | 7860 | 1 | GEHRLICHER SOLAR AMERICA CORP. | JCP&L | No | Complete | 2013-12-30 | 2014-08-01 | 2014-08-08 | 2014-08-08
SRP23393 | SREC Solar | FARRELL |  | 12.495 | 0 | Residential | 1 | DEL HAVEN | 8251 | 21 | ALLSEASON CONSTRUCTION | AC Electric | No | Complete | 2013-12-30 | 2014-06-12 | 2014-06-18 | 2014-06-18
SRP23394 | SREC Solar | CANTATORE |  | 13.005 | 0 | Residential | 1 | EHT | 8234 | 19 | ALLSEASON CONSTRUCTION | AC Electric | No | Complete | 2013-12-30 | 2014-09-09 | 2014-09-16 | 2014-09-16
SRP23395 | SREC Solar | SHEPPARD |  | 7.905 | 0 | Residential | 1 | NEWPORT | 8345 | 20 | ALLSEASON CONSTRUCTION | AC Electric | No | Complete | 2013-12-30 | 2014-07-09 | 2014-07-22 | 2014-07-22
SRP23396 | SREC Solar | AHO |  | 5.61 | 0 | Residential | 1 | LEHT | 8087 | 18 | ALLSEASON CONSTRUCTION | AC Electric | No | Complete | 2013-12-30 | 2014-05-09 | 2014-05-13 | 2014-05-13
SRP23397 | SREC Solar | DALIESSIO |  | 9.75 | 0 | Residential | 1 | RIVERDALE | 7457 | 3 | GEOSCAPE SOLAR | JCP&L | No | Complete | 2013-12-30 | 2014-07-01 | 2014-07-09 | 2014-07-09
SRP23398 | SREC Solar | TESTA |  | 9 | 0 | Residential | 1 | LINWOOD | 8221 | 19 | GREENPOINT ENERGY | AC Electric | No | Complete | 2013-12-30 | 2014-04-24 | 2014-04-30 | 2014-04-30
SRP23399 | SREC Solar | GARY |  | 9.945 | 0 | Residential | 1 | WOOLWICH TWP | 8085 | 15 | RCL ENTERPRISES INC. | AC Electric | No | Complete | 2013-12-30 | 2014-05-13 | 2014-05-16 | 2014-05-16
SRP23400 | SREC Solar | WOOD |  | 8.16 | 0 | Residential | 1 | SALEM | 8079 | 16 | RCL ENTERPRISES INC. | AC Electric | No | Complete | 2013-12-30 | 2014-05-13 | 2014-05-21 | 2014-05-21
SRP23401 | SREC Solar | HOWLETT |  | 9.18 | 0 | Residential | 1 | MAYS LANDING | 8330 | 19 | ALLSEASON CONSTRUCTION | AC Electric | No | Complete | 2013-12-30 | 2014-06-12 | 2014-06-18 | 2014-06-18
SRP23402 | SREC Solar | HESSION |  | 8.415 | 0 | Residential | 1 | BARNEGAT | 8005 | 18 | ALLSEASON CONSTRUCTION | AC Electric | No | Complete | 2013-12-30 | 2014-07-16 | 2014-07-24 | 2014-07-24
SRP23403 | SREC Solar | DAVE |  | 7.14 | 0 | Residential | 1 | MAYS LANDING | 8330 | 19 | ALLSEASON CONSTRUCTION | AC Electric | No | Complete | 2013-12-30 | 2014-09-26 | 2014-10-20 | 2014-10-20
SRP23404 | SREC Solar | HERM |  | 6.63 | 0 | Residential | 1 | RIO GRANDE | 8242 | 21 | ALLSEASON CONSTRUCTION | AC Electric | No | Complete | 2013-12-30 | 2014-07-23 | 2014-07-30 | 2014-07-30
SRP23405 | SREC Solar | MULVIHILL |  | 7.84 | 0 | Residential | 1 | GALLOWAY | 8205 | 19 | ALLSEASON CONSTRUCTION | AC Electric | No | Complete | 2013-12-30 | 2014-04-22 | 2014-04-25 | 2014-04-25
SRP23406 | SREC Solar | SANCHEZ |  | 5.39 | 0 | Residential | 1 | GALLOWAY | 8205 | 19 | ALLSEASON CONSTRUCTION | AC Electric | No | Complete | 2013-12-30 | 2014-03-19 | 2014-04-07 | 2014-04-07
SRP23407 | SREC Solar | WAITE |  | 15.555 | 0 | Residential | 1 | WHITING | 8759 | 18 | ALLSEASON CONSTRUCTION | JCP&L | No | Complete | 2013-12-30 | 2014-12-23 | 2015-02-02 | 2015-02-02
SRP23408 | SREC Solar | GILLECE |  | 6.12 | 0 | Residential | 1 | LEHT | 8087 | 18 | ALLSEASON CONSTRUCTION | AC Electric | No | Complete | 2013-12-30 | 2014-07-16 | 2014-08-04 | 2014-08-04
SRP23409 | SREC Solar | BAKI |  | 11.475 | 0 | Residential | 1 | TURNERSVILLE | 8012 | 14 | ALLSEASON CONSTRUCTION | AC Electric | No | Complete | 2013-12-30 | 2014-09-11 | 2014-09-17 | 2014-09-17
SRP23410 | SREC Solar | DRIEVER |  | 6.86 | 0 | Residential | 1 | GALLOWAY | 8205 | 19 | ALLSEASON CONSTRUCTION | AC Electric | No | Complete | 2013-12-30 | 2014-03-12 | 2014-03-25 | 2014-03-25
SRP23411 | SREC Solar | FERNANDEZ |  | 6.24 | 0 | Residential | 1 | PLEASANTVILLE | 8232 | 19 | ALLSEASON CONSTRUCTION | AC Electric | No | Complete | 2013-12-30 | 2014-01-28 | 2014-02-18 | 2014-02-18
SRP23413 | SREC Solar | ROTH |  | 5.75 | 0 | Residential | 1 | RIDGEWOOD | 7450 | 7 | ROOF DIAGNOSTICS INC | PSE&G BPU | No | Complete | 2013-12-30 | 2014-06-30 | 2014-07-08 | 2014-07-08
SRP23414 | SREC Solar | REFFLER | COOPER ELECTRIC SUPPLY | 48.96 | 0 | Commercial | 0 | MONROE | 8831 | 11 | RELIABLE POWER SERVICES, INC. | JCP&L | No | Complete | 2013-12-30 | 2014-09-30 | 2014-10-30 | 2014-10-30
SRP23415 | SREC Solar | KIEDAISCH |  | 11.475 | 0 | Residential | 1 | EHT | 8234 | 19 | ALLSEASON CONSTRUCTION | AC Electric | No | Complete | 2013-12-30 | 2014-08-05 | 2014-09-16 | 2014-09-16
SRP23416 | SREC Solar | MEHTA |  | 5.5 | 0 | Residential | 1 | HARVEY CEDARS | 8008 | 18 | ROOF DIAGNOSTICS INC | AC Electric | No | Complete | 2013-12-30 | 2014-11-03 | 2014-11-10 | 2014-11-10
SRP23417 | SREC Solar | FALKOWITZ |  | 8.085 | 0 | Residential | 1 | ALLENTOWN | 8501 | 17 | TRINITY HEATING AND AIR | PSE&G BPU | No | Complete | 2013-12-30 | 2014-03-04 | 2014-03-18 | 2014-03-18
SRP23418 | SREC Solar | BAMERT |  | 12.24 | 0 | Residential | 1 | PARSIPPANY | 7054 | 3 | ROOF DIAGNOSTICS INC | JCP&L | No | Complete | 2013-12-30 | 2015-01-13 | 2015-04-15 | 2015-04-15
SRP23419 | SREC Solar | DELLAQUILA |  | 7.75 | 0 | Residential | 1 | JACKSON | 8527 | 18 | TRINITY HEATING AND AIR | JCP&L | No | Complete | 2013-12-30 | 2014-01-28 | 2014-02-11 | 2014-02-11
SRP23420 | SREC Solar | GULLIFORD |  | 8.75 | 0 | Residential | 1 | PISCATAWAY | 8854 | 11 | TRINITY HEATING AND AIR | PSE&G BPU | No | Complete | 2013-12-30 | 2014-04-18 | 2014-04-25 | 2014-04-25
SRP23421 | SREC Solar | CUEVAS |  | 5.865 | 0 | Residential | 1 | DOVER | 7801 | 3 | ROOF DIAGNOSTICS INC | JCP&L | No | Complete | 2013-12-30 | 2014-10-22 | 2014-10-29 | 2014-10-29
SRP23423 | SREC Solar | WALSH |  | 3.75 | 0 | Residential | 1 | TOMS RIVER | 8753 | 18 | ROOF DIAGNOSTICS INC | JCP&L | No | Complete | 2013-12-30 | 2014-05-29 | 2014-06-04 | 2014-06-04
SRP23424 | SREC Solar | LUND |  | 9 | 0 | Residential | 1 | BAYVILLE | 8721 | 18 | ROOF DIAGNOSTICS INC | JCP&L | No | Complete | 2013-12-30 | 2014-05-29 | 2014-06-03 | 2014-06-03
SRP23425 | SREC Solar | ANTONUCCI |  | 9.69 | 0 | Residential | 1 | JOBSTOWN | 8041 | 13 | ROOF DIAGNOSTICS INC | JCP&L | No | Complete | 2013-12-30 | 2014-07-15 | 2014-07-21 | 2014-07-21
SRP23427 | SREC Solar | MCCRYSTAL |  | 7 | 0 | Residential | 1 | OXFORD | 7863 | 2 | ROOF DIAGNOSTICS INC | JCP&L | No | Complete | 2013-12-30 | 2014-05-07 | 2014-05-16 | 2014-05-16
SRP23428 | SREC Solar | GHIZZONE |  | 4.08 | 0 | Residential | 1 | ATLANTIC HIGHLANDS | 7716 | 17 | ROOF DIAGNOSTICS INC | JCP&L | No | Complete | 2013-12-30 | 2014-06-13 | 2014-08-27 | 2014-08-27
SRP23429 | SREC Solar | MALANKAR |  | 6.345 | 0 | Residential | 1 | CHESTERFIELD | 8515 | 13 | ROOF DIAGNOSTICS INC | PSE&G BPU | No | Complete | 2013-12-30 | 2014-02-20 | 2014-03-06 | 2014-03-06
SRP23430 | SREC Solar | FISCHER |  | 6.63 | 0 | Residential | 1 | SOUTH AMBOY | 8879 | 11 | ROOF DIAGNOSTICS INC | JCP&L | No | Complete | 2013-12-30 | 2014-08-25 | 2014-09-08 | 2014-09-08
SRP23431 | SREC Solar | BIBB |  | 5 | 0 | Residential | 1 | HAZLET | 7730 | 17 | TRINITY HEATING AND AIR | JCP&L | No | Complete | 2013-12-30 | 2014-02-19 | 2014-03-10 | 2014-03-10
SRP23432 | SREC Solar | KOSICH |  | 10.2 | 0 | Residential | 1 | TOMS RIVER | 8753 | 18 | ROOF DIAGNOSTICS INC | JCP&L | No | Complete | 2013-12-30 | 2014-12-30 | 2015-02-10 | 2015-02-10
SRP23433 | SREC Solar | MAYO |  | 7.5 | 0 | Residential | 0 | MARTINSVILLE | 8836 | 5 | GREEN SUN ENERGY SERVICES | PSE&G BPU | No | Complete | 2013-12-30 | 2014-08-12 | 2014-08-21 | 2014-08-21
SRP23434 | SREC Solar | LINDEMANN |  | 6.5 | 0 | Residential | 1 | BEACHWOOD | 8722 | 18 | TRINITY HEATING AND AIR | JCP&L | No | Complete | 2013-12-30 | 2014-03-11 | 2014-04-08 | 2014-04-08
SRP23435 | SREC Solar | DEFRINO |  | 4.578 | 0 | Residential | 0 | LYNDHURST | 7071 | 7 | TRINITY HEATING AND AIR | PSE&G BPU | No | Complete | 2013-12-30 | 2015-01-12 | 2015-01-19 | 2015-01-19
SRP23436 | SREC Solar | ROBINSON-BOZOVIC |  | 6.12 | 0 | Residential | 1 | OCEAN | 7712 | 17 | ROOF DIAGNOSTICS INC | JCP&L | No | Complete | 2013-12-30 | 2014-05-02 | 2014-05-07 | 2014-05-07
SRP23437 | SREC Solar | KIERNAN |  | 5 | 0 | Residential | 0 | BEACHWOOD | 8722 | 18 | TRINITY HEATING AND AIR | JCP&L | No | Complete | 2013-12-30 | 2014-02-17 | 2014-03-04 | 2014-03-04
SRP23438 | SREC Solar | MONTANTI |  | 7.84 | 0 | Residential | 1 | MANCHESTER | 8759 | 18 | EZNERGY LLC | JCP&L | No | Complete | 2013-12-30 | 2014-01-24 | 2014-02-06 | 2014-02-06
SRP23441 | SREC Solar | SOLONKOVICH |  | 4.165 | 0 | Residential | 1 | NEW MILFORD | 7646 | 7 | SOLARCITY CORPORATION | PSE&G BPU | No | Complete | 2013-12-30 | 2014-06-27 | 2014-07-25 | 2014-07-25
SRP23442 | SREC Solar | CORVINO |  | 8.82 | 0 | Residential | 1 | GALLOWAY | 8205 | 19 | SOLARCITY CORPORATION | AC Electric | No | Complete | 2013-12-30 | 2014-03-14 | 2014-03-25 | 2014-03-25
SRP23443 | SREC Solar | TROIANO |  | 9 | 0 | Residential | 1 | MONROE TWP | 8094 | 15 | SOLARCITY CORPORATION | AC Electric | No | Complete | 2013-12-30 | 2014-08-08 | 2014-08-14 | 2014-08-14
SRP23444 | SREC Solar | ZAJAC |  | 2.205 | 0 | Residential | 1 | ATLANTIC HIGHLANDS | 7716 | 17 | SOLARCITY CORPORATION | JCP&L | No | Complete | 2013-12-30 | 2014-06-16 | 2014-08-06 | 2014-08-06
SRP23445 | SREC Solar | WILLIAMS |  | 12 | 0 | Residential | 1 | RINGOES | 8551 | 4 | TRINITY HEATING AND AIR | JCP&L | No | Complete | 2013-12-30 | 2014-11-05 | 2014-11-20 | 2014-11-20
SRP23446 | SREC Solar | TOCCI |  | 12.19 | 0 | Residential | 0 | HARRISON TWP | 8062 | 15 | RCL ENTERPRISES INC. | AC Electric | No | Complete | 2013-12-30 | 2014-05-16 | 2014-05-22 | 2014-05-22
SRP23447 | SREC Solar | HAINES |  | 10.71 | 0 | Residential | 1 | CAPE MAY COURT HOUSE | 8210 | 21 | RCL ENTERPRISES INC. | AC Electric | No | Complete | 2013-12-30 | 2014-05-21 | 2014-05-27 | 2014-05-27
SRP23448 | SREC Solar | DAGLIAN |  | 8.12 | 0 | Residential | 0 | LUMBERTON | 8048 | 13 | AMPED ON SOLAR | PSE&G BPU | No | Complete | 2013-12-30 | 2014-10-09 | 2014-11-21 | 2014-11-21
SRP23449 | SREC Solar | BYRNES |  | 15.64 | 0 | Residential | 0 | WALL | 7719 | 17 | ECOLOGICAL SYSTEMS-MANALAPAN | JCP&L | No | QA SELECTED | 2013-12-30 | 2015-05-28
SRP23450 | SREC Solar | CARTER |  | 8 | 0 | Residential | 1 | PATERSON | 7501 | 6 | PURE ENERGIES INSTALLATION | PSE&G BPU | No | Complete | 2013-12-30 | 2014-06-12 | 2014-07-17 | 2014-07-17
SRP23451 | SREC Solar | BRAITHWAITE |  | 2.5 | 0 | Residential | 1 | EGG HARBOR TWP | 8234 | 19 | SOLARCITY CORPORATION | AC Electric | No | Complete | 2013-12-30 | 2014-02-28 | 2014-03-13 | 2014-03-13
SRP23452 | SREC Solar | MARINE |  | 2.75 | 0 | Residential | 1 | MILLVILLE | 8332 | 20 | SOLARCITY CORPORATION | AC Electric | No | Complete | 2013-12-30 | 2014-06-09 | 2014-06-11 | 2014-06-11
SRP23453 | SREC Solar | ARTIGLERE |  | 5.25 | 0 | Residential | 1 | MADISON | 7940 | 3 | SOLARCITY CORPORATION | Unknown | No | Complete | 2013-12-30 | 2014-09-15 | 2014-09-17 | 2014-09-17
SRP23455 | SREC Solar | HACKER |  | 6.45 | 0 | Residential | 0 | MANAHAWKIN | 8050 | 18 | NJ SOLAR POWER, LLC | AC Electric | No | Complete | 2013-12-30 | 2014-03-31 | 2014-04-21 | 2014-04-21
SRP23456 | SREC Solar | DUNIETZ |  | 3.38 | 0 | Residential | 1 | HIGHLAND PARK | 8904 | 11 | SUNGEVITY, INC. | PSE&G BPU | No | Complete | 2013-12-30 | 2014-03-17 | 2014-03-25 | 2014-03-25
SRP23457 | SREC Solar | KHIRWADKAR |  | 7.105 | 0 | Residential | 1 | WEST WINDSOR | 8550 | 12 | SUNGEVITY, INC. | PSE&G BPU | No | Complete | 2013-12-30 | 2014-10-29 | 2014-11-10 | 2014-11-10
SRP23458 | SREC Solar | RIVERA |  | 6.5 | 0 | Residential | 1 | LAKEWOOD | 8701 | 18 | ROOF DIAGNOSTICS INC | JCP&L | No | Complete | 2013-12-30 | 2014-07-08 | 2014-07-21 | 2014-07-21
SRP23459 | SREC Solar | BASSMAN |  | 9.1 | 0 | Residential | 1 | LAKEWOOD | 8701 | 18 | POWERLUTIONS, LLC | JCP&L | No | Complete | 2013-12-30 | 2014-05-02 | 2014-05-08 | 2014-05-08
SRP23460 | SREC Solar | TYSZKA |  | 3.75 | 0 | Residential | 1 | LONG BEACH | 8008 | 18 | ROOF DIAGNOSTICS INC | AC Electric | No | Complete | 2013-12-30 | 2014-07-09 | 2014-07-21 | 2014-07-21
SRP23461 | SREC Solar | ALLIE |  | 4 | 0 | Residential | 1 | ROSELLE | 7203 | 10 | SOLARCITY CORPORATION | PSE&G BPU | No | Complete | 2013-12-30 | 2014-09-17 | 2014-09-25 | 2014-09-25
SRP23462 | SREC Solar | FELDMAN |  | 5 | 0 | Residential | 1 | LAKEWOOD | 8701 | 18 | ROOF DIAGNOSTICS INC | JCP&L | No | Complete | 2013-12-30 | 2014-07-15 | 2014-07-21 | 2014-07-21
SRP23463 | SREC Solar | IVERSON |  | 10 | 0 | Residential | 1 | BAYVILLE | 8721 | 18 | ROOF DIAGNOSTICS INC | JCP&L | No | Complete | 2013-12-30 | 2014-07-09 | 2014-07-17 | 2014-07-17
SRP23464 | SREC Solar | YAKOUB |  | 6 | 0 | Residential | 1 | EGG HARBOR | 8234 | 19 | ROOF DIAGNOSTICS INC | AC Electric | No | Complete | 2013-12-30 | 2015-01-08 | 2015-01-19 | 2015-01-19
SRP23465 | SREC Solar | KHAN |  | 4.25 | 0 | Residential | 1 | ISELIN | 8830 | 11 | ROOF DIAGNOSTICS INC | PSE&G BPU | No | Complete | 2013-12-30 | 2014-07-08 | 2014-07-17 | 2014-07-17
SRP23467 | SREC Solar | SIDDIQUI |  | 4 | 0 | Residential | 1 | E. BRUNSWICK | 8816 | 11 | ROOF DIAGNOSTICS INC | PSE&G BPU | No | Complete | 2013-12-30 | 2014-09-30 | 2014-10-14 | 2014-10-14
SRP23468 | SREC Solar | UGOLOTTI |  | 4.5 | 0 | Residential | 1 | MANASQUAN | 8736 | 17 | ROOF DIAGNOSTICS INC | JCP&L | No | Complete | 2013-12-30 | 2014-08-05 | 2014-08-12 | 2014-08-12
SRP23470 | SREC Solar | PARIHAR |  | 4.25 | 0 | Residential | 1 | BRIDGEWATER | 8807 | 5 | ROOF DIAGNOSTICS INC | PSE&G BPU | No | Complete | 2013-12-30 | 2014-05-02 | 2014-05-07 | 2014-05-07
SRP23471 | SREC Solar | LOCKHART |  | 8.25 | 0 | Residential | 1 | PISCATAWAY | 8854 | 11 | ROOF DIAGNOSTICS INC | PSE&G BPU | No | Complete | 2013-12-30 | 2014-06-24 | 2014-07-02 | 2014-07-02
SRP23473 | SREC Solar | SAKUNALA |  | 5.28 | 0 | Residential | 0 | EDISON | 8820 | 11 | GREEN ESSEX SOLAR | PSE&G BPU | No | Complete | 2013-12-30 | 2015-03-04 | 2015-04-06 | 2015-04-06
SRP23474 | SREC Solar | VU |  | 9.8 | 0 | Residential | 1 | MCKEE CITY | 8234 | 19 | ALLSEASON CONSTRUCTION | AC Electric | No | Complete | 2013-12-30 | 2014-02-06 | 2014-02-24 | 2014-02-24
SRP23475 | SREC Solar | ROSS | ROSS ENVIRONMENTAL SOLUTIONS INC | 17 | 0 | Commercial | 0 | FRANKLINVILLE | 8322 | 15 | CODE GREEN SOLAR, LLC | AC Electric | No | Complete | 2013-12-30 | 2014-07-30 | 2014-08-06 | 2014-08-06
SRP23476 | SREC Solar | PAYNE |  | 10.464 | 0 | Residential | 1 | OCEAN VIEW | 8230 | 21 | GREEN APPLE ENERGY SYSTEMS, LLC | AC Electric | No | Complete | 2013-12-30 | 2014-06-25 | 2014-07-02 | 2014-07-02
SRP23477 | SREC Solar | POHLER |  | 9.75 | 0 | Residential | 0 | DEPTFORD | 8096 | 15 | RCL ENTERPRISES INC. | PSE&G BPU | No | Complete | 2013-12-30 | 2014-06-03 | 2014-06-06 | 2014-06-06
SRP23478 | SREC Solar | HUTSON |  | 8.695 | 0 | Residential | 1 | EDISON | 8820 | 11 | VIVINT SOLAR | PSE&G BPU | No | Complete | 2013-12-30 | 2014-07-08 | 2014-07-17 | 2014-07-17
SRP23479 | SREC Solar | CHRISTIAN |  | 3.29 | 0 | Residential | 1 | E. BRUNSWICK | 8816 | 11 | VIVINT SOLAR | PSE&G BPU | No | Complete | 2013-12-30 | 2014-07-09 | 2014-07-21 | 2014-07-21
SRP23480 | SREC Solar | SUTIER |  | 5 | 0 | Residential | 1 | SAYREVILLE | 8872 | 11 | VIVINT SOLAR | JCP&L | No | Complete | 2013-12-30 | 2014-07-03 | 2014-07-17 | 2014-07-17
SRP23481 | SREC Solar | FRANCO |  | 6 | 0 | Residential | 1 | NORTH BERGEN | 7047 | 8 | ROOF DIAGNOSTICS INC | PSE&G BPU | No | Complete | 2013-12-30 | 2015-02-06 | 2015-02-11 | 2015-02-11
SRP23482 | SREC Solar | TEIXIERA |  | 9.5 | 0 | Residential | 1 | ELIZABETH | 7208 | 10 | TRINITY HEATING AND AIR | PSE&G BPU | No | Complete | 2013-12-30 | 2014-03-12 | 2014-04-07 | 2014-04-07
SRP23483 | SREC Solar | FLORES |  | 3.995 | 0 | Residential | 1 | EDISON | 8817 | 11 | VIVINT SOLAR | PSE&G BPU | No | Complete | 2013-12-30 | 2014-07-25 | 2014-08-06 | 2014-08-06
SRP23484 | SREC Solar | CASTRO |  | 5.865 | 0 | Residential | 1 | UNION | 7083 | 10 | VIVINT SOLAR | PSE&G BPU | No | QA SELECTED | 2013-12-30 | 2015-02-22
SRP23486 | SREC Solar | PETERSEN |  | 4.25 | 0 | Residential | 1 | E BRUNSWICK | 8816 | 11 | VIVINT SOLAR | PSE&G BPU | No | Complete | 2013-12-30 | 2014-08-18 | 2014-09-29 | 2014-09-29
SRP23488 | SREC Solar | CASSITTA |  | 7.25 | 0 | Residential | 1 | PORT READING | 7064 | 11 | VIVINT SOLAR | PSE&G BPU | No | Complete | 2014-01-06 | 2014-07-23 | 2014-08-01 | 2014-08-01
SRP23489 | SREC Solar | GADDIS |  | 3.92 | 0 | Residential | 1 | EGG HARBOR CITY | 8215 | 19 | SOLARCITY CORPORATION | AC Electric | No | Complete | 2014-01-06 | 2014-04-09 | 2014-04-22 | 2014-04-22
SRP23491 | SREC Solar | OBERTLIK |  | 9.8 | 0 | Residential | 1 | GALLOWAY | 8205 | 19 | ALLSEASON CONSTRUCTION | AC Electric | No | Complete | 2014-01-06 | 2014-03-25 | 2014-04-08 | 2014-04-08
SRP23492 | SREC Solar | REIMAN |  | 8.5 | 0 | Residential | 1 | FREEHOLD | 7728 | 17 | ROOF DIAGNOSTICS INC | JCP&L | No | Complete | 2014-01-06 | 2014-08-26 | 2014-09-08 | 2014-09-08
SRP23493 | SREC Solar | SPEER |  | 5.559 | 0 | Residential | 0 | STRATFORD | 8084 | 14 | GEOSCAPE SOLAR | AC Electric | No | Complete | 2014-01-06 | 2014-12-31 | 2015-01-14 | 2015-01-14
SRP23494 | SREC Solar | BABICH |  | 8.33 | 0 | Residential | 1 | MANVILLE | 8835 | 5 | VIVINT SOLAR | PSE&G BPU | No | Complete | 2014-01-06 | 2014-07-09 | 2014-07-17 | 2014-07-17
SRP23495 | SREC Solar | CARR |  | 6.5 | 0 | Residential | 1 | MOUNT HOLLY | 8060 | 13 | TRINITY HEATING AND AIR | PSE&G BPU | No | Complete | 2014-01-06 | 2014-07-16 | 2014-07-24 | 2014-07-24
SRP23496 | SREC Solar | AUGUSTINOWICZ |  | 8.16 | 0 | Residential | 1 | BEACHWOOD | 8722 | 18 | ROOF DIAGNOSTICS INC | JCP&L | No | Complete | 2014-01-06 | 2014-05-21 | 2014-05-29 | 2014-05-29
SRP23497 | SREC Solar | KREUSCH |  | 9.4 | 0 | Residential | 1 | PORT READING | 7064 | 11 | VIVINT SOLAR | PSE&G BPU | No | Complete | 2014-01-06 | 2014-07-15 | 2014-08-27 | 2014-08-27
SRP23499 | SREC Solar | POLLOTTA |  | 12.75 | 0 | Residential | 1 | MANCHESTER | 8759 | 18 | KOPP ELECTRIC COMPANY | JCP&L | No | Complete | 2014-01-06 | 2014-04-07 | 2014-04-16 | 2014-04-16
SRP23500 | SREC Solar | BOCALAN |  | 6.75 | 0 | Residential | 1 | EAST BRUNSWICK | 8816 | 11 | VIVINT SOLAR | JCP&L | No | Complete | 2014-01-06 | 2014-12-30 | 2015-01-15 | 2015-01-15
SRP23502 | SREC Solar | JOHNSON |  | 4.935 | 0 | Residential | 1 | DOVER | 7801 | 3 | VIVINT SOLAR | JCP&L | No | Complete | 2014-01-06 | 2014-07-10 | 2014-07-17 | 2014-07-17
SRP23503 | SREC Solar | CECCHINI |  | 3.525 | 0 | Residential | 1 | HASBROUCK HEIGHTS | 7604 | 7 | VIVINT SOLAR | PSE&G BPU | No | Complete | 2014-01-06 | 2014-06-20 | 2014-07-02 | 2014-07-02
SRP23504 | SREC Solar | SAHIN |  | 4.5 | 0 | Residential | 1 | E. BRUNSWICK | 8816 | 11 | VIVINT SOLAR | PSE&G BPU | No | Complete | 2014-01-06 | 2014-07-17 | 2014-07-28 | 2014-07-28
SRP23506 | SREC Solar | WAGNER |  | 8.82 | 0 | Residential | 1 | CLOSTER | 7624 | 7 | SOLARCITY CORPORATION | Orange & Rockland Elec | No | Complete | 2014-01-06 | 2014-02-28 | 2014-03-13 | 2014-03-13
SRP23508 | SREC Solar | HUBERS |  | 4.75 | 0 | Residential | 1 | DOVER | 7801 | 3 | VIVINT SOLAR | JCP&L | No | Complete | 2014-01-06 | 2014-06-18 | 2014-07-25 | 2014-07-25
SRP23510 | SREC Solar | MAGLOWSKI |  | 12.72 | 0 | Residential | 1 | HARRISON TOWNSHIP | 8062 | 15 | SOLARCITY CORPORATION | AC Electric | No | Complete | 2014-01-06 | 2014-03-21 | 2014-05-01 | 2014-05-01
SRP23511 | SREC Solar | ALTOMARE |  | 6.75 | 0 | Residential | 1 | BARNEGAT | 8005 | 18 | ROOF DIAGNOSTICS INC | JCP&L | No | Complete | 2014-01-06 | 2014-04-22 | 2014-04-25 | 2014-04-25
SRP23512 | SREC Solar | RODNER | RAZZLE DAZZLE LAUNDROMAT INC | 1.5 | 0 | Commercial | 0 | ASBURY PARK | 7712 | 17 | SEA BRIGHT SOLAR, LLC | JCP&L | No | Complete | 2013-12-30 | 2014-01-24 | 2014-02-17 | 2014-02-17
SRP23513 | SREC Solar | JIA |  | 4.165 | 0 | Residential | 1 | NORTH BRUNSWICK | 8902 | 11 | VIVINT SOLAR | PSE&G BPU | No | Complete | 2014-01-06 | 2014-07-15 | 2014-07-24 | 2014-07-24
SRP23514 | SREC Solar | RICH |  | 3.43 | 0 | Residential | 1 | LINDEN | 7036 | 10 | VIVINT SOLAR | PSE&G BPU | No | Complete | 2014-01-06 | 2014-07-17 | 2014-07-28 | 2014-07-28
SRP23515 | SREC Solar | VACLAVICEK |  | 3.71 | 0 | Residential | 0 | LITTLE FALLS | 7424 | 6 | TOTAL EXTERIORS | PSE&G BPU | No | Complete | 2014-01-06 | 2014-06-05 | 2014-06-09 | 2014-06-09
SRP23516 | SREC Solar | MEIER |  | 6.885 | 0 | Residential | 1 | PORT READING | 7064 | 11 | VIVINT SOLAR | PSE&G BPU | No | Complete | 2014-01-06 | 2014-07-30 | 2014-08-06 | 2014-08-06
SRP23517 | SREC Solar | SUAREZ |  | 8.33 | 0 | Residential | 1 | WOODBRIDGE | 7095 | 11 | VIVINT SOLAR | PSE&G BPU | No | Complete | 2014-01-06 | 2014-06-19 | 2014-06-24 | 2014-06-24
SRP23518 | SREC Solar | PELECH |  | 9.81 | 0 | Residential | 0 | FLANDERS | 7836 | 3 | SEA BRIGHT SOLAR, LLC | JCP&L | No | Complete | 2014-01-06 | 2014-05-21 | 2014-05-27 | 2014-05-27
SRP23519 | SREC Solar | GILBERTI |  | 5.1 | 0 | Residential | 1 | WHITING | 8759 | 18 | EZNERGY LLC | JCP&L | No | Complete | 2014-01-06 | 2014-07-03 | 2014-08-04 | 2014-08-04
SRP23521 | SREC Solar | BERGNER |  | 18 | 0 | Residential | 1 | HAMILTON | 8619 | 12 | SUNGEVITY, INC. | PSE&G BPU | No | Complete | 2014-01-06 | 2015-02-19 | 2015-02-24 | 2015-02-24
SRP23522 | SREC Solar | CUROVIC |  | 10.455 | 0 | Residential | 1 | KENDALL PARK | 8824 | 11 | VIVINT SOLAR | PSE&G BPU | No | Complete | 2014-01-06 | 2014-12-30 | 2015-01-15 | 2015-01-15
SRP23526 | SREC Solar | ROBINSON | DARETOWN FIRE COMPANY | 10.71 | 0 | Commercial | 1 | ELMER | 8318 | 16 | RCL ENTERPRISES INC. | AC Electric | No | Complete | 2014-01-06 | 2014-05-21 | 2014-05-27 | 2014-05-27
SRP23527 | SREC Solar | FRANKEL |  | 12.74 | 0 | Residential | 1 | LAKEWOOD | 8701 | 18 | POWERLUTIONS, LLC | JCP&L | No | Complete | 2014-01-06 | 2014-06-12 | 2014-06-18 | 2014-06-18
SRP23528 | SREC Solar | MARMON |  | 7.905 | 0 | Residential | 1 | SEWELL | 8080 | 15 | RCL ENTERPRISES INC. | AC Electric | No | Complete | 2014-01-06 | 2014-06-24 | 2014-06-27 | 2014-06-27
SRP23529 | SREC Solar | GUNTESKI |  | 11.475 | 0 | Residential | 1 | TOMS RIVER | 8755 | 18 | NJR HOME SERVICES | JCP&L | No | Complete | 2014-01-06 | 2014-08-15 | 2014-08-25 | 2014-08-25
SRP23530 | SREC Solar | CASTELLANO |  | 10.2 | 0 | Residential | 1 | BAYVILLE | 8721 | 18 | NJR HOME SERVICES | JCP&L | No | Complete | 2014-01-06 | 2014-04-21 | 2014-05-01 | 2014-05-01
SRP23531 | SREC Solar | SMITH |  | 10.2 | 0 | Residential | 1 | SALEM | 8079 | 16 | RCL ENTERPRISES INC. | AC Electric | No | Complete | 2014-01-06 | 2014-05-21 | 2014-05-27 | 2014-05-27
SRP23532 | SREC Solar | BELLARDINE |  | 11.22 | 0 | Residential | 1 | MARLTON | 8053 | 13 | SEA BRIGHT SOLAR, LLC | PSE&G BPU | No | Complete | 2014-01-06 | 2014-03-31 | 2014-04-11 | 2014-04-11
SRP23533 | SREC Solar | DEAL |  | 6.63 | 0 | Residential | 1 | SOUTHAMPTON | 8088 | 13 | SEA BRIGHT SOLAR, LLC | PSE&G BPU | No | Complete | 2014-01-06 | 2014-04-22 | 2014-04-23 | 2014-04-23
SRP23534 | SREC Solar | FISHER JR |  | 14.79 | 0 | Residential | 1 | CARNEYS POINT | 8069 | 16 | SEA BRIGHT SOLAR, LLC | AC Electric | No | Complete | 2014-01-06 | 2014-05-02 | 2014-05-07 | 2014-05-07
SRP23535 | SREC Solar | BROWN |  | 4.94 | 0 | Residential | 1 | SHORT HILLS | 7078 | 9 | SUNGEVITY, INC. | JCP&L | No | Complete | 2014-01-06 | 2014-05-14 | 2014-05-21 | 2014-05-21
SRP23536 | SREC Solar | BOHN |  | 17.34 | 0 | Residential | 1 | MIDDLE TOWNSHIP | 8210 | 21 | ACOS ENERGY, LLC | AC Electric | No | Complete | 2014-01-06 | 2014-05-27 | 2014-05-30 | 2014-05-30
SRP23537 | SREC Solar | MILLER |  | 7 | 0 | Residential | 1 | TOMS RIVER | 8753 | 18 | SUNGEVITY, INC. | JCP&L | No | Complete | 2014-01-06 | 2014-10-29 | 2014-11-10 | 2014-11-10
SRP23538 | SREC Solar | AVERHART |  | 10.78 | 0 | Residential | 1 | WINSLOW TOWNSHIP | 8081 | 14 | SOLARCITY CORPORATION | AC Electric | No | Complete | 2014-01-06 | 2014-04-21 | 2014-05-01 | 2014-05-01
SRP23539 | SREC Solar | EBERT |  | 9.555 | 0 | Residential | 1 | HEWITT | 7421 | 6 | SOLARCITY CORPORATION | Orange & Rockland Elec | No | Complete | 2014-01-06 | 2014-03-24 | 2014-04-07 | 2014-04-07
SRP23540 | SREC Solar | BURKE |  | 7.25 | 0 | Residential | 1 | HADDON TOWNSHIP | 8107 | 14 | SOLARCITY CORPORATION | PSE&G BPU | No | Complete | 2014-01-06 | 2014-04-24 | 2014-04-30 | 2014-04-30
SRP23541 | SREC Solar | MAZZARELLA |  | 19.875 | 0 | Residential | 1 | HARRISON TOWNSHIP | 8062 | 15 | SOLARCITY CORPORATION | AC Electric | No | Complete | 2014-01-06 | 2014-06-24 | 2014-06-26 | 2014-06-26
SRP23542 | SREC Solar | LUBOWSKY |  | 10 | 0 | Residential | 0 | LAKEWOOD | 8701 | 18 | POWERLUTIONS, LLC | JCP&L | No | Complete | 2014-01-06 | 2014-05-14 | 2014-05-22 | 2014-05-22
SRP23543 | SREC Solar | MEDINA |  | 10.5 | 0 | Residential | 0 | SKILLMAN | 8558 | 5 | GREEN POWER ENERGY LLC | PSE&G BPU | No | Complete | 2014-01-06 | 2014-07-03 | 2014-07-11 | 2014-07-11
SRP23545 | SREC Solar | CROFT |  | 3 | 0 | Residential | 1 | MANTUA TOWNSHIP | 8051 | 15 | SOLARCITY CORPORATION | AC Electric | No | Complete | 2014-01-06 | 2014-05-19 | 2014-05-22 | 2014-05-22
SRP23546 | SREC Solar | TABORELLI |  | 15 | 0 | Residential | 1 | STEWARTSVILLE | 8886 | 2 | ALTERNATIVE ENERGY ASSOCIATES | JCP&L | No | Complete | 2014-01-06 | 2014-12-17 | 2015-01-05 | 2015-01-05
SRP23547 | SREC Solar | WINGATE |  | 5.64 | 0 | Residential | 1 | TRENTON | 8638 | 12 | VERENGO SOLAR | PSE&G BPU | No | Complete | 2014-01-06 | 2014-04-11 | 2014-04-17 | 2014-04-17
SRP23548 | SREC Solar | BEUCHI |  | 10.12 | 0 | Residential | 1 | DAYTON | 8810 | 11 | VERENGO SOLAR | PSE&G BPU | No | Complete | 2014-01-06 | 2014-02-11 | 2014-02-24 | 2014-02-24
SRP23549 | SREC Solar | MORALES |  | 12.25 | 0 | Residential | 1 | MILLVILLE | 8332 | 20 | SUN UP ZERO DOWN | AC Electric | No | Complete | 2014-01-06 | 2014-07-03 | 2014-07-11 | 2014-07-11
SRP23550 | SREC Solar | BATISTA |  | 5.39 | 0 | Residential | 1 | OLD BRIDGE | 8857 | 11 | VERENGO SOLAR | JCP&L | No | Complete | 2014-01-06 | 2014-02-11 | 2014-02-19 | 2014-02-19
SRP23552 | SREC Solar | PANCKERI |  | 5.1 | 0 | Residential | 1 | BAYVILLE | 8721 | 18 | VERENGO SOLAR | JCP&L | No | Complete | 2014-01-06 | 2014-02-11 | 2014-02-19 | 2014-02-19
SRP23553 | SREC Solar | PASTOR |  | 6.58 | 0 | Residential | 1 | FREEHOLD | 7728 | 17 | VERENGO SOLAR | JCP&L | No | Complete | 2014-01-06 | 2014-03-12 | 2014-04-10 | 2014-04-10
SRP23554 | SREC Solar | ESPOSITO |  | 4.7 | 0 | Residential | 1 | KEARNY | 7032 | 8 | VERENGO SOLAR | PSE&G BPU | No | QC Selected | 2014-01-06 | 2014-02-11
SRP23555 | SREC Solar | TRIPATHI |  | 14.455 | 0 | Residential | 1 | FRANKLIN TWP | 8873 | 5 | SOLARCITY CORPORATION | PSE&G BPU | No | Complete | 2014-01-06 | 2014-06-27 | 2014-08-01 | 2014-08-01
SRP23556 | SREC Solar | RAY |  | 6.86 | 0 | Residential | 1 | DELRAN | 8075 | 13 | SOLARCITY CORPORATION | PSE&G BPU | No | Complete | 2014-01-06 | 2014-04-09 | 2014-04-23 | 2014-04-23
SRP23558 | SREC Solar | HEATON | PREVOST CAR | 328.25 | 0 | Commercial | 1 | SO. PLAINFIELD | 7080 | 11 | STAR SOLAR | PSE&G BPU | No | Complete | 2014-01-06 | 2014-03-10 | 2014-04-04 | 2014-04-04
SRP23559 | SREC Solar | MIXON |  | 5.1 | 0 | Residential | 1 | WILLINGBORO | 8046 | 13 | VERENGO SOLAR | PSE&G BPU | No | Complete | 2014-01-06 | 2014-04-11 | 2014-04-17 | 2014-04-17
SRP23560 | SREC Solar | POTTER |  | 10.78 | 0 | Residential | 1 | BEESLEYS POINT | 8223 | 21 | SOLARCITY CORPORATION | AC Electric | No | Complete | 2014-01-13 | 2014-04-24 | 2014-04-30 | 2014-04-30
SRP23561 | SREC Solar | AMISSAH |  | 7.84 | 0 | Residential | 1 | BERLIN | 8009 | 14 | SOLARCITY CORPORATION | AC Electric | No | Complete | 2014-01-13 | 2014-06-27 | 2014-07-08 | 2014-07-08
SRP23562 | SREC Solar | BYUKDAG |  | 13.72 | 0 | Residential | 1 | MAHWAH | 7430 | 7 | SOLARCITY CORPORATION | Orange & Rockland Elec | No | Complete | 2014-01-13 | 2014-11-25 | 2014-12-17 | 2014-12-17
SRP23563 | SREC Solar | BURTON | ALPHA ASSOCIATES | 499.8 | 0 | Commercial | 1 | LAKEWOOD | 8701 | 18 | AMBERJACK SOLAR ENERGY | JCP&L | No | Complete | 2014-01-13 | 2014-01-30 | 2014-02-17 | 2014-02-17
SRP23564 | SREC Solar | MILLER |  | 10.14 | 0 | Residential | 0 | RARITAN | 8869 | 5 | AMPERICON | PSE&G BPU | No | Complete | 2014-01-13 | 2014-04-29 | 2014-05-05 | 2014-05-05
SRP23565 | SREC Solar | KORNFELD |  | 6.75 | 0 | Residential | 1 | VOORHEES TOWNSHIP | 8043 | 14 | SOLARCITY CORPORATION | AC Electric | No | Complete | 2014-01-13 | 2014-05-14 | 2014-05-21 | 2014-05-21
SRP23567 | SREC Solar | GIANNINI |  | 6 | 0 | Residential | 1 | FORKED RIVER | 8731 | 18 | SOLARCITY CORPORATION | JCP&L | No | Complete | 2014-01-13 | 2014-06-18 | 2014-06-24 | 2014-06-24
SRP23568 | SREC Solar | FORER |  | 8.33 | 0 | Residential | 1 | HIGHLAND PARK | 8904 | 11 | SOLARCITY CORPORATION | PSE&G BPU | No | Complete | 2014-01-13 | 2014-05-22 | 2014-06-03 | 2014-06-03
SRP23569 | SREC Solar | CLARK |  | 10.78 | 0 | Residential | 1 | TOMS RIVER | 8753 | 18 | SOLARCITY CORPORATION | JCP&L | No | Complete | 2014-01-13 | 2014-06-18 | 2014-06-24 | 2014-06-24
SRP23570 | SREC Solar | SAMU |  | 9.75 | 0 | Residential | 1 | SICKLERVILLE | 8081 | 14 | SOLARCITY CORPORATION | AC Electric | No | Complete | 2014-01-13 | 2014-06-12 | 2014-06-18 | 2014-06-18
SRP23571 | SREC Solar | GAWAS |  | 11 | 0 | Residential | 1 | WEST WINDSOR TWP | 8550 | 12 | SOLARCITY CORPORATION | PSE&G BPU | No | Complete | 2014-01-13 | 2014-06-16 | 2014-06-19 | 2014-06-19
SRP23572 | SREC Solar | HOLOVACS |  | 12.5 | 0 | Residential | 0 | SPARTA | 7871 | 1 | KG BUILDERS - RE DIVISION | JCP&L | No | Complete | 2014-01-13 | 2014-01-31 | 2014-03-07 | 2014-03-07
SRP23574 | SREC Solar | BETHEL |  | 6.63 | 0 | Residential | 1 | MANCHESTER | 8759 | 18 | SEA BRIGHT SOLAR, LLC | JCP&L | No | Complete | 2014-01-13 | 2014-05-07 | 2014-05-16 | 2014-05-16
SRP23575 | SREC Solar | REUTER |  | 7.14 | 0 | Residential | 1 | MANAHAWKIN | 8050 | 18 | SEA BRIGHT SOLAR, LLC | AC Electric | No | Complete | 2014-01-13 | 2014-05-21 | 2014-05-27 | 2014-05-27
SRP23579 | SREC Solar | GELLER |  | 8 | 0 | Residential | 1 | MARLBORO | 7746 | 17 | NEW JERSEY CLEAN ENERGY SOLUTIONS | JCP&L | No | Complete | 2014-01-13 | 2014-06-19 | 2014-07-16 | 2014-07-16
SRP23580 | SREC Solar | BUDALICH |  | 6 | 0 | Residential | 1 | POINT PLEASANT | 8742 | 18 | ROOF DIAGNOSTICS INC | JCP&L | No | Complete | 2014-01-13 | 2014-05-02 | 2014-05-08 | 2014-05-08
SRP23581 | SREC Solar | CONRAD |  | 5.5 | 0 | Residential | 1 | MANAHAWKIN | 8050 | 18 | TRINITY HEATING AND AIR | AC Electric | No | Complete | 2014-01-13 | 2014-07-29 | 2014-08-08 | 2014-08-08
SRP23582 | SREC Solar | OLIVEIRA |  | 8.25 | 0 | Residential | 1 | TINTON FALLS | 7753 | 17 | TRINITY HEATING AND AIR | JCP&L | No | Complete | 2014-01-13 | 2014-03-03 | 2014-03-18 | 2014-03-18
SRP23583 | SREC Solar | DABAL |  | 3.57 | 0 | Residential | 1 | WALLINGTON | 7057 | 7 | ROOF DIAGNOSTICS INC | PSE&G BPU | No | Complete | 2014-01-13 | 2014-08-11 | 2014-08-19 | 2014-08-19
SRP23584 | SREC Solar | FINK |  | 6.5 | 0 | Residential | 1 | MANCHESTER | 8759 | 18 | ROOF DIAGNOSTICS INC | JCP&L | No | Complete | 2014-01-13 | 2014-06-16 | 2014-06-19 | 2014-06-19
SRP23585 | SREC Solar | BRESCIA |  | 7.14 | 0 | Residential | 1 | TOMS RIVER | 8753 | 18 | ROOF DIAGNOSTICS INC | JCP&L | No | Complete | 2014-01-13 | 2014-09-30 | 2014-10-14 | 2014-10-14
SRP23586 | SREC Solar | HITCHCOCK |  | 7.595 | 0 | Residential | 1 | JACKSON | 8527 | 18 | TRINITY HEATING AND AIR | JCP&L | No | Complete | 2014-01-13 | 2014-02-24 | 2014-03-12 | 2014-03-12
SRP23587 | SREC Solar | BACILLI |  | 6.25 | 0 | Residential | 1 | BARNEGAT | 8005 | 18 | ROOF DIAGNOSTICS INC | JCP&L | No | Complete | 2014-01-13 | 2014-07-16 | 2014-07-28 | 2014-07-28
SRP23589 | SREC Solar | DALY |  | 6.63 | 0 | Residential | 1 | COLUMBUS | 8022 | 13 | RCL ENTERPRISES INC. | PSE&G BPU | No | Complete | 2014-01-13 | 2014-06-10 | 2014-06-13 | 2014-06-13
SRP23590 | SREC Solar | DIBELLA |  | 6.37 | 0 | Residential | 1 | PILESGROVE | 8098 | 16 | SOLARCITY CORPORATION | AC Electric | No | Complete | 2014-01-13 | 2014-04-07 | 2014-04-16 | 2014-04-16
SRP23591 | SREC Solar | CAMACHO |  | 4.41 | 0 | Residential | 1 | HAWTHORNE | 7506 | 6 | SOLARCITY CORPORATION | PSE&G BPU | No | Complete | 2014-01-13 | 2014-04-15 | 2014-04-25 | 2014-04-25
SRP23593 | SREC Solar | DIBELLA |  | 6 | 0 | Residential | 1 | HOWELL | 7731 | 17 | ROOF DIAGNOSTICS INC | JCP&L | No | Complete | 2014-01-13 | 2014-07-08 | 2014-07-21 | 2014-07-21
SRP23594 | SREC Solar | MILROTH |  | 6.63 | 0 | Residential | 1 | LAKEWOOD | 8701 | 18 | ROOF DIAGNOSTICS INC | JCP&L | No | Complete | 2014-01-13 | 2014-06-04 | 2014-06-09 | 2014-06-09
SRP23595 | SREC Solar | LABAR |  | 10.2 | 0 | Residential | 1 | HOPE | 7844 | 2 | ALTERNATIVE ENERGY ASSOCIATES | JCP&L | No | Complete | 2014-01-13 | 2014-12-17 | 2015-01-05 | 2015-01-05
SRP23597 | SREC Solar | LYNCH |  | 6.75 | 0 | Residential | 1 | BERLIN | 8009 | 14 | SOLARCITY CORPORATION | AC Electric | No | Complete | 2014-01-13 | 2014-05-27 | 2014-06-03 | 2014-06-03
SRP23598 | SREC Solar | LAFFERTY JR. |  | 9.555 | 0 | Residential | 1 | MONROE TWP | 8094 | 15 | SOLARCITY CORPORATION | AC Electric | No | Complete | 2014-01-13 | 2014-04-16 | 2014-04-22 | 2014-04-22
SRP23600 | SREC Solar | CAMPOS GIRALDO | MC ACCOUNTING | 3.5 | 0 | Residential | 1 | PATERSON | 7502 | 6 | ROOF DIAGNOSTICS INC | PSE&G BPU | No | Complete | 2014-01-13 | 2014-06-04 | 2014-06-09 | 2014-06-09
SRP23601 | SREC Solar | BIJUR |  | 9 | 0 | Residential | 1 | SOUTH BRUNSWICK TWP | 8824 | 11 | SOLARCITY CORPORATION | PSE&G BPU | No | Complete | 2014-01-13 | 2014-06-24 | 2014-06-27 | 2014-06-27
SRP23602 | SREC Solar | GALLO |  | 3.675 | 0 | Residential | 1 | PORT REPUBLIC | 8241 | 19 | SOLARCITY CORPORATION | AC Electric | No | Complete | 2014-01-13 | 2014-05-27 | 2014-06-04 | 2014-06-04
SRP23603 | SREC Solar | JOHNSTON |  | 11.76 | 0 | Residential | 1 | WOODSTOWN | 8098 | 16 | SOLARCITY CORPORATION | AC Electric | No | Complete | 2014-01-13 | 2014-04-21 | 2014-05-01 | 2014-05-01
SRP23604 | SREC Solar | COLAMEO |  | 4.165 | 0 | Residential | 1 | BARNEGAT TWP | 8005 | 18 | SOLARCITY CORPORATION | JCP&L | No | Complete | 2014-01-13 | 2014-03-18 | 2014-03-27 | 2014-03-27
SRP23605 | SREC Solar | JOHNSTON |  | 4.41 | 0 | Residential | 1 | WOODSTOWN | 8098 | 16 | SOLARCITY CORPORATION | AC Electric | No | Complete | 2014-01-13 | 2014-04-08 | 2014-04-16 | 2014-04-16
SRP23606 | SREC Solar | OLIVER |  | 10.455 | 0 | Residential | 1 | BAYVILLE | 8721 | 18 | NJR HOME SERVICES | JCP&L | No | Complete | 2014-01-13 | 2014-03-25 | 2014-04-08 | 2014-04-08
SRP23607 | SREC Solar | BURKHART |  | 8.085 | 0 | Residential | 1 | MONROE TWP | 8094 | 15 | SOLARCITY CORPORATION | AC Electric | No | Complete | 2014-01-20 | 2014-03-24 | 2014-04-03 | 2014-04-03
SRP23608 | SREC Solar | RICHARDS |  | 3.43 | 0 | Residential | 1 | TEANECK | 7666 | 7 | SOLARCITY CORPORATION | PSE&G BPU | No | Complete | 2014-01-13 | 2014-03-11 | 2014-03-27 | 2014-03-27
SRP23609 | SREC Solar | PAGLIUGHI |  | 14.7 | 0 | Residential | 1 | MILLVILLE | 8332 | 20 | ALLSEASON CONSTRUCTION | AC Electric | No | Complete | 2014-01-13 | 2014-06-19 | 2014-06-24 | 2014-06-24
SRP23610 | SREC Solar | BENT |  | 12.75 | 0 | Residential | 1 | BLOOMSBURY | 8804 | 4 | ALTERNATIVE ENERGY ASSOCIATES | JCP&L | No | Complete | 2014-01-13 | 2014-12-17 | 2015-01-05 | 2015-01-05
SRP23614 | SREC Solar | TAYLOR |  | 4.9 | 0 | Residential | 1 | SADDLE BROOK | 7663 | 7 | VIVINT SOLAR | PSE&G BPU | No | QC Selected | 2014-01-13 | 2014-04-01
SRP23615 | SREC Solar | STRONG |  | 3.43 | 0 | Residential | 1 | WASHINGTON TWP | 8080 | 15 | SOLARCITY CORPORATION | AC Electric | No | Complete | 2014-01-13 | 2014-06-24 | 2014-06-27 | 2014-06-27
SRP23617 | SREC Solar | NEUMANY |  | 3.76 | 0 | Residential | 1 | DUNELLEN | 8812 | 11 | VIVINT SOLAR | PSE&G BPU | No | Complete | 2014-01-13 | 2014-07-31 | 2014-08-11 | 2014-08-11
SRP23618 | SREC Solar | SUN |  | 8.5 | 0 | Residential | 0 | PLAINSBORO | 8536 | 11 | GREENTECH SOLAR USA, LLC | PSE&G BPU | No | Complete | 2014-01-13 | 2014-07-28 | 2014-08-05 | 2014-08-05
SRP23619 | SREC Solar | BAXTER |  | 12.25 | 0 | Residential | 1 | LUMBERTON | 8048 | 13 | SOLARCITY CORPORATION | PSE&G BPU | No | Complete | 2014-01-13 | 2014-09-18 | 2014-09-25 | 2014-09-25
SRP23621 | SREC Solar | SHAW |  | 10.225 | 0 | Residential | 1 | FREEHOLD | 7728 | 17 | ECOMEN SOLAR LLC | JCP&L | No | Complete | 2014-01-13 | 2014-04-30 | 2014-05-05 | 2014-05-05
SRP23622 | SREC Solar | VASQUEZ |  | 5.75 | 0 | Residential | 1 | PORT READING | 7064 | 11 | VIVINT SOLAR | PSE&G BPU | No | Complete | 2014-01-13 | 2014-12-12 | 2014-12-26 | 2014-12-26
SRP23624 | SREC Solar | JOHNSON |  | 5.75 | 0 | Residential | 1 | BRIDGEWATER | 8807 | 5 | VIVINT SOLAR | PSE&G BPU | No | Complete | 2014-01-13 | 2014-09-11 | 2014-10-07 | 2014-10-07
SRP23625 | SREC Solar | FOX |  | 5.635 | 0 | Residential | 1 | SOMERVILLE | 8876 | 5 | VIVINT SOLAR | PSE&G BPU | No | Complete | 2014-01-13 | 2014-04-16 | 2014-04-22 | 2014-04-22
SRP23626 | SREC Solar | CHAHINE |  | 1.96 | 0 | Residential | 1 | SADDLE BROOK | 7663 | 7 | VIVINT SOLAR | PSE&G BPU | No | Complete | 2014-01-13 | 2014-07-10 | 2014-07-17 | 2014-07-17
SRP23628 | SREC Solar | HEATH |  | 2.75 | 0 | Residential | 1 | COLONIA | 7067 | 10 | VIVINT SOLAR | PSE&G BPU | No | Complete | 2014-01-13 | 2014-09-25 | 2014-10-07 | 2014-10-07
SRP23633 | SREC Solar | MAKSYMIW |  | 4.9 | 0 | Residential | 1 | CLIFTON | 7013 | 6 | VIVINT SOLAR | PSE&G BPU | No | Complete | 2014-01-13 | 2014-04-01 | 2014-04-15 | 2014-04-15
SRP23636 | SREC Solar | HARRIS |  | 9.435 | 0 | Residential | 1 | TOMS RIVER | 8753 | 18 | EZNERGY LLC | JCP&L | No | Complete | 2014-01-13 | 2014-06-25 | 2014-07-02 | 2014-07-02
SRP23637 | SREC Solar | WILT |  | 6.63 | 0 | Residential | 1 | MARLTON | 8053 | 13 | SEA BRIGHT SOLAR, LLC | PSE&G BPU | No | Complete | 2014-01-13 | 2014-06-30 | 2014-07-08 | 2014-07-08
SRP23639 | SREC Solar | DYER |  | 3.185 | 0 | Residential | 1 | BELLEVILLE | 7109 | 9 | SOLARCITY CORPORATION | PSE&G BPU | No | Complete | 2014-02-10 | 2014-04-04 | 2014-04-21 | 2014-04-21
SRP23640 | SREC Solar | DIMARIA |  | 7.35 | 0 | Residential | 1 | EMERSON | 7630 | 7 | SOLARCITY CORPORATION | PSE&G BPU | No | Complete | 2014-01-13 | 2014-04-04 | 2014-04-16 | 2014-04-16
SRP23641 | SREC Solar | ELBAUM |  | 10 | 0 | Residential | 1 | LINDEN | 7036 | 10 | SOLARCITY CORPORATION | PSE&G BPU | No | Complete | 2014-01-13 | 2014-08-01 | 2014-08-08 | 2014-08-08
SRP23643 | SREC Solar | DIAZ |  | 5.145 | 0 | Residential | 1 | MONROE TWP | 8094 | 15 | SOLARCITY CORPORATION | AC Electric | No | Complete | 2014-01-13 | 2014-06-19 | 2014-07-23 | 2014-07-23
SRP23644 | SREC Solar | GREEN |  | 6.37 | 0 | Residential | 1 | EDISON | 8837 | 11 | SOLARCITY CORPORATION | PSE&G BPU | No | Complete | 2014-01-13 | 2014-05-22 | 2014-06-03 | 2014-06-03
SRP23645 | SREC Solar | AZODO |  | 6.37 | 0 | Residential | 1 | SICKLERVILLE | 8081 | 14 | SOLARCITY CORPORATION | AC Electric | No | Complete | 2014-01-13 | 2014-05-22 | 2014-06-03 | 2014-06-03
SRP23646 | SREC Solar | MCBRIDE |  | 9.18 | 0 | Residential | 1 | LUMBERTON | 8048 | 13 | AMPED ON SOLAR | PSE&G BPU | No | Complete | 2014-01-13 | 2014-04-07 | 2014-04-21 | 2014-04-21
SRP23647 | SREC Solar | MARWADI |  | 7.905 | 0 | Residential | 1 | COLONIA | 7067 | 10 | VIVINT SOLAR | PSE&G BPU | No | Complete | 2014-01-13 | 2014-07-03 | 2014-07-11 | 2014-07-11
SRP23648 | SREC Solar | CALLISTE |  | 24.255 | 0 | Residential | 1 | FRENCHTOWN | 8825 | 4 | SOLARCITY CORPORATION | JCP&L | No | Complete | 2014-01-13 | 2014-12-12 | 2014-12-17 | 2014-12-17
SRP23649 | SREC Solar | VERENDIA |  | 8.085 | 0 | Residential | 1 | WOODBRIDGE TWP | 8863 | 11 | SOLARCITY CORPORATION | PSE&G BPU | No | Complete | 2014-01-27 | 2014-02-26 | 2014-03-20 | 2014-03-20
SRP23653 | SREC Solar | VARGHESE |  | 4 | 0 | Residential | 1 | ISELIN | 8830 | 11 | VIVINT SOLAR | PSE&G BPU | No | Complete | 2014-01-13 | 2014-07-16 | 2014-07-23 | 2014-07-23
SRP23654 | SREC Solar | COLUCCI TURBETT |  | 4.23 | 0 | Residential | 1 | LINDEN | 7036 | 10 | VIVINT SOLAR | PSE&G BPU | No | Complete | 2014-01-13 | 2014-09-08 | 2014-09-17 | 2014-09-17
SRP23656 | SREC Solar | PRATT | COLUMBUS FARMERS MARKET | 85.58 | 0 | Commercial | 1 | COLUMBUS | 8022 | 13 | TRINITY HEATING AND AIR | PSE&G BPU | No | Complete | 2014-01-13 | 2014-10-21 | 2014-11-03 | 2014-11-03
SRP23657 | SREC Solar | LOVELAND |  | 13.23 | 0 | Residential | 1 | BRICK | 8723 | 18 | SOLARCITY CORPORATION | JCP&L | No | Complete | 2014-01-13 | 2014-07-03 | 2014-07-10 | 2014-07-10
SRP23658 | SREC Solar | DESAI |  | 9.555 | 0 | Residential | 1 | SO. ORANGE | 7079 | 9 | SOLARCITY CORPORATION | PSE&G BPU | No | Complete | 2014-01-13 | 2014-07-17 | 2014-07-28 | 2014-07-28
SRP23659 | SREC Solar | CAPPELLUCCI |  | 6.5 | 0 | Residential | 1 | VINELAND | 8361 | 20 | SOLARCITY CORPORATION | Vineland Muni Elec | No | Complete | 2014-01-13 | 2014-12-09 | 2014-12-16 | 2014-12-16
SRP23660 | SREC Solar | LUCIO |  | 7 | 0 | Residential | 1 | DEPTFORD TWP | 8080 | 15 | SOLARCITY CORPORATION | AC Electric | No | Complete | 2014-01-13 | 2014-06-04 | 2014-06-11 | 2014-06-11
SRP23662 | SREC Solar | DAVIES |  | 3.92 | 0 | Residential | 1 | GLOUCESTER TWP | 8081 | 14 | SOLARCITY CORPORATION | AC Electric | No | Complete | 2014-01-13 | 2014-05-02 | 2014-05-22 | 2014-05-22
SRP23666 | SREC Solar | CANELA |  | 6 | 0 | Residential | 1 | PERTH AMBOY | 8861 | 11 | VIVINT SOLAR | PSE&G BPU | No | Complete | 2014-01-13 | 2014-07-17 | 2014-09-03 | 2014-09-03
SRP23667 | SREC Solar | BUILES |  | 5.355 | 0 | Residential | 1 | COLONIA | 7067 | 10 | VIVINT SOLAR | PSE&G BPU | No | Complete | 2014-01-13 | 2015-01-20 | 2015-01-30 | 2015-01-30
SRP23669 | SREC Solar | BUTCHER |  | 6.885 | 0 | Residential | 1 | BURLINGTON | 8016 | 13 | ROOF DIAGNOSTICS INC | PSE&G BPU | No | Complete | 2014-01-13 | 2014-08-11 | 2014-08-19 | 2014-08-19
SRP23671 | SREC Solar | BERQUIST |  | 3.25 | 0 | Residential | 1 | MILLINGTON | 7946 | 3 | ROOF DIAGNOSTICS INC | JCP&L | No | Complete | 2014-01-13 | 2014-08-05 | 2014-08-12 | 2014-08-12
SRP23672 | SREC Solar | PATEL |  | 9.25 | 0 | Residential | 1 | BORDENTOWN | 8505 | 13 | TRINITY HEATING AND AIR | PSE&G BPU | No | Complete | 2014-01-13 | 2014-03-03 | 2014-03-18 | 2014-03-18
SRP23673 | SREC Solar | ANDERSON |  | 10.5 | 0 | Residential | 1 | SOUTHAMPTON | 8088 | 13 | TRINITY HEATING AND AIR | PSE&G BPU | No | Complete | 2014-01-13 | 2014-03-25 | 2014-04-04 | 2014-04-04
SRP23674 | SREC Solar | MCPHERSON |  | 6.345 | 0 | Residential | 1 | E. BRUNSWICK | 8816 | 11 | VIVINT SOLAR | PSE&G BPU | No | Complete | 2014-01-13 | 2014-12-12 | 2014-12-26 | 2014-12-26
SRP23678 | SREC Solar | PIERCE |  | 3.75 | 0 | Residential | 1 | CARTERET | 7008 | 11 | VIVINT SOLAR | PSE&G BPU | No | Complete | 2014-01-13 | 2014-07-18 | 2014-07-25 | 2014-07-25
SRP23679 | SREC Solar | DOUGHER |  | 9.5 | 0 | Residential | 1 | SOMERSET | 8873 | 5 | VIVINT SOLAR | PSE&G BPU | No | Complete | 2014-01-13 | 2014-08-08 | 2014-08-14 | 2014-08-14
SRP23681 | SREC Solar | MCILVAINE |  | 2.94 | 0 | Residential | 1 | SPOTSWOOD | 8884 | 11 | VIVINT SOLAR | JCP&L | No | Complete | 2014-01-13 | 2014-07-16 | 2014-07-23 | 2014-07-23
SRP23682 | SREC Solar | HESSE |  | 6.815 | 0 | Residential | 1 | BLOOMFIELD | 7003 | 9 | VIVINT SOLAR | PSE&G BPU | No | Complete | 2014-01-13 | 2014-06-17 | 2014-06-19 | 2014-06-19
SRP23683 | SREC Solar | SORIANO |  | 9.5 | 0 | Residential | 1 | STOCKHOLM | 7460 | 1 | TRINITY HEATING AND AIR | JCP&L | No | Complete | 2014-01-13 | 2014-02-28 | 2014-03-12 | 2014-03-12
SRP23684 | SREC Solar | BORAWSKI |  | 9.25 | 0 | Residential | 1 | HOWELL | 7731 | 17 | TRINITY HEATING AND AIR | JCP&L | No | Complete | 2014-01-13 | 2014-02-28 | 2014-03-18 | 2014-03-18
SRP23685 | SREC Solar | RODRIGUEZ |  | 9 | 0 | Residential | 1 | EAST WINDSOR | 8520 | 12 | TRINITY HEATING AND AIR | JCP&L | No | Complete | 2014-01-13 | 2014-03-18 | 2014-03-26 | 2014-03-26
SRP23686 | SREC Solar | LAI |  | 9.5 | 0 | Residential | 1 | SWEDESBORO | 8085 | 15 | SOLARCITY CORPORATION | AC Electric | No | Complete | 2014-01-13 | 2014-05-13 | 2014-06-04 | 2014-06-04
SRP23688 | SREC Solar | VIOLA |  | 9.5 | 0 | Residential | 1 | VENTNOR CITY | 8406 | 19 | ROOF DIAGNOSTICS INC | AC Electric | No | Complete | 2014-01-13 | 2014-09-04 | 2014-09-29 | 2014-09-29
SRP23689 | SREC Solar | GRAJALES |  | 4.335 | 0 | Residential | 1 | TOTOWA | 7512 | 6 | ROOF DIAGNOSTICS INC | PSE&G BPU | No | Complete | 2014-01-13 | 2014-05-27 | 2014-05-30 | 2014-05-30
SRP23690 | SREC Solar | LOBROW |  | 4.9 | 0 | Residential | 1 | OLD BRIDGE | 8857 | 11 | SOLARCITY CORPORATION | JCP&L | No | Complete | 2014-01-13 | 2014-05-21 | 2014-05-29 | 2014-05-29
SRP23693 | SREC Solar | PRISCO |  | 11.515 | 0 | Residential | 1 | TOMS RIVER | 8753 | 18 | SOLARCITY CORPORATION | JCP&L | No | Complete | 2014-01-13 | 2014-04-04 | 2014-04-16 | 2014-04-16
SRP23697 | SREC Solar | GERRITY |  | 3.75 | 0 | Residential | 1 | LAKEWOOD | 8701 | 18 | TRINITY HEATING AND AIR | JCP&L | No | Complete | 2014-01-20 | 2014-03-03 | 2014-03-18 | 2014-03-18
SRP23698 | SREC Solar | JACOBS |  | 5.39 | 0 | Residential | 1 | SOMERSET | 8873 | 5 | TRINITY HEATING AND AIR | PSE&G BPU | No | Complete | 2014-01-20 | 2014-07-16 | 2014-07-28 | 2014-07-28
SRP23699 | SREC Solar | FLATH |  | 2.82 | 0 | Residential | 0 | CARNEYS POINT | 8069 | 16 | GREEN CITIES ENERGY LLC | AC Electric | No | Complete | 2014-01-20 | 2014-08-01 | 2014-08-08 | 2014-08-08
SRP23700 | SREC Solar | SETH |  | 17.755 | 0 | Residential | 1 | PENNINGTON | 8534 | 12 | GREEN APPLE ENERGY SYSTEMS, LLC | PSE&G BPU | No | Complete | 2014-01-20 | 2014-06-26 | 2014-07-02 | 2014-07-02
SRP23701 | SREC Solar | RAJKUMAR |  | 7.14 | 0 | Residential | 1 | MONMOUTH JCT | 8852 | 11 | ROOF DIAGNOSTICS INC | PSE&G BPU | No | Complete | 2014-01-20 | 2014-07-16 | 2014-07-28 | 2014-07-28
SRP23703 | SREC Solar | KEUSCHER |  | 7.75 | 0 | Residential | 1 | LEDGEWOOD | 7852 | 3 | TRINITY HEATING AND AIR | JCP&L | No | Complete | 2014-01-20 | 2014-03-03 | 2014-03-18 | 2014-03-18
SRP23704 | SREC Solar | PIPITO |  | 3.315 | 0 | Residential | 1 | TEANECK | 7666 | 7 | ROOF DIAGNOSTICS INC | PSE&G BPU | No | Complete | 2014-01-20 | 2014-09-05 | 2014-09-12 | 2014-09-12
SRP23705 | SREC Solar | DALU |  | 7.65 | 0 | Residential | 1 | COLONIA | 7067 | 10 | VIVINT SOLAR | PSE&G BPU | No | Complete | 2014-01-20 | 2014-06-20 | 2014-07-23 | 2014-07-23
SRP23706 | SREC Solar | MAXWELL |  | 8.225 | 0 | Residential | 1 | MATAWAN | 7747 | 17 | VIVINT SOLAR | JCP&L | No | Complete | 2014-01-20 | 2014-07-16 | 2014-07-23 | 2014-07-23
SRP23707 | SREC Solar | JOSEPH |  | 6.125 | 0 | Residential | 1 | CLEMENTON | 8021 | 14 | SOLARCITY CORPORATION | AC Electric | No | Complete | 2014-01-20 | 2014-04-23 | 2014-05-06 | 2014-05-06
SRP23709 | SREC Solar | TANIMAE |  | 13.72 | 0 | Residential | 1 | BRIDGETON | 8302 | 20 | SOLARCITY CORPORATION | AC Electric | No | Complete | 2014-01-20 | 2014-04-24 | 2014-04-30 | 2014-04-30
SRP23710 | SREC Solar | YOUNG |  | 12.19 | 0 | Residential | 1 | HARRISON TWP | 8062 | 15 | SOLARCITY CORPORATION | AC Electric | No | Complete | 2014-01-20 | 2014-08-22 | 2014-09-02 | 2014-09-02
SRP23711 | SREC Solar | ELLERBE |  | 5.39 | 0 | Residential | 1 | BURLINGTON TWP | 8016 | 13 | SOLARCITY CORPORATION | PSE&G BPU | No | Complete | 2014-01-20 | 2014-03-13 | 2014-03-27 | 2014-03-27
SRP23713 | SREC Solar | MODERSKI |  | 7.14 | 0 | Residential | 1 | CLIFTON | 7012 | 6 | REC SOLAR, INC. | PSE&G BPU | No | Complete | 2014-01-20 | 2014-06-19 | 2014-06-24 | 2014-06-24
SRP23714 | SREC Solar | DEFINO PYANTECK |  | 7.35 | 0 | Residential | 1 | MONROE TWP | 8831 | 11 | SOLARCITY CORPORATION | JCP&L | No | Complete | 2014-01-20 | 2014-04-22 | 2014-05-01 | 2014-05-01
SRP23715 | SREC Solar | HAUSER |  | 10.535 | 0 | Residential | 1 | MOUNT LAURAL | 8054 | 13 | SOLARCITY CORPORATION | PSE&G BPU | No | Complete | 2014-01-20 | 2014-04-09 | 2014-04-23 | 2014-04-23
SRP23717 | SREC Solar | ROGERS |  | 3.75 | 0 | Residential | 1 | MANVILLE | 8835 | 5 | VIVINT SOLAR | PSE&G BPU | No | Complete | 2014-01-20 | 2014-08-01 | 2014-08-07 | 2014-08-07
SRP23719 | SREC Solar | GRANT |  | 5.39 | 0 | Residential | 1 | N. BRUNSWICK | 8902 | 11 | VIVINT SOLAR | PSE&G BPU | No | Complete | 2014-01-20 | 2014-07-16 | 2014-07-23 | 2014-07-23
SRP23720 | SREC Solar | HUGHES |  | 6.12 | 0 | Residential | 1 | UNION BEACH | 7735 | 17 | VIVINT SOLAR | JCP&L | No | Complete | 2014-01-20 | 2014-09-18 | 2014-09-30 | 2014-09-30
SRP23721 | SREC Solar | CHOI |  | 5.145 | 0 | Residential | 1 | E. BRUNSIWCK | 8816 | 11 | VIVINT SOLAR | PSE&G BPU | No | Complete | 2014-01-20 | 2014-07-09 | 2014-07-25 | 2014-07-25
SRP23722 | SREC Solar | ARMSTRONG |  | 7.25 | 0 | Residential | 1 | JACKSON | 8527 | 18 | TRINITY HEATING AND AIR | JCP&L | No | Complete | 2014-01-20 | 2014-02-24 | 2014-03-12 | 2014-03-12
SRP23723 | SREC Solar | MESSENGER |  | 5.4 | 0 | Residential | 0 | MULLICA HILL | 8062 | 15 | GREEN CITIES ENERGY LLC | AC Electric | No | Complete | 2014-01-20 | 2014-11-18 | 2014-12-04 | 2014-12-04
SRP23724 | SREC Solar | SENA |  | 3.92 | 0 | Residential | 1 | COLLINGSWOOD | 8108 | 14 | SOLARCITY CORPORATION | PSE&G BPU | No | Complete | 2014-01-20 | 2014-03-20 | 2014-03-27 | 2014-03-27
SRP23725 | SREC Solar | ZENOBI |  | 12 | 0 | Residential | 1 | WEST CALDWELL | 7006 | 9 | VIVINT SOLAR | PSE&G BPU | No | Complete | 2014-01-20 | 2014-09-08 | 2014-11-06 | 2014-11-06
SRP23726 | SREC Solar | ECKERT |  | 13.005 | 0 | Residential | 1 | BAYVILLE | 8721 | 18 | SEA BRIGHT SOLAR, LLC | JCP&L | No | Complete | 2014-01-20 | 2014-03-31 | 2014-04-11 | 2014-04-11
SRP23727 | SREC Solar | MELITO |  | 6.75 | 0 | Residential | 1 | TOMS RIVER | 8757 | 18 | TRINITY HEATING AND AIR | JCP&L | No | Complete | 2014-01-20 | 2014-02-28 | 2014-03-26 | 2014-03-26
SRP23728 | SREC Solar | LOEBEL |  | 7.5 | 0 | Residential | 0 | LINDENWOLD | 8021 | 14 | CODE GREEN SOLAR, LLC | AC Electric | No | Complete | 2014-01-20 | 2014-11-26 | 2015-02-03 | 2015-02-03
SRP23729 | SREC Solar | COLEMAN |  | 12 | 0 | Residential | 1 | PILESGROVE | 8098 | 16 | ASTON SOLAR | AC Electric | No | Complete | 2014-01-27 | 2014-08-11 | 2014-08-14 | 2014-08-14
SRP23730 | SREC Solar | INGERSOLL |  | 9.8 | 0 | Residential | 1 | EHT | 8234 | 19 | ALLSEASON CONSTRUCTION | AC Electric | No | Complete | 2014-01-20 | 2014-06-25 | 2014-07-09 | 2014-07-09
SRP23731 | SREC Solar | KAHRMANN |  | 8.925 | 0 | Residential | 1 | WILLIAMSTOWN | 8094 | 15 | ALLSEASON CONSTRUCTION | AC Electric | No | Complete | 2014-01-20 | 2014-10-02 | 2014-10-14 | 2014-10-14
SRP23732 | SREC Solar | GRESIMER |  | 14.79 | 0 | Residential | 1 | MONROEVILLE | 8343 | 16 | RCL ENTERPRISES INC. | AC Electric | No | Complete | 2014-01-20 | 2014-06-10 | 2014-06-13 | 2014-06-13
SRP23733 | SREC Solar | BROWN |  | 9.69 | 0 | Residential | 1 | PLEASANTVILLE | 8232 | 19 | ALLSEASON CONSTRUCTION | AC Electric | No | Complete | 2014-01-20 | 2014-07-31 | 2014-09-12 | 2014-09-12
SRP23734 | SREC Solar | FIGUEROA |  | 6.12 | 0 | Residential | 1 | POMONA | 8240 | 19 | ALLSEASON CONSTRUCTION | AC Electric | No | Complete | 2014-01-20 | 2014-07-31 | 2014-08-06 | 2014-08-06
SRP23735 | SREC Solar | SERGEANT |  | 9.156 | 0 | Residential | 0 | WASHINGTON | 7882 | 2 | SKYLINE SOLAR | JCP&L | No | Complete | 2014-01-20 | 2014-08-05 | 2014-08-12 | 2014-08-12
SRP23736 | SREC Solar | GARCIA |  | 7.35 | 0 | Residential | 1 | BLOOMFIELD | 7003 | 9 | SOLARCITY CORPORATION | PSE&G BPU | No | Complete | 2014-01-20 | 2014-07-17 | 2014-07-28 | 2014-07-28
SRP23737 | SREC Solar | BILAWSKY |  | 4.165 | 0 | Residential | 1 | WOODBRIDGE TWP | 8863 | 11 | SOLARCITY CORPORATION | PSE&G BPU | No | Complete | 2014-01-20 | 2014-02-28 | 2014-03-14 | 2014-03-14
SRP23738 | SREC Solar | PEPPE |  | 20.74 | 0 | Residential | 1 | LEBANON | 8833 | 4 | GREEN POWER ENERGY LLC | JCP&L | No | Complete | 2014-01-20 | 2014-07-30 | 2014-09-22 | 2014-09-22
SRP23739 | SREC Solar | PEPPE |  | 25.62 | 0 | Residential | 1 | LEBANON | 8833 | 4 | GREEN POWER ENERGY LLC | JCP&L | No | Complete | 2014-01-20 | 2014-07-30 | 2014-08-11 | 2014-08-11
SRP23740 | SREC Solar | PRATT | COLUMBUS ANTIQUES MALL | 13.02 | 0 | Commercial | 1 | COLUMBUS | 8022 | 13 | TRINITY HEATING AND AIR | PSE&G BPU | No | Complete | 2014-01-20 | 2014-08-01 | 2014-09-02 | 2014-09-02
SRP23741 | SREC Solar | PRATT | COLUMBUS ANTIQUES MALL | 8.46 | 0 | Commercial | 1 | COLUMBUS | 8022 | 13 | TRINITY HEATING AND AIR | PSE&G BPU | No | Complete | 2014-01-20 | 2014-06-09 | 2014-12-18 | 2014-12-18
SRP23742 | SREC Solar | PRATT | COLUMBUS ANTIQUES MALL | 14.16 | 0 | Commercial | 1 | COLUMBUS | 8022 | 13 | TRINITY HEATING AND AIR | PSE&G BPU | No | Complete | 2014-01-20 | 2014-08-01 | 2014-08-07 | 2014-08-07
SRP23743 | SREC Solar | PRATT | COLUMBUS ANTIQUES MALL | 7.92 | 0 | Commercial | 1 | COLUMBUS | 8022 | 13 | TRINITY HEATING AND AIR | PSE&G BPU | No | Complete | 2014-01-20 | 2014-08-01 | 2014-09-02 | 2014-09-02
SRP23745 | SREC Solar | PEPPE | PRECISE TOOL & MOLD CO. | 148.535 | 0 | Commercial | 0 | MIDDLESEX | 8846 | 11 | GREEN POWER ENERGY LLC | PSE&G BPU | No | Complete | 2014-01-20 | 2014-09-17 | 2014-11-06 | 2014-11-06
SRP23746 | SREC Solar | PRATT | WAINWRIGHT EQUIPMENT LLC | 21 | 0 | Commercial | 1 | COLUMBUS | 8022 | 13 | TRINITY HEATING AND AIR | PSE&G BPU | No | Complete | 2014-01-20 | 2014-06-09 | 2014-06-11 | 2014-06-11
SRP23747 | SREC Solar | PRATT | COLUMBUS FLEA WORLD LLC | 33.6 | 0 | Commercial | 1 | COLUMBUS | 8022 | 13 | TRINITY HEATING AND AIR | PSE&G BPU | No | Complete | 2014-01-20 | 2014-03-19 | 2014-07-25 | 2014-07-25
SRP23748 | SREC Solar | LAPOR | COMM OF 3RD FIRE DISTRICT | 98.7 | 0 | Commercial | 1 | ERMA | 8204 | 21 | CAMBRIA SOLAR LLC | AC Electric | No | Complete | 2014-01-20 | 2014-05-16 | 2014-05-29 | 2014-05-29
SRP23750 | SREC Solar | PRATT | WAINWRIGHT EQUIPMENT LLC | 31.36 | 0 | Commercial | 1 | COLUMBUS | 8022 | 13 | TRINITY HEATING AND AIR | PSE&G BPU | No | Complete | 2014-01-20 | 2014-06-09 | 2014-06-11 | 2014-06-11
SRP23751 | SREC Solar | PRATT | J&L CRAFTS | 14 | 0 | Commercial | 1 | COLUMBUS | 8022 | 13 | TRINITY HEATING AND AIR | PSE&G BPU | No | Complete | 2014-01-20 | 2014-06-09 | 2014-06-11 | 2014-06-11
SRP23752 | SREC Solar | BEHRENS |  | 11.55 | 0 | Residential | 1 | CENTERTON | 8318 | 16 | GO SOLAR ELECTRIC, LLC | AC Electric | No | Complete | 2014-01-20 | 2014-07-11 | 2014-08-04 | 2014-08-04
SRP23753 | SREC Solar | GREEN |  | 8.25 | 0 | Residential | 1 | DEPTFORD TWP | 8080 | 15 | SOLARCITY CORPORATION | AC Electric | No | Complete | 2014-01-20 | 2014-07-28 | 2014-08-05 | 2014-08-05
SRP23754 | SREC Solar | NOBREGA |  | 2.205 | 0 | Residential | 1 | PASSAIC | 7055 | 6 | SOLARCITY CORPORATION | PSE&G BPU | No | Complete | 2014-01-20 | 2014-05-22 | 2014-06-03 | 2014-06-03
SRP23755 | SREC Solar | THOMPSON |  | 4.165 | 0 | Residential | 1 | PENNS GROVE | 8069 | 16 | SOLARCITY CORPORATION | AC Electric | No | Complete | 2014-01-20 | 2014-05-08 | 2014-05-29 | 2014-05-29
SRP23756 | SREC Solar | WRIGHT |  | 5.61 | 0 | Residential | 1 | PLEASANTVILLE | 8232 | 19 | RCL ENTERPRISES INC. | AC Electric | No | Complete | 2014-01-20 | 2014-05-21 | 2014-05-27 | 2014-05-27
SRP23757 | SREC Solar | GRANBERG |  | 11.22 | 0 | Residential | 1 | BAYVILLE | 8721 | 18 | RCL ENTERPRISES INC. | JCP&L | No | Complete | 2014-01-20 | 2014-06-03 | 2014-06-25 | 2014-06-25
SRP23758 | SREC Solar | DO |  | 5.72 | 0 | Residential | 0 | LAKE HOPATCONG | 7849 | 3 | TOTAL EXTERIORS | JCP&L | No | Complete | 2014-02-03 | 2014-04-04 | 2014-04-16 | 2014-04-16
SRP23761 | SREC Solar | LENO |  | 12 | 0 | Residential | 1 | FAIRFIELD | 7004 | 9 | SOLAR HOME NJ LLC | PSE&G BPU | No | Complete | 2014-01-20 | 2014-09-12 | 2014-09-17 | 2014-09-17
SRP23763 | SREC Solar | EISEMANN |  | 6.76 | 0 | Residential | 1 | LAKEWOOD | 8701 | 18 | POWERLUTIONS, LLC | JCP&L | No | Complete | 2014-01-20 | 2014-03-18 | 2014-03-27 | 2014-03-27
SRP23764 | SREC Solar | VEHON |  | 9.18 | 0 | Residential | 1 | CAPE MAY COURT HOUSE | 8210 | 21 | RCL ENTERPRISES INC. | AC Electric | No | Complete | 2014-01-20 | 2014-05-28 | 2014-06-04 | 2014-06-04
SRP23766 | SREC Solar | EARLING |  | 15.495 | 0 | Residential | 0 | TITUSVILLE | 8530 | 4 | SUN SAVER SOLAR SYSTEMS 2 | JCP&L | No | Complete | 2014-01-20 | 2014-05-06 | 2014-06-05 | 2014-06-05
SRP23767 | SREC Solar | RIVERA |  | 5 | 0 | Residential | 1 | ELIZABETH | 7201 | 10 | TRINITY HEATING AND AIR | PSE&G BPU | No | Complete | 2014-01-20 | 2014-04-22 | 2014-04-23 | 2014-04-23
SRP23768 | SREC Solar | GRIFFIE |  | 18.36 | 0 | Residential | 1 | UPPER DEERFIELD | 8302 | 20 | RCL ENTERPRISES INC. | AC Electric | No | Complete | 2014-01-20 | 2014-05-21 | 2014-05-27 | 2014-05-27
SRP23769 | SREC Solar | RICHARDS |  | 6.12 | 0 | Residential | 1 | ELMER | 8318 | 16 | RCL ENTERPRISES INC. | AC Electric | No | Complete | 2014-01-20 | 2014-05-13 | 2014-05-21 | 2014-05-21
SRP23770 | SREC Solar | VECHESKY |  | 8.415 | 0 | Residential | 1 | BURLINGTON | 8016 | 13 | RCL ENTERPRISES INC. | PSE&G BPU | No | Complete | 2014-01-20 | 2014-09-11 | 2014-09-19 | 2014-09-19
SRP23771 | SREC Solar | SIMPKINS |  | 10.2 | 0 | Residential | 1 | BRIDGETON | 8032 | 15 | RCL ENTERPRISES INC. | AC Electric | No | Complete | 2014-01-20 | 2014-05-13 | 2014-05-16 | 2014-05-16
SRP23772 | SREC Solar | FRUNCILLO |  | 6.5 | 0 | Residential | 1 | BELLEVILLE | 7109 | 9 | TRINITY HEATING AND AIR | PSE&G BPU | No | Complete | 2014-01-20 | 2014-04-08 | 2014-04-18 | 2014-04-18
SRP23773 | SREC Solar | ZIEGER |  | 16.83 | 0 | Residential | 1 | SWEDESBORO | 8085 | 15 | RCL ENTERPRISES INC. | AC Electric | No | Complete | 2014-01-20 | 2014-07-08 | 2014-08-04 | 2014-08-04
SRP23774 | SREC Solar | WOOLF |  | 6.63 | 0 | Residential | 1 | BERLIN | 8009 | 14 | ROOF DIAGNOSTICS INC | AC Electric | No | Complete | 2014-01-20 | 2014-07-30 | 2014-08-08 | 2014-08-08
SRP23775 | SREC Solar | FRESCO |  | 5.39 | 0 | Residential | 1 | MANCHESTER | 8759 | 18 | TRINITY HEATING AND AIR | JCP&L | No | Complete | 2014-01-20 | 2014-04-24 | 2014-05-13 | 2014-05-13
SRP23776 | SREC Solar | GAWRON |  | 3.57 | 0 | Residential | 1 | EWING | 8628 | 12 | ROOF DIAGNOSTICS INC | PSE&G BPU | No | Complete | 2014-01-20 | 2014-06-23 | 2014-06-27 | 2014-06-27
SRP23777 | SREC Solar | MORBELLI |  | 7.395 | 0 | Residential | 1 | BAYVILLE | 8721 | 18 | ROOF DIAGNOSTICS INC | JCP&L | No | Complete | 2014-01-20 | 2014-05-29 | 2014-06-04 | 2014-06-04
SRP23778 | SREC Solar | LIBRO |  | 8.925 | 0 | Residential | 1 | MARMORA | 8223 | 21 | RCL ENTERPRISES INC. | AC Electric | No | Complete | 2014-01-20 | 2014-05-21 | 2014-05-27 | 2014-05-27
SRP23780 | SREC Solar | FAWZY |  | 7.5 | 0 | Residential | 1 | EAST BRUNSWICK | 8816 | 11 | ROOF DIAGNOSTICS INC | PSE&G BPU | No | Complete | 2014-01-20 | 2014-09-30 | 2014-10-20 | 2014-10-20
SRP23781 | SREC Solar | BRADUS |  | 6.375 | 0 | Residential | 1 | SPRING LAKE | 7762 | 17 | ROOF DIAGNOSTICS INC | JCP&L | No | Complete | 2014-01-20 | 2014-02-07 | 2014-03-27 | 2014-03-27
SRP23782 | SREC Solar | RUDDEROW |  | 10.71 | 0 | Residential | 1 | FRANKLINVILLE | 8322 | 15 | SEA BRIGHT SOLAR, LLC | AC Electric | No | Complete | 2014-01-20 | 2014-08-01 | 2014-08-07 | 2014-08-07
SRP23783 | SREC Solar | CATCHCART |  | 5.865 | 0 | Residential | 1 | FAIR LAWN | 7410 | 7 | ROOF DIAGNOSTICS INC | PSE&G BPU | No | Complete | 2014-01-20 | 2014-05-07 | 2014-05-16 | 2014-05-16
SRP23784 | SREC Solar | REBELO |  | 6.86 | 0 | Residential | 1 | BEACHWOOD | 8722 | 18 | TRINITY HEATING AND AIR | JCP&L | No | Complete | 2014-01-20 | 2014-03-25 | 2014-04-04 | 2014-04-04
SRP23785 | SREC Solar | MOORE |  | 6 | 0 | Residential | 1 | MILLVILLE | 8332 | 20 | TRINITY HEATING AND AIR | AC Electric | No | Complete | 2014-01-20 | 2014-04-18 | 2014-05-01 | 2014-05-01
SRP23786 | SREC Solar | OKEEFE |  | 6.375 | 0 | Residential | 1 | TOMS RIVER | 8753 | 18 | SEA BRIGHT SOLAR, LLC | JCP&L | No | Complete | 2014-01-20 | 2014-03-12 | 2014-03-25 | 2014-03-25
SRP23787 | SREC Solar | DEO |  | 11.925 | 0 | Residential | 1 | BERKELEY HEIGHTS | 7922 | 10 | NEW JERSEY CLEAN ENERGY SOLUTIONS | JCP&L | No | Complete | 2014-01-20 | 2014-08-19 | 2014-08-25 | 2014-08-25
SRP23788 | SREC Solar | SALERNO |  | 9.945 | 0 | Residential | 1 | MANAHAWKIN | 8050 | 18 | ROOF DIAGNOSTICS INC | AC Electric | No | Complete | 2014-01-20 | 2014-06-04 | 2014-06-26 | 2014-06-26
SRP23789 | SREC Solar | TAKACS |  | 5.61 | 0 | Residential | 1 | TOMS RIVER | 8753 | 18 | ROOF DIAGNOSTICS INC | JCP&L | No | Complete | 2014-01-20 | 2014-07-08 | 2014-07-21 | 2014-07-21
SRP23790 | SREC Solar | POLICHETTI |  | 8.67 | 0 | Residential | 1 | JACKSON | 8527 | 18 | ROOF DIAGNOSTICS INC | JCP&L | No | Complete | 2014-01-20 | 2014-09-30 | 2014-10-14 | 2014-10-14
SRP23791 | SREC Solar | JAEGER |  | 12.25 | 0 | Residential | 1 | MANAHAWKIN | 8050 | 18 | ROOF DIAGNOSTICS INC | AC Electric | No | Complete | 2014-01-20 | 2014-12-24 | 2015-01-13 | 2015-01-13
SRP23792 | SREC Solar | GATTO |  | 6.375 | 0 | Residential | 1 | TOMS RIVER | 8757 | 18 | ROOF DIAGNOSTICS INC | JCP&L | No | Complete | 2014-01-20 | 2014-09-24 | 2014-10-31 | 2014-10-31
SRP23793 | SREC Solar | CORDOBA |  | 7 | 0 | Residential | 1 | SO. PLAINFIELD | 7080 | 11 | ROOF DIAGNOSTICS INC | PSE&G BPU | No | Complete | 2014-01-20 | 2014-10-21 | 2014-11-03 | 2014-11-03
SRP23795 | SREC Solar | CLAYTON |  | 5.88 | 0 | Residential | 1 | BELMAR | 7719 | 17 | SOLARCITY CORPORATION | JCP&L | No | Complete | 2014-01-20 | 2014-03-14 | 2014-03-25 | 2014-03-25
SRP23796 | SREC Solar | SUHR |  | 4.9 | 0 | Residential | 1 | SOMERVILLE | 8876 | 5 | SOLARCITY CORPORATION | PSE&G BPU | No | Complete | 2014-01-20 | 2014-03-20 | 2014-03-27 | 2014-03-27
SRP23797 | SREC Solar | ORR |  | 9.8 | 0 | Residential | 1 | TOMS RIVER | 8753 | 18 | SOLARCITY CORPORATION | JCP&L | No | Complete | 2014-01-20 | 2014-04-01 | 2014-04-08 | 2014-04-08
SRP23798 | SREC Solar | GUILLEN |  | 5.25 | 0 | Residential | 1 | ELIZABETH | 7202 | 10 | SOLARCITY CORPORATION | PSE&G BPU | No | Complete | 2014-01-20 | 2014-04-08 | 2014-04-22 | 2014-04-22
SRP23799 | SREC Solar | KLEINMAN |  | 4.845 | 0 | Residential | 1 | PHILLIPSBURG | 8865 | 2 | ROOF DIAGNOSTICS INC | JCP&L | No | Complete | 2014-01-20 | 2014-10-08 | 2014-10-16 | 2014-10-16
SRP23800 | SREC Solar | KEATING |  | 11.25 | 0 | Residential | 1 | BRANCHBURG | 8876 | 5 | ROOF DIAGNOSTICS INC | JCP&L | No | Complete | 2014-01-20 | 2014-07-08 | 2014-07-17 | 2014-07-17
SRP23801 | SREC Solar | MARQUES |  | 5.1 | 0 | Residential | 1 | WAYNE | 7470 | 6 | ROOF DIAGNOSTICS INC | JCP&L | No | Complete | 2014-01-20 | 2014-07-16 | 2014-09-09 | 2014-09-09
SRP23802 | SREC Solar | SULLIVAN |  | 5.5 | 0 | Residential | 1 | BRICK | 8724 | 18 | ROOF DIAGNOSTICS INC | JCP&L | No | Complete | 2014-01-20 | 2014-05-07 | 2014-05-16 | 2014-05-16
SRP23803 | SREC Solar | RAMCHARRAN |  | 10 | 0 | Residential | 1 | BRANCHBURG | 8853 | 5 | ROOF DIAGNOSTICS INC | JCP&L | No | Complete | 2014-01-20 | 2014-06-20 | 2014-08-01 | 2014-08-01
SRP23804 | SREC Solar | HERNER |  | 3.315 | 0 | Residential | 1 | TOMS RIVER | 8757 | 18 | ROOF DIAGNOSTICS INC | JCP&L | No | Complete | 2014-01-20 | 2014-06-27 | 2014-07-09 | 2014-07-09
SRP23805 | SREC Solar | FORMAN |  | 8.25 | 0 | Residential | 1 | JACKSON | 8527 | 18 | ROOF DIAGNOSTICS INC | JCP&L | No | Complete | 2014-01-20 | 2014-05-21 | 2014-05-29 | 2014-05-29
SRP23806 | SREC Solar | AMATO |  | 5.865 | 0 | Residential | 1 | HOWELL | 7731 | 17 | ROOF DIAGNOSTICS INC | JCP&L | No | Complete | 2014-01-20 | 2014-09-30 | 2014-10-14 | 2014-10-14
SRP23807 | SREC Solar | RANA |  | 7.5 | 0 | Residential | 1 | PASSAIC | 7055 | 6 | ROOF DIAGNOSTICS INC | PSE&G BPU | No | Complete | 2014-01-20 | 2015-01-28 | 2015-02-04 | 2015-02-04
SRP23808 | SREC Solar | RICCHIUTI |  | 5.1 | 0 | Residential | 1 | HAZLET | 7730 | 17 | ROOF DIAGNOSTICS INC | JCP&L | No | Complete | 2014-01-20 | 2014-06-26 | 2014-07-02 | 2014-07-02
SRP23809 | SREC Solar | SHAIKH |  | 12.25 | 0 | Residential | 1 | MONTVILLE | 7045 | 3 | ROOF DIAGNOSTICS INC | JCP&L | No | Complete | 2014-01-20 | 2014-06-03 | 2014-06-10 | 2014-06-10
SRP23810 | SREC Solar | LAMOTTA |  | 3.315 | 0 | Residential | 1 | TOMS RIVER | 8757 | 18 | ROOF DIAGNOSTICS INC | JCP&L | No | Complete | 2014-01-20 | 2014-09-30 | 2014-10-14 | 2014-10-14
SRP23811 | SREC Solar | PATEL |  | 6.885 | 0 | Residential | 1 | OLD BRIDGE | 8857 | 11 | ROOF DIAGNOSTICS INC | JCP&L | No | Complete | 2014-01-20 | 2014-10-21 | 2014-11-03 | 2014-11-03
SRP23812 | SREC Solar | MUNOZ |  | 5.5 | 0 | Residential | 1 | OLD BRIDGE | 8857 | 11 | ROOF DIAGNOSTICS INC | JCP&L | No | Complete | 2014-01-20 | 2014-10-21 | 2014-11-03 | 2014-11-03
SRP23813 | SREC Solar | DELLA PIETRO |  | 7.5 | 0 | Residential | 1 | WALL | 7719 | 17 | ROOF DIAGNOSTICS INC | JCP&L | No | Complete | 2014-01-20 | 2014-07-15 | 2014-07-21 | 2014-07-21
SRP23817 | SREC Solar | DAILY |  | 2.04 | 0 | Residential | 1 | PERTH AMBOY | 8861 | 11 | VIVINT SOLAR | PSE&G BPU | No | Complete | 2014-01-20 | 2015-02-22 | 2015-04-23 | 2015-04-23
SRP23820 | SREC Solar | MATTY |  | 3.525 | 0 | Residential | 1 | DOVER | 7801 | 3 | VIVINT SOLAR | JCP&L | No | Complete | 2014-01-20 | 2014-08-07 | 2014-08-18 | 2014-08-18
SRP23821 | SREC Solar | ITWARU |  | 5.25 | 0 | Residential | 1 | JERSEY CITY | 7305 | 8 | VIVINT SOLAR | PSE&G BPU | No | Complete | 2014-01-20 | 2014-10-31 | 2014-11-10 | 2014-11-10
SRP23825 | SREC Solar | BONILLA |  | 6.125 | 0 | Residential | 1 | FORDS | 8863 | 11 | VIVINT SOLAR | PSE&G BPU | No | Complete | 2014-01-27 | 2014-07-16 | 2014-07-23 | 2014-07-23
SRP23827 | SREC Solar | DOPPALAPUDI |  | 8.64 | 0 | Residential | 1 | PLAINSBORO | 8536 | 11 | NEW JERSEY CLEAN ENERGY SOLUTIONS | PSE&G BPU | No | Complete | 2014-01-27 | 2014-06-24 | 2014-07-01 | 2014-07-01
SRP23828 | SREC Solar | RUZ |  | 2 | 0 | Residential | 1 | CRANFORD | 7016 | 10 | VIVINT SOLAR | PSE&G BPU | No | Complete | 2014-01-27 | 2015-02-03 | 2015-02-05 | 2015-02-05
SRP23830 | SREC Solar | DIMEO |  | 8 | 0 | Residential | 1 | WOODBRIDGE | 7095 | 11 | VIVINT SOLAR | PSE&G BPU | No | Complete | 2014-01-27 | 2014-08-12 | 2014-08-20 | 2014-08-20
SRP23832 | SREC Solar | KANE |  | 5.232 | 0 | Residential | 0 | ASBURY PARK | 7712 | 17 | GREEN APPLE ENERGY SYSTEMS, LLC | JCP&L | No | Complete | 2014-01-27 | 2014-02-24 | 2014-03-12 | 2014-03-12
SRP23833 | SREC Solar | CARTNICK |  | 7.595 | 0 | Residential | 1 | TOMS RIVER | 8753 | 18 | SOLARCITY CORPORATION | JCP&L | No | Complete | 2014-01-27 | 2014-07-22 | 2014-07-30 | 2014-07-30
SRP23834 | SREC Solar | BASU |  | 3.5 | 0 | Residential | 1 | NORTH BRUNSWICK | 8902 | 11 | VIVINT SOLAR | PSE&G BPU | No | Complete | 2014-01-27 | 2014-07-03 | 2014-07-17 | 2014-07-17
SRP23836 | SREC Solar | MCKLUSKEY |  | 4.655 | 0 | Residential | 1 | AVENEL | 7001 | 11 | VIVINT SOLAR | PSE&G BPU | No | Complete | 2014-01-27 | 2014-07-23 | 2014-08-01 | 2014-08-01
SRP23837 | SREC Solar | PRATT | COLUMBUS FLEA WORLD LLC | 103.68 | 0 | Commercial | 1 | COLUMBUS | 8022 | 13 | TRINITY HEATING AND AIR | PSE&G BPU | No | Complete | 2014-01-27 | 2015-03-18 | 2015-03-31 | 2015-03-31
SRP23838 | SREC Solar | EDMONDS |  | 14.88 | 0 | Residential | 1 | EGG HARBOR | 8215 | 19 | NEW JERSEY CLEAN ENERGY SOLUTIONS | AC Electric | No | Complete | 2014-01-27 | 2014-04-14 | 2014-04-17 | 2014-04-17
SRP23840 | SREC Solar | NUNES | SIMS METAL MANAGEMENT | 792.35 | 0 | Commercial | 0 | JERSEY CITY | 7305 | 8 | SUNWIZE TECHNOLOGIES, INC | PSE&G BPU | No | Complete | 2014-01-27 | 2014-09-18 | 2014-09-24 | 2014-09-24
SRP23841 | SREC Solar | NJAU |  | 10.105 | 0 | Residential | 1 | MANVILLE | 8835 | 5 | VIVINT SOLAR | PSE&G BPU | No | Complete | 2014-01-27 | 2014-07-03 | 2014-08-27 | 2014-08-27
SRP23844 | SREC Solar | JENSEN |  | 8.67 | 0 | Residential | 1 | CAPE MAY COURTHOUSE | 8210 | 21 | RCL ENTERPRISES INC. | AC Electric | No | Complete | 2014-01-27 | 2014-05-21 | 2014-05-27 | 2014-05-27
SRP23846 | SREC Solar | SHEDAKER |  | 5.1 | 0 | Residential | 1 | MANAHAWKIN | 8050 | 18 | ROOF DIAGNOSTICS INC | AC Electric | No | Complete | 2014-01-27 | 2014-09-30 | 2014-10-14 | 2014-10-14
SRP23847 | SREC Solar | MICHEL |  | 10.2 | 0 | Residential | 1 | BRIDGEWATER | 8807 | 5 | ROOF DIAGNOSTICS INC | PSE&G BPU | No | Complete | 2014-01-27 | 2014-08-11 | 2014-08-19 | 2014-08-19
SRP23848 | SREC Solar | HENNEDY |  | 10 | 0 | Residential | 1 | BARNEGAT | 8005 | 18 | ROOF DIAGNOSTICS INC | JCP&L | No | Complete | 2014-01-27 | 2014-06-16 | 2014-06-23 | 2014-06-23
SRP23849 | SREC Solar | BARTELS |  | 3.57 | 0 | Residential | 1 | COLTS NECK | 7722 | 17 | ROOF DIAGNOSTICS INC | JCP&L | No | Complete | 2014-01-27 | 2014-10-21 | 2014-11-03 | 2014-11-03
SRP23850 | SREC Solar | PERSING |  | 8.33 | 0 | Residential | 1 | LAKEWOOD | 8701 | 18 | ALLSEASON CONSTRUCTION | JCP&L | No | Complete | 2014-01-27 | 2014-04-09 | 2014-04-23 | 2014-04-23
SRP23852 | SREC Solar | O'BOYLE |  | 9.065 | 0 | Residential | 1 | HAWTHORNE | 7506 | 6 | SOLARCITY CORPORATION | PSE&G BPU | No | Complete | 2014-01-27 | 2014-07-03 | 2014-10-08 | 2014-10-08
SRP23853 | SREC Solar | LORENTZ |  | 9 | 0 | Residential | 1 | BORDENTOWN | 8505 | 13 | SOLARCITY CORPORATION | PSE&G BPU | No | Complete | 2014-01-27 | 2014-04-21 | 2014-05-01 | 2014-05-01
SRP23854 | SREC Solar | RIVAS |  | 5.39 | 0 | Residential | 1 | CLAYTON | 8312 | 15 | SOLARCITY CORPORATION | AC Electric | No | Complete | 2014-01-27 | 2014-04-16 | 2014-04-29 | 2014-04-29
SRP23856 | SREC Solar | RESETAR |  | 3.5 | 0 | Residential | 1 | FORDS | 8863 | 11 | SOLARCITY CORPORATION | PSE&G BPU | No | Complete | 2014-01-27 | 2014-05-21 | 2014-05-29 | 2014-05-29
SRP23857 | SREC Solar | GRAEF |  | 13.965 | 0 | Residential | 1 | EVESHAM TWP | 8053 | 13 | SOLARCITY CORPORATION | PSE&G BPU | No | Complete | 2014-01-27 | 2014-06-16 | 2014-06-23 | 2014-06-23
SRP23858 | SREC Solar | BUCCI |  | 2.205 | 0 | Residential | 1 | MILLVILLE | 8332 | 20 | SOLARCITY CORPORATION | AC Electric | No | Complete | 2014-01-27 | 2014-06-03 | 2014-06-06 | 2014-06-06
SRP23859 | SREC Solar | ALI |  | 6.75 | 0 | Residential | 1 | EGG HARBOR TWP | 8234 | 19 | SOLARCITY CORPORATION | AC Electric | No | Complete | 2014-01-27 | 2014-04-29 | 2014-05-16 | 2014-05-16
SRP23861 | SREC Solar | HAYES |  | 7.84 | 0 | Residential | 1 | TUCKERTON | 8087 | 18 | ALLSEASON CONSTRUCTION | AC Electric | No | Complete | 2014-01-27 | 2014-09-26 | 2014-10-02 | 2014-10-02
SRP23862 | SREC Solar | HOWLAND |  | 7.5 | 0 | Residential | 1 | BARNEGAT | 8005 | 18 | ROOF DIAGNOSTICS INC | JCP&L | No | Complete | 2014-01-27 | 2014-05-21 | 2014-05-27 | 2014-05-27
SRP23863 | SREC Solar | LUONGO |  | 11 | 0 | Residential | 1 | CRESSKILL | 7626 | 7 | ROOF DIAGNOSTICS INC | Orange & Rockland Elec | No | Complete | 2014-01-27 | 2014-07-08 | 2014-07-28 | 2014-07-28
SRP23867 | SREC Solar | GREEN |  | 4.5 | 0 | Residential | 1 | OLD BRIDGE | 8857 | 11 | ROOF DIAGNOSTICS INC | JCP&L | No | Complete | 2014-01-27 | 2014-09-30 | 2014-10-14 | 2014-10-14
SRP23868 | SREC Solar | SARMIENTO |  | 3.825 | 0 | Residential | 1 | HALEDON | 7508 | 6 | ROOF DIAGNOSTICS INC | PSE&G BPU | No | Complete | 2014-01-27 | 2014-07-15 | 2014-07-21 | 2014-07-21
SRP23869 | SREC Solar | KUPPLER |  | 6.63 | 0 | Residential | 1 | HOWELL | 7731 | 17 | ROOF DIAGNOSTICS INC | JCP&L | No | Complete | 2014-01-27 | 2014-07-15 | 2014-07-21 | 2014-07-21
SRP23870 | SREC Solar | STEPHENSON |  | 8.67 | 0 | Residential | 1 | BRICK | 8724 | 18 | ROOF DIAGNOSTICS INC | JCP&L | No | Complete | 2014-01-27 | 2014-05-30 | 2014-06-25 | 2014-06-25
SRP23871 | SREC Solar | GEARY |  | 5.1 | 0 | Residential | 1 | OAKHURST | 7755 | 17 | ROOF DIAGNOSTICS INC | JCP&L | No | Complete | 2014-01-27 | 2014-07-08 | 2014-08-27 | 2014-08-27
SRP23872 | SREC Solar | WRIGHT |  | 6.5 | 0 | Residential | 1 | NEPTUNE | 7753 | 17 | ROOF DIAGNOSTICS INC | JCP&L | No | Complete | 2014-01-27 | 2015-01-29 | 2015-02-03 | 2015-02-03
SRP23873 | SREC Solar | DUERNBERGER | METLIFE STADIUM | 314.352 | 0 | Commercial | 1 | EAST RUTHERFORD | 7073 | 7 | NRG SOLAR RING LLC | PSE&G BPU | No | Complete | 2014-01-27 | 2014-03-18 | 2014-05-29 | 2014-05-29
SRP23874 | SREC Solar | SCULLY |  | 5.88 | 0 | Residential | 1 | OCEAN ACRES | 8050 | 18 | SOLARCITY CORPORATION | AC Electric | No | Complete | 2014-01-27 | 2014-04-15 | 2014-05-01 | 2014-05-01
SRP23875 | SREC Solar | WILSON |  | 6.37 | 0 | Residential | 1 | DELRAN | 8075 | 13 | SOLARCITY CORPORATION | PSE&G BPU | No | Complete | 2014-01-27 | 2014-03-13 | 2014-03-27 | 2014-03-27
SRP23876 | SREC Solar | OSUNTUYI |  | 9.18 | 0 | Residential | 1 | SOMERSET | 8873 | 5 | ROOF DIAGNOSTICS INC | PSE&G BPU | No | Complete | 2014-01-27 | 2015-01-28 | 2015-02-04 | 2015-02-04
SRP23877 | SREC Solar | SIMS |  | 5.5 | 0 | Residential | 1 | FREEHOLD | 7728 | 17 | ROOF DIAGNOSTICS INC | JCP&L | No | Complete | 2014-01-27 | 2014-07-08 | 2014-07-17 | 2014-07-17
SRP23878 | SREC Solar | SNINSKI |  | 6.75 | 0 | Residential | 1 | PORT READING | 7064 | 11 | VIVINT SOLAR | PSE&G BPU | No | Complete | 2014-01-27 | 2014-07-09 | 2014-07-17 | 2014-07-17
SRP23879 | SREC Solar | O'CONNOR |  | 4 | 0 | Residential | 1 | MANASQUAN | 8736 | 17 | ROOF DIAGNOSTICS INC | JCP&L | No | Complete | 2014-01-27 | 2014-05-22 | 2014-07-02 | 2014-07-02
SRP23880 | SREC Solar | HEILBRONNER |  | 13 | 0 | Residential | 1 | TOMS RIVER | 8755 | 18 | ROOF DIAGNOSTICS INC | JCP&L | No | Complete | 2014-01-27 | 2014-09-30 | 2014-10-10 | 2014-10-10
SRP23881 | SREC Solar | DIPAULA |  | 9.31 | 0 | Residential | 1 | MANALAPAN TWP | 7726 | 17 | SOLARCITY CORPORATION | JCP&L | No | Complete | 2014-01-27 | 2014-06-16 | 2014-06-23 | 2014-06-23
SRP23882 | SREC Solar | KOEGLER |  | 2.5 | 0 | Residential | 1 | TOMS RIVER | 8757 | 18 | SOLARCITY CORPORATION | JCP&L | No | Complete | 2014-01-27 | 2014-06-24 | 2014-06-27 | 2014-06-27
SRP23883 | SREC Solar | SPAGNOLA |  | 8 | 0 | Residential | 1 | MANCHESTER TWP | 8759 | 18 | SOLARCITY CORPORATION | JCP&L | No | Complete | 2014-01-27 | 2014-06-10 | 2014-06-13 | 2014-06-13
SRP23885 | SREC Solar | URRUELA |  | 11.75 | 0 | Residential | 1 | SOMERSET | 8873 | 5 | VIVINT SOLAR | PSE&G BPU | No | Complete | 2014-01-27 | 2014-08-11 | 2014-09-03 | 2014-09-03
SRP23887 | SREC Solar | JOLLY |  | 4.655 | 0 | Residential | 1 | LINDEN | 7036 | 10 | VIVINT SOLAR | PSE&G BPU | No | Complete | 2014-01-27 | 2014-07-17 | 2014-07-25 | 2014-07-25
SRP23888 | SREC Solar | HELLWIG |  | 4.75 | 0 | Residential | 1 | RANDLOPH | 7869 | 3 | VIVINT SOLAR | JCP&L | No | Complete | 2014-01-27 | 2014-08-22 | 2014-09-02 | 2014-09-02
SRP23890 | SREC Solar | MULLOY |  | 6.885 | 0 | Residential | 1 | SWEDESBORO | 8085 | 15 | RCL ENTERPRISES INC. | AC Electric | No | Complete | 2014-01-27 | 2014-06-04 | 2014-06-26 | 2014-06-26
SRP23891 | SREC Solar | HUNTER |  | 9 | 0 | Residential | 1 | SOUTH RIVER | 8882 | 11 | NEW JERSEY CLEAN ENERGY SOLUTIONS | Unknown | No | Complete | 2014-01-27 | 2014-10-10 | 2014-12-01 | 2014-12-01
SRP23892 | SREC Solar | COLON |  | 13.08 | 0 | Residential | 1 | SWEDESBORO | 8085 | 15 | RUNNEMEDE PLUMBING HEATING | AC Electric | No | Complete | 2014-01-27 | 2014-11-05 | 2014-11-20 | 2014-11-20
SRP23893 | SREC Solar | FLORES |  | 6.12 | 0 | Residential | 1 | TOMS RIVER | 8757 | 18 | EZNERGY LLC | JCP&L | No | Complete | 2014-01-27 | 2014-06-25 | 2014-07-02 | 2014-07-02
SRP23894 | SREC Solar | BILOTTA |  | 9 | 0 | Residential | 1 | LAKEHURST | 8733 | 18 | KOPP ELECTRIC COMPANY | JCP&L | No | Complete | 2014-01-27 | 2014-04-08 | 2014-04-16 | 2014-04-16
SRP23895 | SREC Solar | JENNICK |  | 6.75 | 0 | Residential | 1 | BRICK | 8724 | 18 | KOPP ELECTRIC COMPANY | JCP&L | No | Complete | 2014-01-27 | 2014-04-17 | 2014-05-13 | 2014-05-13
SRP23896 | SREC Solar | OSTRANDER |  | 8 | 0 | Residential | 1 | MANCHESTER | 8759 | 18 | KOPP ELECTRIC COMPANY | JCP&L | No | Complete | 2014-01-27 | 2014-05-07 | 2014-05-14 | 2014-05-14
SRP23897 | SREC Solar | PICCIONE |  | 7.65 | 0 | Residential | 1 | TOMS RIVER | 8757 | 18 | EZNERGY LLC | JCP&L | No | Complete | 2014-01-27 | 2014-07-08 | 2014-07-17 | 2014-07-17
SRP23898 | SREC Solar | TARNOWSKI |  | 9.69 | 0 | Residential | 1 | MAYS LANDING | 8330 | 19 | ALLSEASON CONSTRUCTION | AC Electric | No | Complete | 2014-01-27 | 2014-07-31 | 2014-08-06 | 2014-08-06
SRP23899 | SREC Solar | SZYPRYT |  | 5 | 0 | Residential | 1 | MATAWAN | 7747 | 17 | GREEN SUN ENERGY SERVICES | JCP&L | No | Complete | 2014-01-27 | 2015-01-28 | 2015-02-11 | 2015-02-11
SRP23900 | SREC Solar | CONNER |  | 8.695 | 0 | Residential | 1 | PORT READING | 7064 | 11 | VIVINT SOLAR | PSE&G BPU | No | Complete | 2014-01-27 | 2014-07-30 | 2014-08-07 | 2014-08-07
SRP23901 | SREC Solar | GREEN |  | 11.475 | 0 | Residential | 1 | BLAIRSTOWN | 7825 | 2 | EZNERGY LLC | JCP&L | No | Complete | 2014-01-27 | 2014-06-25 | 2014-07-09 | 2014-07-09
SRP23902 | SREC Solar | FISHER |  | 4.5 | 0 | Residential | 1 | DEPTFORD TWP | 8096 | 15 | SOLARCITY CORPORATION | PSE&G BPU | No | Complete | 2014-01-27 | 2014-08-15 | 2014-09-12 | 2014-09-12
SRP23903 | SREC Solar | LITTMAN |  | 12.5 | 0 | Residential | 1 | LIVINSGTON | 7039 | 9 | SOLARCITY CORPORATION | PSE&G BPU | No | Complete | 2014-01-27 | 2014-04-07 | 2014-04-16 | 2014-04-16
SRP23904 | SREC Solar | CROOT |  | 5.88 | 0 | Residential | 1 | HILLSBOROUGH TWP | 8844 | 5 | SOLARCITY CORPORATION | PSE&G BPU | No | Complete | 2014-01-27 | 2014-03-20 | 2014-03-27 | 2014-03-27
SRP23905 | SREC Solar | MACCARONE |  | 8 | 0 | Residential | 1 | SWEDESBORO | 8085 | 15 | TRINITY HEATING AND AIR | AC Electric | No | Complete | 2014-01-27 | 2014-04-29 | 2014-05-05 | 2014-05-05
SRP23906 | SREC Solar | LI |  | 6.25 | 0 | Residential | 0 | SUMMIT | 7901 | 10 | TRINITY HEATING AND AIR | JCP&L | No | Complete | 2014-01-27 | 2014-03-24 | 2014-04-07 | 2014-04-07
SRP23907 | SREC Solar | ROSENTHALE |  | 7.25 | 0 | Residential | 1 | PENNINGTON | 8534 | 12 | TRINITY HEATING AND AIR | PSE&G BPU | No | Complete | 2014-01-27 | 2014-05-22 | 2014-08-05 | 2014-08-05
SRP23909 | SREC Solar | KRONE |  | 4.08 | 0 | Residential | 1 | BAYVILLE | 8721 | 18 | SEA BRIGHT SOLAR, LLC | JCP&L | No | Complete | 2014-01-27 | 2014-05-06 | 2014-05-16 | 2014-05-16
SRP23910 | SREC Solar | SALES |  | 7.905 | 0 | Residential | 1 | MILLVILLE | 8332 | 20 | SEA BRIGHT SOLAR, LLC | AC Electric | No | Complete | 2014-01-27 | 2014-06-18 | 2014-06-24 | 2014-06-24
SRP23911 | SREC Solar | ARNSTEIN |  | 8.75 | 0 | Residential | 1 | LAKEWOOD | 8701 | 18 | POWERLUTIONS, LLC | JCP&L | No | Complete | 2014-01-27 | 2014-05-13 | 2014-05-16 | 2014-05-16
SRP23912 | SREC Solar | STOCKS |  | 16 | 0 | Residential | 1 | FRANKLINVILLE | 8322 | 15 | SOLARCITY CORPORATION | AC Electric | No | Complete | 2014-01-27 | 2014-05-13 | 2014-06-05 | 2014-06-05
SRP23914 | SREC Solar | GARAFANO |  | 6.37 | 0 | Residential | 1 | HOWELL | 7731 | 17 | SOLARCITY CORPORATION | JCP&L | No | Complete | 2014-01-27 | 2014-03-27 | 2014-04-15 | 2014-04-15
SRP23915 | SREC Solar | SAUNDERS |  | 9 | 0 | Residential | 1 | GLASSBORO | 8028 | 15 | SOLARCITY CORPORATION | AC Electric | No | Complete | 2014-01-27 | 2014-04-09 | 2014-04-23 | 2014-04-23
SRP23916 | SREC Solar | DIWAN |  | 3.5 | 0 | Residential | 1 | FAIRLAWN | 7410 | 7 | ROOF DIAGNOSTICS INC | PSE&G BPU | No | Complete | 2014-01-27 | 2014-05-02 | 2014-05-08 | 2014-05-08
SRP23917 | SREC Solar | TRICARICO |  | 3.06 | 0 | Residential | 1 | SOMERSET | 8873 | 5 | TRINITY HEATING AND AIR | PSE&G BPU | No | Complete | 2014-01-27 | 2014-11-03 | 2014-11-10 | 2014-11-10
SRP23918 | SREC Solar | HART |  | 9.25 | 0 | Residential | 1 | WILLINGBORO | 8046 | 13 | ROOF DIAGNOSTICS INC | PSE&G BPU | No | Complete | 2014-01-27 | 2014-09-04 | 2014-09-30 | 2014-09-30
SRP23919 | SREC Solar | DONNELLY |  | 4.25 | 0 | Residential | 1 | TOMS RIVER | 8757 | 18 | TRINITY HEATING AND AIR | JCP&L | No | Complete | 2014-01-27 | 2014-04-07 | 2014-04-16 | 2014-04-16
SRP23920 | SREC Solar | PACHECO |  | 5.75 | 0 | Residential | 1 | TOMS RIVER | 8757 | 18 | SUNGEVITY, INC. | JCP&L | No | Complete | 2014-01-27 | 2014-10-28 | 2014-11-13 | 2014-11-13
SRP23921 | SREC Solar | DENGES |  | 4.5 | 0 | Residential | 1 | GLOURCESTER TWP | 8081 | 14 | SOLARCITY CORPORATION | AC Electric | No | Complete | 2014-01-27 | 2014-07-23 | 2014-07-30 | 2014-07-30
SRP23922 | SREC Solar | RIFKIN |  | 5.88 | 0 | Residential | 1 | JACKSON | 8527 | 18 | SOLARCITY CORPORATION | JCP&L | No | Complete | 2014-01-27 | 2014-03-13 | 2014-03-27 | 2014-03-27
SRP23923 | SREC Solar | VIOLA |  | 5 | 0 | Residential | 1 | LINDEN | 7036 | 10 | SOLARCITY CORPORATION | PSE&G BPU | No | Complete | 2014-01-27 | 2014-04-21 | 2014-04-23 | 2014-04-23
SRP23924 | SREC Solar | PRETTO |  | 5 | 0 | Residential | 1 | TOMS RIVER | 8753 | 18 | TRINITY HEATING AND AIR | JCP&L | No | Complete | 2014-01-27 | 2014-03-25 | 2014-04-08 | 2014-04-08
SRP23925 | SREC Solar | ROME |  | 5.88 | 0 | Residential | 1 | GALLOWAY | 8205 | 19 | ALLSEASON CONSTRUCTION | AC Electric | No | Complete | 2014-01-27 | 2014-06-03 | 2014-06-10 | 2014-06-10
SRP23926 | SREC Solar | FAUST |  | 5.865 | 0 | Residential | 1 | PAULSBORO | 8066 | 15 | ALLSEASON CONSTRUCTION | AC Electric | No | Complete | 2014-01-27 | 2014-09-30 | 2014-10-10 | 2014-10-10
SRP23927 | SREC Solar | MATERA |  | 6.12 | 0 | Residential | 1 | TUCKERTON | 8087 | 18 | ALLSEASON CONSTRUCTION | AC Electric | No | Complete | 2014-01-27 | 2014-07-16 | 2014-07-23 | 2014-07-23
SRP23931 | SREC Solar | DELARA |  | 4.845 | 0 | Residential | 1 | UNION | 7083 | 10 | VIVINT SOLAR | PSE&G BPU | No | Complete | 2014-02-03 | 2014-10-06 | 2014-11-12 | 2014-11-12
SRP23933 | SREC Solar | GANDHI |  | 7.5 | 0 | Residential | 0 | SOMERSET | 8873 | 5 | TRINITY HEATING AND AIR | PSE&G BPU | No | Complete | 2014-02-03 | 2014-04-16 | 2014-04-22 | 2014-04-22
SRP23934 | SREC Solar | KARACZ |  | 6 | 0 | Residential | 1 | CAPE MAY | 8204 | 21 | TRINITY HEATING AND AIR | AC Electric | No | Complete | 2014-02-03 | 2014-04-18 | 2014-05-01 | 2014-05-01
SRP23935 | SREC Solar | DONNELLY |  | 8 | 0 | Residential | 1 | PT PLEASANT BCH | 8742 | 18 | TRINITY HEATING AND AIR | JCP&L | No | Complete | 2014-02-03 | 2014-03-14 | 2014-04-04 | 2014-04-04
SRP23936 | SREC Solar | QUACH |  | 11 | 0 | Residential | 1 | EGG HARBOR | 8234 | 19 | TRINITY HEATING AND AIR | AC Electric | No | Complete | 2014-02-03 | 2014-04-18 | 2014-04-25 | 2014-04-25
SRP23937 | SREC Solar | LUKANYI |  | 4 | 0 | Residential | 1 | LITTLE FERRY | 7643 | 7 | TRINITY HEATING AND AIR | PSE&G BPU | No | Complete | 2014-02-03 | 2014-04-04 | 2014-04-16 | 2014-04-16
SRP23938 | SREC Solar | GUALANO |  | 7 | 0 | Residential | 1 | OAKLYN | 8107 | 14 | TRINITY HEATING AND AIR | PSE&G BPU | No | Complete | 2014-02-03 | 2014-03-25 | 2014-04-04 | 2014-04-04
SRP23939 | SREC Solar | TOMPKINS |  | 3.25 | 0 | Residential | 1 | CLIFTON | 7470 | 6 | SUNGEVITY, INC. | PSE&G BPU | No | Complete | 2014-02-03 | 2014-03-17 | 2014-03-27 | 2014-03-27
SRP23940 | SREC Solar | JOSEPH |  | 6.24 | 0 | Residential | 1 | GALLOWAY | 8205 | 19 | SUNGEVITY, INC. | AC Electric | No | Complete | 2014-02-03 | 2014-12-19 | 2015-01-05 | 2015-01-05
SRP23941 | SREC Solar | THOMAS |  | 8.25 | 0 | Residential | 1 | NORTH PLAINFIELD | 7063 | 10 | SUNGEVITY, INC. | PSE&G BPU | No | Complete | 2014-02-03 | 2014-09-12 | 2014-09-19 | 2014-09-19
SRP23942 | SREC Solar | GONZALEZ DIAZ |  | 6 | 0 | Residential | 1 | LINDEN | 7036 | 10 | VIVINT SOLAR | PSE&G BPU | No | Complete | 2014-02-03 | 2014-11-19 | 2014-12-04 | 2014-12-04
SRP23945 | SREC Solar | CONSTANT |  | 2.35 | 0 | Residential | 1 | UNION | 7083 | 10 | VIVINT SOLAR | PSE&G BPU | No | Complete | 2014-02-03 | 2014-08-13 | 2014-08-19 | 2014-08-19
SRP23947 | SREC Solar | IATAURO |  | 3.75 | 0 | Residential | 1 | SEWAREN | 7077 | 11 | VIVINT SOLAR | PSE&G BPU | No | Complete | 2014-02-03 | 2015-02-12 | 2015-02-16 | 2015-02-16
SRP23948 | SREC Solar | PINHO |  | 3.675 | 0 | Residential | 1 | UNION | 7083 | 10 | VIVINT SOLAR | PSE&G BPU | No | Complete | 2014-02-03 | 2014-07-16 | 2014-07-23 | 2014-07-23
SRP23950 | SREC Solar | HERZBERG |  | 5.1 | 0 | Residential | 1 | BRIDGEWATER | 8807 | 5 | VIVINT SOLAR | PSE&G BPU | No | Complete | 2014-02-03 | 2014-08-12 | 2014-08-19 | 2014-08-19
SRP23953 | SREC Solar | GAVINO |  | 4.8 | 0 | Residential | 1 | MIDDLESEX | 8846 | 11 | VIVINT SOLAR | PSE&G BPU | No | Complete | 2014-02-03 | 2014-07-22 | 2014-08-05 | 2014-08-05
SRP23958 | SREC Solar | BIALKOWSKI |  | 9 | 0 | Residential | 1 | AVENEL | 7001 | 11 | VIVINT SOLAR | PSE&G BPU | No | Complete | 2014-02-03 | 2014-07-16 | 2014-07-23 | 2014-07-23
SRP23960 | SREC Solar | RAGAN |  | 6.37 | 0 | Residential | 1 | MAPLEWOOD | 7040 | 9 | VIVINT SOLAR | PSE&G BPU | No | Complete | 2014-02-03 | 2014-07-09 | 2014-08-12 | 2014-08-12
SRP23962 | SREC Solar | LANGON |  | 4 | 0 | Residential | 1 | WOODBRIDGE | 7095 | 11 | VIVINT SOLAR | PSE&G BPU | No | Complete | 2014-02-03 | 2015-02-07 | 2015-03-20 | 2015-03-20
SRP23966 | SREC Solar | CLARK |  | 5.25 | 0 | Residential | 1 | E. BRUNSWICK | 8816 | 11 | VIVINT SOLAR | PSE&G BPU | No | Complete | 2014-02-03 | 2014-10-23 | 2014-11-04 | 2014-11-04
SRP23967 | SREC Solar | URCINOLI |  | 2.695 | 0 | Residential | 1 | SOMERVILLE | 8876 | 5 | VIVINT SOLAR | PSE&G BPU | No | Complete | 2014-02-03 | 2014-04-24 | 2014-04-30 | 2014-04-30
SRP23968 | SREC Solar | YANG |  | 3.525 | 0 | Residential | 1 | SADDLE BROOK | 7663 | 7 | VIVINT SOLAR | PSE&G BPU | No | Complete | 2014-02-03 | 2014-06-30 | 2014-07-08 | 2014-07-08
SRP23969 | SREC Solar | LEE |  | 4.8 | 0 | Residential | 1 | E. BRUNSWICK | 8816 | 11 | VIVINT SOLAR | PSE&G BPU | No | Complete | 2014-02-03 | 2014-07-22 | 2014-08-04 | 2014-08-04
SRP23970 | SREC Solar | BRANCO |  | 10.5 | 0 | Residential | 1 | CHERRY HILL | 8034 | 14 | SOLARCITY CORPORATION | PSE&G BPU | No | Complete | 2014-02-03 | 2014-08-21 | 2014-09-02 | 2014-09-02
SRP23971 | SREC Solar | SALAMONE |  | 13.407 | 0 | Residential | 0 | HILLSDALE | 7642 | 7 | SEA BRIGHT SOLAR, LLC | PSE&G BPU | No | Complete | 2014-02-03 | 2014-06-05 | 2014-06-09 | 2014-06-09
SRP23972 | SREC Solar | ZAMMIT |  | 7.8 | 0 | Residential | 1 | SAYREVILLE | 8872 | 11 | SUNGEVITY, INC. | JCP&L | No | Complete | 2014-02-03 | 2014-06-18 | 2014-06-25 | 2014-06-25
SRP23973 | SREC Solar | AGREN |  | 3.825 | 0 | Residential | 1 | GLASSBORO | 8028 | 15 | ALLSEASON CONSTRUCTION | AC Electric | No | Complete | 2014-02-03 | 2014-07-08 | 2014-07-21 | 2014-07-21
SRP23974 | SREC Solar | KOZLOWSKI |  | 5.355 | 0 | Residential | 1 | GALLOWAY | 8205 | 19 | ALLSEASON CONSTRUCTION | AC Electric | No | Complete | 2014-02-03 | 2014-09-11 | 2014-09-19 | 2014-09-19
SRP23975 | SREC Solar | JAREMA |  | 7.14 | 0 | Residential | 1 | LEHT | 8087 | 18 | ALLSEASON CONSTRUCTION | AC Electric | No | Complete | 2014-02-03 | 2014-05-12 | 2014-05-16 | 2014-05-16
SRP23976 | SREC Solar | RUHL |  | 18.615 | 0 | Residential | 1 | ENGLISH CREEK | 8234 | 19 | ALLSEASON CONSTRUCTION | AC Electric | No | Complete | 2014-02-03 | 2014-09-11 | 2014-09-17 | 2014-09-17
SRP23977 | SREC Solar | DAVIS |  | 10.2 | 0 | Residential | 1 | GLEN OAKS | 8021 | 14 | ALLSEASON CONSTRUCTION | AC Electric | No | Complete | 2014-02-03 | 2014-09-26 | 2014-10-07 | 2014-10-07
SRP23978 | SREC Solar | GALLO |  | 5.88 | 0 | Residential | 1 | GALLOWAY | 8205 | 19 | ALLSEASON CONSTRUCTION | AC Electric | No | Complete | 2014-02-03 | 2014-03-25 | 2014-04-04 | 2014-04-04
SRP23979 | SREC Solar | PAUST |  | 4.5 | 0 | Residential | 1 | SUCCASUNNA | 7876 | 3 | SUNGEVITY, INC. | JCP&L | No | Complete | 2014-02-03 | 2014-05-20 | 2014-05-22 | 2014-05-22
SRP23980 | SREC Solar | JONES |  | 4.5 | 0 | Residential | 1 | ELMWOOD PARK | 7407 | 7 | SUNGEVITY, INC. | PSE&G BPU | No | Complete | 2014-02-03 | 2014-10-27 | 2014-11-06 | 2014-11-06
SRP23981 | SREC Solar | WEIL |  | 5.5 | 0 | Residential | 1 | PISCATAWAY TWP | 8854 | 11 | SUNGEVITY, INC. | PSE&G BPU | No | Complete | 2014-02-03 | 2014-09-12 | 2014-09-19 | 2014-09-19
SRP23983 | SREC Solar | CANTILINA |  | 4.37 | 0 | Residential | 0 | STEWARTSVILLE | 8886 | 2 | SELF INSTALL | JCP&L | No | Complete | 2014-02-03 | 2015-01-23 | 2015-02-04 | 2015-02-04
SRP23984 | SREC Solar | VEERRAGHAVAN |  | 11.27 | 0 | Residential | 1 | BORDENTOWN | 8505 | 13 | TRINITY HEATING AND AIR | PSE&G BPU | No | Complete | 2014-02-03 | 2014-03-12 | 2014-04-10 | 2014-04-10
SRP23985 | SREC Solar | MEREDITH |  | 14 | 0 | Residential | 1 | SWEDESBORO | 8085 | 15 | TRINITY HEATING AND AIR | AC Electric | No | Complete | 2014-02-03 | 2014-04-09 | 2014-04-22 | 2014-04-22
SRP23986 | SREC Solar | MOSCOSO |  | 11.22 | 0 | Residential | 1 | EHT | 8234 | 19 | ACOS ENERGY, LLC | AC Electric | No | Complete | 2014-02-03 | 2014-05-27 | 2014-05-30 | 2014-05-30
SRP23987 | SREC Solar | CRAIG |  | 5.1 | 0 | Residential | 1 | N. CAPE MAY | 8204 | 21 | RCL ENTERPRISES INC. | AC Electric | No | Complete | 2014-02-03 | 2014-06-04 | 2014-06-09 | 2014-06-09
SRP23988 | SREC Solar | CENAT |  | 6.12 | 0 | Residential | 1 | GALLOWAY | 8205 | 19 | RCL ENTERPRISES INC. | AC Electric | No | Complete | 2014-02-03 | 2014-05-21 | 2014-05-27 | 2014-05-27
SRP23989 | SREC Solar | ZEISS |  | 9.18 | 0 | Residential | 1 | DEL HAVEN | 8251 | 21 | RCL ENTERPRISES INC. | AC Electric | No | Complete | 2014-02-03 | 2014-06-04 | 2014-06-09 | 2014-06-09
SRP23990 | SREC Solar | KNOORENS |  | 13.5 | 0 | Residential | 1 | MICKELTON | 8056 | 15 | SOLARCITY CORPORATION | AC Electric | No | Complete | 2014-02-03 | 2014-09-17 | 2014-09-29 | 2014-09-29
SRP23991 | SREC Solar | WILLIAMS |  | 6.37 | 0 | Residential | 1 | NEPTUNE | 7753 | 17 | SOLARCITY CORPORATION | JCP&L | No | Complete | 2014-02-03 | 2014-06-19 | 2014-07-23 | 2014-07-23
SRP23992 | SREC Solar | MAKMUR |  | 9.156 | 0 | Residential | 0 | PISCATAWAY | 8854 | 11 | SOLAR ENERGY WORLD-W | PSE&G BPU | No | Complete | 2014-02-03 | 2014-06-30 | 2014-07-23 | 2014-07-23
SRP23993 | SREC Solar | STARR |  | 4.94 | 0 | Residential | 1 | NORTH CAPE MAY | 8204 | 21 | SUNGEVITY, INC. | AC Electric | No | Complete | 2014-02-03 | 2014-09-12 | 2014-09-19 | 2014-09-19
SRP23994 | SREC Solar | HERRERA |  | 9.31 | 0 | Residential | 1 | CLIFTON | 7013 | 6 | VIVINT SOLAR | PSE&G BPU | No | Complete | 2014-02-03 | 2014-08-25 | 2014-09-09 | 2014-09-09
SRP23995 | SREC Solar | TONGE |  | 5.405 | 0 | Residential | 1 | ROSELLE | 7203 | 10 | VIVINT SOLAR | PSE&G BPU | No | Complete | 2014-02-03 | 2014-04-01 | 2014-04-08 | 2014-04-08
SRP23997 | SREC Solar | DAVIS |  | 13.75 | 0 | Residential | 1 | EHT | 8234 | 19 | SUN UP ZERO DOWN | AC Electric | No | Complete | 2014-02-03 | 2014-06-30 | 2014-07-08 | 2014-07-08
SRP23998 | SREC Solar | GRABOWSKI |  | 5.1 | 0 | Residential | 1 | PORT READING | 7064 | 11 | VIVINT SOLAR | PSE&G BPU | No | Complete | 2014-02-03 | 2014-07-30 | 2014-08-06 | 2014-08-06
SRP24000 | SREC Solar | HOLDER |  | 8.25 | 0 | Residential | 1 | UNION | 7083 | 10 | VIVINT SOLAR | PSE&G BPU | No | Complete | 2014-02-03 | 2014-07-10 | 2014-07-21 | 2014-07-21
SRP24001 | SREC Solar | CHILLEMI |  | 6.63 | 0 | Residential | 1 | GALLOWAY | 8205 | 19 | ALLSEASON CONSTRUCTION | AC Electric | No | Complete | 2014-02-03 | 2014-05-30 | 2014-06-25 | 2014-06-25
SRP24002 | SREC Solar | BROWN |  | 4.5 | 0 | Residential | 1 | NEWARK | 7106 | 9 | SOLARCITY CORPORATION | PSE&G BPU | No | Complete | 2014-02-03 | 2014-05-22 | 2014-06-03 | 2014-06-03
SRP24004 | SREC Solar | BURROUGHS |  | 7.5 | 0 | Residential | 1 | PISCATAWAY | 8854 | 11 | SUNGEVITY, INC. | PSE&G BPU | No | Complete | 2014-02-03 | 2014-06-18 | 2014-06-24 | 2014-06-24
SRP24005 | SREC Solar | SYDORKO |  | 7 | 0 | Residential | 1 | HAMILTON | 8620 | 12 | SUNGEVITY, INC. | PSE&G BPU | No | Complete | 2014-02-03 | 2014-11-05 | 2014-11-13 | 2014-11-13
SRP24006 | SREC Solar | DICKERSON |  | 9 | 0 | Residential | 1 | EHT | 8234 | 19 | SUNGEVITY, INC. | AC Electric | No | Complete | 2014-02-03 | 2014-10-08 | 2014-10-16 | 2014-10-16
SRP24007 | SREC Solar | PIZZURO |  | 4.165 | 0 | Residential | 1 | BRICK | 8723 | 18 | SOLARCITY CORPORATION | JCP&L | No | Complete | 2014-02-03 | 2014-04-22 | 2014-04-23 | 2014-04-23
SRP24008 | SREC Solar | MAULIT |  | 3.92 | 0 | Residential | 1 | PORT READING | 7064 | 11 | VIVINT SOLAR | PSE&G BPU | No | Complete | 2014-02-03 | 2014-07-10 | 2014-08-27 | 2014-08-27
SRP24009 | SREC Solar | ANCION |  | 8.67 | 0 | Residential | 1 | SOMERSET | 8873 | 5 | VIVINT SOLAR | PSE&G BPU | No | Complete | 2014-02-03 | 2014-10-31 | 2014-11-11 | 2014-11-11
SRP24010 | SREC Solar | FALTENBACHER |  | 9.5 | 0 | Residential | 1 | CLEMENTON | 8021 | 14 | SOLARCITY CORPORATION | AC Electric | No | Complete | 2014-02-03 | 2014-10-02 | 2014-10-14 | 2014-10-14
SRP24011 | SREC Solar | HOLMES |  | 5.88 | 0 | Residential | 1 | LAWNSIDE | 8045 | 14 | SOLARCITY CORPORATION | PSE&G BPU | No | Complete | 2014-02-03 | 2014-03-27 | 2014-04-08 | 2014-04-08
SRP24012 | SREC Solar | DUBEAU |  | 6.48 | 0 | Residential | 0 | MULLICA HILL | 8062 | 15 | KAITANNA SOLAR, LLC | AC Electric | No | Complete | 2014-02-03 | 2014-05-27 | 2014-06-17 | 2014-06-17
SRP24013 | SREC Solar | SPARKS |  | 8 | 0 | Residential | 1 | BRIDGETON | 8302 | 20 | KAITANNA SOLAR, LLC | AC Electric | No | Complete | 2014-02-03 | 2014-06-19 | 2014-07-23 | 2014-07-23
SRP24014 | SREC Solar | DEAL |  | 7.75 | 0 | Residential | 1 | MONROEVILLE | 8343 | 16 | SUNGEVITY, INC. | AC Electric | No | Complete | 2014-02-03 | 2014-10-08 | 2014-10-17 | 2014-10-17
SRP24016 | SREC Solar | MAHANA |  | 18.36 | 0 | Residential | 1 | EHT | 8234 | 19 | ACOS ENERGY, LLC | AC Electric | No | Complete | 2014-02-03 | 2015-02-07 | 2015-03-20 | 2015-03-20
SRP24019 | SREC Solar | PARK |  | 5.5 | 0 | Residential | 1 | PRINCETON | 8540 | 12 | SOLARCITY CORPORATION | PSE&G BPU | No | Complete | 2014-02-03 | 2014-07-18 | 2014-08-04 | 2014-08-04
SRP24020 | SREC Solar | CURVINO |  | 8.085 | 0 | Residential | 1 | TEANECK | 7666 | 7 | SOLARCITY CORPORATION | PSE&G BPU | No | Complete | 2014-02-03 | 2014-06-10 | 2014-06-13 | 2014-06-13
SRP24021 | SREC Solar | DULLER |  | 7.5 | 0 | Residential | 1 | UNION | 7083 | 10 | SOLARCITY CORPORATION | PSE&G BPU | No | Complete | 2014-02-03 | 2014-05-08 | 2014-05-16 | 2014-05-16
SRP24022 | SREC Solar | LEMONS GRESHAM |  | 3.43 | 0 | Residential | 1 | NEWARK | 7106 | 9 | SOLARCITY CORPORATION | PSE&G BPU | No | Complete | 2014-02-03 | 2014-09-29 | 2014-10-08 | 2014-10-08
SRP24023 | SREC Solar | GOJDYCZ |  | 5.88 | 0 | Residential | 1 | MAHWAH | 7430 | 7 | SOLARCITY CORPORATION | Orange & Rockland Elec | No | Complete | 2014-02-03 | 2014-05-30 | 2014-06-05 | 2014-06-05
SRP24025 | SREC Solar | KEARNS |  | 11.025 | 0 | Residential | 1 | BRICK | 8724 | 18 | SOLARCITY CORPORATION | JCP&L | No | Complete | 2014-02-03 | 2014-04-15 | 2014-04-25 | 2014-04-25
SRP24027 | SREC Solar | SINGH |  | 13.77 | 0 | Residential | 1 | CARTERET | 7008 | 11 | VERENGO SOLAR | PSE&G BPU | No | Complete | 2014-02-03 | 2014-02-27 | 2014-03-10 | 2014-03-10
SRP24028 | SREC Solar | LUKASIK |  | 4.56 | 0 | Residential | 1 | HOWELL | 7731 | 17 | VERENGO SOLAR | JCP&L | No | Complete | 2014-02-03 | 2014-02-27 | 2014-03-10 | 2014-03-10
SRP24029 | SREC Solar | CETRULO |  | 5.7 | 0 | Residential | 1 | TRENTON | 8619 | 12 | VERENGO SOLAR | PSE&G BPU | No | Complete | 2014-02-03 | 2014-02-26 | 2014-03-10 | 2014-03-10
SRP24030 | SREC Solar | METIVIER |  | 6.11 | 0 | Residential | 1 | BROWNS MILLS | 8015 | 13 | VERENGO SOLAR | JCP&L | No | Complete | 2014-02-03 | 2014-02-27 | 2014-03-10 | 2014-03-10
SRP24031 | SREC Solar | RINKUS |  | 6.63 | 0 | Residential | 1 | ISELIN | 8830 | 11 | VERENGO SOLAR | PSE&G BPU | No | Complete | 2014-02-03 | 2014-02-26 | 2014-03-10 | 2014-03-10
SRP24032 | SREC Solar | MONGON |  | 4.465 | 0 | Residential | 1 | MATAWAN | 7747 | 17 | VERENGO SOLAR | JCP&L | No | Complete | 2014-02-03 | 2014-02-26 | 2014-03-12 | 2014-03-12
SRP24033 | SREC Solar | SHUKLA |  | 5.875 | 0 | Residential | 1 | SAYREVILLE | 8872 | 11 | VERENGO SOLAR | JCP&L | No | Complete | 2014-02-03 | 2014-02-26 | 2014-03-10 | 2014-03-10
SRP24034 | SREC Solar | SAVAGE |  | 2.55 | 0 | Residential | 1 | MANAHAWKIN | 8050 | 18 | VERENGO SOLAR | AC Electric | No | Complete | 2014-02-03 | 2015-04-27 | 2015-05-14 | 2015-05-14
SRP24035 | SREC Solar | PARKINSON |  | 3.5 | 0 | Residential | 1 | PLAINFIELD | 7060 | 10 | SOLARCITY CORPORATION | PSE&G BPU | No | Complete | 2014-02-03 | 2014-06-18 | 2014-06-24 | 2014-06-24
SRP24036 | SREC Solar | DEGRAZIA |  | 10.25 | 0 | Residential | 1 | MOUT LAUREL | 8054 | 13 | KOPP ELECTRIC COMPANY | PSE&G BPU | No | Complete | 2014-02-03 | 2014-05-21 | 2014-05-27 | 2014-05-27
SRP24037 | SREC Solar | CUNDARI |  | 7.75 | 0 | Residential | 1 | LAKEHURST | 8733 | 18 | KOPP ELECTRIC COMPANY | JCP&L | No | Complete | 2014-02-03 | 2014-05-07 | 2014-05-16 | 2014-05-16
SRP24039 | SREC Solar | PATEL |  | 3.5 | 0 | Residential | 1 | PARSIPPANY TROY HILLS | 7034 | 3 | SOLARCITY CORPORATION | JCP&L | No | Complete | 2014-02-03 | 2014-04-23 | 2014-05-14 | 2014-05-14
SRP24040 | SREC Solar | ZIEGLER |  | 6.12 | 0 | Residential | 1 | MULLICA HILL | 8062 | 15 | VERENGO SOLAR | AC Electric | No | Complete | 2014-02-03 | 2014-02-26 | 2014-03-26 | 2014-03-26
SRP24041 | SREC Solar | HANLEY |  | 7.5 | 0 | Residential | 1 | CHERRY HILL | 8034 | 14 | SOLARCITY CORPORATION | PSE&G BPU | No | Complete | 2014-02-03 | 2014-04-08 | 2014-04-22 | 2014-04-22
SRP24043 | SREC Solar | MARIN |  | 5.875 | 0 | Residential | 1 | NEWARK | 7105 | 9 | VERENGO SOLAR | PSE&G BPU | No | Complete | 2014-02-03 | 2014-02-27 | 2014-03-10 | 2014-03-10
SRP24044 | SREC Solar | OXFORD |  | 8.82 | 0 | Residential | 1 | HOWELL | 7731 | 17 | SOLARCITY CORPORATION | JCP&L | No | Complete | 2014-02-03 | 2014-04-21 | 2014-07-08 | 2014-07-08
SRP24046 | SREC Solar | CORONA |  | 5 | 0 | Residential | 1 | DOVER | 7801 | 3 | VIVINT SOLAR | JCP&L | No | Complete | 2014-02-03 | 2014-07-18 | 2014-07-25 | 2014-07-25
SRP24047 | SREC Solar | MOHAMED |  | 3.06 | 0 | Residential | 1 | METUCHEN | 8840 | 11 | VIVINT SOLAR | PSE&G BPU | No | Complete | 2014-02-03 | 2015-03-10 | 2015-03-25 | 2015-03-25
SRP24049 | SREC Solar | GOKHALE |  | 10.5 | 0 | Residential | 0 | EDISON | 8820 | 11 | GREEN POWER ENERGY LLC | PSE&G BPU | No | Complete | 2014-02-03 | 2014-05-07 | 2014-05-16 | 2014-05-16
SRP24050 | SREC Solar | WALLACH |  | 9.075 | 0 | Residential | 0 | NEW MILFORD | 7646 | 7 | NJ SOLAR POWER, LLC | PSE&G BPU | No | Complete | 2014-02-03 | 2015-05-01 | 2015-05-13 | 2015-05-13
SRP24051 | SREC Solar | BAYLOR |  | 19.125 | 0 | Residential | 1 | STEWARTSVILLE | 8886 | 2 | ALTERNATIVE ENERGY ASSOCIATES | JCP&L | No | Complete | 2014-02-03 | 2015-02-23 | 2015-03-03 | 2015-03-03
SRP24052 | SREC Solar | BENTO |  | 4.7 | 0 | Residential | 1 | LINDEN | 7036 | 10 | VERENGO SOLAR | PSE&G BPU | No | Complete | 2014-02-03 | 2014-02-27 | 2014-03-26 | 2014-03-26
SRP24053 | SREC Solar | CARBONE |  | 5 | 0 | Residential | 1 | CRANFORD | 7016 | 10 | SOLARCITY CORPORATION | PSE&G BPU | No | Complete | 2014-02-03 | 2014-06-26 | 2014-07-02 | 2014-07-02
SRP24054 | SREC Solar | PAGE |  | 2 | 0 | Residential | 0 | FORKED RIVER | 8731 | 18 | TRINITY HEATING AND AIR | JCP&L | No | Complete | 2014-02-03 | 2014-05-02 | 2014-05-07 | 2014-05-07
SRP24055 | SREC Solar | LOESCH |  | 5.75 | 0 | Residential | 1 | WALL | 7719 | 17 | TRINITY HEATING AND AIR | JCP&L | No | Complete | 2014-02-03 | 2014-03-03 | 2014-03-11 | 2014-03-11
SRP24056 | SREC Solar | WAPELHORST |  | 12.75 | 0 | Residential | 1 | MANCHESTER | 8759 | 18 | TRINITY HEATING AND AIR | JCP&L | No | Complete | 2014-02-03 | 2014-03-11 | 2014-03-27 | 2014-03-27
SRP24061 | SREC Solar | MAKOWSKI |  | 6.885 | 0 | Residential | 1 | MANVILLE | 8835 | 5 | VIVINT SOLAR | PSE&G BPU | No | Complete | 2014-02-10 | 2014-11-04 | 2014-12-09 | 2014-12-09
SRP24065 | SREC Solar | LOPEZ |  | 1.645 | 0 | Residential | 1 | PERTH AMBOY | 8861 | 11 | VIVINT SOLAR | PSE&G BPU | No | Complete | 2014-02-10 | 2014-08-08 | 2014-08-14 | 2014-08-14
SRP24066 | SREC Solar | CASTELLI |  | 6.5 | 0 | Residential | 1 | MARLBORO TWP | 7746 | 17 | SOLARCITY CORPORATION | JCP&L | No | Complete | 2014-02-10 | 2014-05-02 | 2014-05-07 | 2014-05-07
SRP24068 | SREC Solar | MAZZA |  | 9.75 | 0 | Residential | 1 | WEST LONG BRANCH | 7764 | 17 | TRINITY HEATING AND AIR | JCP&L | No | Complete | 2014-02-10 | 2014-03-14 | 2014-03-21 | 2014-03-21
SRP24069 | SREC Solar | SMITH | GENERAL FLOOR | 389.4 | 0 | Commercial | 0 | BELLMAWR | 8031 | 14 | INDEPENDENCE SOLAR, LLC | PSE&G BPU | No | Complete | 2014-02-10 | 2014-07-30 | 2014-08-08 | 2014-08-08
SRP24070 | SREC Solar | CASTELLO |  | 4.41 | 0 | Residential | 1 | NEPTUNE | 7753 | 17 | SOLARCITY CORPORATION | JCP&L | No | Complete | 2014-02-10 | 2014-04-04 | 2014-04-16 | 2014-04-16
SRP24071 | SREC Solar | STIEGLITZ |  | 5.5 | 0 | Residential | 0 | ENGLISHTOWN | 7726 | 17 | TRINITY HEATING AND AIR | JCP&L | No | Complete | 2014-02-10 | 2014-04-22 | 2014-04-23 | 2014-04-23
SRP24072 | SREC Solar | REMPEL |  | 6.75 | 0 | Residential | 1 | LINDEN | 7036 | 10 | SOLARCITY CORPORATION | PSE&G BPU | No | Complete | 2014-02-10 | 2014-07-11 | 2014-07-22 | 2014-07-22
SRP24074 | SREC Solar | RIVERA |  | 9.18 | 0 | Residential | 1 | SEWAREN | 7077 | 11 | VIVINT SOLAR | PSE&G BPU | No | Complete | 2014-02-10 | 2014-07-31 | 2014-08-26 | 2014-08-26
SRP24078 | SREC Solar | EDWARDS |  | 3.5 | 0 | Residential | 1 | AVENEL | 7001 | 11 | VIVINT SOLAR | PSE&G BPU | No | Complete | 2014-02-10 | 2014-09-18 | 2014-09-30 | 2014-09-30
SRP24079 | SREC Solar | BURLEW |  | 4.335 | 0 | Residential | 1 | MANVILLE | 8835 | 5 | VIVINT SOLAR | PSE&G BPU | No | Complete | 2014-02-10 | 2014-12-19 | 2015-01-07 | 2015-01-07
SRP24082 | SREC Solar | MORGAN |  | 4.5 | 0 | Residential | 1 | MANVILLE | 8835 | 5 | VIVINT SOLAR | PSE&G BPU | No | Complete | 2014-02-10 | 2014-08-07 | 2014-08-18 | 2014-08-18
SRP24084 | SREC Solar | LEON GUERRA |  | 5.75 | 0 | Residential | 1 | DOVER | 7801 | 3 | VIVINT SOLAR | JCP&L | No | Complete | 2014-02-10 | 2014-10-09 | 2014-10-17 | 2014-10-17
SRP24089 | SREC Solar | BARDI |  | 4.9 | 0 | Residential | 1 | TOMS RIVER | 8757 | 18 | SOLARCITY CORPORATION | JCP&L | No | Complete | 2014-02-10 | 2014-05-02 | 2014-05-08 | 2014-05-08
SRP24090 | SREC Solar | OCCHUZZO |  | 5.39 | 0 | Residential | 1 | BELLMAWR | 8031 | 14 | SOLARCITY CORPORATION | PSE&G BPU | No | Complete | 2014-02-10 | 2014-05-16 | 2014-05-22 | 2014-05-22
SRP24091 | SREC Solar | TARLTON |  | 4.77 | 0 | Residential | 1 | WINSLOW TWP | 8081 | 14 | SOLARCITY CORPORATION | AC Electric | No | Complete | 2014-02-10 | 2014-05-28 | 2014-06-04 | 2014-06-04
SRP24092 | SREC Solar | EDWARDS |  | 5.25 | 0 | Residential | 1 | BORDENTOWN | 8505 | 13 | SOLARCITY CORPORATION | PSE&G BPU | No | Complete | 2014-02-10 | 2014-09-04 | 2014-09-16 | 2014-09-16
SRP24094 | SREC Solar | AVINER |  | 7.5 | 0 | Residential | 1 | TEANECK | 7666 | 7 | SOLARCITY CORPORATION | PSE&G BPU | No | Complete | 2014-02-10 | 2014-04-14 | 2014-07-01 | 2014-07-01
SRP24095 | SREC Solar | PALKO |  | 7 | 0 | Residential | 1 | PENNS GROVE | 8069 | 16 | TRINITY HEATING AND AIR | AC Electric | No | Complete | 2014-02-10 | 2014-04-09 | 2014-04-22 | 2014-04-22
SRP24096 | SREC Solar | SCARDEFIELD |  | 11 | 0 | Residential | 1 | STRATFORD | 8084 | 14 | TRINITY HEATING AND AIR | AC Electric | No | Complete | 2014-02-10 | 2014-05-20 | 2014-05-22 | 2014-05-22
SRP24097 | SREC Solar | PALANCE |  | 6.63 | 0 | Residential | 1 | NORTHFIELD | 8225 | 19 | ACOS ENERGY, LLC | AC Electric | No | Complete | 2014-02-10 | 2014-06-25 | 2014-07-23 | 2014-07-23
SRP24099 | SREC Solar | HEWITT |  | 11.22 | 0 | Residential | 1 | NORTH CAPE MAY | 8204 | 21 | ACOS ENERGY, LLC | AC Electric | No | Complete | 2014-02-10 | 2014-05-27 | 2014-06-17 | 2014-06-17
SRP24100 | SREC Solar | MOORE |  | 8.67 | 0 | Residential | 1 | MAYS LANDING | 8330 | 19 | ACOS ENERGY, LLC | AC Electric | No | Complete | 2014-02-10 | 2014-08-21 | 2014-09-02 | 2014-09-02
SRP24101 | SREC Solar | ARTUSO |  | 3.675 | 0 | Residential | 1 | SCOTCH PLAINS | 7076 | 10 | SOLARCITY CORPORATION | PSE&G BPU | No | Complete | 2014-02-10 | 2014-04-11 | 2014-04-22 | 2014-04-22
SRP24103 | SREC Solar | KOSCHEEV |  | 9.18 | 0 | Residential | 1 | MANVILLE | 8835 | 5 | VIVINT SOLAR | PSE&G BPU | No | Complete | 2014-02-10 | 2014-12-18 | 2015-01-07 | 2015-01-07
SRP24104 | SREC Solar | ESTEVEZ |  | 4.59 | 0 | Residential | 1 | N. BRUNSWICK | 8902 | 11 | VIVINT SOLAR | PSE&G BPU | No | Complete | 2014-02-10 | 2014-06-19 | 2014-07-23 | 2014-07-23
SRP24105 | SREC Solar | MARCHICK |  | 4 | 0 | Residential | 1 | MANVILLE | 8835 | 5 | VIVINT SOLAR | PSE&G BPU | No | Complete | 2014-02-10 | 2014-10-06 | 2014-10-16 | 2014-10-16
SRP24107 | SREC Solar | WORTON |  | 5.5 | 0 | Residential | 1 | NORTHFIELD | 8225 | 19 | ROOF DIAGNOSTICS INC | AC Electric | No | Complete | 2014-02-10 | 2014-06-25 | 2014-07-02 | 2014-07-02
SRP24108 | SREC Solar | D'ARIANO |  | 10.545 | 0 | Residential | 1 | SICKLERVILLE | 8081 | 14 | RCL ENTERPRISES INC. | AC Electric | No | Complete | 2014-02-10 | 2014-07-15 | 2014-07-24 | 2014-07-24
SRP24109 | SREC Solar | ROSENHEIM |  | 6 | 0 | Residential | 1 | MOUNT EPHRAIM | 8059 | 14 | TRINITY HEATING AND AIR | PSE&G BPU | No | Complete | 2014-02-10 | 2014-05-08 | 2014-06-05 | 2014-06-05
SRP24111 | SREC Solar | CIVALE |  | 10.965 | 0 | Residential | 1 | BROWNS MILLS | 8015 | 13 | RCL ENTERPRISES INC. | JCP&L | No | Complete | 2014-02-10 | 2014-06-10 | 2014-06-13 | 2014-06-13
SRP24112 | SREC Solar | HOGGE |  | 9.18 | 0 | Residential | 1 | VILLAS | 8251 | 21 | RCL ENTERPRISES INC. | AC Electric | No | Complete | 2014-02-10 | 2014-06-04 | 2014-06-09 | 2014-06-09
SRP24113 | SREC Solar | FIELD |  | 8.16 | 0 | Residential | 1 | AUDUBON | 8106 | 14 | RCL ENTERPRISES INC. | PSE&G BPU | No | Complete | 2014-02-10 | 2015-03-18 | 2015-04-15 | 2015-04-15
SRP24114 | SREC Solar | MUNSON |  | 16.575 | 0 | Residential | 1 | PITTSGROVE | 8318 | 16 | RCL ENTERPRISES INC. | AC Electric | No | Complete | 2014-02-10 | 2014-06-03 | 2014-06-26 | 2014-06-26
SRP24115 | SREC Solar | BURNETT |  | 4.59 | 0 | Residential | 1 | BROWNS MILLS | 8015 | 13 | RCL ENTERPRISES INC. | JCP&L | No | Complete | 2014-02-10 | 2014-05-16 | 2014-05-22 | 2014-05-22
SRP24116 | SREC Solar | BONACORDA | RAS PROCESS EQUIPMENT | 31.2 | 0 | Commercial | 1 | ROBBINSVILLE | 8691 | 12 | NEXUS SOLAR LLC | JCP&L | No | Complete | 2014-02-10 | 2014-06-16 | 2014-07-24 | 2014-07-24
SRP24117 | SREC Solar | RAMDASS |  | 4.5 | 0 | Residential | 1 | NORTH BRUNSWICK | 8902 | 11 | TRINITY HEATING AND AIR | PSE&G BPU | No | Complete | 2014-02-10 | 2014-06-25 | 2015-02-27 | 2015-02-27
SRP24118 | SREC Solar | ANDERSON |  | 5.1 | 0 | Residential | 1 | MANTUA | 8051 | 15 | TRINITY HEATING AND AIR | AC Electric | No | Complete | 2014-02-10 | 2014-03-25 | 2014-04-04 | 2014-04-04
SRP24119 | SREC Solar | SABLE |  | 4.16 | 0 | Residential | 0 | JACKSON | 8527 | 18 | TOTAL EXTERIORS | JCP&L | No | Complete | 2014-02-10 | 2014-03-31 | 2014-04-08 | 2014-04-08
SRP24120 | SREC Solar | WERNER |  | 5.75 | 0 | Residential | 1 | TOMS RIVER | 8753 | 18 | TRINITY HEATING AND AIR | JCP&L | No | Complete | 2014-02-10 | 2014-04-17 | 2014-04-25 | 2014-04-25
SRP24121 | SREC Solar | DIMARINO |  | 4 | 0 | Residential | 1 | VILLAS | 8251 | 21 | TRINITY HEATING AND AIR | AC Electric | No | Complete | 2014-02-10 | 2014-07-29 | 2014-08-07 | 2014-08-07
SRP24122 | SREC Solar | KAPALEESWARAN |  | 5.25 | 0 | Residential | 1 | BORDENTOWN | 8505 | 13 | TRINITY HEATING AND AIR | PSE&G BPU | No | Complete | 2014-02-10 | 2014-03-14 | 2014-03-21 | 2014-03-21
SRP24123 | SREC Solar | SCHELLINGER |  | 7.35 | 0 | Residential | 1 | WOODBINE | 8270 | 21 | SOLARCITY CORPORATION | AC Electric | No | Complete | 2014-02-10 | 2014-04-04 | 2014-05-06 | 2014-05-06
SRP24124 | SREC Solar | ESGAR |  | 11.445 | 0 | Residential | 0 | WAYNE | 7470 | 6 | SEA BRIGHT SOLAR, LLC | JCP&L | No | Complete | 2014-02-10 | 2014-06-16 | 2014-07-09 | 2014-07-09
SRP24125 | SREC Solar | SMITH |  | 12.24 | 0 | Residential | 1 | CAPE MAY | 8204 | 21 | RCL ENTERPRISES INC. | AC Electric | No | Complete | 2014-02-10 | 2014-07-03 | 2014-07-17 | 2014-07-17
SRP24126 | SREC Solar | GUREWITSCH | STAR CANDLE CO LLC | 757.62 | 0 | Commercial | 0 | RIDGEFIELD PARK | 7660 | 7 | GREEN POWER DEVELOPERS, LLC | PSE&G BPU | No | Complete | 2014-02-10 | 2014-12-15 | 2014-12-22 | 2014-12-22
SRP24127 | SREC Solar | MYATT |  | 7.395 | 0 | Residential | 1 | WILLINGBORO | 8046 | 13 | EZNERGY LLC | PSE&G BPU | No | Complete | 2014-02-10 | 2014-06-25 | 2014-07-02 | 2014-07-02
SRP24128 | SREC Solar | WIDMER |  | 9.69 | 0 | Residential | 1 | MANAHAWKIN | 8050 | 18 | NJR HOME SERVICES | AC Electric | No | Complete | 2014-02-10 | 2014-05-27 | 2014-06-03 | 2014-06-03
SRP24129 | SREC Solar | MACKLIN |  | 7 | 0 | Residential | 1 | WASHINGTON TWP | 8080 | 15 | SOLARCITY CORPORATION | AC Electric | No | Complete | 2014-02-10 | 2014-08-28 | 2014-09-09 | 2014-09-09
SRP24130 | SREC Solar | GIBSON |  | 3.75 | 0 | Residential | 1 | NEPTUNE TWP | 7753 | 17 | SOLARCITY CORPORATION | JCP&L | No | Complete | 2014-02-10 | 2014-09-09 | 2014-09-23 | 2014-09-23
SRP24131 | SREC Solar | GARCIA |  | 4 | 0 | Residential | 1 | CLIFTON | 7012 | 6 | ROOF DIAGNOSTICS INC | PSE&G BPU | No | Complete | 2014-02-10 | 2014-05-07 | 2014-05-16 | 2014-05-16
SRP24132 | SREC Solar | SOLOMON |  | 9.25 | 0 | Residential | 1 | TRENTON | 8619 | 12 | SOLARCITY CORPORATION | PSE&G BPU | No | Complete | 2014-02-10 | 2014-05-08 | 2014-05-16 | 2014-05-16
SRP24134 | SREC Solar | PISAREK |  | 3.92 | 0 | Residential | 1 | TOMS RIVER | 8757 | 18 | ROOF DIAGNOSTICS INC | JCP&L | No | Complete | 2014-02-10 | 2014-03-20 | 2014-04-03 | 2014-04-03
SRP24135 | SREC Solar | MUNGWA |  | 6.885 | 0 | Residential | 1 | NEW MILFORD | 07646 | 7 | ROOF DIAGNOSTICS INC | PSE&G BPU | No | Complete | 2014-02-10 | 2014-12-24 | 2015-02-20 | 2015-02-20
SRP24136 | SREC Solar | FLORES |  | 6.25 | 0 | Residential | 1 | CLIFFSIDE PARK | 7010 | 7 | ROOF DIAGNOSTICS INC | PSE&G BPU | No | Complete | 2014-02-10 | 2014-12-24 | 2015-01-13 | 2015-01-13
SRP24137 | SREC Solar | ISAAC |  | 9.69 | 0 | Residential | 1 | WOODBRIDGE | 7095 | 11 | ROOF DIAGNOSTICS INC | PSE&G BPU | No | Complete | 2014-02-10 | 2014-05-28 | 2014-06-03 | 2014-06-03
SRP24138 | SREC Solar | MARRA |  | 4.845 | 0 | Residential | 1 | BEACHWOOD | 8722 | 18 | ROOF DIAGNOSTICS INC | JCP&L | No | Complete | 2014-02-10 | 2014-06-23 | 2014-07-01 | 2014-07-01
SRP24139 | SREC Solar | FOX |  | 11.5 | 0 | Residential | 1 | JACKSON | 8527 | 18 | TRINITY HEATING AND AIR | JCP&L | No | Complete | 2014-02-10 | 2014-03-14 | 2014-03-21 | 2014-03-21
SRP24140 | SREC Solar | MACDONALD |  | 3.825 | 0 | Residential | 1 | MANAHAWKIN | 8050 | 18 | ROOF DIAGNOSTICS INC | AC Electric | No | Complete | 2014-02-10 | 2014-06-16 | 2014-06-19 | 2014-06-19
SRP24141 | SREC Solar | GERBER |  | 13.72 | 0 | Residential | 1 | FORKED RIVER | 8731 | 18 | TRINITY HEATING AND AIR | JCP&L | No | Complete | 2014-02-10 | 2014-03-24 | 2014-06-26 | 2014-06-26
SRP24142 | SREC Solar | LOPEZ |  | 5 | 0 | Residential | 1 | LONG BRANCH | 7740 | 17 | ROOF DIAGNOSTICS INC | JCP&L | No | Complete | 2014-02-10 | 2014-05-28 | 2014-06-03 | 2014-06-03
SRP24143 | SREC Solar | MORRISON |  | 12 | 0 | Residential | 1 | WAYNE | 7470 | 6 | ROOF DIAGNOSTICS INC | PSE&G BPU | No | Complete | 2014-02-10 | 2015-02-11 | 2015-02-13 | 2015-02-13
SRP24144 | SREC Solar | CABUGOS |  | 4.845 | 0 | Residential | 1 | BERGENFIELD | 7621 | 7 | ROOF DIAGNOSTICS INC | PSE&G BPU | No | Complete | 2014-02-10 | 2014-05-28 | 2014-06-03 | 2014-06-03
SRP24145 | SREC Solar | TENNET |  | 4.5 | 0 | Residential | 1 | RAHWAY | 7065 | 10 | ROOF DIAGNOSTICS INC | PSE&G BPU | No | Complete | 2014-02-10 | 2014-06-03 | 2014-06-06 | 2014-06-06
SRP24146 | SREC Solar | THOMPSON |  | 9.18 | 0 | Residential | 1 | WILLINGBORO | 8046 | 13 | ROOF DIAGNOSTICS INC | PSE&G BPU | No | Complete | 2014-02-10 | 2014-09-30 | 2014-10-10 | 2014-10-10
SRP24147 | SREC Solar | BASHIR |  | 7.395 | 0 | Residential | 1 | NO. CAPE MAY | 8204 | 21 | ALLSEASON CONSTRUCTION | AC Electric | No | Complete | 2014-02-10 | 2014-09-17 | 2014-09-25 | 2014-09-25
SRP24148 | SREC Solar | CACCAVALE |  | 10.71 | 0 | Residential | 1 | EHT | 8234 | 19 | ALLSEASON CONSTRUCTION | AC Electric | No | Complete | 2014-02-10 | 2014-07-22 | 2014-07-30 | 2014-07-30
SRP24149 | SREC Solar | JONES |  | 7.65 | 0 | Residential | 1 | JAMESBURG | 8831 | 11 | ROOF DIAGNOSTICS INC | JCP&L | No | Complete | 2014-02-10 | 2014-07-08 | 2014-07-21 | 2014-07-21
SRP24150 | SREC Solar | VALLE |  | 7 | 0 | Residential | 1 | RIDGEFIELD | 7660 | 7 | PRO CUSTOM SOLAR | PSE&G BPU | No | Complete | 2014-02-10 | 2014-12-10 | 2015-01-06 | 2015-01-06
SRP24151 | SREC Solar | CHON |  | 5.1 | 0 | Residential | 1 | MONROE | 8831 | 11 | ROOF DIAGNOSTICS INC | JCP&L | No | Complete | 2014-02-10 | 2015-01-08 | 2015-02-16 | 2015-02-16
SRP24152 | SREC Solar | KARKUT |  | 4.08 | 0 | Residential | 1 | CLIFTON | 7012 | 6 | ROOF DIAGNOSTICS INC | PSE&G BPU | No | Complete | 2014-02-10 | 2014-12-24 | 2015-01-13 | 2015-01-13
SRP24153 | SREC Solar | HINCAPIE |  | 6.375 | 0 | Residential | 1 | OLD BRIDGE | 8857 | 11 | ROOF DIAGNOSTICS INC | JCP&L | No | Complete | 2014-02-10 | 2015-02-11 | 2015-02-13 | 2015-02-13
SRP24155 | SREC Solar | SHAH |  | 7.65 | 0 | Residential | 1 | EAST BRUNSWICK | 8816 | 11 | ROOF DIAGNOSTICS INC | PSE&G BPU | No | Complete | 2014-02-10 | 2014-12-24 | 2015-02-02 | 2015-02-02
SRP24156 | SREC Solar | CABRERA |  | 6.12 | 0 | Residential | 1 | PASSAIC | 7055 | 6 | ROOF DIAGNOSTICS INC | PSE&G BPU | No | Complete | 2014-02-10 | 2014-09-30 | 2014-11-12 | 2014-11-12
SRP24157 | SREC Solar | PHUNG |  | 6.12 | 0 | Residential | 1 | ATLANTIC CITY | 8401 | 19 | ALLSEASON CONSTRUCTION | AC Electric | No | Complete | 2014-02-10 | 2014-10-22 | 2014-10-29 | 2014-10-29
SRP24158 | SREC Solar | ENDRESS |  | 8.16 | 0 | Residential | 1 | SPRINGFIELD | 7081 | 10 | ROOF DIAGNOSTICS INC | JCP&L | No | Complete | 2014-02-10 | 2014-09-30 | 2014-10-14 | 2014-10-14
SRP24160 | SREC Solar | DENNISON |  | 7.25 | 0 | Residential | 1 | SOMERSET | 8873 | 5 | ROOF DIAGNOSTICS INC | PSE&G BPU | No | Complete | 2014-02-10 | 2014-05-20 | 2014-05-22 | 2014-05-22
SRP24161 | SREC Solar | STARK |  | 13 | 0 | Residential | 1 | WOODBURY | 8096 | 15 | TRINITY HEATING AND AIR | PSE&G BPU | No | Complete | 2014-02-10 | 2014-10-30 | 2014-11-11 | 2014-11-11
SRP24162 | SREC Solar | LOPEZ |  | 5.5 | 0 | Residential | 1 | MT HOLLY | 8060 | 13 | TRINITY HEATING AND AIR | PSE&G BPU | No | Complete | 2014-02-10 | 2014-05-07 | 2014-05-14 | 2014-05-14
SRP24163 | SREC Solar | WEBER |  | 13.515 | 0 | Residential | 1 | DEL HAVEN | 8251 | 21 | ALLSEASON CONSTRUCTION | AC Electric | No | Complete | 2014-02-10 | 2014-07-16 | 2014-07-24 | 2014-07-24
SRP24164 | SREC Solar | SANCHEZ |  | 11.475 | 0 | Residential | 1 | SEWELL | 8080 | 15 | ALLSEASON CONSTRUCTION | AC Electric | No | Complete | 2014-02-10 | 2014-09-11 | 2014-09-17 | 2014-09-17
SRP24165 | SREC Solar | EVANS |  | 4.59 | 0 | Residential | 1 | MAYS LANDING | 8330 | 19 | ALLSEASON CONSTRUCTION | AC Electric | No | Complete | 2014-02-10 | 2014-09-26 | 2014-10-07 | 2014-10-07
SRP24166 | SREC Solar | PELLETIER |  | 16.065 | 0 | Residential | 1 | LEHT | 8087 | 18 | ALLSEASON CONSTRUCTION | AC Electric | No | Complete | 2014-02-10 | 2014-12-30 | 2015-02-10 | 2015-02-10
SRP24167 | SREC Solar | MOUTA |  | 5.5 | 0 | Residential | 1 | OAKHURST | 7755 | 17 | TRINITY HEATING AND AIR | JCP&L | No | Complete | 2014-02-10 | 2014-03-25 | 2014-04-04 | 2014-04-04
SRP24168 | SREC Solar | ELWELL |  | 7.395 | 0 | Residential | 1 | WEST CAPE MAY | 8204 | 21 | ROOF DIAGNOSTICS INC | AC Electric | No | Complete | 2014-02-10 | 2015-01-28 | 2015-02-04 | 2015-02-04
SRP24169 | SREC Solar | KOH |  | 8.67 | 0 | Residential | 1 | MARLBORO | 7746 | 17 | ROOF DIAGNOSTICS INC | JCP&L | No | Complete | 2014-02-10 | 2014-10-29 | 2014-11-11 | 2014-11-11
SRP24170 | SREC Solar | JANECZKO |  | 5.61 | 0 | Residential | 1 | BELFORD | 7718 | 17 | ROOF DIAGNOSTICS INC | JCP&L | No | Complete | 2014-02-10 | 2014-09-30 | 2014-10-14 | 2014-10-14
SRP24171 | SREC Solar | DETTRA |  | 10.2 | 0 | Residential | 1 | FLEMINGTON | 8822 | 4 | ROOF DIAGNOSTICS INC | JCP&L | No | Complete | 2014-02-10 | 2014-06-20 | 2014-07-01 | 2014-07-01
SRP24172 | SREC Solar | BROCK |  | 9.18 | 0 | Residential | 1 | TABERNACLE | 8088 | 13 | ROOF DIAGNOSTICS INC | AC Electric | No | Complete | 2014-02-10 | 2014-12-24 | 2015-01-13 | 2015-01-13
SRP24173 | SREC Solar | YOUNG |  | 7.905 | 0 | Residential | 1 | BAYVILLE | 8721 | 18 | ROOF DIAGNOSTICS INC | JCP&L | No | Complete | 2014-02-10 | 2014-09-23 | 2014-09-30 | 2014-09-30
SRP24174 | SREC Solar | MATTEO |  | 5.61 | 0 | Residential | 1 | BRICK | 8723 | 18 | ROOF DIAGNOSTICS INC | JCP&L | No | Complete | 2014-02-10 | 2014-06-26 | 2014-07-23 | 2014-07-23
SRP24175 | SREC Solar | BROOKS |  | 8 | 0 | Residential | 1 | PLEASANTVILLE | 8232 | 19 | TRINITY HEATING AND AIR | AC Electric | No | Complete | 2014-02-10 | 2014-07-29 | 2014-08-07 | 2014-08-07
SRP24176 | SREC Solar | LANCELOT |  | 9.5 | 0 | Residential | 1 | NEW EGYPT | 8533 | 18 | TRINITY HEATING AND AIR | JCP&L | No | Complete | 2014-02-10 | 2014-04-09 | 2014-04-22 | 2014-04-22
SRP24177 | SREC Solar | EDMAN |  | 28.305 | 0 | Residential | 1 | WATCHUNG | 7069 | 5 | ASTRUM SOLAR, LLC | PSE&G BPU | No | Complete | 2014-02-10 | 2015-04-07 | 2015-04-21 | 2015-04-21
SRP24178 | SREC Solar | POTOSKI |  | 9 | 0 | Residential | 1 | TOMS RIVER | 8753 | 18 | SUNGEVITY, INC. | JCP&L | No | Complete | 2014-02-10 | 2014-06-18 | 2014-06-24 | 2014-06-24
SRP24179 | SREC Solar | WECK |  | 6.75 | 0 | Residential | 1 | SOUTH AMBOY | 8879 | 11 | SUNGEVITY, INC. | JCP&L | No | Complete | 2014-02-10 | 2014-09-24 | 2014-09-30 | 2014-09-30
SRP24180 | SREC Solar | MCCOY |  | 4.68 | 0 | Residential | 1 | WESTWOOD | 7675 | 7 | SUNGEVITY, INC. | PSE&G BPU | No | Complete | 2014-02-10 | 2014-04-03 | 2014-04-17 | 2014-04-17
SRP24181 | SREC Solar | AUSTIN-KITA |  | 16.83 | 0 | Residential | 1 | LEESBURG | 8327 | 20 | ALLSEASON CONSTRUCTION | AC Electric | No | Complete | 2014-02-10 | 2014-07-31 | 2014-08-06 | 2014-08-06
SRP24183 | SREC Solar | BIGLIN |  | 8.16 | 0 | Residential | 1 | MAYS LANDING | 8330 | 19 | ALLSEASON CONSTRUCTION | AC Electric | No | Complete | 2014-02-10 | 2014-09-17 | 2014-09-25 | 2014-09-25
SRP24184 | SREC Solar | SANCHEZ |  | 3.825 | 0 | Residential | 1 | PLEASANTVILLE | 8232 | 19 | ALLSEASON CONSTRUCTION | AC Electric | No | Complete | 2014-02-10 | 2014-07-08 | 2014-07-21 | 2014-07-21
SRP24185 | SREC Solar | PATEL |  | 5.1 | 0 | Residential | 1 | EHT | 8234 | 19 | ALLSEASON CONSTRUCTION | AC Electric | No | Complete | 2014-02-10 | 2014-10-22 | 2014-10-29 | 2014-10-29
SRP24186 | SREC Solar | DAINO |  | 9.945 | 0 | Residential | 1 | CAPE MAY COURT HOUSE | 8210 | 21 | ALLSEASON CONSTRUCTION | AC Electric | No | Complete | 2014-02-10 | 2014-09-26 | 2014-10-07 | 2014-10-07
SRP24188 | SREC Solar | ODONNELL |  | 2.695 | 0 | Residential | 1 | PT PLEASANT BEACH | 8742 | 18 | SOLARCITY CORPORATION | JCP&L | No | Complete | 2014-02-17 | 2014-06-03 | 2014-06-11 | 2014-06-11
SRP24189 | SREC Solar | BURROWS |  | 10 | 0 | Residential | 1 | PENNSVILLE TWP | 8070 | 16 | SOLARCITY CORPORATION | AC Electric | No | Complete | 2014-02-17 | 2014-08-04 | 2014-08-12 | 2014-08-12
SRP24191 | SREC Solar | TRIPATHI |  | 6.25 | 0 | Residential | 1 | BORDENTOWN | 8505 | 13 | TRINITY HEATING AND AIR | PSE&G BPU | No | Complete | 2014-02-17 | 2014-04-21 | 2014-05-01 | 2014-05-01
SRP24192 | SREC Solar | PIEGARO |  | 9.75 | 0 | Residential | 1 | LAUREL SPRINGS | 8021 | 14 | SOLARCITY CORPORATION | AC Electric | No | Complete | 2014-02-17 | 2014-07-10 | 2014-07-22 | 2014-07-22
SRP24193 | SREC Solar | SCOLLAN |  | 5 | 0 | Residential | 1 | BAYVILLE | 8721 | 18 | KOPP ELECTRIC COMPANY | JCP&L | No | Complete | 2014-02-17 | 2014-05-22 | 2014-05-30 | 2014-05-30
SRP24194 | SREC Solar | PEROTTI |  | 9.01 | 0 | Residential | 1 | HARRISON TWP | 8062 | 15 | SOLARCITY CORPORATION | AC Electric | No | Complete | 2014-02-17 | 2014-07-03 | 2014-07-16 | 2014-07-16
SRP24195 | SREC Solar | FRANKLIN III |  | 6.12 | 0 | Residential | 1 | LEESBURG | 8327 | 20 | ALLSEASON CONSTRUCTION | AC Electric | No | Complete | 2014-02-17 | 2014-09-26 | 2014-10-07 | 2014-10-07
SRP24196 | SREC Solar | SEXTON |  | 10.965 | 0 | Residential | 1 | VILLAS | 8251 | 21 | ALLSEASON CONSTRUCTION | AC Electric | No | Complete | 2014-02-17 | 2014-12-08 | 2014-12-22 | 2014-12-22
SRP24197 | SREC Solar | MANIN |  | 15.3 | 0 | Residential | 1 | GALLOWAY | 8205 | 19 | ALLSEASON CONSTRUCTION | AC Electric | No | Complete | 2014-02-17 | 2014-07-02 | 2014-07-11 | 2014-07-11
SRP24198 | SREC Solar | BARBAROTTA |  | 19.38 | 0 | Residential | 1 | LAURELDALE | 8330 | 19 | ALLSEASON CONSTRUCTION | AC Electric | No | Complete | 2014-02-17 | 2014-06-25 | 2014-08-04 | 2014-08-04
SRP24199 | SREC Solar | REICHARD |  | 6.63 | 0 | Residential | 1 | MAYS LANDING | 8330 | 19 | ALLSEASON CONSTRUCTION | AC Electric | No | Complete | 2014-02-17 | 2014-05-30 | 2014-06-06 | 2014-06-06
SRP24200 | SREC Solar | MCGRATH |  | 14.535 | 0 | Residential | 1 | CAPE MAY COURT HOUSE | 8210 | 21 | ALLSEASON CONSTRUCTION | AC Electric | No | Complete | 2014-02-17 | 2014-10-24 | 2014-11-05 | 2014-11-05
SRP24201 | SREC Solar | MCGRATH |  | 4.845 | 0 | Residential | 1 | WILDWOOD | 8260 | 21 | ALLSEASON CONSTRUCTION | AC Electric | No | Complete | 2014-02-17 | 2014-10-08 | 2014-10-17 | 2014-10-17
SRP24202 | SREC Solar | SHERO |  | 10.08 | 0 | Residential | 1 | GARFIELD | 7028 | 9 | PRO CUSTOM SOLAR | PSE&G BPU | No | QA SELECTED | 2014-02-17 | 2015-02-12
SRP24203 | SREC Solar | ROSS |  | 12.25 | 0 | Residential | 1 | SEWELL | 8080 | 15 | TRINITY HEATING AND AIR | AC Electric | No | Complete | 2014-02-17 | 2014-07-28 | 2014-08-01 | 2014-08-01
SRP24204 | SREC Solar | KOVALESKI |  | 9.435 | 0 | Residential | 1 | TOMS RIVER | 8753 | 18 | ALLSEASON CONSTRUCTION | JCP&L | No | Complete | 2014-02-17 | 2014-10-08 | 2014-10-30 | 2014-10-30
SRP24205 | SREC Solar | CREAMER |  | 5.1 | 0 | Residential | 1 | LEESBURG | 8327 | 20 | ALLSEASON CONSTRUCTION | AC Electric | No | Complete | 2014-02-17 | 2014-08-06 | 2014-09-12 | 2014-09-12
SRP24206 | SREC Solar | TOWLE |  | 6.885 | 0 | Residential | 1 | BARNEGAT | 8005 | 18 | ALLSEASON CONSTRUCTION | AC Electric | No | Complete | 2014-02-17 | 2015-01-07 | 2015-01-20 | 2015-01-20
SRP24207 | SREC Solar | WINKEL |  | 10.71 | 0 | Residential | 1 | EHT | 8234 | 19 | ALLSEASON CONSTRUCTION | AC Electric | No | Complete | 2014-02-17 | 2015-01-28 | 2015-02-04 | 2015-02-04
SRP24208 | SREC Solar | HERTZENDORF |  | 7.65 | 0 | Residential | 1 | LAKEWOOD | 8701 | 18 | ALLSEASON CONSTRUCTION | JCP&L | No | Complete | 2014-02-17 | 2014-10-24 | 2014-12-22 | 2014-12-22
SRP24209 | SREC Solar | DIBENEDETTI |  | 12.24 | 0 | Residential | 1 | FORKED RIVER | 8731 | 18 | ALLSEASON CONSTRUCTION | JCP&L | No | Complete | 2014-02-17 | 2015-01-28 | 2015-02-07 | 2015-02-07
SRP24210 | SREC Solar | SILVER |  | 8.32 | 0 | Residential | 1 | LAKEWOOD | 8701 | 18 | POWERLUTIONS, LLC | JCP&L | No | Complete | 2014-02-17 | 2014-06-03 | 2014-06-25 | 2014-06-25
SRP24211 | SREC Solar | WEISS |  | 11.5 | 0 | Residential | 0 | LAKEWOOD | 8701 | 18 | POWERLUTIONS, LLC | JCP&L | No | Complete | 2014-02-17 | 2014-06-03 | 2014-06-06 | 2014-06-06
SRP24213 | SREC Solar | FINK |  | 12.5 | 0 | Residential | 1 | LAKEWOOD | 8701 | 18 | POWERLUTIONS, LLC | JCP&L | No | Complete | 2014-02-17 | 2014-06-03 | 2014-06-06 | 2014-06-06
SRP24214 | SREC Solar | JULIFF |  | 4.7 | 0 | Residential | 0 | WEST DEPTFORD | 8096 | 15 | GREEN CITIES ENERGY LLC | PSE&G BPU | No | Complete | 2014-02-17 | 2014-10-17 | 2014-10-29 | 2014-10-29
SRP24215 | SREC Solar | GAMBHIRWALA |  | 8.48 | 0 | Residential | 0 | TABERNACLE | 8088 | 13 | EASTERN ENERGY SERVICES | AC Electric | No | QC Selected | 2014-02-17 | 2015-04-03
SRP24216 | SREC Solar | TIGAR |  | 9.18 | 0 | Residential | 1 | MILFORD | 8848 | 4 | ALTERNATIVE ENERGY ASSOCIATES | JCP&L | No | Complete | 2014-02-17 | 2014-12-17 | 2014-12-29 | 2014-12-29
SRP24217 | SREC Solar | CUFF |  | 16.5 | 0 | Residential | 1 | BRIDGETON | 8302 | 20 | GO SOLAR ELECTRIC, LLC | AC Electric | No | Complete | 2014-02-17 | 2014-07-16 | 2014-08-01 | 2014-08-01
SRP24218 | SREC Solar | ADE |  | 17.64 | 0 | Residential | 1 | EGG HARBOR | 8215 | 19 | GO SOLAR ELECTRIC, LLC | AC Electric | No | Complete | 2014-02-17 | 2014-09-30 | 2014-10-14 | 2014-10-14
SRP24219 | SREC Solar | BENKERT |  | 7.65 | 0 | Residential | 1 | OCEAN | 7719 | 17 | RELIABLE POWER SERVICES, INC. | JCP&L | No | Complete | 2014-02-17 | 2014-07-22 | 2014-07-30 | 2014-07-30
SRP24220 | SREC Solar | GERULDSEN |  | 5.61 | 0 | Residential | 1 | ISELIN | 8830 | 11 | RELIABLE POWER SERVICES, INC. | PSE&G BPU | No | Complete | 2014-02-17 | 2014-06-03 | 2014-06-06 | 2014-06-06
SRP24221 | SREC Solar | WOODCOCK |  | 6.5 | 0 | Residential | 1 | MARLBORO TOWNSHIP | 7746 | 17 | SOLARCITY CORPORATION | JCP&L | No | Complete | 2014-02-17 | 2014-04-01 | 2014-04-08 | 2014-04-08
SRP24222 | SREC Solar | CEKADA |  | 7.84 | 0 | Residential | 1 | EHT | 8234 | 19 | SUNGEVITY, INC. | AC Electric | No | Complete | 2014-02-17 | 2014-09-24 | 2014-10-01 | 2014-10-01
SRP24223 | SREC Solar | HYLANDS |  | 7.25 | 0 | Residential | 1 | BRICK | 8723 | 18 | SOLARCITY CORPORATION | JCP&L | No | Complete | 2014-02-17 | 2014-08-15 | 2014-08-25 | 2014-08-25
SRP24225 | SREC Solar | BROWN | 612 GARDEN STREET, LLC | 3.75 | 0 | Commercial | 0 | HOBOKEN | 7030 | 8 | SEA BRIGHT SOLAR, LLC | PSE&G BPU | No | Complete | 2014-02-17 | 2015-02-04 | 2015-02-13 | 2015-02-13
SRP24226 | SREC Solar | HARVEY |  | 5.5 | 0 | Residential | 1 | HILLSBOROUGH TWP | 8844 | 5 | SUNGEVITY, INC. | PSE&G BPU | No | Complete | 2014-02-17 | 2014-09-15 | 2014-09-19 | 2014-09-19
SRP24227 | SREC Solar | LEWIS |  | 6.25 | 0 | Residential | 1 | SICKLERVILLE | 8081 | 14 | SOLARCITY CORPORATION | AC Electric | No | Complete | 2014-02-17 | 2014-04-21 | 2014-05-01 | 2014-05-01
SRP24228 | SREC Solar | DODGSON |  | 7.95 | 0 | Residential | 1 | ROCKAWAY | 7866 | 3 | SOLARCITY CORPORATION | JCP&L | No | Complete | 2014-02-17 | 2014-03-27 | 2014-04-15 | 2014-04-15
SRP24229 | SREC Solar | RUSSO | CONIFER LECHASE CONSTRUCTION, LLC | 44 | 0 | Commercial | 0 | BURLINGTON | 8016 | 13 | SEA BRIGHT SOLAR, LLC | PSE&G BPU | No | Complete | 2014-02-17 | 2014-08-01 | 2014-08-08 | 2014-08-08
SRP24230 | SREC Solar | PAGAN |  | 9 | 0 | Residential | 1 | BLACKWOOD | 8012 | 14 | SUNGEVITY, INC. | PSE&G BPU | No | Complete | 2014-02-17 | 2014-08-26 | 2014-09-03 | 2014-09-03
SRP24231 | SREC Solar | PORCELLI |  | 6.5 | 0 | Residential | 1 | TOMS RIVER | 8753 | 18 | SUNGEVITY, INC. | JCP&L | No | Complete | 2014-02-17 | 2014-09-15 | 2014-09-19 | 2014-09-19
SRP24232 | SREC Solar | MANNINO |  | 13 | 0 | Residential | 1 | TOMS RIVER | 8753 | 18 | SUNGEVITY, INC. | JCP&L | No | Complete | 2014-02-17 | 2014-09-15 | 2014-09-19 | 2014-09-19
SRP24233 | SREC Solar | ZAVODOVA |  | 8.25 | 0 | Residential | 1 | PARLIN | 8859 | 11 | SUNGEVITY, INC. | JCP&L | No | Complete | 2014-02-17 | 2014-09-15 | 2014-09-17 | 2014-09-17
SRP24234 | SREC Solar | DEANGELIS |  | 3.5 | 0 | Residential | 1 | BRICK | 8723 | 18 | SUNGEVITY, INC. | JCP&L | No | Complete | 2014-02-17 | 2014-05-28 | 2014-06-04 | 2014-06-04
SRP24236 | SREC Solar | GIAMPOLO |  | 14.535 | 0 | Residential | 1 | HIGHSTOWN | 8520 | 12 | PRO CUSTOM SOLAR | JCP&L | No | Complete | 2014-02-17 | 2014-07-08 | 2014-07-17 | 2014-07-17
SRP24237 | SREC Solar | KAMMERER |  | 7 | 0 | Residential | 0 | BRIDGETON | 8302 | 20 | AMPED ON SOLAR | AC Electric | No | Complete | 2014-02-17 | 2014-06-19 | 2014-06-24 | 2014-06-24
SRP24241 | SREC Solar | ZEMAK |  | 7.755 | 0 | Residential | 1 | MANAPLAN | 7726 | 17 | PRO CUSTOM SOLAR | JCP&L | No | Complete | 2014-02-17 | 2014-09-05 | 2014-09-12 | 2014-09-12
SRP24242 | SREC Solar | HOWE |  | 12 | 0 | Residential | 1 | ATCO | 8004 | 14 | SOLARCITY CORPORATION | AC Electric | No | Complete | 2014-02-17 | 2014-04-29 | 2014-05-05 | 2014-05-05
SRP24243 | SREC Solar | SIMON |  | 5.145 | 0 | Residential | 1 | WAYNE | 7410 | 7 | SOLARCITY CORPORATION | JCP&L | No | Complete | 2014-02-17 | 2014-04-17 | 2014-04-25 | 2014-04-25
SRP24244 | SREC Solar | LUCKENBACH |  | 4.08 | 0 | Residential | 1 | EDISON | 8817 | 11 | RELIABLE POWER SERVICES, INC. | PSE&G BPU | No | Complete | 2014-02-17 | 2014-06-12 | 2014-06-18 | 2014-06-18
SRP24245 | SREC Solar | KELLER |  | 7.395 | 0 | Residential | 1 | CRANBURY | 8512 | 11 | RELIABLE POWER SERVICES, INC. | PSE&G BPU | No | Complete | 2014-02-17 | 2014-06-03 | 2014-06-06 | 2014-06-06
SRP24246 | SREC Solar | RUESCH |  | 7.84 | 0 | Residential | 1 | FAIRFIELD | 7004 | 9 | SOLARCITY CORPORATION | PSE&G BPU | No | Complete | 2014-02-17 | 2014-08-04 | 2014-08-12 | 2014-08-12
SRP24249 | SREC Solar | BURR |  | 5 | 0 | Residential | 1 | LITTLE EGG HARBOR | 8087 | 18 | SOLARCITY CORPORATION | AC Electric | No | Complete | 2014-02-17 | 2014-07-22 | 2014-08-27 | 2014-08-27
SRP24253 | SREC Solar | EID |  | 6.63 | 0 | Residential | 1 | METUCHEN | 8840 | 11 | VIVINT SOLAR | PSE&G BPU | No | Complete | 2014-02-17 | 2015-02-12 | 2015-02-16 | 2015-02-16
SRP24255 | SREC Solar | PASTRICK |  | 6.12 | 0 | Residential | 1 | N. BRUNSWICK | 8902 | 11 | VIVINT SOLAR | PSE&G BPU | No | Complete | 2014-02-17 | 2014-10-15 | 2014-10-28 | 2014-10-28
SRP24258 | SREC Solar | QUINTANA |  | 3.75 | 0 | Residential | 1 | FORDS | 8863 | 11 | VIVINT SOLAR | PSE&G BPU | No | Complete | 2014-02-17 | 2014-07-03 | 2014-07-17 | 2014-07-17
SRP24259 | SREC Solar | LAUGHERY |  | 11.985 | 0 | Residential | 1 | PORT READING | 7064 | 11 | VIVINT SOLAR | PSE&G BPU | No | Complete | 2014-02-17 | 2014-08-13 | 2014-08-19 | 2014-08-19
SRP24264 | SREC Solar | ARDITO |  | 11.772 | 0 | Residential | 0 | DOROTHY | 8317 | 19 | GEOPEAK ENERGY LLC | AC Electric | No | Complete | 2014-02-17 | 2014-11-21 | 2014-12-17 | 2014-12-17
SRP24265 | SREC Solar | COOPER |  | 9.8 | 0 | Residential | 1 | MONROE TWP | 8094 | 15 | SOLARCITY CORPORATION | AC Electric | No | Complete | 2014-02-17 | 2014-05-08 | 2014-05-16 | 2014-05-16
SRP24266 | SREC Solar | MCCAFFERTY |  | 16.25 | 0 | Residential | 1 | DOWNE | 8349 | 20 | SOLARCITY CORPORATION | AC Electric | No | Complete | 2014-02-17 | 2014-07-30 | 2014-08-26 | 2014-08-26
SRP24267 | SREC Solar | NEWTON |  | 8.25 | 0 | Residential | 1 | CHERRY HILL | 8003 | 14 | SOLARCITY CORPORATION | PSE&G BPU | No | Complete | 2014-02-17 | 2014-06-09 | 2014-06-11 | 2014-06-11
SRP24268 | SREC Solar | DEDOVA |  | 5.355 | 0 | Residential | 1 | E. BRUNSWICK | 8816 | 11 | VIVINT SOLAR | PSE&G BPU | No | Complete | 2014-02-17 | 2014-07-30 | 2014-08-08 | 2014-08-08
SRP24270 | SREC Solar | HODNETT | BIBS AUTO RECYCLING | 86.01 | 0 | Commercial | 0 | KEARNY | 7032 | 8 | TRI STATE ELECTRIC | PSE&G BPU | No | Complete | 2014-02-24 | 2015-03-18 | 2015-03-27 | 2015-03-27
SRP24271 | SREC Solar | PADGETT |  | 5.3 | 0 | Residential | 0 | KENDALL PARK | 8824 | 11 | TOTAL EXTERIORS | PSE&G BPU | No | Complete | 2014-02-17 | 2015-03-14 | 2015-03-26 | 2015-03-26
SRP24272 | SREC Solar | LEAHEY |  | 7 | 0 | Residential | 1 | EHT | 8234 | 19 | SUN UP ZERO DOWN | AC Electric | No | Complete | 2014-02-17 | 2014-07-03 | 2014-07-11 | 2014-07-11
SRP24273 | SREC Solar | LULAJ |  | 6.095 | 0 | Residential | 0 | CRESSKILL | 7626 | 7 | TOTAL EXTERIORS | Orange & Rockland Elec | No | Complete | 2014-02-17 | 2014-09-24 | 2014-10-01 | 2014-10-01
SRP24274 | SREC Solar | UHI |  | 4.59 | 0 | Residential | 1 | OCEAN GATE | 8740 | 18 | ALLSEASON CONSTRUCTION | JCP&L | No | Complete | 2014-02-17 | 2014-07-21 | 2014-08-25 | 2014-08-25
SRP24275 | SREC Solar | MORRISON |  | 10.455 | 0 | Residential | 1 | BARNEGAT | 8005 | 18 | ALLSEASON CONSTRUCTION | AC Electric | No | Complete | 2014-02-17 | 2014-10-17 | 2014-11-21 | 2014-11-21
SRP24276 | SREC Solar | REYES |  | 19.89 | 0 | Residential | 1 | ELWOOD | 8217 | 19 | ALLSEASON CONSTRUCTION | AC Electric | No | Complete | 2014-02-17 | 2014-05-30 | 2014-06-05 | 2014-06-05
SRP24277 | SREC Solar | CREAMER |  | 6.885 | 0 | Residential | 1 | LEESBURG | 8327 | 20 | ALLSEASON CONSTRUCTION | AC Electric | No | Complete | 2014-02-17 | 2014-09-26 | 2014-10-07 | 2014-10-07
SRP24278 | SREC Solar | ZALESNY |  | 13.515 | 0 | Residential | 1 | COLD SPRING | 8204 | 21 | ALLSEASON CONSTRUCTION | AC Electric | No | Complete | 2014-02-17 | 2015-01-28 | 2015-02-07 | 2015-02-07
SRP24279 | SREC Solar | CUCUZZA |  | 8.085 | 0 | Residential | 1 | SMITHVILLE | 8201 | 19 | ALLSEASON CONSTRUCTION | AC Electric | No | Complete | 2014-02-17 | 2014-09-30 | 2014-10-10 | 2014-10-10
SRP24280 | SREC Solar | ERICHSEN |  | 8.085 | 0 | Residential | 1 | BARNEGAT | 8005 | 18 | ALLSEASON CONSTRUCTION | AC Electric | No | Complete | 2014-02-17 | 2014-06-03 | 2014-06-06 | 2014-06-06
SRP24281 | SREC Solar | CORBETT |  | 8.16 | 0 | Residential | 1 | BARNEGAT | 8005 | 18 | ALLSEASON CONSTRUCTION | JCP&L | No | Complete | 2014-02-17 | 2014-06-12 | 2014-06-18 | 2014-06-18
SRP24282 | SREC Solar | LEWIS |  | 6.12 | 0 | Residential | 1 | PLEASANTVILLE | 8232 | 19 | ALLSEASON CONSTRUCTION | AC Electric | No | Complete | 2014-02-17 | 2014-07-08 | 2014-07-17 | 2014-07-17
SRP24283 | SREC Solar | MILLER |  | 8.415 | 0 | Residential | 1 | GALLOWAY | 8205 | 19 | ALLSEASON CONSTRUCTION | AC Electric | No | Complete | 2014-02-17 | 2014-07-31 | 2014-08-06 | 2014-08-06
SRP24284 | SREC Solar | ROLLISON |  | 9.435 | 0 | Residential | 1 | LEHT | 8087 | 18 | ALLSEASON CONSTRUCTION | AC Electric | No | Complete | 2014-02-17 | 2014-11-13 | 2014-12-02 | 2014-12-02
SRP24285 | SREC Solar | FIORE |  | 6.63 | 0 | Residential | 1 | BARNEGAT | 8005 | 18 | ALLSEASON CONSTRUCTION | AC Electric | No | Complete | 2014-02-17 | 2014-08-14 | 2014-09-16 | 2014-09-16
SRP24286 | SREC Solar | MEYER |  | 6.54 | 0 | Residential | 1 | GLEN RIDGE | 7028 | 9 | GEOSCAPE SOLAR | PSE&G BPU | No | Complete | 2014-02-17 | 2014-09-11 | 2014-09-22 | 2014-09-22
SRP24288 | SREC Solar | MARRERO |  | 19.89 | 0 | Residential | 1 | PITTSGROVE | 8318 | 16 | RCL ENTERPRISES INC. | AC Electric | No | Complete | 2014-02-17 | 2014-06-04 | 2014-06-09 | 2014-06-09
SRP24289 | SREC Solar | LORD |  | 20.91 | 0 | Residential | 1 | DENNISVILLE | 8214 | 21 | RCL ENTERPRISES INC. | AC Electric | No | Complete | 2014-02-17 | 2014-06-05 | 2014-06-09 | 2014-06-09
SRP24290 | SREC Solar | RONDINELLA |  | 10.2 | 0 | Residential | 1 | EHT | 8234 | 19 | ALLSEASON CONSTRUCTION | AC Electric | No | Complete | 2014-02-17 | 2014-06-25 | 2014-07-23 | 2014-07-23
SRP24291 | SREC Solar | CARD |  | 5.355 | 0 | Residential | 1 | DEL HAVEN | 8251 | 21 | ALLSEASON CONSTRUCTION | AC Electric | No | Complete | 2014-02-17 | 2015-04-22 | 2015-04-30 | 2015-04-30
SRP24292 | SREC Solar | MCGONIGLE |  | 3.825 | 0 | Residential | 1 | MAYS LANDING | 8330 | 19 | ALLSEASON CONSTRUCTION | AC Electric | No | Complete | 2014-02-17 | 2014-07-03 | 2014-07-10 | 2014-07-10
SRP24293 | SREC Solar | SHEETS |  | 6.12 | 0 | Residential | 1 | MILLVILLE | 8332 | 20 | ALLSEASON CONSTRUCTION | AC Electric | No | Complete | 2014-02-17 | 2014-12-08 | 2014-12-22 | 2014-12-22
SRP24294 | SREC Solar | CARABELLO |  | 3.675 | 0 | Residential | 1 | VINELAND | 8360 | 20 | SOLARCITY CORPORATION | Vineland Muni Elec | No | Complete | 2014-02-17 | 2014-04-04 | 2014-04-16 | 2014-04-16
SRP24295 | SREC Solar | POLISENO | BOROUGH OF SPOTSWOOD | 11.44 | 0 | Government Facility | 0 | SPOTSWOOD | 8884 | 11 | DPR ELECTRIC, INC | JCP&L | No | Complete | 2014-02-17 | 2014-08-13 | 2014-08-19 | 2014-08-19
SRP24296 | SREC Solar | ORDONEZ |  | 14.25 | 0 | Residential | 1 | CARDIFF | 8234 | 19 | SOLARCITY CORPORATION | AC Electric | No | Complete | 2014-02-17 | 2014-10-14 | 2014-10-24 | 2014-10-24
SRP24297 | SREC Solar | ROMAN-CABAN |  | 7.5 | 0 | Residential | 1 | PENNSAUKEN | 8110 | 14 | SOLARCITY CORPORATION | PSE&G BPU | No | Complete | 2014-02-17 | 2014-06-24 | 2014-06-27 | 2014-06-27
SRP24298 | SREC Solar | RYAN |  | 6.5 | 0 | Residential | 1 | MYSTIC ISLANDS | 8087 | 18 | SOLARCITY CORPORATION | AC Electric | No | Complete | 2014-02-17 | 2014-07-18 | 2014-07-28 | 2014-07-28
SRP24299 | SREC Solar | PASCALE |  | 9 | 0 | Residential | 1 | MARLBORO | 7746 | 17 | TRINITY HEATING AND AIR | JCP&L | No | Complete | 2014-02-17 | 2014-03-06 | 2014-03-27 | 2014-03-27
SRP24300 | SREC Solar | VENKATRAMAN |  | 7.5 | 0 | Residential | 0 | PLAINSBORO | 8536 | 11 | TRINITY HEATING AND AIR | PSE&G BPU | No | Complete | 2014-02-17 | 2014-05-28 | 2014-06-04 | 2014-06-04
SRP24301 | SREC Solar | BECKER |  | 5.75 | 0 | Residential | 1 | CARNEYS POINT | 8069 | 16 | SOLARCITY CORPORATION | AC Electric | No | Complete | 2014-02-17 | 2014-08-19 | 2014-08-28 | 2014-08-28
SRP24302 | SREC Solar | BRANDLI |  | 7.68 | 0 | Residential | 1 | ISELIN | 8830 | 11 | NEW JERSEY CLEAN ENERGY SOLUTIONS | PSE&G BPU | No | Complete | 2014-02-24 | 2014-06-03 | 2014-06-10 | 2014-06-10
SRP24303 | SREC Solar | HOFFMAN |  | 12.24 | 0 | Residential | 1 | PILESGROVE | 8098 | 16 | RCL ENTERPRISES INC. | AC Electric | No | Complete | 2014-02-24 | 2014-06-24 | 2014-07-02 | 2014-07-02
SRP24304 | SREC Solar | BASICH |  | 5.61 | 0 | Residential | 1 | TURNERSVILLE | 8012 | 14 | RCL ENTERPRISES INC. | AC Electric | No | Complete | 2014-03-11 | 2014-06-23 | 2014-06-27 | 2014-06-27
SRP24305 | SREC Solar | BURNSIDE |  | 8.67 | 0 | Residential | 1 | EGG HARBOR CITY | 8215 | 19 | ACOS ENERGY, LLC | AC Electric | No | Complete | 2014-02-24 | 2014-06-25 | 2014-07-02 | 2014-07-02
SRP24306 | SREC Solar | BERKOWSKY |  | 9.5 | 0 | Residential | 0 | NEW EGYPT | 8533 | 18 | TRINITY HEATING AND AIR | JCP&L | No | Complete | 2014-02-24 | 2014-04-24 | 2014-04-30 | 2014-04-30
SRP24307 | SREC Solar | HARRELL |  | 5.75 | 0 | Residential | 1 | TOMS RIVER | 8757 | 18 | KOPP ELECTRIC COMPANY | JCP&L | No | Complete | 2014-02-24 | 2014-05-02 | 2014-05-08 | 2014-05-08
SRP24308 | SREC Solar | SIMPSON |  | 5.75 | 0 | Residential | 1 | MT. LAUREL | 8054 | 13 | VIVINT SOLAR | PSE&G BPU | No | Complete | 2014-02-17 | 2014-07-31 | 2014-08-11 | 2014-08-11
SRP24309 | SREC Solar | BANNER |  | 11.985 | 0 | Residential | 1 | DEVONSHIRE | 8215 | 19 | ACOS ENERGY, LLC | AC Electric | No | Complete | 2014-02-24 | 2014-11-20 | 2014-12-26 | 2014-12-26
SRP24310 | SREC Solar | DUSHA |  | 7.14 | 0 | Residential | 1 | WHITING | 8734 | 18 | RELIABLE POWER SERVICES, INC. | JCP&L | No | Complete | 2014-02-24 | 2014-06-16 | 2014-06-19 | 2014-06-19
SRP24311 | SREC Solar | BRADY |  | 8.16 | 0 | Residential | 1 | PILESGROVE | 8098 | 16 | RCL ENTERPRISES INC. | AC Electric | No | Complete | 2014-02-24 | 2014-06-05 | 2014-06-09 | 2014-06-09
SRP24313 | SREC Solar | SOOD |  | 6.12 | 0 | Residential | 1 | PORT READING | 7064 | 11 | VIVINT SOLAR | PSE&G BPU | No | Complete | 2014-02-24 | 2014-08-21 | 2014-09-02 | 2014-09-02
SRP24316 | SREC Solar | ADEBAYO |  | 5.865 | 0 | Residential | 1 | WILLINGBORO | 8046 | 13 | VIVINT SOLAR | PSE&G BPU | No | Complete | 2014-02-24 | 2014-08-28 | 2014-09-08 | 2014-09-08
SRP24317 | SREC Solar | SCHMIDT |  | 3.06 | 0 | Residential | 1 | CLIFTON | 7014 | 6 | REC SOLAR, INC. | PSE&G BPU | No | Complete | 2014-02-24 | 2014-10-16 | 2014-11-14 | 2014-11-14
SRP24318 | SREC Solar | LESCANO |  | 7.75 | 0 | Residential | 1 | UNION | 7083 | 10 | VIVINT SOLAR | PSE&G BPU | No | Complete | 2014-02-24 | 2014-06-16 | 2014-07-09 | 2014-07-09
SRP24322 | SREC Solar | MCGLOIN |  | 12.75 | 0 | Residential | 1 | HAMMONTON | 8037 | 19 | SOLARCITY CORPORATION | AC Electric | No | Complete | 2014-02-24 | 2014-05-28 | 2014-06-04 | 2014-06-04
SRP24323 | SREC Solar | LEONARDIS |  | 5.25 | 0 | Residential | 1 | BAYVILLE | 8721 | 18 | TRINITY HEATING AND AIR | JCP&L | No | Complete | 2014-02-24 | 2014-03-31 | 2014-04-16 | 2014-04-16
SRP24327 | SREC Solar | NELSON |  | 6 | 0 | Residential | 1 | KEANSBURG | 7734 | 17 | VIVINT SOLAR | JCP&L | No | Complete | 2014-02-24 | 2014-09-18 | 2014-09-30 | 2014-09-30
SRP24330 | SREC Solar | CARDONA |  | 7.14 | 0 | Residential | 1 | DOVER | 7801 | 3 | VIVINT SOLAR | JCP&L | No | Complete | 2014-02-24 | 2014-08-22 | 2014-09-02 | 2014-09-02
SRP24331 | SREC Solar | CRANK |  | 7.5 | 0 | Residential | 1 | WASHINGTON TWP | 8080 | 15 | SOLARCITY CORPORATION | AC Electric | No | Complete | 2014-02-24 | 2014-05-08 | 2014-05-13 | 2014-05-13
SRP24332 | SREC Solar | REILLY |  | 4.9 | 0 | Residential | 1 | VINELAND | 8360 | 20 | SOLARCITY CORPORATION | Vineland Muni Elec | No | Complete | 2014-02-24 | 2014-04-28 | 2014-05-06 | 2014-05-06
SRP24333 | SREC Solar | ADENAU |  | 2 | 0 | Residential | 1 | PARSIPPANY | 7054 | 3 | VIVINT SOLAR | JCP&L | No | Complete | 2014-02-24 | 2014-07-03 | 2014-07-17 | 2014-07-17
SRP24334 | SREC Solar | BRITTON |  | 3.995 | 0 | Residential | 1 | NEW BRUNSWICK | 8901 | 11 | VIVINT SOLAR | PSE&G BPU | No | Complete | 2014-02-24 | 2014-07-03 | 2014-07-17 | 2014-07-17
SRP24337 | SREC Solar | ROBINSON |  | 2.5 | 0 | Residential | 1 | PERTH AMBOY | 8861 | 11 | VIVINT SOLAR | PSE&G BPU | No | Complete | 2014-02-24 | 2014-08-13 | 2014-09-30 | 2014-09-30
SRP24338 | SREC Solar | SZATKOWSKI |  | 7.25 | 0 | Residential | 1 | PARLIN | 8859 | 11 | VIVINT SOLAR | JCP&L | No | Complete | 2014-02-24 | 2014-07-03 | 2014-07-17 | 2014-07-17
SRP24339 | SREC Solar | BROWN |  | 20.75 | 0 | Residential | 1 | CHERRY HILL | 8003 | 14 | VIVINT SOLAR | PSE&G BPU | No | Complete | 2014-02-24 | 2014-10-28 | 2014-11-26 | 2014-11-26
SRP24341 | SREC Solar | PETERSON |  | 13.5 | 0 | Residential | 1 | SOUTH SEAVILLE | 8246 | 21 | SOLARCITY CORPORATION | AC Electric | No | Complete | 2014-02-24 | 2014-08-01 | 2014-08-08 | 2014-08-08
SRP24342 | SREC Solar | YOUNG |  | 5.88 | 0 | Residential | 1 | TOMS RIVER | 8757 | 18 | SOLARCITY CORPORATION | JCP&L | No | Complete | 2014-02-24 | 2014-06-26 | 2014-07-02 | 2014-07-02
SRP24343 | SREC Solar | YACKER |  | 13 | 0 | Residential | 1 | MENDHAM | 7945 | 3 | SOLARCITY CORPORATION | JCP&L | No | Complete | 2014-02-24 | 2014-05-02 | 2014-05-08 | 2014-05-08
SRP24345 | SREC Solar | PORTAL |  | 5.25 | 0 | Residential | 1 | MAYS LANDING | 8330 | 19 | SOLARCITY CORPORATION | AC Electric | No | Complete | 2014-02-24 | 2014-09-15 | 2014-09-23 | 2014-09-23
SRP24346 | SREC Solar | MAHER |  | 5.75 | 0 | Residential | 1 | BOONTON | 7005 | 3 | SOLARCITY CORPORATION | JCP&L | No | Complete | 2014-02-24 | 2014-07-29 | 2014-08-05 | 2014-08-05
SRP24347 | SREC Solar | LEOTSAKAS |  | 10.25 | 0 | Residential | 0 | HOWELL | 7731 | 17 | TOTAL EXTERIORS | JCP&L | No | QC Selected | 2014-02-24 | 2015-05-22
SRP24348 | SREC Solar | MAYDAN |  | 3.445 | 0 | Residential | 0 | PARLIN | 8859 | 11 | TOTAL EXTERIORS | JCP&L | No | Complete | 2014-02-24 | 2014-07-02 | 2014-08-27 | 2014-08-27
SRP24349 | SREC Solar | JAVIER |  | 9.25 | 0 | Residential | 1 | PERTH AMBOY | 8861 | 11 | VERENGO SOLAR | PSE&G BPU | No | Complete | 2014-02-24 | 2014-07-16 | 2014-07-24 | 2014-07-24
SRP24350 | SREC Solar | KINGSLAND |  | 10.25 | 0 | Residential | 1 | MONROE TWP | 8094 | 15 | SOLARCITY CORPORATION | AC Electric | No | Complete | 2014-02-24 | 2014-09-24 | 2014-09-30 | 2014-09-30
SRP24351 | SREC Solar | VOUTHAS |  | 7.75 | 0 | Residential | 1 | MIDLAND PARK | 7432 | 7 | SOLARCITY CORPORATION | PSE&G BPU | No | Complete | 2014-02-24 | 2014-06-04 | 2014-06-09 | 2014-06-09
SRP24352 | SREC Solar | COLLINS |  | 6 | 0 | Residential | 1 | BOGOTA | 7603 | 7 | SOLARCITY CORPORATION | PSE&G BPU | No | Complete | 2014-02-24 | 2014-10-02 | 2014-12-02 | 2014-12-02
SRP24353 | SREC Solar | DIFALCO |  | 5.75 | 0 | Residential | 1 | ERIAL | 8081 | 14 | SOLARCITY CORPORATION | AC Electric | No | Complete | 2014-02-24 | 2014-06-13 | 2014-06-18 | 2014-06-18
SRP24354 | SREC Solar | SKLOFF |  | 8.25 | 0 | Residential | 1 | ASBURY PARK | 7712 | 17 | SOLARCITY CORPORATION | JCP&L | No | Complete | 2014-02-24 | 2014-05-08 | 2014-05-16 | 2014-05-16
SRP24355 | SREC Solar | GLOWCZYNSKI |  | 6.75 | 0 | Residential | 1 | MANAHAWKIN | 8050 | 18 | SOLARCITY CORPORATION | AC Electric | No | Complete | 2014-02-24 | 2014-05-08 | 2014-06-17 | 2014-06-17
SRP24356 | SREC Solar | YOON |  | 5.5 | 0 | Residential | 1 | EDGEWATER | 7020 | 7 | SOLARCITY CORPORATION | PSE&G BPU | No | Complete | 2014-02-24 | 2014-07-02 | 2014-07-10 | 2014-07-10
SRP24357 | SREC Solar | REDROW |  | 11.76 | 0 | Residential | 1 | TURNERSVILLE | 8012 | 14 | SOLARCITY CORPORATION | PSE&G BPU | No | Complete | 2014-02-24 | 2014-04-29 | 2014-05-06 | 2014-05-06
SRP24358 | SREC Solar | SWEIGART |  | 5 | 0 | Residential | 1 | CHERRY HILL | 8002 | 14 | SOLARCITY CORPORATION | PSE&G BPU | No | Complete | 2014-02-24 | 2014-05-07 | 2014-05-16 | 2014-05-16
SRP24361 | SREC Solar | COHEN |  | 2.94 | 0 | Residential | 0 | SHORT HILLS | 7078 | 9 | ALTERIS RENEWABLES DBA RGS ENERGY | JCP&L | No | Complete | 2014-02-24 | 2014-04-07 | 2014-04-18 | 2014-04-18
SRP24362 | SREC Solar | PASSARELLA |  | 21.93 | 0 | Residential | 1 | BRIDGETON | 8302 | 20 | ALLSEASON CONSTRUCTION | AC Electric | No | Complete | 2014-02-24 | 2014-10-24 | 2014-11-05 | 2014-11-05
SRP24363 | SREC Solar | GORDON |  | 12.25 | 0 | Residential | 1 | TOMS RIVER | 8753 | 18 | SOLARCITY CORPORATION | JCP&L | No | Complete | 2014-02-24 | 2014-04-09 | 2014-04-22 | 2014-04-22
SRP24364 | SREC Solar | WELZ |  | 6.12 | 0 | Residential | 1 | RIO GRANDE | 8242 | 21 | ALLSEASON CONSTRUCTION | AC Electric | No | Complete | 2014-02-24 | 2014-12-30 | 2015-01-20 | 2015-01-20
SRP24365 | SREC Solar | SORANTINO |  | 6.12 | 0 | Residential | 1 | MILLVILLE | 8332 | 20 | ALLSEASON CONSTRUCTION | AC Electric | No | Complete | 2014-02-24 | 2014-12-01 | 2014-12-09 | 2014-12-09
SRP24366 | SREC Solar | LORENZO |  | 8.415 | 0 | Residential | 1 | WOODBINE | 8270 | 21 | ALLSEASON CONSTRUCTION | AC Electric | No | Install Complete | 2014-02-24 | 2015-04-27
SRP24367 | SREC Solar | DION |  | 9.18 | 0 | Residential | 1 | MILLVILLE | 8332 | 20 | ALLSEASON CONSTRUCTION | AC Electric | No | Complete | 2014-02-24 | 2014-07-23 | 2014-08-26 | 2014-08-26
SRP24368 | SREC Solar | FERRUCCI |  | 16.83 | 0 | Residential | 1 | LANDSVILLE | 8326 | 19 | ALLSEASON CONSTRUCTION | AC Electric | No | Complete | 2014-02-24 | 2014-09-26 | 2014-10-07 | 2014-10-07
SRP24369 | SREC Solar | BUSCH |  | 3.57 | 0 | Residential | 1 | TOMS RIVER | 8757 | 18 | ROOF DIAGNOSTICS INC | JCP&L | No | Complete | 2014-02-24 | 2015-02-23 | 2015-02-27 | 2015-02-27
SRP24370 | SREC Solar | FLYNN |  | 18.7 | 0 | Residential | 0 | ELMER | 8318 | 16 | EASTERN ENERGY SERVICES | AC Electric | No | Complete | 2014-02-24 | 2015-03-03 | 2015-03-11 | 2015-03-11
SRP24371 | SREC Solar | SONDERGAARD |  | 7.14 | 0 | Residential | 1 | METUCHEN | 8840 | 11 | ROOF DIAGNOSTICS INC | PSE&G BPU | No | Complete | 2014-02-24 | 2014-12-24 | 2015-01-07 | 2015-01-07
SRP24372 | SREC Solar | BECKETT |  | 12 | 0 | Residential | 0 | MARLBORO | 7746 | 17 | TRINITY HEATING AND AIR | JCP&L | No | Complete | 2014-02-24 | 2014-04-24 | 2014-05-05 | 2014-05-05
SRP24373 | SREC Solar | RICKENBACH |  | 11 | 0 | Residential | 1 | WATERFORD | 8089 | 14 | TRINITY HEATING AND AIR | AC Electric | No | Complete | 2014-02-24 | 2014-04-29 | 2014-05-06 | 2014-05-06
SRP24374 | SREC Solar | CLARK |  | 4.5 | 0 | Residential | 1 | LINDENWOLD | 8021 | 14 | TRINITY HEATING AND AIR | AC Electric | No | Complete | 2014-02-24 | 2014-06-24 | 2014-07-23 | 2014-07-23
SRP24375 | SREC Solar | BRASWELL |  | 4.5 | 0 | Residential | 1 | WILLINGBORO | 8046 | 13 | TRINITY HEATING AND AIR | PSE&G BPU | No | Complete | 2014-02-24 | 2014-03-17 | 2014-03-27 | 2014-03-27
SRP24376 | SREC Solar | LAHIRI |  | 7.905 | 0 | Residential | 1 | SOMERSET | 8873 | 5 | TRINITY HEATING AND AIR | PSE&G BPU | No | Complete | 2014-02-24 | 2014-08-11 | 2014-08-14 | 2014-08-14
SRP24377 | SREC Solar | JONES |  | 9.88 | 0 | Residential | 0 | HILLSBOROUGH | 8844 | 5 | GREEN POWER ENERGY LLC | JCP&L | No | Complete | 2014-02-24 | 2014-06-12 | 2014-06-18 | 2014-06-18
SRP24378 | SREC Solar | PANTALONE |  | 9 | 0 | Residential | 1 | SEWELL | 8080 | 15 | TRINITY HEATING AND AIR | AC Electric | No | Complete | 2014-02-24 | 2014-10-17 | 2014-10-27 | 2014-10-27
SRP24379 | SREC Solar | RICHARDS |  | 14.79 | 0 | Residential | 0 | ELMER | 8318 | 16 | RCL ENTERPRISES INC. | AC Electric | No | Complete | 2014-02-24 | 2014-08-12 | 2014-08-20 | 2014-08-20
SRP24380 | SREC Solar | CAPATI |  | 6.25 | 0 | Residential | 1 | NEW MILFORD | 7646 | 7 | ROOF DIAGNOSTICS INC | PSE&G BPU | No | Complete | 2014-02-24 | 2014-10-22 | 2014-11-03 | 2014-11-03
SRP24381 | SREC Solar | POLOTTI |  | 6 | 0 | Residential | 1 | MARLBORO | 7746 | 17 | ROOF DIAGNOSTICS INC | JCP&L | No | Complete | 2014-02-24 | 2014-07-03 | 2014-07-11 | 2014-07-11
SRP24382 | SREC Solar | SOSA |  | 6.86 | 0 | Residential | 1 | BEACHWOOD | 8722 | 18 | ROOF DIAGNOSTICS INC | JCP&L | No | Complete | 2014-02-24 | 2014-07-16 | 2014-07-24 | 2014-07-24
SRP24385 | SREC Solar | FRAUMENI |  | 9 | 0 | Residential | 1 | FREEHOLD | 7728 | 17 | ROOF DIAGNOSTICS INC | JCP&L | No | Complete | 2014-02-24 | 2014-08-05 | 2014-08-12 | 2014-08-12
SRP24386 | SREC Solar | BITTLE |  | 4.24 | 0 | Residential | 0 | EDISON | 8820 | 11 | TOTAL EXTERIORS | PSE&G BPU | No | Complete | 2014-02-24 | 2014-11-12 | 2015-01-05 | 2015-01-05
SRP24387 | SREC Solar | PADILLA |  | 5 | 0 | Residential | 1 | VILLAS | 8251 | 21 | TRINITY HEATING AND AIR | AC Electric | No | Complete | 2014-02-24 | 2014-07-29 | 2014-08-07 | 2014-08-07
SRP24388 | SREC Solar | SMITH |  | 5.5 | 0 | Residential | 1 | SO. BOUND BROOK | 8880 | 5 | TRINITY HEATING AND AIR | PSE&G BPU | No | Complete | 2014-03-11 | 2014-07-29 | 2014-08-07 | 2014-08-07
SRP24390 | SREC Solar | WOLD |  | 7.395 | 0 | Residential | 1 | WARETOWN | 8758 | 18 | TRINITY HEATING AND AIR | JCP&L | No | Complete | 2014-02-24 | 2014-04-04 | 2014-05-01 | 2014-05-01
SRP24391 | SREC Solar | SUAREZ |  | 10.5 | 0 | Residential | 1 | MANCHESTER | 8759 | 18 | TRINITY HEATING AND AIR | JCP&L | No | Complete | 2014-02-24 | 2014-04-17 | 2014-04-25 | 2014-04-25
SRP24392 | SREC Solar | JEFFERYS |  | 4.5 | 0 | Residential | 1 | SOUTH PLAINFIELD | 7080 | 11 | TRINITY HEATING AND AIR | PSE&G BPU | No | Complete | 2014-02-24 | 2014-04-03 | 2014-04-16 | 2014-04-16
SRP24393 | SREC Solar | NUNLIST |  | 11.25 | 0 | Residential | 1 | RIO GRANDE | 8242 | 21 | TRINITY HEATING AND AIR | AC Electric | No | Complete | 2014-02-24 | 2014-04-22 | 2014-04-23 | 2014-04-23
SRP24395 | SREC Solar | YRAD |  | 6 | 0 | Residential | 1 | TOMS RIVER | 8753 | 18 | ROOF DIAGNOSTICS INC | JCP&L | No | Complete | 2014-02-24 | 2015-01-28 | 2015-02-04 | 2015-02-04
SRP24396 | SREC Solar | SPADAVECCHIA |  | 3.57 | 0 | Residential | 1 | BOUND BROOK | 8805 | 5 | ROOF DIAGNOSTICS INC | PSE&G BPU | No | Complete | 2014-02-24 | 2014-12-24 | 2015-01-09 | 2015-01-09
SRP24397 | SREC Solar | SHARMA |  | 4.5 | 0 | Residential | 1 | WOODBRIDGE | 7001 | 11 | ROOF DIAGNOSTICS INC | PSE&G BPU | No | Complete | 2014-02-24 | 2014-12-24 | 2015-01-13 | 2015-01-13
SRP24398 | SREC Solar | BREDEN |  | 5.61 | 0 | Residential | 1 | BARNEGAT | 8005 | 18 | ALLSEASON CONSTRUCTION | AC Electric | No | Complete | 2014-02-24 | 2014-09-11 | 2014-09-22 | 2014-09-22
SRP24399 | SREC Solar | IACOVONE |  | 9.945 | 0 | Residential | 1 | MAYS LANDING | 8330 | 19 | ALLSEASON CONSTRUCTION | AC Electric | No | Complete | 2014-02-24 | 2014-10-02 | 2014-10-14 | 2014-10-14
SRP24400 | SREC Solar | HUGHES |  | 7.905 | 0 | Residential | 1 | WILLIAMSTOWN | 8094 | 15 | ALLSEASON CONSTRUCTION | AC Electric | No | Complete | 2014-02-24 | 2015-01-28 | 2015-02-04 | 2015-02-04
SRP24401 | SREC Solar | DAYTON |  | 5.865 | 0 | Residential | 1 | MILLVILLE | 8332 | 20 | ALLSEASON CONSTRUCTION | AC Electric | No | Complete | 2014-02-24 | 2015-01-28 | 2015-03-09 | 2015-03-09
SRP24402 | SREC Solar | BURKE |  | 9.435 | 0 | Residential | 1 | GALLOWAY | 8205 | 19 | ALLSEASON CONSTRUCTION | AC Electric | No | Complete | 2014-02-24 | 2014-07-08 | 2014-07-17 | 2014-07-17
SRP24403 | SREC Solar | FRANGIE |  | 8.415 | 0 | Residential | 1 | TURNERSVILLE | 8012 | 14 | ALLSEASON CONSTRUCTION | AC Electric | No | Complete | 2014-02-24 | 2014-06-23 | 2014-06-27 | 2014-06-27
SRP24405 | SREC Solar | MARSHALL |  | 9.18 | 0 | Residential | 1 | GALLOWAY | 8205 | 19 | ALLSEASON CONSTRUCTION | AC Electric | No | Complete | 2014-02-24 | 2014-10-28 | 2014-12-01 | 2014-12-01
SRP24406 | SREC Solar | PETERS |  | 14.79 | 0 | Residential | 1 | BRICK | 8724 | 18 | ROOF DIAGNOSTICS INC | JCP&L | No | Complete | 2014-02-24 | 2014-09-30 | 2014-10-21 | 2014-10-21
SRP24408 | SREC Solar | TABACHRI |  | 4.5 | 0 | Residential | 1 | NORTH BRUNSWICK | 8902 | 11 | ROOF DIAGNOSTICS INC | PSE&G BPU | No | Complete | 2014-02-24 | 2014-09-30 | 2014-10-14 | 2014-10-14
SRP24409 | SREC Solar | WOOD | ED WOOD CUSTOM DRYWALL | 23.94 | 0 | Residential | 1 | SEWELL | 8080 | 15 | RCL ENTERPRISES INC. | AC Electric | No | Complete | 2014-02-24 | 2014-10-09 | 2014-10-17 | 2014-10-17
SRP24412 | SREC Solar | RODRIGUEZ |  | 5.1 | 0 | Residential | 1 | ASBURY PARK | 7712 | 17 | ROOF DIAGNOSTICS INC | JCP&L | No | Complete | 2014-02-24 | 2014-09-30 | 2014-10-10 | 2014-10-10
SRP24413 | SREC Solar | BARTON |  | 9 | 0 | Residential | 1 | WALL | 7719 | 17 | ROOF DIAGNOSTICS INC | JCP&L | No | Complete | 2014-02-24 | 2015-02-24 | 2015-02-27 | 2015-02-27
SRP24414 | SREC Solar | HOLZWORTH |  | 5.75 | 0 | Residential | 1 | BEACH HAVEN | 8008 | 18 | ROOF DIAGNOSTICS INC | AC Electric | No | Complete | 2014-02-24 | 2014-06-20 | 2014-07-23 | 2014-07-23
SRP24418 | SREC Solar | BURNEJKO |  | 6.125 | 0 | Residential | 1 | HOWELL | 7731 | 17 | ROOF DIAGNOSTICS INC | JCP&L | No | Complete | 2014-02-24 | 2014-07-16 | 2014-08-06 | 2014-08-06
SRP24419 | SREC Solar | LEE |  | 7.5 | 0 | Residential | 1 | EDISON TOWNSHIP | 8817 | 11 | ROOF DIAGNOSTICS INC | PSE&G BPU | No | Complete | 2014-02-24 | 2014-03-13 | 2014-04-10 | 2014-04-10
SRP24420 | SREC Solar | DISIMONE |  | 6.12 | 0 | Residential | 1 | NUTLEY | 7110 | 9 | ROOF DIAGNOSTICS INC | PSE&G BPU | No | Complete | 2014-02-24 | 2014-07-03 | 2014-07-10 | 2014-07-10
SRP24422 | SREC Solar | ROMEO |  | 4 | 0 | Residential | 0 | ISELIN | 8830 | 11 | TRINITY HEATING AND AIR | PSE&G BPU | No | Complete | 2014-02-24 | 2014-04-21 | 2014-04-25 | 2014-04-25
SRP24423 | SREC Solar | HAYES |  | 9.12 | 0 | Residential | 1 | BRICK | 8723 | 18 | FOUR POINT REFRIGERATION CO., INC. | JCP&L | No | Complete | 2014-02-24 | 2014-05-07 | 2014-05-29 | 2014-05-29
SRP24425 | SREC Solar | CHEVALIER |  | 5 | 0 | Residential | 1 | KEYPORT | 7735 | 17 | SOLARCITY CORPORATION | JCP&L | No | Complete | 2014-02-24 | 2014-04-07 | 2014-04-23 | 2014-04-23
SRP24426 | SREC Solar | HANSON |  | 4.75 | 0 | Residential | 1 | DEL HAVEN | 8251 | 21 | SOLARCITY CORPORATION | AC Electric | No | Complete | 2014-02-24 | 2014-06-10 | 2014-06-13 | 2014-06-13
SRP24427 | SREC Solar | VETRANO |  | 7.848 | 0 | Residential | 0 | ASBURY PARK | 7712 | 17 | RELIABLE POWER SERVICES, INC. | JCP&L | No | Complete | 2014-02-24 | 2014-06-12 | 2014-06-18 | 2014-06-18
SRP24428 | SREC Solar | BERGER |  | 14.75 | 0 | Residential | 1 | LAKEHURST | 8733 | 18 | KOPP ELECTRIC COMPANY | JCP&L | No | Complete | 2014-02-24 | 2014-05-07 | 2014-05-16 | 2014-05-16
SRP24429 | SREC Solar | JAMISON |  | 5 | 0 | Residential | 1 | BRICK | 8724 | 18 | KOPP ELECTRIC COMPANY | JCP&L | No | Complete | 2014-02-24 | 2014-05-22 | 2014-05-30 | 2014-05-30
SRP24430 | SREC Solar | BENNETT |  | 18.36 | 0 | Residential | 1 | NEWTON | 7860 | 1 | ALTERNATIVE ENERGY ASSOCIATES | JCP&L | No | Complete | 2014-02-24 | 2014-12-17 | 2014-12-22 | 2014-12-22
SRP24431 | SREC Solar | CHUNG |  | 8.25 | 0 | Residential | 1 | CEDAR GROOVE | 7009 | 9 | ROOF DIAGNOSTICS INC | PSE&G BPU | No | Complete | 2014-02-24 | 2014-10-22 | 2014-12-22 | 2014-12-22
SRP24433 | SREC Solar | MARABELLA |  | 9.75 | 0 | Residential | 1 | MT LAUREL | 8054 | 13 | VIVINT SOLAR | PSE&G BPU | No | Complete | 2014-03-03 | 2015-01-15 | 2015-01-20 | 2015-01-20
SRP24434 | SREC Solar | SILVERMAN |  | 6 | 0 | Residential | 1 | CHERRY HILL | 8002 | 14 | VIVINT SOLAR | PSE&G BPU | No | Complete | 2014-03-03 | 2014-10-21 | 2014-12-01 | 2014-12-01
SRP24435 | SREC Solar | COZINE |  | 12.24 | 0 | Residential | 1 | COOKSTOWN | 8511 | 13 | SEA BRIGHT SOLAR, LLC | JCP&L | No | Complete | 2014-03-03 | 2014-06-24 | 2014-07-23 | 2014-07-23
SRP24436 | SREC Solar | HOBBS |  | 12.75 | 0 | Residential | 1 | BRIDGETON | 8302 | 20 | SEA BRIGHT SOLAR, LLC | AC Electric | No | Complete | 2014-03-03 | 2014-06-18 | 2014-07-08 | 2014-07-08
SRP24437 | SREC Solar | LEIBLEIN |  | 4.59 | 0 | Residential | 1 | MANCHESTER | 8759 | 18 | SEA BRIGHT SOLAR, LLC | JCP&L | No | Complete | 2014-03-03 | 2014-05-07 | 2014-05-16 | 2014-05-16
SRP24438 | SREC Solar | KESSLER |  | 5.1 | 0 | Residential | 1 | MANCHESTER | 8759 | 18 | SEA BRIGHT SOLAR, LLC | JCP&L | No | Complete | 2014-03-03 | 2014-08-19 | 2014-08-29 | 2014-08-29
SRP24439 | SREC Solar | RUF |  | 10.965 | 0 | Residential | 1 | MANCHESTER | 8759 | 18 | SEA BRIGHT SOLAR, LLC | JCP&L | No | Complete | 2014-03-03 | 2014-08-07 | 2014-08-14 | 2014-08-14
SRP24440 | SREC Solar | PONTE |  | 8.5 | 0 | Residential | 1 | WOODBRIDGE TWP | 7067 | 10 | SOLARCITY CORPORATION | PSE&G BPU | No | Complete | 2014-03-03 | 2014-09-18 | 2014-09-25 | 2014-09-25
SRP24441 | SREC Solar | VARGAS |  | 3.5 | 0 | Residential | 1 | LODI | 7644 | 7 | ROOF DIAGNOSTICS INC | PSE&G BPU | No | Complete | 2014-03-03 | 2014-05-21 | 2014-06-09 | 2014-06-09
SRP24442 | SREC Solar | TRPISOVSKY |  | 16.08 | 0 | Residential | 1 | LEONARDO | 7737 | 17 | FOUR POINT REFRIGERATION CO., INC. | JCP&L | No | QC Selected | 2014-03-03 | 2014-06-26
SRP24444 | SREC Solar | BORGESE |  | 6 | 0 | Residential | 1 | RUNNEMEDE | 8078 | 14 | SOLARCITY CORPORATION | PSE&G BPU | No | Complete | 2014-03-03 | 2014-06-16 | 2014-06-19 | 2014-06-19
SRP24446 | SREC Solar | TAMBURRO |  | 4 | 0 | Residential | 1 | TOMS RIVER | 8757 | 18 | SOLARCITY CORPORATION | JCP&L | No | Complete | 2014-03-03 | 2015-02-07 | 2015-02-12 | 2015-02-12
SRP24447 | SREC Solar | NAGRASHNA |  | 3.675 | 0 | Residential | 1 | PASSAIC | 7055 | 6 | VIVINT SOLAR | PSE&G BPU | No | Complete | 2014-03-03 | 2014-07-10 | 2014-07-21 | 2014-07-21
SRP24448 | SREC Solar | SANABRIA |  | 5 | 0 | Residential | 1 | OLD BRIDGE | 8857 | 11 | ASTRUM SOLAR, LLC | JCP&L | No | Complete | 2014-03-03 | 2014-08-07 | 2014-09-02 | 2014-09-02
SRP24449 | SREC Solar | PFEFFER |  | 11.75 | 0 | Residential | 1 | SICKLERVILLE | 8081 | 14 | ASTRUM SOLAR, LLC | AC Electric | No | Complete | 2014-03-03 | 2014-08-21 | 2014-09-02 | 2014-09-02
SRP24450 | SREC Solar | SCHACK |  | 9 | 0 | Residential | 1 | LANOKA HARBOR | 8734 | 18 | TRINITY HEATING AND AIR | JCP&L | No | Complete | 2014-03-03 | 2014-04-04 | 2014-04-21 | 2014-04-21
SRP24451 | SREC Solar | WIESNER |  | 4.5 | 0 | Residential | 1 | ALLENTOWN | 8501 | 17 | TRINITY HEATING AND AIR | PSE&G BPU | No | Complete | 2014-03-03 | 2014-08-28 | 2014-09-29 | 2014-09-29
SRP24452 | SREC Solar | COLON |  | 7.75 | 0 | Residential | 1 | DUMONT | 7628 | 7 | ASTRUM SOLAR, LLC | PSE&G BPU | No | Complete | 2014-03-03 | 2014-08-01 | 2014-08-08 | 2014-08-08
SRP24453 | SREC Solar | HOLZ |  | 7.25 | 0 | Residential | 1 | ROCHELLE PARK | 7662 | 7 | ASTRUM SOLAR, LLC | PSE&G BPU | No | Complete | 2014-03-03 | 2014-06-19 | 2014-06-24 | 2014-06-24
SRP24454 | SREC Solar | MARTIN |  | 7 | 0 | Residential | 1 | RUNNEMEDE | 8078 | 14 | ASTRUM SOLAR, LLC | PSE&G BPU | No | Complete | 2014-03-03 | 2014-06-19 | 2014-06-24 | 2014-06-24
SRP24455 | SREC Solar | CHERRY |  | 11.5 | 0 | Residential | 1 | SICKLERVILLE | 8081 | 14 | ASTRUM SOLAR, LLC | AC Electric | No | Complete | 2014-03-03 | 2014-05-23 | 2014-06-25 | 2014-06-25
SRP24456 | SREC Solar | WILSON |  | 13.5 | 0 | Residential | 1 | ABSECON | 8201 | 19 | ASTRUM SOLAR, LLC | AC Electric | No | Complete | 2014-03-03 | 2014-06-05 | 2014-06-10 | 2014-06-10
SRP24457 | SREC Solar | NEMETH II |  | 7.35 | 0 | Residential | 1 | HAMILTON TWP | 8330 | 19 | SOLARCITY CORPORATION | AC Electric | No | Complete | 2014-03-03 | 2014-07-29 | 2014-08-05 | 2014-08-05
SRP24458 | SREC Solar | STACKHOUSE |  | 8.67 | 0 | Residential | 1 | CAPE MAY COURT HOUSE | 8210 | 21 | ALLSEASON CONSTRUCTION | AC Electric | No | Complete | 2014-03-03 | 2014-12-01 | 2014-12-09 | 2014-12-09
SRP24459 | SREC Solar | KOKEN |  | 8.5 | 0 | Residential | 1 | MONROE TWP | 8831 | 11 | ASTRUM SOLAR, LLC | JCP&L | No | Complete | 2014-03-03 | 2014-07-28 | 2014-08-26 | 2014-08-26
SRP24460 | SREC Solar | MILTIMORE |  | 6 | 0 | Residential | 1 | MONROEVILLE | 8343 | 16 | ASTRUM SOLAR, LLC | AC Electric | No | Complete | 2014-03-03 | 2014-05-30 | 2014-06-06 | 2014-06-06
SRP24461 | SREC Solar | MILLILO |  | 18 | 0 | Residential | 1 | RICHWOOD | 8074 | 15 | ASTRUM SOLAR, LLC | AC Electric | No | Complete | 2014-03-03 | 2014-08-07 | 2014-08-18 | 2014-08-18
SRP24462 | SREC Solar | RANDALL |  | 4.5 | 0 | Residential | 0 | SOUTH EGG HARBOR | 8215 | 19 | ASTRUM SOLAR, LLC | AC Electric | No | Complete | 2014-03-03 | 2014-08-18 | 2014-09-29 | 2014-09-29
SRP24463 | SREC Solar | KLINFELTER |  | 7.75 | 0 | Residential | 0 | FREEHOLD | 7728 | 17 | ASTRUM SOLAR, LLC | JCP&L | No | Complete | 2014-03-03 | 2014-04-16 | 2014-05-16 | 2014-05-16
SRP24464 | SREC Solar | NGUYEN |  | 6.25 | 0 | Residential | 0 | MCKEE CITY | 8234 | 19 | ASTRUM SOLAR, LLC | AC Electric | No | Complete | 2014-03-03 | 2014-08-07 | 2014-08-18 | 2014-08-18
SRP24465 | SREC Solar | GAMMON |  | 13 | 0 | Residential | 1 | PARAMUS | 7652 | 7 | PRO CUSTOM SOLAR | PSE&G BPU | No | Complete | 2014-03-03 | 2015-01-28 | 2015-02-04 | 2015-02-04
SRP24466 | SREC Solar | BRODERICK |  | 6 | 0 | Residential | 1 | TOMS RIVER | 8757 | 18 | ROOF DIAGNOSTICS INC | JCP&L | No | Complete | 2014-03-03 | 2015-01-29 | 2015-02-03 | 2015-02-03
SRP24467 | SREC Solar | HOM |  | 6.5 | 0 | Residential | 1 | MIDDLETOWN | 7748 | 17 | SOLARCITY CORPORATION | JCP&L | No | Complete | 2014-03-03 | 2014-10-09 | 2014-10-17 | 2014-10-17
SRP24468 | SREC Solar | DULLER |  | 5.25 | 0 | Residential | 1 | UNION TWP | 7083 | 10 | SOLARCITY CORPORATION | PSE&G BPU | No | Complete | 2014-03-03 | 2014-04-24 | 2014-04-30 | 2014-04-30
SRP24469 | SREC Solar | HILLWIG |  | 5.39 | 0 | Residential | 1 | BERLIN TWP | 8009 | 14 | SOLARCITY CORPORATION | AC Electric | No | Complete | 2014-03-03 | 2014-07-31 | 2014-08-08 | 2014-08-08
SRP24470 | SREC Solar | THOMAS |  | 9.5 | 0 | Residential | 1 | BERGENFIELD | 7621 | 7 | SOLARCITY CORPORATION | PSE&G BPU | No | Complete | 2014-03-03 | 2014-06-27 | 2014-07-09 | 2014-07-09
SRP24471 | SREC Solar | DARROW |  | 4 | 0 | Residential | 1 | EVESHAM TWP | 8053 | 13 | SOLARCITY CORPORATION | PSE&G BPU | No | Complete | 2014-03-03 | 2014-08-07 | 2014-08-18 | 2014-08-18
SRP24472 | SREC Solar | JONES |  | 11.475 | 0 | Residential | 1 | MCKEE CITY | 8232 | 19 | ALLSEASON CONSTRUCTION | AC Electric | No | Complete | 2014-03-03 | 2014-08-06 | 2014-08-11 | 2014-08-11
SRP24473 | SREC Solar | MEOLA |  | 8.415 | 0 | Residential | 1 | BARNEGAT | 8005 | 18 | ALLSEASON CONSTRUCTION | JCP&L | No | Complete | 2014-03-03 | 2014-10-28 | 2014-12-01 | 2014-12-01
SRP24474 | SREC Solar | PEREZ |  | 9.69 | 0 | Residential | 1 | EHT | 8234 | 19 | ALLSEASON CONSTRUCTION | AC Electric | No | Complete | 2014-03-03 | 2014-12-01 | 2014-12-09 | 2014-12-09
SRP24475 | SREC Solar | WURTH |  | 7.395 | 0 | Residential | 1 | ATLANTIS | 8087 | 18 | ALLSEASON CONSTRUCTION | AC Electric | No | Complete | 2014-03-03 | 2015-01-28 | 2015-02-04 | 2015-02-04
SRP24476 | SREC Solar | MOORE |  | 7.905 | 0 | Residential | 1 | LEHT | 8087 | 18 | ALLSEASON CONSTRUCTION | AC Electric | No | Complete | 2014-03-03 | 2014-10-08 | 2014-10-17 | 2014-10-17
SRP24477 | SREC Solar | SPINA IV |  | 6.63 | 0 | Residential | 1 | ABSECON | 8201 | 19 | ALLSEASON CONSTRUCTION | AC Electric | No | Complete | 2014-03-03 | 2014-08-15 | 2014-08-25 | 2014-08-25
SRP24478 | SREC Solar | YENSEL |  | 8.16 | 0 | Residential | 1 | BERLIN | 8009 | 14 | ALLSEASON CONSTRUCTION | AC Electric | No | Complete | 2014-03-03 | 2014-07-31 | 2014-09-16 | 2014-09-16
SRP24481 | SREC Solar | DAMM |  | 5.1 | 0 | Residential | 1 | BARNEGAT | 8005 | 18 | ALLSEASON CONSTRUCTION | AC Electric | No | Complete | 2014-03-03 | 2014-08-06 | 2014-08-11 | 2014-08-11
SRP24482 | SREC Solar | MAROLDO |  | 6.885 | 0 | Residential | 1 | RIO GRANDE | 8242 | 21 | ALLSEASON CONSTRUCTION | AC Electric | No | Complete | 2014-03-03 | 2014-10-08 | 2014-10-17 | 2014-10-17
SRP24484 | SREC Solar | COPLIN |  | 4 | 0 | Residential | 1 | TEANECK | 7666 | 7 | ROOF DIAGNOSTICS INC | PSE&G BPU | No | Complete | 2014-03-03 | 2014-06-20 | 2014-07-01 | 2014-07-01
SRP24485 | SREC Solar | HENSZ |  | 7.395 | 0 | Residential | 1 | PATERSON | 7524 | 6 | ROOF DIAGNOSTICS INC | PSE&G BPU | No | Complete | 2014-03-03 | 2014-12-24 | 2015-01-09 | 2015-01-09
SRP24486 | SREC Solar | ZAPPONE |  | 5.61 | 0 | Residential | 1 | BURLINGTON | 8016 | 13 | ROOF DIAGNOSTICS INC | PSE&G BPU | No | Complete | 2014-03-03 | 2014-07-03 | 2014-07-11 | 2014-07-11
SRP24487 | SREC Solar | TOTH |  | 10.5 | 0 | Residential | 1 | BARNEGAT | 8005 | 18 | ROOF DIAGNOSTICS INC | JCP&L | No | Complete | 2014-03-03 | 2014-10-22 | 2014-11-03 | 2014-11-03
SRP24488 | SREC Solar | DONELAN |  | 4.08 | 0 | Residential | 1 | SPOTSWOOD | 8884 | 11 | ROOF DIAGNOSTICS INC | JCP&L | No | Complete | 2014-03-03 | 2014-05-30 | 2014-06-05 | 2014-06-05
SRP24489 | SREC Solar | REYNOLDS |  | 7.5 | 0 | Residential | 1 | NEPTUNE | 7753 | 17 | ROOF DIAGNOSTICS INC | JCP&L | No | Complete | 2014-03-03 | 2015-03-19 | 2015-03-31 | 2015-03-31
SRP24490 | SREC Solar | PIERRE |  | 4.25 | 0 | Residential | 1 | TEANECK | 7666 | 7 | ROOF DIAGNOSTICS INC | PSE&G BPU | No | Complete | 2014-03-03 | 2014-06-20 | 2014-07-01 | 2014-07-01
SRP24491 | SREC Solar | GONZALEZ |  | 6.12 | 0 | Residential | 1 | NORTH BERGEN | 7047 | 8 | ROOF DIAGNOSTICS INC | PSE&G BPU | No | Complete | 2014-03-03 | 2015-02-17 | 2015-02-20 | 2015-02-20
SRP24492 | SREC Solar | BAZO |  | 6 | 0 | Residential | 1 | CLIFTON | 7013 | 6 | ROOF DIAGNOSTICS INC | PSE&G BPU | No | Complete | 2014-03-03 | 2014-07-01 | 2014-07-09 | 2014-07-09
SRP24493 | SREC Solar | DEIBERT |  | 5.25 | 0 | Residential | 1 | NEPTUNE | 7753 | 17 | ROOF DIAGNOSTICS INC | JCP&L | No | Complete | 2014-03-03 | 2015-02-10 | 2015-03-20 | 2015-03-20
SRP24494 | SREC Solar | BRINING |  | 15.81 | 0 | Residential | 1 | SICKLERVILLE | 8081 | 14 | ALLSEASON CONSTRUCTION | AC Electric | No | Complete | 2014-03-03 | 2014-09-11 | 2014-09-22 | 2014-09-22
SRP24495 | SREC Solar | HORN |  | 9 | 0 | Residential | 1 | LINCROFT | 7738 | 17 | ROOF DIAGNOSTICS INC | JCP&L | No | Complete | 2014-03-03 | 2014-10-08 | 2014-11-25 | 2014-11-25
SRP24496 | SREC Solar | DANDREA |  | 8.25 | 0 | Residential | 1 | BASKING RIDGE | 7920 | 5 | ROOF DIAGNOSTICS INC | JCP&L | No | Complete | 2014-03-03 | 2014-06-27 | 2014-07-09 | 2014-07-09
SRP24497 | SREC Solar | PATEL |  | 6.63 | 0 | Residential | 1 | PARAMUS | 7652 | 7 | ROOF DIAGNOSTICS INC | PSE&G BPU | No | Complete | 2014-03-03 | 2014-09-30 | 2014-11-14 | 2014-11-14
SRP24498 | SREC Solar | HUBBI |  | 4.25 | 0 | Residential | 1 | OCEAN | 7712 | 17 | ROOF DIAGNOSTICS INC | JCP&L | No | Complete | 2014-03-03 | 2014-09-30 | 2014-10-14 | 2014-10-14
SRP24499 | SREC Solar | PLACKO |  | 4.5 | 0 | Residential | 1 | BURLINGTON | 8016 | 13 | ROOF DIAGNOSTICS INC | PSE&G BPU | No | Complete | 2014-03-03 | 2014-07-28 | 2014-09-29 | 2014-09-29
SRP24500 | SREC Solar | BANCA |  | 9.5 | 0 | Residential | 1 | EAST RUTHERFORD | 7073 | 7 | PRO CUSTOM SOLAR | PSE&G BPU | No | Complete | 2014-03-03 | 2014-09-24 | 2014-09-30 | 2014-09-30
SRP24501 | SREC Solar | DIGIROLAMO |  | 6.63 | 0 | Residential | 1 | LOWER TOWNSHIP | 8204 | 21 | ACOS ENERGY, LLC | AC Electric | No | Complete | 2014-03-03 | 2015-01-28 | 2015-01-30 | 2015-01-30
SRP24503 | SREC Solar | WAY |  | 5.405 | 0 | Residential | 1 | LANOKA HARBOR | 8734 | 18 | ENERGY SOLUTIONS OF NEW JERSEY LLC | JCP&L | No | Complete | 2014-03-04 | 2014-05-07 | 2014-05-16 | 2014-05-16
SRP24504 | SREC Solar | SEVEAN |  | 6.72 | 0 | Residential | 1 | MANAHAWKIN | 8050 | 18 | FOUR POINT REFRIGERATION CO., INC. | AC Electric | No | Complete | 2014-03-03 | 2014-05-27 | 2014-05-30 | 2014-05-30
SRP24505 | SREC Solar | BART |  | 17.82 | 0 | Residential | 1 | NEWPORT | 8345 | 20 | GO SOLAR ELECTRIC, LLC | AC Electric | No | Complete | 2014-03-03 | 2014-10-08 | 2014-10-17 | 2014-10-17
SRP24508 | SREC Solar | NELSON |  | 11.475 | 0 | Residential | 1 | SOMERSET | 8873 | 5 | VIVINT SOLAR | PSE&G BPU | No | Complete | 2014-03-03 | 2015-02-04 | 2015-02-07 | 2015-02-07
SRP24511 | SREC Solar | BRIZZI |  | 7.54 | 0 | Residential | 1 | E. RUTHERFORD | 7073 | 7 | PRO CUSTOM SOLAR | PSE&G BPU | No | Complete | 2014-03-03 | 2014-11-04 | 2014-11-13 | 2014-11-13
SRP24512 | SREC Solar | BESSA |  | 10.12 | 0 | Residential | 1 | HARMONY TWP | 8865 | 2 | PRO CUSTOM SOLAR | JCP&L | No | Complete | 2014-03-03 | 2014-08-15 | 2014-08-25 | 2014-08-25
SRP24513 | SREC Solar | PETERSON | VILLAS VOL FIRE CO | 52.53 | 0 | Non Profit | 1 | VILLAS | 8251 | 21 | RCL ENTERPRISES INC. | AC Electric | No | Complete | 2014-03-03 | 2014-08-22 | 2014-09-02 | 2014-09-02
SRP24514 | SREC Solar | VICKERS |  | 4 | 0 | Residential | 1 | BRICK | 8724 | 18 | KOPP ELECTRIC COMPANY | JCP&L | No | Complete | 2014-03-03 | 2014-05-22 | 2014-05-30 | 2014-05-30
SRP24516 | SREC Solar | DEERING |  | 5.61 | 0 | Residential | 1 | BARNEGAT | 8005 | 18 | ROOF DIAGNOSTICS INC | JCP&L | No | Complete | 2014-03-03 | 2014-10-22 | 2014-11-03 | 2014-11-03
SRP24517 | SREC Solar | PARADIS |  | 3.5 | 0 | Residential | 1 | MANASQUAN | 8736 | 17 | ROOF DIAGNOSTICS INC | JCP&L | No | Complete | 2014-03-03 | 2015-01-08 | 2015-01-19 | 2015-01-19
SRP24518 | SREC Solar | DASTUTO |  | 10.865 | 0 | Residential | 1 | HARRISON TWP | 8062 | 15 | SOLARCITY CORPORATION | AC Electric | No | Complete | 2014-03-03 | 2014-10-07 | 2014-10-22 | 2014-10-22
SRP24520 | SREC Solar | ROSELL |  | 8.745 | 0 | Residential | 1 | HARRISON TWP | 8062 | 15 | SOLARCITY CORPORATION | AC Electric | No | Complete | 2014-03-03 | 2014-07-03 | 2014-07-17 | 2014-07-17
SRP24521 | SREC Solar | RICCI |  | 3.5 | 0 | Residential | 1 | LIVINGSTON | 7039 | 9 | SOLARCITY CORPORATION | PSE&G BPU | No | Complete | 2014-03-03 | 2014-08-12 | 2014-08-20 | 2014-08-20
SRP24522 | SREC Solar | SHAH |  | 4.5 | 0 | Residential | 1 | CARTERET | 7008 | 11 | ROOF DIAGNOSTICS INC | PSE&G BPU | No | Complete | 2014-03-03 | 2014-09-30 | 2014-10-10 | 2014-10-10
SRP24524 | SREC Solar | WEAG |  | 5.5 | 0 | Residential | 1 | MANASQUAN | 8736 | 17 | ROOF DIAGNOSTICS INC | JCP&L | No | Complete | 2014-03-03 | 2015-02-24 | 2015-04-06 | 2015-04-06
SRP24525 | SREC Solar | DIMATTIA |  | 9.18 | 0 | Residential | 1 | SPRINGFIELD | 8041 | 13 | ROOF DIAGNOSTICS INC | JCP&L | No | Complete | 2014-03-03 | 2014-07-15 | 2014-07-21 | 2014-07-21
SRP24526 | SREC Solar | CONTRERAS |  | 5.355 | 0 | Residential | 1 | E. BRUNSWICK | 8816 | 11 | ROOF DIAGNOSTICS INC | PSE&G BPU | No | Complete | 2014-03-03 | 2014-12-24 | 2015-01-09 | 2015-01-09
SRP24527 | SREC Solar | ATALLAH |  | 4.75 | 0 | Residential | 1 | CLIFTON | 7011 | 6 | ROOF DIAGNOSTICS INC | PSE&G BPU | No | Complete | 2014-03-03 | 2014-09-29 | 2014-10-09 | 2014-10-09
SRP24529 | SREC Solar | WHITE |  | 6.63 | 0 | Residential | 1 | NORTHFIELD | 8225 | 19 | ACOS ENERGY, LLC | AC Electric | No | Complete | 2014-03-03 | 2014-08-14 | 2014-08-21 | 2014-08-21
SRP24530 | SREC Solar | TOMLIN |  | 9.18 | 0 | Residential | 1 | ABSECON | 8205 | 19 | ACOS ENERGY, LLC | AC Electric | No | Complete | 2014-03-03 | 2014-06-25 | 2014-07-02 | 2014-07-02
SRP24532 | SREC Solar | CHOMICZ |  | 27.5 | 0 | Residential | 1 | CINNAMINSON | 8077 | 13 | SOLARCITY CORPORATION | PSE&G BPU | No | Complete | 2014-03-03 | 2015-01-08 | 2015-01-19 | 2015-01-19
SRP24533 | SREC Solar | PISKUN |  | 6 | 0 | Residential | 1 | EHT | 8234 | 19 | SUN UP ZERO DOWN | AC Electric | No | Complete | 2014-03-03 | 2014-08-12 | 2014-08-20 | 2014-08-20
SRP24534 | SREC Solar | DIDONATO |  | 6.75 | 0 | Residential | 1 | ESTELL MANOR | 8319 | 19 | SUN UP ZERO DOWN | AC Electric | No | Complete | 2014-03-03 | 2014-09-04 | 2014-10-07 | 2014-10-07
SRP24535 | SREC Solar | FINNERTY |  | 12.24 | 0 | Residential | 1 | FRANKLIN | 8873 | 5 | NEW JERSEY CLEAN ENERGY SOLUTIONS | PSE&G BPU | No | Complete | 2014-03-03 | 2014-08-26 | 2014-09-08 | 2014-09-08
SRP24536 | SREC Solar | SHAUGHNESSY |  | 5.1 | 0 | Residential | 1 | TOMS RIVER | 8750 | 17 | RELIABLE POWER SERVICES, INC. | JCP&L | No | Complete | 2014-03-03 | 2014-06-03 | 2014-06-06 | 2014-06-06
SRP24538 | SREC Solar | JOCZ |  | 10.71 | 0 | Residential | 1 | FREEHOLD | 7728 | 17 | TRINITY HEATING AND AIR | JCP&L | No | Complete | 2014-03-03 | 2014-10-14 | 2014-10-24 | 2014-10-24
SRP24539 | SREC Solar | MCGRATH |  | 5.61 | 0 | Residential | 0 | HEWITT | 7421 | 6 | TRINITY HEATING AND AIR | Orange & Rockland Elec | No | Complete | 2014-03-03 | 2014-07-17 | 2014-07-25 | 2014-07-25
SRP24540 | SREC Solar | ACHOLONU |  | 6.25 | 0 | Residential | 1 | CLEMENTON | 8021 | 14 | SOLARCITY CORPORATION | AC Electric | No | Complete | 2014-03-03 | 2014-06-03 | 2014-06-06 | 2014-06-06
SRP24541 | SREC Solar | PATEL |  | 4.5 | 0 | Residential | 1 | MORRIS PLAINS | 7950 | 3 | SOLARCITY CORPORATION | JCP&L | No | Complete | 2014-03-03 | 2014-07-24 | 2014-08-05 | 2014-08-05
SRP24542 | SREC Solar | INSERRA |  | 7.75 | 0 | Residential | 1 | RINGWOOD | 7456 | 6 | SOLARCITY CORPORATION | Orange & Rockland Elec | No | Complete | 2014-03-03 | 2014-05-30 | 2014-06-05 | 2014-06-05
SRP24543 | SREC Solar | BUSH |  | 1.5 | 0 | Residential | 1 | BAYVILLE | 8721 | 18 | SOLARCITY CORPORATION | JCP&L | No | Complete | 2014-03-03 | 2014-08-04 | 2014-08-12 | 2014-08-12
SRP24544 | SREC Solar | DAWSON |  | 4.68 | 0 | Residential | 0 | EDISON | 8817 | 11 | SUNGEVITY, INC. | PSE&G BPU | No | Complete | 2014-03-03 | 2015-01-22 | 2015-02-16 | 2015-02-16
SRP24545 | SREC Solar | CAROTHERS |  | 7.25 | 0 | Residential | 1 | ELK | 8343 | 16 | SOLARCITY CORPORATION | AC Electric | No | Complete | 2014-03-03 | 2014-05-08 | 2014-05-16 | 2014-05-16
SRP24547 | SREC Solar | SEPE |  | 6.37 | 0 | Residential | 1 | TURNERSVILLE | 8080 | 15 | SOLARCITY CORPORATION | AC Electric | No | Complete | 2014-03-03 | 2014-05-30 | 2014-06-06 | 2014-06-06
SRP24548 | SREC Solar | STROMBERG |  | 19.125 | 0 | Residential | 1 | TUCKERTON | 8087 | 18 | ALLSEASON CONSTRUCTION | AC Electric | No | Complete | 2014-03-03 | 2014-09-11 | 2014-09-22 | 2014-09-22
SRP24549 | SREC Solar | ARIAS |  | 5.865 | 0 | Residential | 1 | PLEASANTVILLE | 8232 | 19 | ALLSEASON CONSTRUCTION | AC Electric | No | Complete | 2014-03-03 | 2015-01-28 | 2015-02-04 | 2015-02-04
SRP24550 | SREC Solar | COYLE |  | 9.69 | 0 | Residential | 1 | GALLOWAY | 8205 | 19 | ALLSEASON CONSTRUCTION | AC Electric | No | Complete | 2014-03-03 | 2014-09-17 | 2014-10-07 | 2014-10-07
SRP24551 | SREC Solar | LAVECCHIO |  | 7 | 0 | Residential | 1 | PT PLEASANT | 8742 | 18 | ROOF DIAGNOSTICS INC | JCP&L | No | Complete | 2014-03-03 | 2015-02-10 | 2015-02-12 | 2015-02-12
SRP24552 | SREC Solar | INTORELLA |  | 8 | 0 | Residential | 1 | STAFFORD TWP | 8050 | 18 | SOLARCITY CORPORATION | AC Electric | No | Complete | 2014-03-03 | 2014-05-27 | 2014-06-17 | 2014-06-17
SRP24555 | SREC Solar | SEAGAL |  | 4.75 | 0 | Residential | 1 | RIVER VALE | 7675 | 7 | SOLARCITY CORPORATION | PSE&G BPU | No | Complete | 2014-03-03 | 2014-06-18 | 2014-06-24 | 2014-06-24
SRP24556 | SREC Solar | RODJINSKE |  | 7.75 | 0 | Residential | 1 | HAMMONTON | 8037 | 19 | PURE ENERGIES INSTALLATION | AC Electric | No | Complete | 2014-03-03 | 2014-06-03 | 2014-06-25 | 2014-06-25
SRP24557 | SREC Solar | WOOD |  | 7.65 | 0 | Residential | 1 | BRICK | 8724 | 18 | ROOF DIAGNOSTICS INC | JCP&L | No | Complete | 2014-03-03 | 2014-08-05 | 2014-08-12 | 2014-08-12
SRP24558 | SREC Solar | DURAN |  | 6.5 | 0 | Residential | 1 | HEWITT | 7421 | 6 | ROOF DIAGNOSTICS INC | Orange & Rockland Elec | No | Complete | 2014-03-03 | 2014-06-20 | 2014-07-01 | 2014-07-01
SRP24560 | SREC Solar | JOHNSON |  | 4 | 0 | Residential | 1 | TOMS RIVER | 8757 | 18 | ROOF DIAGNOSTICS INC | JCP&L | No | Complete | 2014-03-03 | 2014-08-05 | 2014-08-12 | 2014-08-12
SRP24561 | SREC Solar | LYNN |  | 6.5 | 0 | Residential | 1 | MONTAGUE | 7827 | 1 | ROOF DIAGNOSTICS INC | JCP&L | No | Complete | 2014-03-03 | 2014-10-07 | 2014-10-15 | 2014-10-15
SRP24562 | SREC Solar | WOODS |  | 4.5 | 0 | Residential | 1 | NORTH BRUNSWICK | 8902 | 11 | ROOF DIAGNOSTICS INC | PSE&G BPU | No | Complete | 2014-03-03 | 2014-07-28 | 2014-08-05 | 2014-08-05
SRP24563 | SREC Solar | EMERSON |  | 7.5 | 0 | Residential | 1 | TUCKERTON | 8087 | 18 | ROOF DIAGNOSTICS INC | AC Electric | No | Complete | 2014-03-03 | 2014-09-30 | 2014-10-14 | 2014-10-14
SRP24564 | SREC Solar | GUISEPPE |  | 8 | 0 | Residential | 1 | MONMOUTH JCT | 8852 | 11 | ROOF DIAGNOSTICS INC | PSE&G BPU | No | Complete | 2014-03-03 | 2014-10-07 | 2014-10-15 | 2014-10-15
SRP24565 | SREC Solar | WITTER |  | 5.75 | 0 | Residential | 1 | BRICK | 8724 | 18 | ROOF DIAGNOSTICS INC | JCP&L | No | Complete | 2014-03-03 | 2014-09-30 | 2014-10-14 | 2014-10-14
SRP24567 | SREC Solar | SAMPATHKUMAR |  | 13.515 | 0 | Residential | 0 | WEST ORANGE | 7052 | 9 | SPECTRUM ENERGY INC | PSE&G BPU | No | Complete | 2014-03-03 | 2014-09-24 | 2014-10-21 | 2014-10-21
SRP24568 | SREC Solar | ZWEBEN |  | 4.75 | 0 | Residential | 1 | HAMILTON | 8690 | 12 | TRINITY HEATING AND AIR | PSE&G BPU | No | Complete | 2014-03-03 | 2014-10-17 | 2014-10-27 | 2014-10-27
SRP24569 | SREC Solar | BENDER |  | 7.395 | 0 | Residential | 1 | SOMERSET | 8873 | 5 | TRINITY HEATING AND AIR | PSE&G BPU | No | Complete | 2014-03-03 | 2014-07-16 | 2014-08-26 | 2014-08-26
SRP24570 | SREC Solar | GONZALEZ-RUIZ |  | 5 | 0 | Residential | 1 | VINELAND | 8360 | 20 | SOLARCITY CORPORATION | Vineland Muni Elec | No | Complete | 2014-03-03 | 2015-02-19 | 2015-02-24 | 2015-02-24
SRP24572 | SREC Solar | DELANZO |  | 9.5 | 0 | Residential | 1 | CAPE MAY COURTHOUSE | 8210 | 21 | TRINITY HEATING AND AIR | AC Electric | No | Complete | 2014-03-03 | 2014-07-16 | 2014-07-28 | 2014-07-28
SRP24573 | SREC Solar | QUACH |  | 8 | 0 | Residential | 1 | CARDIFF | 8234 | 19 | TRINITY HEATING AND AIR | AC Electric | No | Complete | 2014-03-03 | 2014-04-24 | 2014-04-30 | 2014-04-30
SRP24574 | SREC Solar | PARKER |  | 9.5 | 0 | Residential | 0 | SOUTHAMPTON | 8088 | 13 | AMPED ON SOLAR | Pemberton | No | Complete | 2014-03-03 | 2014-09-03 | 2014-09-11 | 2014-09-11
SRP24576 | SREC Solar | ROBBINS |  | 4.25 | 0 | Residential | 1 | PLAINFIELD | 7062 | 10 | TRINITY HEATING AND AIR | PSE&G BPU | No | Complete | 2014-03-03 | 2014-05-09 | 2014-05-14 | 2014-05-14
SRP24577 | SREC Solar | COPPOLA |  | 16.32 | 0 | Residential | 1 | MANASQUAN | 8736 | 17 | EZNERGY LLC | PSE&G BPU | No | Complete | 2014-03-03 | 2014-08-25 | 2014-09-03 | 2014-09-03
SRP24578 | SREC Solar | O'BRIEN |  | 8.25 | 0 | Residential | 1 | MANCHESTER | 8759 | 18 | SUNGEVITY, INC. | JCP&L | No | Complete | 2014-03-11 | 2014-09-24 | 2014-10-20 | 2014-10-20
SRP24579 | SREC Solar | NELSON |  | 11 | 0 | Residential | 1 | WOODSTOWN | 8098 | 16 | SOLARCITY CORPORATION | AC Electric | No | Complete | 2014-03-11 | 2014-09-24 | 2014-09-30 | 2014-09-30
SRP24580 | SREC Solar | DEBONA |  | 8 | 0 | Residential | 1 | BRICK | 8723 | 18 | SOLARCITY CORPORATION | JCP&L | No | Complete | 2014-03-11 | 2014-04-24 | 2014-05-16 | 2014-05-16
SRP24581 | SREC Solar | BAKER |  | 9.75 | 0 | Residential | 1 | EGG HARBOR TOWNSHIP | 8234 | 19 | SUN UP ZERO DOWN | AC Electric | No | Complete | 2014-03-11 | 2014-08-18 | 2014-08-25 | 2014-08-25
SRP24582 | SREC Solar | BISHOP |  | 7 | 0 | Residential | 1 | NEWFIELD | 8344 | 15 | SOLARCITY CORPORATION | AC Electric | No | Complete | 2014-03-11 | 2014-06-18 | 2014-06-24 | 2014-06-24
SRP24583 | SREC Solar | MOELIUS |  | 8.5 | 0 | Residential | 1 | LAKEWOOD | 8701 | 18 | TRINITY HEATING AND AIR | JCP&L | No | Complete | 2014-03-11 | 2014-04-07 | 2014-04-18 | 2014-04-18
SRP24584 | SREC Solar | FORREST |  | 4.64 | 0 | Residential | 0 | MONTCLAIR | 7043 | 9 | SEA BRIGHT SOLAR, LLC | PSE&G BPU | No | Complete | 2014-03-11 | 2014-08-18 | 2014-08-29 | 2014-08-29
SRP24585 | SREC Solar | SHAH |  | 5 | 0 | Residential | 1 | WARREN TWP | 7059 | 5 | GREEN SUN ENERGY SERVICES | JCP&L | No | Complete | 2014-03-11 | 2015-05-13 | 2015-05-22 | 2015-05-22
SRP24586 | SREC Solar | MACKINNON |  | 6.375 | 0 | Residential | 1 | MAPLE SHADES | 8052 | 13 | SEA BRIGHT SOLAR, LLC | PSE&G BPU | No | Complete | 2014-03-11 | 2014-05-14 | 2014-05-22 | 2014-05-22
SRP24587 | SREC Solar | GRANZOW |  | 9 | 0 | Residential | 1 | MAYS LANDING | 8330 | 19 | SUN UP ZERO DOWN | AC Electric | No | Complete | 2014-03-11 | 2014-10-30 | 2014-11-11 | 2014-11-11
SRP24588 | SREC Solar | BIRD |  | 16.25 | 0 | Residential | 1 | MAYS LANDING | 8330 | 19 | SUN UP ZERO DOWN | AC Electric | No | Complete | 2014-03-11 | 2014-08-26 | 2014-09-09 | 2014-09-09
SRP24589 | SREC Solar | DEYOUNG |  | 4.165 | 0 | Residential | 1 | DELRAN | 8075 | 13 | TRINITY HEATING AND AIR | PSE&G BPU | No | Complete | 2014-03-11 | 2014-04-04 | 2014-04-21 | 2014-04-21
SRP24590 | SREC Solar | TEW |  | 9.5 | 0 | Residential | 1 | CHESTERFIELD | 8515 | 13 | SUNGEVITY, INC. | PSE&G BPU | No | Complete | 2014-03-11 | 2014-06-18 | 2014-07-23 | 2014-07-23
SRP24591 | SREC Solar | MINU |  | 4.25 | 0 | Residential | 1 | PATERSON | 7504 | 6 | SUNGEVITY, INC. | PSE&G BPU | No | Complete | 2014-03-11 | 2014-09-12 | 2014-09-19 | 2014-09-19
SRP24592 | SREC Solar | ISLAM |  | 5.25 | 0 | Residential | 1 | PATERSON | 7502 | 6 | SUNGEVITY, INC. | PSE&G BPU | No | Complete | 2014-03-03 | 2014-08-26 | 2014-10-16 | 2014-10-16
SRP24593 | SREC Solar | WASON |  | 9 | 0 | Residential | 1 | PISCATAWAY | 8854 | 11 | SOLARCITY CORPORATION | PSE&G BPU | No | Complete | 2014-03-11 | 2014-05-07 | 2014-05-14 | 2014-05-14
SRP24595 | SREC Solar | SMITH |  | 4.23 | 0 | Residential | 1 | ATLANTIS | 8087 | 18 | ENERGY SOLUTIONS OF NEW JERSEY LLC | AC Electric | No | Complete | 2014-03-11 | 2014-04-07 | 2014-04-17 | 2014-04-17
SRP24596 | SREC Solar | GAWRON |  | 4 | 0 | Residential | 1 | ROSELLE | 7203 | 10 | SOLARCITY CORPORATION | PSE&G BPU | No | Complete | 2014-03-11 | 2014-06-30 | 2014-07-09 | 2014-07-09
SRP24597 | SREC Solar | LEVITSKY |  | 6.095 | 0 | Residential | 1 | HARRISON.TWP | 8062 | 15 | SOLARCITY CORPORATION | AC Electric | No | Complete | 2014-03-11 | 2014-08-15 | 2014-08-25 | 2014-08-25
SRP24598 | SREC Solar | ARGENIO |  | 9.75 | 0 | Residential | 1 | NORTH HALEDON | 7508 | 6 | SOLARCITY CORPORATION | PSE&G BPU | No | Complete | 2014-03-11 | 2014-12-31 | 2015-03-12 | 2015-03-12
SRP24599 | SREC Solar | HENDERSON |  | 3.25 | 0 | Residential | 1 | SICKLERVILLE | 8081 | 14 | SOLARCITY CORPORATION | AC Electric | No | Complete | 2014-03-11 | 2014-06-24 | 2014-06-26 | 2014-06-26
SRP24600 | SREC Solar | WOLFE |  | 30 | 0 | Residential | 0 | STOCKTON | 8559 | 4 | GREEN POWER ENERGY LLC | JCP&L | No | Complete | 2014-03-11 | 2015-01-19 | 2015-02-04 | 2015-02-04
SRP24604 | SREC Solar | DIAZ |  | 3.185 | 0 | Residential | 1 | IRVINGTON | 7111 | 9 | SOLARCITY CORPORATION | PSE&G BPU | No | Complete | 2014-03-11 | 2014-08-07 | 2014-08-18 | 2014-08-18
SRP24605 | SREC Solar | ROTHENHOFER |  | 9.75 | 0 | Residential | 1 | GLOUCESTER TOWNSHIP | 8081 | 14 | SOLARCITY CORPORATION | AC Electric | No | Complete | 2014-03-11 | 2014-07-28 | 2014-08-05 | 2014-08-05
SRP24606 | SREC Solar | ESPALTO |  | 9 | 0 | Residential | 1 | WASHINGTON TOWNSHIP | 8080 | 15 | SOLARCITY CORPORATION | AC Electric | No | Complete | 2014-03-11 | 2014-11-04 | 2014-11-13 | 2014-11-13
SRP24607 | SREC Solar | JOHNSON |  | 7.75 | 0 | Residential | 1 | STRATFORD | 8084 | 14 | SOLARCITY CORPORATION | AC Electric | No | Complete | 2014-03-11 | 2014-10-08 | 2014-10-30 | 2014-10-30
SRP24608 | SREC Solar | NAMKOONG |  | 5.886 | 0 | Residential | 0 | HIGH BRIDGE | 8829 | 4 | SEA BRIGHT SOLAR, LLC | JCP&L | No | Complete | 2014-03-11 | 2014-06-30 | 2014-07-08 | 2014-07-08
SRP24609 | SREC Solar | SKINNER |  | 8 | 0 | Residential | 0 | TOMS RIVER | 8753 | 18 | SEA BRIGHT SOLAR, LLC | JCP&L | No | Complete | 2014-03-11 | 2014-09-23 | 2014-09-30 | 2014-09-30
SRP24610 | SREC Solar | DORIAN |  | 10.75 | 0 | Residential | 0 | FAR HILLS | 7931 | 5 | ENERGY CUBED | JCP&L | No | QC Selected | 2014-03-11 | 2015-02-26
SRP24612 | SREC Solar | OKESON |  | 11.035 | 0 | Residential | 0 | BRANCHVILLE | 7826 | 1 | EAST COAST ALTERNATIVE ENERGY | JCP&L | No | Complete | 2014-03-11 | 2014-09-04 | 2014-10-31 | 2014-10-31
SRP24615 | SREC Solar | MINDEN |  | 12 | 0 | Residential | 1 | NEW EGYPT | 8533 | 18 | TRINITY HEATING AND AIR | JCP&L | No | Complete | 2014-03-11 | 2014-04-07 | 2014-04-18 | 2014-04-18
SRP24616 | SREC Solar | GILES |  | 6.75 | 0 | Residential | 1 | LAURENCE HARBOR | 8879 | 11 | TRINITY HEATING AND AIR | JCP&L | No | Complete | 2014-03-11 | 2014-05-07 | 2014-05-22 | 2014-05-22
SRP24617 | SREC Solar | AGULIAN |  | 10 | 0 | Residential | 1 | HOWELL | 7731 | 17 | TRINITY HEATING AND AIR | JCP&L | No | Complete | 2014-03-11 | 2014-04-21 | 2014-05-01 | 2014-05-01
SRP24618 | SREC Solar | TREVINO |  | 6 | 0 | Residential | 1 | KEARNY | 7032 | 8 | TRINITY HEATING AND AIR | PSE&G BPU | No | Complete | 2014-03-11 | 2014-04-22 | 2014-04-23 | 2014-04-23
SRP24620 | SREC Solar | WYSHINSKI |  | 7.65 | 0 | Residential | 1 | MANNINGTON | 8079 | 16 | RCL ENTERPRISES INC. | AC Electric | No | Complete | 2014-03-11 | 2014-06-05 | 2014-06-09 | 2014-06-09
SRP24621 | SREC Solar | FINOCCHIARO |  | 12.75 | 0 | Residential | 1 | WILDWOOD CREST | 8260 | 21 | RCL ENTERPRISES INC. | AC Electric | No | Complete | 2014-03-11 | 2014-06-23 | 2014-07-23 | 2014-07-23
SRP24622 | SREC Solar | FINLAW |  | 12.75 | 0 | Residential | 1 | CANTON | 8079 | 16 | RCL ENTERPRISES INC. | AC Electric | No | Complete | 2014-03-11 | 2014-06-05 | 2014-06-10 | 2014-06-10
SRP24623 | SREC Solar | ROBINSON |  | 10.2 | 0 | Residential | 1 | SALEM | 8079 | 16 | RCL ENTERPRISES INC. | AC Electric | No | Complete | 2014-03-11 | 2014-06-05 | 2014-06-10 | 2014-06-10
SRP24624 | SREC Solar | BUDAY |  | 15.5 | 0 | Residential | 0 | SOUTHAMPTON | 8088 | 13 | SPECTRUM ENERGY INC | PSE&G BPU | No | Complete | 2014-03-11 | 2014-10-15 | 2014-10-24 | 2014-10-24
SRP24625 | SREC Solar | MORONT |  | 10.71 | 0 | Residential | 0 | MOORESTOWN | 8057 | 13 | SPECTRUM ENERGY INC | PSE&G BPU | No | Complete | 2014-03-11 | 2015-02-06 | 2015-03-12 | 2015-03-12
SRP24626 | SREC Solar | SHANES |  | 7.14 | 0 | Residential | 0 | MT LAUREL | 8054 | 13 | SPECTRUM ENERGY INC | PSE&G BPU | No | Complete | 2014-03-11 | 2014-10-20 | 2014-10-30 | 2014-10-30
SRP24627 | SREC Solar | MEHEISAN |  | 7.975 | 0 | Residential | 1 | WOODLAND PARK | 7424 | 6 | SOLAR HOME NJ LLC | PSE&G BPU | No | Complete | 2014-03-11 | 2014-09-22 | 2014-09-24 | 2014-09-24
SRP24628 | SREC Solar | SPANER |  | 11.475 | 0 | Residential | 1 | MONROE TWP | 8831 | 11 | TRINITY HEATING AND AIR | JCP&L | No | Complete | 2014-03-11 | 2014-08-19 | 2014-08-29 | 2014-08-29
SRP24629 | SREC Solar | GARCIA |  | 5.75 | 0 | Residential | 1 | VOORHEES TOWNSHIP | 8043 | 14 | SOLARCITY CORPORATION | PSE&G BPU | No | Complete | 2014-03-11 | 2014-04-15 | 2014-04-25 | 2014-04-25
SRP24630 | SREC Solar | WILLIAMS |  | 12.5 | 0 | Residential | 1 | TOMS RIVER | 8753 | 18 | TRINITY HEATING AND AIR | JCP&L | No | Complete | 2014-03-11 | 2014-04-22 | 2014-04-23 | 2014-04-23
SRP24632 | SREC Solar | MEEHAN |  | 8 | 0 | Residential | 1 | MULLICA HILL | 8062 | 15 | TRINITY HEATING AND AIR | AC Electric | No | Complete | 2014-03-11 | 2014-06-04 | 2014-06-10 | 2014-06-10
SRP24633 | SREC Solar | GENERALE |  | 9 | 0 | Residential | 1 | CAPE MAY | 8204 | 21 | TRINITY HEATING AND AIR | AC Electric | No | Complete | 2014-03-11 | 2014-05-13 | 2014-05-22 | 2014-05-22
SRP24634 | SREC Solar | FORADORI |  | 4.25 | 0 | Residential | 1 | VOORHEES | 8043 | 14 | VIVINT SOLAR | PSE&G BPU | No | Complete | 2014-03-11 | 2014-07-10 | 2014-07-17 | 2014-07-17
SRP24635 | SREC Solar | CHAHLIL |  | 6.75 | 0 | Residential | 1 | EAST WINDSOR | 8520 | 12 | TRINITY HEATING AND AIR | JCP&L | No | Complete | 2014-03-11 | 2014-04-24 | 2014-06-05 | 2014-06-05
SRP24636 | SREC Solar | BERNSTEIN |  | 6 | 0 | Residential | 1 | EAST BRUNSWICK | 8816 | 11 | VIVINT SOLAR | JCP&L | No | Complete | 2014-03-11 | 2014-07-16 | 2014-08-27 | 2014-08-27
SRP24637 | SREC Solar | NAZZIOLA |  | 13 | 0 | Residential | 0 | PARAMUS | 7652 | 7 | TRINITY HEATING AND AIR | PSE&G BPU | No | Complete | 2014-03-11 | 2014-07-23 | 2014-07-30 | 2014-07-30
SRP24638 | SREC Solar | DEMPSEY |  | 10 | 0 | Residential | 1 | LAKEWOOD | 8701 | 18 | TRINITY HEATING AND AIR | JCP&L | No | Complete | 2014-03-11 | 2014-04-21 | 2014-04-25 | 2014-04-25
SRP24639 | SREC Solar | RODRIGUEZ |  | 5.5 | 0 | Residential | 1 | LINDEN | 7036 | 10 | SOLARCITY CORPORATION | PSE&G BPU | No | Complete | 2014-03-11 | 2014-08-07 | 2014-08-18 | 2014-08-18
SRP24640 | SREC Solar | O'NEILL |  | 7 | 0 | Residential | 1 | MARLTON | 8053 | 13 | TRINITY HEATING AND AIR | PSE&G BPU | No | Complete | 2014-03-11 | 2014-04-08 | 2014-04-21 | 2014-04-21
SRP24641 | SREC Solar | COLE |  | 6.5 | 0 | Residential | 1 | PEMBERTON | 8068 | 13 | TRINITY HEATING AND AIR | JCP&L | No | Complete | 2014-03-11 | 2014-04-21 | 2014-05-01 | 2014-05-01
SRP24642 | SREC Solar | GHATTAS |  | 11.75 | 0 | Residential | 1 | LINWOOD | 8221 | 19 | SOLARCITY CORPORATION | AC Electric | No | Complete | 2014-03-11 | 2014-06-09 | 2014-06-11 | 2014-06-11
SRP24643 | SREC Solar | CUARTERO |  | 13 | 0 | Residential | 1 | NO. PLAINFIELD | 7060 | 10 | SOLARCITY CORPORATION | PSE&G BPU | No | Complete | 2014-03-11 | 2014-09-18 | 2014-09-23 | 2014-09-23
SRP24644 | SREC Solar | GALIMI |  | 6.5 | 0 | Residential | 1 | HAMILTON TWP | 8330 | 19 | SOLARCITY CORPORATION | AC Electric | No | Complete | 2014-03-11 | 2014-10-14 | 2014-10-24 | 2014-10-24
SRP24645 | SREC Solar | WILLIAMS |  | 9 | 0 | Residential | 1 | COLUMBUS | 8022 | 13 | TRINITY HEATING AND AIR | PSE&G BPU | No | Complete | 2014-03-11 | 2014-04-08 | 2014-04-21 | 2014-04-21
SRP24646 | SREC Solar | HUBERTZ |  | 11.5 | 0 | Residential | 1 | NORTH BRUNSWICK | 8902 | 11 | SOLARCITY CORPORATION | PSE&G BPU | No | Complete | 2014-03-11 | 2014-08-07 | 2014-08-18 | 2014-08-18
SRP24647 | SREC Solar | KEEFER |  | 9.75 | 0 | Residential | 1 | MOUNT LAUREL | 8054 | 13 | VIVINT SOLAR | PSE&G BPU | No | Complete | 2014-03-11 | 2015-03-12 | 2015-03-27 | 2015-03-27
SRP24648 | SREC Solar | GOODMAN |  | 12.75 | 0 | Residential | 1 | WILLINGBORO | 8046 | 13 | SOLARCITY CORPORATION | PSE&G BPU | No | Complete | 2014-03-11 | 2014-08-07 | 2014-09-16 | 2014-09-16
SRP24651 | SREC Solar | GASSERT |  | 8.5 | 0 | Residential | 1 | SHAMONG | 8088 | 13 | SOLARCITY CORPORATION | AC Electric | No | Complete | 2014-03-11 | 2014-06-12 | 2014-06-26 | 2014-06-26
SRP24652 | SREC Solar | GATTUSO |  | 10.75 | 0 | Residential | 1 | PAULSBORO | 8066 | 15 | SOLARCITY CORPORATION | AC Electric | No | Complete | 2014-03-11 | 2014-04-29 | 2014-05-06 | 2014-05-06
SRP24653 | SREC Solar | LIUTIKIENE |  | 9 | 0 | Residential | 1 | LIVINGSTON | 7039 | 9 | SOLARCITY CORPORATION | PSE&G BPU | No | Complete | 2014-03-11 | 2014-07-17 | 2014-07-25 | 2014-07-25
SRP24654 | SREC Solar | AUDELO |  | 9.555 | 0 | Residential | 1 | WHARTON | 7885 | 3 | SOLARCITY CORPORATION | JCP&L | No | Complete | 2014-03-11 | 2014-04-14 | 2014-04-17 | 2014-04-17
SRP24655 | SREC Solar | MEHMEDAGIC |  | 13.5 | 0 | Residential | 1 | SOUTH BRUNSWICK TWP | 8824 | 11 | SOLARCITY CORPORATION | PSE&G BPU | No | Complete | 2014-03-11 | 2014-08-28 | 2014-10-08 | 2014-10-08
SRP24656 | SREC Solar | FEARON |  | 7.905 | 0 | Residential | 0 | CLIFTON | 7013 | 6 | REC SOLAR, INC. | PSE&G BPU | No | Complete | 2014-03-11 | 2015-01-28 | 2015-02-04 | 2015-02-04
SRP24657 | SREC Solar | VALLE |  | 4.5 | 0 | Residential | 1 | BLOOMFIELD | 7003 | 9 | VIVINT SOLAR | PSE&G BPU | No | Complete | 2014-03-11 | 2014-10-17 | 2014-10-29 | 2014-10-29
SRP24658 | SREC Solar | MORE | HOI REALTY COMPANY | 108 | 0 | Commercial | 0 | FLEMINGTON | 8822 | 4 | TRINITY HEATING AND AIR | JCP&L | No | Complete | 2014-03-11 | 2014-07-14 | 2014-07-21 | 2014-07-21
SRP24659 | SREC Solar | GADRE |  | 10 | 0 | Residential | 0 | MONMOUTH JCT | 8852 | 11 | AMPERICON | PSE&G BPU | No | Complete | 2014-03-11 | 2015-01-30 | 2015-02-06 | 2015-02-06
SRP24661 | SREC Solar | JOHNSON |  | 7.65 | 0 | Residential | 1 | UNION | 7083 | 10 | VIVINT SOLAR | PSE&G BPU | No | Complete | 2014-03-11 | 2014-07-30 | 2014-08-06 | 2014-08-06
SRP24662 | SREC Solar | BAPTISTA |  | 2.295 | 0 | Residential | 1 | UNION | 7083 | 10 | VIVINT SOLAR | PSE&G BPU | No | Complete | 2014-03-11 | 2015-03-04 | 2015-05-06 | 2015-05-06
SRP24664 | SREC Solar | THUNHORST |  | 6.63 | 0 | Residential | 1 | BARNEGAT | 8005 | 18 | ALLSEASON CONSTRUCTION | AC Electric | No | Complete | 2014-03-11 | 2014-12-23 | 2015-01-07 | 2015-01-07
SRP24666 | SREC Solar | BARBAROTTA |  | 11.22 | 0 | Residential | 1 | ABSECON HEIGHTS | 8201 | 19 | ALLSEASON CONSTRUCTION | AC Electric | No | Complete | 2014-03-11 | 2014-08-15 | 2014-08-25 | 2014-08-25
SRP24667 | SREC Solar | LAPENTA |  | 14.025 | 0 | Residential | 1 | GALLOWAY | 8205 | 19 | ALLSEASON CONSTRUCTION | AC Electric | No | Complete | 2014-03-11 | 2014-06-12 | 2014-07-08 | 2014-07-08
SRP24668 | SREC Solar | HAINES |  | 8.925 | 0 | Residential | 1 | MILLVILLE | 8332 | 20 | ALLSEASON CONSTRUCTION | AC Electric | No | Complete | 2014-03-11 | 2014-09-30 | 2014-10-10 | 2014-10-10
SRP24670 | SREC Solar | MUNGIN |  | 6.12 | 0 | Residential | 1 | LEHT | 8087 | 18 | ALLSEASON CONSTRUCTION | AC Electric | No | Complete | 2014-03-11 | 2014-07-16 | 2014-07-25 | 2014-07-25
SRP24671 | SREC Solar | GREEN |  | 11.73 | 0 | Residential | 1 | MAYS LANDING | 8330 | 19 | ALLSEASON CONSTRUCTION | AC Electric | No | Complete | 2014-03-11 | 2014-08-06 | 2014-08-11 | 2014-08-11
SRP24672 | SREC Solar | MUSTARDO |  | 8.575 | 0 | Residential | 1 | BARNEGAT | 8005 | 18 | ALLSEASON CONSTRUCTION | AC Electric | No | Complete | 2014-03-11 | 2014-06-03 | 2014-06-06 | 2014-06-06
SRP24673 | SREC Solar | MARCIANO |  | 13.26 | 0 | Residential | 1 | EGG HARBOR TWP | 8234 | 19 | ALLSEASON CONSTRUCTION | AC Electric | No | Complete | 2014-03-11 | 2014-10-08 | 2014-10-20 | 2014-10-20
SRP24674 | SREC Solar | OKUN |  | 5.25 | 0 | Residential | 1 | WAYNE | 7470 | 6 | TRINITY HEATING AND AIR | PSE&G BPU | No | Complete | 2014-03-11 | 2014-07-18 | 2014-07-25 | 2014-07-25
SRP24675 | SREC Solar | SHAW |  | 4.165 | 0 | Residential | 1 | JACKSON | 8527 | 18 | TRINITY HEATING AND AIR | JCP&L | No | Complete | 2014-03-11 | 2014-04-29 | 2014-05-06 | 2014-05-06
SRP24676 | SREC Solar | OXLEY |  | 7.105 | 0 | Residential | 1 | TOMS RIVER | 8753 | 18 | KOPP ELECTRIC COMPANY | JCP&L | No | Complete | 2014-03-11 | 2014-06-18 | 2014-06-24 | 2014-06-24
SRP24677 | SREC Solar | ZECK |  | 9.18 | 0 | Residential | 1 | BRIDGETON | 8302 | 20 | ALLSEASON CONSTRUCTION | AC Electric | No | Complete | 2014-03-11 | 2015-02-17 | 2015-02-20 | 2015-02-20
SRP24678 | SREC Solar | THULIN |  | 10.2 | 0 | Residential | 1 | GALLOWAY | 8205 | 19 | ALLSEASON CONSTRUCTION | AC Electric | No | Complete | 2014-03-11 | 2014-12-17 | 2015-02-02 | 2015-02-02
SRP24679 | SREC Solar | CHRIST |  | 9.5 | 0 | Residential | 1 | MANCHESTER TWP | 8759 | 18 | TRINITY HEATING AND AIR | JCP&L | No | Complete | 2014-03-11 | 2014-05-29 | 2014-06-04 | 2014-06-04
SRP24680 | SREC Solar | KRYSTALL |  | 8.085 | 0 | Residential | 1 | JACKSON | 8527 | 18 | TRINITY HEATING AND AIR | JCP&L | No | Complete | 2014-03-11 | 2014-05-01 | 2014-05-08 | 2014-05-08
SRP24681 | SREC Solar | WISNOWSKI |  | 7.14 | 0 | Residential | 1 | LINDEN | 7036 | 10 | TRINITY HEATING AND AIR | PSE&G BPU | No | Complete | 2014-03-11 | 2014-09-04 | 2014-09-12 | 2014-09-12
SRP24682 | SREC Solar | ERNST |  | 7.99 | 0 | Residential | 1 | NEWFIELD | 8344 | 15 | TRINITY HEATING AND AIR | AC Electric | No | Complete | 2014-03-11 | 2014-05-29 | 2014-06-04 | 2014-06-04
SRP24683 | SREC Solar | CHILDRESS |  | 7.14 | 0 | Residential | 1 | MT LAUREL | 8054 | 13 | VIVINT SOLAR | PSE&G BPU | No | Complete | 2014-03-11 | 2014-08-18 | 2014-08-25 | 2014-08-25
SRP24685 | SREC Solar | VAN BUSKIRK |  | 2.55 | 0 | Residential | 1 | DOVER | 7801 | 3 | VIVINT SOLAR | JCP&L | No | Complete | 2014-03-11 | 2015-02-05 | 2015-03-20 | 2015-03-20
SRP24686 | SREC Solar | MEYERS |  | 5.5 | 0 | Residential | 1 | MT LAUREL | 8054 | 13 | VIVINT SOLAR | PSE&G BPU | No | Complete | 2014-03-11 | 2014-06-24 | 2014-06-27 | 2014-06-27
SRP24687 | SREC Solar | GUPTA |  | 10.5 | 0 | Residential | 1 | WOODBRIDGE | 7095 | 11 | VIVINT SOLAR | PSE&G BPU | No | Complete | 2014-03-11 | 2015-01-22 | 2015-03-09 | 2015-03-09
SRP24690 | SREC Solar | JOSE |  | 4.845 | 0 | Residential | 1 | KEANSBURG | 7734 | 17 | VIVINT SOLAR | JCP&L | No | Complete | 2014-03-11 | 2014-09-23 | 2014-09-30 | 2014-09-30
SRP24692 | SREC Solar | LASKY |  | 7.02 | 0 | Residential | 0 | ENGLISHTOWN | 7726 | 17 | TOTAL EXTERIORS | JCP&L | No | Complete | 2014-03-11 | 2014-09-24 | 2014-09-30 | 2014-09-30
SRP24693 | SREC Solar | UTLEY |  | 5 | 0 | Residential | 0 | HEWITT | 7421 | 6 | ASTRUM SOLAR, LLC | Orange & Rockland Elec | No | Complete | 2014-03-11 | 2014-10-14 | 2014-10-21 | 2014-10-21
SRP24694 | SREC Solar | SHUGARMAN |  | 5.5 | 0 | Residential | 1 | WYCOFF | 7481 | 7 | SUNGEVITY, INC. | PSE&G BPU | No | Complete | 2014-03-11 | 2015-02-07 | 2015-02-12 | 2015-02-12
SRP24695 | SREC Solar | MOURAR |  | 4.5 | 0 | Residential | 1 | EAST AMWELL TWP | 8551 | 4 | SOLARCITY CORPORATION | JCP&L | No | Complete | 2014-03-11 | 2014-05-28 | 2014-06-25 | 2014-06-25
SRP24696 | SREC Solar | SCHERER |  | 9.75 | 0 | Residential | 1 | CLARKSBORO | 8020 | 15 | SUNGEVITY, INC. | AC Electric | No | Complete | 2014-03-11 | 2014-09-12 | 2014-09-19 | 2014-09-19
SRP24697 | SREC Solar | SEYLHOUWER |  | 4.25 | 0 | Residential | 1 | EGG HARBOR TOWNSHIP | 8234 | 19 | SOLARCITY CORPORATION | AC Electric | No | Complete | 2014-03-11 | 2014-06-26 | 2014-07-02 | 2014-07-02
SRP24698 | SREC Solar | LANGER |  | 4 | 0 | Residential | 1 | DELRAN TWP | 8075 | 13 | SOLARCITY CORPORATION | PSE&G BPU | No | Complete | 2014-03-11 | 2014-06-12 | 2014-06-18 | 2014-06-18
SRP24699 | SREC Solar | GANG |  | 7.965 | 0 | Residential | 1 | SCOTCH PLAINS | 7076 | 10 | PRO CUSTOM SOLAR | PSE&G BPU | No | Complete | 2014-03-11 | 2014-08-28 | 2014-09-09 | 2014-09-09
SRP24700 | SREC Solar | KAUR |  | 4.945 | 0 | Residential | 1 | CARTERET | 7008 | 11 | UR SOLAR POWER | PSE&G BPU | No | Complete | 2014-03-11 | 2014-03-31 | 2014-04-11 | 2014-04-11
SRP24701 | SREC Solar | IRWIN |  | 7 | 0 | Residential | 1 | JEFFERSON | 7849 | 3 | SOLARCITY CORPORATION | JCP&L | No | Complete | 2014-03-11 | 2014-04-24 | 2014-04-30 | 2014-04-30
SRP24702 | SREC Solar | MORRONE |  | 7.02 | 0 | Residential | 1 | LAKEWOOD | 8701 | 18 | POWERLUTIONS, LLC | JCP&L | No | Complete | 2014-03-11 | 2014-08-12 | 2014-08-21 | 2014-08-21
SRP24703 | SREC Solar | LEWENSTEIN |  | 14.2 | 0 | Residential | 1 | LAKEWOOD | 8701 | 18 | POWERLUTIONS, LLC | JCP&L | No | Complete | 2014-03-11 | 2014-08-01 | 2014-10-08 | 2014-10-08
SRP24704 | SREC Solar | LEWENSTEIN |  | 15.08 | 0 | Residential | 1 | LAKEWOOD | 8701 | 18 | POWERLUTIONS, LLC | JCP&L | No | Complete | 2014-03-11 | 2014-07-16 | 2014-07-24 | 2014-07-24
SRP24705 | SREC Solar | SCHOLAR |  | 9.36 | 0 | Residential | 1 | LAKEWOOD | 8701 | 18 | POWERLUTIONS, LLC | JCP&L | No | Complete | 2014-03-11 | 2014-08-05 | 2014-08-12 | 2014-08-12
SRP24706 | SREC Solar | SHEPHERD | FRENCHTOWN BOROUGH | 28.08 | 0 | Government Facility | 0 | FRENCHTOWN BORO | 8825 | 4 | TOMAR CONSTRUCTION, LLC | JCP&L | No | Complete | 2014-03-11 | 2015-05-12 | 2015-05-21 | 2015-05-21
SRP24707 | SREC Solar | ROSS |  | 3.57 | 0 | Residential | 0 | JERSEY CITY | 7302 | 8 | TRINITY HEATING AND AIR | PSE&G BPU | No | Complete | 2014-03-17 | 2014-10-30 | 2014-11-11 | 2014-11-11
SRP24710 | SREC Solar | SOLIMAN | SOLIMAN INC. | 29.58 | 0 | Commercial | 0 | HAMILTON | 8619 | 12 | SEA BRIGHT SOLAR, LLC | PSE&G BPU | No | Complete | 2014-03-17 | 2014-07-03 | 2014-07-10 | 2014-07-10
SRP24712 | SREC Solar | AZENARA DATTOLO |  | 8.25 | 0 | Residential | 1 | LAKEWOOD | 8701 | 18 | KOPP ELECTRIC COMPANY | JCP&L | No | Complete | 2014-03-17 | 2014-06-03 | 2014-06-06 | 2014-06-06
SRP24714 | SREC Solar | EUBANK |  | 10.2 | 0 | Residential | 0 | MOUNT LAUREL | 8054 | 13 | SPECTRUM ENERGY INC | PSE&G BPU | No | Complete | 2014-03-17 | 2015-01-05 | 2015-04-03 | 2015-04-03
SRP24717 | SREC Solar | LA PLACA |  | 13 | 0 | Residential | 0 | HILLSBOROUGH | 8844 | 5 | GREEN POWER ENERGY LLC | PSE&G BPU | No | Complete | 2014-04-07 | 2014-11-04 | 2014-11-11 | 2014-11-11
SRP24719 | SREC Solar | BUDWICK |  | 4.845 | 0 | Residential | 0 | DENVILLE | 7834 | 3 | REC SOLAR, INC. | JCP&L | No | Complete | 2014-03-17 | 2015-03-23 | 2015-03-30 | 2015-03-30
SRP24721 | SREC Solar | TILLEY |  | 16.83 | 0 | Residential | 1 | SICKLERVILLE | 8081 | 14 | ALLSEASON CONSTRUCTION | AC Electric | No | Complete | 2014-03-17 | 2014-12-17 | 2015-01-05 | 2015-01-05
SRP24722 | SREC Solar | LANNOM |  | 9.25 | 0 | Residential | 1 | BORDENTOWN | 8505 | 13 | SOLARCITY CORPORATION | PSE&G BPU | No | Complete | 2014-03-17 | 2014-04-28 | 2014-05-06 | 2014-05-06
SRP24723 | SREC Solar | MARANDO |  | 12.75 | 0 | Residential | 1 | TOMS RIVER | 8755 | 18 | SOLARCITY CORPORATION | JCP&L | No | Complete | 2014-03-17 | 2014-08-07 | 2014-08-18 | 2014-08-18
SRP24724 | SREC Solar | THARP |  | 16.83 | 0 | Residential | 1 | BRIDGETON | 8302 | 20 | ALLSEASON CONSTRUCTION | AC Electric | No | Complete | 2014-03-17 | 2014-12-17 | 2014-12-22 | 2014-12-22
SRP24725 | SREC Solar | HAND |  | 9.18 | 0 | Residential | 1 | LEESBURG | 8327 | 20 | ALLSEASON CONSTRUCTION | AC Electric | No | Complete | 2014-03-17 | 2014-08-06 | 2014-08-11 | 2014-08-11
SRP24727 | SREC Solar | MCMAHAN |  | 6.885 | 0 | Residential | 1 | ABSECON | 8201 | 19 | ALLSEASON CONSTRUCTION | AC Electric | No | Complete | 2014-03-17 | 2014-10-17 | 2014-10-29 | 2014-10-29
SRP24728 | SREC Solar | ASIMOS |  | 12.24 | 0 | Residential | 1 | GALLOWAY | 8205 | 19 | ALLSEASON CONSTRUCTION | AC Electric | No | Complete | 2014-03-17 | 2015-01-28 | 2015-02-04 | 2015-02-04
SRP24729 | SREC Solar | MAGEE |  | 7.75 | 0 | Residential | 1 | ISELIN | 8830 | 11 | GREEN SUN ENERGY SERVICES | PSE&G BPU | No | Complete | 2014-03-24 | 2015-05-13 | 2015-05-26 | 2015-05-26
SRP24730 | SREC Solar | CLEMENTE |  | 4.905 | 0 | Residential | 1 | BLOOMFIELD | 7003 | 9 | GEOSCAPE SOLAR | PSE&G BPU | No | Complete | 2014-03-17 | 2014-09-29 | 2014-10-08 | 2014-10-08
SRP24731 | SREC Solar | NIKORAK |  | 7.28 | 0 | Residential | 1 | LAKEWOOD | 8701 | 18 | POWERLUTIONS, LLC | JCP&L | No | Complete | 2014-03-17 | 2014-08-12 | 2014-08-20 | 2014-08-20
SRP24732 | SREC Solar | LAMM |  | 5.72 | 0 | Residential | 1 | LAKEWOOD | 8701 | 18 | POWERLUTIONS, LLC | JCP&L | No | Complete | 2014-03-17 | 2014-08-01 | 2014-08-08 | 2014-08-08
SRP24733 | SREC Solar | KUSHNER |  | 12.48 | 0 | Residential | 1 | LAKEWOOD | 8701 | 18 | POWERLUTIONS, LLC | JCP&L | No | Complete | 2014-03-17 | 2014-08-12 | 2014-08-20 | 2014-08-20
SRP24734 | SREC Solar | BOHANEK |  | 4.5 | 0 | Residential | 1 | CARTERET | 7008 | 11 | TRINITY HEATING AND AIR | PSE&G BPU | No | Complete | 2014-03-17 | 2014-05-08 | 2014-05-14 | 2014-05-14
SRP24735 | SREC Solar | SCHAEFER |  | 10.75 | 0 | Residential | 1 | SEWELL | 8080 | 15 | TRINITY HEATING AND AIR | AC Electric | No | Complete | 2014-03-17 | 2014-05-08 | 2014-05-29 | 2014-05-29
SRP24736 | SREC Solar | LUEDER |  | 4.25 | 0 | Residential | 1 | BROWNS MILLS | 8015 | 13 | TRINITY HEATING AND AIR | JCP&L | No | Complete | 2014-03-17 | 2014-04-17 | 2014-05-13 | 2014-05-13
SRP24737 | SREC Solar | CRUET |  | 8.75 | 0 | Residential | 1 | SICKLERVILLE | 8081 | 14 | TRINITY HEATING AND AIR | AC Electric | No | Complete | 2014-03-17 | 2014-07-16 | 2014-07-24 | 2014-07-24
SRP24738 | SREC Solar | BERMUDEZ |  | 5.88 | 0 | Residential | 1 | TOMS RIVER | 8757 | 18 | SOLARCITY CORPORATION | JCP&L | No | Complete | 2014-03-17 | 2014-05-08 | 2014-05-16 | 2014-05-16
SRP24740 | SREC Solar | KLUPP |  | 7 | 0 | Residential | 0 | MOUNT LAUREL | 8054 | 13 | AMPED ON SOLAR | PSE&G BPU | No | Complete | 2014-03-17 | 2014-09-03 | 2014-09-11 | 2014-09-11
SRP24741 | SREC Solar | STICKLE |  | 8 | 0 | Residential | 1 | CHESTERFIELD | 8515 | 13 | ASTRUM SOLAR, LLC | PSE&G BPU | No | Complete | 2014-03-17 | 2014-06-18 | 2014-06-23 | 2014-06-23
SRP24742 | SREC Solar | YEE |  | 7.75 | 0 | Residential | 1 | FRANKLIN PARK | 8823 | 5 | ASTRUM SOLAR, LLC | PSE&G BPU | No | Complete | 2014-03-17 | 2014-05-16 | 2014-06-04 | 2014-06-04
SRP24745 | SREC Solar | SAMPSON |  | 7.25 | 0 | Residential | 0 | MAPLEWOOD | 7040 | 9 | ASTRUM SOLAR, LLC | PSE&G BPU | No | Complete | 2014-03-17 | 2014-08-26 | 2014-09-03 | 2014-09-03
SRP24746 | SREC Solar | FULLAM |  | 8.25 | 0 | Residential | 1 | STRATHMERE | 8248 | 21 | ASTRUM SOLAR, LLC | AC Electric | No | Complete | 2014-03-17 | 2014-06-18 | 2014-06-23 | 2014-06-23
SRP24747 | SREC Solar | GROISMAN |  | 13.25 | 0 | Residential | 1 | WAYNE | 7470 | 6 | ASTRUM SOLAR, LLC | PSE&G BPU | No | Complete | 2014-03-17 | 2014-08-26 | 2014-09-03 | 2014-09-03
SRP24748 | SREC Solar | MCMILLAN |  | 7.5 | 0 | Residential | 1 | TRENTON | 8619 | 12 | ROOF DIAGNOSTICS INC | PSE&G BPU | No | Complete | 2014-03-17 | 2014-10-07 | 2014-10-15 | 2014-10-15
SRP24750 | SREC Solar | LUCCHESE |  | 14 | 0 | Residential | 1 | TINTON FALLS | 7724 | 17 | TRINITY HEATING AND AIR | JCP&L | No | Complete | 2014-03-17 | 2014-12-15 | 2014-12-22 | 2014-12-22
SRP24752 | SREC Solar | DOMINGUEZ |  | 4.5 | 0 | Residential | 1 | BAYVILLE | 8721 | 18 | ROOF DIAGNOSTICS INC | JCP&L | No | Complete | 2014-03-17 | 2014-09-30 | 2014-10-14 | 2014-10-14
SRP24753 | SREC Solar | JACKSON |  | 6 | 0 | Residential | 1 | PERTH AMBOY | 8861 | 11 | ROOF DIAGNOSTICS INC | PSE&G BPU | No | Complete | 2014-03-17 | 2014-07-03 | 2014-07-10 | 2014-07-10
SRP24754 | SREC Solar | MANABAT |  | 5.75 | 0 | Residential | 1 | LAKEWOOD | 8701 | 18 | ROOF DIAGNOSTICS INC | JCP&L | No | Complete | 2014-03-17 | 2014-07-08 | 2014-07-21 | 2014-07-21
SRP24755 | SREC Solar | TIPLING |  | 7 | 0 | Residential | 1 | BRICK | 8724 | 18 | KOPP ELECTRIC COMPANY | JCP&L | No | Complete | 2014-03-17 | 2014-06-10 | 2014-06-13 | 2014-06-13
SRP24756 | SREC Solar | DEROSA |  | 7.25 | 0 | Residential | 1 | FORKED RIVER | 8731 | 18 | ROOF DIAGNOSTICS INC | JCP&L | No | Complete | 2014-03-17 | 2015-02-19 | 2015-03-27 | 2015-03-27
SRP24757 | SREC Solar | BENJAMIN |  | 6.25 | 0 | Residential | 1 | PISCATAWAY | 8854 | 11 | ROOF DIAGNOSTICS INC | PSE&G BPU | No | Complete | 2014-03-17 | 2014-09-30 | 2014-10-21 | 2014-10-21
SRP24758 | SREC Solar | KROL |  | 3.3 | 0 | Residential | 0 | ROCKAWAY | 7866 | 3 | SELF INSTALL | JCP&L | No | Complete | 2014-03-17 | 2014-10-28 | 2014-12-04 | 2014-12-04
SRP24759 | SREC Solar | SHANK |  | 8 | 0 | Residential | 1 | LAKEWOOD | 8701 | 18 | KOPP ELECTRIC COMPANY | JCP&L | No | Complete | 2014-03-17 | 2014-06-03 | 2014-06-06 | 2014-06-06
SRP24760 | SREC Solar | KAMINSKY |  | 8.67 | 0 | Residential | 1 | SICKLERVILLE | 8081 | 14 | EZNERGY LLC | AC Electric | No | Complete | 2014-03-17 | 2014-08-19 | 2014-08-25 | 2014-08-25
SRP24761 | SREC Solar | DEBARROS |  | 6.12 | 0 | Residential | 1 | ELLIZABETH | 7208 | 10 | EZNERGY LLC | PSE&G BPU | No | Complete | 2014-03-17 | 2014-07-08 | 2014-07-17 | 2014-07-17
SRP24762 | SREC Solar | ZOPPINA |  | 8.25 | 0 | Residential | 1 | BRIDGETON (ALLOWAY) | 8302 | 20 | GO SOLAR ELECTRIC, LLC | AC Electric | No | Complete | 2014-03-17 | 2014-07-10 | 2014-07-22 | 2014-07-22
SRP24764 | SREC Solar | CRUZ |  | 7.905 | 0 | Residential | 1 | SICKLERVILLE | 8081 | 14 | EZNERGY LLC | AC Electric | No | Complete | 2014-03-17 | 2014-07-29 | 2014-08-05 | 2014-08-05
SRP24765 | SREC Solar | MCKINNEY JR. |  | 16.065 | 0 | Residential | 1 | MANAHAWKIN | 8050 | 18 | EZNERGY LLC | AC Electric | No | Complete | 2014-03-17 | 2014-08-05 | 2014-08-12 | 2014-08-12
SRP24766 | SREC Solar | MCCALL |  | 8.415 | 0 | Residential | 1 | SEWELL | 8080 | 15 | EZNERGY LLC | AC Electric | No | Complete | 2014-03-17 | 2014-07-31 | 2014-08-06 | 2014-08-06
SRP24767 | SREC Solar | KICZEK |  | 15 | 0 | Residential | 1 | MIDDLETOWN | 7748 | 17 | EZNERGY LLC | JCP&L | No | Complete | 2014-03-17 | 2014-10-30 | 2014-11-10 | 2014-11-10
SRP24768 | SREC Solar | DELLAQUILA |  | 8.67 | 0 | Residential | 1 | MILLVILL | 8332 | 20 | SEA BRIGHT SOLAR, LLC | AC Electric | No | Complete | 2014-03-17 | 2014-07-08 | 2014-07-21 | 2014-07-21
SRP24769 | SREC Solar | PUTNAM |  | 7.14 | 0 | Residential | 1 | MILLVILLE | 8332 | 20 | SEA BRIGHT SOLAR, LLC | AC Electric | No | Complete | 2014-03-17 | 2014-07-10 | 2014-07-21 | 2014-07-21
SRP24770 | SREC Solar | MURRAY |  | 6.885 | 0 | Residential | 1 | MILLVILLE | 8332 | 20 | SEA BRIGHT SOLAR, LLC | AC Electric | No | Complete | 2014-03-17 | 2014-08-01 | 2014-09-16 | 2014-09-16
SRP24771 | SREC Solar | BAUER |  | 8.25 | 0 | Residential | 1 | FLORHAM PARK | 7932 | 3 | SUNGEVITY, INC. | JCP&L | No | Complete | 2014-03-17 | 2014-11-18 | 2014-12-04 | 2014-12-04
SRP24772 | SREC Solar | ELWOOD |  | 3.25 | 0 | Residential | 1 | ANDOVER | 7821 | 1 | SUNGEVITY, INC. | JCP&L | No | Complete | 2014-03-17 | 2014-11-17 | 2015-01-07 | 2015-01-07
SRP24773 | SREC Solar | MCHENRY |  | 11.22 | 0 | Residential | 0 | ESTELL MANOR | 8319 | 19 | SEA BRIGHT SOLAR, LLC | AC Electric | No | Complete | 2014-03-17 | 2014-06-17 | 2014-06-19 | 2014-06-19
SRP24774 | SREC Solar | BUONO |  | 4.335 | 0 | Residential | 1 | MILLVILLE | 8332 | 20 | SEA BRIGHT SOLAR, LLC | AC Electric | No | Complete | 2014-03-17 | 2014-08-08 | 2014-08-14 | 2014-08-14
SRP24775 | SREC Solar | HOLT |  | 5 | 0 | Residential | 1 | BEACHWOOD | 8722 | 18 | SUNGEVITY, INC. | JCP&L | No | Complete | 2014-03-17 | 2014-09-23 | 2014-10-20 | 2014-10-20
SRP24776 | SREC Solar | STRONG |  | 8.75 | 0 | Residential | 1 | MT LAUREL | 8054 | 13 | SUNGEVITY, INC. | PSE&G BPU | No | Complete | 2014-03-17 | 2014-11-17 | 2014-12-04 | 2014-12-04
SRP24777 | SREC Solar | SPRATFORD |  | 7.75 | 0 | Residential | 1 | TOMS RIVER | 8753 | 18 | KOPP ELECTRIC COMPANY | JCP&L | No | Complete | 2014-03-17 | 2014-08-22 | 2014-09-08 | 2014-09-08
SRP24778 | SREC Solar | CARLETON |  | 4.95 | 0 | Residential | 0 | MT LAUREL | 8054 | 13 | AMPERICON | PSE&G BPU | No | Complete | 2014-03-17 | 2014-10-27 | 2014-11-26 | 2014-11-26
SRP24779 | SREC Solar | JENKINS |  | 4 | 0 | Residential | 1 | MONROE TWP | 8094 | 15 | SOLARCITY CORPORATION | AC Electric | No | Complete | 2014-03-17 | 2014-05-19 | 2014-05-22 | 2014-05-22
SRP24780 | SREC Solar | DEANNUNTIS |  | 8.5 | 0 | Residential | 1 | EHT | 8234 | 19 | SOLARCITY CORPORATION | AC Electric | No | Complete | 2014-03-17 | 2014-07-17 | 2014-09-02 | 2014-09-02
SRP24781 | SREC Solar | DE ROSA |  | 9 | 0 | Residential | 1 | EAST RUTHERFORD | 7073 | 7 | SOLARCITY CORPORATION | PSE&G BPU | No | Complete | 2014-03-17 | 2014-07-17 | 2014-07-25 | 2014-07-25
SRP24782 | SREC Solar | QUINTAVALLE |  | 9.75 | 0 | Residential | 1 | SOMERDALE | 8083 | 14 | SOLARCITY CORPORATION | AC Electric | No | Complete | 2014-03-17 | 2014-07-10 | 2014-08-04 | 2014-08-04
SRP24783 | SREC Solar | MUENCH |  | 8 | 0 | Residential | 1 | BRICK | 8724 | 18 | TRINITY HEATING AND AIR | JCP&L | No | Complete | 2014-03-17 | 2014-04-04 | 2014-04-16 | 2014-04-16
SRP24784 | SREC Solar | COHEN |  | 5.3 | 0 | Residential | 0 | MANALAPAN | 7726 | 17 | TOTAL EXTERIORS | JCP&L | No | Complete | 2014-03-17 | 2014-09-24 | 2014-09-30 | 2014-09-30
SRP24785 | SREC Solar | PAISNER |  | 7 | 0 | Residential | 1 | BERLIN | 8009 | 14 | SOLARCITY CORPORATION | AC Electric | No | Complete | 2014-03-17 | 2014-07-10 | 2014-07-22 | 2014-07-22
SRP24786 | SREC Solar | KULIKOVA |  | 5.25 | 0 | Residential | 1 | GARWOOD | 7027 | 10 | TRINITY HEATING AND AIR | PSE&G BPU | No | Complete | 2014-03-17 | 2014-09-11 | 2014-10-07 | 2014-10-07
SRP24787 | SREC Solar | PULIGNANO |  | 5.75 | 0 | Residential | 1 | WHITING | 8759 | 18 | SOLARCITY CORPORATION | JCP&L | No | Complete | 2014-03-24 | 2014-08-07 | 2014-08-18 | 2014-08-18
SRP24788 | SREC Solar | MALINICS |  | 8.16 | 0 | Residential | 0 | PARLIN | 8859 | 11 | TRINITY HEATING AND AIR | JCP&L | No | Complete | 2014-03-17 | 2014-08-21 | 2014-09-02 | 2014-09-02
SRP24790 | SREC Solar | ARIAS |  | 10 | 0 | Residential | 1 | DUMONT | 7628 | 7 | ASTRUM SOLAR, LLC | PSE&G BPU | No | Complete | 2014-03-17 | 2014-08-07 | 2014-08-21 | 2014-08-21
SRP24791 | SREC Solar | BULLOCK |  | 9 | 0 | Residential | 1 | SAYREVILLE | 8872 | 11 | TRINITY HEATING AND AIR | JCP&L | No | Complete | 2014-03-17 | 2014-04-04 | 2014-04-16 | 2014-04-16
SRP24793 | SREC Solar | CASSIBBA |  | 3.825 | 0 | Residential | 0 | LAKE HOPATCONG | 7849 | 3 | TRINITY HEATING AND AIR | JCP&L | No | Complete | 2014-03-17 | 2014-08-19 | 2014-10-16 | 2014-10-16
SRP24794 | SREC Solar | URAKATH |  | 5 | 0 | Residential | 0 | PLAINSBORO | 8512 | 11 | GREENTECH SOLAR USA, LLC | PSE&G BPU | No | Complete | 2014-03-17 | 2014-10-17 | 2014-10-24 | 2014-10-24
SRP24795 | SREC Solar | REINFELDER |  | 3 | 0 | Residential | 0 | CRANBURY | 8512 | 11 | GREENTECH SOLAR USA, LLC | PSE&G BPU | No | Complete | 2014-03-17 | 2014-08-13 | 2014-09-11 | 2014-09-11
SRP24796 | SREC Solar | ROOD |  | 6 | 0 | Residential | 0 | GALLOWAY | 8205 | 19 | SEASHORE CONSTRUCTION GROUP | AC Electric | No | Complete | 2014-03-17 | 2014-06-12 | 2014-06-18 | 2014-06-18
SRP24797 | SREC Solar | OU |  | 8.5 | 0 | Residential | 0 | WEST WINDSOR | 8550 | 12 | GREENTECH SOLAR USA, LLC | PSE&G BPU | No | Complete | 2014-03-17 | 2014-10-17 | 2014-10-24 | 2014-10-24
SRP24800 | SREC Solar | DOUGLAS |  | 11.5 | 0 | Residential | 1 | WILLIAMSTOWN | 8094 | 15 | SOLARCITY CORPORATION | AC Electric | No | Complete | 2014-03-17 | 2014-10-14 | 2014-10-30 | 2014-10-30
SRP24801 | SREC Solar | FERRUCCI |  | 19.89 | 0 | Residential | 1 | NEWFIELD | 8094 | 15 | ALLSEASON CONSTRUCTION | AC Electric | No | Complete | 2014-03-17 | 2014-09-11 | 2014-09-22 | 2014-09-22
SRP24803 | SREC Solar | PEASE |  | 6.375 | 0 | Residential | 1 | COLUMBUS | 8022 | 13 | RCL ENTERPRISES INC. | PSE&G BPU | No | Complete | 2014-03-17 | 2014-08-15 | 2014-09-29 | 2014-09-29
SRP24804 | SREC Solar | DICKINSON |  | 8.415 | 0 | Residential | 1 | DARETOWN | 8318 | 16 | RCL ENTERPRISES INC. | AC Electric | No | Complete | 2014-03-17 | 2014-10-10 | 2014-10-30 | 2014-10-30
SRP24805 | SREC Solar | BONES |  | 3.75 | 0 | Residential | 1 | VINELAND | 8360 | 20 | SOLARCITY CORPORATION | Vineland Muni Elec | No | Complete | 2014-03-17 | 2015-03-10 | 2015-03-25 | 2015-03-25
SRP24806 | SREC Solar | GIWA |  | 8.085 | 0 | Residential | 1 | WINSLOW TWP | 8081 | 14 | SOLARCITY CORPORATION | AC Electric | No | Complete | 2014-03-17 | 2014-06-27 | 2014-07-02 | 2014-07-02
SRP24807 | SREC Solar | TORRES |  | 5.25 | 0 | Residential | 1 | BERGENFIELD | 7621 | 7 | SOLARCITY CORPORATION | PSE&G BPU | No | Complete | 2014-03-17 | 2014-06-19 | 2014-06-25 | 2014-06-25
SRP24808 | SREC Solar | LOVE |  | 6 | 0 | Residential | 1 | MONROE TWP | 8831 | 11 | SOLARCITY CORPORATION | JCP&L | No | Complete | 2014-03-17 | 2014-04-04 | 2014-04-16 | 2014-04-16
SRP24809 | SREC Solar | WHITEHEAD |  | 11 | 0 | Residential | 1 | EATONTOWN | 7724 | 17 | SOLARCITY CORPORATION | JCP&L | No | Complete | 2014-03-17 | 2014-06-26 | 2014-07-02 | 2014-07-02
SRP24811 | SREC Solar | HAMZAH |  | 3.5 | 0 | Residential | 1 | EATONTOWN | 7724 | 17 | SOLARCITY CORPORATION | JCP&L | No | Complete | 2014-03-17 | 2014-06-24 | 2014-07-23 | 2014-07-23
SRP24812 | SREC Solar | FERMIN |  | 7.105 | 0 | Residential | 1 | VOORHEES TWP | 8043 | 14 | SOLARCITY CORPORATION | PSE&G BPU | No | Complete | 2014-03-17 | 2014-08-04 | 2014-08-12 | 2014-08-12
SRP24813 | SREC Solar | JENSEN |  | 8.16 | 0 | Residential | 1 | COLUMBUS | 8022 | 13 | RCL ENTERPRISES INC. | PSE&G BPU | No | Complete | 2014-03-17 | 2014-09-11 | 2014-09-22 | 2014-09-22
SRP24815 | SREC Solar | SILVERMAN |  | 13.25 | 0 | Residential | 1 | CRANBURY | 8512 | 11 | TRINITY HEATING AND AIR | PSE&G BPU | No | Complete | 2014-03-17 | 2014-07-16 | 2014-07-24 | 2014-07-24
SRP24816 | SREC Solar | HARRIS |  | 7.25 | 0 | Residential | 1 | PEMBERTON | 8068 | 13 | TRINITY HEATING AND AIR | JCP&L | No | Complete | 2014-03-17 | 2014-04-17 | 2014-05-13 | 2014-05-13
SRP24817 | SREC Solar | KASHUDA |  | 6.75 | 0 | Residential | 1 | LANOKA HARBOR | 8734 | 18 | ROOF DIAGNOSTICS INC | JCP&L | No | Complete | 2014-03-17 | 2014-07-22 | 2014-07-28 | 2014-07-28
SRP24818 | SREC Solar | RUHF |  | 4 | 0 | Residential | 1 | HAMMONTON | 8037 | 19 | TRINITY HEATING AND AIR | AC Electric | No | Complete | 2014-03-17 | 2014-05-01 | 2014-05-08 | 2014-05-08
SRP24820 | SREC Solar | MEHTA |  | 9.18 | 0 | Residential | 0 | WESTFIELD TOWN | 7090 | 10 | SPECTRUM ENERGY INC | PSE&G BPU | No | Complete | 2014-03-17 | 2014-12-29 | 2015-01-13 | 2015-01-13
SRP24821 | SREC Solar | WINCHESTER |  | 9 | 0 | Residential | 1 | POINT PLEASANT | 8742 | 18 | PRO CUSTOM SOLAR | JCP&L | No | Complete | 2014-03-17 | 2014-07-10 | 2014-08-04 | 2014-08-04
SRP24822 | SREC Solar | FRIEDLANDER |  | 6.67 | 0 | Residential | 1 | WOOD RIDGE | 7075 | 7 | PRO CUSTOM SOLAR | PSE&G BPU | No | Complete | 2014-03-17 | 2014-09-05 | 2014-09-11 | 2014-09-11
SRP24824 | SREC Solar | GUBBINE |  | 24.48 | 0 | Residential | 1 | DARETOWN | 8318 | 16 | RCL ENTERPRISES INC. | AC Electric | No | Complete | 2014-03-17 | 2014-07-08 | 2014-07-21 | 2014-07-21
SRP24825 | SREC Solar | PATCHUS |  | 6.75 | 0 | Residential | 1 | FRANKLINVILLE | 8332 | 20 | TRINITY HEATING AND AIR | AC Electric | No | Complete | 2014-03-17 | 2014-05-20 | 2014-06-05 | 2014-06-05
SRP24827 | SREC Solar | LUCA |  | 9.18 | 0 | Residential | 1 | GALLOWAY | 8205 | 19 | RCL ENTERPRISES INC. | AC Electric | No | Complete | 2014-03-17 | 2014-07-15 | 2014-07-24 | 2014-07-24
SRP24828 | SREC Solar | MILEWSKI-GARCIA |  | 9.18 | 0 | Residential | 1 | EGG HARBOR TWP | 8234 | 19 | RCL ENTERPRISES INC. | AC Electric | No | Complete | 2014-03-17 | 2014-06-13 | 2014-06-18 | 2014-06-18
SRP24829 | SREC Solar | BURGER III | TABERNACLE FIRE DISTRICT I | 52.785 | 0 | Non Profit | 1 | TABERNACLE | 8088 | 13 | RCL ENTERPRISES INC. | AC Electric | No | Complete | 2014-03-17 | 2014-12-04 | 2014-12-17 | 2014-12-17
SRP24830 | SREC Solar | SKOMPSKI |  | 8.415 | 0 | Residential | 1 | BRIDGETON | 8302 | 20 | RCL ENTERPRISES INC. | AC Electric | No | Complete | 2014-03-17 | 2014-06-03 | 2014-06-06 | 2014-06-06
SRP24831 | SREC Solar | LAYTON |  | 20.4 | 0 | Residential | 1 | PILESGROVE | 8098 | 16 | RCL ENTERPRISES INC. | AC Electric | No | Complete | 2014-03-17 | 2014-06-23 | 2014-06-27 | 2014-06-27
SRP24832 | SREC Solar | WILLIS |  | 11.985 | 0 | Residential | 1 | BRIDGETON | 8302 | 20 | RCL ENTERPRISES INC. | AC Electric | No | Complete | 2014-03-17 | 2014-10-21 | 2014-11-25 | 2014-11-25
SRP24833 | SREC Solar | MARKULIN |  | 12 | 0 | Residential | 1 | TOMS RIVER | 8757 | 18 | TRINITY HEATING AND AIR | JCP&L | No | Complete | 2014-03-17 | 2014-05-20 | 2014-05-22 | 2014-05-22
SRP24835 | SREC Solar | WESTBROOK JR |  | 9.75 | 0 | Residential | 1 | LONG BRANCH | 7740 | 17 | SOLARCITY CORPORATION | JCP&L | No | Complete | 2014-03-17 | 2014-06-09 | 2014-06-26 | 2014-06-26
SRP24836 | SREC Solar | ROSSI | PRECISION ELECTRONIC GLASS | 312.625 | 0 | Commercial | 0 | VINELAND | 8360 | 20 | DYNAMIC SOLAR, LLC- WAYNE | Vineland Muni Elec | No | Complete | 2014-03-17 | 2014-11-17 | 2014-12-29 | 2014-12-29
SRP24837 | SREC Solar | IVINS |  | 10.25 | 0 | Residential | 1 | MARLTON | 8034 | 14 | TRINITY HEATING AND AIR | AC Electric | No | Complete | 2014-03-17 | 2014-05-20 | 2014-06-05 | 2014-06-05
SRP24838 | SREC Solar | THOMPSON |  | 7.5 | 0 | Residential | 1 | CHERRY HILL | 8003 | 14 | VIVINT SOLAR | PSE&G BPU | No | Complete | 2014-03-17 | 2014-09-25 | 2014-10-30 | 2014-10-30
SRP24839 | SREC Solar | FRASIER |  | 2.585 | 0 | Residential | 1 | ELIZABETH | 7202 | 10 | VIVINT SOLAR | PSE&G BPU | No | Complete | 2014-03-17 | 2014-07-16 | 2014-08-27 | 2014-08-27
SRP24840 | SREC Solar | GAMBILOGHNI |  | 4.25 | 0 | Residential | 1 | SAYREVILLE | 8872 | 11 | TRINITY HEATING AND AIR | JCP&L | No | Complete | 2014-03-17 | 2014-05-08 | 2014-05-13 | 2014-05-13
SRP24842 | SREC Solar | SHAH |  | 4.7 | 0 | Residential | 1 | SOMERSET | 8873 | 5 | VIVINT SOLAR | PSE&G BPU | No | Complete | 2014-03-17 | 2015-04-03 | 2015-04-07 | 2015-04-07
SRP24843 | SREC Solar | REEBER |  | 10.25 | 0 | Residential | 1 | ATCO | 8004 | 14 | TRINITY HEATING AND AIR | AC Electric | No | Complete | 2014-03-17 | 2014-05-20 | 2014-05-22 | 2014-05-22
SRP24844 | SREC Solar | PAREDES |  | 8.75 | 0 | Residential | 1 | MONROE | 8831 | 11 | TRINITY HEATING AND AIR | JCP&L | No | Complete | 2014-03-17 | 2014-04-16 | 2014-04-29 | 2014-04-29
SRP24846 | SREC Solar | PATRO |  | 9.435 | 0 | Residential | 1 | LOWER TOWNSHIP | 8204 | 21 | RCL ENTERPRISES INC. | AC Electric | No | Complete | 2014-03-17 | 2014-07-08 | 2014-07-17 | 2014-07-17
SRP24847 | SREC Solar | KELLY |  | 7.35 | 0 | Residential | 1 | SWEDESBORO | 8085 | 15 | SUNGEVITY, INC. | AC Electric | No | Complete | 2014-03-17 | 2014-11-03 | 2014-11-10 | 2014-11-10
SRP24848 | SREC Solar | CHELEMER |  | 4.75 | 0 | Residential | 1 | MOUNT LAUREL | 8054 | 13 | VIVINT SOLAR | PSE&G BPU | No | Complete | 2014-03-17 | 2014-07-10 | 2014-07-17 | 2014-07-17
SRP24849 | SREC Solar | LIPKOWITZ |  | 7.14 | 0 | Residential | 1 | VOORHEES | 8043 | 14 | VIVINT SOLAR | PSE&G BPU | No | Complete | 2014-03-17 | 2015-04-10 | 2015-04-20 | 2015-04-20
SRP24851 | SREC Solar | SAX |  | 8.25 | 0 | Residential | 1 | MOUNT LAUREL | 8054 | 13 | VIVINT SOLAR | PSE&G BPU | No | Complete | 2014-03-17 | 2014-10-17 | 2014-11-25 | 2014-11-25
SRP24852 | SREC Solar | HEINS |  | 9 | 0 | Residential | 1 | MOUNT LAUREL | 8054 | 13 | VIVINT SOLAR | PSE&G BPU | No | Complete | 2014-03-17 | 2014-08-08 | 2014-08-18 | 2014-08-18
SRP24853 | SREC Solar | BUDD |  | 12.5 | 0 | Residential | 1 | MOUNT LAUREL | 8054 | 13 | VIVINT SOLAR | PSE&G BPU | No | Complete | 2014-03-17 | 2014-07-08 | 2014-07-10 | 2014-07-10
SRP24854 | SREC Solar | SIMPSON |  | 8.925 | 0 | Residential | 1 | MOUNT LAUREL | 08054 | 13 | VIVINT SOLAR | PSE&G BPU | No | Complete | 2014-03-17 | 2014-10-21 | 2014-10-27 | 2014-10-27
SRP24855 | SREC Solar | OTA |  | 7.75 | 0 | Residential | 1 | MOUNT LAUREL | 8054 | 13 | VIVINT SOLAR | PSE&G BPU | No | Complete | 2014-03-17 | 2014-09-30 | 2014-10-14 | 2014-10-14
SRP24858 | SREC Solar | STAFFORD |  | 7.28 | 0 | Residential | 1 | LAKEWOOD | 8701 | 18 | POWERLUTIONS, LLC | JCP&L | No | Complete | 2014-03-24 | 2014-08-01 | 2014-08-11 | 2014-08-11
SRP24859 | SREC Solar | CVIK |  | 11.44 | 0 | Residential | 1 | LAKEWOOD | 8701 | 18 | POWERLUTIONS, LLC | JCP&L | No | Complete | 2014-03-24 | 2014-08-01 | 2014-08-11 | 2014-08-11
SRP24860 | SREC Solar | ROSAMILIA |  | 6.12 | 0 | Residential | 1 | MANAHAWKIN | 8050 | 18 | NJR HOME SERVICES | AC Electric | No | Complete | 2014-03-24 | 2014-06-17 | 2014-06-19 | 2014-06-19
SRP24861 | SREC Solar | HUERTAS |  | 8.16 | 0 | Residential | 1 | MANAHAWKIN | 8050 | 18 | NJR HOME SERVICES | AC Electric | No | Complete | 2014-03-24 | 2014-06-18 | 2014-06-24 | 2014-06-24
SRP24862 | SREC Solar | GANGE |  | 5.61 | 0 | Residential | 1 | TOMS RIVER | 8757 | 18 | NJR HOME SERVICES | JCP&L | No | Complete | 2014-03-24 | 2014-06-19 | 2014-06-24 | 2014-06-24
SRP24863 | SREC Solar | REGAN |  | 4.59 | 0 | Residential | 1 | OCEAN ACRES | 8050 | 18 | RELIABLE POWER SERVICES, INC. | AC Electric | No | Complete | 2014-03-24 | 2014-06-27 | 2014-08-04 | 2014-08-04
SRP24864 | SREC Solar | HILL |  | 4.335 | 0 | Residential | 1 | ATLANTIC CITY | 8401 | 19 | RELIABLE POWER SERVICES, INC. | AC Electric | No | Complete | 2014-03-24 | 2014-06-03 | 2014-06-06 | 2014-06-06
SRP24865 | SREC Solar | SIKORSKI |  | 6.63 | 0 | Residential | 1 | OCEAN | 7712 | 17 | RELIABLE POWER SERVICES, INC. | JCP&L | No | Complete | 2014-03-24 | 2014-07-22 | 2014-07-30 | 2014-07-30
SRP24866 | SREC Solar | PYTEL |  | 6.885 | 0 | Residential | 1 | LEONARDO | 7737 | 17 | RELIABLE POWER SERVICES, INC. | JCP&L | No | Complete | 2014-03-24 | 2014-06-10 | 2014-06-13 | 2014-06-13
SRP24867 | SREC Solar | NGUYEN |  | 9.435 | 0 | Residential | 1 | HOWELL | 7731 | 17 | RELIABLE POWER SERVICES, INC. | JCP&L | No | Complete | 2014-03-24 | 2014-05-29 | 2014-06-04 | 2014-06-04
SRP24868 | SREC Solar | KAUNZINGER |  | 5.355 | 0 | Residential | 1 | BRICK | 8724 | 18 | RELIABLE POWER SERVICES, INC. | JCP&L | No | Complete | 2014-03-24 | 2014-07-11 | 2014-08-04 | 2014-08-04
SRP24869 | SREC Solar | COOPER |  | 6 | 0 | Residential | 1 | BAYVILLE | 8721 | 18 | TRINITY HEATING AND AIR | JCP&L | No | Complete | 2014-03-24 | 2014-04-17 | 2014-04-25 | 2014-04-25
SRP24871 | SREC Solar | PATEL |  | 6.36 | 0 | Residential | 0 | MONMOUTH JCT | 8852 | 11 | TOTAL EXTERIORS | PSE&G BPU | No | Complete | 2014-03-24 | 2015-05-05 | 2015-05-18 | 2015-05-18
SRP24874 | SREC Solar | JOHNSON |  | 8.5 | 0 | Residential | 1 | MOUNT LAUREL | 8054 | 13 | VIVINT SOLAR | PSE&G BPU | No | Complete | 2014-03-24 | 2014-07-10 | 2014-07-17 | 2014-07-17
SRP24875 | SREC Solar | CRAWLEY |  | 9.435 | 0 | Residential | 1 | KEANSBURG | 7734 | 17 | VIVINT SOLAR | JCP&L | No | Complete | 2014-03-24 | 2015-02-03 | 2015-03-17 | 2015-03-17
SRP24877 | SREC Solar | D'ORSOGNA |  | 7.105 | 0 | Residential | 1 | SOMERSET | 8873 | 5 | VIVINT SOLAR | PSE&G BPU | No | Complete | 2014-03-24 | 2014-07-16 | 2014-07-23 | 2014-07-23
SRP24879 | SREC Solar | NAURATH |  | 15.045 | 0 | Residential | 1 | SOMERDALE | 8083 | 14 | VIVINT SOLAR | PSE&G BPU | No | Complete | 2014-03-24 | 2014-10-31 | 2014-11-11 | 2014-11-11
SRP24880 | SREC Solar | CROWELL |  | 15.75 | 0 | Residential | 1 | JACKSON | 8527 | 18 | ASTRUM SOLAR, LLC | JCP&L | No | Complete | 2014-03-24 | 2014-04-09 | 2014-05-05 | 2014-05-05
SRP24884 | SREC Solar | WILLIAMS |  | 11 | 0 | Residential | 1 | MT LAUREL | 8054 | 13 | VIVINT SOLAR | PSE&G BPU | No | Complete | 2014-03-24 | 2014-09-11 | 2014-09-17 | 2014-09-17
SRP24886 | SREC Solar | MCGOTHIGAN |  | 10 | 0 | Residential | 1 | MOUNT LAUREL | 8054 | 13 | VIVINT SOLAR | PSE&G BPU | No | Complete | 2014-03-24 | 2014-07-17 | 2014-08-26 | 2014-08-26
SRP24887 | SREC Solar | CARMAN |  | 14.535 | 0 | Residential | 1 | BRIDGETON | 8302 | 20 | ALLSEASON CONSTRUCTION | AC Electric | No | Complete | 2014-03-24 | 2014-09-17 | 2014-09-25 | 2014-09-25
SRP24889 | SREC Solar | BARRETT |  | 9 | 0 | Residential | 1 | RINGOES | 8551 | 4 | SUNGEVITY, INC. | JCP&L | No | Complete | 2014-04-14 | 2014-08-26 | 2014-09-29 | 2014-09-29
SRP24890 | SREC Solar | HORN |  | 5.75 | 0 | Residential | 1 | VILLAS | 8251 | 21 | SAFARI ENERGY LLC | AC Electric | No | Complete | 2014-03-24 | 2014-11-12 | 2014-12-22 | 2014-12-22
SRP24891 | SREC Solar | BRENNAN |  | 7.14 | 0 | Residential | 1 | MOUNT LAUREL | 8054 | 13 | VIVINT SOLAR | PSE&G BPU | No | Complete | 2014-03-24 | 2015-02-05 | 2015-02-09 | 2015-02-09
SRP24893 | SREC Solar | REDDY | 72 LIQUORS LLC | 145.73 | 0 | Commercial | 0 | MANAHAWKIN | 8050 | 18 | DC SOLAR | AC Electric | No | Complete | 2014-03-24 | 2014-07-07 | 2014-09-29 | 2014-09-29
SRP24894 | SREC Solar | WEBER |  | 9.156 | 0 | Residential | 0 | NORTH PLAINFIELD | 7060 | 10 | SEA BRIGHT SOLAR, LLC | PSE&G BPU | No | Complete | 2014-03-24 | 2014-07-23 | 2014-07-30 | 2014-07-30
SRP24895 | SREC Solar | IRVIN-SATTERWHITE |  | 5 | 0 | Residential | 1 | SOMERSET | 8873 | 5 | SUNGEVITY, INC. | PSE&G BPU | No | Complete | 2014-03-24 | 2014-09-12 | 2014-09-23 | 2014-09-23
SRP24896 | SREC Solar | GEORGE |  | 7.14 | 0 | Residential | 1 | WEST CREEK | 8092 | 18 | ALLSEASON CONSTRUCTION | AC Electric | No | Complete | 2014-03-24 | 2014-09-24 | 2014-09-30 | 2014-09-30
SRP24897 | SREC Solar | RUTKOWSKI |  | 8.415 | 0 | Residential | 1 | MANAHAWKIN | 8050 | 18 | ALLSEASON CONSTRUCTION | AC Electric | No | Complete | 2014-03-24 | 2014-11-17 | 2014-12-04 | 2014-12-04
SRP24898 | SREC Solar | MULHOLLAND |  | 14.28 | 0 | Residential | 1 | BARNEGAT | 8005 | 18 | ALLSEASON CONSTRUCTION | AC Electric | No | Complete | 2014-03-24 | 2014-10-17 | 2014-10-29 | 2014-10-29
SRP24899 | SREC Solar | MARTINSEN |  | 10.2 | 0 | Residential | 1 | MYSTIC ISLAND | 8087 | 18 | ALLSEASON CONSTRUCTION | AC Electric | No | Complete | 2014-03-24 | 2015-03-04 | 2015-03-18 | 2015-03-18
SRP24901 | SREC Solar | DECHEN |  | 13.33 | 0 | Residential | 0 | HAMMONTON | 8037 | 19 | SOLULAR LLC. II | AC Electric | No | Complete | 2014-03-24 | 2014-05-05 | 2014-07-09 | 2014-07-09
SRP24902 | SREC Solar | REEVES |  | 8.25 | 0 | Residential | 1 | MINOTOLA | 8341 | 19 | GO SOLAR ELECTRIC, LLC | AC Electric | No | Complete | 2014-03-24 | 2014-10-14 | 2014-10-22 | 2014-10-22
SRP24903 | SREC Solar | SIEGEL |  | 13 | 0 | Residential | 1 | MANCHESTER | 8759 | 18 | KOPP ELECTRIC COMPANY | JCP&L | No | Complete | 2014-03-24 | 2014-06-05 | 2014-06-10 | 2014-06-10
SRP24905 | SREC Solar | MCQUAIDE |  | 10.25 | 0 | Residential | 1 | BRICK | 8724 | 18 | KOPP ELECTRIC COMPANY | JCP&L | No | Complete | 2014-03-24 | 2014-06-10 | 2014-06-13 | 2014-06-13
SRP24906 | SREC Solar | CEPERLEY |  | 6.1 | 0 | Residential | 0 | MAPLEWOOD | 7040 | 9 | GREEN POWER ENERGY LLC | PSE&G BPU | No | Complete | 2014-03-24 | 2014-09-26 | 2014-10-08 | 2014-10-08
SRP24907 | SREC Solar | PANG |  | 7.5 | 0 | Residential | 1 | EGG HARBOR TWP | 8234 | 19 | SUN UP ZERO DOWN | AC Electric | No | Complete | 2014-03-24 | 2014-08-20 | 2014-08-29 | 2014-08-29
SRP24909 | SREC Solar | MADDALENA |  | 8.5 | 0 | Residential | 1 | MANCHESTER | 8759 | 18 | TRINITY HEATING AND AIR | JCP&L | No | Complete | 2014-03-24 | 2014-08-19 | 2014-09-29 | 2014-09-29
SRP24910 | SREC Solar | WOLF |  | 5.035 | 0 | Residential | 0 | MAHWAH | 7430 | 7 | ALLIANCE COOPERATIVE ENERGY | Orange & Rockland Elec | No | Complete | 2014-04-07 | 2014-09-04 | 2014-10-17 | 2014-10-17
SRP24913 | SREC Solar | CHRISTMAS |  | 6.37 | 0 | Residential | 1 | ENGLEWOOD | 7631 | 7 | SOLARCITY CORPORATION | PSE&G BPU | No | Complete | 2014-03-24 | 2014-06-10 | 2014-06-13 | 2014-06-13
SRP24914 | SREC Solar | AYARS |  | 8.25 | 0 | Residential | 1 | BRIDGETON | 8302 | 20 | SOLARCITY CORPORATION | AC Electric | No | Complete | 2014-03-24 | 2014-08-08 | 2014-08-14 | 2014-08-14
SRP24915 | SREC Solar | WILKINS |  | 6.37 | 0 | Residential | 1 | SOMERDALE | 8083 | 14 | SOLARCITY CORPORATION | PSE&G BPU | No | Complete | 2014-03-24 | 2014-06-10 | 2014-06-13 | 2014-06-13
SRP24916 | SREC Solar | CHARMELLO |  | 4.5 | 0 | Residential | 1 | SAYERVILLE | 8872 | 11 | SOLARCITY CORPORATION | JCP&L | No | Complete | 2014-03-24 | 2015-01-08 | 2015-01-19 | 2015-01-19
SRP24917 | SREC Solar | LADSON |  | 6.5 | 0 | Residential | 1 | WANTAGE | 7461 | 1 | SOLARCITY CORPORATION | Unknown | No | Complete | 2014-03-24 | 2014-07-10 | 2014-07-22 | 2014-07-22
SRP24918 | SREC Solar | KOPACZ |  | 5.5 | 0 | Residential | 1 | WARETOWN | 8758 | 18 | TRINITY HEATING AND AIR | JCP&L | No | Complete | 2014-03-24 | 2014-09-09 | 2014-09-16 | 2014-09-16
SRP24919 | SREC Solar | KUMARESAN |  | 6.36 | 0 | Residential | 0 | FLANDERS | 7836 | 3 | TOTAL EXTERIORS | JCP&L | No | Complete | 2014-03-24 | 2015-03-14 | 2015-03-26 | 2015-03-26
SRP24920 | SREC Solar | RANA |  | 12.5 | 0 | Residential | 1 | MONROE TWP | 8831 | 11 | SOLARCITY CORPORATION | JCP&L | No | Complete | 2014-03-24 | 2014-06-24 | 2014-06-26 | 2014-06-26
SRP24921 | SREC Solar | FISHER |  | 8.5 | 0 | Residential | 1 | SICKLERVILLE | 8081 | 14 | SOLARCITY CORPORATION | AC Electric | No | Complete | 2014-03-24 | 2014-06-18 | 2014-06-24 | 2014-06-24
SRP24922 | SREC Solar | PETERMAN |  | 5.25 | 0 | Residential | 1 | HAZLET | 7730 | 17 | SOLARCITY CORPORATION | JCP&L | No | Complete | 2014-03-24 | 2014-07-17 | 2014-07-28 | 2014-07-28
SRP24923 | SREC Solar | CARNEY |  | 12.5 | 0 | Residential | 1 | MARLBORO TWP | 7751 | 17 | SOLARCITY CORPORATION | JCP&L | No | Complete | 2014-03-24 | 2014-05-23 | 2014-06-03 | 2014-06-03
SRP24924 | SREC Solar | VALENTINE |  | 6.25 | 0 | Residential | 1 | SUSSEX | 7461 | 1 | SOLARCITY CORPORATION | Unknown | No | Complete | 2014-03-24 | 2014-08-12 | 2014-09-02 | 2014-09-02
SRP24925 | SREC Solar | QUASH |  | 7.75 | 0 | Residential | 1 | WILLIAMSTOWN | 8094 | 15 | SOLARCITY CORPORATION | AC Electric | No | Complete | 2014-03-24 | 2014-07-24 | 2014-08-05 | 2014-08-05
SRP24926 | SREC Solar | GRAY |  | 6.12 | 0 | Residential | 1 | PT PLEASANT BORO | 8742 | 18 | ROOF DIAGNOSTICS INC | JCP&L | No | Complete | 2014-03-24 | 2014-07-15 | 2014-08-04 | 2014-08-04
SRP24927 | SREC Solar | ERBE |  | 4.935 | 0 | Residential | 1 | BAYHEAD | 8742 | 18 | ROOF DIAGNOSTICS INC | JCP&L | No | Complete | 2014-03-24 | 2014-12-08 | 2014-12-11 | 2014-12-11
SRP24928 | SREC Solar | TRIEU |  | 11.5 | 0 | Residential | 1 | EAST WINDSOR | 8520 | 12 | SOLARCITY CORPORATION | JCP&L | No | Complete | 2014-03-24 | 2014-07-28 | 2014-09-02 | 2014-09-02
SRP24929 | SREC Solar | SERRO |  | 8.25 | 0 | Residential | 1 | SO. PLAINFIELD | 7080 | 11 | ROOF DIAGNOSTICS INC | PSE&G BPU | No | Complete | 2014-03-24 | 2014-08-01 | 2014-08-08 | 2014-08-08
SRP24930 | SREC Solar | CLARK |  | 3.5 | 0 | Residential | 1 | FANWOOD | 7023 | 10 | ROOF DIAGNOSTICS INC | PSE&G BPU | No | Complete | 2014-03-24 | 2014-08-01 | 2014-09-22 | 2014-09-22
SRP24931 | SREC Solar | MORRILL | EXTRA SPACE OF METUCHEN | 70.07 | 0 | Commercial | 0 | METUCHEN | 8840 | 11 | 1ST LIGHT ENERGY, INC. | PSE&G BPU | No | Complete | 2014-03-24 | 2015-05-13 | 2015-05-22 | 2015-05-22
SRP24932 | SREC Solar | PERLONGO |  | 8.67 | 0 | Residential | 1 | PISCATAWAY | 8854 | 11 | ROOF DIAGNOSTICS INC | PSE&G BPU | No | Complete | 2014-03-24 | 2014-10-08 | 2014-10-20 | 2014-10-20
SRP24933 | SREC Solar | PEREZ |  | 4.76 | 0 | Residential | 0 | NORTH BERGEN | 7047 | 8 | SKYLINE SOLAR | PSE&G BPU | No | Complete | 2014-03-24 | 2015-03-02 | 2015-03-19 | 2015-03-19
SRP24934 | SREC Solar | HEATH |  | 14.025 | 0 | Residential | 1 | EHT | 8234 | 19 | ACOS ENERGY, LLC | AC Electric | No | Complete | 2014-03-24 | 2014-05-27 | 2014-05-30 | 2014-05-30
SRP24935 | SREC Solar | ROSENFELD |  | 9 | 0 | Residential | 1 | HILLSBOROUGH | 8844 | 5 | GREEN SUN ENERGY SERVICES | PSE&G BPU | No | QC Selected | 2014-03-24 | 2015-05-13
SRP24936 | SREC Solar | DAVIS |  | 10.71 | 0 | Residential | 1 | MICKLETON | 8056 | 15 | ACOS ENERGY, LLC | AC Electric | No | Complete | 2014-03-24 | 2014-08-06 | 2014-08-12 | 2014-08-12
SRP24937 | SREC Solar | RYBA |  | 11.73 | 0 | Residential | 1 | NORTHFIELD | 8225 | 19 | ACOS ENERGY, LLC | AC Electric | No | Complete | 2014-03-24 | 2014-10-14 | 2014-11-25 | 2014-11-25
SRP24939 | SREC Solar | VILLARI |  | 5.1 | 0 | Residential | 1 | LOWER TOWNSHIP | 8251 | 21 | ACOS ENERGY, LLC | AC Electric | No | Complete | 2014-03-24 | 2014-08-06 | 2014-08-11 | 2014-08-11
SRP24940 | SREC Solar | SHOEMAKER |  | 6.12 | 0 | Residential | 1 | EHT | 8234 | 19 | ACOS ENERGY, LLC | AC Electric | No | Complete | 2014-03-24 | 2014-05-27 | 2014-06-03 | 2014-06-03
SRP24941 | SREC Solar | REILLEY |  | 6 | 0 | Residential | 1 | NEW EGYPT | 8533 | 18 | SOLARCITY CORPORATION | JCP&L | No | Complete | 2014-03-24 | 2014-05-30 | 2014-06-05 | 2014-06-05
SRP24942 | SREC Solar | DRUMMONDS |  | 6.5 | 0 | Residential | 1 | WENONAH | 8090 | 15 | SOLARCITY CORPORATION | PSE&G BPU | No | Complete | 2014-03-24 | 2014-08-08 | 2014-08-14 | 2014-08-14
SRP24943 | SREC Solar | HARKINS |  | 14.79 | 0 | Residential | 1 | CAPE MAY COURT HOUSE | 8210 | 21 | RCL ENTERPRISES INC. | AC Electric | No | Complete | 2014-03-24 | 2014-07-03 | 2014-07-16 | 2014-07-16
SRP24944 | SREC Solar | STONE |  | 8.925 | 0 | Residential | 1 | MIDDLETWON | 7748 | 17 | RELIABLE POWER SERVICES, INC. | JCP&L | No | Complete | 2014-03-24 | 2014-07-22 | 2014-07-30 | 2014-07-30
SRP24945 | SREC Solar | DUNHAM |  | 17.34 | 0 | Residential | 1 | MILLVILLE | 8332 | 20 | RCL ENTERPRISES INC. | AC Electric | No | Complete | 2014-03-24 | 2014-07-15 | 2014-07-25 | 2014-07-25
SRP24946 | SREC Solar | OZELSKI |  | 11.475 | 0 | Residential | 1 | PETERSBURG | 8270 | 21 | RCL ENTERPRISES INC. | AC Electric | No | Complete | 2014-03-24 | 2014-07-03 | 2014-08-04 | 2014-08-04
SRP24947 | SREC Solar | MCLAURIN |  | 5.61 | 0 | Residential | 1 | WILLINGBORO | 8046 | 13 | RCL ENTERPRISES INC. | PSE&G BPU | No | Complete | 2014-03-24 | 2014-07-23 | 2014-08-26 | 2014-08-26
SRP24948 | SREC Solar | MCGARRY |  | 6.63 | 0 | Residential | 1 | NORTH WILDWOOD | 8260 | 21 | RCL ENTERPRISES INC. | AC Electric | No | Complete | 2014-03-24 | 2014-07-08 | 2014-08-04 | 2014-08-04
SRP24949 | SREC Solar | ZITO |  | 14.79 | 0 | Residential | 1 | FRANKLINVILLE | 8322 | 15 | RCL ENTERPRISES INC. | AC Electric | No | Complete | 2014-03-24 | 2014-12-30 | 2015-01-15 | 2015-01-15
SRP24950 | SREC Solar | VACCARO |  | 9.5 | 0 | Residential | 1 | EHT | 8234 | 19 | GREENPOINT ENERGY | AC Electric | No | Complete | 2014-03-24 | 2014-06-18 | 2014-06-24 | 2014-06-24
SRP24951 | SREC Solar | WHITE |  | 14.28 | 0 | Residential | 1 | PHILLIPSBURG | 8865 | 2 | ALTERNATIVE ENERGY ASSOCIATES | JCP&L | No | Complete | 2014-03-24 | 2015-03-04 | 2015-03-19 | 2015-03-19
SRP24952 | SREC Solar | DESANTO |  | 12.495 | 0 | Residential | 1 | BLAIRSTOWN | 7825 | 2 | ALTERNATIVE ENERGY ASSOCIATES | JCP&L | No | Complete | 2014-03-24 | 2014-09-04 | 2014-11-04 | 2014-11-04
SRP24953 | SREC Solar | LIN |  | 4.5 | 0 | Residential | 1 | FORT LEE | 7024 | 7 | SOLARCITY CORPORATION | PSE&G BPU | No | Complete | 2014-03-24 | 2014-05-19 | 2014-05-22 | 2014-05-22
SRP24954 | SREC Solar | MUTCHNICK |  | 7.35 | 0 | Residential | 1 | EAST WINDSOR | 8520 | 12 | SOLARCITY CORPORATION | JCP&L | No | Complete | 2014-03-24 | 2014-08-07 | 2014-08-18 | 2014-08-18
SRP24957 | SREC Solar | MONASTERSKY |  | 6 | 0 | Residential | 0 | EDISON | 8817 | 11 | SKYLINE SOLAR | PSE&G BPU | No | Complete | 2014-03-24 | 2014-06-18 | 2014-07-30 | 2014-07-30
SRP24958 | SREC Solar | TUCKER |  | 7.5 | 0 | Residential | 0 | EWING | 8628 | 12 | SKYLINE SOLAR | PSE&G BPU | No | Complete | 2014-03-24 | 2014-05-29 | 2014-06-25 | 2014-06-25
SRP24959 | SREC Solar | HILLER |  | 24.64 | 0 | Residential | 1 | HILLSBOROUGH | 8844 | 5 | SKYLINE SOLAR | PSE&G BPU | No | Complete | 2014-03-24 | 2014-06-11 | 2014-07-23 | 2014-07-23
SRP24960 | SREC Solar | BELTRAN |  | 5.5 | 0 | Residential | 0 | PISCATAWAY | 8854 | 11 | SKYLINE SOLAR | PSE&G BPU | No | Complete | 2014-03-24 | 2014-05-29 | 2014-06-04 | 2014-06-04
SRP24961 | SREC Solar | COMPOFELICE |  | 8.4 | 0 | Residential | 1 | UNION | 7083 | 10 | SOLAR HOME NJ LLC | PSE&G BPU | No | Complete | 2014-03-24 | 2014-10-07 | 2014-10-16 | 2014-10-16
SRP24962 | SREC Solar | COMERFORD |  | 4.75 | 0 | Residential | 1 | BROWNS MILLS | 8015 | 13 | TRINITY HEATING AND AIR | JCP&L | No | Complete | 2014-03-31 | 2014-05-07 | 2014-05-22 | 2014-05-22
SRP24963 | SREC Solar | REID |  | 7 | 0 | Residential | 1 | BURLINGTON | 8016 | 13 | SOLARCITY CORPORATION | PSE&G BPU | No | Complete | 2014-03-31 | 2014-10-15 | 2014-10-24 | 2014-10-24
SRP24964 | SREC Solar | MCAULIFFE |  | 5.5 | 0 | Residential | 1 | WOODBRIDGE | 7095 | 11 | SOLARCITY CORPORATION | PSE&G BPU | No | Complete | 2014-03-31 | 2014-07-10 | 2014-08-26 | 2014-08-26
SRP24965 | SREC Solar | OLIVEIRA |  | 6 | 0 | Residential | 1 | NEWARK | 7105 | 9 | SOLARCITY CORPORATION | PSE&G BPU | No | Complete | 2014-03-31 | 2014-08-15 | 2014-08-25 | 2014-08-25
SRP24966 | SREC Solar | BOZARTH |  | 12.25 | 0 | Residential | 1 | PORT ELIZABETH | 8348 | 20 | SOLARCITY CORPORATION | AC Electric | No | Complete | 2014-03-31 | 2014-06-10 | 2014-06-13 | 2014-06-13
SRP24967 | SREC Solar | BERMAN |  | 9.75 | 0 | Residential | 1 | MOUNT LAUREL | 8054 | 13 | SOLARCITY CORPORATION | PSE&G BPU | No | Complete | 2014-03-31 | 2014-08-07 | 2014-08-18 | 2014-08-18
SRP24968 | SREC Solar | RABER |  | 9.6 | 0 | Residential | 1 | BURLINGTON | 8016 | 13 | NEW JERSEY CLEAN ENERGY SOLUTIONS | PSE&G BPU | No | Complete | 2014-03-31 | 2014-08-01 | 2014-08-07 | 2014-08-07
SRP24969 | SREC Solar | CULLEY |  | 3.75 | 0 | Residential | 1 | BRICK | 8724 | 18 | ROOF DIAGNOSTICS INC | JCP&L | No | Complete | 2014-03-31 | 2014-07-28 | 2014-08-01 | 2014-08-01
SRP24970 | SREC Solar | NAJEM |  | 10 | 0 | Residential | 1 | ANNANDALE | 8801 | 4 | ALTERIS RENEWABLES DBA RGS ENERGY | JCP&L | No | Complete | 2014-03-31 | 2014-09-04 | 2014-09-16 | 2014-09-16
SRP24972 | SREC Solar | STUART |  | 10.75 | 0 | Residential | 1 | EVESHAM TWP | 8053 | 13 | SOLARCITY CORPORATION | PSE&G BPU | No | Complete | 2014-03-31 | 2014-06-13 | 2014-06-18 | 2014-06-18
SRP24975 | SREC Solar | BROWN |  | 13 | 0 | Residential | 1 | GLASSBORO | 8028 | 15 | SOLARCITY CORPORATION | AC Electric | No | Complete | 2014-03-31 | 2014-10-13 | 2014-10-24 | 2014-10-24
SRP24977 | SREC Solar | WHITE |  | 16.5 | 0 | Residential | 1 | MILLTOWN | 8850 | 11 | TRINITY HEATING AND AIR | PSE&G BPU | No | Complete | 2014-03-31 | 2014-08-21 | 2014-09-02 | 2014-09-02
SRP24978 | SREC Solar | MILINOVIC |  | 3.575 | 0 | Residential | 1 | NORTHFIELD | 8225 | 19 | GO SOLAR ELECTRIC, LLC | AC Electric | No | Complete | 2014-03-31 | 2014-08-12 | 2014-08-20 | 2014-08-20
SRP24979 | SREC Solar | NOVIO |  | 9.5 | 0 | Residential | 0 | PLAINSBORO | 8536 | 11 | SKYLINE SOLAR | PSE&G BPU | No | Complete | 2014-03-31 | 2014-06-24 | 2014-06-27 | 2014-06-27
SRP24980 | SREC Solar | LERETTE |  | 10.2 | 0 | Residential | 1 | SOUTHAMPTON | 8088 | 13 | SEA BRIGHT SOLAR, LLC | JCP&L | No | Complete | 2014-03-31 | 2014-05-27 | 2014-05-30 | 2014-05-30
SRP24981 | SREC Solar | ELKIN |  | 8.25 | 0 | Residential | 1 | CALDWELL | 7006 | 9 | SOLARCITY CORPORATION | PSE&G BPU | No | Complete | 2014-03-31 | 2014-05-19 | 2014-05-22 | 2014-05-22
SRP24982 | SREC Solar | LORENZ |  | 9.5 | 0 | Residential | 1 | ESTELL MANOR | 8319 | 19 | SOLARCITY CORPORATION | AC Electric | No | Complete | 2014-03-31 | 2014-09-29 | 2014-10-08 | 2014-10-08
SRP24983 | SREC Solar | HARADA |  | 3 | 0 | Residential | 1 | BELLMAWR | 8031 | 14 | SOLARCITY CORPORATION | PSE&G BPU | No | Complete | 2014-03-31 | 2014-07-17 | 2014-08-26 | 2014-08-26
SRP24984 | SREC Solar | ROBERTSON |  | 9.75 | 0 | Residential | 1 | EAST BRUNSWICK | 8816 | 11 | SOLARCITY CORPORATION | JCP&L | No | Complete | 2014-03-31 | 2014-06-24 | 2014-07-02 | 2014-07-02
SRP24986 | SREC Solar | GOLLIHUR |  | 6 | 0 | Residential | 1 | HAMMONTON | 8037 | 19 | SOLARCITY CORPORATION | AC Electric | No | Complete | 2014-03-31 | 2014-06-13 | 2014-07-23 | 2014-07-23
SRP24987 | SREC Solar | ORAN |  | 11.88 | 0 | Residential | 0 | MARLBORO | 7746 | 17 | NJR HOME SERVICES | JCP&L | No | Complete | 2014-03-31 | 2014-05-14 | 2014-05-22 | 2014-05-22
SRP24988 | SREC Solar | SALOUDEEN |  | 5 | 0 | Residential | 1 | SOMERSET | 8873 | 5 | PURE ENERGIES INSTALLATION | PSE&G BPU | No | Complete | 2014-03-31 | 2014-08-12 | 2014-08-20 | 2014-08-20
SRP24989 | SREC Solar | FROST |  | 5 | 0 | Residential | 0 | SOMERSET | 8873 | 5 | GREENTECH SOLAR USA, LLC | PSE&G BPU | No | Complete | 2014-03-31 | 2014-08-07 | 2014-08-11 | 2014-08-11
SRP24990 | SREC Solar | SHAH |  | 4.59 | 0 | Residential | 1 | EGG HARBOR TWP | 8234 | 19 | ALLSEASON CONSTRUCTION | AC Electric | No | Complete | 2014-03-31 | 2014-12-08 | 2014-12-22 | 2014-12-22
SRP24991 | SREC Solar | BOSNIAK |  | 17 | 0 | Residential | 0 | WEST LONG BRANCH | 7071 | 7 | GREENTECH SOLAR USA, LLC | JCP&L | No | Complete | 2014-03-31 | 2014-08-28 | 2014-09-09 | 2014-09-09
SRP24992 | SREC Solar | BICKLEY |  | 5.1 | 0 | Residential | 1 | GLASSBORO | 8028 | 15 | ALLSEASON CONSTRUCTION | AC Electric | No | Complete | 2014-03-31 | 2014-09-09 | 2014-09-16 | 2014-09-16
SRP24993 | SREC Solar | ZARATE |  | 3.57 | 0 | Residential | 1 | PLEASANTVILLE | 8232 | 19 | ALLSEASON CONSTRUCTION | AC Electric | No | Complete | 2014-03-31 | 2015-03-05 | 2015-03-19 | 2015-03-19
SRP24994 | SREC Solar | DELLAVALLE |  | 7.14 | 0 | Residential | 1 | BARNEGAT | 8005 | 18 | ALLSEASON CONSTRUCTION | AC Electric | No | Complete | 2014-03-31 | 2014-07-23 | 2014-07-25 | 2014-07-25
SRP24995 | SREC Solar | LYONS |  | 10.71 | 0 | Residential | 1 | MAYS LANDING | 8330 | 19 | ALLSEASON CONSTRUCTION | AC Electric | No | Complete | 2014-03-31 | 2014-10-08 | 2014-10-20 | 2014-10-20
SRP24996 | SREC Solar | HARRIS |  | 14.025 | 0 | Residential | 1 | BELLE PLAIN | 8270 | 21 | RCL ENTERPRISES INC. | AC Electric | No | Complete | 2014-03-31 | 2014-06-24 | 2014-06-27 | 2014-06-27
SRP24997 | SREC Solar | BIENIAKOWSKI |  | 16.83 | 0 | Residential | 1 | EGG HARBOR CITY | 8215 | 19 | ALLSEASON CONSTRUCTION | AC Electric | No | Complete | 2014-03-31 | 2014-09-17 | 2014-09-25 | 2014-09-25
SRP24998 | SREC Solar | ROMEO |  | 9.945 | 0 | Residential | 1 | GLENDORA | 8029 | 14 | ALLSEASON CONSTRUCTION | PSE&G BPU | No | Complete | 2014-03-31 | 2014-11-13 | 2014-12-29 | 2014-12-29
SRP24999 | SREC Solar | HARRELL |  | 7.65 | 0 | Residential | 1 | VILLAS | 8251 | 21 | ALLSEASON CONSTRUCTION | AC Electric | No | Complete | 2014-03-31 | 2015-03-04 | 2015-03-18 | 2015-03-18
SRP25000 | SREC Solar | DWYER |  | 8.67 | 0 | Residential | 1 | EGG HARBOR CITY | 8232 | 19 | ALLSEASON CONSTRUCTION | AC Electric | No | Complete | 2014-03-31 | 2015-03-20 | 2015-04-23 | 2015-04-23
SRP25001 | SREC Solar | BORKE |  | 12.426 | 0 | Residential | 0 | KENDALL PARK | 8824 | 11 | GEOPEAK ENERGY LLC | PSE&G BPU | No | Complete | 2014-03-31 | 2014-08-22 | 2014-08-28 | 2014-08-28
SRP25002 | SREC Solar | WOLF |  | 2.61 | 0 | Residential | 0 | NORTH PLAINFIELD | 7063 | 10 | TRINITY HEATING AND AIR | PSE&G BPU | No | Complete | 2014-03-31 | 2014-07-24 | 2014-08-04 | 2014-08-04
SRP25004 | SREC Solar | MAZZO |  | 13.5 | 0 | Residential | 1 | MANCHESTER | 8759 | 18 | TRINITY HEATING AND AIR | JCP&L | No | Complete | 2014-03-31 | 2014-05-07 | 2014-05-14 | 2014-05-14
SRP25005 | SREC Solar | ATKINSON |  | 11.25 | 0 | Residential | 1 | WILLIAMSTOWN | 8094 | 15 | SOLARCITY CORPORATION | AC Electric | No | Complete | 2014-03-31 | 2014-06-24 | 2014-06-26 | 2014-06-26
SRP25006 | SREC Solar | SAIYAD |  | 22.75 | 0 | Residential | 1 | MILFORD | 8848 | 4 | SOLARCITY CORPORATION | JCP&L | No | Complete | 2014-03-31 | 2014-11-03 | 2014-12-17 | 2014-12-17
SRP25007 | SREC Solar | GATTO |  | 3.25 | 0 | Residential | 1 | UNION | 7083 | 10 | SOLARCITY CORPORATION | PSE&G BPU | No | Complete | 2014-04-14 | 2014-05-29 | 2014-06-23 | 2014-06-23
SRP25008 | SREC Solar | URBAN |  | 6.867 | 0 | Residential | 0 | HASKELL | 7420 | 6 | SEA BRIGHT SOLAR, LLC | JCP&L | No | Complete | 2014-04-07 | 2014-07-24 | 2014-08-04 | 2014-08-04
SRP25009 | SREC Solar | VALENCIA |  | 4 | 0 | Residential | 1 | WHITING | 8759 | 18 | SUNGEVITY, INC. | JCP&L | No | Complete | 2014-03-31 | 2014-09-23 | 2014-10-01 | 2014-10-01
SRP25010 | SREC Solar | OSPINA |  | 7.2 | 0 | Residential | 1 | LITTLE FERRY | 7643 | 7 | PRO CUSTOM SOLAR | PSE&G BPU | No | Complete | 2014-03-31 | 2014-07-23 | 2014-09-02 | 2014-09-02
SRP25011 | SREC Solar | KELLER |  | 5 | 0 | Residential | 1 | FRANKLIN | 8322 | 15 | SOLARCITY CORPORATION | AC Electric | No | Complete | 2014-03-31 | 2014-08-08 | 2014-08-14 | 2014-08-14
SRP25012 | SREC Solar | DIPASCALE |  | 2.75 | 0 | Residential | 1 | OAKLYN | 8107 | 14 | SOLARCITY CORPORATION | PSE&G BPU | No | Complete | 2014-03-31 | 2014-06-03 | 2014-06-25 | 2014-06-25
SRP25014 | SREC Solar | PATEL |  | 4.75 | 0 | Residential | 1 | GALLOWAY | 8205 | 19 | SOLARCITY CORPORATION | AC Electric | No | Complete | 2014-03-31 | 2014-10-02 | 2014-10-14 | 2014-10-14
SRP25015 | SREC Solar | CARBONE |  | 8.085 | 0 | Residential | 1 | PISCATAWAY TWP | 8854 | 11 | SOLARCITY CORPORATION | PSE&G BPU | No | Complete | 2014-03-31 | 2014-08-12 | 2014-08-20 | 2014-08-20
SRP25016 | SREC Solar | TORRES |  | 14.75 | 0 | Residential | 1 | VINELAND | 8360 | 20 | SOLARCITY CORPORATION | AC Electric | No | Complete | 2014-03-31 | 2014-07-28 | 2014-08-06 | 2014-08-06
SRP25017 | SREC Solar | CONSIGLIO |  | 6.75 | 0 | Residential | 1 | WEST LONG BRANCH | 7764 | 17 | SOLARCITY CORPORATION | JCP&L | No | Complete | 2014-03-31 | 2014-06-30 | 2014-07-08 | 2014-07-08
SRP25018 | SREC Solar | BUSANIC |  | 4 | 0 | Residential | 1 | LAKEWOOD TWP | 8701 | 18 | SOLARCITY CORPORATION | JCP&L | No | Complete | 2014-03-31 | 2014-05-15 | 2014-05-21 | 2014-05-21
SRP25020 | SREC Solar | JOHNSON |  | 5.75 | 0 | Residential | 1 | BERNARDSVILLE | 7924 | 5 | SOLARCITY CORPORATION | JCP&L | No | Complete | 2014-03-31 | 2014-09-09 | 2014-09-17 | 2014-09-17
SRP25021 | SREC Solar | SHEFFIELD |  | 5.75 | 0 | Residential | 1 | PAULSBORO | 8066 | 15 | ASTRUM SOLAR, LLC | AC Electric | No | Complete | 2014-03-31 | 2014-11-12 | 2014-11-26 | 2014-11-26
SRP25022 | SREC Solar | GIGLIO |  | 15 | 0 | Residential | 1 | SICKLERVILLE | 8081 | 14 | ASTRUM SOLAR, LLC | AC Electric | No | Complete | 2014-03-31 | 2014-06-20 | 2014-07-01 | 2014-07-01
SRP25024 | SREC Solar | KIRKWOOD |  | 8.75 | 0 | Residential | 1 | MORGANVILLE | 7751 | 17 | ROOF DIAGNOSTICS INC | JCP&L | No | Complete | 2014-03-31 | 2014-12-19 | 2015-01-09 | 2015-01-09
SRP25025 | SREC Solar | PATEL |  | 3.75 | 0 | Residential | 1 | PISCATAWAY | 8854 | 11 | ROOF DIAGNOSTICS INC | PSE&G BPU | No | Complete | 2014-03-31 | 2014-10-22 | 2014-10-29 | 2014-10-29
SRP25027 | SREC Solar | NICHOLS |  | 14.25 | 0 | Residential | 1 | SOUTH SEAVILLE | 8246 | 21 | ASTRUM SOLAR, LLC | AC Electric | No | Complete | 2014-03-31 | 2014-08-28 | 2014-09-08 | 2014-09-08
SRP25028 | SREC Solar | GORDON |  | 6 | 0 | Residential | 1 | PENNINGTON | 8534 | 12 | ASTRUM SOLAR, LLC | PSE&G BPU | No | Complete | 2014-03-31 | 2014-06-24 | 2014-08-12 | 2014-08-12
SRP25030 | SREC Solar | DILLON |  | 7 | 0 | Residential | 1 | CEDAR GROVE | 7009 | 9 | ROOF DIAGNOSTICS INC | PSE&G BPU | No | Complete | 2014-03-31 | 2014-08-01 | 2014-08-11 | 2014-08-11
SRP25031 | SREC Solar | BRUNO |  | 7.5 | 0 | Residential | 1 | GLOUCESTER TWP | 8029 | 14 | SOLARCITY CORPORATION | PSE&G BPU | No | Complete | 2014-03-31 | 2014-11-25 | 2015-02-02 | 2015-02-02
SRP25032 | SREC Solar | CONNOLLY |  | 11.73 | 0 | Residential | 1 | RED BANK | 7701 | 17 | ROOF DIAGNOSTICS INC | JCP&L | No | Complete | 2014-03-31 | 2015-02-19 | 2015-03-26 | 2015-03-26
SRP25033 | SREC Solar | BALLINGER |  | 4.655 | 0 | Residential | 1 | DELRAN | 8075 | 13 | SOLARCITY CORPORATION | PSE&G BPU | No | Complete | 2014-03-31 | 2014-06-10 | 2014-06-25 | 2014-06-25
SRP25035 | SREC Solar | BECKETT |  | 4 | 0 | Residential | 1 | BRICK | 8723 | 18 | TRINITY HEATING AND AIR | JCP&L | No | Complete | 2014-03-31 | 2014-08-19 | 2014-08-29 | 2014-08-29
SRP25036 | SREC Solar | HILL |  | 5.4 | 0 | Residential | 1 | BELMAR | 7719 | 17 | TRINITY HEATING AND AIR | JCP&L | No | Complete | 2014-03-31 | 2015-03-12 | 2015-03-27 | 2015-03-27
SRP25040 | SREC Solar | BONNELL |  | 4.335 | 0 | Residential | 1 | KEANSBURG | 7734 | 17 | VIVINT SOLAR | JCP&L | No | Complete | 2014-03-31 | 2014-10-01 | 2014-10-09 | 2014-10-09
SRP25041 | SREC Solar | COLLIS |  | 8.415 | 0 | Residential | 1 | SOUTHAMPTON | 8088 | 13 | VIVINT SOLAR | AC Electric | No | Complete | 2014-03-31 | 2014-08-22 | 2014-09-02 | 2014-09-02
SRP25043 | SREC Solar | NARDELLO |  | 8.925 | 0 | Residential | 1 | CHERRY HULL | 8003 | 14 | VIVINT SOLAR | PSE&G BPU | No | Complete | 2014-03-31 | 2014-08-13 | 2014-08-19 | 2014-08-19
SRP25045 | SREC Solar | UGBODE |  | 6 | 0 | Residential | 1 | MONROE TWP | 8094 | 15 | SOLARCITY CORPORATION | AC Electric | No | Complete | 2014-03-31 | 2014-07-17 | 2014-07-25 | 2014-07-25
SRP25046 | SREC Solar | ANDALORA |  | 5.1 | 0 | Residential | 1 | KEANSBURG | 7734 | 17 | VIVINT SOLAR | JCP&L | No | Complete | 2014-04-07 | 2014-10-27 | 2014-12-01 | 2014-12-01
SRP25048 | SREC Solar | PIZZELLA |  | 3.57 | 0 | Residential | 1 | BRICK | 8724 | 18 | ROOF DIAGNOSTICS INC | JCP&L | No | Complete | 2014-03-31 | 2015-02-11 | 2015-03-17 | 2015-03-17
SRP25049 | SREC Solar | BANES |  | 5.75 | 0 | Residential | 1 | FORKED RIVER | 8731 | 18 | ROOF DIAGNOSTICS INC | JCP&L | No | Complete | 2014-03-31 | 2014-10-29 | 2014-11-11 | 2014-11-11
SRP25050 | SREC Solar | OLIVEIRA |  | 5.355 | 0 | Residential | 1 | UNION | 7083 | 10 | VIVINT SOLAR | PSE&G BPU | No | Complete | 2014-03-31 | 2014-07-18 | 2014-07-25 | 2014-07-25
SRP25051 | SREC Solar | MONTANARO |  | 5.5 | 0 | Residential | 1 | RED BANK | 7701 | 17 | ROOF DIAGNOSTICS INC | JCP&L | No | Complete | 2014-03-31 | 2014-12-24 | 2015-01-13 | 2015-01-13
SRP25052 | SREC Solar | GILLIES |  | 7.75 | 0 | Residential | 1 | MT LAUREL | 8054 | 13 | VIVINT SOLAR | PSE&G BPU | No | Complete | 2014-03-31 | 2014-12-12 | 2015-01-06 | 2015-01-06
SRP25053 | SREC Solar | DELO |  | 9 | 0 | Residential | 1 | MARLTON | 8053 | 13 | ROOF DIAGNOSTICS INC | PSE&G BPU | No | Complete | 2014-03-31 | 2014-09-30 | 2014-10-14 | 2014-10-14
SRP25055 | SREC Solar | VOLL |  | 2.65 | 0 | Residential | 1 | SWEDESBORO | 8085 | 15 | SOLARCITY CORPORATION | AC Electric | No | Complete | 2014-04-14 | 2014-10-01 | 2014-10-31 | 2014-10-31
SRP25056 | SREC Solar | GARGARITA |  | 5.865 | 0 | Residential | 1 | NORTH BERGEN | 7047 | 8 | ROOF DIAGNOSTICS INC | PSE&G BPU | No | Complete | 2014-03-31 | 2015-01-30 | 2015-03-19 | 2015-03-19
SRP25057 | SREC Solar | KUMAR |  | 13.92 | 0 | Residential | 0 | MENDHAM | 7945 | 3 | SEA BRIGHT SOLAR, LLC | JCP&L | No | Complete | 2014-03-31 | 2014-09-16 | 2014-09-23 | 2014-09-23
SRP25058 | SREC Solar | CORCORAN |  | 9.72 | 0 | Residential | 1 | LAKEWOOD | 8701 | 18 | KOPP ELECTRIC COMPANY | JCP&L | No | Complete | 2014-03-31 | 2014-06-10 | 2014-06-13 | 2014-06-13
SRP25059 | SREC Solar | DIAZ |  | 5 | 0 | Residential | 1 | VINELAND | 8360 | 20 | SOLARCITY CORPORATION | Vineland Muni Elec | No | Complete | 2014-03-31 | 2014-08-21 | 2014-09-02 | 2014-09-02
SRP25060 | SREC Solar | AUSTIN |  | 10.75 | 0 | Residential | 1 | SWEDESBORO | 8085 | 15 | ASTRUM SOLAR, LLC | AC Electric | No | Complete | 2014-03-31 | 2014-06-24 | 2014-06-27 | 2014-06-27
SRP25061 | SREC Solar | WARREN |  | 6.5 | 0 | Residential | 1 | EGG HARBOR TWP | 8234 | 19 | SUN UP ZERO DOWN | AC Electric | No | Complete | 2014-03-31 | 2014-07-23 | 2014-08-05 | 2014-08-05
SRP25064 | SREC Solar | BIANCO |  | 25 | 0 | Residential | 1 | WOODSTOWN | 8098 | 16 | ASTRUM SOLAR, LLC | AC Electric | No | Complete | 2014-03-31 | 2014-08-21 | 2014-09-02 | 2014-09-02
SRP25065 | SREC Solar | DUDLEY |  | 9.25 | 0 | Residential | 1 | MT LAUREL | 8054 | 13 | VIVINT SOLAR | PSE&G BPU | No | Complete | 2014-03-31 | 2014-08-12 | 2014-09-29 | 2014-09-29
SRP25066 | SREC Solar | HARPE |  | 5 | 0 | Residential | 1 | BEACHWOOD | 8722 | 18 | ROOF DIAGNOSTICS INC | JCP&L | No | Complete | 2014-03-31 | 2014-08-05 | 2014-08-12 | 2014-08-12
SRP25068 | SREC Solar | ELSHAHAWI |  | 3.57 | 0 | Residential | 1 | SOUTH HACKENSACK | 7606 | 7 | ROOF DIAGNOSTICS INC | PSE&G BPU | No | Complete | 2014-03-31 | 2014-12-24 | 2015-01-13 | 2015-01-13
SRP25069 | SREC Solar | CROCETTI |  | 10.25 | 0 | Residential | 1 | VOORHEES | 8043 | 14 | VIVINT SOLAR | PSE&G BPU | No | Complete | 2014-03-31 | 2014-08-07 | 2014-08-18 | 2014-08-18
SRP25070 | SREC Solar | PEREIRA |  | 6 | 0 | Residential | 1 | UNION | 7083 | 10 | VIVINT SOLAR | PSE&G BPU | No | Complete | 2014-03-31 | 2014-06-16 | 2014-06-19 | 2014-06-19
SRP25071 | SREC Solar | JACKSON |  | 3.5 | 0 | Residential | 1 | LONG BRANCH | 7740 | 17 | ROOF DIAGNOSTICS INC | JCP&L | No | Complete | 2014-03-31 | 2014-10-07 | 2014-12-26 | 2014-12-26
SRP25072 | SREC Solar | VIGNEAULT |  | 8.5 | 0 | Residential | 1 | MANASQUAN | 8736 | 17 | ROOF DIAGNOSTICS INC | JCP&L | No | Complete | 2014-03-31 | 2014-07-01 | 2014-07-09 | 2014-07-09
SRP25074 | SREC Solar | WEBB |  | 6.885 | 0 | Residential | 1 | SOMERDALE | 8083 | 14 | VIVINT SOLAR | PSE&G BPU | No | Complete | 2014-03-31 | 2014-08-13 | 2014-08-19 | 2014-08-19
SRP25075 | SREC Solar | GUZMAN |  | 7.75 | 0 | Residential | 1 | HAMILTON | 8610 | 12 | ROOF DIAGNOSTICS INC | PSE&G BPU | No | Complete | 2014-03-31 | 2014-10-29 | 2014-11-13 | 2014-11-13
SRP25076 | SREC Solar | DELPONTE |  | 6.25 | 0 | Residential | 1 | SOUTH AMBOY | 8879 | 11 | ROOF DIAGNOSTICS INC | JCP&L | No | Complete | 2014-03-31 | 2014-07-08 | 2014-08-27 | 2014-08-27
SRP25077 | SREC Solar | HICKS |  | 6.25 | 0 | Residential | 1 | TRENTON | 8618 | 12 | ROOF DIAGNOSTICS INC | PSE&G BPU | No | Complete | 2014-03-31 | 2015-02-24 | 2015-02-27 | 2015-02-27
SRP25080 | SREC Solar | GLOVER |  | 3.5 | 0 | Residential | 1 | BLOOMFIELD | 7003 | 9 | ROOF DIAGNOSTICS INC | PSE&G BPU | No | Complete | 2014-03-31 | 2014-09-30 | 2014-10-14 | 2014-10-14
SRP25082 | SREC Solar | GRECO |  | 7.65 | 0 | Residential | 1 | BELLEVILLE | 7109 | 9 | VIVINT SOLAR | PSE&G BPU | No | Complete | 2014-03-31 | 2015-04-08 | 2015-04-16 | 2015-04-16
SRP25085 | SREC Solar | HOLMES |  | 7.65 | 0 | Residential | 1 | MT LAUREL | 8054 | 13 | VIVINT SOLAR | PSE&G BPU | No | Complete | 2014-03-31 | 2014-09-08 | 2014-09-17 | 2014-09-17
SRP25086 | SREC Solar | STEPHAN |  | 8 | 0 | Residential | 1 | BEACHWOOD | 8722 | 18 | TRINITY HEATING AND AIR | JCP&L | No | Complete | 2014-03-31 | 2014-04-29 | 2014-05-06 | 2014-05-06
SRP25089 | SREC Solar | CAMPBELL |  | 6.75 | 0 | Residential | 1 | PARLIN | 8859 | 11 | VIVINT SOLAR | JCP&L | No | Complete | 2014-03-31 | 2014-07-17 | 2014-07-25 | 2014-07-25
SRP25090 | SREC Solar | ADAMCZYK |  | 12.25 | 0 | Residential | 1 | MT LAUREL | 8054 | 13 | VIVINT SOLAR | PSE&G BPU | No | Complete | 2014-03-31 | 2014-08-18 | 2014-08-25 | 2014-08-25
SRP25091 | SREC Solar | IMPERATO |  | 6.5 | 0 | Residential | 1 | PARLIN | 8859 | 11 | VIVINT SOLAR | JCP&L | No | Complete | 2014-03-31 | 2014-10-01 | 2014-10-09 | 2014-10-09
SRP25092 | SREC Solar | ENGSTRAM |  | 12.25 | 0 | Residential | 1 | SPOTSWOOD | 8884 | 11 | VIVINT SOLAR | JCP&L | No | Complete | 2014-03-31 | 2014-06-16 | 2014-06-19 | 2014-06-19
SRP25094 | SREC Solar | SCHMIDT |  | 8.16 | 0 | Residential | 1 | CLEMENTON | 8021 | 14 | VIVINT SOLAR | PSE&G BPU | No | QC Selected | 2014-03-31 | 2015-03-20
SRP25095 | SREC Solar | VARGAS |  | 9.75 | 0 | Residential | 1 | MT LAUREL | 8054 | 13 | VIVINT SOLAR | PSE&G BPU | No | Complete | 2014-03-31 | 2015-02-07 | 2015-03-09 | 2015-03-09
SRP25096 | SREC Solar | SEEBERGER |  | 9.435 | 0 | Residential | 1 | SOMERDALE | 8083 | 14 | VIVINT SOLAR | PSE&G BPU | No | Complete | 2014-03-31 | 2014-09-15 | 2014-09-23 | 2014-09-23
SRP25098 | SREC Solar | GVILI |  | 19 | 0 | Residential | 1 | MANALAPAN | 7726 | 17 | ECOMEN SOLAR LLC | JCP&L | No | Complete | 2014-03-31 | 2015-03-14 | 2015-04-06 | 2015-04-06
SRP25099 | SREC Solar | BUIE |  | 12.495 | 0 | Residential | 1 | LAWNSIDE | 8045 | 14 | VIVINT SOLAR | PSE&G BPU | No | Complete | 2014-03-31 | 2014-08-13 | 2014-08-19 | 2014-08-19
SRP25101 | SREC Solar | HUMMEL |  | 10.5 | 0 | Residential | 1 | BRIDGETON | 8302 | 20 | SUN UP ZERO DOWN | AC Electric | No | Complete | 2014-03-31 | 2014-07-31 | 2014-08-06 | 2014-08-06
SRP25102 | SREC Solar | OBERG |  | 6 | 0 | Residential | 1 | MARLTON | 8053 | 13 | VIVINT SOLAR | PSE&G BPU | No | Complete | 2014-03-31 | 2015-05-04 | 2015-05-13 | 2015-05-13
SRP25103 | SREC Solar | JIMENEZ |  | 6 | 0 | Residential | 1 | NORTH BERGEN | 7047 | 8 | ROOF DIAGNOSTICS INC | PSE&G BPU | No | Complete | 2014-03-31 | 2015-01-15 | 2015-01-30 | 2015-01-30
SRP25104 | SREC Solar | BROCCO |  | 11.73 | 0 | Residential | 1 | SOMERDALE | 8083 | 14 | VIVINT SOLAR | PSE&G BPU | No | Complete | 2014-03-31 | 2014-08-08 | 2014-08-14 | 2014-08-14
SRP25105 | SREC Solar | ALLEN |  | 3.5 | 0 | Residential | 1 | BOONTON | 7005 | 3 | ROOF DIAGNOSTICS INC | JCP&L | No | Complete | 2014-03-31 | 2014-05-21 | 2014-06-17 | 2014-06-17
SRP25106 | SREC Solar | VOGT |  | 7.14 | 0 | Residential | 1 | MAGNOLIA | 8049 | 14 | VIVINT SOLAR | PSE&G BPU | No | Complete | 2014-03-31 | 2015-03-18 | 2015-03-27 | 2015-03-27
SRP25107 | SREC Solar | BELLOWS |  | 10.71 | 0 | Residential | 1 | BLACKWOOD | 8012 | 14 | VIVINT SOLAR | PSE&G BPU | No | Complete | 2014-03-31 | 2014-09-18 | 2014-09-30 | 2014-09-30
SRP25108 | SREC Solar | MARTINELLI |  | 8.25 | 0 | Residential | 1 | MARLTON | 8053 | 13 | VIVINT SOLAR | PSE&G BPU | No | Complete | 2014-03-31 | 2014-07-10 | 2014-07-17 | 2014-07-17
SRP25110 | SREC Solar | MIELE |  | 8.925 | 0 | Residential | 1 | LEONARDO | 7737 | 17 | RELIABLE POWER SERVICES, INC. | JCP&L | No | Complete | 2014-04-07 | 2014-06-03 | 2014-06-06 | 2014-06-06
SRP25111 | SREC Solar | MARONE |  | 5.61 | 0 | Residential | 1 | MILLVILE | 8332 | 20 | SEA BRIGHT SOLAR, LLC | AC Electric | No | Complete | 2014-04-07 | 2014-06-18 | 2014-06-24 | 2014-06-24
SRP25112 | SREC Solar | SUPIENSKI |  | 15.3 | 0 | Residential | 1 | LEONARDO | 7737 | 17 | RELIABLE POWER SERVICES, INC. | JCP&L | No | Complete | 2014-04-07 | 2014-07-11 | 2014-07-22 | 2014-07-22
SRP25113 | SREC Solar | CONTRERAS |  | 5.61 | 0 | Residential | 1 | BRICK | 8724 | 18 | RELIABLE POWER SERVICES, INC. | JCP&L | No | Complete | 2014-04-07 | 2014-11-05 | 2014-11-13 | 2014-11-13
SRP25114 | SREC Solar | HANS |  | 13.515 | 0 | Residential | 1 | BRICK | 8724 | 18 | SEA BRIGHT SOLAR, LLC | JCP&L | No | Complete | 2014-04-28 | 2014-06-23 | 2014-07-23 | 2014-07-23
SRP25115 | SREC Solar | SHAW |  | 8.16 | 0 | Residential | 1 | WHITING | 8759 | 18 | RELIABLE POWER SERVICES, INC. | JCP&L | No | Complete | 2014-04-07 | 2014-07-31 | 2014-08-06 | 2014-08-06
SRP25116 | SREC Solar | FATJO |  | 9.18 | 0 | Residential | 1 | EDISON | 8817 | 11 | RELIABLE POWER SERVICES, INC. | PSE&G BPU | No | Complete | 2014-04-07 | 2014-07-22 | 2014-07-30 | 2014-07-30
SRP25117 | SREC Solar | HUNTER |  | 11.73 | 0 | Residential | 1 | LAKEWOOD | 8701 | 18 | SEA BRIGHT SOLAR, LLC | JCP&L | No | Complete | 2014-04-07 | 2014-07-03 | 2014-07-10 | 2014-07-10
SRP25118 | SREC Solar | LESKO |  | 9.435 | 0 | Residential | 1 | SOUTHAMPTON | 8088 | 13 | SEA BRIGHT SOLAR, LLC | PSE&G BPU | No | Complete | 2014-04-07 | 2014-09-19 | 2014-09-24 | 2014-09-24
SRP25120 | SREC Solar | THOOL |  | 7.395 | 0 | Residential | 1 | HASBROUCK HEIGHTS | 7604 | 7 | SEA BRIGHT SOLAR, LLC | PSE&G BPU | No | Complete | 2014-04-07 | 2014-09-30 | 2014-10-10 | 2014-10-10
SRP25122 | SREC Solar | VELOSO |  | 5.75 | 0 | Residential | 1 | UNION | 7083 | 10 | VIVINT SOLAR | PSE&G BPU | No | Complete | 2014-04-07 | 2014-06-17 | 2014-06-19 | 2014-06-19
SRP25123 | SREC Solar | MERLINO |  | 6 | 0 | Residential | 1 | OCEAN CITY | 8226 | 21 | SOLARCITY CORPORATION | AC Electric | No | Complete | 2014-04-07 | 2014-07-31 | 2014-08-06 | 2014-08-06
SRP25124 | SREC Solar | LEVY |  | 11.118 | 0 | Residential | 0 | EHT | 8234 | 19 | GEOPEAK ENERGY LLC | AC Electric | No | Complete | 2014-04-07 | 2015-02-22 | 2015-02-25 | 2015-02-25
SRP25125 | SREC Solar | KENT |  | 2.5 | 0 | Residential | 1 | BLAIRSTOWN | 7825 | 2 | SOLARCITY CORPORATION | JCP&L | No | Complete | 2014-04-07 | 2014-06-10 | 2014-07-23 | 2014-07-23
SRP25128 | SREC Solar | RODRIGUEZ |  | 9.18 | 0 | Residential | 1 | MT LAUREL | 8054 | 13 | VIVINT SOLAR | PSE&G BPU | No | Complete | 2014-04-07 | 2014-09-25 | 2014-10-02 | 2014-10-02
SRP25130 | SREC Solar | DVORAK |  | 9.18 | 0 | Residential | 1 | MT LAUREL | 8054 | 13 | VIVINT SOLAR | PSE&G BPU | No | Complete | 2014-04-07 | 2014-10-14 | 2014-10-21 | 2014-10-21
SRP25131 | SREC Solar | SLAUGHTER |  | 9.18 | 0 | Residential | 1 | CHERRY HILL | 8002 | 14 | VIVINT SOLAR | PSE&G BPU | No | Complete | 2014-04-07 | 2014-08-13 | 2014-08-19 | 2014-08-19
SRP25132 | SREC Solar | CLARK |  | 6.25 | 0 | Residential | 1 | MT LAUREL | 8054 | 13 | VIVINT SOLAR | PSE&G BPU | No | Complete | 2014-04-07 | 2014-07-10 | 2014-07-17 | 2014-07-17
SRP25133 | SREC Solar | GILLIAM |  | 8.16 | 0 | Residential | 1 | WILLINGBORO | 8046 | 13 | VIVINT SOLAR | PSE&G BPU | No | Complete | 2014-04-07 | 2014-07-30 | 2014-08-06 | 2014-08-06
SRP25137 | SREC Solar | DINGARI |  | 7 | 0 | Residential | 1 | HILLSBOROUGH | 8844 | 5 | SUNGEVITY, INC. | PSE&G BPU | No | Complete | 2014-04-07 | 2014-09-12 | 2014-09-23 | 2014-09-23
SRP25138 | SREC Solar | PEDALINO |  | 9 | 0 | Residential | 1 | TOMS RIVER | 8753 | 18 | SUNGEVITY, INC. | JCP&L | No | Complete | 2014-04-07 | 2014-09-12 | 2014-09-23 | 2014-09-23
SRP25139 | SREC Solar | SERVEDIO |  | 9.6 | 0 | Residential | 1 | KENDALL PARK | 8824 | 11 | ECOMEN SOLAR LLC | PSE&G BPU | No | Complete | 2014-04-07 | 2014-06-18 | 2014-07-23 | 2014-07-23
SRP25140 | SREC Solar | POLONIA |  | 6 | 0 | Residential | 1 | LITTLE FERRY | 7463 | 7 | ROOF DIAGNOSTICS INC | PSE&G BPU | No | Complete | 2014-04-07 | 2014-05-29 | 2014-07-01 | 2014-07-01
SRP25142 | SREC Solar | CIPULLY |  | 12.75 | 0 | Residential | 1 | JACKSON | 8527 | 18 | ECOMEN SOLAR LLC | JCP&L | No | Complete | 2014-04-07 | 2015-03-30 | 2015-04-10 | 2015-04-10
SRP25143 | SREC Solar | MADONNA |  | 6.12 | 0 | Residential | 1 | TOMS RIVER | 8757 | 18 | NJR HOME SERVICES | JCP&L | No | Complete | 2014-04-07 | 2014-06-18 | 2014-07-23 | 2014-07-23
SRP25144 | SREC Solar | SANSONI |  | 4.5 | 0 | Residential | 0 | SOMERSET | 8873 | 5 | NEW JERSEY CLEAN ENERGY SOLUTIONS | PSE&G BPU | No | Complete | 2014-04-07 | 2014-11-05 | 2014-11-21 | 2014-11-21
SRP25145 | SREC Solar | MATHIS |  | 4.5 | 0 | Residential | 1 | BOONTON | 7005 | 3 | PURE ENERGIES INSTALLATION | JCP&L | No | Complete | 2014-04-07 | 2014-07-10 | 2014-07-22 | 2014-07-22
SRP25146 | SREC Solar | MIRDALA |  | 9 | 0 | Residential | 1 | COLONIA | 7067 | 10 | SUNGEVITY, INC. | PSE&G BPU | No | Complete | 2014-04-07 | 2014-10-28 | 2014-11-24 | 2014-11-24
SRP25147 | SREC Solar | BROWN |  | 24.48 | 0 | Residential | 1 | MAYS LANDING | 8033 | 14 | ALLSEASON CONSTRUCTION | AC Electric | No | Complete | 2014-04-07 | 2014-08-06 | 2014-09-16 | 2014-09-16
SRP25149 | SREC Solar | UECKER |  | 11.22 | 0 | Residential | 1 | GALLOWAY | 8205 | 19 | ALLSEASON CONSTRUCTION | AC Electric | No | Complete | 2014-04-07 | 2014-12-23 | 2015-01-07 | 2015-01-07
SRP25150 | SREC Solar | GALIARDO |  | 7.65 | 0 | Residential | 1 | SMITHVILLE | 8201 | 19 | ALLSEASON CONSTRUCTION | AC Electric | No | Complete | 2014-04-07 | 2014-09-24 | 2014-09-30 | 2014-09-30
SRP25151 | SREC Solar | RASAL |  | 8.415 | 0 | Residential | 1 | BARGAINTOWN | 8234 | 19 | ALLSEASON CONSTRUCTION | AC Electric | No | Complete | 2014-04-07 | 2014-07-23 | 2014-07-30 | 2014-07-30
SRP25152 | SREC Solar | HOWE |  | 9.945 | 0 | Residential | 1 | MILLVILLE | 8332 | 20 | ALLSEASON CONSTRUCTION | AC Electric | No | Complete | 2014-04-07 | 2015-03-05 | 2015-03-19 | 2015-03-19
SRP25153 | SREC Solar | AZZARI |  | 19.125 | 0 | Residential | 1 | MULLICA HILL | 8062 | 15 | RCL ENTERPRISES INC. | AC Electric | No | Complete | 2014-04-07 | 2014-07-08 | 2014-07-10 | 2014-07-10
SRP25154 | SREC Solar | SHELTON |  | 15.3 | 0 | Residential | 1 | PITTSGROVE | 8344 | 15 | RCL ENTERPRISES INC. | AC Electric | No | Complete | 2014-04-07 | 2014-09-26 | 2014-10-07 | 2014-10-07
SRP25155 | SREC Solar | LAWRENCE |  | 8.745 | 0 | Residential | 1 | TUCKERTON | 8087 | 18 | SOLARCITY CORPORATION | AC Electric | No | Complete | 2014-04-07 | 2014-06-27 | 2014-07-09 | 2014-07-09
SRP25156 | SREC Solar | LAWN |  | 7.14 | 0 | Residential | 1 | EGG HARBOR TWP | 8234 | 19 | RCL ENTERPRISES INC. | AC Electric | No | Complete | 2014-04-07 | 2014-06-20 | 2014-07-01 | 2014-07-01
SRP25158 | SREC Solar | MILLER |  | 17.085 | 0 | Residential | 1 | HAMMONTON | 8037 | 19 | RCL ENTERPRISES INC. | AC Electric | No | Complete | 2014-04-07 | 2014-11-20 | 2014-12-04 | 2014-12-04
SRP25159 | SREC Solar | LYNCH |  | 13.005 | 0 | Residential | 1 | STEELMANTOWN | 8270 | 21 | RCL ENTERPRISES INC. | AC Electric | No | Complete | 2014-04-07 | 2014-10-07 | 2014-10-30 | 2014-10-30
SRP25160 | SREC Solar | HITCHNER |  | 11.475 | 0 | Residential | 1 | BRIDGETON | 8302 | 20 | RCL ENTERPRISES INC. | AC Electric | No | Complete | 2014-04-07 | 2015-01-30 | 2015-03-09 | 2015-03-09
SRP25161 | SREC Solar | HUANG |  | 2.5 | 0 | Residential | 1 | PARSIPPANY TROY HILLS | 7054 | 3 | SOLARCITY CORPORATION | JCP&L | No | Complete | 2014-04-07 | 2014-04-24 | 2014-04-30 | 2014-04-30
SRP25162 | SREC Solar | MALLON |  | 7.75 | 0 | Residential | 1 | NORTH CAPE MAY | 8204 | 21 | SOLARCITY CORPORATION | AC Electric | No | Complete | 2014-04-07 | 2014-07-25 | 2014-08-01 | 2014-08-01
SRP25163 | SREC Solar | ODELL |  | 7 | 0 | Residential | 1 | ELMWOOD PARK | 7407 | 7 | SOLAR HOME NJ LLC | PSE&G BPU | No | Complete | 2014-04-07 | 2014-12-01 | 2014-12-10 | 2014-12-10
SRP25164 | SREC Solar | COHEN |  | 9.75 | 0 | Residential | 1 | GALLOWAY | 8205 | 19 | SOLARCITY CORPORATION | AC Electric | No | Complete | 2014-04-07 | 2014-06-10 | 2014-06-26 | 2014-06-26
SRP25165 | SREC Solar | LEVINE |  | 9 | 0 | Residential | 1 | BARNEGAT | 8005 | 18 | SOLARCITY CORPORATION | JCP&L | No | Complete | 2014-04-07 | 2014-05-15 | 2014-05-21 | 2014-05-21
SRP25166 | SREC Solar | DEGNAN |  | 8.085 | 0 | Residential | 1 | OCEANPORT | 7757 | 17 | SOLARCITY CORPORATION | JCP&L | No | Complete | 2014-04-07 | 2015-05-13 | 2015-05-21 | 2015-05-21
SRP25167 | SREC Solar | BRZOZOWSKI |  | 4 | 0 | Residential | 1 | CLAYTON | 8312 | 15 | SOLARCITY CORPORATION | AC Electric | No | Complete | 2014-04-07 | 2014-07-11 | 2014-07-23 | 2014-07-23
SRP25168 | SREC Solar | GUERRERO |  | 6 | 0 | Residential | 1 | CHERRY HILL | 8002 | 14 | TRINITY HEATING AND AIR | PSE&G BPU | No | Complete | 2014-04-07 | 2014-09-09 | 2014-09-16 | 2014-09-16
SRP25169 | SREC Solar | QUISPE |  | 10.71 | 0 | Residential | 0 | MORRISTOWN | 7960 | 3 | TRINITY HEATING AND AIR | JCP&L | No | Complete | 2014-04-07 | 2014-08-21 | 2014-09-22 | 2014-09-22
SRP25171 | SREC Solar | RUBBO |  | 5.5 | 0 | Residential | 1 | MT ROYAL | 8061 | 15 | SOLARCITY CORPORATION | AC Electric | No | Complete | 2014-04-07 | 2014-06-27 | 2014-07-09 | 2014-07-09
SRP25172 | SREC Solar | MARTINELLI |  | 6.54 | 0 | Residential | 0 | WEST LONG BRANCH | 7764 | 17 | SEA BRIGHT SOLAR, LLC | JCP&L | No | Complete | 2014-04-07 | 2015-04-08 | 2015-04-20 | 2015-04-20
SRP25174 | SREC Solar | SIMPSON |  | 5.1 | 0 | Residential | 1 | WHARTON | 7855 | 1 | GEORGE J KELLER & SONS | JCP&L | No | Complete | 2014-04-07 | 2014-10-07 | 2014-10-15 | 2014-10-15
SRP25176 | SREC Solar | VICKERS |  | 5.25 | 0 | Residential | 1 | BRICK | 8724 | 18 | KOPP ELECTRIC COMPANY | JCP&L | No | Complete | 2014-04-07 | 2014-07-17 | 2014-07-28 | 2014-07-28
SRP25177 | SREC Solar | ORDONEZ |  | 8 | 0 | Residential | 1 | PATERSON | 7502 | 6 | ROOF DIAGNOSTICS INC | PSE&G BPU | No | Complete | 2014-04-07 | 2014-08-08 | 2014-08-14 | 2014-08-14
SRP25180 | SREC Solar | FEIERABEND |  | 6 | 0 | Residential | 1 | TUCKERTON | 8087 | 18 | SOLARCITY CORPORATION | AC Electric | No | Complete | 2014-04-07 | 2014-11-26 | 2014-12-12 | 2014-12-12
SRP25181 | SREC Solar | WHITE |  | 11.475 | 0 | Residential | 1 | EGG HARBOR TWP | 8234 | 19 | ACOS ENERGY, LLC | AC Electric | No | Complete | 2014-04-07 | 2014-06-25 | 2014-07-02 | 2014-07-02
SRP25183 | SREC Solar | MOHAMED |  | 8 | 0 | Residential | 1 | EVESHAM TWP | 8053 | 13 | SOLARCITY CORPORATION | PSE&G BPU | No | Complete | 2014-04-07 | 2014-06-10 | 2014-06-13 | 2014-06-13
SRP25185 | SREC Solar | NASPO |  | 8 | 0 | Residential | 1 | FREEHOLD | 7726 | 17 | TRINITY HEATING AND AIR | JCP&L | No | Complete | 2014-04-07 | 2014-10-17 | 2014-10-27 | 2014-10-27
SRP25186 | SREC Solar | ACQUAIRE |  | 6.37 | 0 | Residential | 1 | BARNEGAT | 8005 | 18 | TRINITY HEATING AND AIR | JCP&L | No | Complete | 2014-04-07 | 2014-08-22 | 2014-08-28 | 2014-08-28
SRP25187 | SREC Solar | GEISINGER |  | 7.5 | 0 | Residential | 1 | DENNISVILLE | 8214 | 21 | TRINITY HEATING AND AIR | AC Electric | No | Complete | 2014-04-07 | 2014-08-21 | 2014-09-29 | 2014-09-29
SRP25188 | SREC Solar | PRICE |  | 9.18 | 0 | Residential | 1 | BRICK | 8723 | 18 | TRINITY HEATING AND AIR | JCP&L | No | Complete | 2014-04-07 | 2014-08-22 | 2014-09-02 | 2014-09-02
SRP25189 | SREC Solar | WILNER |  | 9.18 | 0 | Residential | 1 | MANALAPAN | 7726 | 17 | TRINITY HEATING AND AIR | JCP&L | No | Complete | 2014-04-07 | 2014-09-04 | 2014-09-11 | 2014-09-11
SRP25190 | SREC Solar | TALARICO |  | 9 | 0 | Residential | 1 | NEWFIELD | 8344 | 15 | SELF-INSTALL | AC Electric | No | Complete | 2014-04-07 | 2014-12-08 | 2014-12-11 | 2014-12-11
SRP25191 | SREC Solar | JANKOWSKI |  | 9 | 0 | Residential | 1 | BERLIN | 8009 | 14 | SOLARCITY CORPORATION | AC Electric | No | Complete | 2014-04-07 | 2014-07-29 | 2014-09-16 | 2014-09-16
SRP25192 | SREC Solar | CLARKE |  | 10 | 0 | Residential | 1 | TOMS RIVER | 8757 | 18 | SOLARCITY CORPORATION | JCP&L | No | Complete | 2014-04-07 | 2014-08-12 | 2014-08-20 | 2014-08-20
SRP25193 | SREC Solar | EISNER |  | 8.5 | 0 | Residential | 1 | MT LAUREL | 8054 | 13 | VIVINT SOLAR | PSE&G BPU | No | Complete | 2014-04-07 | 2014-07-17 | 2014-07-28 | 2014-07-28
SRP25196 | SREC Solar | MEE | CENTRASTATE MEDICAL CENTER INC | 6317.25 | 0 | Commercial | 1 | FREEHOLD | 7728 | 17 | TORCON, INC | JCP&L | No | Complete | 2014-04-07 | 2014-12-29 | 2015-02-03 | 2015-02-03
SRP25197 | SREC Solar | JORDAN |  | 5.865 | 0 | Residential | 1 | MT LAUREL | 8054 | 13 | VIVINT SOLAR | PSE&G BPU | No | Complete | 2014-04-07 | 2014-10-17 | 2014-10-29 | 2014-10-29
SRP25198 | SREC Solar | ESPINOSA |  | 7.905 | 0 | Residential | 1 | WHARTON | 7885 | 3 | VIVINT SOLAR | JCP&L | No | Complete | 2014-04-07 | 2014-07-31 | 2014-08-06 | 2014-08-06
SRP25200 | SREC Solar | PEREIRA |  | 7.14 | 0 | Residential | 1 | UNION | 7083 | 10 | VIVINT SOLAR | PSE&G BPU | No | Complete | 2014-04-07 | 2014-10-13 | 2014-10-24 | 2014-10-24
SRP25201 | SREC Solar | PETERSON |  | 8.16 | 0 | Residential | 1 | SOMERDALE | 8083 | 14 | VIVINT SOLAR | PSE&G BPU | No | Complete | 2014-04-07 | 2014-12-01 | 2014-12-10 | 2014-12-10
SRP25205 | SREC Solar | SHIREY |  | 1.75 | 0 | Residential | 1 | DOVER | 7081 | 10 | VIVINT SOLAR | JCP&L | No | Complete | 2014-04-07 | 2015-01-13 | 2015-01-26 | 2015-01-26
SRP25206 | SREC Solar | CRADDOCK |  | 4.75 | 0 | Residential | 1 | WATERFORD WORKS | 8089 | 14 | TRINITY HEATING AND AIR | AC Electric | No | Complete | 2014-04-07 | 2014-07-16 | 2014-07-24 | 2014-07-24
SRP25207 | SREC Solar | RESCH |  | 8 | 0 | Residential | 1 | MANCHESTER | 8759 | 18 | TRINITY HEATING AND AIR | JCP&L | No | Complete | 2014-04-07 | 2014-07-16 | 2014-08-26 | 2014-08-26
SRP25208 | SREC Solar | SCHNORRBUSCH |  | 12.24 | 0 | Residential | 1 | STEWARTSVILLE | 8886 | 2 | ALTERNATIVE ENERGY ASSOCIATES | JCP&L | No | Complete | 2014-04-07 | 2014-12-17 | 2015-01-05 | 2015-01-05
SRP25209 | SREC Solar | PILEGGI |  | 8.5 | 0 | Residential | 1 | LITTLE EGG HARBOR | 8087 | 18 | TRINITY HEATING AND AIR | AC Electric | No | Complete | 2014-04-07 | 2014-10-17 | 2014-10-27 | 2014-10-27
SRP25210 | SREC Solar | IOLI |  | 7.395 | 0 | Residential | 1 | MT LAUREL | 8054 | 13 | VIVINT SOLAR | PSE&G BPU | No | Complete | 2014-04-07 | 2014-10-24 | 2014-11-06 | 2014-11-06
SRP25211 | SREC Solar | GHASSEMI |  | 9.69 | 0 | Residential | 1 | SOUTHAMPTON | 8088 | 13 | TRINITY HEATING AND AIR | PSE&G BPU | No | Complete | 2014-04-07 | 2014-11-03 | 2014-11-10 | 2014-11-10
SRP25212 | SREC Solar | LEATHERS |  | 6.885 | 0 | Residential | 1 | WOODSTOWN | 8098 | 16 | RCL ENTERPRISES INC. | AC Electric | No | Complete | 2014-04-07 | 2014-06-05 | 2014-06-09 | 2014-06-09
SRP25213 | SREC Solar | WILNO |  | 7.84 | 0 | Residential | 1 | COLUMBUS | 8022 | 13 | TRINITY HEATING AND AIR | PSE&G BPU | No | Complete | 2014-04-07 | 2014-08-08 | 2014-08-18 | 2014-08-18
SRP25214 | SREC Solar | OH |  | 7.65 | 0 | Residential | 1 | MANCHESTER | 8759 | 18 | SEA BRIGHT SOLAR, LLC | JCP&L | No | Complete | 2014-04-07 | 2014-12-31 | 2015-02-10 | 2015-02-10
SRP25215 | SREC Solar | SARNESE |  | 7.14 | 0 | Residential | 1 | DELRAN | 8075 | 13 | SEA BRIGHT SOLAR, LLC | PSE&G BPU | No | Complete | 2014-04-07 | 2014-08-26 | 2014-09-30 | 2014-09-30
SRP25216 | SREC Solar | WATERMAN |  | 16.32 | 0 | Residential | 1 | ERMA | 8204 | 21 | RCL ENTERPRISES INC. | AC Electric | No | Complete | 2014-04-07 | 2014-10-14 | 2014-10-21 | 2014-10-21
SRP25217 | SREC Solar | NOCELLA |  | 7.65 | 0 | Residential | 1 | TOMS RIVER | 8753 | 18 | SEA BRIGHT SOLAR, LLC | JCP&L | No | Complete | 2014-04-07 | 2014-06-30 | 2014-08-01 | 2014-08-01
SRP25219 | SREC Solar | RYAN |  | 10.71 | 0 | Residential | 1 | ERMA | 8204 | 21 | RCL ENTERPRISES INC. | AC Electric | No | Complete | 2014-04-07 | 2014-07-15 | 2014-08-04 | 2014-08-04
SRP25220 | SREC Solar | MCCLAIN |  | 9.69 | 0 | Residential | 1 | NORTH WILDWOOD | 8260 | 21 | RCL ENTERPRISES INC. | AC Electric | No | Complete | 2014-04-07 | 2014-07-03 | 2014-07-16 | 2014-07-16
SRP25221 | SREC Solar | LIVECCHI |  | 6.12 | 0 | Residential | 1 | COLUMBUS | 8022 | 13 | RCL ENTERPRISES INC. | PSE&G BPU | No | Complete | 2014-04-07 | 2014-09-11 | 2014-09-22 | 2014-09-22
SRP25222 | SREC Solar | RUTTER |  | 8.16 | 0 | Residential | 1 | PETERSBURG | 8270 | 21 | RCL ENTERPRISES INC. | AC Electric | No | Complete | 2014-04-07 | 2014-07-15 | 2014-07-24 | 2014-07-24
SRP25223 | SREC Solar | NEUMANN |  | 5.5 | 0 | Residential | 1 | KEYPORT | 7735 | 17 | TRINITY HEATING AND AIR | JCP&L | No | Complete | 2014-04-07 | 2014-05-20 | 2014-06-04 | 2014-06-04
SRP25224 | SREC Solar | TAYLOR |  | 9.435 | 0 | Residential | 1 | CAPE MAY COURT HOUSE | 8210 | 21 | RCL ENTERPRISES INC. | AC Electric | No | Complete | 2014-04-07 | 2014-07-16 | 2014-07-22 | 2014-07-22
SRP25225 | SREC Solar | GERLACK |  | 12.75 | 0 | Residential | 1 | ELMER | 8318 | 16 | RCL ENTERPRISES INC. | AC Electric | No | Complete | 2014-04-07 | 2014-07-15 | 2014-07-24 | 2014-07-24
SRP25226 | SREC Solar | FUSCO |  | 13.5 | 0 | Residential | 1 | FREEHOLD | 7728 | 17 | TRINITY HEATING AND AIR | JCP&L | No | Complete | 2014-04-07 | 2014-08-15 | 2014-09-29 | 2014-09-29
SRP25227 | SREC Solar | CAUNITIS |  | 8.5 | 0 | Residential | 1 | PILESGROVE | 8098 | 16 | TRINITY HEATING AND AIR | AC Electric | No | Complete | 2014-04-07 | 2014-07-30 | 2014-08-26 | 2014-08-26
SRP25228 | SREC Solar | SULLIVAN |  | 10.5 | 0 | Residential | 1 | TRENTON | 8619 | 12 | TRINITY HEATING AND AIR | PSE&G BPU | No | Complete | 2014-04-07 | 2014-07-16 | 2014-07-24 | 2014-07-24
SRP25229 | SREC Solar | POLINO |  | 4.5 | 0 | Residential | 1 | PITMAN | 8071 | 15 | TRINITY HEATING AND AIR | AC Electric | No | Complete | 2014-04-07 | 2014-07-16 | 2014-08-04 | 2014-08-04
SRP25230 | SREC Solar | PALMER |  | 9 | 0 | Residential | 1 | PEMBERTON | 8068 | 13 | TRINITY HEATING AND AIR | JCP&L | No | Complete | 2014-04-07 | 2014-06-05 | 2014-07-08 | 2014-07-08
SRP25231 | SREC Solar | DEVIRGILIO |  | 6.885 | 0 | Residential | 1 | HAZLET | 7730 | 17 | ROOF DIAGNOSTICS INC | JCP&L | No | Complete | 2014-04-07 | 2015-01-30 | 2015-02-05 | 2015-02-05
SRP25232 | SREC Solar | CUZCO |  | 4 | 0 | Residential | 1 | JERSEY CITY | 7307 | 8 | ROOF DIAGNOSTICS INC | PSE&G BPU | No | Complete | 2014-04-07 | 2014-12-24 | 2015-01-13 | 2015-01-13
SRP25233 | SREC Solar | PFLEGER |  | 5.5 | 0 | Residential | 1 | BELFORD | 7718 | 17 | ROOF DIAGNOSTICS INC | JCP&L | No | Complete | 2014-04-07 | 2014-09-30 | 2014-10-14 | 2014-10-14
SRP25234 | SREC Solar | MERWIN |  | 4 | 0 | Residential | 1 | JACKSON | 8527 | 18 | ROOF DIAGNOSTICS INC | JCP&L | No | Complete | 2014-04-07 | 2014-12-24 | 2015-01-07 | 2015-01-07
SRP25235 | SREC Solar | GREET |  | 8.25 | 0 | Residential | 1 | HOWELL | 7731 | 17 | ROOF DIAGNOSTICS INC | JCP&L | No | Complete | 2014-04-07 | 2014-09-30 | 2014-10-14 | 2014-10-14
SRP25236 | SREC Solar | YANG |  | 6.12 | 0 | Residential | 1 | MANCHESTER | 8759 | 18 | SEA BRIGHT SOLAR, LLC | JCP&L | No | Complete | 2014-04-07 | 2014-08-08 | 2014-09-16 | 2014-09-16
SRP25237 | SREC Solar | PEOPLES |  | 14.79 | 0 | Residential | 1 | CHATSWORTH | 8019 | 13 | SEA BRIGHT SOLAR, LLC | AC Electric | No | Complete | 2014-04-07 | 2014-12-22 | 2015-01-13 | 2015-01-13
SRP25238 | SREC Solar | DIETRICH |  | 7.5 | 0 | Residential | 1 | EDISON | 8837 | 11 | ROOF DIAGNOSTICS INC | PSE&G BPU | No | Complete | 2014-04-07 | 2015-02-24 | 2015-03-26 | 2015-03-26
SRP25240 | SREC Solar | FURNITUREWALLA |  | 7 | 0 | Residential | 1 | MILLTOWN | 8850 | 11 | AMPERICON | PSE&G BPU | No | Complete | 2014-04-07 | 2015-03-11 | 2015-04-06 | 2015-04-06
SRP25241 | SREC Solar | OLIVIERI |  | 11.22 | 0 | Residential | 1 | COLUMBUS | 8022 | 13 | TRINITY HEATING AND AIR | PSE&G BPU | No | Complete | 2014-04-07 | 2015-01-28 | 2015-02-24 | 2015-02-24
SRP25242 | SREC Solar | LAVOIE |  | 11 | 0 | Residential | 1 | BELLE MEAD | 8502 | 5 | AMPERICON | PSE&G BPU | No | Complete | 2014-04-07 | 2014-07-10 | 2014-07-22 | 2014-07-22
SRP25243 | SREC Solar | IYER |  | 10 | 0 | Residential | 1 | MONMOUTH JCT | 8852 | 11 | SOLIGENT LEASING | PSE&G BPU | No | Complete | 2014-04-07 | 2014-11-19 | 2014-12-04 | 2014-12-04
SRP25247 | SREC Solar | KHASIDY | G&S WANTAGE SOLAR LLC | 8445.58 | 0 | Commercial | 0 | WANTAGE | 7461 | 1 | G & S INVESTORS | JCP&L | Yes | Complete | 2014-04-30 | 2014-06-06 | 2014-07-10 | 2014-07-10
SRP25249 | SREC Solar | FARRIS |  | 6 | 0 | Residential | 1 | UNION | 7083 | 10 | ROOF DIAGNOSTICS INC | PSE&G BPU | No | Complete | 2014-04-07 | 2015-02-10 | 2015-02-13 | 2015-02-13
SRP25250 | SREC Solar | WADOLOWSKI |  | 4.25 | 0 | Residential | 1 | MATAWAN | 7747 | 17 | ROOF DIAGNOSTICS INC | JCP&L | No | Complete | 2014-04-07 | 2015-01-06 | 2015-01-13 | 2015-01-13
SRP25252 | SREC Solar | REYNOLDS |  | 10 | 0 | Residential | 1 | BEACHWOOD | 8722 | 18 | ROOF DIAGNOSTICS INC | JCP&L | No | Complete | 2014-04-07 | 2015-01-29 | 2015-02-03 | 2015-02-03
SRP25253 | SREC Solar | JOHANSSON |  | 5.61 | 0 | Residential | 1 | WILDWOOD | 8260 | 21 | ROOF DIAGNOSTICS INC | AC Electric | No | Complete | 2014-04-07 | 2014-12-24 | 2015-01-09 | 2015-01-09
SRP25254 | SREC Solar | STAFFORD |  | 7.25 | 0 | Residential | 1 | MANAHWAKIN | 8050 | 18 | ROOF DIAGNOSTICS INC | AC Electric | No | Complete | 2014-04-07 | 2014-10-24 | 2014-11-26 | 2014-11-26
SRP25255 | SREC Solar | MAVRIDIS |  | 4.25 | 0 | Residential | 1 | TOMS RIVER | 8757 | 18 | ROOF DIAGNOSTICS INC | JCP&L | No | Complete | 2014-04-07 | 2014-08-08 | 2014-08-18 | 2014-08-18
SRP25257 | SREC Solar | GARCIA |  | 4.335 | 0 | Residential | 1 | CLIFTON | 7013 | 6 | ROOF DIAGNOSTICS INC | PSE&G BPU | No | Complete | 2014-04-07 | 2015-02-22 | 2015-04-03 | 2015-04-03
SRP25260 | SREC Solar | QUINTO |  | 5.75 | 0 | Residential | 1 | COLONIA | 7067 | 10 | ROOF DIAGNOSTICS INC | PSE&G BPU | No | Complete | 2014-04-07 | 2015-01-08 | 2015-01-19 | 2015-01-19
SRP25263 | SREC Solar | VARN |  | 5 | 0 | Residential | 1 | TUCKERTON | 8087 | 18 | ROOF DIAGNOSTICS INC | AC Electric | No | Complete | 2014-04-07 | 2015-03-04 | 2015-04-15 | 2015-04-15
SRP25264 | SREC Solar | RENDON |  | 6.5 | 0 | Residential | 1 | LODI | 7644 | 7 | ROOF DIAGNOSTICS INC | PSE&G BPU | No | Complete | 2014-04-07 | 2015-02-10 | 2015-02-13 | 2015-02-13
SRP25267 | SREC Solar | MAFFEI |  | 7 | 0 | Residential | 1 | LODI | 7644 | 7 | ROOF DIAGNOSTICS INC | PSE&G BPU | No | Complete | 2014-04-07 | 2014-11-06 | 2015-02-06 | 2015-02-06
SRP25269 | SREC Solar | DELAPAZ |  | 5 | 0 | Residential | 1 | KEYPORT | 7735 | 17 | ROOF DIAGNOSTICS INC | JCP&L | No | Complete | 2014-04-07 | 2014-09-30 | 2014-10-14 | 2014-10-14
SRP25273 | SREC Solar | WILDER |  | 8.5 | 0 | Residential | 1 | EVESHAM TWP | 8053 | 13 | SOLARCITY CORPORATION | PSE&G BPU | No | Complete | 2014-04-14 | 2014-06-03 | 2014-07-08 | 2014-07-08
SRP25274 | SREC Solar | BAPTISTE |  | 10.25 | 0 | Residential | 1 | HILLSBOROUGH | 8844 | 5 | SOLARCITY CORPORATION | PSE&G BPU | No | Complete | 2014-04-14 | 2014-07-31 | 2014-08-06 | 2014-08-06
SRP25277 | SREC Solar | PATEL |  | 6 | 0 | Residential | 1 | PISCATAWAY | 8854 | 11 | ROOF DIAGNOSTICS INC | PSE&G BPU | No | Complete | 2014-04-14 | 2014-09-22 | 2014-10-01 | 2014-10-01
SRP25278 | SREC Solar | ZIENTEK |  | 13.25 | 0 | Residential | 1 | WOODSTOWN | 8098 | 16 | SOLARCITY CORPORATION | AC Electric | No | Complete | 2014-04-14 | 2014-07-11 | 2014-07-23 | 2014-07-23
SRP25279 | SREC Solar | PEREZ |  | 7 | 0 | Residential | 1 | LINDEN | 7036 | 10 | SOLARCITY CORPORATION | PSE&G BPU | No | Complete | 2014-04-14 | 2015-03-18 | 2015-03-30 | 2015-03-30
SRP25280 | SREC Solar | GOODSTONE |  | 6.25 | 0 | Residential | 1 | MILLSTONE | 8535 | 17 | SOLARCITY CORPORATION | JCP&L | No | Complete | 2014-04-14 | 2014-11-05 | 2014-11-20 | 2014-11-20
SRP25281 | SREC Solar | PARKER |  | 3.75 | 0 | Residential | 1 | MT LAUREL | 8054 | 13 | SOLARCITY CORPORATION | PSE&G BPU | No | Complete | 2014-04-14 | 2014-10-13 | 2014-10-24 | 2014-10-24
SRP25282 | SREC Solar | RUMZIE |  | 3.25 | 0 | Residential | 1 | SCOTCH PLAINS | 7076 | 10 | SOLARCITY CORPORATION | PSE&G BPU | No | Complete | 2014-04-14 | 2014-12-31 | 2015-02-26 | 2015-02-26
SRP25284 | SREC Solar | LADAK |  | 4.5 | 0 | Residential | 1 | PARAMUS | 7652 | 7 | SOLARCITY CORPORATION | PSE&G BPU | No | Complete | 2014-04-14 | 2014-07-29 | 2014-08-05 | 2014-08-05
SRP25285 | SREC Solar | WILK |  | 6 | 0 | Residential | 1 | PASSAIC | 7055 | 6 | SOLARCITY CORPORATION | PSE&G BPU | No | Complete | 2014-04-14 | 2014-05-22 | 2014-05-30 | 2014-05-30
SRP25286 | SREC Solar | SPRATFORD |  | 4.5 | 0 | Residential | 1 | TOMS RIVER | 8753 | 18 | KOPP ELECTRIC COMPANY | JCP&L | No | Complete | 2014-04-14 | 2014-07-24 | 2014-08-04 | 2014-08-04
SRP25287 | SREC Solar | ALLMER |  | 11 | 0 | Residential | 1 | COLONIA | 7067 | 10 | GREEN SUN ENERGY SERVICES | PSE&G BPU | No | Complete | 2014-04-14 | 2015-05-08 | 2015-05-18 | 2015-05-18
SRP25288 | SREC Solar | MILLER |  | 14 | 0 | Residential | 1 | ESTELL MANOR | 8319 | 19 | SUN UP ZERO DOWN | AC Electric | No | Complete | 2014-04-14 | 2014-09-24 | 2014-09-30 | 2014-09-30
SRP25289 | SREC Solar | SMITH |  | 3.924 | 0 | Residential | 1 | SWAINTON | 8210 | 21 | GEOSCAPE SOLAR | AC Electric | No | Complete | 2014-04-14 | 2014-09-18 | 2014-10-08 | 2014-10-08
SRP25290 | SREC Solar | EVERETT |  | 6.54 | 0 | Residential | 1 | RINGWOOD | 7456 | 6 | GEOSCAPE SOLAR | Orange & Rockland Elec | No | Complete | 2014-04-14 | 2015-03-18 | 2015-03-30 | 2015-03-30
SRP25291 | SREC Solar | THOMAS JR |  | 7.5 | 0 | Residential | 1 | NEW BRUNSWICK | 8901 | 11 | ASTON SOLAR | PSE&G BPU | No | Complete | 2014-04-14 | 2014-09-25 | 2014-10-20 | 2014-10-20
SRP25292 | SREC Solar | MANI |  | 7 | 0 | Residential | 1 | SOMERSET | 8873 | 5 | AMPERICON | PSE&G BPU | No | Complete | 2014-04-14 | 2014-06-25 | 2014-07-02 | 2014-07-02
SRP25295 | SREC Solar | FOX |  | 9.18 | 0 | Residential | 1 | TOMS RIVER | 8757 | 18 | TRINITY HEATING AND AIR | JCP&L | No | Complete | 2014-04-14 | 2014-08-21 | 2014-08-29 | 2014-08-29
SRP25296 | SREC Solar | ZINSER |  | 12.75 | 0 | Residential | 1 | PT PLEASANT | 8742 | 18 | EZNERGY LLC | JCP&L | No | Complete | 2014-04-14 | 2014-06-25 | 2014-07-02 | 2014-07-02
SRP25297 | SREC Solar | LOSS |  | 5.39 | 0 | Residential | 1 | WOODBURY | 8096 | 15 | SOLARCITY CORPORATION | PSE&G BPU | No | Complete | 2014-04-14 | 2014-05-15 | 2014-05-21 | 2014-05-21
SRP25298 | SREC Solar | TAFELSKI |  | 3.06 | 0 | Residential | 0 | FANWOOD | 7023 | 10 | TRINITY HEATING AND AIR | PSE&G BPU | No | Complete | 2014-04-14 | 2014-10-07 | 2014-10-15 | 2014-10-15
SRP25299 | SREC Solar | MELOCCO |  | 7 | 0 | Residential | 1 | TOMS RIVER | 8757 | 18 | TRINITY HEATING AND AIR | JCP&L | No | Complete | 2014-04-14 | 2014-08-19 | 2014-08-29 | 2014-08-29
SRP25301 | SREC Solar | MOLIS |  | 8.16 | 0 | Residential | 1 | GLASSBORO | 8028 | 15 | TRINITY HEATING AND AIR | AC Electric | No | Complete | 2014-04-14 | 2014-08-28 | 2014-09-16 | 2014-09-16
SRP25302 | SREC Solar | FELCYN |  | 5.5 | 0 | Residential | 1 | MONROE TWP | 8094 | 15 | SOLARCITY CORPORATION | AC Electric | No | Complete | 2014-04-14 | 2014-10-02 | 2014-10-30 | 2014-10-30
SRP25303 | SREC Solar | LIRIANO |  | 8.16 | 0 | Residential | 1 | EGG HARBOR TWP | 8234 | 19 | EZNERGY LLC | AC Electric | No | QA SELECTED | 2014-04-14 | 2015-02-13
SRP25304 | SREC Solar | GIANUZZI |  | 8.67 | 0 | Residential | 1 | LITTLE EGG HARBOR | 8087 | 18 | EZNERGY LLC | AC Electric | No | Complete | 2014-04-14 | 2014-10-07 | 2014-10-30 | 2014-10-30
SRP25305 | SREC Solar | ACKERMAN |  | 9.18 | 0 | Residential | 1 | LITTLE EGG HARBOR | 8087 | 18 | EZNERGY LLC | AC Electric | No | Complete | 2014-04-14 | 2014-07-30 | 2014-08-08 | 2014-08-08
SRP25307 | SREC Solar | LINDEMANN JR |  | 6.75 | 0 | Residential | 1 | BEACHWOOD | 8722 | 18 | TRINITY HEATING AND AIR | JCP&L | No | Complete | 2014-04-14 | 2014-05-12 | 2014-05-29 | 2014-05-29
SRP25308 | SREC Solar | MONEGO |  | 11.75 | 0 | Residential | 1 | VERNON TWP | 7462 | 1 | SOLARCITY CORPORATION | JCP&L | No | Complete | 2014-04-14 | 2014-09-04 | 2014-09-12 | 2014-09-12
SRP25309 | SREC Solar | GIORDANO |  | 13.75 | 0 | Residential | 1 | MILLVILLE | 8332 | 20 | SOLARCITY CORPORATION | AC Electric | No | Complete | 2014-04-14 | 2014-10-07 | 2014-10-15 | 2014-10-15
SRP25310 | SREC Solar | KELLY |  | 7 | 0 | Residential | 1 | NORTHFIELD | 8225 | 19 | SOLARCITY CORPORATION | AC Electric | No | Complete | 2014-04-14 | 2014-07-17 | 2014-07-28 | 2014-07-28
SRP25311 | SREC Solar | SCHNEIDER |  | 12.5 | 0 | Residential | 1 | WOODBINE | 8270 | 21 | EZNERGY LLC | AC Electric | No | Complete | 2014-04-14 | 2015-01-22 | 2015-01-28 | 2015-01-28
SRP25312 | SREC Solar | LATEMPA |  | 9.435 | 0 | Residential | 1 | SAYREVILLE | 8872 | 11 | EZNERGY LLC | JCP&L | No | Complete | 2014-04-14 | 2014-08-21 | 2014-09-02 | 2014-09-02
SRP25313 | SREC Solar | PANDYA |  | 3 | 0 | Residential | 1 | HILLSBOROUGH | 8844 | 5 | SOLARCITY CORPORATION | PSE&G BPU | No | Complete | 2014-04-14 | 2014-07-31 | 2014-08-06 | 2014-08-06
SRP25314 | SREC Solar | BOOTH |  | 7.14 | 0 | Residential | 1 | BEVERLY | 8010 | 13 | EZNERGY LLC | PSE&G BPU | No | Complete | 2014-04-14 | 2014-09-09 | 2014-09-16 | 2014-09-16
SRP25315 | SREC Solar | BARSHEWSKI |  | 6.63 | 0 | Residential | 1 | KEANSBURG | 7734 | 17 | EZNERGY LLC | JCP&L | No | Complete | 2014-04-14 | 2014-10-14 | 2014-10-21 | 2014-10-21
SRP25316 | SREC Solar | TANGREDI |  | 9.69 | 0 | Residential | 1 | MANCHESTER | 8759 | 18 | EZNERGY LLC | JCP&L | No | Complete | 2014-04-14 | 2014-09-25 | 2014-10-07 | 2014-10-07
SRP25317 | SREC Solar | YERRAMILLI |  | 26.265 | 0 | Residential | 1 | N. BRUNSWICK | 8902 | 11 | TRINITY HEATING AND AIR | PSE&G BPU | No | Complete | 2014-04-14 | 2014-09-11 | 2014-09-19 | 2014-09-19
SRP25318 | SREC Solar | LINK |  | 12.75 | 0 | Residential | 1 | JACKSON | 8527 | 18 | TRINITY HEATING AND AIR | JCP&L | No | Complete | 2014-04-14 | 2014-07-03 | 2014-07-10 | 2014-07-10
SRP25319 | SREC Solar | PREVOSTI |  | 11.985 | 0 | Residential | 1 | WALL | 7719 | 17 | EZNERGY LLC | JCP&L | No | Complete | 2014-04-14 | 2014-08-20 | 2014-08-29 | 2014-08-29
SRP25321 | SREC Solar | SRIVASTAV |  | 15 | 0 | Residential | 1 | WESTFIELD | 7090 | 10 | SOLARCITY CORPORATION | PSE&G BPU | No | QC Selected | 2014-04-14 | 2015-03-20
SRP25322 | SREC Solar | QUILES |  | 4.75 | 0 | Residential | 1 | VINELAND | 8360 | 20 | SOLARCITY CORPORATION | Vineland Muni Elec | No | Complete | 2014-04-14 | 2014-10-15 | 2014-10-24 | 2014-10-24
SRP25323 | SREC Solar | GERVASI |  | 11.75 | 0 | Residential | 1 | MONROE TWP | 8094 | 15 | SOLARCITY CORPORATION | AC Electric | No | Complete | 2014-04-14 | 2014-10-07 | 2014-10-16 | 2014-10-16
SRP25324 | SREC Solar | MELLIN |  | 7 | 0 | Residential | 1 | ENGLISHTOWN | 7726 | 17 | SOLARCITY CORPORATION | JCP&L | No | Complete | 2014-04-14 | 2014-06-16 | 2014-06-19 | 2014-06-19
SRP25326 | SREC Solar | KIM |  | 6.095 | 0 | Residential | 1 | PRINCETON JCT | 8550 | 12 | NEW JERSEY CLEAN ENERGY SOLUTIONS | PSE&G BPU | No | Complete | 2014-04-14 | 2014-12-15 | 2014-12-22 | 2014-12-22
SRP25327 | SREC Solar | MARRONO |  | 10.71 | 0 | Residential | 1 | TOMS RIVER | 8753 | 18 | RELIABLE POWER SERVICES, INC. | JCP&L | No | Complete | 2014-04-14 | 2014-09-30 | 2014-10-10 | 2014-10-10
SRP25328 | SREC Solar | WANG |  | 8 | 0 | Residential | 0 | PISCATAWAY | 8854 | 11 | GREENTECH SOLAR USA, LLC | PSE&G BPU | No | Complete | 2014-04-14 | 2014-11-06 | 2014-11-14 | 2014-11-14
SRP25329 | SREC Solar | BRETT | HIGHLANDS SELF STORAGE | 55.08 | 0 | Commercial | 0 | FRANKLIN | 7416 | 1 | KC GREEN ENERGY | JCP&L | No | Complete | 2014-04-14 | 2014-06-24 | 2014-07-24 | 2014-07-24
SRP25330 | SREC Solar | BOWMAN | BRIAN BOWMAN GARAGE | 6.54 | 0 | Commercial | 1 | MEDFORD | 8055 | 13 | GEOSCAPE SOLAR | PSE&G BPU | No | Complete | 2014-04-14 | 2015-04-09 | 2015-04-29 | 2015-04-29
SRP25331 | SREC Solar | LICOLLI |  | 9.25 | 0 | Residential | 1 | ABSECON | 8205 | 19 | TRINITY HEATING AND AIR | AC Electric | No | Complete | 2014-04-14 | 2014-08-21 | 2014-09-29 | 2014-09-29
SRP25332 | SREC Solar | CARUSO |  | 12.5 | 0 | Residential | 0 | MARLBORO | 7751 | 17 | ASTON SOLAR | JCP&L | No | Complete | 2014-04-14 | 2014-08-26 | 2014-09-08 | 2014-09-08
SRP25333 | SREC Solar | SKWARLO |  | 6.5 | 0 | Residential | 0 | EGG HARBOR TOWNSHIP | 8234 | 19 | SUN UP ZERO DOWN | AC Electric | No | Complete | 2014-04-14 | 2014-08-12 | 2014-08-20 | 2014-08-20
SRP25334 | SREC Solar | KLEE |  | 4.59 | 0 | Residential | 1 | TOMS RIVER | 8755 | 18 | KOPP ELECTRIC COMPANY | JCP&L | No | Complete | 2014-04-14 | 2014-08-28 | 2014-10-07 | 2014-10-07
SRP25335 | SREC Solar | MONSON |  | 5.75 | 0 | Residential | 1 | LAKEWOOD | 8701 | 18 | KOPP ELECTRIC COMPANY | JCP&L | No | Complete | 2014-04-14 | 2014-07-17 | 2014-07-28 | 2014-07-28
SRP25336 | SREC Solar | TENUTO |  | 7.14 | 0 | Residential | 1 | WILLIAMSTOWN | 8094 | 15 | NEW JERSEY CLEAN ENERGY SOLUTIONS | AC Electric | No | Complete | 2014-04-14 | 2014-08-01 | 2014-08-07 | 2014-08-07
SRP25337 | SREC Solar | THOMAS |  | 7.905 | 0 | Residential | 1 | PISCATAWAY | 8854 | 11 | RELIABLE POWER SERVICES, INC. | PSE&G BPU | No | Complete | 2014-04-14 | 2014-08-08 | 2014-08-18 | 2014-08-18
SRP25338 | SREC Solar | MARCOS |  | 8.925 | 0 | Residential | 1 | EAST BRUNSWICK | 8816 | 11 | NEW JERSEY CLEAN ENERGY SOLUTIONS | PSE&G BPU | No | Complete | 2014-04-14 | 2014-07-14 | 2014-07-22 | 2014-07-22
SRP25339 | SREC Solar | WISELY |  | 7.905 | 0 | Residential | 0 | SPOTSWOOD | 8884 | 11 | TRINITY HEATING AND AIR | JCP&L | No | Complete | 2014-04-14 | 2014-08-21 | 2014-08-29 | 2014-08-29
SRP25340 | SREC Solar | FRASCINO |  | 11.75 | 0 | Residential | 1 | JACKSON | 8527 | 18 | TRINITY HEATING AND AIR | JCP&L | No | Complete | 2014-04-14 | 2014-09-04 | 2014-09-11 | 2014-09-11
SRP25341 | SREC Solar | DESIENA |  | 6.25 | 0 | Residential | 1 | JACKSON | 8527 | 18 | TRINITY HEATING AND AIR | JCP&L | No | Complete | 2014-04-14 | 2014-07-02 | 2014-07-11 | 2014-07-11
SRP25342 | SREC Solar | BOWMAN |  | 17.004 | 0 | Residential | 1 | MEDFORD | 8055 | 13 | GEOSCAPE SOLAR | PSE&G BPU | No | Complete | 2014-04-14 | 2015-04-09 | 2015-04-21 | 2015-04-21
SRP25343 | SREC Solar | WALTMAN | STONY BROOK MILLSTONE WATERSHE | 57.6 | 0 | Non Profit | 0 | PENNINGTON | 8534 | 12 | JERSEY SOLAR, LLC | PSE&G BPU | No | Complete | 2014-04-15 | 2015-04-03 | 2015-04-13 | 2015-04-13
SRP25344 | SREC Solar | TURPIE |  | 12.75 | 0 | Residential | 0 | HILLSBOROUGH | 8844 | 5 | SOLAR UNIVERSE NORTH JERSEY | PSE&G BPU | No | Complete | 2014-04-14 | 2015-02-24 | 2015-03-03 | 2015-03-03
SRP25345 | SREC Solar | STEIN | 55-65 LIBERTY ST, LLC | 68.93 | 0 | Commercial | 1 | METUCHEN | 8840 | 11 | ONFORCE SOLAR | PSE&G BPU | No | Complete | 2014-04-14 | 2014-12-15 | 2014-12-22 | 2014-12-22
SRP25346 | SREC Solar | PURKINS JR. |  | 9.25 | 0 | Residential | 1 | WEST BERLIN | 8091 | 14 | SUNGEVITY, INC. | AC Electric | No | Complete | 2014-04-14 | 2015-02-10 | 2015-02-13 | 2015-02-13
SRP25347 | SREC Solar | DEECK |  | 7.5 | 0 | Residential | 1 | LITTLE EGG HARBOR | 8087 | 18 | TRINITY HEATING AND AIR | AC Electric | No | Complete | 2014-04-14 | 2014-08-21 | 2014-08-29 | 2014-08-29
SRP25348 | SREC Solar | KHAN |  | 6.12 | 0 | Residential | 1 | CHERRY HILL | 8002 | 14 | TRINITY HEATING AND AIR | PSE&G BPU | No | Complete | 2014-04-14 | 2014-09-30 | 2014-10-10 | 2014-10-10
SRP25349 | SREC Solar | FARGO |  | 9 | 0 | Residential | 1 | NEPTUNE | 7753 | 17 | SOLARCITY CORPORATION | JCP&L | No | Complete | 2014-04-14 | 2014-07-11 | 2014-07-23 | 2014-07-23
SRP25350 | SREC Solar | DONEY |  | 16.5 | 0 | Residential | 1 | WEST BERLIN | 8091 | 14 | SOLARCITY CORPORATION | AC Electric | No | Complete | 2014-04-14 | 2015-01-07 | 2015-01-14 | 2015-01-14
SRP25351 | SREC Solar | RISOLI |  | 19.5 | 0 | Residential | 1 | SPARTA | 7871 | 1 | PRO CUSTOM SOLAR | JCP&L | No | Complete | 2014-04-14 | 2014-08-12 | 2014-08-20 | 2014-08-20
SRP25352 | SREC Solar | EARLE |  | 2.5 | 0 | Residential | 1 | TOMS RIVER | 8753 | 18 | TRINITY HEATING AND AIR | JCP&L | No | Complete | 2014-04-14 | 2014-07-28 | 2014-08-01 | 2014-08-01
SRP25353 | SREC Solar | MIGLIORATO |  | 4.25 | 0 | Residential | 1 | MANCHESTER TWP | 8759 | 18 | SUNGEVITY, INC. | JCP&L | No | Complete | 2014-04-14 | 2014-09-22 | 2014-09-30 | 2014-09-30
SRP25354 | SREC Solar | ADESSO |  | 4.75 | 0 | Residential | 1 | SADDLE BROOK | 7663 | 7 | SUNGEVITY, INC. | PSE&G BPU | No | Complete | 2014-04-14 | 2014-11-18 | 2014-12-04 | 2014-12-04
SRP25355 | SREC Solar | HARRINGTON |  | 6.5 | 0 | Residential | 1 | LINWOOD | 8221 | 19 | SUNGEVITY, INC. | AC Electric | No | Complete | 2014-04-14 | 2014-09-24 | 2014-10-20 | 2014-10-20
SRP25356 | SREC Solar | SMITH |  | 4.75 | 0 | Residential | 1 | WILLINGBORO | 8046 | 13 | SOLARCITY CORPORATION | PSE&G BPU | No | Complete | 2014-04-14 | 2014-07-22 | 2014-07-30 | 2014-07-30
SRP25357 | SREC Solar | WRIGHT |  | 8.67 | 0 | Residential | 1 | LONG BRANCH | 7740 | 17 | TRINITY HEATING AND AIR | JCP&L | No | Complete | 2014-04-14 | 2014-09-02 | 2014-10-07 | 2014-10-07
SRP25358 | SREC Solar | SANDERS |  | 5.1 | 0 | Residential | 1 | NEWARK | 7112 | 9 | VERENGO SOLAR | PSE&G BPU | No | Complete | 2014-04-14 | 2014-05-07 | 2014-05-21 | 2014-05-21
SRP25359 | SREC Solar | GOLDBERG |  | 4.335 | 0 | Residential | 1 | BORDENTOWN | 8505 | 13 | TRINITY HEATING AND AIR | PSE&G BPU | No | Complete | 2014-04-14 | 2014-08-21 | 2014-09-02 | 2014-09-02
SRP25360 | SREC Solar | BOVASSO |  | 10 | 0 | Residential | 0 | LAVELLETTE | 8735 | 18 | TRINITY HEATING AND AIR | Unknown | No | Complete | 2014-04-14 | 2014-05-12 | 2014-05-16 | 2014-05-16
SRP25361 | SREC Solar | HANG |  | 9.69 | 0 | Residential | 1 | FRANKLINVILLE | 8322 | 15 | RCL ENTERPRISES INC. | AC Electric | No | Complete | 2014-04-14 | 2014-08-05 | 2014-08-11 | 2014-08-11
SRP25363 | SREC Solar | SCHWAB |  | 6.12 | 0 | Residential | 1 | SMITHVILLE | 8205 | 19 | ALLSEASON CONSTRUCTION | AC Electric | No | Complete | 2014-04-14 | 2014-12-01 | 2014-12-09 | 2014-12-09
SRP25364 | SREC Solar | OAKLEY |  | 15.3 | 0 | Residential | 1 | ELDORA | 8270 | 21 | RCL ENTERPRISES INC. | AC Electric | No | Complete | 2014-04-14 | 2014-08-05 | 2014-08-12 | 2014-08-12
SRP25365 | SREC Solar | HEAL |  | 8.67 | 0 | Residential | 1 | LITTLE EGG HARBOR TWP | 8087 | 18 | ALLSEASON CONSTRUCTION | AC Electric | No | Complete | 2014-04-14 | 2015-03-04 | 2015-03-20 | 2015-03-20
SRP25366 | SREC Solar | ASCHMANN |  | 10.455 | 0 | Residential | 1 | PETERSBURG | 8270 | 21 | RCL ENTERPRISES INC. | AC Electric | No | Complete | 2014-04-14 | 2014-08-25 | 2014-09-08 | 2014-09-08
SRP25369 | SREC Solar | PERRY |  | 12.24 | 0 | Residential | 1 | VILLAS | 8251 | 21 | ALLSEASON CONSTRUCTION | AC Electric | No | Complete | 2014-04-14 | 2014-10-24 | 2014-11-05 | 2014-11-05
SRP25370 | SREC Solar | CORMICAN |  | 29.835 | 0 | Residential | 1 | CAPE MAY COURT HOUSE | 8210 | 21 | RCL ENTERPRISES INC. | AC Electric | No | Complete | 2014-04-14 | 2014-10-14 | 2014-10-21 | 2014-10-21
SRP25372 | SREC Solar | ACQUARO |  | 6.12 | 0 | Residential | 1 | BRICK | 8724 | 18 | RELIABLE POWER SERVICES, INC. | JCP&L | No | Complete | 2014-04-14 | 2014-08-01 | 2014-09-02 | 2014-09-02
SRP25373 | SREC Solar | VOLL |  | 11.475 | 0 | Residential | 1 | VINELAND | 8360 | 20 | RCL ENTERPRISES INC. | AC Electric | No | Complete | 2014-04-14 | 2014-08-25 | 2014-09-03 | 2014-09-03
SRP25375 | SREC Solar | HRUSKA |  | 4.59 | 0 | Residential | 0 | EGG HARBOR TWP | 8234 | 19 | NJR HOME SERVICES | AC Electric | No | Complete | 2014-04-14 | 2014-09-09 | 2014-10-20 | 2014-10-20
SRP25376 | SREC Solar | HILL |  | 16.575 | 0 | Residential | 1 | ERMA | 8204 | 21 | RCL ENTERPRISES INC. | AC Electric | No | Complete | 2014-04-14 | 2014-10-21 | 2014-11-03 | 2014-11-03
SRP25377 | SREC Solar | HENDRY |  | 4 | 0 | Residential | 1 | MAPLEWOOD | 7040 | 9 | SUNGEVITY, INC. | PSE&G BPU | No | Complete | 2014-04-14 | 2014-08-26 | 2014-09-03 | 2014-09-03
SRP25378 | SREC Solar | HICKMAN III |  | 14.025 | 0 | Residential | 1 | MILLVILLE | 8332 | 20 | SEA BRIGHT SOLAR, LLC | AC Electric | No | Complete | 2014-04-14 | 2014-09-18 | 2014-10-20 | 2014-10-20
SRP25379 | SREC Solar | DEROXTRO |  | 6 | 0 | Residential | 1 | LITTLE EGG HARBOR | 8087 | 18 | SUNGEVITY, INC. | AC Electric | No | Complete | 2014-04-14 | 2014-09-12 | 2014-09-23 | 2014-09-23
SRP25380 | SREC Solar | DELANEY |  | 10.71 | 0 | Residential | 1 | WILLIAMSTOWN | 8094 | 15 | SEA BRIGHT SOLAR, LLC | AC Electric | No | Complete | 2014-04-14 | 2014-12-03 | 2014-12-18 | 2014-12-18
SRP25381 | SREC Solar | PADILLA |  | 4.75 | 0 | Residential | 1 | ROCHELLE PARK | 7662 | 7 | SUNGEVITY, INC. | PSE&G BPU | No | Complete | 2014-04-14 | 2014-09-26 | 2014-11-12 | 2014-11-12
SRP25382 | SREC Solar | PADILLA |  | 9.25 | 0 | Residential | 1 | EGG HARBOR TWP | 8234 | 19 | TRINITY HEATING AND AIR | AC Electric | No | Complete | 2014-04-14 | 2014-07-28 | 2014-09-16 | 2014-09-16
SRP25383 | SREC Solar | TORRES |  | 5.1 | 0 | Residential | 1 | EGG HARBOR TOWNSHIP | 8234 | 19 | RCL ENTERPRISES INC. | AC Electric | No | Complete | 2014-04-14 | 2014-07-14 | 2014-08-27 | 2014-08-27
SRP25386 | SREC Solar | GARGIULO |  | 9 | 0 | Residential | 1 | WOODSTOWN | 8098 | 16 | SOLARCITY CORPORATION | AC Electric | No | Complete | 2014-04-14 | 2014-09-18 | 2014-10-20 | 2014-10-20
SRP25387 | SREC Solar | QUILES |  | 5.5 | 0 | Residential | 1 | PERTH AMBOY | 8861 | 11 | SOLARCITY CORPORATION | PSE&G BPU | No | Complete | 2014-04-14 | 2014-08-12 | 2014-08-20 | 2014-08-20
SRP25388 | SREC Solar | SHELD |  | 10.75 | 0 | Residential | 1 | WENONAH | 8090 | 15 | SOLARCITY CORPORATION | PSE&G BPU | No | Complete | 2014-04-14 | 2014-08-08 | 2014-08-14 | 2014-08-14
SRP25391 | SREC Solar | TILTON |  | 3.5 | 0 | Residential | 1 | RUMSON | 7760 | 17 | SOLARCITY CORPORATION | JCP&L | No | Complete | 2014-04-14 | 2014-05-15 | 2014-05-21 | 2014-05-21
SRP25392 | SREC Solar | TOSCANI |  | 6 | 0 | Residential | 1 | VINELAND | 8361 | 20 | SOLARCITY CORPORATION | Vineland Muni Elec | No | Complete | 2014-04-14 | 2014-08-21 | 2014-08-29 | 2014-08-29
SRP25393 | SREC Solar | PEEL |  | 4 | 0 | Residential | 1 | MAGNOLIA | 8049 | 14 | SOLARCITY CORPORATION | PSE&G BPU | No | Complete | 2014-04-14 | 2014-06-12 | 2014-06-18 | 2014-06-18
SRP25395 | SREC Solar | CASPENTO |  | 11.66 | 0 | Residential | 1 | HOWELL | 7731 | 17 | SOLARCITY CORPORATION | JCP&L | No | Complete | 2014-04-14 | 2014-07-03 | 2014-07-17 | 2014-07-17
SRP25396 | SREC Solar | SANTIAGO |  | 3 | 0 | Residential | 1 | UNION | 7083 | 10 | SOLARCITY CORPORATION | PSE&G BPU | No | Complete | 2014-04-14 | 2014-08-07 | 2014-08-14 | 2014-08-14
SRP25397 | SREC Solar | CASTALDI-BERGER |  | 10.25 | 0 | Residential | 1 | WENONAH | 8090 | 15 | SOLARCITY CORPORATION | PSE&G BPU | No | Complete | 2014-04-14 | 2014-10-07 | 2014-10-22 | 2014-10-22
SRP25398 | SREC Solar | HOLDER |  | 11.75 | 0 | Residential | 1 | CHERRY HILL | 8034 | 14 | SOLARCITY CORPORATION | PSE&G BPU | No | Complete | 2014-04-14 | 2014-07-11 | 2014-07-22 | 2014-07-22
SRP25399 | SREC Solar | CIPOLETTI |  | 3.5 | 0 | Residential | 1 | FRANKLIN | 8322 | 15 | SOLARCITY CORPORATION | AC Electric | No | Complete | 2014-04-14 | 2014-10-07 | 2014-10-15 | 2014-10-15
SRP25400 | SREC Solar | VALDEZ |  | 6 | 0 | Residential | 1 | NEWARK | 7105 | 9 | SOLARCITY CORPORATION | PSE&G BPU | No | Complete | 2014-04-14 | 2014-08-15 | 2014-08-25 | 2014-08-25
SRP25401 | SREC Solar | MCCANN |  | 3.5 | 0 | Residential | 1 | BRIDGETON | 8302 | 20 | SOLARCITY CORPORATION | AC Electric | No | Complete | 2014-04-14 | 2014-10-02 | 2014-10-17 | 2014-10-17
SRP25403 | SREC Solar | MARTE |  | 3.75 | 0 | Residential | 1 | WOODBRIDGE TWP | 8861 | 11 | SOLARCITY CORPORATION | PSE&G BPU | No | Complete | 2014-04-14 | 2014-10-08 | 2014-10-17 | 2014-10-17
SRP25404 | SREC Solar | PUSLOSKI |  | 12.5 | 0 | Residential | 1 | WILLIAMSTOWN | 8094 | 15 | SOLARCITY CORPORATION | AC Electric | No | Complete | 2014-04-14 | 2014-08-22 | 2014-09-02 | 2014-09-02
SRP25408 | SREC Solar | LUQMAN |  | 9.18 | 0 | Residential | 1 | EGG HARBOR CITY | 8215 | 19 | NEW JERSEY CLEAN ENERGY SOLUTIONS | AC Electric | No | Complete | 2014-04-14 | 2015-02-26 | 2015-03-19 | 2015-03-19
SRP25410 | SREC Solar | COWGILL |  | 8.67 | 0 | Residential | 1 | CLAYTON | 8312 | 15 | SOLARCITY CORPORATION | AC Electric | No | Complete | 2014-04-14 | 2014-11-14 | 2014-12-04 | 2014-12-04
SRP25411 | SREC Solar | NICKEL |  | 6.25 | 0 | Residential | 1 | GLENDORA | 8029 | 14 | SOLARCITY CORPORATION | PSE&G BPU | No | Complete | 2014-04-14 | 2014-06-16 | 2014-06-19 | 2014-06-19
SRP25412 | SREC Solar | ROMAN |  | 7 | 0 | Residential | 1 | ROSELLE | 7203 | 10 | SOLARCITY CORPORATION | PSE&G BPU | No | Complete | 2014-04-14 | 2014-08-12 | 2014-08-20 | 2014-08-20
SRP25414 | SREC Solar | PATEL |  | 9.99 | 0 | Residential | 0 | MULLICA HILL | 8062 | 15 | 1ST LIGHT ENERGY, INC. | AC Electric | No | Install Complete | 2014-04-14 | 2015-04-14
SRP25415 | SREC Solar | JOLLY |  | 15 | 0 | Residential | 1 | SOUTHAMPTON TWP | 8088 | 13 | SOLARCITY CORPORATION | PSE&G BPU | No | Complete | 2014-04-14 | 2014-10-15 | 2014-10-24 | 2014-10-24
SRP25417 | SREC Solar | STRAUSS |  | 7.65 | 0 | Residential | 0 | HIGHTSTOWN | 8520 | 12 | TRINITY HEATING AND AIR | JCP&L | No | Complete | 2014-04-14 | 2014-07-24 | 2014-08-05 | 2014-08-05
SRP25418 | SREC Solar | WRIGHT |  | 11.475 | 0 | Residential | 1 | PETERSBURG | 8270 | 21 | RCL ENTERPRISES INC. | AC Electric | No | Complete | 2014-04-14 | 2014-07-14 | 2014-07-24 | 2014-07-24
SRP25419 | SREC Solar | ZENEROVITZ |  | 6 | 0 | Residential | 1 | WARETOWN | 8758 | 18 | TRINITY HEATING AND AIR | JCP&L | No | Complete | 2014-04-14 | 2014-09-19 | 2014-09-24 | 2014-09-24
SRP25421 | SREC Solar | RAGONE |  | 9.18 | 0 | Residential | 1 | CARNEYS POINT | 8069 | 16 | RCL ENTERPRISES INC. | AC Electric | No | Complete | 2014-04-14 | 2014-09-09 | 2014-09-19 | 2014-09-19
SRP25422 | SREC Solar | SCHEPPERS |  | 5.865 | 0 | Residential | 1 | TOMS TIVER | 8755 | 18 | EZNERGY LLC | JCP&L | No | Complete | 2014-04-14 | 2014-06-25 | 2014-07-23 | 2014-07-23
SRP25423 | SREC Solar | JONES |  | 4.5 | 0 | Residential | 1 | EWING | 8638 | 12 | ROOF DIAGNOSTICS INC | PSE&G BPU | No | Complete | 2014-04-14 | 2014-10-24 | 2014-11-26 | 2014-11-26
SRP25425 | SREC Solar | GIULIANI |  | 8.5 | 0 | Residential | 1 | WHITING | 8759 | 18 | KOPP ELECTRIC COMPANY | JCP&L | No | Complete | 2014-04-14 | 2014-08-15 | 2014-09-02 | 2014-09-02
SRP25426 | SREC Solar | KABIA |  | 10.865 | 0 | Residential | 1 | LAWRENCE TOWNSHIP | 8648 | 12 | AMPERICON | PSE&G BPU | No | Complete | 2014-04-14 | 2014-09-22 | 2014-10-22 | 2014-10-22
SRP25427 | SREC Solar | PEOPLES |  | 18.615 | 0 | Residential | 1 | CHATSWORTH | 8019 | 13 | SEA BRIGHT SOLAR, LLC | AC Electric | No | Complete | 2014-04-14 | 2014-10-07 | 2014-10-15 | 2014-10-15
SRP25428 | SREC Solar | CUNNING |  | 5.355 | 0 | Residential | 1 | PORT MONMOUTH | 7758 | 17 | RELIABLE POWER SERVICES, INC. | JCP&L | No | Complete | 2014-04-14 | 2014-06-27 | 2014-07-09 | 2014-07-09
SRP25429 | SREC Solar | ALVAREZ |  | 9.945 | 0 | Residential | 1 | LEONARDO | 7737 | 17 | RELIABLE POWER SERVICES, INC. | JCP&L | No | Complete | 2014-04-21 | 2014-06-27 | 2014-07-09 | 2014-07-09
SRP25430 | SREC Solar | KHAN |  | 5.1 | 0 | Residential | 1 | EAST WINDSOR | 8520 | 12 | AMPERICON | JCP&L | No | Complete | 2014-04-21 | 2015-02-05 | 2015-02-09 | 2015-02-09
SRP25431 | SREC Solar | O'CONNELL |  | 10.92 | 0 | Residential | 0 | WEST CREEK | 8092 | 18 | NJ SOLAR POWER, LLC | AC Electric | No | Complete | 2014-04-21 | 2014-07-11 | 2014-08-04 | 2014-08-04
SRP25432 | SREC Solar | HERNANDEZ |  | 8.32 | 0 | Residential | 0 | WAYNE | 7470 | 6 | GREEN POWER ENERGY LLC | JCP&L | No | Complete | 2014-04-21 | 2014-08-21 | 2014-09-02 | 2014-09-02
SRP25433 | SREC Solar | AYLES |  | 13.26 | 0 | Residential | 1 | WALL | 7719 | 17 | RELIABLE POWER SERVICES, INC. | JCP&L | No | Complete | 2014-04-21 | 2014-09-05 | 2014-09-11 | 2014-09-11
SRP25434 | SREC Solar | BLIZARD |  | 5.865 | 0 | Residential | 1 | VINELAND | 8361 | 20 | RCL ENTERPRISES INC. | Vineland Muni Elec | No | Complete | 2014-04-21 | 2014-09-26 | 2014-10-07 | 2014-10-07
SRP25436 | SREC Solar | ABERNETHY | HUMANSCALE CORPORATION | 775.5 | 0 | Commercial | 1 | PISCATAWAY | 8854 | 11 | PFISTER ENERGY, INC. | PSE&G BPU | No | Complete | 2014-04-21 | 2014-10-17 | 2014-10-29 | 2014-10-29
SRP25437 | SREC Solar | KILINSKI |  | 8.75 | 0 | Residential | 1 | MT LAUREL | 8054 | 13 | VIVINT SOLAR | PSE&G BPU | No | Complete | 2014-04-21 | 2014-10-02 | 2014-10-14 | 2014-10-14
SRP25438 | SREC Solar | CHUENMARK |  | 8.67 | 0 | Residential | 1 | MT LAUREL | 8054 | 13 | VIVINT SOLAR | PSE&G BPU | No | Complete | 2014-04-21 | 2014-11-13 | 2014-12-02 | 2014-12-02
SRP25439 | SREC Solar | HUYNH |  | 6.615 | 0 | Residential | 1 | SOMERSET | 8873 | 5 | VIVINT SOLAR | PSE&G BPU | No | Complete | 2014-04-21 | 2014-06-19 | 2014-06-24 | 2014-06-24
SRP25440 | SREC Solar | JUAREZ |  | 5.72 | 0 | Residential | 0 | HAMILTON | 8690 | 12 | EXACT SOLAR | PSE&G BPU | No | Complete | 2014-04-21 | 2014-09-18 | 2014-09-25 | 2014-09-25
SRP25441 | SREC Solar | DRAYCOTT |  | 6.75 | 0 | Residential | 1 | BURLINGTON | 8054 | 13 | VIVINT SOLAR | PSE&G BPU | No | Complete | 2014-04-21 | 2014-09-03 | 2014-09-11 | 2014-09-11
SRP25443 | SREC Solar | FRIELINGHAUS |  | 3.75 | 0 | Residential | 1 | WOODBRIDGE | 7095 | 11 | VIVINT SOLAR | PSE&G BPU | No | Complete | 2014-04-21 | 2014-10-24 | 2014-11-26 | 2014-11-26
SRP25444 | SREC Solar | KRAMKOWSKI |  | 7.395 | 0 | Residential | 1 | GARWOOD | 7027 | 10 | VIVINT SOLAR | PSE&G BPU | No | Complete | 2014-04-21 | 2015-04-22 | 2015-04-30 | 2015-04-30
SRP25446 | SREC Solar | HOCHRON |  | 8.91 | 0 | Residential | 1 | SAYREVILLE | 8872 | 11 | KOPP ELECTRIC COMPANY | JCP&L | No | Complete | 2014-04-21 | 2014-06-20 | 2014-07-01 | 2014-07-01
SRP25447 | SREC Solar | BURNS |  | 10.25 | 0 | Residential | 1 | BRICK | 8723 | 18 | KOPP ELECTRIC COMPANY | JCP&L | No | Complete | 2014-04-21 | 2014-08-15 | 2014-08-25 | 2014-08-25
SRP25448 | SREC Solar | TALERICO |  | 6.25 | 0 | Residential | 1 | LAKEWOOD | 8701 | 18 | KOPP ELECTRIC COMPANY | JCP&L | No | Complete | 2014-04-21 | 2014-06-26 | 2014-07-02 | 2014-07-02
SRP25449 | SREC Solar | FERRARO |  | 5.88 | 0 | Residential | 1 | MANCHESTER | 8759 | 18 | KOPP ELECTRIC COMPANY | JCP&L | No | Complete | 2014-04-21 | 2014-07-23 | 2014-08-05 | 2014-08-05
SRP25450 | SREC Solar | BROWN |  | 9.25 | 0 | Residential | 1 | BRIDGEWATER | 8807 | 5 | AMPERICON | PSE&G BPU | No | Complete | 2014-04-21 | 2014-08-12 | 2014-08-20 | 2014-08-20
SRP25451 | SREC Solar | PETKOV |  | 4 | 0 | Residential | 1 | UNION | 7083 | 10 | VIVINT SOLAR | PSE&G BPU | No | Complete | 2014-04-21 | 2014-08-08 | 2014-09-24 | 2014-09-24
SRP25453 | SREC Solar | YENEIC |  | 5.865 | 0 | Residential | 1 | KEANSBURG | 7734 | 17 | VIVINT SOLAR | JCP&L | No | Complete | 2014-04-21 | 2015-02-17 | 2015-02-20 | 2015-02-20
SRP25456 | SREC Solar | KOVALCHEK |  | 8.16 | 0 | Residential | 1 | SOMERDALE | 8083 | 14 | VIVINT SOLAR | PSE&G BPU | No | Complete | 2014-04-21 | 2015-03-25 | 2015-04-15 | 2015-04-15
SRP25457 | SREC Solar | GONZALEZ |  | 9.5 | 0 | Residential | 1 | MT LAUREL | 8054 | 13 | VIVINT SOLAR | PSE&G BPU | No | Complete | 2014-04-21 | 2014-11-04 | 2014-11-12 | 2014-11-12
SRP25458 | SREC Solar | AVELAR |  | 3.75 | 0 | Residential | 1 | WHARTON | 7885 | 3 | VIVINT SOLAR | JCP&L | No | Complete | 2014-04-21 | 2014-12-03 | 2014-12-18 | 2014-12-18
SRP25459 | SREC Solar | WELLS |  | 3 | 0 | Residential | 1 | HAMMONTON | 8037 | 19 | SOLARCITY CORPORATION | AC Electric | No | Complete | 2014-04-21 | 2014-07-02 | 2014-08-04 | 2014-08-04
SRP25461 | SREC Solar | HARKNESS |  | 6.25 | 0 | Residential | 1 | TRENTON | 8619 | 12 | SOLARCITY CORPORATION | PSE&G BPU | No | Complete | 2014-04-21 | 2014-08-28 | 2014-09-29 | 2014-09-29
SRP25462 | SREC Solar | PATEL |  | 5.5 | 0 | Residential | 1 | PISCATAWAY | 8854 | 11 | TRINITY HEATING AND AIR | PSE&G BPU | No | Complete | 2014-04-21 | 2014-09-26 | 2014-10-02 | 2014-10-02
SRP25463 | SREC Solar | JANES |  | 9.18 | 0 | Residential | 1 | TRENTON | 8620 | 12 | TRINITY HEATING AND AIR | PSE&G BPU | No | Complete | 2014-04-21 | 2014-06-27 | 2014-07-21 | 2014-07-21
SRP25464 | SREC Solar | CHOUDHURY |  | 8.16 | 0 | Residential | 1 | PLAINSBORO | 8536 | 11 | AMPERICON | PSE&G BPU | No | Complete | 2014-04-21 | 2015-03-11 | 2015-03-25 | 2015-03-25
SRP25465 | SREC Solar | GINYARD |  | 5.5 | 0 | Residential | 1 | LUMBERTON | 8048 | 13 | AMPERICON | PSE&G BPU | No | Complete | 2014-04-21 | 2014-11-03 | 2015-01-05 | 2015-01-05
SRP25466 | SREC Solar | SPERA |  | 13.25 | 0 | Residential | 1 | MANCHESTER | 8759 | 18 | KOPP ELECTRIC COMPANY | JCP&L | No | Complete | 2014-04-21 | 2014-07-17 | 2014-08-27 | 2014-08-27
SRP25467 | SREC Solar | RAPPAPORT |  | 10.2 | 0 | Residential | 1 | CHERRY HILL | 8002 | 14 | VIVINT SOLAR | PSE&G BPU | No | Complete | 2014-04-21 | 2015-03-04 | 2015-03-18 | 2015-03-18
SRP25468 | SREC Solar | KOCENIAK |  | 6.885 | 0 | Residential | 1 | KEANSBURG | 7734 | 17 | VIVINT SOLAR | JCP&L | No | Complete | 2014-04-21 | 2015-02-07 | 2015-02-12 | 2015-02-12
SRP25470 | SREC Solar | ADAMS |  | 33.825 | 0 | Residential | 1 | LANDISVILLE | 8326 | 19 | GO SOLAR ELECTRIC, LLC | AC Electric | No | Complete | 2014-04-21 | 2014-12-31 | 2015-01-14 | 2015-01-14
SRP25471 | SREC Solar | JOHNSON |  | 4.75 | 0 | Residential | 1 | STRATFORD | 8084 | 14 | SOLARCITY CORPORATION | AC Electric | No | Complete | 2014-04-21 | 2014-12-30 | 2015-01-15 | 2015-01-15
SRP25472 | SREC Solar | YEN |  | 16.83 | 0 | Residential | 1 | PHILLIPSBURG | 8865 | 2 | EZNERGY LLC | JCP&L | No | Complete | 2014-04-21 | 2014-09-29 | 2014-10-08 | 2014-10-08
SRP25473 | SREC Solar | BREESE |  | 13.77 | 0 | Residential | 1 | PHILLIPSBURG | 8865 | 2 | EZNERGY LLC | JCP&L | No | Complete | 2014-04-21 | 2014-09-09 | 2014-09-16 | 2014-09-16
SRP25474 | SREC Solar | HOFF |  | 12.24 | 0 | Residential | 1 | HARMONY TWP | 8865 | 2 | EZNERGY LLC | JCP&L | No | Complete | 2014-04-21 | 2014-09-29 | 2014-10-08 | 2014-10-08
SRP25476 | SREC Solar | MACHADO |  | 7 | 0 | Residential | 1 | TOMS RIVER | 8753 | 18 | SOLARCITY CORPORATION | JCP&L | No | Complete | 2014-04-21 | 2014-08-01 | 2014-08-11 | 2014-08-11
SRP25477 | SREC Solar | REID SR |  | 4.845 | 0 | Residential | 1 | SICKLERVILLE | 8081 | 14 | NEW JERSEY CLEAN ENERGY SOLUTIONS | AC Electric | No | Complete | 2014-04-21 | 2014-12-17 | 2014-12-22 | 2014-12-22
SRP25478 | SREC Solar | BURNS |  | 5.25 | 0 | Residential | 1 | ATCO | 8004 | 14 | SOLARCITY CORPORATION | AC Electric | No | Complete | 2014-04-21 | 2014-09-09 | 2014-09-17 | 2014-09-17
SRP25479 | SREC Solar | MARTE |  | 7.905 | 0 | Residential | 1 | DOVER | 7801 | 3 | VIVINT SOLAR | JCP&L | No | Complete | 2014-04-21 | 2014-10-30 | 2014-11-11 | 2014-11-11
SRP25480 | SREC Solar | PEZZA |  | 9.945 | 0 | Residential | 1 | MT LAUREL | 8054 | 13 | VIVINT SOLAR | PSE&G BPU | No | Complete | 2014-04-21 | 2014-10-02 | 2014-10-10 | 2014-10-10
SRP25482 | SREC Solar | CAMPOLUCCI |  | 5.5 | 0 | Residential | 1 | MT LAUREL | 8054 | 13 | VIVINT SOLAR | PSE&G BPU | No | Complete | 2014-04-21 | 2014-08-12 | 2014-08-20 | 2014-08-20
SRP25484 | SREC Solar | HOULIHAN |  | 7.65 | 0 | Residential | 0 | HAINESPORT | 8036 | 13 | SPECTRUM ENERGY INC | PSE&G BPU | No | Complete | 2014-04-21 | 2015-04-03 | 2015-04-15 | 2015-04-15
SRP25485 | SREC Solar | LUKOMA |  | 7.75 | 0 | Residential | 1 | PARLIN | 8859 | 11 | VIVINT SOLAR | JCP&L | No | Complete | 2014-04-21 | 2014-08-08 | 2014-08-18 | 2014-08-18
SRP25486 | SREC Solar | BARATOU |  | 7 | 0 | Residential | 1 | VOORHEES | 8043 | 14 | VIVINT SOLAR | AC Electric | No | Complete | 2014-04-21 | 2014-10-15 | 2014-10-28 | 2014-10-28
SRP25487 | SREC Solar | KENNY |  | 7.905 | 0 | Residential | 1 | DENVILLE | 7834 | 3 | VIVINT SOLAR | JCP&L | No | Complete | 2014-04-21 | 2014-07-17 | 2014-07-22 | 2014-07-22
SRP25488 | SREC Solar | HAIGH |  | 12.24 | 0 | Residential | 1 | CAPE MAY COURTHOUSE | 8210 | 21 | ACOS ENERGY, LLC | AC Electric | No | Complete | 2014-04-21 | 2014-09-17 | 2014-09-25 | 2014-09-25
SRP25489 | SREC Solar | GILLESPIE |  | 3.5 | 0 | Residential | 1 | MILLVILLE | 8332 | 20 | SOLARCITY CORPORATION | AC Electric | No | Complete | 2014-04-21 | 2014-07-10 | 2014-07-22 | 2014-07-22
SRP25491 | SREC Solar | CAPPADONA |  | 2.295 | 0 | Residential | 1 | RUTHERFORD | 7070 | 7 | VIVINT SOLAR | PSE&G BPU | No | Complete | 2014-04-21 | 2014-10-01 | 2014-10-09 | 2014-10-09
SRP25493 | SREC Solar | EDWARDS |  | 15.3 | 0 | Residential | 1 | NORTHFIELD | 8225 | 19 | ACOS ENERGY, LLC | AC Electric | No | Complete | 2014-04-21 | 2014-10-14 | 2014-10-21 | 2014-10-21
SRP25495 | SREC Solar | MOTT |  | 15.3 | 0 | Residential | 1 | GALLOWAY | 8201 | 19 | ACOS ENERGY, LLC | AC Electric | No | Complete | 2014-04-21 | 2014-10-14 | 2014-11-25 | 2014-11-25
SRP25497 | SREC Solar | RIDGWAY |  | 5.355 | 0 | Residential | 1 | LOWER TWP | 8204 | 21 | ACOS ENERGY, LLC | AC Electric | No | Complete | 2014-04-21 | 2015-02-06 | 2015-03-09 | 2015-03-09
SRP25498 | SREC Solar | SOKALSKI |  | 4.08 | 0 | Residential | 1 | UNION | 7083 | 10 | VIVINT SOLAR | PSE&G BPU | No | Complete | 2014-04-21 | 2014-07-30 | 2014-08-06 | 2014-08-06
SRP25499 | SREC Solar | MCAULIFFE |  | 5.75 | 0 | Residential | 1 | WOODBRIDGE TWP | 7095 | 11 | SOLARCITY CORPORATION | PSE&G BPU | No | Complete | 2014-04-21 | 2014-07-03 | 2014-08-27 | 2014-08-27
SRP25500 | SREC Solar | PAREKH |  | 5.5 | 0 | Residential | 1 | CEDAR BROOK | 8018 | 14 | SOLARCITY CORPORATION | AC Electric | No | Complete | 2014-04-21 | 2014-09-22 | 2014-10-22 | 2014-10-22
SRP25501 | SREC Solar | RAYMOND |  | 9.25 | 0 | Residential | 1 | CHESTERFIELD TWP | 8515 | 13 | SOLARCITY CORPORATION | PSE&G BPU | No | Complete | 2014-04-21 | 2014-09-02 | 2014-09-16 | 2014-09-16
SRP25503 | SREC Solar | CALDERIN |  | 6.75 | 0 | Residential | 1 | MIDDLE TWP | 8210 | 21 | SOLARCITY CORPORATION | AC Electric | No | Complete | 2014-04-21 | 2014-06-18 | 2014-06-24 | 2014-06-24
SRP25504 | SREC Solar | YOUNG |  | 6.75 | 0 | Residential | 1 | MILLVILLE | 8332 | 20 | SOLARCITY CORPORATION | AC Electric | No | Complete | 2014-04-21 | 2014-11-04 | 2014-11-11 | 2014-11-11
SRP25505 | SREC Solar | JONAT |  | 2.25 | 0 | Residential | 1 | BRIDGEWATER | 8807 | 5 | SOLARCITY CORPORATION | JCP&L | No | Complete | 2014-04-21 | 2014-05-23 | 2014-05-30 | 2014-05-30
SRP25507 | SREC Solar | MORRIS |  | 15.25 | 0 | Residential | 1 | VINCENTOWN | 8088 | 13 | SOLARCITY CORPORATION | AC Electric | No | QC Selected | 2014-04-21 | 2015-04-23
SRP25508 | SREC Solar | SHENESKY |  | 3 | 0 | Residential | 1 | LINDEN | 7036 | 10 | SOLARCITY CORPORATION | PSE&G BPU | No | Complete | 2014-04-21 | 2014-09-22 | 2014-11-24 | 2014-11-24
SRP25510 | SREC Solar | SUTKOWSKI |  | 5 | 0 | Residential | 1 | PARLIN | 8859 | 11 | VIVINT SOLAR | JCP&L | No | Complete | 2014-04-21 | 2014-07-11 | 2014-07-22 | 2014-07-22
SRP25513 | SREC Solar | MCMULLIN |  | 10.965 | 0 | Residential | 1 | VOORHEES | 8043 | 14 | VIVINT SOLAR | PSE&G BPU | No | Complete | 2014-04-21 | 2014-07-17 | 2014-08-26 | 2014-08-26
SRP25514 | SREC Solar | STUTZMAN |  | 4.465 | 0 | Residential | 1 | PORT READING | 7064 | 11 | VIVINT SOLAR | PSE&G BPU | No | Complete | 2014-04-21 | 2014-07-11 | 2014-07-23 | 2014-07-23
SRP25515 | SREC Solar | TALLEY |  | 9.435 | 0 | Residential | 1 | GALLOWAY | 8205 | 19 | ACOS ENERGY, LLC | AC Electric | No | Complete | 2014-04-21 | 2014-08-05 | 2014-08-12 | 2014-08-12
SRP25516 | SREC Solar | GRAY |  | 7.395 | 0 | Residential | 1 | MAYS LANDING | 8330 | 19 | ACOS ENERGY, LLC | AC Electric | No | Complete | 2014-04-21 | 2014-09-17 | 2014-09-25 | 2014-09-25
SRP25517 | SREC Solar | LANDERS |  | 7.14 | 0 | Residential | 1 | WHIPPANY | 7981 | 3 | VIVINT SOLAR | PSE&G BPU | No | Complete | 2014-04-21 | 2015-02-03 | 2015-02-05 | 2015-02-05
SRP25518 | SREC Solar | HAMID |  | 9.18 | 0 | Residential | 1 | EGG HARBOR TWP | 8234 | 19 | ACOS ENERGY, LLC | AC Electric | No | Complete | 2014-04-21 | 2014-08-05 | 2014-11-26 | 2014-11-26
SRP25519 | SREC Solar | POWERS |  | 14.025 | 0 | Residential | 1 | EGG HARBOR TWP | 8234 | 19 | ACOS ENERGY, LLC | AC Electric | No | Complete | 2014-04-21 | 2014-08-05 | 2014-08-12 | 2014-08-12
SRP25520 | SREC Solar | ANDRE |  | 8.5 | 0 | Residential | 1 | PARLIN | 8859 | 11 | VIVINT SOLAR | JCP&L | No | Complete | 2014-04-21 | 2015-02-07 | 2015-02-12 | 2015-02-12
SRP25521 | SREC Solar | UIBEL |  | 9.25 | 0 | Residential | 1 | LUMBERTON | 8048 | 13 | AMPED ON SOLAR | PSE&G BPU | No | Complete | 2014-04-21 | 2015-02-27 | 2015-03-12 | 2015-03-12
SRP25522 | SREC Solar | GAMA |  | 6.48 | 0 | Residential | 1 | CARTERET | 7008 | 11 | NEW JERSEY CLEAN ENERGY SOLUTIONS | PSE&G BPU | No | Complete | 2014-04-21 | 2014-08-14 | 2014-08-21 | 2014-08-21
SRP25523 | SREC Solar | HAMMILL |  | 5.1 | 0 | Residential | 1 | CAPE MAY COURTHOUSE | 8210 | 21 | ACOS ENERGY, LLC | AC Electric | No | Complete | 2014-04-21 | 2014-06-25 | 2014-07-02 | 2014-07-02
SRP25524 | SREC Solar | BECKETT |  | 6.63 | 0 | Residential | 1 | BRICK | 8723 | 18 | TRINITY HEATING AND AIR | JCP&L | No | Complete | 2014-04-21 | 2014-08-21 | 2014-09-12 | 2014-09-12
SRP25526 | SREC Solar | HARGROVE |  | 13.5 | 0 | Residential | 1 | PILESGROVE | 8098 | 16 | SOLARCITY CORPORATION | AC Electric | No | Complete | 2014-04-21 | 2014-08-21 | 2014-09-02 | 2014-09-02
SRP25527 | SREC Solar | IOVACCHINO |  | 11.25 | 0 | Residential | 1 | GLOUCESTER TWP | 8012 | 14 | SOLARCITY CORPORATION | AC Electric | No | Complete | 2014-04-21 | 2014-06-30 | 2014-07-08 | 2014-07-08
SRP25528 | SREC Solar | DORR |  | 7 | 0 | Residential | 1 | WHARTON | 7885 | 3 | VIVINT SOLAR | JCP&L | No | Complete | 2014-04-21 | 2014-07-23 | 2014-08-01 | 2014-08-01
SRP25529 | SREC Solar | WOOTEN |  | 13.5 | 0 | Residential | 1 | WOODBURY | 8096 | 15 | SOLARCITY CORPORATION | PSE&G BPU | No | Complete | 2014-04-21 | 2014-06-09 | 2014-06-11 | 2014-06-11
SRP25530 | SREC Solar | CABRAL |  | 3.185 | 0 | Residential | 1 | BOGOTA | 7603 | 7 | VIVINT SOLAR | PSE&G BPU | No | Complete | 2014-04-21 | 2014-06-19 | 2014-07-23 | 2014-07-23
SRP25531 | SREC Solar | SHIPOTOFSKY |  | 7.75 | 0 | Residential | 1 | GLOUCESTER TWP | 8081 | 14 | SOLARCITY CORPORATION | AC Electric | No | Complete | 2014-04-21 | 2014-09-09 | 2014-09-17 | 2014-09-17
SRP25532 | SREC Solar | LEMANNA |  | 11.475 | 0 | Residential | 1 | BUDD LAKE | 7828 | 3 | TRINITY HEATING AND AIR | JCP&L | No | Complete | 2014-04-21 | 2014-06-24 | 2014-06-27 | 2014-06-27
SRP25533 | SREC Solar | BELLINGER |  | 9 | 0 | Residential | 1 | LAKEWOOD | 8701 | 18 | SOLARCITY CORPORATION | JCP&L | No | Complete | 2014-04-21 | 2014-07-17 | 2014-07-28 | 2014-07-28
SRP25534 | SREC Solar | WILLIAMS |  | 18.36 | 0 | Residential | 1 | MAYS LANDING | 8330 | 19 | ACOS ENERGY, LLC | AC Electric | No | Complete | 2014-04-21 | 2014-11-07 | 2014-11-21 | 2014-11-21
SRP25535 | SREC Solar | CASINI |  | 3.675 | 0 | Residential | 1 | WHIPPANY | 7981 | 3 | VIVINT SOLAR | JCP&L | No | Complete | 2014-04-21 | 2014-07-10 | 2014-07-21 | 2014-07-21
SRP25536 | SREC Solar | COLEMAN |  | 5.355 | 0 | Residential | 1 | PLEASANTVILLE | 8232 | 19 | ACOS ENERGY, LLC | AC Electric | No | Complete | 2014-04-21 | 2014-08-05 | 2014-08-11 | 2014-08-11
SRP25537 | SREC Solar | KRATZER |  | 8.67 | 0 | Residential | 1 | WHITING | 8759 | 18 | NJR HOME SERVICES | JCP&L | No | Complete | 2014-04-21 | 2015-01-29 | 2015-02-04 | 2015-02-04
SRP25538 | SREC Solar | KETTLE |  | 14.535 | 0 | Residential | 1 | WALL | 7719 | 17 | NJR HOME SERVICES | JCP&L | No | Complete | 2014-04-21 | 2014-08-15 | 2014-08-21 | 2014-08-21
SRP25539 | SREC Solar | VRIALE |  | 8.67 | 0 | Residential | 1 | WHITING | 8759 | 18 | NJR HOME SERVICES | JCP&L | No | Complete | 2014-04-21 | 2015-01-30 | 2015-03-17 | 2015-03-17
SRP25540 | SREC Solar | STURDIVANT |  | 3 | 0 | Residential | 1 | TANSBORO | 8009 | 14 | SOLARCITY CORPORATION | AC Electric | No | Complete | 2014-04-21 | 2014-12-09 | 2014-12-16 | 2014-12-16
SRP25541 | SREC Solar | COLLIER |  | 9.69 | 0 | Residential | 1 | EGG HARBOR TWP | 8234 | 19 | ACOS ENERGY, LLC | AC Electric | No | Complete | 2014-05-22 | 2015-03-04 | 2015-03-18 | 2015-03-18
SRP25542 | SREC Solar | BUSTOS |  | 8.415 | 0 | Residential | 1 | MAYS LANDING | 8330 | 19 | ACOS ENERGY, LLC | AC Electric | No | Complete | 2014-04-21 | 2014-08-05 | 2014-08-11 | 2014-08-11
SRP25543 | SREC Solar | FERO |  | 7.5 | 0 | Residential | 1 | BRIGANTINE | 8203 | 19 | SOLARCITY CORPORATION | AC Electric | No | Complete | 2014-04-21 | 2014-08-26 | 2014-09-08 | 2014-09-08
SRP25545 | SREC Solar | ZAMBITO |  | 12.5 | 0 | Residential | 1 | CHERRY HILL | 8002 | 14 | SOLARCITY CORPORATION | PSE&G BPU | No | Complete | 2014-04-21 | 2014-07-29 | 2014-08-26 | 2014-08-26
SRP25546 | SREC Solar | TANJUTCO |  | 7.25 | 0 | Residential | 1 | CHERRY HILL TWP | 8002 | 14 | SOLARCITY CORPORATION | PSE&G BPU | No | Complete | 2014-04-21 | 2014-08-08 | 2014-08-14 | 2014-08-14
SRP25547 | SREC Solar | EVANS |  | 5.75 | 0 | Residential | 1 | BERLIN | 8009 | 14 | SOLARCITY CORPORATION | AC Electric | No | Complete | 2014-04-21 | 2014-08-04 | 2014-08-12 | 2014-08-12
SRP25548 | SREC Solar | GHABIOUS |  | 12.75 | 0 | Residential | 1 | MONROE TWP | 8831 | 11 | NJR HOME SERVICES | JCP&L | No | Complete | 2014-04-21 | 2014-09-19 | 2014-10-20 | 2014-10-20
SRP25550 | SREC Solar | MAHASKY |  | 4.845 | 0 | Residential | 1 | MANAHAWKIN | 8050 | 18 | NJR HOME SERVICES | AC Electric | No | Complete | 2014-04-21 | 2014-06-13 | 2014-06-18 | 2014-06-18
SRP25551 | SREC Solar | ZECKMAN |  | 10.455 | 0 | Residential | 1 | BRICK | 8723 | 18 | NJR HOME SERVICES | JCP&L | No | Complete | 2014-04-21 | 2014-09-26 | 2014-10-02 | 2014-10-02
SRP25552 | SREC Solar | MAHER |  | 3.825 | 0 | Residential | 1 | BARNEGAT | 8005 | 18 | NJR HOME SERVICES | AC Electric | No | Complete | 2014-04-21 | 2014-10-20 | 2014-10-24 | 2014-10-24
SRP25553 | SREC Solar | BAILEY |  | 6.885 | 0 | Residential | 1 | LITTLE EGG HARBOR | 8087 | 18 | NJR HOME SERVICES | AC Electric | No | Complete | 2014-04-21 | 2014-09-26 | 2014-10-02 | 2014-10-02
SRP25554 | SREC Solar | CAPOTORTO |  | 6.885 | 0 | Residential | 1 | BARNEGAT | 8005 | 18 | NJR HOME SERVICES | JCP&L | No | Complete | 2014-04-21 | 2014-06-13 | 2014-06-18 | 2014-06-18
SRP25555 | SREC Solar | CHEN | SGI GROUP LLC D/B/A VEGAN THYME | 588 | 0 | Commercial | 1 | MONROE TWP | 8831 | 11 | SOLIS PARTNERS, LLC | JCP&L | No | Complete | 2014-04-21 | 2014-05-13 | 2014-05-22 | 2014-05-22
SRP25556 | SREC Solar | WISCH |  | 5.225 | 0 | Residential | 0 | CAPE MAY COURT HOUSE | 8210 | 21 | SELF INSTALL | AC Electric | No | Complete | 2014-04-21 | 2015-02-13 | 2015-02-22 | 2015-02-22
SRP25557 | SREC Solar | BRADY |  | 6.885 | 0 | Residential | 1 | BURLINGTON | 8015 | 13 | TRINITY HEATING AND AIR | PSE&G BPU | No | Complete | 2014-04-21 | 2014-11-05 | 2014-11-20 | 2014-11-20
SRP25558 | SREC Solar | BONURA |  | 6.12 | 0 | Residential | 1 | BARNEGAT | 8005 | 18 | NJR HOME SERVICES | AC Electric | No | Complete | 2014-04-21 | 2015-01-28 | 2015-03-20 | 2015-03-20
SRP25559 | SREC Solar | FORTEAU |  | 4.59 | 0 | Residential | 1 | BARNEGAT | 8005 | 18 | NJR HOME SERVICES | JCP&L | No | Complete | 2014-04-21 | 2014-08-08 | 2014-09-16 | 2014-09-16
SRP25560 | SREC Solar | MEACHEM |  | 6.885 | 0 | Residential | 1 | BRICK | 8724 | 18 | NJR HOME SERVICES | JCP&L | No | Complete | 2014-04-21 | 2014-07-22 | 2014-07-28 | 2014-07-28
SRP25561 | SREC Solar | WROBLESKY |  | 11.985 | 0 | Residential | 1 | FREEHOLD | 7728 | 17 | NJR HOME SERVICES | JCP&L | No | Complete | 2014-04-21 | 2014-10-14 | 2014-10-21 | 2014-10-21
SRP25562 | SREC Solar | ROBERTS |  | 6.63 | 0 | Residential | 1 | MANAHAWKIN | 8050 | 18 | NJR HOME SERVICES | AC Electric | No | Complete | 2014-04-21 | 2014-06-27 | 2014-07-09 | 2014-07-09
SRP25563 | SREC Solar | CASTERLIN |  | 8.67 | 0 | Residential | 1 | TOMS RIVER | 8753 | 18 | NJR HOME SERVICES | JCP&L | No | Complete | 2014-04-21 | 2014-08-08 | 2014-09-16 | 2014-09-16
SRP25565 | SREC Solar | GEORGE |  | 7.65 | 0 | Residential | 1 | EWING TWP | 8618 | 12 | SOLARCITY CORPORATION | PSE&G BPU | No | Complete | 2014-04-21 | 2014-09-25 | 2014-10-02 | 2014-10-02
SRP25566 | SREC Solar | THERMANN |  | 8 | 0 | Residential | 1 | MANASQUAN | 8736 | 17 | SOLARCITY CORPORATION | JCP&L | No | Complete | 2014-04-21 | 2014-11-11 | 2014-11-21 | 2014-11-21
SRP25567 | SREC Solar | PATHICKAL |  | 2.75 | 0 | Residential | 1 | TEANECK | 7666 | 7 | SOLARCITY CORPORATION | PSE&G BPU | No | Complete | 2014-04-21 | 2014-07-16 | 2014-07-24 | 2014-07-24
SRP25570 | SREC Solar | CATHEY |  | 4.75 | 0 | Residential | 1 | MT HOLLY | 8060 | 13 | TRINITY HEATING AND AIR | PSE&G BPU | No | Complete | 2014-04-21 | 2014-08-28 | 2014-09-09 | 2014-09-09
SRP25571 | SREC Solar | FRIEDMAN |  | 6.375 | 0 | Residential | 1 | MANALAPAN | 7726 | 17 | TRINITY HEATING AND AIR | JCP&L | No | Complete | 2014-04-21 | 2014-08-22 | 2014-08-28 | 2014-08-28
SRP25572 | SREC Solar | BRUNKOW |  | 6.375 | 0 | Residential | 1 | BROWNS MILLS | 8015 | 13 | TRINITY HEATING AND AIR | JCP&L | No | Complete | 2014-04-21 | 2014-10-15 | 2014-10-29 | 2014-10-29
SRP25573 | SREC Solar | NOCERINO |  | 5.635 | 0 | Residential | 1 | MANCHESTER | 8759 | 18 | TRINITY HEATING AND AIR | JCP&L | No | Complete | 2014-04-21 | 2015-04-08 | 2015-05-13 | 2015-05-13
SRP25574 | SREC Solar | SHELLEY |  | 13.23 | 0 | Residential | 1 | MT LAUREL | 8054 | 13 | TRINITY HEATING AND AIR | PSE&G BPU | No | Complete | 2014-04-28 | 2014-09-30 | 2014-10-10 | 2014-10-10
SRP25575 | SREC Solar | JAMISON |  | 11.73 | 0 | Residential | 1 | SOUTHAMPTON | 8088 | 13 | TRINITY HEATING AND AIR | PSE&G BPU | No | Complete | 2014-04-21 | 2014-11-05 | 2014-11-14 | 2014-11-14
SRP25576 | SREC Solar | POLIZZANO |  | 12.495 | 0 | Residential | 1 | S. PLAINFIELD | 7080 | 11 | TRINITY HEATING AND AIR | PSE&G BPU | No | Complete | 2014-04-21 | 2014-08-25 | 2014-09-03 | 2014-09-03
SRP25578 | SREC Solar | MCLEAN |  | 10.71 | 0 | Residential | 1 | MANAHAWKIN | 8050 | 18 | NJR HOME SERVICES | AC Electric | No | Complete | 2014-04-21 | 2014-09-12 | 2014-09-19 | 2014-09-19
SRP25579 | SREC Solar | FORTH |  | 7.2 | 0 | Residential | 1 | BRIGANTINE | 8203 | 19 | SOLULAR LLC. II | AC Electric | No | Complete | 2014-04-21 | 2014-04-29 | 2014-05-30 | 2014-05-30
SRP25580 | SREC Solar | FRANCO |  | 5.04 | 0 | Residential | 1 | BERKELEY | 8757 | 18 | SOLULAR LLC. II | JCP&L | No | Complete | 2014-04-21 | 2014-04-29 | 2014-05-05 | 2014-05-05
SRP25581 | SREC Solar | EBER JR |  | 13.44 | 0 | Residential | 1 | PILESGROVE | 8098 | 16 | SOLULAR LLC. II | AC Electric | No | Complete | 2014-04-21 | 2014-04-29 | 2014-05-06 | 2014-05-06
SRP25582 | SREC Solar | FORMELIO |  | 4.8 | 0 | Residential | 1 | ERIAL | 8081 | 14 | SOLULAR LLC. II | AC Electric | No | Complete | 2014-04-21 | 2014-04-29 | 2014-05-06 | 2014-05-06
SRP25583 | SREC Solar | MOONEY |  | 5.04 | 0 | Residential | 1 | TOMS RIVER | 8057 | 13 | SOLULAR LLC. II | JCP&L | No | Complete | 2014-04-21 | 2014-04-29 | 2014-05-06 | 2014-05-06
SRP25584 | SREC Solar | CARDWELL |  | 4.9 | 0 | Residential | 1 | CREAM RIDGE | 8514 | 17 | SOLULAR LLC. II | JCP&L | No | Complete | 2014-04-21 | 2014-04-29 | 2014-05-06 | 2014-05-06
SRP25585 | SREC Solar | NICHOLSON II |  | 5.88 | 0 | Residential | 1 | GLOUCESTER TWP | 8012 | 14 | SOLULAR LLC. II | PSE&G BPU | No | Complete | 2014-04-21 | 2014-06-30 | 2014-07-09 | 2014-07-09
SRP25586 | SREC Solar | MAGEE |  | 4.32 | 0 | Residential | 0 | LINDENWOLD | 8021 | 14 | ALTERIS RENEWABLES DBA RGS ENERGY | AC Electric | No | Complete | 2014-04-21 | 2014-05-21 | 2014-05-27 | 2014-05-27
SRP25587 | SREC Solar | ELWOOD |  | 4.75 | 0 | Residential | 1 | ANDOVER | 7821 | 1 | SUNGEVITY, INC. | JCP&L | No | Complete | 2014-04-21 | 2014-09-25 | 2014-09-30 | 2014-09-30
SRP25588 | SREC Solar | MCCLAIN |  | 11.73 | 0 | Residential | 1 | NORTH WILDWOOD | 8260 | 21 | RCL ENTERPRISES INC. | AC Electric | No | Complete | 2014-04-21 | 2014-07-03 | 2014-08-04 | 2014-08-04
SRP25589 | SREC Solar | BRADWAY |  | 13.77 | 0 | Residential | 1 | SALEM | 8079 | 16 | RCL ENTERPRISES INC. | AC Electric | No | Complete | 2014-04-21 | 2014-07-14 | 2014-07-24 | 2014-07-24
SRP25590 | SREC Solar | BASSETT |  | 7.84 | 0 | Residential | 1 | PARAMUS | 7652 | 7 | SUNWIZE TECHNOLOGIES, INC | PSE&G BPU | No | Complete | 2014-04-21 | 2014-06-30 | 2014-07-09 | 2014-07-09
SRP25591 | SREC Solar | SANTE |  | 14 | 0 | Residential | 1 | CLAYTON | 8312 | 15 | SOLARCITY CORPORATION | AC Electric | No | Complete | 2014-04-28 | 2014-11-05 | 2014-11-20 | 2014-11-20
SRP25593 | SREC Solar | ANGELINE |  | 8.25 | 0 | Residential | 1 | MANALAPAN TOWNSHIP | 7726 | 17 | SOLARCITY CORPORATION | JCP&L | No | Complete | 2014-04-28 | 2014-07-29 | 2014-08-05 | 2014-08-05
SRP25594 | SREC Solar | SPADEL |  | 6.5 | 0 | Residential | 1 | BAYVILLE | 8721 | 18 | SOLARCITY CORPORATION | JCP&L | No | Complete | 2014-04-28 | 2014-06-10 | 2014-06-13 | 2014-06-13
SRP25596 | SREC Solar | MALLON |  | 2 | 0 | Residential | 1 | CAPE MAY | 8204 | 21 | SOLARCITY CORPORATION | AC Electric | No | Complete | 2014-04-28 | 2014-06-27 | 2014-07-09 | 2014-07-09
SRP25597 | SREC Solar | SCHOFIELD |  | 9.75 | 0 | Residential | 1 | MOUNT LAUREL | 8054 | 13 | SOLARCITY CORPORATION | PSE&G BPU | No | Complete | 2014-04-28 | 2014-08-08 | 2014-09-29 | 2014-09-29
SRP25598 | SREC Solar | GIAMPORCARO |  | 23.925 | 0 | Residential | 0 | STEELMANVILLE | 8234 | 19 | OCEAN SOLAR, LLC | AC Electric | No | Complete | 2014-04-28 | 2014-11-12 | 2014-11-26 | 2014-11-26
SRP25599 | SREC Solar | FISCHER |  | 15.12 | 0 | Residential | 0 | BRICK | 8738 | 18 | NJ SOLAR POWER, LLC | JCP&L | No | Complete | 2014-04-28 | 2014-08-11 | 2014-12-12 | 2014-12-12
SRP25600 | SREC Solar | MARON |  | 5.035 | 0 | Residential | 1 | CHERRY HILL | 8034 | 14 | SOLARCITY CORPORATION | PSE&G BPU | No | Complete | 2014-04-28 | 2014-07-29 | 2014-08-07 | 2014-08-07
SRP25601 | SREC Solar | MCGETTIGAN |  | 11.5 | 0 | Residential | 1 | GLOUCESTER TOWNSHIP | 8081 | 14 | SOLARCITY CORPORATION | AC Electric | No | Complete | 2014-04-28 | 2014-06-24 | 2014-06-26 | 2014-06-26
SRP25602 | SREC Solar | SIMONS |  | 11.475 | 0 | Residential | 1 | SICKLERVILLE | 8081 | 14 | ALLSEASON CONSTRUCTION | AC Electric | No | Complete | 2014-04-28 | 2015-03-31 | 2015-04-07 | 2015-04-07
SRP25603 | SREC Solar | JOHNSON |  | 6.63 | 0 | Residential | 1 | MAYS LANDING | 8330 | 19 | ALLSEASON CONSTRUCTION | AC Electric | No | Complete | 2014-04-28 | 2014-10-01 | 2014-10-10 | 2014-10-10
SRP25604 | SREC Solar | CATALDO |  | 8 | 0 | Residential | 1 | HIGHTSTOWN | 8520 | 12 | ECOMEN SOLAR LLC | JCP&L | No | Complete | 2014-04-28 | 2014-10-28 | 2014-11-13 | 2014-11-13
SRP25605 | SREC Solar | ODD |  | 9.435 | 0 | Residential | 1 | WILLIMSTOWN | 8094 | 15 | ALLSEASON CONSTRUCTION | AC Electric | No | Complete | 2014-04-28 | 2015-03-20 | 2015-04-01 | 2015-04-01
SRP25606 | SREC Solar | SCHAFER |  | 10.2 | 0 | Residential | 1 | EHT | 8234 | 19 | ALLSEASON CONSTRUCTION | AC Electric | No | Complete | 2014-04-28 | 2014-12-01 | 2015-02-03 | 2015-02-03
SRP25607 | SREC Solar | KOBEISSI |  | 10.965 | 0 | Residential | 1 | SEWELL | 8080 | 15 | ALLSEASON CONSTRUCTION | AC Electric | No | Complete | 2014-04-28 | 2014-10-08 | 2014-10-24 | 2014-10-24
SRP25608 | SREC Solar | FENSTEMAKER |  | 4.59 | 0 | Residential | 1 | SOUTH DENNIS | 8245 | 21 | ALLSEASON CONSTRUCTION | AC Electric | No | Complete | 2014-04-28 | 2014-09-26 | 2014-10-02 | 2014-10-02
SRP25609 | SREC Solar | ALGERI |  | 10.71 | 0 | Residential | 1 | SICKLERVILLE | 8081 | 14 | ALLSEASON CONSTRUCTION | AC Electric | No | Complete | 2014-04-28 | 2015-01-28 | 2015-01-30 | 2015-01-30
SRP25610 | SREC Solar | MESSINA |  | 5.355 | 0 | Residential | 1 | VENTNOR | 8406 | 19 | ALLSEASON CONSTRUCTION | AC Electric | No | Complete | 2014-04-28 | 2014-10-08 | 2014-11-25 | 2014-11-25
SRP25611 | SREC Solar | MOLINARI |  | 11.73 | 0 | Residential | 1 | FRANKLINVILLE | 8322 | 15 | ALLSEASON CONSTRUCTION | AC Electric | No | Complete | 2014-04-28 | 2014-10-16 | 2014-10-31 | 2014-10-31
SRP25612 | SREC Solar | CRUDELE |  | 4.08 | 0 | Residential | 1 | VINELAND | 8360 | 20 | ALLSEASON CONSTRUCTION | Vineland Muni Elec | No | Complete | 2014-04-28 | 2015-03-05 | 2015-03-19 | 2015-03-19
SRP25613 | SREC Solar | VEITH |  | 4.59 | 0 | Residential | 1 | SICKLERVILLE | 8081 | 14 | ALLSEASON CONSTRUCTION | AC Electric | No | Complete | 2014-04-28 | 2014-12-30 | 2015-01-20 | 2015-01-20
SRP25615 | SREC Solar | WERNERY |  | 9.18 | 0 | Residential | 1 | LITTLE EGG HARBOR | 8087 | 18 | ALLSEASON CONSTRUCTION | AC Electric | No | Complete | 2014-04-28 | 2015-02-22 | 2015-02-25 | 2015-02-25
SRP25616 | SREC Solar | WILKINSON |  | 18.615 | 0 | Residential | 1 | TUCKERTON | 8087 | 18 | ALLSEASON CONSTRUCTION | AC Electric | No | Complete | 2014-04-28 | 2015-01-28 | 2015-01-30 | 2015-01-30
SRP25617 | SREC Solar | SCHETTINO |  | 11.22 | 0 | Residential | 1 | EGG HARBOR TOWNSHIP | 8234 | 19 | ALLSEASON CONSTRUCTION | AC Electric | No | Complete | 2014-04-28 | 2014-12-01 | 2015-02-03 | 2015-02-03
SRP25618 | SREC Solar | WEIS |  | 20.601 | 0 | Residential | 0 | FLEMINGTON | 8822 | 4 | SEA BRIGHT SOLAR, LLC | JCP&L | No | Complete | 2014-04-28 | 2015-01-30 | 2015-02-05 | 2015-02-05
SRP25619 | SREC Solar | DRIGGS |  | 7.395 | 0 | Residential | 1 | PLEASANTVILLE | 8232 | 19 | ALLSEASON CONSTRUCTION | AC Electric | No | Complete | 2014-04-28 | 2015-02-24 | 2015-04-06 | 2015-04-06
SRP25620 | SREC Solar | ROCHA |  | 6.12 | 0 | Residential | 1 | MAYS LANDING | 8330 | 19 | NEW JERSEY CLEAN ENERGY SOLUTIONS | AC Electric | No | Complete | 2014-04-28 | 2014-10-14 | 2014-10-24 | 2014-10-24
SRP25622 | SREC Solar | CATALDO |  | 12.75 | 0 | Residential | 1 | WATERFORD | 8089 | 14 | SOLARCITY CORPORATION | AC Electric | No | Complete | 2014-04-28 | 2014-10-14 | 2014-10-21 | 2014-10-21
SRP25623 | SREC Solar | PLASENCIA |  | 7.395 | 0 | Residential | 1 | PERTH AMBOY | 8861 | 11 | EZNERGY LLC | PSE&G BPU | No | Complete | 2014-04-28 | 2014-11-05 | 2014-11-13 | 2014-11-13
SRP25624 | SREC Solar | DINIS |  | 10.2 | 0 | Residential | 1 | MANAHAWKIN | 8050 | 18 | EZNERGY LLC | AC Electric | No | Complete | 2014-04-28 | 2014-07-23 | 2014-08-27 | 2014-08-27
SRP25625 | SREC Solar | PIERFY |  | 10.2 | 0 | Residential | 1 | HAMILTON | 8690 | 12 | EZNERGY LLC | PSE&G BPU | No | Complete | 2014-04-28 | 2014-10-28 | 2014-11-14 | 2014-11-14
SRP25627 | SREC Solar | HAMMEN |  | 6.63 | 0 | Residential | 0 | NORTH CAPE MAY | 8204 | 21 | ACOS ENERGY, LLC | AC Electric | No | Complete | 2014-04-28 | 2014-12-08 | 2014-12-11 | 2014-12-11
SRP25629 | SREC Solar | PEREZ-COSTE |  | 5.865 | 0 | Residential | 1 | CARTERET | 7008 | 11 | EZNERGY LLC | PSE&G BPU | No | Complete | 2014-04-28 | 2014-10-28 | 2014-12-02 | 2014-12-02
SRP25630 | SREC Solar | CICCHETTI |  | 7.395 | 0 | Residential | 1 | BEACHWOOD | 8722 | 18 | EZNERGY LLC | JCP&L | No | Complete | 2014-04-28 | 2014-07-03 | 2014-07-17 | 2014-07-17
SRP25631 | SREC Solar | LEE |  | 13.77 | 0 | Residential | 1 | BRICK | 8723 | 18 | TRINITY HEATING AND AIR | JCP&L | No | Complete | 2014-04-28 | 2014-09-30 | 2014-10-10 | 2014-10-10
SRP25632 | SREC Solar | LONGSTREET |  | 7 | 0 | Residential | 1 | CHESTERFIELD TWP | 8515 | 13 | SOLARCITY CORPORATION | PSE&G BPU | No | Complete | 2014-04-28 | 2014-06-24 | 2014-06-26 | 2014-06-26
SRP25633 | SREC Solar | DOUGHERTY |  | 5.355 | 0 | Residential | 1 | HAMILTON | 8690 | 12 | EZNERGY LLC | PSE&G BPU | No | Complete | 2014-04-28 | 2014-12-04 | 2014-12-17 | 2014-12-17
SRP25636 | SREC Solar | HEATH |  | 11 | 0 | Residential | 1 | BURLINGTON | 8016 | 13 | SOLARCITY CORPORATION | PSE&G BPU | No | Complete | 2014-04-28 | 2014-08-08 | 2014-09-29 | 2014-09-29
SRP25637 | SREC Solar | JADHAV |  | 8.25 | 0 | Residential | 1 | SOUTH BRUNSWICK TWP | 8824 | 11 | SOLARCITY CORPORATION | PSE&G BPU | No | Complete | 2014-04-28 | 2014-08-15 | 2014-09-02 | 2014-09-02
SRP25638 | SREC Solar | KARPUS |  | 4.56 | 0 | Residential | 1 | PLEASANTVILLE | 8232 | 19 | NEW JERSEY CLEAN ENERGY SOLUTIONS | AC Electric | No | Complete | 2014-04-28 | 2014-06-25 | 2014-07-02 | 2014-07-02
SRP25639 | SREC Solar | VARGAS |  | 9.18 | 0 | Residential | 1 | EGG HARBOR TWP | 8234 | 19 | ALLSEASON CONSTRUCTION | AC Electric | No | Complete | 2014-04-28 | 2015-04-08 | 2015-04-29 | 2015-04-29
SRP25640 | SREC Solar | MAYO |  | 15.25 | 0 | Residential | 1 | FRANKLIN | 8322 | 15 | SOLARCITY CORPORATION | AC Electric | No | Complete | 2014-04-28 | 2014-07-14 | 2014-08-04 | 2014-08-04
SRP25641 | SREC Solar | SIVAPRAKASAM |  | 7.25 | 0 | Residential | 1 | MORGANVILLE | 7751 | 17 | ROOF DIAGNOSTICS INC | JCP&L | No | Complete | 2014-04-28 | 2015-02-19 | 2015-02-24 | 2015-02-24
SRP25642 | SREC Solar | BELLEBUONO |  | 3.75 | 0 | Residential | 1 | GLASSBORO | 8028 | 15 | SOLARCITY CORPORATION | AC Electric | No | Complete | 2014-04-28 | 2014-06-09 | 2014-06-11 | 2014-06-11
SRP25643 | SREC Solar | HODGSON |  | 3 | 0 | Residential | 1 | LOWER TWP | 8204 | 21 | SOLARCITY CORPORATION | AC Electric | No | Complete | 2014-04-28 | 2014-10-13 | 2014-10-24 | 2014-10-24
SRP25644 | SREC Solar | DIEHL |  | 6.12 | 0 | Residential | 1 | PHILLIPSBURG | 8865 | 2 | ROOF DIAGNOSTICS INC | JCP&L | No | Complete | 2014-04-28 | 2014-10-24 | 2014-11-04 | 2014-11-04
SRP25646 | SREC Solar | KUMAR |  | 5.25 | 0 | Residential | 1 | EDISON | 8817 | 11 | ROOF DIAGNOSTICS INC | PSE&G BPU | No | Complete | 2014-04-28 | 2014-09-30 | 2014-10-14 | 2014-10-14
SRP25648 | SREC Solar | AINLEY |  | 4.59 | 0 | Residential | 1 | TOMS RIVER | 8753 | 18 | ROOF DIAGNOSTICS INC | JCP&L | No | Complete | 2014-04-28 | 2014-12-24 | 2015-01-07 | 2015-01-07
SRP25649 | SREC Solar | CASTRANOUA |  | 7 | 0 | Residential | 1 | MONROE TOWNSHIP | 8831 | 11 | ROOF DIAGNOSTICS INC | JCP&L | No | Complete | 2014-04-28 | 2015-02-11 | 2015-02-13 | 2015-02-13
SRP25651 | SREC Solar | PERSICO |  | 12 | 0 | Residential | 1 | MANALAPAN TOWNSHIP | 7726 | 17 | SOLARCITY CORPORATION | JCP&L | No | Complete | 2014-04-28 | 2014-09-19 | 2014-09-24 | 2014-09-24
SRP25652 | SREC Solar | DIGIUSEPPE |  | 3.25 | 0 | Residential | 1 | LONG BEACH | 8008 | 18 | SOLARCITY CORPORATION | AC Electric | No | Complete | 2014-04-28 | 2014-11-07 | 2014-11-21 | 2014-11-21
SRP25653 | SREC Solar | DALONZO |  | 11.5 | 0 | Residential | 1 | CLAYTON | 8312 | 15 | SOLARCITY CORPORATION | AC Electric | No | Complete | 2014-04-28 | 2014-07-17 | 2014-07-28 | 2014-07-28
SRP25654 | SREC Solar | CHESTERMAN |  | 4.75 | 0 | Residential | 1 | HACKETTSTOWN | 7840 | 2 | SOLARCITY CORPORATION | JCP&L | No | Complete | 2014-04-28 | 2014-06-30 | 2014-07-08 | 2014-07-08
SRP25655 | SREC Solar | VITALE |  | 8.1 | 0 | Residential | 1 | EGG HARBOR TWP | 8234 | 19 | GEOSCAPE SOLAR | AC Electric | No | Complete | 2014-04-28 | 2015-03-02 | 2015-04-15 | 2015-04-15
SRP25656 | SREC Solar | KREUTZER |  | 10.5 | 0 | Residential | 1 | ESTELL MANOR | 8319 | 19 | GEOSCAPE SOLAR | AC Electric | No | Complete | 2014-05-05 | 2015-04-09 | 2015-04-21 | 2015-04-21
SRP25657 | SREC Solar | GUENTHER |  | 10.71 | 0 | Residential | 1 | GERMANIA | 8215 | 19 | GEOSCAPE SOLAR | AC Electric | No | Complete | 2014-04-28 | 2015-04-23 | 2015-05-08 | 2015-05-08
SRP25659 | SREC Solar | BEDNARZ |  | 7.29 | 0 | Residential | 1 | CLIFTON | 7013 | 6 | ROOF DIAGNOSTICS INC | PSE&G BPU | No | Complete | 2014-04-28 | 2014-09-30 | 2014-11-04 | 2014-11-04
SRP25660 | SREC Solar | SIGUENCIA |  | 5.5 | 0 | Residential | 1 | CARLSTADT | 7072 | 7 | ROOF DIAGNOSTICS INC | PSE&G BPU | No | Complete | 2014-04-28 | 2015-01-28 | 2015-02-04 | 2015-02-04
SRP25661 | SREC Solar | STECHSCHULTE |  | 5 | 0 | Residential | 1 | TEANECK | 7666 | 7 | ROOF DIAGNOSTICS INC | PSE&G BPU | No | Complete | 2014-04-28 | 2015-03-04 | 2015-03-17 | 2015-03-17
SRP25662 | SREC Solar | ALLAKHVERDOVA |  | 8.415 | 0 | Residential | 1 | TOMS RIVER | 8757 | 18 | NEW JERSEY CLEAN ENERGY SOLUTIONS | JCP&L | No | Complete | 2014-04-28 | 2014-09-09 | 2014-09-16 | 2014-09-16
SRP25665 | SREC Solar | RELIGIOSO |  | 4 | 0 | Residential | 1 | JERSEY CITY | 7307 | 8 | ROOF DIAGNOSTICS INC | PSE&G BPU | No | Complete | 2014-04-28 | 2014-10-24 | 2014-12-09 | 2014-12-09
SRP25666 | SREC Solar | DONELSON |  | 16.5 | 0 | Residential | 1 | LOWER ALLOWAY | 8079 | 16 | GO SOLAR ELECTRIC, LLC | AC Electric | No | Complete | 2014-04-28 | 2014-08-07 | 2014-08-14 | 2014-08-14
SRP25667 | SREC Solar | COLON |  | 6.75 | 0 | Residential | 1 | PAULSBORO | 8066 | 15 | SOLARCITY CORPORATION | AC Electric | No | Complete | 2014-04-28 | 2014-10-24 | 2014-11-04 | 2014-11-04
SRP25669 | SREC Solar | HOUSER | PONDEROSA GROUP I, LLC | 10.8 | 0 | Commercial | 1 | RINGWOOD | 7456 | 6 | RON HOUSER & SON INC | Orange & Rockland Elec | No | Complete | 2014-04-28 | 2014-09-22 | 2014-11-06 | 2014-11-06
SRP25670 | SREC Solar | HOUSER | PONDEROSA GROUP I, LLC | 26.88 | 0 | Commercial | 1 | RINGWOOD | 7456 | 6 | RON HOUSER & SON INC | Orange & Rockland Elec | No | Complete | 2014-04-28 | 2014-09-26 | 2014-10-02 | 2014-10-02
SRP25671 | SREC Solar | HOUSER | PONDEROSA GROUP I, LLC | 20.16 | 0 | Commercial | 1 | WINGWOOD | 7456 | 6 | RON HOUSER & SON INC | Orange & Rockland Elec | No | Complete | 2014-04-28 | 2014-09-18 | 2014-09-29 | 2014-09-29
SRP25672 | SREC Solar | GIBBONS |  | 13.75 | 0 | Residential | 1 | BRIDGETON | 8302 | 20 | GO SOLAR ELECTRIC, LLC | AC Electric | No | Complete | 2014-04-28 | 2014-10-22 | 2014-11-25 | 2014-11-25
SRP25673 | SREC Solar | GREEN |  | 5 | 0 | Residential | 1 | DELRAN | 8075 | 13 | ROOF DIAGNOSTICS INC | PSE&G BPU | No | Complete | 2014-05-05 | 2015-01-08 | 2015-02-07 | 2015-02-07
SRP25675 | SREC Solar | MARINO |  | 8.25 | 0 | Residential | 1 | COLUMBUS | 8022 | 13 | AMPERICON | PSE&G BPU | No | Complete | 2014-04-28 | 2014-09-22 | 2014-10-01 | 2014-10-01
SRP25676 | SREC Solar | MIAN |  | 9.9 | 0 | Residential | 0 | BRIDGEWATER | 8807 | 5 | EVOKE SOLAR | PSE&G BPU | No | Complete | 2014-04-28 | 2014-06-12 | 2014-06-18 | 2014-06-18
SRP25677 | SREC Solar | LEGRAND |  | 4.08 | 0 | Residential | 1 | PLAINFIELD | 7060 | 10 | ROOF DIAGNOSTICS INC | PSE&G BPU | No | Complete | 2014-04-28 | 2015-03-20 | 2015-05-13 | 2015-05-13
SRP25678 | SREC Solar | GATES |  | 4 | 0 | Residential | 1 | NEPTUNE | 7753 | 17 | ROOF DIAGNOSTICS INC | JCP&L | No | Complete | 2014-04-28 | 2014-09-29 | 2014-10-09 | 2014-10-09
SRP25682 | SREC Solar | MERRIGAN |  | 5.355 | 0 | Residential | 1 | COLTS NECK | 7722 | 17 | ROOF DIAGNOSTICS INC | JCP&L | No | Complete | 2014-04-28 | 2015-01-06 | 2015-01-13 | 2015-01-13
SRP25683 | SREC Solar | CICHON NETO |  | 6.375 | 0 | Residential | 1 | EAST RUTHERFORD | 7073 | 7 | ROOF DIAGNOSTICS INC | PSE&G BPU | No | Complete | 2014-04-28 | 2015-02-22 | 2015-02-25 | 2015-02-25
SRP25685 | SREC Solar | RAI |  | 5 | 0 | Residential | 1 | PISCATAWAY | 8854 | 11 | ROOF DIAGNOSTICS INC | PSE&G BPU | No | Complete | 2014-04-28 | 2014-12-24 | 2015-02-02 | 2015-02-02
SRP25687 | SREC Solar | STACHAR |  | 4.59 | 0 | Residential | 1 | LITTLE EGG HARBOR TWP | 8067 | 16 | ALLSEASON CONSTRUCTION | AC Electric | No | Complete | 2014-04-28 | 2014-12-01 | 2014-12-10 | 2014-12-10
SRP25688 | SREC Solar | WELSH |  | 7.14 | 0 | Residential | 1 | OCEAN ACRES | 8050 | 18 | ALLSEASON CONSTRUCTION | AC Electric | No | Complete | 2014-04-28 | 2015-03-20 | 2015-03-31 | 2015-03-31
SRP25689 | SREC Solar | PONCE |  | 3.57 | 0 | Residential | 1 | WALLINGTON | 7057 | 7 | ROOF DIAGNOSTICS INC | PSE&G BPU | No | Complete | 2014-04-28 | 2014-10-24 | 2015-02-06 | 2015-02-06
SRP25690 | SREC Solar | KOPPENHAVER |  | 8.64 | 0 | Residential | 1 | TOMS RIVER | 8755 | 18 | ROOF DIAGNOSTICS INC | JCP&L | No | Complete | 2014-04-28 | 2015-02-24 | 2015-02-27 | 2015-02-27
SRP25691 | SREC Solar | CAMP |  | 11.22 | 0 | Residential | 1 | GALLOWAY | 8205 | 19 | ALLSEASON CONSTRUCTION | AC Electric | No | Complete | 2014-04-28 | 2014-09-17 | 2014-09-25 | 2014-09-25
SRP25692 | SREC Solar | PETERSON |  | 12.24 | 0 | Residential | 1 | LITTLE EGG HARBOR TWP | 8087 | 18 | ALLSEASON CONSTRUCTION | AC Electric | No | Complete | 2014-04-28 | 2015-03-31 | 2015-04-07 | 2015-04-07
SRP25693 | SREC Solar | SIMPSON |  | 9.945 | 0 | Residential | 1 | EGG HARBOW TWP | 8234 | 19 | ALLSEASON CONSTRUCTION | AC Electric | No | Complete | 2014-04-28 | 2015-03-31 | 2015-04-07 | 2015-04-07
SRP25694 | SREC Solar | GASKILL |  | 7.395 | 0 | Residential | 1 | QUINTON | 8072 | 16 | ALLSEASON CONSTRUCTION | AC Electric | No | Complete | 2014-04-28 | 2015-03-18 | 2015-03-30 | 2015-03-30
SRP25695 | SREC Solar | HARRELL |  | 7.395 | 0 | Residential | 1 | NORTH CAPE MAY | 8204 | 21 | ALLSEASON CONSTRUCTION | AC Electric | No | Complete | 2014-04-28 | 2015-03-24 | 2015-04-29 | 2015-04-29
SRP25696 | SREC Solar | PAPANDREA |  | 7.65 | 0 | Residential | 1 | ABSECON | 8201 | 19 | ALLSEASON CONSTRUCTION | AC Electric | No | Complete | 2014-04-28 | 2014-10-21 | 2014-11-03 | 2014-11-03
SRP25698 | SREC Solar | TAYLOR |  | 10.965 | 0 | Residential | 1 | MILLVILLE | 8332 | 20 | ALLSEASON CONSTRUCTION | AC Electric | No | Complete | 2014-04-28 | 2015-03-24 | 2015-04-02 | 2015-04-02
SRP25699 | SREC Solar | DIONE |  | 5.61 | 0 | Residential | 1 | MAYS LANDING | 8330 | 19 | RCL ENTERPRISES INC. | AC Electric | No | Complete | 2014-04-28 | 2014-06-13 | 2014-06-18 | 2014-06-18
SRP25700 | SREC Solar | CARRARO |  | 6.12 | 0 | Residential | 1 | GALLOWAY | 8205 | 19 | ALLSEASON CONSTRUCTION | AC Electric | No | Complete | 2014-04-28 | 2014-08-19 | 2014-08-25 | 2014-08-25
SRP25701 | SREC Solar | CEDEVSKI |  | 6.63 | 0 | Residential | 1 | EGG HARBOR TWP | 8234 | 19 | ALLSEASON CONSTRUCTION | AC Electric | No | Complete | 2014-04-28 | 2014-09-17 | 2014-09-25 | 2014-09-25
SRP25702 | SREC Solar | LAVORO |  | 4.25 | 0 | Residential | 1 | TOMS RIVER | 8757 | 18 | SOLARCITY CORPORATION | JCP&L | No | Complete | 2014-04-28 | 2014-10-29 | 2014-11-11 | 2014-11-11
SRP25703 | SREC Solar | HENRY |  | 6.25 | 0 | Residential | 1 | HAMILTON TWP | 8330 | 19 | SOLARCITY CORPORATION | AC Electric | No | Complete | 2014-04-28 | 2014-07-23 | 2014-08-05 | 2014-08-05
SRP25704 | SREC Solar | GRACE |  | 8.925 | 0 | Residential | 1 | OCEAN ACRES | 8050 | 18 | TRINITY HEATING AND AIR | AC Electric | No | Complete | 2014-04-28 | 2014-08-25 | 2014-09-08 | 2014-09-08
SRP25705 | SREC Solar | WIEDOWER |  | 5.1 | 0 | Residential | 1 | N. CAPE MAY | 8204 | 21 | ALLSEASON CONSTRUCTION | AC Electric | No | Complete | 2014-04-28 | 2015-03-18 | 2015-03-30 | 2015-03-30
SRP25706 | SREC Solar | BASILE |  | 5.61 | 0 | Residential | 1 | WENTNOR | 8406 | 19 | ALLSEASON CONSTRUCTION | AC Electric | No | Complete | 2014-04-28 | 2015-02-05 | 2015-02-09 | 2015-02-09
SRP25707 | SREC Solar | WITTENBURG |  | 10.71 | 0 | Residential | 1 | MANCHESTER | 8757 | 18 | ALLSEASON CONSTRUCTION | JCP&L | No | Complete | 2014-04-28 | 2015-03-31 | 2015-04-07 | 2015-04-07
SRP25708 | SREC Solar | WOODRUFF |  | 12.75 | 0 | Residential | 1 | HAINESPORT | 8036 | 13 | ALLSEASON CONSTRUCTION | PSE&G BPU | No | Complete | 2014-04-28 | 2015-03-31 | 2015-04-29 | 2015-04-29
SRP25709 | SREC Solar | SRAUP HARDESKI |  | 12.96 | 0 | Residential | 1 | FORKED RIVER | 8731 | 18 | KOPP ELECTRIC COMPANY | JCP&L | No | Complete | 2014-04-28 | 2014-07-24 | 2014-08-04 | 2014-08-04
SRP25710 | SREC Solar | MANGANIELLO |  | 10.75 | 0 | Residential | 1 | BRICK | 8723 | 18 | KOPP ELECTRIC COMPANY | JCP&L | No | Complete | 2014-04-28 | 2014-07-28 | 2014-08-06 | 2014-08-06
SRP25711 | SREC Solar | TAYLOR |  | 9.18 | 0 | Residential | 1 | NORTH CAPE MAY | 8204 | 21 | ALLSEASON CONSTRUCTION | AC Electric | No | Complete | 2014-04-28 | 2015-04-08 | 2015-04-16 | 2015-04-16
SRP25712 | SREC Solar | SHEPPARD |  | 9.18 | 0 | Residential | 1 | FAIRFIELD | 8302 | 20 | ALLSEASON CONSTRUCTION | AC Electric | No | Complete | 2014-04-28 | 2015-04-10 | 2015-04-16 | 2015-04-16
SRP25713 | SREC Solar | HERNANDEZ |  | 5.865 | 0 | Residential | 1 | PLEASANTVILLE | 8232 | 19 | ALLSEASON CONSTRUCTION | AC Electric | No | Complete | 2014-04-28 | 2015-03-18 | 2015-03-30 | 2015-03-30
SRP25714 | SREC Solar | PARK |  | 9.945 | 0 | Residential | 1 | SEWELL | 8080 | 15 | ALLSEASON CONSTRUCTION | AC Electric | No | Complete | 2014-04-28 | 2014-10-21 | 2014-11-03 | 2014-11-03
SRP25715 | SREC Solar | SYBY |  | 9.555 | 0 | Residential | 1 | MANASQUAN | 8736 | 17 | SOLARCITY CORPORATION | JCP&L | No | Complete | 2014-04-28 | 2014-08-07 | 2014-08-18 | 2014-08-18
SRP25716 | SREC Solar | PEREZ |  | 9.5 | 0 | Residential | 1 | ELIZABETH | 7202 | 10 | SOLARCITY CORPORATION | PSE&G BPU | No | Complete | 2014-04-28 | 2014-10-22 | 2014-10-29 | 2014-10-29
SRP25717 | SREC Solar | WUKITSCH |  | 9 | 0 | Residential | 1 | BARNEGAT | 8005 | 18 | SOLARCITY CORPORATION | JCP&L | No | Complete | 2014-04-28 | 2014-06-09 | 2014-06-26 | 2014-06-26
SRP25718 | SREC Solar | AZNAR |  | 6 | 0 | Residential | 1 | TOMS RIVER | 8757 | 18 | SOLARCITY CORPORATION | JCP&L | No | Complete | 2014-04-28 | 2014-08-12 | 2014-08-20 | 2014-08-20
SRP25719 | SREC Solar | JACKSON |  | 4.75 | 0 | Residential | 1 | HADDON HEIGHTS | 8035 | 14 | SOLARCITY CORPORATION | PSE&G BPU | No | Complete | 2014-04-28 | 2014-07-03 | 2014-07-16 | 2014-07-16
SRP25720 | SREC Solar | DONOFRIO |  | 4 | 0 | Residential | 1 | ELMWOOD PARK | 7407 | 7 | SOLARCITY CORPORATION | PSE&G BPU | No | Complete | 2014-04-28 | 2014-11-21 | 2014-12-17 | 2014-12-17
SRP25721 | SREC Solar | KRIEGNER |  | 7.5 | 0 | Residential | 1 | EGG HARBOR TWP | 8234 | 19 | SOLARCITY CORPORATION | AC Electric | No | Complete | 2014-04-28 | 2014-07-28 | 2014-08-06 | 2014-08-06
SRP25722 | SREC Solar | FILIPPELLO |  | 12.75 | 0 | Residential | 1 | SWEDESBORO | 8085 | 15 | SOLARCITY CORPORATION | AC Electric | No | Complete | 2014-04-28 | 2014-10-14 | 2014-10-21 | 2014-10-21
SRP25723 | SREC Solar | FLORES |  | 4.75 | 0 | Residential | 1 | ELIZABETH | 7208 | 10 | SOLARCITY CORPORATION | PSE&G BPU | No | Complete | 2014-04-28 | 2014-09-17 | 2014-09-25 | 2014-09-25
SRP25724 | SREC Solar | GRIFFIN |  | 9.69 | 0 | Residential | 1 | DELRAN | 8075 | 13 | ALLSEASON CONSTRUCTION | PSE&G BPU | No | Complete | 2014-04-28 | 2015-03-24 | 2015-04-23 | 2015-04-23
SRP25725 | SREC Solar | FERNANDEZ |  | 5.865 | 0 | Residential | 1 | VENTNOR CITY | 8406 | 19 | ALLSEASON CONSTRUCTION | AC Electric | No | Complete | 2014-04-28 | 2015-02-22 | 2015-02-25 | 2015-02-25
SRP25726 | SREC Solar | DEDOMENICO | SHORE FELLOWSHIP CHURCH | 78.02 | 0 | Non Profit | 1 | EGG HARBOR TWP | 8234 | 19 | REC SOLAR, INC. | AC Electric | No | Complete | 2014-04-28 | 2014-08-07 | 2014-08-18 | 2014-08-18
SRP25727 | SREC Solar | HIRRSCHOFF |  | 3.25 | 0 | Residential | 1 | VILLAS | 8251 | 21 | ROOF DIAGNOSTICS INC | AC Electric | No | Complete | 2014-04-28 | 2014-08-08 | 2014-08-18 | 2014-08-18
SRP25729 | SREC Solar | WEINER |  | 5.25 | 0 | Residential | 1 | UNION | 7083 | 10 | VERENGO SOLAR | PSE&G BPU | No | Complete | 2014-04-28 | 2015-01-28 | 2015-02-04 | 2015-02-04
SRP25731 | SREC Solar | VENTURA |  | 5 | 0 | Residential | 1 | GARFIELD | 7026 | 7 | SOLARCITY CORPORATION | PSE&G BPU | No | Complete | 2014-04-28 | 2014-07-11 | 2014-09-09 | 2014-09-09
SRP25732 | SREC Solar | MCFARLANE |  | 7.25 | 0 | Residential | 1 | CARNEYS POINT TWP | 8023 | 16 | SOLARCITY CORPORATION | AC Electric | No | Complete | 2014-04-28 | 2014-07-22 | 2014-07-30 | 2014-07-30
SRP25733 | SREC Solar | PRUZNICK | ARC WARREN COUNTY CHAPTER | 32.64 | 0 | Non Profit | 0 | WASHINGTON | 7882 | 2 | GEOPEAK ENERGY LLC | JCP&L | No | Complete | 2014-04-28 | 2014-08-15 | 2014-08-25 | 2014-08-25
SRP25734 | SREC Solar | MARSHALL |  | 12.24 | 0 | Residential | 1 | WILLINGBORO | 8046 | 13 | VIVINT SOLAR | PSE&G BPU | No | Complete | 2014-04-28 | 2014-09-09 | 2014-09-16 | 2014-09-16
SRP25736 | SREC Solar | MCGHEE |  | 15 | 0 | Residential | 1 | NORTHFIELD | 8225 | 19 | SEA BRIGHT SOLAR, LLC | AC Electric | No | Complete | 2014-04-28 | 2014-12-16 | 2015-02-02 | 2015-02-02
SRP25738 | SREC Solar | PABLA |  | 4.5 | 0 | Residential | 1 | WINSLOW TWP | 8081 | 14 | SOLARCITY CORPORATION | AC Electric | No | Complete | 2014-04-28 | 2014-10-07 | 2014-10-31 | 2014-10-31
SRP25740 | SREC Solar | VALINOTTI |  | 9 | 0 | Residential | 1 | MATAWAN | 7747 | 17 | SOLARCITY CORPORATION | JCP&L | No | Complete | 2014-04-28 | 2015-04-21 | 2015-04-30 | 2015-04-30
SRP25741 | SREC Solar | PURANI |  | 8 | 0 | Residential | 1 | PISCATAWAY | 8854 | 11 | TRINITY HEATING AND AIR | PSE&G BPU | No | Complete | 2014-04-28 | 2014-06-27 | 2014-07-28 | 2014-07-28
SRP25742 | SREC Solar | PHELON |  | 9.18 | 0 | Residential | 1 | MIDDLE TWP | 8210 | 21 | ACOS ENERGY, LLC | AC Electric | No | Complete | 2014-04-28 | 2014-09-17 | 2014-09-29 | 2014-09-29
SRP25743 | SREC Solar | MASSLER |  | 10.71 | 0 | Residential | 1 | MAYS LANDING | 8330 | 19 | ACOS ENERGY, LLC | AC Electric | No | Complete | 2014-04-28 | 2014-08-14 | 2014-08-21 | 2014-08-21
SRP25744 | SREC Solar | RICCI |  | 16.83 | 0 | Residential | 1 | EGG HARBOR CITY | 8215 | 19 | ACOS ENERGY, LLC | AC Electric | No | Complete | 2014-04-28 | 2014-10-14 | 2014-10-21 | 2014-10-21
SRP25745 | SREC Solar | BRUNEAU | BEAUTESS LLC | 24 | 0 | Commercial | 0 | MT LAUREL | 8054 | 13 | AMPED ON SOLAR | PSE&G BPU | No | Complete | 2014-05-05 | 2014-09-08 | 2014-09-16 | 2014-09-16
SRP25746 | SREC Solar | NORCROSS |  | 8 | 0 | Residential | 1 | GLOUCESTER TWP | 8081 | 14 | SOLARCITY CORPORATION | AC Electric | No | Complete | 2014-04-28 | 2015-01-08 | 2015-02-10 | 2015-02-10
SRP25747 | SREC Solar | PARKER |  | 6.5 | 0 | Residential | 1 | EWING TWP | 8628 | 12 | SUNGEVITY, INC. | PSE&G BPU | No | Complete | 2014-04-28 | 2014-09-12 | 2014-10-07 | 2014-10-07
SRP25748 | SREC Solar | NOWAK |  | 7.25 | 0 | Residential | 1 | OLD BRIDGE | 8857 | 11 | SUNGEVITY, INC. | JCP&L | No | Complete | 2014-04-28 | 2014-10-10 | 2014-10-17 | 2014-10-17
SRP25749 | SREC Solar | MOSLEY |  | 5.75 | 0 | Residential | 1 | FORKED RIVER | 8731 | 18 | SUNGEVITY, INC. | JCP&L | No | Complete | 2014-04-28 | 2014-08-26 | 2014-09-03 | 2014-09-03
SRP25750 | SREC Solar | MCGETTIGAN |  | 6.5 | 0 | Residential | 1 | MANAHAWKIN | 8050 | 18 | SUNGEVITY, INC. | AC Electric | No | Complete | 2014-04-28 | 2014-09-12 | 2014-09-19 | 2014-09-19
SRP25751 | SREC Solar | HENKES |  | 5.5 | 0 | Residential | 1 | PRINCETON | 8540 | 12 | SUNGEVITY, INC. | PSE&G BPU | No | Complete | 2014-04-28 | 2015-02-07 | 2015-03-03 | 2015-03-03
SRP25752 | SREC Solar | JARRETT |  | 7 | 0 | Residential | 1 | HAMILTON TWP | 8619 | 12 | SUNGEVITY, INC. | PSE&G BPU | No | Complete | 2014-04-28 | 2014-08-26 | 2014-09-29 | 2014-09-29
SRP25753 | SREC Solar | CHERRY |  | 6 | 0 | Residential | 1 | BUDD LAKE | 7828 | 3 | SUNGEVITY, INC. | JCP&L | No | Complete | 2014-04-28 | 2014-09-12 | 2014-10-24 | 2014-10-24
SRP25755 | SREC Solar | MURUGESAN |  | 8.16 | 0 | Residential | 1 | EAST WINDSOR | 8520 | 12 | NJR HOME SERVICES | JCP&L | No | Complete | 2014-04-28 | 2014-09-19 | 2014-10-20 | 2014-10-20
SRP25756 | SREC Solar | CHRISTODORO |  | 4.59 | 0 | Residential | 1 | TOMS RIVER | 8750 | 17 | RELIABLE POWER SERVICES, INC. | JCP&L | No | Complete | 2014-04-28 | 2014-11-05 | 2014-11-13 | 2014-11-13
SRP25757 | SREC Solar | RUSSAK |  | 9 | 0 | Residential | 1 | NEWTON | 7860 | 1 | SUNGEVITY, INC. | JCP&L | No | Complete | 2014-04-28 | 2014-09-12 | 2014-09-19 | 2014-09-19
SRP25758 | SREC Solar | RYKER |  | 12.24 | 0 | Residential | 1 | PHILIPSBURG | 8865 | 2 | EZNERGY LLC | JCP&L | No | Complete | 2014-05-05 | 2014-08-26 | 2014-10-24 | 2014-10-24
SRP25759 | SREC Solar | FRISBEE, JR |  | 31.52 | 0 | Residential | 1 | CANTON | 8079 | 16 | GO SOLAR ELECTRIC, LLC | AC Electric | No | Complete | 2014-05-05 | 2014-10-15 | 2014-10-24 | 2014-10-24
SRP25760 | SREC Solar | MORAGNE |  | 8.67 | 0 | Residential | 0 | CHESILHURST | 8089 | 14 | TRINITY HEATING AND AIR | AC Electric | No | Complete | 2014-05-05 | 2014-08-15 | 2014-08-28 | 2014-08-28
SRP25761 | SREC Solar | PAYNE |  | 9.18 | 0 | Residential | 0 | SOUTH ORANGE | 7079 | 9 | TRINITY HEATING AND AIR | PSE&G BPU | No | Complete | 2014-05-05 | 2014-08-15 | 2014-08-21 | 2014-08-21
SRP25762 | SREC Solar | CABRERA |  | 10.75 | 0 | Residential | 1 | EDISON | 8817 | 11 | SOLARCITY CORPORATION | PSE&G BPU | No | Complete | 2014-05-05 | 2014-07-17 | 2014-07-28 | 2014-07-28
SRP25763 | SREC Solar | RIENA |  | 7.65 | 0 | Residential | 0 | OAK RIDGE | 7438 | 6 | TRINITY HEATING AND AIR | JCP&L | No | Complete | 2014-05-05 | 2014-08-15 | 2014-09-22 | 2014-09-22
SRP25765 | SREC Solar | RUSSO |  | 6.75 | 0 | Residential | 1 | COLUMBUS | 8022 | 13 | TRINITY HEATING AND AIR | PSE&G BPU | No | Complete | 2014-05-05 | 2014-07-03 | 2014-07-10 | 2014-07-10
SRP25766 | SREC Solar | EVANGELISTA |  | 2.5 | 0 | Residential | 1 | NORTH WILDWOOD | 8260 | 21 | SOLARCITY CORPORATION | AC Electric | No | Complete | 2014-05-05 | 2014-08-08 | 2014-09-02 | 2014-09-02
SRP25767 | SREC Solar | GUARINO |  | 7.65 | 0 | Residential | 1 | S. SEASIDE PARK | 8752 | 18 | TRINITY HEATING AND AIR | JCP&L | No | Complete | 2014-05-05 | 2014-07-18 | 2014-08-26 | 2014-08-26
SRP25768 | SREC Solar | JOWERS |  | 11.18 | 0 | Residential | 1 | MOUNT LAUREL | 8054 | 13 | SUNGEVITY, INC. | PSE&G BPU | No | Complete | 2014-05-05 | 2014-09-12 | 2014-09-23 | 2014-09-23
SRP25769 | SREC Solar | LENAHAN |  | 7.25 | 0 | Residential | 1 | OCEAN TWP | 7712 | 17 | SOLARCITY CORPORATION | JCP&L | No | Complete | 2014-05-05 | 2014-06-09 | 2014-06-11 | 2014-06-11
SRP25770 | SREC Solar | JOST |  | 12.75 | 0 | Residential | 1 | VINELAND | 8360 | 20 | TRINITY HEATING AND AIR | AC Electric | No | Complete | 2014-05-05 | 2014-10-17 | 2014-10-24 | 2014-10-24
SRP25771 | SREC Solar | AFFLERBACH |  | 7.75 | 0 | Residential | 1 | SOMERS POINT | 8244 | 19 | SOLARCITY CORPORATION | AC Electric | No | Complete | 2014-05-05 | 2014-07-09 | 2014-07-25 | 2014-07-25
SRP25772 | SREC Solar | PEARSON |  | 8.5 | 0 | Residential | 1 | PENBRYN | 8009 | 14 | SOLARCITY CORPORATION | AC Electric | No | Complete | 2014-05-05 | 2014-08-08 | 2014-08-18 | 2014-08-18
SRP25773 | SREC Solar | BARBIER |  | 3.75 | 0 | Residential | 1 | GARFIELD | 7026 | 7 | SOLARCITY CORPORATION | PSE&G BPU | No | Complete | 2014-05-05 | 2014-09-11 | 2014-09-19 | 2014-09-19
SRP25774 | SREC Solar | SELFRIDGE |  | 5 | 0 | Residential | 1 | MIDDLESEX | 8846 | 11 | GEORGE J KELLER & SONS | PSE&G BPU | No | Complete | 2014-05-05 | 2014-12-30 | 2015-01-15 | 2015-01-15
SRP25775 | SREC Solar | PERAGINE |  | 6 | 0 | Residential | 1 | PHILLPSBURG | 8865 | 2 | GEORGE J KELLER & SONS | PSE&G BPU | No | Complete | 2014-05-05 | 2014-10-07 | 2014-10-15 | 2014-10-15
SRP25776 | SREC Solar | ANGHELONE |  | 9.25 | 0 | Residential | 1 | SAYREVILLE | 8872 | 11 | GEORGE J KELLER & SONS | JCP&L | No | Complete | 2014-05-05 | 2014-10-07 | 2014-10-15 | 2014-10-15
SRP25777 | SREC Solar | MEGILL |  | 13 | 0 | Residential | 1 | PLAINSBORO | 8536 | 11 | GEORGE J KELLER & SONS | PSE&G BPU | No | Complete | 2014-05-05 | 2015-03-05 | 2015-03-20 | 2015-03-20
SRP25778 | SREC Solar | COLVIN |  | 4.5 | 0 | Residential | 1 | NETCONG | 7857 | 3 | GEORGE J KELLER & SONS | JCP&L | No | Complete | 2014-05-05 | 2014-12-01 | 2014-12-10 | 2014-12-10
SRP25779 | SREC Solar | OBRIEN |  | 7.25 | 0 | Residential | 1 | SICKLERVILLE | 8081 | 14 | SOLARCITY CORPORATION | AC Electric | No | Complete | 2014-05-05 | 2014-07-22 | 2014-07-30 | 2014-07-30
SRP25780 | SREC Solar | ROEDER |  | 5.46 | 0 | Residential | 1 | WHIPPANY | 7981 | 3 | GEORGE J KELLER & SONS | JCP&L | No | Complete | 2014-05-05 | 2014-12-03 | 2015-02-06 | 2015-02-06
SRP25781 | SREC Solar | MAIULLO |  | 2 | 0 | Residential | 1 | CALDWELL | 7006 | 9 | SOLARCITY CORPORATION | PSE&G BPU | No | Complete | 2014-05-05 | 2014-10-07 | 2014-10-16 | 2014-10-16
SRP25782 | SREC Solar | PERRY |  | 10.5 | 0 | Residential | 1 | SWEDESBORO | 8085 | 15 | SOLARCITY CORPORATION | AC Electric | No | Complete | 2014-05-05 | 2014-08-14 | 2014-08-21 | 2014-08-21
SRP25783 | SREC Solar | SMEKAL |  | 12 | 0 | Residential | 1 | LITTLE EGG HARBOR | 8087 | 18 | SOLARCITY CORPORATION | AC Electric | No | Complete | 2014-05-05 | 2014-10-07 | 2014-10-16 | 2014-10-16
SRP25784 | SREC Solar | PONTER |  | 5.75 | 0 | Residential | 1 | EVESHAM TOWNSHIP | 8053 | 13 | SOLARCITY CORPORATION | PSE&G BPU | No | Complete | 2014-05-05 | 2014-08-04 | 2014-09-29 | 2014-09-29
SRP25785 | SREC Solar | DRESSEL |  | 7.25 | 0 | Residential | 1 | EVESHAM TOWNSHIP | 8053 | 13 | SOLARCITY CORPORATION | PSE&G BPU | No | Complete | 2014-05-05 | 2014-07-17 | 2014-07-28 | 2014-07-28
SRP25786 | SREC Solar | KAPLINSKI |  | 6 | 0 | Residential | 1 | WASHINGTON TOWNSHIP | 7853 | 3 | SOLARCITY CORPORATION | JCP&L | No | Complete | 2014-05-05 | 2015-05-12 | 2015-05-21 | 2015-05-21
SRP25787 | SREC Solar | FAZEKAS |  | 11.22 | 0 | Residential | 1 | WOODBINE | 8270 | 21 | RCL ENTERPRISES INC. | AC Electric | No | Complete | 2014-05-05 | 2015-02-26 | 2015-03-11 | 2015-03-11
SRP25788 | SREC Solar | RIDGWAY |  | 9.69 | 0 | Residential | 1 | PITTSGROVE | 8318 | 16 | RCL ENTERPRISES INC. | AC Electric | No | Complete | 2014-05-05 | 2014-11-20 | 2014-12-04 | 2014-12-04
SRP25789 | SREC Solar | DWYER |  | 13.72 | 0 | Residential | 0 | COLUMBUS | 8022 | 13 | AMPED ON SOLAR | PSE&G BPU | No | Complete | 2014-05-05 | 2014-12-31 | 2015-02-16 | 2015-02-16
SRP25790 | SREC Solar | SOLANO |  | 6.75 | 0 | Residential | 1 | FRANKLINVILLE | 8322 | 15 | SUNGEVITY, INC. | AC Electric | No | Complete | 2014-05-05 | 2014-10-28 | 2014-11-14 | 2014-11-14
SRP25791 | SREC Solar | DZAFIC |  | 10.455 | 0 | Residential | 1 | CINNAMINSON | 8077 | 13 | RCL ENTERPRISES INC. | PSE&G BPU | No | Complete | 2014-05-05 | 2014-09-09 | 2014-09-19 | 2014-09-19
SRP25792 | SREC Solar | MORRELL |  | 7.65 | 0 | Residential | 1 | HOWELL | 7731 | 17 | NJR HOME SERVICES | JCP&L | No | Complete | 2014-05-05 | 2014-08-07 | 2014-08-18 | 2014-08-18
SRP25793 | SREC Solar | COWART |  | 8.16 | 0 | Residential | 1 | MONROE | 8831 | 11 | NJR HOME SERVICES | JCP&L | No | Complete | 2014-05-05 | 2014-09-19 | 2014-09-25 | 2014-09-25
SRP25794 | SREC Solar | ALTMAN |  | 19.88 | 0 | Residential | 0 | UPPER SADDLE RIVER | 7458 | 7 | SKYLINE SOLAR | Orange & Rockland Elec | No | Complete | 2014-05-05 | 2014-08-15 | 2014-08-25 | 2014-08-25
SRP25795 | SREC Solar | COSTANTINO |  | 6.25 | 0 | Residential | 1 | PT. PLEASANT | 8742 | 18 | ROOF DIAGNOSTICS INC | JCP&L | No | Complete | 2014-05-05 | 2014-12-24 | 2015-01-07 | 2015-01-07
SRP25796 | SREC Solar | TAYLOR |  | 15.045 | 0 | Residential | 1 | NEWTON | 7860 | 1 | TRINITY HEATING AND AIR | JCP&L | No | Complete | 2014-05-08 | 2015-04-21 | 2015-04-30 | 2015-04-30
SRP25797 | SREC Solar | ECK |  | 13.26 | 0 | Residential | 1 | CAPE MAY | 8204 | 21 | TRINITY HEATING AND AIR | AC Electric | No | Complete | 2014-05-05 | 2014-09-24 | 2014-09-30 | 2014-09-30
SRP25799 | SREC Solar | PORCH |  | 18.285 | 0 | Residential | 1 | MONROEVILLE | 8343 | 16 | GEOSCAPE SOLAR | AC Electric | No | QC Selected | 2014-05-05 | 2015-05-12
SRP25800 | SREC Solar | MARTINEZ |  | 3.06 | 0 | Residential | 1 | ELMWOOD PARK | 7407 | 7 | NRG HOME SOLAR | PSE&G BPU | No | Complete | 2014-05-05 | 2014-12-29 | 2015-01-07 | 2015-01-07
SRP25801 | SREC Solar | LAMB |  | 9.18 | 0 | Residential | 1 | BRICK | 8724 | 18 | RELIABLE POWER SERVICES, INC. | JCP&L | No | Complete | 2014-05-05 | 2014-08-19 | 2014-08-28 | 2014-08-28
SRP25802 | SREC Solar | GLASSEN |  | 6.63 | 0 | Residential | 1 | MANAHAWKIN | 8050 | 18 | RELIABLE POWER SERVICES, INC. | AC Electric | No | Complete | 2014-05-05 | 2014-07-22 | 2014-08-27 | 2014-08-27
SRP25803 | SREC Solar | JIA |  | 6 | 0 | Residential | 0 | PISCATAWAY | 8854 | 11 | SOLAR MITE SOLUTIONS II | PSE&G BPU | No | Complete | 2014-05-05 | 2014-09-25 | 2014-09-30 | 2014-09-30
SRP25804 | SREC Solar | DESTEFANO |  | 7.5 | 0 | Residential | 1 | TURNERSVILLE | 8012 | 14 | TRINITY HEATING AND AIR | AC Electric | No | Complete | 2014-05-05 | 2014-09-12 | 2014-10-07 | 2014-10-07
SRP25805 | SREC Solar | SZUMICKI |  | 10.2 | 0 | Residential | 1 | JACKSON | 8527 | 18 | NJR HOME SERVICES | JCP&L | No | Complete | 2014-05-05 | 2014-08-20 | 2014-08-29 | 2014-08-29
SRP25806 | SREC Solar | THOMPSON |  | 7.75 | 0 | Residential | 1 | GLASSBORO | 8028 | 15 | SOLARCITY CORPORATION | AC Electric | No | Complete | 2014-05-05 | 2014-08-08 | 2014-08-18 | 2014-08-18
SRP25807 | SREC Solar | PARKER |  | 13.75 | 0 | Residential | 1 | MOUNT LAURAL | 8054 | 13 | SOLARCITY CORPORATION | PSE&G BPU | No | Complete | 2014-05-05 | 2014-08-15 | 2014-08-25 | 2014-08-25
SRP25809 | SREC Solar | CAPISTRANO |  | 14.25 | 0 | Residential | 1 | EVESHAM TOWNSHIP | 8053 | 13 | SOLARCITY CORPORATION | PSE&G BPU | No | Complete | 2014-05-05 | 2014-08-08 | 2014-08-18 | 2014-08-18
SRP25810 | SREC Solar | KAZAN |  | 8.75 | 0 | Residential | 1 | GLOUCESTER TOWNSHEP | 8081 | 14 | SOLARCITY CORPORATION | AC Electric | No | Complete | 2014-05-05 | 2014-08-12 | 2014-09-11 | 2014-09-11
SRP25811 | SREC Solar | WRIGHT |  | 6.5 | 0 | Residential | 1 | WILLINGBORO | 8046 | 13 | ROOF DIAGNOSTICS INC | PSE&G BPU | No | Complete | 2014-05-05 | 2014-08-26 | 2014-09-08 | 2014-09-08
SRP25813 | SREC Solar | CLANCY |  | 5.232 | 0 | Residential | 0 | HAMBURG | 7419 | 1 | SOLAR ENERGY WORLD-W | JCP&L | No | Complete | 2014-05-05 | 2015-05-04 | 2015-05-15 | 2015-05-15
SRP25814 | SREC Solar | GOLA |  | 10.25 | 0 | Residential | 1 | TRENTON | 8620 | 12 | ROOF DIAGNOSTICS INC | PSE&G BPU | No | Complete | 2014-05-05 | 2014-10-24 | 2014-11-26 | 2014-11-26
SRP25815 | SREC Solar | SANCHO KHAN |  | 4.335 | 0 | Residential | 1 | FORDS | 8863 | 11 | ROOF DIAGNOSTICS INC | PSE&G BPU | No | Complete | 2014-05-05 | 2014-10-21 | 2014-11-03 | 2014-11-03
SRP25816 | SREC Solar | VOZNYUK |  | 8.16 | 0 | Residential | 0 | ASBURY | 8802 | 4 | REC SOLAR, INC. | JCP&L | No | Complete | 2014-05-05 | 2014-11-12 | 2014-11-26 | 2014-11-26
SRP25818 | SREC Solar | RUSSO |  | 6.5 | 0 | Residential | 1 | SAYREVILLE | 8872 | 11 | ROOF DIAGNOSTICS INC | JCP&L | No | Complete | 2014-05-05 | 2014-08-08 | 2014-08-18 | 2014-08-18
SRP25820 | SREC Solar | SCOTT |  | 8.91 | 0 | Residential | 1 | SCOTCH PLAINES | 7076 | 10 | ROOF DIAGNOSTICS INC | PSE&G BPU | No | Complete | 2014-05-05 | 2014-12-24 | 2015-01-07 | 2015-01-07
SRP25821 | SREC Solar | KOCEN |  | 4.08 | 0 | Residential | 1 | ELMWOOD PARK | 7407 | 7 | ROOF DIAGNOSTICS INC | PSE&G BPU | No | Complete | 2014-05-05 | 2014-10-21 | 2014-11-03 | 2014-11-03
SRP25822 | SREC Solar | BAUER |  | 9.18 | 0 | Residential | 1 | COLUMBIA | 7832 | 2 | ROOF DIAGNOSTICS INC | JCP&L | No | Complete | 2014-05-05 | 2014-08-01 | 2014-08-11 | 2014-08-11
SRP25823 | SREC Solar | HARRIS |  | 5.61 | 0 | Residential | 1 | NEPTUNE | 7753 | 17 | ROOF DIAGNOSTICS INC | JCP&L | No | Complete | 2014-05-05 | 2015-02-11 | 2015-03-17 | 2015-03-17
SRP25824 | SREC Solar | CHESLOW |  | 8.67 | 0 | Residential | 1 | EAST BRUNSWICK | 8816 | 11 | ROOF DIAGNOSTICS INC | JCP&L | No | Complete | 2014-05-05 | 2015-02-24 | 2015-02-27 | 2015-02-27
SRP25825 | SREC Solar | MURRAY |  | 9.25 | 0 | Residential | 1 | BRICK | 8723 | 18 | ROOF DIAGNOSTICS INC | JCP&L | No | Complete | 2014-05-05 | 2015-02-11 | 2015-02-13 | 2015-02-13
SRP25826 | SREC Solar | CRUM |  | 3.825 | 0 | Residential | 1 | SWEDESBORO | 8085 | 15 | ROOF DIAGNOSTICS INC | AC Electric | No | Complete | 2014-05-05 | 2014-10-21 | 2014-11-25 | 2014-11-25
SRP25827 | SREC Solar | MERCALDO |  | 6 | 0 | Residential | 1 | SAYREVILLE | 8859 | 11 | SOLARCITY CORPORATION | JCP&L | No | Complete | 2014-05-05 | 2014-07-08 | 2014-07-17 | 2014-07-17
SRP25829 | SREC Solar | TYAGI |  | 10.5 | 0 | Residential | 1 | TWP OF WASHINGTON | 7676 | 7 | SOLARCITY CORPORATION | PSE&G BPU | No | Complete | 2014-05-05 | 2015-02-19 | 2015-04-15 | 2015-04-15
SRP25830 | SREC Solar | PETERSON |  | 7.14 | 0 | Residential | 1 | TOMS RIVER | 8757 | 18 | TRINITY HEATING AND AIR | JCP&L | No | Complete | 2014-05-05 | 2014-07-16 | 2014-07-24 | 2014-07-24
SRP25831 | SREC Solar | RICHARDSON |  | 9.75 | 0 | Residential | 1 | BURLINGTON | 8016 | 13 | SOLARCITY CORPORATION | PSE&G BPU | No | Complete | 2014-05-05 | 2014-10-07 | 2014-10-16 | 2014-10-16
SRP25832 | SREC Solar | GRAY |  | 4.75 | 0 | Residential | 1 | TURNERSVILLE | 8012 | 14 | SOLARCITY CORPORATION | AC Electric | No | Complete | 2014-05-05 | 2014-07-23 | 2014-07-30 | 2014-07-30
SRP25833 | SREC Solar | LOPEZ |  | 11.925 | 0 | Residential | 1 | ABSECON | 8201 | 19 | SOLARCITY CORPORATION | AC Electric | No | Complete | 2014-05-05 | 2014-09-26 | 2014-10-02 | 2014-10-02
SRP25834 | SREC Solar | GORSKI |  | 4.25 | 0 | Residential | 1 | SOMERS POINT | 8244 | 19 | SOLARCITY CORPORATION | AC Electric | No | Complete | 2014-05-05 | 2014-09-12 | 2014-09-19 | 2014-09-19
SRP25835 | SREC Solar | VALES |  | 7 | 0 | Residential | 1 | MONROE TOWNSHIP | 8094 | 15 | SOLARCITY CORPORATION | AC Electric | No | Complete | 2014-05-05 | 2014-08-28 | 2014-09-11 | 2014-09-11
SRP25836 | SREC Solar | PETERSON |  | 6.75 | 0 | Residential | 1 | MANALAPAN | 7726 | 17 | SOLARCITY CORPORATION | JCP&L | No | Complete | 2014-05-05 | 2014-07-22 | 2014-08-05 | 2014-08-05
SRP25837 | SREC Solar | ECCLES |  | 9.5 | 0 | Residential | 1 | MAYS LANDING | 8330 | 19 | SOLARCITY CORPORATION | AC Electric | No | Complete | 2014-05-05 | 2014-10-15 | 2014-10-24 | 2014-10-24
SRP25838 | SREC Solar | FAVIUS | BRICK STANDARD, LLC | 6103.5 | 0 | Commercial | 0 | BRICK | 8723 | 18 | UNITY ELECTRIC LLC | JCP&L | Yes | Complete | 2014-04-30 | 2014-12-30 | 2015-02-05 | 2015-02-05
SRP25839 | SREC Solar | SCHULZ |  | 7.8 | 0 | Residential | 0 | HAMILTON | 8690 | 12 | EXACT SOLAR | PSE&G BPU | No | Complete | 2014-05-05 | 2014-09-04 | 2014-09-12 | 2014-09-12
SRP25840 | SREC Solar | MALTESE |  | 6.375 | 0 | Residential | 1 | MANAHAWKIN | 8050 | 18 | NJR HOME SERVICES | AC Electric | No | Complete | 2014-05-05 | 2014-10-15 | 2014-10-29 | 2014-10-29
SRP25841 | SREC Solar | ORTILLO |  | 12.25 | 0 | Residential | 1 | MAYS LANDING | 8330 | 19 | ACOS ENERGY, LLC | AC Electric | No | Complete | 2014-05-05 | 2015-01-28 | 2015-02-04 | 2015-02-04
SRP25842 | SREC Solar | DIETLMEIER |  | 10.2 | 0 | Residential | 1 | TOMS RIVER | 8753 | 18 | NEW JERSEY CLEAN ENERGY SOLUTIONS | JCP&L | No | Complete | 2014-05-05 | 2014-08-05 | 2014-09-02 | 2014-09-02
SRP25844 | SREC Solar | SCULLY |  | 4 | 0 | Residential | 1 | TRENTON | 8690 | 12 | EZNERGY LLC | PSE&G BPU | No | Complete | 2014-05-05 | 2014-12-04 | 2014-12-17 | 2014-12-17
SRP25845 | SREC Solar | BUNN |  | 5.25 | 0 | Residential | 0 | HOWELL | 7731 | 17 | GREEN SUN ENERGY SERVICES | JCP&L | No | Complete | 2014-05-05 | 2015-03-12 | 2015-03-25 | 2015-03-25
SRP25846 | SREC Solar | JOHNSTON |  | 4.335 | 0 | Residential | 1 | MAPLE SHADE | 8052 | 13 | TRINITY HEATING AND AIR | PSE&G BPU | No | Complete | 2014-05-05 | 2014-11-19 | 2014-12-29 | 2014-12-29
SRP25847 | SREC Solar | KOBYLARZ |  | 4.59 | 0 | Residential | 1 | LAVELLETTE | 8735 | 18 | TRINITY HEATING AND AIR | JCP&L | No | Complete | 2014-05-05 | 2014-10-15 | 2014-11-25 | 2014-11-25
SRP25848 | SREC Solar | LEROY |  | 9 | 0 | Residential | 1 | BURLINGTON | 8016 | 13 | TRINITY HEATING AND AIR | PSE&G BPU | No | Complete | 2014-05-05 | 2014-08-20 | 2014-08-29 | 2014-08-29
SRP25850 | SREC Solar | WISWALL |  | 8.415 | 0 | Residential | 1 | BEACHWOOD | 8722 | 18 | TRINITY HEATING AND AIR | JCP&L | No | Complete | 2014-05-05 | 2014-10-22 | 2014-10-29 | 2014-10-29
SRP25851 | SREC Solar | SWIDERSKI |  | 9 | 0 | Residential | 0 | ANDOVER | 7821 | 1 | SELF INSTALL | JCP&L | No | Complete | 2014-05-05 | 2014-06-18 | 2014-06-23 | 2014-06-23
SRP25852 | SREC Solar | TRAVIS |  | 5.75 | 0 | Residential | 1 | NEPTUNE | 7753 | 17 | SOLARCITY CORPORATION | JCP&L | No | Complete | 2014-05-05 | 2014-10-24 | 2014-11-06 | 2014-11-06
SRP25853 | SREC Solar | MASON JR |  | 14.5 | 0 | Residential | 1 | GREENFIELD | 8230 | 21 | SOLARCITY CORPORATION | AC Electric | No | Complete | 2014-05-05 | 2014-08-01 | 2014-08-11 | 2014-08-11
SRP25855 | SREC Solar | MCGRAW |  | 8.5 | 0 | Residential | 1 | MAPLE SHADE TWP | 8052 | 13 | SOLARCITY CORPORATION | PSE&G BPU | No | Complete | 2014-05-05 | 2014-08-08 | 2014-08-14 | 2014-08-14
SRP25856 | SREC Solar | PINO |  | 8.415 | 0 | Residential | 1 | MANCHESTER | 8759 | 18 | TRINITY HEATING AND AIR | JCP&L | No | Complete | 2014-05-05 | 2014-08-25 | 2014-09-03 | 2014-09-03
SRP25857 | SREC Solar | NAPIER |  | 3.57 | 0 | Residential | 1 | BAYVILLE | 8721 | 18 | TRINITY HEATING AND AIR | JCP&L | No | Complete | 2014-05-05 | 2014-08-28 | 2014-09-12 | 2014-09-12
SRP25858 | SREC Solar | HILL |  | 6.63 | 0 | Residential | 1 | COOKSTOWN | 8511 | 13 | TRINITY HEATING AND AIR | JCP&L | No | Complete | 2014-05-05 | 2014-09-24 | 2014-09-30 | 2014-09-30
SRP25859 | SREC Solar | ESPINOSA |  | 14.025 | 0 | Residential | 1 | WHARTON | 7885 | 3 | TRINITY HEATING AND AIR | JCP&L | No | Complete | 2014-05-05 | 2014-08-28 | 2014-11-12 | 2014-11-12
SRP25860 | SREC Solar | LICHTENFELD |  | 5.865 | 0 | Residential | 1 | JACKSON | 8527 | 18 | NJR HOME SERVICES | JCP&L | No | Complete | 2014-05-05 | 2014-07-16 | 2014-07-24 | 2014-07-24
SRP25861 | SREC Solar | MBIAD |  | 8.925 | 0 | Residential | 1 | BRICK | 8724 | 18 | EZNERGY LLC | JCP&L | No | Complete | 2014-05-05 | 2014-08-06 | 2014-08-11 | 2014-08-11
SRP25862 | SREC Solar | FETTERLY | MOUNTAIN CREEK RESORT INC. | 924 | 0 | Commercial | 1 | VERNON | 7462 | 1 | GREENWOOD BIOSAR | JCP&L | No | QC Selected | 2014-05-05 | 2015-04-24
SRP25863 | SREC Solar | BEDNARCZYK |  | 8.25 | 0 | Residential | 1 | BAYVILLE | 8721 | 18 | TRINITY HEATING AND AIR | JCP&L | No | Complete | 2014-05-05 | 2014-09-18 | 2014-09-25 | 2014-09-25
SRP25864 | SREC Solar | BENJAMIN |  | 6.63 | 0 | Residential | 1 | OAK RIDGE | 7438 | 6 | TRINITY HEATING AND AIR | JCP&L | No | Complete | 2014-05-05 | 2014-09-12 | 2014-09-19 | 2014-09-19
SRP25865 | SREC Solar | DUNN | CONNOLLY DISTRIBUTORS | 81.78 | 0 | Commercial | 0 | ARLINGTON | 7031 | 7 | TRINITY HEATING AND AIR | PSE&G BPU | No | Complete | 2014-05-05 | 2014-07-03 | 2014-07-10 | 2014-07-10
SRP25866 | SREC Solar | HARTER |  | 8 | 0 | Residential | 1 | FREEHOLD | 7728 | 17 | ASTRUM SOLAR, LLC | JCP&L | No | Complete | 2014-05-05 | 2014-09-29 | 2014-10-09 | 2014-10-09
SRP25867 | SREC Solar | WILSON |  | 7.65 | 0 | Residential | 0 | MILLVILLE | 8332 | 20 | ROOF DIAGNOSTICS INC | AC Electric | No | Complete | 2014-05-05 | 2015-04-01 | 2015-04-29 | 2015-04-29
SRP25868 | SREC Solar | ZAHRADNICK |  | 11.34 | 0 | Residential | 0 | MAPLE SHADE | 8052 | 13 | ASTRUM SOLAR, LLC | PSE&G BPU | No | Complete | 2014-05-05 | 2014-08-21 | 2014-09-02 | 2014-09-02
SRP25869 | SREC Solar | GIGLIA |  | 5.1 | 0 | Residential | 1 | PARLIN | 8859 | 11 | TRINITY HEATING AND AIR | JCP&L | No | Complete | 2014-05-05 | 2014-09-24 | 2014-10-31 | 2014-10-31
SRP25870 | SREC Solar | HEWKO |  | 6.12 | 0 | Residential | 1 | CLARK | 7066 | 10 | TRINITY HEATING AND AIR | PSE&G BPU | No | Complete | 2014-05-05 | 2014-08-20 | 2014-08-29 | 2014-08-29
SRP25871 | SREC Solar | HORGAN-PELTIER |  | 12.75 | 0 | Residential | 1 | EAST WINDSOR | 8520 | 12 | TRINITY HEATING AND AIR | JCP&L | No | Complete | 2014-05-05 | 2014-09-04 | 2014-09-12 | 2014-09-12
SRP25872 | SREC Solar | DE SANTIS |  | 5.5 | 0 | Residential | 1 | RIDGEFIELD | 7657 | 7 | ASTRUM SOLAR, LLC | PSE&G BPU | No | Complete | 2014-05-05 | 2014-08-25 | 2014-09-08 | 2014-09-08
SRP25874 | SREC Solar | COOK |  | 5.355 | 0 | Residential | 1 | PARSIPPANY | 7054 | 3 | VIVINT SOLAR | JCP&L | No | Complete | 2014-05-05 | 2015-03-18 | 2015-03-27 | 2015-03-27
SRP25876 | SREC Solar | SERNA |  | 6.12 | 0 | Residential | 1 | WHARTON | 7885 | 3 | VIVINT SOLAR | JCP&L | No | Complete | 2014-05-05 | 2015-01-20 | 2015-03-19 | 2015-03-19
SRP25877 | SREC Solar | BRYANT |  | 4 | 0 | Residential | 1 | JERSEY CITY | 7305 | 8 | SOLARCITY CORPORATION | PSE&G BPU | No | Complete | 2014-05-05 | 2014-09-22 | 2014-10-01 | 2014-10-01
SRP25879 | SREC Solar | SEABRA |  | 7 | 0 | Residential | 1 | WINSLOW TWP | 8081 | 14 | SOLARCITY CORPORATION | AC Electric | No | Complete | 2014-05-05 | 2014-07-15 | 2014-07-24 | 2014-07-24
SRP25880 | SREC Solar | REYES |  | 14.75 | 0 | Residential | 1 | MT LAUREL | 8054 | 13 | SOLARCITY CORPORATION | PSE&G BPU | No | Complete | 2014-05-05 | 2014-08-15 | 2014-09-29 | 2014-09-29
SRP25881 | SREC Solar | PUSLOSKI |  | 12.25 | 0 | Residential | 1 | BLACKWOOD | 8012 | 14 | SOLARCITY CORPORATION | PSE&G BPU | No | Complete | 2014-05-05 | 2014-08-08 | 2014-08-14 | 2014-08-14
SRP25882 | SREC Solar | DAVIS |  | 4.86 | 0 | Residential | 0 | BOONTON | 7005 | 3 | ASTRUM SOLAR, LLC | JCP&L | No | Complete | 2014-05-05 | 2014-09-25 | 2014-10-07 | 2014-10-07
SRP25883 | SREC Solar | KANT |  | 5.61 | 0 | Residential | 1 | EDISON | 8817 | 11 | TRINITY HEATING AND AIR | PSE&G BPU | No | Complete | 2014-05-05 | 2015-05-18 | 2015-05-27 | 2015-05-27
SRP25884 | SREC Solar | SUAREZ |  | 7.905 | 0 | Residential | 1 | DOVER | 7801 | 3 | VIVINT SOLAR | JCP&L | No | Complete | 2014-05-05 | 2014-07-29 | 2014-08-06 | 2014-08-06
SRP25887 | SREC Solar | ROBELL |  | 6.12 | 0 | Residential | 1 | EGG HARBOR | 8234 | 19 | TRINITY HEATING AND AIR | AC Electric | No | Complete | 2014-05-05 | 2014-08-19 | 2014-08-28 | 2014-08-28
SRP25888 | SREC Solar | RITTER |  | 6.12 | 0 | Residential | 1 | TOMS RIVER | 8753 | 18 | TRINITY HEATING AND AIR | JCP&L | No | Complete | 2014-05-05 | 2014-09-04 | 2014-09-11 | 2014-09-11
SRP25889 | SREC Solar | MURPHY |  | 10.2 | 0 | Residential | 1 | JACKSON | 8527 | 18 | TRINITY HEATING AND AIR | JCP&L | No | Complete | 2014-05-05 | 2014-08-28 | 2014-09-12 | 2014-09-12
SRP25890 | SREC Solar | PETREVICH |  | 5.865 | 0 | Residential | 1 | GLEN GARDNER | 8826 | 4 | TRINITY HEATING AND AIR | JCP&L | No | Complete | 2014-05-05 | 2014-08-19 | 2014-09-29 | 2014-09-29
SRP25891 | SREC Solar | LINCOLN |  | 4.86 | 0 | Residential | 1 | GALLOWAY | 8205 | 19 | TRINITY HEATING AND AIR | AC Electric | No | Complete | 2014-05-05 | 2014-08-19 | 2014-08-29 | 2014-08-29
SRP25892 | SREC Solar | TALAG |  | 5.355 | 0 | Residential | 1 | SOMERSET | 8873 | 5 | TRINITY HEATING AND AIR | PSE&G BPU | No | Complete | 2014-05-05 | 2014-08-28 | 2014-09-09 | 2014-09-09
SRP25893 | SREC Solar | KAULESAR |  | 3.06 | 0 | Residential | 1 | JERSEY CITY | 7304 | 8 | TRINITY HEATING AND AIR | PSE&G BPU | No | Complete | 2014-05-05 | 2014-11-05 | 2014-12-09 | 2014-12-09
SRP25894 | SREC Solar | NELSON |  | 8.16 | 0 | Residential | 1 | TRENTON | 8618 | 12 | TRINITY HEATING AND AIR | PSE&G BPU | No | Complete | 2014-05-05 | 2014-10-16 | 2014-12-29 | 2014-12-29
SRP25895 | SREC Solar | AVSEC |  | 15.045 | 0 | Residential | 1 | WOOLWICH | 8085 | 15 | TRINITY HEATING AND AIR | AC Electric | No | Complete | 2014-05-05 | 2014-08-19 | 2014-08-29 | 2014-08-29
SRP25897 | SREC Solar | MARI |  | 3.57 | 0 | Residential | 1 | PT. PLEASANT | 8742 | 18 | TRINITY HEATING AND AIR | JCP&L | No | Complete | 2014-05-05 | 2014-09-09 | 2014-09-16 | 2014-09-16
SRP25899 | SREC Solar | RUDNIK |  | 6.25 | 0 | Residential | 1 | UNION | 7083 | 10 | VIVINT SOLAR | PSE&G BPU | No | QA SELECTED | 2014-05-05 | 2015-05-12
SRP25900 | SREC Solar | JACKSON |  | 10.455 | 0 | Residential | 1 | WILLINGBORO | 8046 | 13 | VIVINT SOLAR | PSE&G BPU | No | Complete | 2014-05-05 | 2014-08-28 | 2014-09-08 | 2014-09-08
SRP25903 | SREC Solar | ROTH |  | 9.435 | 0 | Residential | 1 | MT LAUREL | 8054 | 13 | VIVINT SOLAR | PSE&G BPU | No | Complete | 2014-05-05 | 2015-01-29 | 2015-02-03 | 2015-02-03
SRP25904 | SREC Solar | PEREZ |  | 4.59 | 0 | Residential | 1 | WHARTON | 7885 | 3 | VIVINT SOLAR | JCP&L | No | Complete | 2014-05-05 | 2014-08-18 | 2014-09-19 | 2014-09-19
SRP25905 | SREC Solar | MARIN |  | 9.945 | 0 | Residential | 1 | WHARTON | 7885 | 3 | VIVINT SOLAR | JCP&L | No | Install Complete | 2014-05-05 | 2015-05-07
SRP25906 | SREC Solar | SEMILIA |  | 8.67 | 0 | Residential | 1 | SPOTSWOOD | 8884 | 11 | VIVINT SOLAR | JCP&L | No | Complete | 2014-05-05 | 2014-10-01 | 2014-10-14 | 2014-10-14
SRP25907 | SREC Solar | GRAY |  | 4.59 | 0 | Residential | 1 | PARSIPPANY | 7054 | 3 | VIVINT SOLAR | JCP&L | No | Complete | 2014-05-05 | 2014-08-12 | 2014-08-20 | 2014-08-20
SRP25910 | SREC Solar | JACUKIEWICZ |  | 7.8 | 0 | Residential | 1 | LAKEWOOD | 8701 | 18 | POWERLUTIONS, LLC | JCP&L | No | Complete | 2014-05-05 | 2014-08-12 | 2014-08-20 | 2014-08-20
SRP25911 | SREC Solar | REYES JR |  | 6.12 | 0 | Residential | 1 | UNION | 7083 | 10 | VIVINT SOLAR | PSE&G BPU | No | Complete | 2014-05-05 | 2014-09-08 | 2014-09-22 | 2014-09-22
SRP25912 | SREC Solar | WHEAT |  | 13.77 | 0 | Residential | 1 | MINOTOLA | 8341 | 19 | ALLSEASON CONSTRUCTION | AC Electric | No | Complete | 2014-05-05 | 2015-02-22 | 2015-02-25 | 2015-02-25
SRP25914 | SREC Solar | VARAGUR |  | 4.24 | 0 | Residential | 0 | EDISON | 8820 | 11 | TOTAL EXTERIORS | PSE&G BPU | No | Complete | 2014-05-05 | 2014-12-19 | 2015-01-13 | 2015-01-13
SRP25915 | SREC Solar | MAKAROWSKI |  | 6.375 | 0 | Residential | 1 | COLUMBUS | 8022 | 13 | TRINITY HEATING AND AIR | PSE&G BPU | No | Complete | 2014-05-05 | 2014-08-21 | 2014-08-29 | 2014-08-29
SRP25916 | SREC Solar | FUCCI |  | 4.08 | 0 | Residential | 1 | LAKE HIAWATHA | 7034 | 3 | VIVINT SOLAR | JCP&L | No | Complete | 2014-05-05 | 2014-07-18 | 2014-10-21 | 2014-10-21
SRP25917 | SREC Solar | LEMAY |  | 10.965 | 0 | Residential | 1 | BOONTON | 7005 | 3 | VIVINT SOLAR | JCP&L | No | Complete | 2014-05-05 | 2015-02-26 | 2015-05-13 | 2015-05-13
SRP25918 | SREC Solar | MARCUS |  | 8.415 | 0 | Residential | 1 | HOWELL | 7731 | 17 | NEW JERSEY CLEAN ENERGY SOLUTIONS | JCP&L | No | Complete | 2014-05-05 | 2014-07-11 | 2014-08-27 | 2014-08-27
SRP25919 | SREC Solar | CARUSO |  | 11.13 | 0 | Residential | 1 | NORTH HALEDON | 7508 | 6 | NEW JERSEY CLEAN ENERGY SOLUTIONS | PSE&G BPU | No | Complete | 2014-05-05 | 2014-10-16 | 2014-10-31 | 2014-10-31
SRP25920 | SREC Solar | JENKINS |  | 6.375 | 0 | Residential | 1 | DAYTON | 8810 | 11 | TRINITY HEATING AND AIR | PSE&G BPU | No | Complete | 2014-05-05 | 2014-12-12 | 2015-01-06 | 2015-01-06
SRP25921 | SREC Solar | GRANT |  | 5.355 | 0 | Residential | 1 | BURLEIGH | 8210 | 21 | ALLSEASON CONSTRUCTION | AC Electric | No | Complete | 2014-05-05 | 2015-03-18 | 2015-03-27 | 2015-03-27
SRP25922 | SREC Solar | WALLS |  | 8.67 | 0 | Residential | 1 | NORTH CAPE MAY | 8204 | 21 | ALLSEASON CONSTRUCTION | AC Electric | No | Complete | 2014-05-05 | 2015-01-28 | 2015-02-04 | 2015-02-04
SRP25923 | SREC Solar | MCMAHON |  | 15.3 | 0 | Residential | 1 | BRIDGETON | 8302 | 20 | ALLSEASON CONSTRUCTION | AC Electric | No | Complete | 2014-05-05 | 2014-07-29 | 2014-08-08 | 2014-08-08
SRP25924 | SREC Solar | WHITE |  | 7.905 | 0 | Residential | 1 | SMITHVILLE | 8201 | 19 | ALLSEASON CONSTRUCTION | AC Electric | No | Complete | 2014-05-05 | 2015-02-22 | 2015-02-25 | 2015-02-25
SRP25925 | SREC Solar | VEACH |  | 16.83 | 0 | Residential | 1 | PORT ELIZABETH | 8348 | 20 | ALLSEASON CONSTRUCTION | AC Electric | No | Complete | 2014-05-05 | 2015-03-31 | 2015-04-07 | 2015-04-07
SRP25926 | SREC Solar | KEENAN |  | 19.89 | 0 | Residential | 1 | PITTSGROVE | 8318 | 16 | ALLSEASON CONSTRUCTION | AC Electric | No | Complete | 2014-05-05 | 2014-10-08 | 2014-10-20 | 2014-10-20
SRP25927 | SREC Solar | CARUSO |  | 10.71 | 0 | Residential | 1 | WOODBINE | 8270 | 21 | NEW JERSEY CLEAN ENERGY SOLUTIONS | AC Electric | No | Complete | 2014-05-05 | 2014-08-08 | 2014-08-14 | 2014-08-14
SRP25928 | SREC Solar | RILEY |  | 10.2 | 0 | Residential | 1 | PORT ELIZABETH | 8348 | 20 | ALLSEASON CONSTRUCTION | AC Electric | No | Complete | 2014-05-05 | 2015-03-31 | 2015-04-07 | 2015-04-07
SRP25929 | SREC Solar | PATEL |  | 7.14 | 0 | Residential | 1 | BRIDGEWATER | 8807 | 5 | NEW JERSEY CLEAN ENERGY SOLUTIONS | PSE&G BPU | No | Complete | 2014-05-05 | 2014-09-12 | 2014-09-17 | 2014-09-17
SRP25930 | SREC Solar | MAHER |  | 8.67 | 0 | Residential | 1 | SAYREVILLE | 8872 | 11 | VIVINT SOLAR | JCP&L | No | Complete | 2014-05-05 | 2014-07-23 | 2014-07-30 | 2014-07-30
SRP25931 | SREC Solar | TSANG |  | 6.867 | 0 | Residential | 0 | TOMS RIVER | 8755 | 18 | SEA BRIGHT SOLAR, LLC | JCP&L | No | Complete | 2014-05-05 | 2015-01-13 | 2015-01-21 | 2015-01-21
SRP25932 | SREC Solar | SHAW |  | 10.71 | 0 | Residential | 1 | DORCHESTER | 8316 | 20 | ALLSEASON CONSTRUCTION | AC Electric | No | Complete | 2014-05-05 | 2014-08-06 | 2014-08-12 | 2014-08-12
SRP25933 | SREC Solar | SOFIA |  | 15.3 | 0 | Residential | 1 | HAMMONTON | 8037 | 19 | ALLSEASON CONSTRUCTION | AC Electric | No | Complete | 2014-05-05 | 2014-11-13 | 2014-12-02 | 2014-12-02
SRP25934 | SREC Solar | VAZ |  | 5.1 | 0 | Residential | 1 | UNION | 7083 | 10 | VIVINT SOLAR | PSE&G BPU | No | Complete | 2014-05-05 | 2015-04-28 | 2015-05-08 | 2015-05-08
SRP25935 | SREC Solar | BROOKS |  | 6.45 | 0 | Residential | 1 | NEWARK | 7114 | 9 | UR SOLAR POWER | PSE&G BPU | No | Complete | 2014-05-05 | 2014-05-20 | 2014-05-22 | 2014-05-22
SRP25936 | SREC Solar | VAN SYCKLE |  | 12 | 0 | Residential | 1 | PORT REPUBLIC | 8241 | 19 | GREENPOINTE ENERGY | AC Electric | No | Complete | 2014-05-12 | 2014-09-09 | 2014-09-19 | 2014-09-19
SRP25937 | SREC Solar | HIRSCHHORN |  | 4.72 | 0 | Residential | 0 | FLEMINGTON | 8822 | 4 | SELF INSTALL | JCP&L | No | Complete | 2014-05-12 | 2014-07-11 | 2014-07-22 | 2014-07-22
SRP25939 | SREC Solar | GUARASCIO |  | 8.16 | 0 | Residential | 1 | BAYVILLE | 8721 | 18 | SEA BRIGHT SOLAR, LLC | JCP&L | No | Complete | 2014-05-12 | 2014-09-23 | 2014-10-20 | 2014-10-20
SRP25940 | SREC Solar | JACOBSON |  | 7.65 | 0 | Residential | 1 | FORKED RIVER | 8731 | 18 | SEA BRIGHT SOLAR, LLC | JCP&L | No | Complete | 2014-05-12 | 2014-08-12 | 2014-08-21 | 2014-08-21
SRP25941 | SREC Solar | PEREZ |  | 7.5 | 0 | Residential | 1 | NEWTON | 7860 | 1 | ROOF DIAGNOSTICS INC | JCP&L | No | Complete | 2014-05-12 | 2014-12-24 | 2015-03-12 | 2015-03-12
SRP25942 | SREC Solar | MELENDEZ |  | 4.75 | 0 | Residential | 1 | WEST NEW YORK | 7093 | 8 | ROOF DIAGNOSTICS INC | PSE&G BPU | No | QA SELECTED | 2014-05-12 | 2015-05-19
SRP25943 | SREC Solar | FITZMAURICE |  | 5 | 0 | Residential | 1 | MONTCLAIR | 7042 | 9 | ROOF DIAGNOSTICS INC | PSE&G BPU | No | Complete | 2014-05-12 | 2015-02-24 | 2015-03-04 | 2015-03-04
SRP25944 | SREC Solar | NOGER |  | 9.72 | 0 | Residential | 1 | MIDDLETOWN | 7748 | 17 | ROOF DIAGNOSTICS INC | JCP&L | No | Complete | 2014-05-12 | 2014-09-29 | 2014-10-09 | 2014-10-09
SRP25945 | SREC Solar | BRIGGS |  | 6.75 | 0 | Residential | 1 | SOMERSET | 8873 | 5 | ROOF DIAGNOSTICS INC | PSE&G BPU | No | Complete | 2014-05-12 | 2015-02-24 | 2015-03-03 | 2015-03-03
SRP25946 | SREC Solar | CHIU |  | 7.14 | 0 | Residential | 1 | PARSIPPANY | 7054 | 3 | ROOF DIAGNOSTICS INC | JCP&L | No | Complete | 2014-05-12 | 2015-02-24 | 2015-03-04 | 2015-03-04
SRP25947 | SREC Solar | TORRECILLAS |  | 9.18 | 0 | Residential | 1 | TOMS RIVER | 8753 | 18 | ROOF DIAGNOSTICS INC | JCP&L | No | Complete | 2014-05-12 | 2014-10-22 | 2014-10-27 | 2014-10-27
SRP25948 | SREC Solar | MUND |  | 5 | 0 | Residential | 1 | LAKEWOOD | 8701 | 18 | POWERLUTIONS, LLC | JCP&L | No | Complete | 2014-05-12 | 2014-08-13 | 2014-09-12 | 2014-09-12
SRP25949 | SREC Solar | YABLONICKY | ECHELON MEDICAL CENTER | 38.07 | 0 | Commercial | 1 | VOORHEES | 8043 | 14 | REC SOLAR, INC. | PSE&G BPU | No | Complete | 2014-05-12 | 2014-09-29 | 2014-10-09 | 2014-10-09
SRP25950 | SREC Solar | SANDBERG |  | 7.5 | 0 | Residential | 1 | TOMS RIVER | 8757 | 18 | SOLARCITY CORPORATION | JCP&L | No | Complete | 2014-05-12 | 2014-07-02 | 2014-07-10 | 2014-07-10
SRP25951 | SREC Solar | BOSTIC |  | 6 | 0 | Residential | 1 | BERLIN | 8009 | 14 | SOLARCITY CORPORATION | AC Electric | No | Complete | 2014-05-12 | 2014-10-14 | 2014-10-30 | 2014-10-30
SRP25952 | SREC Solar | NG |  | 7.75 | 0 | Residential | 1 | CHERRY HILL | 8034 | 14 | SOLARCITY CORPORATION | PSE&G BPU | No | Complete | 2014-05-12 | 2014-08-04 | 2014-08-12 | 2014-08-12
SRP25953 | SREC Solar | ARIAS |  | 7.65 | 0 | Residential | 1 | ROCKAWAY | 7866 | 3 | ROOF DIAGNOSTICS INC | JCP&L | No | Complete | 2014-05-12 | 2015-02-22 | 2015-04-22 | 2015-04-22
SRP25955 | SREC Solar | WANG |  | 6.18 | 0 | Residential | 1 | MORGANVILLE | 7751 | 17 | NEW JERSEY CLEAN ENERGY SOLUTIONS | JCP&L | No | Complete | 2014-05-12 | 2014-08-13 | 2014-08-21 | 2014-08-21
SRP25958 | SREC Solar | REYNOLDS |  | 8.415 | 0 | Residential | 1 | BRICK | 8724 | 18 | ROOF DIAGNOSTICS INC | JCP&L | No | Complete | 2014-05-12 | 2014-10-08 | 2014-10-17 | 2014-10-17
SRP25959 | SREC Solar | ADAMS |  | 4.25 | 0 | Residential | 1 | NORTH PLAINFIELD | 7063 | 10 | ROOF DIAGNOSTICS INC | PSE&G BPU | No | Complete | 2014-05-12 | 2014-12-24 | 2015-01-07 | 2015-01-07
SRP25960 | SREC Solar | VILLARSON |  | 7.5 | 0 | Residential | 1 | EGG HARBOR TOWNSHIP | 8234 | 19 | SOLARCITY CORPORATION | AC Electric | No | Complete | 2014-05-12 | 2014-07-28 | 2014-08-07 | 2014-08-07
SRP25964 | SREC Solar | MUELLER |  | 4.75 | 0 | Residential | 1 | RIO GRANDE | 8242 | 21 | SUNGEVITY, INC. | AC Electric | No | Complete | 2014-05-12 | 2015-01-22 | 2015-02-24 | 2015-02-24
SRP25965 | SREC Solar | DERSHIMER |  | 18 | 0 | Residential | 1 | HAMMONTON | 8037 | 19 | SUNGEVITY, INC. | AC Electric | No | Complete | 2014-05-12 | 2014-10-28 | 2015-02-03 | 2015-02-03
SRP25966 | SREC Solar | SAN CHIRICO |  | 8 | 0 | Residential | 1 | TOMS RIVER | 8753 | 18 | SUNGEVITY, INC. | JCP&L | No | Complete | 2014-05-12 | 2014-10-08 | 2014-10-20 | 2014-10-20
SRP25967 | SREC Solar | BROWN |  | 17.16 | 0 | Residential | 1 | MULLICA HILL | 8062 | 15 | SUNGEVITY, INC. | AC Electric | No | Complete | 2014-05-12 | 2014-10-08 | 2014-11-13 | 2014-11-13
SRP25968 | SREC Solar | CORTES |  | 8.415 | 0 | Residential | 1 | NEWARK | 7107 | 9 | TRINITY HEATING AND AIR | PSE&G BPU | No | Complete | 2014-05-12 | 2015-04-21 | 2015-04-30 | 2015-04-30
SRP25969 | SREC Solar | THOMPSOM |  | 6.63 | 0 | Residential | 1 | WILLINGBORO | 8046 | 13 | TRINITY HEATING AND AIR | PSE&G BPU | No | Complete | 2014-05-12 | 2014-08-25 | 2014-09-08 | 2014-09-08
SRP25972 | SREC Solar | MCCOY |  | 7.5 | 0 | Residential | 1 | MOUNT HOLLY | 8060 | 13 | SOLARCITY CORPORATION | PSE&G BPU | No | Complete | 2014-05-12 | 2014-10-13 | 2014-10-24 | 2014-10-24
SRP25974 | SREC Solar | BYRD |  | 8 | 0 | Residential | 1 | PENNSVILLE TWP | 8070 | 16 | SOLARCITY CORPORATION | AC Electric | No | Complete | 2014-05-12 | 2014-10-07 | 2014-10-31 | 2014-10-31
SRP25975 | SREC Solar | PATEL |  | 7.8 | 0 | Residential | 0 | SOMERSET | 8873 | 5 | ABSOLUTELY ENERGIZED SOLAR, LLC | PSE&G BPU | No | Complete | 2014-05-12 | 2014-10-29 | 2015-01-05 | 2015-01-05
SRP25976 | SREC Solar | MCCORD |  | 5.25 | 0 | Residential | 1 | BARNEGAT TWP | 8005 | 18 | SOLARCITY CORPORATION | JCP&L | No | Complete | 2014-05-12 | 2014-09-12 | 2014-09-19 | 2014-09-19
SRP25977 | SREC Solar | KRAMER |  | 5 | 0 | Residential | 1 | GLOUCESTER TWP | 8031 | 14 | SOLARCITY CORPORATION | AC Electric | No | Complete | 2014-05-12 | 2014-08-22 | 2014-08-28 | 2014-08-28
SRP25978 | SREC Solar | MELE |  | 9.75 | 0 | Residential | 1 | MILLSTONE TWP | 8535 | 17 | SOLARCITY CORPORATION | JCP&L | No | Complete | 2014-05-12 | 2014-09-09 | 2014-09-16 | 2014-09-16
SRP25979 | SREC Solar | MOODY |  | 11.25 | 0 | Residential | 1 | HOWELL | 7731 | 17 | ROOF DIAGNOSTICS INC | JCP&L | No | Complete | 2014-05-12 | 2014-09-17 | 2014-09-25 | 2014-09-25
SRP25980 | SREC Solar | PATEL |  | 3.5 | 0 | Residential | 1 | AVENEL | 7001 | 11 | ROOF DIAGNOSTICS INC | PSE&G BPU | No | Complete | 2014-05-12 | 2015-03-04 | 2015-03-17 | 2015-03-17
SRP25981 | SREC Solar | BELLINA |  | 12.42 | 0 | Residential | 1 | ENGLISHTOWN | 7726 | 17 | TRINITY HEATING AND AIR | JCP&L | No | Complete | 2014-05-12 | 2014-08-21 | 2014-08-29 | 2014-08-29
SRP25982 | SREC Solar | BRENNER |  | 5.61 | 0 | Residential | 1 | JACKSON | 8527 | 18 | TRINITY HEATING AND AIR | JCP&L | No | Complete | 2014-05-12 | 2014-08-25 | 2014-10-30 | 2014-10-30
SRP25984 | SREC Solar | FISHER |  | 3.57 | 0 | Residential | 1 | BEL MAR | 7719 | 17 | TRINITY HEATING AND AIR | JCP&L | No | Complete | 2014-05-12 | 2014-08-07 | 2014-08-14 | 2014-08-14
SRP25985 | SREC Solar | HAQ |  | 6.12 | 0 | Residential | 1 | HOWELL | 7731 | 17 | TRINITY HEATING AND AIR | JCP&L | No | Complete | 2014-05-12 | 2014-08-26 | 2014-09-09 | 2014-09-09
SRP25986 | SREC Solar | HEPP |  | 9.625 | 0 | Residential | 1 | MOUNT LAUREL | 8054 | 13 | TRINITY HEATING AND AIR | PSE&G BPU | No | Complete | 2014-05-12 | 2014-11-25 | 2014-12-11 | 2014-12-11
SRP25987 | SREC Solar | KUZMA |  | 9.69 | 0 | Residential | 1 | MANTOLOKING | 8738 | 18 | TRINITY HEATING AND AIR | JCP&L | No | Complete | 2014-05-12 | 2014-10-28 | 2014-11-14 | 2014-11-14
SRP25988 | SREC Solar | LEBELT |  | 7.905 | 0 | Residential | 0 | ALPHA | 8865 | 2 | TRINITY HEATING AND AIR | JCP&L | No | Complete | 2014-05-12 | 2014-08-15 | 2014-08-21 | 2014-08-21
SRP25989 | SREC Solar | LIGHTFOOT JR |  | 9.945 | 0 | Residential | 0 | WILLINGBORO | 8046 | 13 | TRINITY HEATING AND AIR | PSE&G BPU | No | Complete | 2014-05-12 | 2014-10-17 | 2014-10-24 | 2014-10-24
SRP25990 | SREC Solar | MOSS |  | 9.945 | 0 | Residential | 0 | WHARTON | 7885 | 3 | TRINITY HEATING AND AIR | JCP&L | No | Complete | 2014-05-12 | 2014-07-16 | 2014-07-25 | 2014-07-25
SRP25991 | SREC Solar | RADHAKRISNAN |  | 9.18 | 0 | Residential | 0 | WEST WINDSOR | 8550 | 12 | TRINITY HEATING AND AIR | PSE&G BPU | No | Complete | 2014-05-12 | 2014-09-26 | 2014-10-21 | 2014-10-21
SRP25992 | SREC Solar | BARRETT |  | 5.61 | 0 | Residential | 1 | BAYVILLE | 8721 | 18 | RELIABLE POWER SERVICES, INC. | JCP&L | No | Complete | 2014-05-12 | 2014-09-05 | 2014-10-07 | 2014-10-07
SRP25993 | SREC Solar | CHAN |  | 2.915 | 0 | Residential | 1 | MARLBORO | 7746 | 17 | SOLARCITY CORPORATION | JCP&L | No | Complete | 2014-05-12 | 2014-10-21 | 2014-11-26 | 2014-11-26
SRP25994 | SREC Solar | WAKEFIELD JR |  | 4.25 | 0 | Residential | 1 | EGG HARBOR CITY | 8215 | 19 | SOLARCITY CORPORATION | AC Electric | No | Complete | 2014-05-12 | 2014-07-03 | 2014-07-17 | 2014-07-17
SRP25995 | SREC Solar | HUGHES |  | 14.25 | 0 | Residential | 1 | GLASSBORO | 8028 | 15 | SOLARCITY CORPORATION | AC Electric | No | Complete | 2014-05-12 | 2014-09-22 | 2014-10-01 | 2014-10-01
SRP25996 | SREC Solar | KING |  | 6.5 | 0 | Residential | 1 | MOUNT LAUREL | 8054 | 13 | SOLARCITY CORPORATION | PSE&G BPU | No | Complete | 2014-05-12 | 2014-08-28 | 2014-09-08 | 2014-09-08
SRP25997 | SREC Solar | KARCHER |  | 5 | 0 | Residential | 1 | MAPLE SHADE TWP | 8052 | 13 | SOLARCITY CORPORATION | PSE&G BPU | No | Complete | 2014-05-12 | 2014-08-07 | 2014-08-18 | 2014-08-18
SRP25998 | SREC Solar | GILLBERTI |  | 8.5 | 0 | Residential | 1 | BRANCHVILLE | 7826 | 1 | SOLARCITY CORPORATION | Unknown | No | Complete | 2014-05-12 | 2014-12-02 | 2014-12-09 | 2014-12-09
SRP25999 | SREC Solar | SIENICKI | SJP PROPERTIES | 31.255 | 0 | Commercial | 1 | NEWARK | 7102 | 9 | MERCURY SOLAR SYSTEMS - PORT CHESTER | PSE&G BPU | No | QC Selected | 2014-05-12 | 2014-09-16
SRP26000 | SREC Solar | LOPER |  | 8.82 | 0 | Residential | 1 | BRIDGETON | 8302 | 20 | GO SOLAR ELECTRIC, LLC | AC Electric | No | Complete | 2014-05-12 | 2014-12-04 | 2014-12-11 | 2014-12-11
SRP26002 | SREC Solar | JOHNSON |  | 5.25 | 0 | Residential | 1 | FRANKLINVILLE | 8322 | 15 | SOLARCITY CORPORATION | AC Electric | No | Complete | 2014-05-12 | 2014-10-15 | 2014-10-30 | 2014-10-30
SRP26003 | SREC Solar | ARCHUT SR |  | 6 | 0 | Residential | 1 | PAULSBORO | 8066 | 15 | SOLARCITY CORPORATION | AC Electric | No | Complete | 2014-05-12 | 2014-09-22 | 2014-10-01 | 2014-10-01
SRP26004 | SREC Solar | BENTIVEGNA |  | 8.67 | 0 | Residential | 1 | MANAHAWKIN | 8050 | 18 | TRINITY HEATING AND AIR | AC Electric | No | Complete | 2014-05-12 | 2014-10-17 | 2014-10-27 | 2014-10-27
SRP26005 | SREC Solar | FILAN |  | 6.25 | 0 | Residential | 1 | OAK RIDGE | 7438 | 6 | ASTRUM SOLAR, LLC | JCP&L | No | Complete | 2014-05-12 | 2014-07-29 | 2014-08-05 | 2014-08-05
SRP26006 | SREC Solar | CLENDINING |  | 8.5 | 0 | Residential | 1 | GLOUCESTER TWP | 8021 | 14 | SOLARCITY CORPORATION | PSE&G BPU | No | Complete | 2014-05-12 | 2015-02-22 | 2015-02-25 | 2015-02-25
SRP26007 | SREC Solar | MOREL |  | 5.75 | 0 | Residential | 1 | ELIZABETH | 7202 | 10 | SOLARCITY CORPORATION | PSE&G BPU | No | Complete | 2014-05-12 | 2014-09-26 | 2014-10-02 | 2014-10-02
SRP26008 | SREC Solar | POLIZZI |  | 7 | 0 | Residential | 1 | VINELAND | 8361 | 20 | SOLARCITY CORPORATION | Vineland Muni Elec | No | Complete | 2014-05-12 | 2015-04-30 | 2015-05-12 | 2015-05-12
SRP26009 | SREC Solar | CARTER |  | 12.985 | 0 | Residential | 1 | MONROEVILLE | 8343 | 16 | GEOSCAPE SOLAR | AC Electric | No | Complete | 2014-05-12 | 2014-10-17 | 2014-10-24 | 2014-10-24
SRP26010 | SREC Solar | CHZASZ |  | 2 | 0 | Residential | 1 | RAHWAY | 7065 | 10 | SOLARCITY CORPORATION | PSE&G BPU | No | Complete | 2014-05-12 | 2014-08-22 | 2014-08-28 | 2014-08-28
SRP26011 | SREC Solar | DOUGHERTY |  | 6.885 | 0 | Residential | 1 | BRICK | 8723 | 18 | ROOF DIAGNOSTICS INC | JCP&L | No | Complete | 2014-05-12 | 2015-03-18 | 2015-03-30 | 2015-03-30
SRP26012 | SREC Solar | FURFEY |  | 9.18 | 0 | Residential | 1 | TOMS RIVER | 8757 | 18 | NJR HOME SERVICES | JCP&L | No | Complete | 2014-05-12 | 2015-03-05 | 2015-03-20 | 2015-03-20
SRP26013 | SREC Solar | CESARO |  | 11.73 | 0 | Residential | 1 | MANCHESTER | 8759 | 18 | NJR HOME SERVICES | JCP&L | No | Complete | 2014-05-12 | 2014-09-04 | 2014-09-11 | 2014-09-11
SRP26014 | SREC Solar | AGUILAR |  | 4.25 | 0 | Residential | 1 | LEONIA | 7605 | 7 | SOLARCITY CORPORATION | PSE&G BPU | No | Complete | 2014-05-12 | 2014-10-15 | 2014-10-24 | 2014-10-24
SRP26015 | SREC Solar | ALAM |  | 12 | 0 | Residential | 1 | PITMAN | 8071 | 15 | SOLARCITY CORPORATION | AC Electric | No | QA SELECTED | 2014-05-12 | 2015-05-13
SRP26016 | SREC Solar | LYUBARSKIY |  | 8.75 | 0 | Residential | 1 | WASHINGTON TWP | 7676 | 7 | SOLARCITY CORPORATION | PSE&G BPU | No | Complete | 2014-05-12 | 2014-10-07 | 2014-10-16 | 2014-10-16
SRP26017 | SREC Solar | MITCHELL |  | 7.14 | 0 | Residential | 1 | BRIDGETON | 8302 | 20 | RCL ENTERPRISES INC. | AC Electric | No | Complete | 2014-05-12 | 2015-01-08 | 2015-01-19 | 2015-01-19
SRP26018 | SREC Solar | MITCHELL |  | 13.77 | 0 | Residential | 1 | BRIDGETON | 8302 | 20 | RCL ENTERPRISES INC. | AC Electric | No | Complete | 2014-05-12 | 2014-10-14 | 2014-10-24 | 2014-10-24
SRP26019 | SREC Solar | DELIMA |  | 7.5 | 0 | Residential | 1 | NEW MILFORD | 7646 | 7 | ROOF DIAGNOSTICS INC | PSE&G BPU | No | Complete | 2014-05-12 | 2014-10-22 | 2014-10-27 | 2014-10-27
SRP26020 | SREC Solar | PURCELL |  | 9 | 0 | Residential | 1 | HAMILTON TWP | 8330 | 19 | SOLARCITY CORPORATION | AC Electric | No | Complete | 2014-05-12 | 2014-10-02 | 2014-10-14 | 2014-10-14
SRP26022 | SREC Solar | SCOTT |  | 11 | 0 | Residential | 0 | WINSLOW | 8095 | 14 | ASTRUM SOLAR, LLC | AC Electric | No | Complete | 2014-05-12 | 2014-09-24 | 2014-09-30 | 2014-09-30
SRP26023 | SREC Solar | SAVOIE |  | 20 | 0 | Residential | 1 | WILLIAMSTOWN | 8094 | 15 | ASTRUM SOLAR, LLC | AC Electric | No | Complete | 2014-05-12 | 2014-06-25 | 2014-07-02 | 2014-07-02
SRP26024 | SREC Solar | CHEN |  | 6.5 | 0 | Residential | 0 | CAPE MAY COURT HOUSE | 8210 | 21 | ASTRUM SOLAR, LLC | AC Electric | No | Complete | 2014-05-12 | 2014-09-25 | 2014-10-02 | 2014-10-02
SRP26025 | SREC Solar | SCOLLAN |  | 12.24 | 0 | Residential | 1 | MONROEVILLE | 8343 | 16 | RCL ENTERPRISES INC. | AC Electric | No | Complete | 2014-05-12 | 2014-10-20 | 2014-10-27 | 2014-10-27
SRP26026 | SREC Solar | PSILOPOULOS |  | 6.63 | 0 | Residential | 1 | EGG HARBOR TOWNSHIP | 8234 | 19 | RCL ENTERPRISES INC. | AC Electric | No | Complete | 2014-05-12 | 2014-08-25 | 2014-09-03 | 2014-09-03
SRP26027 | SREC Solar | DONNELLY |  | 10.75 | 0 | Residential | 1 | JAMESBURG | 8831 | 11 | ASTRUM SOLAR, LLC | JCP&L | No | Complete | 2014-05-12 | 2014-06-13 | 2014-06-18 | 2014-06-18
SRP26028 | SREC Solar | FLORES |  | 15 | 0 | Residential | 1 | MORGANVILLE | 7751 | 17 | ASTRUM SOLAR, LLC | JCP&L | No | Complete | 2014-05-12 | 2014-06-03 | 2014-06-06 | 2014-06-06
SRP26031 | SREC Solar | SINGER |  | 6.48 | 0 | Residential | 0 | MAPLEWOOD | 7040 | 9 | ASTRUM SOLAR, LLC | PSE&G BPU | No | Complete | 2014-05-12 | 2014-12-04 | 2014-12-17 | 2014-12-17
SRP26033 | SREC Solar | YOGEL |  | 5.1 | 0 | Residential | 1 | GALLOWAY | 8201 | 19 | ALLSEASON CONSTRUCTION | AC Electric | No | Complete | 2014-05-12 | 2015-02-22 | 2015-02-25 | 2015-02-25
SRP26034 | SREC Solar | GERMAN |  | 6 | 0 | Residential | 1 | SWEDSBORO | 8085 | 15 | SOLARCITY CORPORATION | AC Electric | No | Complete | 2014-05-12 | 2014-11-13 | 2014-12-02 | 2014-12-02
SRP26035 | SREC Solar | ORTIZ |  | 8.925 | 0 | Residential | 1 | BURLINGTON | 8016 | 13 | TRINITY HEATING AND AIR | PSE&G BPU | No | Complete | 2014-05-12 | 2014-08-19 | 2014-08-28 | 2014-08-28
SRP26036 | SREC Solar | GOMEZ |  | 8.5 | 0 | Residential | 1 | BRICK | 8723 | 18 | SOLARCITY CORPORATION | JCP&L | No | Complete | 2014-05-12 | 2014-09-22 | 2014-10-01 | 2014-10-01
SRP26037 | SREC Solar | GANLEY |  | 6 | 0 | Residential | 1 | NEPTUNE | 7753 | 17 | TRINITY HEATING AND AIR | JCP&L | No | Complete | 2014-05-12 | 2014-10-22 | 2014-11-26 | 2014-11-26
SRP26038 | SREC Solar | QUANT |  | 13.77 | 0 | Residential | 1 | SOUTHAMPTON | 8088 | 13 | TRINITY HEATING AND AIR | PSE&G BPU | No | QC Selected | 2014-05-12 | 2015-05-13
SRP26039 | SREC Solar | RITTER |  | 8.67 | 0 | Residential | 1 | TOMS RIVER | 8753 | 18 | TRINITY HEATING AND AIR | JCP&L | No | Complete | 2014-05-12 | 2014-09-02 | 2014-09-16 | 2014-09-16
SRP26040 | SREC Solar | LEWIS |  | 5.61 | 0 | Residential | 1 | JACKSON | 8527 | 18 | TRINITY HEATING AND AIR | JCP&L | No | Complete | 2014-05-12 | 2014-08-22 | 2014-09-03 | 2014-09-03
SRP26042 | SREC Solar | MCCOLLUM |  | 9.435 | 0 | Residential | 1 | MANCHESTER | 8759 | 18 | KOPP ELECTRIC COMPANY | JCP&L | No | Complete | 2014-05-12 | 2014-10-07 | 2014-10-15 | 2014-10-15
SRP26043 | SREC Solar | PLOTKIN |  | 5.1 | 0 | Residential | 1 | GALLOWAY | 8205 | 19 | ALLSEASON CONSTRUCTION | AC Electric | No | Complete | 2014-05-12 | 2014-10-22 | 2014-12-01 | 2014-12-01
SRP26044 | SREC Solar | MILLER |  | 6.5 | 0 | Residential | 1 | MT HOLLY | 8060 | 13 | ASTRUM SOLAR, LLC | PSE&G BPU | No | Complete | 2014-05-12 | 2014-10-14 | 2014-10-30 | 2014-10-30
SRP26045 | SREC Solar | WELLS |  | 9.5 | 0 | Residential | 1 | JACKSON | 8527 | 18 | ASTRUM SOLAR, LLC | JCP&L | No | Complete | 2014-05-12 | 2014-08-19 | 2014-09-29 | 2014-09-29
SRP26046 | SREC Solar | WEINER |  | 9.75 | 0 | Residential | 1 | LAWRENCEVILLE | 8648 | 12 | ASTRUM SOLAR, LLC | PSE&G BPU | No | Complete | 2014-05-12 | 2014-09-29 | 2014-10-09 | 2014-10-09
SRP26047 | SREC Solar | JOHNSON |  | 9 | 0 | Residential | 1 | HEWITT | 7421 | 6 | ASTRUM SOLAR, LLC | Orange & Rockland Elec | No | Complete | 2014-05-12 | 2014-11-20 | 2014-12-12 | 2014-12-12
SRP26049 | SREC Solar | HOROWITZ |  | 9.75 | 0 | Residential | 1 | CHERRY HILL | 8003 | 14 | ASTRUM SOLAR, LLC | PSE&G BPU | No | Complete | 2014-05-12 | 2014-08-19 | 2014-08-28 | 2014-08-28
SRP26050 | SREC Solar | YEAGER |  | 8.925 | 0 | Residential | 1 | MAYS LANDING | 8330 | 19 | ALLSEASON CONSTRUCTION | AC Electric | No | Complete | 2014-05-12 | 2015-02-22 | 2015-02-25 | 2015-02-25
SRP26052 | SREC Solar | ATLAS |  | 8.415 | 0 | Residential | 1 | GALLOWAY | 8205 | 19 | ALLSEASON CONSTRUCTION | AC Electric | No | Complete | 2014-05-12 | 2014-09-17 | 2014-09-25 | 2014-09-25
SRP26053 | SREC Solar | BRYANT |  | 4 | 0 | Residential | 1 | JERSEY CITY | 7305 | 8 | SOLARCITY CORPORATION | PSE&G BPU | No | Complete | 2014-05-12 | 2014-09-23 | 2014-10-01 | 2014-10-01
SRP26054 | SREC Solar | VILE |  | 9.25 | 0 | Residential | 1 | CAPE MAY | 8204 | 21 | SOLARCITY CORPORATION | AC Electric | No | QA SELECTED | 2014-05-12 | 2015-05-13
SRP26055 | SREC Solar | WEGMAN |  | 6.63 | 0 | Residential | 1 | LITTLE EGG HARBOR | 8087 | 18 | ALLSEASON CONSTRUCTION | AC Electric | No | Complete | 2014-05-12 | 2015-01-28 | 2015-02-04 | 2015-02-04
SRP26056 | SREC Solar | PATTERSON |  | 6.885 | 0 | Residential | 1 | MAYS LANDING | 7719 | 17 | ALLSEASON CONSTRUCTION | AC Electric | No | Complete | 2014-05-12 | 2014-10-22 | 2014-10-27 | 2014-10-27
SRP26057 | SREC Solar | GRILLA |  | 12.24 | 0 | Residential | 1 | EGG HARBOR TWP | 8234 | 19 | ALLSEASON CONSTRUCTION | AC Electric | No | Complete | 2014-05-12 | 2015-03-18 | 2015-03-27 | 2015-03-27
SRP26058 | SREC Solar | MADRIDEJOS |  | 4 | 0 | Residential | 1 | MANCHESTER | 8759 | 18 | KOPP ELECTRIC COMPANY | JCP&L | No | Complete | 2014-05-12 | 2014-09-30 | 2014-10-20 | 2014-10-20
SRP26059 | SREC Solar | FIGUEROA |  | 5.5 | 0 | Residential | 1 | OAKLYN | 8107 | 14 | SOLARCITY CORPORATION | PSE&G BPU | No | Complete | 2014-05-12 | 2015-01-30 | 2015-02-09 | 2015-02-09
SRP26060 | SREC Solar | YAYA |  | 4.25 | 0 | Residential | 1 | LODI BORO | 7644 | 7 | SOLARCITY CORPORATION | PSE&G BPU | No | Complete | 2014-05-12 | 2014-11-14 | 2014-12-04 | 2014-12-04
SRP26061 | SREC Solar | RIZZO |  | 12.25 | 0 | Residential | 0 | MILLSTONE TWP | 8535 | 17 | ASTON SOLAR | JCP&L | No | Complete | 2014-05-12 | 2014-10-31 | 2014-11-10 | 2014-11-10
SRP26062 | SREC Solar | MICKLES |  | 7.75 | 0 | Residential | 0 | JACKSON | 8527 | 18 | ASTON SOLAR | JCP&L | No | Complete | 2014-05-12 | 2014-11-26 | 2014-12-29 | 2014-12-29
SRP26063 | SREC Solar | ELICHKO |  | 8.5 | 0 | Residential | 1 | PARLIN | 8859 | 11 | ASTRUM SOLAR, LLC | JCP&L | No | Complete | 2014-05-12 | 2014-06-05 | 2014-06-10 | 2014-06-10
SRP26064 | SREC Solar | CLARY |  | 7.25 | 0 | Residential | 1 | CLIFFWOOD | 7721 | 17 | PRO CUSTOM SOLAR | JCP&L | No | Complete | 2014-05-12 | 2014-08-05 | 2014-08-12 | 2014-08-12
SRP26065 | SREC Solar | PIERRE |  | 22.563 | 0 | Residential | 0 | WATCHUNG | 7069 | 5 | SEA BRIGHT SOLAR, LLC | PSE&G BPU | No | Complete | 2014-05-12 | 2014-09-04 | 2014-09-11 | 2014-09-11
SRP26066 | SREC Solar | KEEN |  | 7.25 | 0 | Residential | 1 | TOMS RIVER | 8753 | 18 | KOPP ELECTRIC COMPANY | JCP&L | No | Complete | 2014-05-12 | 2014-09-11 | 2014-09-22 | 2014-09-22
SRP26067 | SREC Solar | MEYER |  | 7.59 | 0 | Residential | 0 | RIDGEWOOD | 7450 | 7 | SEA BRIGHT SOLAR, LLC | PSE&G BPU | No | Complete | 2014-05-12 | 2014-12-11 | 2015-01-21 | 2015-01-21
SRP26068 | SREC Solar | MORRIS |  | 10.464 | 0 | Residential | 0 | MAHWAH | 7430 | 7 | SEA BRIGHT SOLAR, LLC | Orange & Rockland Elec | No | Complete | 2014-05-12 | 2015-02-05 | 2015-02-07 | 2015-02-07
SRP26069 | SREC Solar | KOTEY |  | 5.25 | 0 | Residential | 1 | HAZLET | 7730 | 17 | POWERLUTIONS, LLC | JCP&L | No | Complete | 2014-05-12 | 2014-09-09 | 2014-10-08 | 2014-10-08
SRP26070 | SREC Solar | BEPPEL | 246 ASSOCIATES, LLC | 20 | 0 | Commercial | 0 | BERLIN | 8009 | 14 | CODE GREEN SOLAR, LLC | AC Electric | No | Complete | 2014-05-12 | 2014-12-04 | 2014-12-12 | 2014-12-12
SRP26071 | SREC Solar | FISHER |  | 2.5 | 0 | Residential | 1 | TEANECK | 7666 | 7 | SUNGEVITY, INC. | PSE&G BPU | No | Complete | 2014-05-12 | 2014-08-26 | 2014-09-08 | 2014-09-08
SRP26072 | SREC Solar | PATEL |  | 9.18 | 0 | Residential | 1 | BRIDGEWATER | 8807 | 5 | NEW JERSEY CLEAN ENERGY SOLUTIONS | PSE&G BPU | No | Complete | 2014-05-12 | 2014-08-01 | 2014-10-31 | 2014-10-31
SRP26073 | SREC Solar | RODGERS |  | 5.75 | 0 | Residential | 1 | SOMERSET | 8873 | 5 | SUNGEVITY, INC. | PSE&G BPU | No | Complete | 2014-05-12 | 2014-09-12 | 2014-09-19 | 2014-09-19
SRP26074 | SREC Solar | CALVERT |  | 9.18 | 0 | Residential | 1 | NORTH CAPE MAY | 8204 | 21 | NEW JERSEY CLEAN ENERGY SOLUTIONS | AC Electric | No | Complete | 2014-05-12 | 2014-09-17 | 2014-09-25 | 2014-09-25
SRP26075 | SREC Solar | LA RAUS |  | 7.65 | 0 | Residential | 1 | PENNINGTON | 8534 | 12 | NEW JERSEY CLEAN ENERGY SOLUTIONS | PSE&G BPU | No | Complete | 2014-05-12 | 2014-12-17 | 2015-01-07 | 2015-01-07
SRP26076 | SREC Solar | SCHUMACHER |  | 6.12 | 0 | Residential | 1 | EVESHAM TWP | 8053 | 13 | SOLARCITY CORPORATION | PSE&G BPU | No | Complete | 2014-05-12 | 2014-11-04 | 2014-11-12 | 2014-11-12
SRP26077 | SREC Solar | ZHANG |  | 8.75 | 0 | Residential | 0 | RIDGEWOOD | 7450 | 7 | ASTON SOLAR | PSE&G BPU | No | Complete | 2014-05-12 | 2014-11-26 | 2014-12-10 | 2014-12-10
SRP26078 | SREC Solar | SARRACINO |  | 16.695 | 0 | Residential | 1 | LYNDHURST | 7071 | 7 | PRO CUSTOM SOLAR | PSE&G BPU | No | Complete | 2014-05-12 | 2014-09-05 | 2014-09-16 | 2014-09-16
SRP26079 | SREC Solar | GORTNER |  | 5.61 | 0 | Residential | 1 | PLAINFIELD | 7060 | 10 | EZNERGY LLC | PSE&G BPU | No | Complete | 2014-05-12 | 2014-10-22 | 2014-10-27 | 2014-10-27
SRP26081 | SREC Solar | PRITCHETT |  | 5 | 0 | Residential | 1 | BARNEGAT TWP | 8005 | 18 | SOLARCITY CORPORATION | JCP&L | No | Complete | 2014-05-12 | 2014-08-08 | 2014-08-14 | 2014-08-14
SRP26085 | SREC Solar | PIZZO |  | 7 | 0 | Residential | 1 | GLOUCESTER TWP | 8012 | 14 | SOLARCITY CORPORATION | PSE&G BPU | No | Complete | 2014-05-12 | 2014-07-29 | 2014-08-07 | 2014-08-07
SRP26086 | SREC Solar | PICA |  | 2.5 | 0 | Residential | 1 | BEACH HAVEN | 8008 | 18 | SOLARCITY CORPORATION | AC Electric | No | Complete | 2014-05-12 | 2014-09-18 | 2014-09-25 | 2014-09-25
SRP26087 | SREC Solar | LAHAIE |  | 7 | 0 | Residential | 1 | BRICK | 8723 | 18 | ECOMEN SOLAR LLC | JCP&L | No | Complete | 2014-05-12 | 2014-07-10 | 2014-07-17 | 2014-07-17
SRP26089 | SREC Solar | CRAWFORD |  | 5.25 | 0 | Residential | 1 | WILLINGBORO TWP | 8046 | 13 | SOLARCITY CORPORATION | PSE&G BPU | No | Complete | 2014-05-12 | 2014-08-26 | 2014-09-08 | 2014-09-08
SRP26090 | SREC Solar | BLAKE |  | 6.25 | 0 | Residential | 1 | NEWARK | 7112 | 9 | SOLARCITY CORPORATION | PSE&G BPU | No | Complete | 2014-05-12 | 2015-01-20 | 2015-01-28 | 2015-01-28
SRP26091 | SREC Solar | TRIPATHY |  | 11.25 | 0 | Residential | 1 | PLAINSBORO TWP | 8536 | 11 | SOLARCITY CORPORATION | PSE&G BPU | No | Complete | 2014-05-12 | 2014-07-17 | 2014-07-28 | 2014-07-28
SRP26092 | SREC Solar | SCANNELLI |  | 7.75 | 0 | Residential | 1 | BUDD LAKE | 7828 | 3 | SOLARCITY CORPORATION | JCP&L | No | Complete | 2014-05-12 | 2014-08-07 | 2014-08-18 | 2014-08-18
SRP26093 | SREC Solar | STUTO |  | 9.5 | 0 | Residential | 1 | MANCHESTER | 8759 | 18 | KOPP ELECTRIC COMPANY | JCP&L | No | Complete | 2014-05-12 | 2014-08-25 | 2014-09-08 | 2014-09-08
SRP26094 | SREC Solar | AXEL |  | 6 | 0 | Residential | 1 | LONGPORT | 8403 | 19 | PURE ENERGIES INSTALLATION | AC Electric | No | Complete | 2014-05-12 | 2014-08-26 | 2014-10-08 | 2014-10-08
SRP26095 | SREC Solar | OHARA |  | 5 | 0 | Residential | 1 | HAMMONTON | 8037 | 19 | SOLARCITY CORPORATION | AC Electric | No | Complete | 2014-05-12 | 2014-07-29 | 2014-08-07 | 2014-08-07
SRP26096 | SREC Solar | DEMBOWSKI |  | 4 | 0 | Residential | 1 | SADDLE BROOK | 7663 | 7 | VIVINT SOLAR | PSE&G BPU | No | Complete | 2014-05-12 | 2014-10-27 | 2014-11-05 | 2014-11-05
SRP26097 | SREC Solar | SUROFSKY |  | 7 | 0 | Residential | 1 | HIGHTSTOWN | 8520 | 12 | SOLARCITY CORPORATION | JCP&L | No | Complete | 2014-05-12 | 2014-07-31 | 2014-08-07 | 2014-08-07
SRP26098 | SREC Solar | HYDE | DUNWALD FARMS | 8 | 0 | Commercial | 0 | HOPEWELL | 8525 | 12 | PARADISE ENERGY SOLUTIONS | PSE&G BPU | No | Complete | 2014-05-12 | 2014-10-07 | 2014-10-15 | 2014-10-15
SRP26099 | SREC Solar | OLSCARY |  | 10 | 0 | Residential | 1 | MANCHESTER | 8759 | 18 | KOPP ELECTRIC COMPANY | JCP&L | No | Complete | 2014-05-12 | 2014-07-16 | 2014-07-25 | 2014-07-25
SRP26100 | SREC Solar | LEONARD |  | 14 | 0 | Residential | 1 | STAFFORD TWP | 8092 | 18 | SOLARCITY CORPORATION | AC Electric | No | Complete | 2014-05-19 | 2014-10-24 | 2014-11-06 | 2014-11-06
SRP26101 | SREC Solar | DURAN |  | 7.5 | 0 | Residential | 1 | EGG HARBOR CITY | 8215 | 19 | SOLARCITY CORPORATION | AC Electric | No | Complete | 2014-05-19 | 2014-09-17 | 2014-09-25 | 2014-09-25
SRP26102 | SREC Solar | CANAVAN |  | 4.72 | 0 | Residential | 0 | MILFORD | 8848 | 4 | ADVANCED SOLAR PRODUCTS FLEMINGTON | JCP&L | No | Complete | 2014-05-19 | 2014-09-22 | 2014-09-24 | 2014-09-24
SRP26103 | SREC Solar | MORICI |  | 6.5 | 0 | Residential | 1 | WINSLOW TWP | 8081 | 14 | SOLARCITY CORPORATION | AC Electric | No | Complete | 2014-05-19 | 2014-07-29 | 2014-08-05 | 2014-08-05
SRP26104 | SREC Solar | LIPCHOCK |  | 10.25 | 0 | Residential | 1 | DELANCO | 8075 | 13 | SOLARCITY CORPORATION | PSE&G BPU | No | Complete | 2014-05-19 | 2014-09-18 | 2014-09-25 | 2014-09-25
SRP26105 | SREC Solar | CIPOT |  | 9.75 | 0 | Residential | 1 | HOWELL | 7731 | 17 | SOLARCITY CORPORATION | JCP&L | No | Complete | 2014-05-19 | 2014-08-22 | 2014-08-28 | 2014-08-28
SRP26106 | SREC Solar | KHAN |  | 6.37 | 0 | Residential | 1 | N. BRUNSWICK | 8902 | 11 | VIVINT SOLAR | PSE&G BPU | No | Complete | 2014-05-19 | 2014-10-31 | 2014-11-11 | 2014-11-11
SRP26107 | SREC Solar | CASSIDY |  | 4.5 | 0 | Residential | 1 | FAIR LAWN | 7410 | 7 | SOLARCITY CORPORATION | PSE&G BPU | No | Complete | 2014-05-19 | 2014-07-31 | 2014-08-06 | 2014-08-06
SRP26108 | SREC Solar | BROCKMAN |  | 10.25 | 0 | Residential | 1 | EGG HARBOR TOWNSHIP | 8234 | 19 | SOLARCITY CORPORATION | AC Electric | No | Complete | 2014-05-19 | 2014-09-09 | 2014-09-17 | 2014-09-17
SRP26109 | SREC Solar | SUTTERA |  | 4.165 | 0 | Residential | 1 | FORDS | 8863 | 11 | VIVINT SOLAR | PSE&G BPU | No | Complete | 2014-05-19 | 2014-07-22 | 2014-08-08 | 2014-08-08
SRP26112 | SREC Solar | POINTERIO |  | 9.88 | 0 | Residential | 1 | UNION BEACH | 7735 | 17 | REC SOLAR, INC. | JCP&L | No | QA SELECTED | 2014-05-19 | 2015-05-27
SRP26113 | SREC Solar | KOPPA |  | 8.06 | 0 | Residential | 0 | SKILLMAN | 8558 | 5 | REC SOLAR, INC. | PSE&G BPU | No | Complete | 2014-05-19 | 2015-01-28 | 2015-03-09 | 2015-03-09
SRP26116 | SREC Solar | TROLAND |  | 7.29 | 0 | Residential | 1 | FAIRVIEW | 7022 | 7 | ROOF DIAGNOSTICS INC | PSE&G BPU | No | Complete | 2014-05-19 | 2015-03-04 | 2015-03-17 | 2015-03-17
SRP26117 | SREC Solar | DANIEL |  | 7.29 | 0 | Residential | 1 | SOMERSET | 8873 | 5 | ROOF DIAGNOSTICS INC | PSE&G BPU | No | Complete | 2014-05-19 | 2015-01-06 | 2015-01-13 | 2015-01-13
SRP26119 | SREC Solar | WERNER |  | 6.75 | 0 | Residential | 1 | VAYVILLE | 8721 | 18 | ROOF DIAGNOSTICS INC | JCP&L | No | Complete | 2014-05-19 | 2014-08-06 | 2014-08-12 | 2014-08-12
SRP26121 | SREC Solar | HARYPRASAD |  | 4.86 | 0 | Residential | 1 | NORTH BRUNSWICK | 8902 | 11 | ROOF DIAGNOSTICS INC | PSE&G BPU | No | Complete | 2014-05-19 | 2015-03-03 | 2015-03-16 | 2015-03-16
SRP26122 | SREC Solar | MCGUIRL |  | 8.1 | 0 | Residential | 1 | HAZLET | 7730 | 17 | ROOF DIAGNOSTICS INC | JCP&L | No | Complete | 2014-05-19 | 2015-03-03 | 2015-03-16 | 2015-03-16
SRP26123 | SREC Solar | ALVES |  | 10.26 | 0 | Residential | 1 | MONTAGUE | 7827 | 1 | ROOF DIAGNOSTICS INC | JCP&L | No | Complete | 2014-05-19 | 2015-03-05 | 2015-03-18 | 2015-03-18
SRP26125 | SREC Solar | ROTHMAN |  | 5.46 | 0 | Residential | 1 | FREEHOLD | 7728 | 17 | REC SOLAR, INC. | JCP&L | No | Complete | 2014-05-19 | 2015-04-30 | 2015-05-12 | 2015-05-12
SRP26126 | SREC Solar | IGLESIAS |  | 4.05 | 0 | Residential | 1 | WALLINGTON BORO | 7057 | 7 | ROOF DIAGNOSTICS INC | PSE&G BPU | No | Complete | 2014-05-19 | 2015-02-11 | 2015-04-29 | 2015-04-29
SRP26127 | SREC Solar | GRAY |  | 4.32 | 0 | Residential | 1 | NEWARK | 7104 | 9 | ROOF DIAGNOSTICS INC | PSE&G BPU | No | Complete | 2014-05-19 | 2015-02-19 | 2015-02-24 | 2015-02-24
SRP26128 | SREC Solar | PAHLCK |  | 4.32 | 0 | Residential | 1 | TOMS RIVER | 8753 | 18 | ROOF DIAGNOSTICS INC | JCP&L | No | QC Selected | 2014-05-19 | 2014-09-29
SRP26129 | SREC Solar | SIMMONS |  | 5.67 | 0 | Residential | 1 | PLAINFIELD | 7060 | 10 | ROOF DIAGNOSTICS INC | PSE&G BPU | No | Complete | 2014-05-19 | 2015-02-24 | 2015-03-03 | 2015-03-03
SRP26131 | SREC Solar | DUNDON |  | 4.59 | 0 | Residential | 1 | ROCKAWAY | 7866 | 3 | ROOF DIAGNOSTICS INC | JCP&L | No | Complete | 2014-05-19 | 2015-02-19 | 2015-02-24 | 2015-02-24
SRP26133 | SREC Solar | BURNETT |  | 9.18 | 0 | Residential | 1 | DOVER | 7801 | 3 | ROOF DIAGNOSTICS INC | JCP&L | No | Complete | 2014-05-19 | 2015-01-30 | 2015-02-05 | 2015-02-05
SRP26134 | SREC Solar | FINI |  | 7.02 | 0 | Residential | 1 | BERLIN | 8009 | 14 | ROOF DIAGNOSTICS INC | AC Electric | No | Complete | 2014-05-19 | 2015-02-19 | 2015-04-06 | 2015-04-06
SRP26135 | SREC Solar | YOUSTOS |  | 9.18 | 0 | Residential | 1 | SOUTH BRUNSWICK | 8810 | 11 | ROOF DIAGNOSTICS INC | PSE&G BPU | No | QC Selected | 2014-05-19 | 2014-09-29
SRP26136 | SREC Solar | GOLDBETTER |  | 10.53 | 0 | Residential | 1 | FREEHOLD | 7728 | 17 | ROOF DIAGNOSTICS INC | JCP&L | No | Complete | 2014-05-19 | 2014-12-24 | 2015-01-07 | 2015-01-07
SRP26137 | SREC Solar | WELLS |  | 12.96 | 0 | Residential | 1 | BICK | 8723 | 18 | ROOF DIAGNOSTICS INC | JCP&L | No | Complete | 2014-05-19 | 2015-02-11 | 2015-03-17 | 2015-03-17
SRP26138 | SREC Solar | MINNIS |  | 18.5 | 0 | Residential | 1 | FOLSOM | 8037 | 19 | SUN UP ZERO DOWN | AC Electric | No | Complete | 2014-05-19 | 2014-12-01 | 2014-12-12 | 2014-12-12
SRP26139 | SREC Solar | MINNIS |  | 14.5 | 0 | Residential | 1 | FOLSOM | 8037 | 19 | SUN UP ZERO DOWN | AC Electric | No | Complete | 2014-05-19 | 2014-12-01 | 2014-12-12 | 2014-12-12
SRP26140 | SREC Solar | GUARRAGGI |  | 6.48 | 0 | Residential | 1 | PENNINGTON | 8534 | 12 | ROOF DIAGNOSTICS INC | PSE&G BPU | No | Complete | 2014-05-19 | 2015-03-03 | 2015-03-16 | 2015-03-16
SRP26141 | SREC Solar | FACENDOLA |  | 3.78 | 0 | Residential | 1 | OCEAN | 7712 | 17 | ROOF DIAGNOSTICS INC | JCP&L | No | Complete | 2014-05-19 | 2015-01-06 | 2015-01-13 | 2015-01-13
SRP26142 | SREC Solar | PREZIOSI |  | 8.91 | 0 | Residential | 1 | TOMS RIVER | 8753 | 18 | ROOF DIAGNOSTICS INC | JCP&L | No | Complete | 2014-05-19 | 2015-03-24 | 2015-04-03 | 2015-04-03
SRP26143 | SREC Solar | MINA |  | 6.63 | 0 | Residential | 1 | WALL | 7719 | 17 | ROOF DIAGNOSTICS INC | JCP&L | No | Complete | 2014-05-19 | 2015-02-24 | 2015-04-06 | 2015-04-06
SRP26144 | SREC Solar | MUSTRAT |  | 5.1 | 0 | Residential | 1 | WAYNE TOWNSHIP | 7470 | 6 | ROOF DIAGNOSTICS INC | PSE&G BPU | No | Complete | 2014-05-19 | 2015-01-08 | 2015-01-19 | 2015-01-19
SRP26145 | SREC Solar | HOSSAIN |  | 15.5 | 0 | Residential | 1 | ENGLISHTOWN | 7726 | 17 | ROOF DIAGNOSTICS INC | JCP&L | No | Complete | 2014-05-19 | 2015-01-08 | 2015-01-19 | 2015-01-19
SRP26146 | SREC Solar | JABBOUR |  | 8.67 | 0 | Residential | 1 | TINTON FALLS | 7724 | 17 | ROOF DIAGNOSTICS INC | JCP&L | No | Complete | 2014-05-19 | 2015-03-18 | 2015-03-30 | 2015-03-30
SRP26148 | SREC Solar | SCHWARTZ |  | 16 | 0 | Residential | 1 | MARLBORO | 7746 | 17 | ROOF DIAGNOSTICS INC | JCP&L | No | Complete | 2014-05-19 | 2014-12-24 | 2015-01-09 | 2015-01-09
SRP26149 | SREC Solar | MONACO |  | 7.95 | 0 | Residential | 1 | GARFIELD | 7026 | 7 | PRO CUSTOM SOLAR | PSE&G BPU | No | Complete | 2014-05-19 | 2014-08-01 | 2014-08-08 | 2014-08-08
SRP26150 | SREC Solar | STARGEL | ST PETERS UNIVERSITY | 24.84 | 0 | School Other | 1 | JERSEY CITY | 7306 | 8 | RENEWABLE POWER | PSE&G BPU | No | Complete | 2014-05-19 | 2015-01-13 | 2015-04-03 | 2015-04-03
SRP26151 | SREC Solar | VALERA |  | 11.475 | 0 | Residential | 1 | EGG HARBOR | 8234 | 19 | ALLSEASON CONSTRUCTION | AC Electric | No | Complete | 2014-05-19 | 2014-12-03 | 2014-12-12 | 2014-12-12
SRP26152 | SREC Solar | STARGEL | ST PETERS UNIVERSITY | 43.35 | 0 | School Other | 1 | JERSEY CITY | 7306 | 8 | RENEWABLE POWER | PSE&G BPU | No | Complete | 2014-05-19 | 2015-01-30 | 2015-02-09 | 2015-02-09
SRP26153 | SREC Solar | WOSATKA |  | 15.75 | 0 | Residential | 0 | NORTH BRUNSWICK | 8902 | 11 | SKYLINE SOLAR | PSE&G BPU | No | Complete | 2014-05-19 | 2014-09-25 | 2014-09-30 | 2014-09-30
SRP26154 | SREC Solar | CAVALLONE |  | 9.18 | 0 | Residential | 1 | SEASIDE PARK | 8752 | 18 | TRINITY HEATING AND AIR | JCP&L | No | Complete | 2014-05-19 | 2014-07-18 | 2014-07-25 | 2014-07-25
SRP26155 | SREC Solar | GARCIA |  | 9.18 | 0 | Residential | 1 | PLEASANTVILLE | 8232 | 19 | ALLSEASON CONSTRUCTION | AC Electric | No | Complete | 2014-05-19 | 2015-03-24 | 2015-04-02 | 2015-04-02
SRP26156 | SREC Solar | KUNHIRAMAN |  | 6.12 | 0 | Residential | 1 | MT LAUREL | 8057 | 13 | TRINITY HEATING AND AIR | PSE&G BPU | No | Complete | 2014-05-19 | 2014-08-19 | 2014-08-29 | 2014-08-29
SRP26157 | SREC Solar | HAMILTON |  | 8.91 | 0 | Residential | 1 | SOMERSET | 8873 | 5 | ROOF DIAGNOSTICS INC | PSE&G BPU | No | Complete | 2014-05-19 | 2014-12-24 | 2015-01-07 | 2015-01-07
SRP26158 | SREC Solar | MARCHESANO |  | 10.25 | 0 | Residential | 1 | LITTLE EGG HARBOR | 8087 | 18 | TRINITY HEATING AND AIR | AC Electric | No | Complete | 2014-05-19 | 2014-09-04 | 2014-09-11 | 2014-09-11
SRP26160 | SREC Solar | LALLY |  | 8.1 | 0 | Residential | 1 | ENGLISHTOWN | 7726 | 17 | ROOF DIAGNOSTICS INC | JCP&L | No | Complete | 2014-05-19 | 2015-02-19 | 2015-02-24 | 2015-02-24
SRP26161 | SREC Solar | LELLO |  | 6.48 | 0 | Residential | 1 | MIDDLESEX | 8846 | 11 | ROOF DIAGNOSTICS INC | PSE&G BPU | No | Complete | 2014-05-19 | 2015-03-03 | 2015-03-16 | 2015-03-16
SRP26162 | SREC Solar | DAS |  | 6.12 | 0 | Residential | 1 | WASHINGTON | 7882 | 2 | ROOF DIAGNOSTICS INC | JCP&L | No | Complete | 2014-05-19 | 2015-03-18 | 2015-05-22 | 2015-05-22
SRP26163 | SREC Solar | DELANCEY |  | 8.64 | 0 | Residential | 1 | WHITING | 8759 | 18 | ROOF DIAGNOSTICS INC | JCP&L | No | Complete | 2014-05-19 | 2015-03-05 | 2015-03-18 | 2015-03-18
SRP26164 | SREC Solar | MILAZZO |  | 9.72 | 0 | Residential | 1 | MANALAPAN | 7726 | 17 | ROOF DIAGNOSTICS INC | JCP&L | No | Complete | 2014-05-19 | 2015-02-24 | 2015-04-06 | 2015-04-06
SRP26165 | SREC Solar | GERARDO |  | 5.355 | 0 | Residential | 1 | BURLINGTON | 8016 | 13 | ROOF DIAGNOSTICS INC | PSE&G BPU | No | Complete | 2014-05-19 | 2015-03-03 | 2015-03-16 | 2015-03-16
SRP26166 | SREC Solar | CLEAR |  | 7.56 | 0 | Residential | 1 | SADDLE BROOK | 7663 | 7 | ROOF DIAGNOSTICS INC | PSE&G BPU | No | QC Selected | 2014-05-19 | 2015-02-24
SRP26167 | SREC Solar | WALLING |  | 12.96 | 0 | Residential | 1 | TOMS RIVER | 8755 | 18 | TRINITY HEATING AND AIR | JCP&L | No | Complete | 2014-05-19 | 2015-01-29 | 2015-02-04 | 2015-02-04
SRP26168 | SREC Solar | BAILEY |  | 5.75 | 0 | Residential | 1 | BLAIRSTOWN | 7825 | 2 | ROOF DIAGNOSTICS INC | JCP&L | No | Complete | 2014-05-19 | 2014-10-22 | 2014-10-27 | 2014-10-27
SRP26169 | SREC Solar | DELEON |  | 5 | 0 | Residential | 1 | BURLINGTON | 8016 | 13 | ROOF DIAGNOSTICS INC | PSE&G BPU | No | Complete | 2014-05-19 | 2015-02-24 | 2015-03-03 | 2015-03-03
SRP26170 | SREC Solar | SILVIA |  | 9 | 0 | Residential | 1 | OCEAN | 7712 | 17 | ROOF DIAGNOSTICS INC | JCP&L | No | Complete | 2014-05-19 | 2015-01-30 | 2015-02-05 | 2015-02-05
SRP26171 | SREC Solar | CAPONE |  | 6.75 | 0 | Residential | 1 | BARNEGAT | 8005 | 18 | ROOF DIAGNOSTICS INC | JCP&L | No | Complete | 2014-05-19 | 2014-12-24 | 2015-01-09 | 2015-01-09
SRP26172 | SREC Solar | MALONE |  | 5.94 | 0 | Residential | 1 | PISCATAWAY | 8854 | 11 | ROOF DIAGNOSTICS INC | PSE&G BPU | No | Complete | 2014-05-19 | 2015-03-03 | 2015-03-16 | 2015-03-16
SRP26173 | SREC Solar | KORAYEM |  | 8.16 | 0 | Residential | 1 | NORTH CALDWELL | 7006 | 9 | ROOF DIAGNOSTICS INC | PSE&G BPU | No | Complete | 2014-05-19 | 2015-03-24 | 2015-04-02 | 2015-04-02
SRP26174 | SREC Solar | CHURCHILL |  | 7.14 | 0 | Residential | 1 | GALLOWAY | 8205 | 19 | ALLSEASON CONSTRUCTION | AC Electric | No | Complete | 2014-05-19 | 2014-09-26 | 2014-10-02 | 2014-10-02
SRP26175 | SREC Solar | SAUNDERS |  | 9.435 | 0 | Residential | 1 | DEL HAVEN | 8251 | 21 | ALLSEASON CONSTRUCTION | AC Electric | No | Complete | 2014-05-19 | 2015-03-31 | 2015-04-29 | 2015-04-29
SRP26176 | SREC Solar | TORRES |  | 7.56 | 0 | Residential | 1 | BRICK | 8723 | 18 | ROOF DIAGNOSTICS INC | JCP&L | No | Complete | 2014-05-19 | 2015-03-03 | 2015-03-16 | 2015-03-16
SRP26177 | SREC Solar | SINCLAIR |  | 9.69 | 0 | Residential | 1 | LAKEWOOD | 8701 | 18 | ALLSEASON CONSTRUCTION | JCP&L | No | Complete | 2014-05-19 | 2014-12-09 | 2014-12-16 | 2014-12-16
SRP26178 | SREC Solar | BRITSCH |  | 9.5 | 0 | Residential | 1 | BURLINGON | 8016 | 13 | ROOF DIAGNOSTICS INC | PSE&G BPU | No | Complete | 2014-05-19 | 2015-03-18 | 2015-04-15 | 2015-04-15
SRP26179 | SREC Solar | CHIECO |  | 10.25 | 0 | Residential | 1 | BARNEGAT | 8005 | 18 | TRINITY HEATING AND AIR | AC Electric | No | Complete | 2014-05-19 | 2014-08-19 | 2014-08-29 | 2014-08-29
SRP26180 | SREC Solar | PETERS-KISS |  | 12.24 | 0 | Residential | 1 | LITTLE EGG HARBOR | 8087 | 18 | TRINITY HEATING AND AIR | AC Electric | No | Complete | 2014-05-19 | 2014-09-04 | 2014-09-11 | 2014-09-11
SRP26181 | SREC Solar | DAVID | GESST MANAGEMENT | 9 | 0 | Commercial | 0 | SOUTH HACKENSACK | 7606 | 7 | SUPERGREEN SOLUTIONS | PSE&G BPU | No | QA SELECTED | 2014-05-19 | 2015-05-29
SRP26182 | SREC Solar | LANGAN |  | 11.985 | 0 | Residential | 1 | JACKSON | 8527 | 18 | TRINITY HEATING AND AIR | JCP&L | No | Complete | 2014-05-19 | 2014-08-19 | 2014-09-12 | 2014-09-12
SRP26183 | SREC Solar | GARCIA |  | 4.675 | 0 | Residential | 0 | FAIRVIEW | 7022 | 7 | TOTAL EXTERIORS | PSE&G BPU | No | Complete | 2014-05-19 | 2015-03-14 | 2015-04-22 | 2015-04-22
SRP26184 | SREC Solar | TOOHEY |  | 5.865 | 0 | Residential | 1 | FREEHOLD | 7726 | 17 | TRINITY HEATING AND AIR | JCP&L | No | Complete | 2014-05-19 | 2014-08-19 | 2014-08-29 | 2014-08-29
SRP26185 | SREC Solar | STREET |  | 12.69 | 0 | Residential | 1 | BURLINGTON | 8016 | 13 | ROOF DIAGNOSTICS INC | PSE&G BPU | No | Complete | 2014-05-19 | 2015-01-30 | 2015-03-09 | 2015-03-09
SRP26186 | SREC Solar | MITREUTER |  | 12.15 | 0 | Residential | 1 | JACKSON | 8527 | 18 | TRINITY HEATING AND AIR | JCP&L | No | Complete | 2014-05-19 | 2014-08-19 | 2014-08-25 | 2014-08-25
SRP26187 | SREC Solar | ALKIN |  | 9.18 | 0 | Residential | 1 | OCEAN | 7712 | 17 | TRINITY HEATING AND AIR | JCP&L | No | Complete | 2014-05-19 | 2014-08-19 | 2014-09-12 | 2014-09-12
SRP26188 | SREC Solar | DARCY |  | 7.02 | 0 | Residential | 1 | LITTLE EGG HARBOR | 8087 | 18 | ROOF DIAGNOSTICS INC | AC Electric | No | Complete | 2014-05-19 | 2015-02-19 | 2015-02-24 | 2015-02-24
SRP26189 | SREC Solar | FERRARI |  | 14.025 | 0 | Residential | 0 | ESTELL MANOR | 8319 | 19 | GO SOLAR ELECTRIC, LLC | AC Electric | No | Complete | 2014-05-19 | 2015-01-08 | 2015-01-19 | 2015-01-19
SRP26190 | SREC Solar | RAMUNDO |  | 8.25 | 0 | Residential | 1 | LINCOLN PARK | 7035 | 3 | ROOF DIAGNOSTICS INC | JCP&L | No | Complete | 2014-05-19 | 2015-02-11 | 2015-02-13 | 2015-02-13
SRP26191 | SREC Solar | BUSCH |  | 9.18 | 0 | Residential | 1 | FORKED RIVER | 8731 | 18 | ROOF DIAGNOSTICS INC | JCP&L | No | Complete | 2014-05-19 | 2015-02-24 | 2015-04-06 | 2015-04-06
SRP26192 | SREC Solar | MCNAMARA |  | 7.14 | 0 | Residential | 1 | TOMS RIVER | 8753 | 18 | ROOF DIAGNOSTICS INC | JCP&L | No | Complete | 2014-05-19 | 2014-12-24 | 2015-01-07 | 2015-01-07
SRP26193 | SREC Solar | GUNAWARADANA |  | 4.05 | 0 | Residential | 1 | PISCATAWAY | 8854 | 11 | ROOF DIAGNOSTICS INC | PSE&G BPU | No | Complete | 2014-05-19 | 2015-02-11 | 2015-02-13 | 2015-02-13
SRP26195 | SREC Solar | STOBBE |  | 12 | 0 | Residential | 1 | HAINESPORT | 8036 | 13 | PRO CUSTOM SOLAR | PSE&G BPU | No | Complete | 2014-05-19 | 2014-11-17 | 2014-12-04 | 2014-12-04
SRP26196 | SREC Solar | HARTOUNIAN | HARCO INDUSTRIES INC. | 200.97 | 0 | Commercial | 0 | ENGLEWOOD | 7631 | 7 | ONFORCE SOLAR | PSE&G BPU | No | Complete | 2014-05-19 | 2014-08-01 | 2014-09-19 | 2014-09-19
SRP26197 | SREC Solar | CAMPBELL |  | 4.5 | 0 | Residential | 0 | LINCROFT | 7738 | 17 | GREEN SUN ENERGY SERVICES | JCP&L | No | Complete | 2014-05-19 | 2014-09-04 | 2014-09-11 | 2014-09-11
SRP26198 | SREC Solar | BAUCOM |  | 7.02 | 0 | Residential | 1 | CLINTON | 8809 | 4 | ROOF DIAGNOSTICS INC | JCP&L | No | Complete | 2014-05-19 | 2014-09-29 | 2014-10-09 | 2014-10-09
SRP26199 | SREC Solar | PUGH |  | 6.12 | 0 | Residential | 1 | BARNEGAT | 8005 | 18 | ALLSEASON CONSTRUCTION | AC Electric | No | Complete | 2014-05-19 | 2015-03-18 | 2015-03-30 | 2015-03-30
SRP26200 | SREC Solar | COHEN |  | 5.4 | 0 | Residential | 1 | PRINCETON JUNCTION | 8550 | 12 | ROOF DIAGNOSTICS INC | JCP&L | No | Complete | 2014-05-19 | 2015-02-11 | 2015-02-13 | 2015-02-13
SRP26201 | SREC Solar | DIAZ |  | 4.32 | 0 | Residential | 1 | PERTH AMBOY | 8861 | 11 | ROOF DIAGNOSTICS INC | PSE&G BPU | No | QA SELECTED | 2014-05-19 | 2015-05-19
SRP26202 | SREC Solar | DURBIN |  | 6.12 | 0 | Residential | 1 | NORTH CAPE MAY | 8204 | 21 | ALLSEASON CONSTRUCTION | AC Electric | No | Complete | 2014-05-19 | 2015-02-24 | 2015-02-27 | 2015-02-27
SRP26203 | SREC Solar | REISTAD |  | 10.71 | 0 | Residential | 1 | WHITING | 8759 | 18 | ALLSEASON CONSTRUCTION | AC Electric | No | Complete | 2014-05-19 | 2015-04-03 | 2015-04-14 | 2015-04-14
SRP26204 | SREC Solar | LEONE |  | 5.355 | 0 | Residential | 1 | SEWAREN | 7077 | 11 | VIVINT SOLAR | PSE&G BPU | No | Complete | 2014-05-19 | 2014-09-19 | 2014-09-30 | 2014-09-30
SRP26205 | SREC Solar | HOSCILOWICZ |  | 3.57 | 0 | Residential | 1 | PARLIN | 8859 | 11 | VIVINT SOLAR | JCP&L | No | Complete | 2014-05-19 | 2014-09-19 | 2014-09-30 | 2014-09-30
SRP26206 | SREC Solar | SHEPHERD |  | 4 | 0 | Residential | 0 | NORTH BRUNSWICK | 8902 | 11 | SKYLINE SOLAR | PSE&G BPU | No | Complete | 2014-05-19 | 2014-10-14 | 2014-11-14 | 2014-11-14
SRP26207 | SREC Solar | GALKIN |  | 14.4 | 0 | Residential | 0 | BELLE MEADE | 8502 | 5 | SOLAR ENGINEERING OF NJ | PSE&G BPU | No | Complete | 2014-05-19 | 2014-08-26 | 2014-09-08 | 2014-09-08
SRP26208 | SREC Solar | BUSTOS |  | 8 | 0 | Residential | 1 | DOVER | 7801 | 3 | VIVINT SOLAR | JCP&L | No | Complete | 2014-05-19 | 2015-05-13 | 2015-05-27 | 2015-05-27
SRP26209 | SREC Solar | ROCK |  | 8.16 | 0 | Residential | 1 | MOUNT LAUREL | 8054 | 13 | VIVINT SOLAR | PSE&G BPU | No | Complete | 2014-05-19 | 2014-09-05 | 2014-09-11 | 2014-09-11
SRP26211 | SREC Solar | SALANITRO |  | 12.495 | 0 | Residential | 1 | FORKED RIVER | 8731 | 18 | NJR HOME SERVICES | JCP&L | No | Complete | 2014-05-19 | 2014-08-06 | 2014-08-12 | 2014-08-12
SRP26212 | SREC Solar | PIERCE |  | 17.94 | 0 | Residential | 1 | LINWOOD | 8221 | 19 | SEA BRIGHT SOLAR, LLC | AC Electric | No | Complete | 2014-05-19 | 2014-10-10 | 2014-10-15 | 2014-10-15
SRP26213 | SREC Solar | KOSTICK |  | 12.5 | 0 | Residential | 1 | HAWTHORNE | 7506 | 6 | ROOF DIAGNOSTICS INC | PSE&G BPU | No | Complete | 2014-05-19 | 2015-01-30 | 2015-02-05 | 2015-02-05
SRP26214 | SREC Solar | POLAND |  | 4.08 | 0 | Residential | 1 | SOUTH AMBOY | 8879 | 11 | ROOF DIAGNOSTICS INC | JCP&L | No | Complete | 2014-05-19 | 2015-02-24 | 2015-02-27 | 2015-02-27
SRP26215 | SREC Solar | BEERS |  | 8.415 | 0 | Residential | 1 | BELVIDERE | 7823 | 2 | ROOF DIAGNOSTICS INC | JCP&L | No | Complete | 2014-05-19 | 2014-12-19 | 2015-01-09 | 2015-01-09
SRP26216 | SREC Solar | MORA |  | 4.86 | 0 | Residential | 1 | PATERSON | 7503 | 6 | ROOF DIAGNOSTICS INC | PSE&G BPU | No | Complete | 2014-05-19 | 2015-01-15 | 2015-01-26 | 2015-01-26
SRP26217 | SREC Solar | MATTHEW |  | 5.355 | 0 | Residential | 1 | NORTH BRUNSWICK | 8902 | 11 | ROOF DIAGNOSTICS INC | PSE&G BPU | No | Complete | 2014-05-19 | 2015-02-24 | 2015-03-03 | 2015-03-03
SRP26218 | SREC Solar | FOLEY |  | 5.13 | 0 | Residential | 1 | SEWAREN | 7077 | 11 | ROOF DIAGNOSTICS INC | PSE&G BPU | No | Complete | 2014-05-19 | 2015-03-03 | 2015-03-16 | 2015-03-16
SRP26219 | SREC Solar | BEACH |  | 5.94 | 0 | Residential | 1 | TOMS RIVER | 8753 | 18 | ROOF DIAGNOSTICS INC | JCP&L | No | Complete | 2014-05-19 | 2014-09-29 | 2014-10-09 | 2014-10-09
SRP26220 | SREC Solar | MESH |  | 7.29 | 0 | Residential | 1 | BLOOMFIELD | 7003 | 9 | ROOF DIAGNOSTICS INC | PSE&G BPU | No | Complete | 2014-05-19 | 2015-03-18 | 2015-03-30 | 2015-03-30
SRP26222 | SREC Solar | CARUSONE |  | 3.25 | 0 | Residential | 1 | GLEN ROCK | 7452 | 7 | SOLARCITY CORPORATION | PSE&G BPU | No | Complete | 2014-05-19 | 2014-11-26 | 2014-12-10 | 2014-12-10
SRP26223 | SREC Solar | DESINGU |  | 5 | 0 | Residential | 1 | MILLSTONE | 8535 | 17 | SOLARCITY CORPORATION | JCP&L | No | Complete | 2014-05-19 | 2014-09-24 | 2014-10-20 | 2014-10-20
SRP26225 | SREC Solar | PANOSH |  | 3.5 | 0 | Residential | 1 | SCOTCH PLAINS TWP | 7076 | 10 | SOLARCITY CORPORATION | PSE&G BPU | No | Complete | 2014-05-19 | 2015-02-07 | 2015-02-12 | 2015-02-12
SRP26226 | SREC Solar | DIONNE SR |  | 7 | 0 | Residential | 1 | MANAHAWKIN | 8050 | 18 | SOLARCITY CORPORATION | AC Electric | No | Complete | 2014-05-19 | 2014-10-02 | 2014-10-14 | 2014-10-14
SRP26228 | SREC Solar | GALVAN | TELTECH SYSTEMS INC | 30.195 | 0 | Commercial | 0 | SOUTH AMBOY | 8879 | 11 | AROSA SOLAR ENERGY, INC | JCP&L | No | QA SELECTED | 2014-05-19 | 2015-05-22
SRP26229 | SREC Solar | SALERNO |  | 7 | 0 | Residential | 1 | LAKEWOOD | 8701 | 18 | POWERLUTIONS, LLC | JCP&L | No | Complete | 2014-05-19 | 2014-08-12 | 2014-09-12 | 2014-09-12
SRP26230 | SREC Solar | PALMUCCI |  | 4.75 | 0 | Residential | 1 | LAKEWOOD | 8701 | 18 | POWERLUTIONS, LLC | JCP&L | No | Complete | 2014-05-19 | 2014-08-12 | 2014-08-20 | 2014-08-20
SRP26231 | SREC Solar | SHAH |  | 7.95 | 0 | Residential | 1 | ISELIN | 8830 | 11 | PATEL BUILDERS | PSE&G BPU | No | Complete | 2014-05-19 | 2014-12-30 | 2015-02-03 | 2015-02-03
SRP26232 | SREC Solar | ISAZA |  | 10.25 | 0 | Residential | 1 | WHARTON | 7885 | 3 | VIVINT SOLAR | JCP&L | No | Complete | 2014-05-19 | 2014-11-17 | 2014-12-04 | 2014-12-04
SRP26233 | SREC Solar | TORRES JR |  | 5.61 | 0 | Residential | 1 | MINE HILL | 7803 | 3 | VIVINT SOLAR | JCP&L | No | Complete | 2014-05-19 | 2014-12-19 | 2015-01-07 | 2015-01-07
SRP26234 | SREC Solar | PIZZELLA |  | 3.325 | 0 | Residential | 1 | POINT PLEASANT | 8742 | 18 | WHITMAN CONSTRUCTION | JCP&L | No | Complete | 2014-05-19 | 2014-08-26 | 2014-09-08 | 2014-09-08
SRP26235 | SREC Solar | MCHAYLE |  | 7.848 | 0 | Residential | 0 | SOMERSET | 8873 | 5 | GEOPEAK ENERGY LLC | PSE&G BPU | No | Complete | 2014-05-19 | 2015-02-04 | 2015-05-19 | 2015-05-19
SRP26236 | SREC Solar | BRENNER |  | 7.848 | 0 | Residential | 0 | SOMERSET | 8873 | 5 | GEOPEAK ENERGY LLC | PSE&G BPU | No | Complete | 2014-05-19 | 2014-10-10 | 2014-10-15 | 2014-10-15
SRP26237 | SREC Solar | RATTNER |  | 20 | 0 | Residential | 0 | MONROE TOWNSHIP | 8831 | 11 | ASTRUM SOLAR, LLC | JCP&L | No | Complete | 2014-05-19 | 2014-08-07 | 2014-08-14 | 2014-08-14
SRP26238 | SREC Solar | REPETTI |  | 9 | 0 | Residential | 0 | PETERSBURG | 8270 | 21 | ASTRUM SOLAR, LLC | AC Electric | No | Complete | 2014-05-19 | 2014-11-12 | 2014-11-26 | 2014-11-26
SRP26240 | SREC Solar | SACHDEV |  | 5.75 | 0 | Residential | 1 | FAIR LAWN | 7410 | 7 | ASTRUM SOLAR, LLC | PSE&G BPU | No | Complete | 2014-05-19 | 2014-08-20 | 2014-08-28 | 2014-08-28
SRP26241 | SREC Solar | DACOSTA |  | 3.75 | 0 | Residential | 1 | PARLIN | 8859 | 11 | ASTRUM SOLAR, LLC | JCP&L | No | Complete | 2014-05-19 | 2014-08-18 | 2014-08-21 | 2014-08-21
SRP26242 | SREC Solar | GRUSS |  | 6 | 0 | Residential | 1 | LINCROFT | 7733 | 17 | ASTRUM SOLAR, LLC | JCP&L | No | Complete | 2014-05-19 | 2014-08-19 | 2014-08-25 | 2014-08-25
SRP26243 | SREC Solar | SHAH |  | 8.5 | 0 | Residential | 0 | PISCATAWAY | 8854 | 11 | PATEL BUILDERS | PSE&G BPU | No | Complete | 2014-05-19 | 2014-12-30 | 2015-01-15 | 2015-01-15
SRP26244 | SREC Solar | DALAL |  | 7.155 | 0 | Residential | 0 | BASKING RIDGE | 7920 | 5 | PATEL BUILDERS | JCP&L | No | Complete | 2014-05-27 | 2014-11-14 | 2014-12-02 | 2014-12-02
SRP26245 | SREC Solar | WALSINGHAM |  | 10.71 | 0 | Residential | 1 | MOUNT LAUREL | 8054 | 13 | VIVINT SOLAR | PSE&G BPU | No | Complete | 2014-05-19 | 2015-02-05 | 2015-03-24 | 2015-03-24
SRP26246 | SREC Solar | PORTER |  | 11.475 | 0 | Residential | 1 | SOMERSET | 8873 | 5 | VIVINT SOLAR | PSE&G BPU | No | Complete | 2014-05-19 | 2014-09-25 | 2014-10-20 | 2014-10-20
SRP26247 | SREC Solar | SPRINGER |  | 5.25 | 0 | Residential | 1 | EAST BRUNSWICK | 8816 | 11 | VIVINT SOLAR | JCP&L | No | Complete | 2014-05-19 | 2014-09-19 | 2014-09-30 | 2014-09-30
SRP26248 | SREC Solar | PEREZ |  | 4.165 | 0 | Residential | 1 | HOPELAWN | 8861 | 11 | VIVINT SOLAR | PSE&G BPU | No | Complete | 2014-05-19 | 2014-10-10 | 2014-11-05 | 2014-11-05
SRP26249 | SREC Solar | MYERS |  | 2.805 | 0 | Residential | 1 | WHARTON | 7885 | 3 | VIVINT SOLAR | JCP&L | No | QC Selected | 2014-05-19 | 2015-05-11
SRP26250 | SREC Solar | FRANCO |  | 7.905 | 0 | Residential | 1 | UNION | 7083 | 10 | VIVINT SOLAR | PSE&G BPU | No | Complete | 2014-05-19 | 2014-10-10 | 2014-11-12 | 2014-11-12
SRP26251 | SREC Solar | LOCHHEAD |  | 3.825 | 0 | Residential | 1 | WHARTON | 7885 | 3 | VIVINT SOLAR | JCP&L | No | Complete | 2014-05-19 | 2014-09-19 | 2014-11-06 | 2014-11-06
SRP26252 | SREC Solar | KENNY |  | 6 | 0 | Residential | 1 | SAYREVILLE | 8872 | 11 | VIVINT SOLAR | JCP&L | No | Complete | 2014-05-19 | 2014-09-17 | 2014-09-25 | 2014-09-25
SRP26254 | SREC Solar | REID |  | 5.5 | 0 | Residential | 1 | UNION | 7083 | 10 | VIVINT SOLAR | PSE&G BPU | No | QA SELECTED | 2014-05-19 | 2015-05-27
SRP26255 | SREC Solar | IACONA JR |  | 6.25 | 0 | Residential | 1 | BERLIN TOWNSHIP | 7091 | 10 | SOLARCITY CORPORATION | AC Electric | No | Complete | 2014-05-19 | 2014-08-05 | 2014-08-12 | 2014-08-12
SRP26257 | SREC Solar | BIANCO |  | 5.5 | 0 | Residential | 1 | FREEHOLD | 7748 | 17 | SOLARCITY CORPORATION | JCP&L | No | Complete | 2014-05-27 | 2014-10-13 | 2014-10-24 | 2014-10-24
SRP26258 | SREC Solar | ROONEY |  | 8.1 | 0 | Residential | 1 | BARNEGAT | 8005 | 18 | ROOF DIAGNOSTICS INC | JCP&L | No | Complete | 2014-05-27 | 2015-01-30 | 2015-02-05 | 2015-02-05
SRP26259 | SREC Solar | BLUMFELDS |  | 16.5 | 0 | Residential | 1 | DOVER | 7801 | 3 | SOLARCITY CORPORATION | JCP&L | No | Complete | 2014-05-27 | 2014-10-02 | 2014-10-14 | 2014-10-14
SRP26260 | SREC Solar | ANDERSON |  | 13.5 | 0 | Residential | 1 | MEDFORD | 8055 | 13 | SOLARCITY CORPORATION | PSE&G BPU | No | Complete | 2014-05-27 | 2014-10-10 | 2014-10-30 | 2014-10-30
SRP26261 | SREC Solar | CONNIFF | PRINCETON INTERNATIONAL PROPERTIE | 9.75 | 0 | Commercial | 1 | SOUTH BRUNSWICK | 8528 | 5 | SOLAR STATES LLC | PSE&G BPU | No | Complete | 2014-05-27 | 2015-05-07 | 2015-05-18 | 2015-05-18
SRP26262 | SREC Solar | TURNER |  | 6.5 | 0 | Residential | 1 | BERLIN TWP | 8091 | 14 | SOLARCITY CORPORATION | AC Electric | No | Complete | 2014-05-27 | 2014-09-24 | 2014-09-30 | 2014-09-30
SRP26263 | SREC Solar | GRISI |  | 4.578 | 0 | Residential | 0 | MILLTOWN | 8850 | 11 | GEOPEAK ENERGY LLC | Boro of Milltown Elec | No | Complete | 2014-05-27 | 2015-01-06 | 2015-01-14 | 2015-01-14
SRP26264 | SREC Solar | ROSSINO |  | 8 | 0 | Residential | 1 | BERLIN | 8009 | 14 | SOLARCITY CORPORATION | AC Electric | No | Complete | 2014-05-27 | 2014-10-10 | 2014-10-22 | 2014-10-22
SRP26265 | SREC Solar | EDONE |  | 10.6 | 0 | Residential | 1 | HAWTHORNE | 7506 | 6 | SOLARCITY CORPORATION | PSE&G BPU | No | Complete | 2014-05-27 | 2014-08-15 | 2014-08-25 | 2014-08-25
SRP26267 | SREC Solar | STACY |  | 3.25 | 0 | Residential | 1 | TOMS RIVER | 8753 | 18 | SOLARCITY CORPORATION | JCP&L | No | Complete | 2014-05-27 | 2014-07-23 | 2014-08-26 | 2014-08-26
SRP26268 | SREC Solar | WENTINK |  | 6.5 | 0 | Residential | 1 | BELLEVILLE | 7109 | 9 | SOLARCITY CORPORATION | PSE&G BPU | No | Complete | 2014-05-27 | 2014-07-16 | 2014-09-22 | 2014-09-22
SRP26269 | SREC Solar | CHANG |  | 4.75 | 0 | Residential | 1 | EAST BRUNSWICK | 8816 | 11 | SOLARCITY CORPORATION | PSE&G BPU | No | Complete | 2014-05-27 | 2014-11-14 | 2015-02-02 | 2015-02-02
SRP26271 | SREC Solar | FREY |  | 5.75 | 0 | Residential | 1 | EDISON | 8820 | 11 | SOLARCITY CORPORATION | PSE&G BPU | No | Complete | 2014-05-27 | 2014-11-25 | 2014-12-17 | 2014-12-17
SRP26272 | SREC Solar | HAYES JR |  | 4 | 0 | Residential | 1 | DEPTFORD TWP | 8096 | 15 | SOLARCITY CORPORATION | PSE&G BPU | No | Complete | 2014-05-27 | 2014-10-02 | 2014-10-14 | 2014-10-14
SRP26273 | SREC Solar | CABAL |  | 7.29 | 0 | Residential | 1 | HIGHTSTOWN | 8520 | 12 | TRINITY HEATING AND AIR | JCP&L | No | Complete | 2014-05-27 | 2014-09-18 | 2014-09-23 | 2014-09-23
SRP26274 | SREC Solar | HIDALGO |  | 7.14 | 0 | Residential | 1 | OLD BRIDGE | 8857 | 11 | TRINITY HEATING AND AIR | JCP&L | No | Complete | 2014-05-27 | 2014-10-16 | 2014-10-29 | 2014-10-29
SRP26275 | SREC Solar | CORSON |  | 5.61 | 0 | Residential | 1 | JACKSON | 8527 | 18 | TRINITY HEATING AND AIR | JCP&L | No | Complete | 2014-05-27 | 2014-08-20 | 2014-10-07 | 2014-10-07
SRP26276 | SREC Solar | BROWNSTEIN |  | 7.02 | 0 | Residential | 1 | EGG HARBOR TOWNSHIP | 8234 | 19 | TRINITY HEATING AND AIR | AC Electric | No | QC Selected | 2014-05-27 | 2014-09-18
SRP26277 | SREC Solar | NORIEGA |  | 5.61 | 0 | Residential | 1 | LAKE HIAWATHA | 7034 | 3 | VIVINT SOLAR | JCP&L | No | Complete | 2014-05-27 | 2014-07-10 | 2014-08-18 | 2014-08-18
SRP26279 | SREC Solar | MCCABE |  | 5.61 | 0 | Residential | 1 | CHERRY HILL | 8003 | 14 | VIVINT SOLAR | PSE&G BPU | No | Complete | 2014-05-27 | 2014-09-08 | 2014-09-22 | 2014-09-22
SRP26280 | SREC Solar | CORRAO |  | 10.2 | 0 | Residential | 1 | SPOTSWOOD | 8884 | 11 | VIVINT SOLAR | JCP&L | No | Complete | 2014-05-27 | 2014-08-28 | 2014-09-09 | 2014-09-09
SRP26281 | SREC Solar | LABIB |  | 8.415 | 0 | Residential | 1 | SPOTSWOOD | 8889 | 4 | VIVINT SOLAR | JCP&L | No | Complete | 2014-05-27 | 2014-08-28 | 2014-09-03 | 2014-09-03
SRP26282 | SREC Solar | DECARLO |  | 18.87 | 0 | Residential | 1 | TOMS RIVER | 8757 | 18 | TRINITY HEATING AND AIR | JCP&L | No | Complete | 2014-05-27 | 2014-09-04 | 2014-09-11 | 2014-09-11
SRP26283 | SREC Solar | JOST |  | 10.71 | 0 | Residential | 1 | VINELAND | 8360 | 20 | TRINITY HEATING AND AIR | AC Electric | No | Complete | 2014-05-27 | 2014-11-03 | 2014-11-10 | 2014-11-10
SRP26284 | SREC Solar | FOUTTY |  | 3.5 | 0 | Residential | 1 | CAPE MAY POINT | 8212 | 21 | TRINITY HEATING AND AIR | AC Electric | No | Complete | 2014-05-27 | 2014-07-28 | 2014-09-02 | 2014-09-02
SRP26285 | SREC Solar | LEDBETTER |  | 8.06 | 0 | Residential | 1 | OLD BRIDGE | 8857 | 11 | SUNGEVITY, INC. | JCP&L | No | Complete | 2014-05-27 | 2015-03-11 | 2015-03-25 | 2015-03-25
SRP26287 | SREC Solar | MACKEY |  | 11 | 0 | Residential | 1 | MANCHESTER TOWNSHIP | 8759 | 18 | SOLARCITY CORPORATION | JCP&L | No | Complete | 2014-05-27 | 2014-09-19 | 2014-09-25 | 2014-09-25
SRP26288 | SREC Solar | CHARD |  | 9.5 | 0 | Residential | 1 | MILLVILLE | 8332 | 20 | SOLARCITY CORPORATION | AC Electric | No | Complete | 2014-05-27 | 2014-08-26 | 2014-09-03 | 2014-09-03
SRP26289 | SREC Solar | MCKIM |  | 6.75 | 0 | Residential | 1 | FRENCHTOWN | 8825 | 4 | SOLARCITY CORPORATION | JCP&L | No | Complete | 2014-05-27 | 2014-08-26 | 2014-09-08 | 2014-09-08
SRP26291 | SREC Solar | ROA |  | 11.5 | 0 | Residential | 1 | GALLOWAY | 8205 | 19 | SOLARCITY CORPORATION | AC Electric | No | Complete | 2014-05-27 | 2014-11-06 | 2014-11-24 | 2014-11-24
SRP26292 | SREC Solar | BALSAMA |  | 3.92 | 0 | Residential | 1 | LINDENWOLD | 8021 | 14 | SOLARCITY CORPORATION | AC Electric | No | Complete | 2014-05-27 | 2014-09-25 | 2014-10-02 | 2014-10-02
SRP26293 | SREC Solar | ANAYA |  | 7.75 | 0 | Residential | 1 | MIDDLESEX | 8846 | 11 | SOLARCITY CORPORATION | PSE&G BPU | No | Complete | 2014-05-27 | 2014-11-04 | 2014-11-13 | 2014-11-13
SRP26294 | SREC Solar | GALLUCCIO |  | 8 | 0 | Residential | 1 | NORTH HALEDON | 7508 | 6 | SOLARCITY CORPORATION | PSE&G BPU | No | Complete | 2014-05-27 | 2014-09-30 | 2014-10-10 | 2014-10-10
SRP26295 | SREC Solar | LEVY |  | 6.75 | 0 | Residential | 1 | WESTVILLE | 8093 | 15 | SOLARCITY CORPORATION | PSE&G BPU | No | Complete | 2014-05-27 | 2014-09-04 | 2014-09-16 | 2014-09-16
SRP26296 | SREC Solar | MCMELLON |  | 6.5 | 0 | Residential | 1 | WASHINGTON TOWNSHIP | 8080 | 15 | SOLARCITY CORPORATION | AC Electric | No | Complete | 2014-05-27 | 2014-08-22 | 2014-08-28 | 2014-08-28
SRP26297 | SREC Solar | ASA |  | 4.25 | 0 | Residential | 1 | MANCHESTER | 8759 | 18 | KOPP ELECTRIC COMPANY | JCP&L | No | Complete | 2014-05-27 | 2014-10-14 | 2014-10-21 | 2014-10-21
SRP26298 | SREC Solar | PUCCIO |  | 9.75 | 0 | Residential | 1 | MANCHESTER | 8759 | 18 | KOPP ELECTRIC COMPANY | JCP&L | No | Complete | 2014-05-27 | 2014-10-14 | 2014-10-21 | 2014-10-21
SRP26299 | SREC Solar | RUGGIERO |  | 4.5 | 0 | Residential | 1 | LAKEWOOD | 8701 | 18 | KOPP ELECTRIC COMPANY | JCP&L | No | Complete | 2014-05-27 | 2014-08-15 | 2014-08-25 | 2014-08-25
SRP26300 | SREC Solar | CHIRIBOGA |  | 9.945 | 0 | Residential | 1 | TOMS RIVER | 8755 | 18 | RELIABLE POWER SERVICES, INC. | JCP&L | No | Complete | 2014-05-27 | 2014-09-09 | 2014-09-24 | 2014-09-24
SRP26301 | SREC Solar | DELUCA |  | 6.63 | 0 | Residential | 1 | SOMERDALE | 8083 | 14 | VIVINT SOLAR | PSE&G BPU | No | Complete | 2014-05-27 | 2015-02-05 | 2015-02-07 | 2015-02-07
SRP26302 | SREC Solar | DARBY |  | 8.16 | 0 | Residential | 1 | WILLINGBORO | 8046 | 13 | VIVINT SOLAR | PSE&G BPU | No | Complete | 2014-05-27 | 2014-09-03 | 2014-09-11 | 2014-09-11
SRP26305 | SREC Solar | MINOTT |  | 6.375 | 0 | Residential | 1 | UNION | 7083 | 10 | VIVINT SOLAR | PSE&G BPU | No | Complete | 2014-05-27 | 2015-04-30 | 2015-05-12 | 2015-05-12
SRP26307 | SREC Solar | MEHRA |  | 4.335 | 0 | Residential | 1 | BRIDGEWATER | 8807 | 5 | VIVINT SOLAR | PSE&G BPU | No | Complete | 2014-05-27 | 2014-07-16 | 2014-07-23 | 2014-07-23
SRP26309 | SREC Solar | CHERUTHOTTIL |  | 7.395 | 0 | Residential | 1 | MINE HILL | 7803 | 3 | VIVINT SOLAR | JCP&L | No | Complete | 2014-05-27 | 2015-03-24 | 2015-04-02 | 2015-04-02
SRP26310 | SREC Solar | ALERS |  | 11.475 | 0 | Residential | 1 | WHARTON | 7885 | 3 | VIVINT SOLAR | JCP&L | No | Complete | 2014-05-27 | 2014-07-29 | 2014-08-07 | 2014-08-07
SRP26311 | SREC Solar | CLANCY |  | 3 | 0 | Residential | 1 | WHARTON | 7885 | 3 | VIVINT SOLAR | JCP&L | No | Complete | 2014-05-27 | 2014-08-12 | 2014-08-20 | 2014-08-20
SRP26312 | SREC Solar | GHANIME |  | 8.16 | 0 | Residential | 0 | BRIDGEWATER | 8807 | 5 | TRINITY HEATING AND AIR | JCP&L | No | Complete | 2014-05-27 | 2014-07-16 | 2014-07-24 | 2014-07-24
SRP26313 | SREC Solar | LEPLEY |  | 5.88 | 0 | Residential | 0 | WARETOWN | 8758 | 18 | TRINITY HEATING AND AIR | JCP&L | No | Complete | 2014-05-27 | 2014-10-16 | 2014-10-29 | 2014-10-29
SRP26314 | SREC Solar | HABECK |  | 7.02 | 0 | Residential | 0 | WILLINGBORO | 8046 | 13 | TRINITY HEATING AND AIR | PSE&G BPU | No | Complete | 2014-05-27 | 2014-07-24 | 2014-08-01 | 2014-08-01
SRP26315 | SREC Solar | SERILLO |  | 4.08 | 0 | Residential | 0 | EAST HANOVER | 7936 | 3 | TRINITY HEATING AND AIR | JCP&L | No | Complete | 2014-05-27 | 2014-08-28 | 2014-09-09 | 2014-09-09
SRP26317 | SREC Solar | DIPIETROPOLO | JNJ PROPERTY MANAGEMENT, LLC | 5.635 | 0 | Commercial | 1 | PENNSAUKEN | 8110 | 14 | A CLEAR ALTERNATIVE, INC | PSE&G BPU | No | QA SELECTED | 2014-05-27 | 2015-05-19
SRP26318 | SREC Solar | CURBELO |  | 8.25 | 0 | Residential | 1 | LAKEWOOD | 8701 | 18 | POWERLUTIONS, LLC | JCP&L | No | Complete | 2014-05-27 | 2014-08-12 | 2014-08-20 | 2014-08-20
SRP26319 | SREC Solar | GIAMPINO |  | 8.16 | 0 | Residential | 1 | GALLOWAY | 8205 | 19 | ALLSEASON CONSTRUCTION | AC Electric | No | Complete | 2014-05-27 | 2014-09-24 | 2014-10-31 | 2014-10-31
SRP26320 | SREC Solar | NGUYEN |  | 5.1 | 0 | Residential | 1 | CHERRY HILL | 8002 | 14 | VIVINT SOLAR | PSE&G BPU | No | QA SELECTED | 2014-05-27 | 2015-05-27
SRP26321 | SREC Solar | DICICCO |  | 5.61 | 0 | Residential | 1 | MANCHESTER | 8759 | 18 | SEA BRIGHT SOLAR, LLC | JCP&L | No | Complete | 2014-05-27 | 2015-03-11 | 2015-03-25 | 2015-03-25
SRP26324 | SREC Solar | LEHMANN |  | 3.315 | 0 | Residential | 1 | MINE HILL | 7803 | 3 | VIVINT SOLAR | JCP&L | No | Complete | 2014-05-27 | 2014-11-04 | 2014-11-12 | 2014-11-12
SRP26325 | SREC Solar | LUCHESE |  | 16.8 | 0 | Residential | 0 | MARMORA | 8223 | 21 | JUST SOLAR, LLC | AC Electric | No | Complete | 2014-05-27 | 2014-09-04 | 2014-09-16 | 2014-09-16
SRP26326 | SREC Solar | COLALILLO | SHOP RITE OF HUNTERDON GREENWICH | 357.42 | 0 | Commercial | 1 | PHILLIPSBURG | 8865 | 2 | PFISTER ENERGY, INC. | JCP&L | No | Complete | 2014-05-27 | 2014-07-30 | 2014-08-08 | 2014-08-08
SRP26327 | SREC Solar | WEBER |  | 13.26 | 0 | Residential | 1 | MANCHESTER | 8759 | 18 | SEA BRIGHT SOLAR, LLC | JCP&L | No | Complete | 2014-05-27 | 2014-08-19 | 2014-08-25 | 2014-08-25
SRP26328 | SREC Solar | WHITE |  | 10.71 | 0 | Residential | 1 | MANCHESTER | 8759 | 18 | SEA BRIGHT SOLAR, LLC | JCP&L | No | Complete | 2014-05-27 | 2014-08-19 | 2014-08-25 | 2014-08-25
SRP26330 | SREC Solar | BAILEY |  | 15.3 | 0 | Residential | 1 | HANCOCKS BRIDGE | 8038 | 16 | RCL ENTERPRISES INC. | AC Electric | No | Complete | 2014-05-27 | 2014-08-08 | 2014-08-14 | 2014-08-14
SRP26331 | SREC Solar | OSMUNDSEN |  | 15.3 | 0 | Residential | 1 | CAPE MAY COURT HOUSE | 8210 | 21 | RCL ENTERPRISES INC. | AC Electric | No | Complete | 2014-05-27 | 2014-09-15 | 2014-09-23 | 2014-09-23
SRP26332 | SREC Solar | LENTO |  | 5.355 | 0 | Residential | 1 | MANTUA | 8051 | 15 | RCL ENTERPRISES INC. | AC Electric | No | Complete | 2014-05-27 | 2014-09-26 | 2014-10-02 | 2014-10-02
SRP26333 | SREC Solar | MIRABELLA |  | 7.65 | 0 | Residential | 1 | MANCHESTER | 8759 | 18 | SEA BRIGHT SOLAR, LLC | JCP&L | No | Complete | 2014-05-27 | 2014-11-24 | 2015-02-03 | 2015-02-03
SRP26334 | SREC Solar | POWELL |  | 9.18 | 0 | Residential | 1 | PENNSVILLE | 8070 | 16 | ALLSEASON CONSTRUCTION | AC Electric | No | Complete | 2014-05-27 | 2014-10-22 | 2014-11-25 | 2014-11-25
SRP26335 | SREC Solar | TURNER |  | 16.83 | 0 | Residential | 1 | FRANKLINVILLE | 8322 | 15 | ALLSEASON CONSTRUCTION | AC Electric | No | Complete | 2014-05-27 | 2015-02-24 | 2015-03-03 | 2015-03-03
SRP26336 | SREC Solar | CALVERT |  | 10.8 | 0 | Residential | 1 | BARNEGAT | 8005 | 18 | ROOF DIAGNOSTICS INC | JCP&L | No | Complete | 2014-05-27 | 2015-02-19 | 2015-02-24 | 2015-02-24
SRP26337 | SREC Solar | ABRILLA |  | 3.5 | 0 | Residential | 1 | MANCHESTER | 8759 | 18 | KOPP ELECTRIC COMPANY | JCP&L | No | Complete | 2014-05-27 | 2014-10-14 | 2014-10-21 | 2014-10-21
SRP26338 | SREC Solar | REINA |  | 7.5 | 0 | Residential | 1 | MANCHESTER | 8759 | 18 | KOPP ELECTRIC COMPANY | JCP&L | No | Complete | 2014-05-27 | 2014-11-18 | 2014-12-04 | 2014-12-04
SRP26339 | SREC Solar | CLIFFORD |  | 12.75 | 0 | Residential | 1 | STEELMANVILLE | 8221 | 19 | ALLSEASON CONSTRUCTION | AC Electric | No | Complete | 2014-05-27 | 2014-09-04 | 2014-09-11 | 2014-09-11
SRP26340 | SREC Solar | SMALL |  | 11.5 | 0 | Residential | 1 | TOMS RIVER | 8755 | 18 | SOLARCITY CORPORATION | JCP&L | No | Complete | 2014-05-27 | 2014-07-31 | 2014-09-16 | 2014-09-16
SRP26341 | SREC Solar | WORRELL |  | 3.5 | 0 | Residential | 1 | OCEAN CITY | 8226 | 21 | SOLARCITY CORPORATION | AC Electric | No | Complete | 2014-05-27 | 2014-08-07 | 2014-08-18 | 2014-08-18
SRP26342 | SREC Solar | FERREIRA |  | 7.14 | 0 | Residential | 1 | WOODBRIDGE | 7067 | 10 | VERENGO SOLAR | PSE&G BPU | No | Complete | 2014-05-27 | 2014-06-17 | 2014-06-23 | 2014-06-23
SRP26343 | SREC Solar | TIBBERTS |  | 2 | 0 | Residential | 1 | BOUND BROOK | 8805 | 5 | SOLARCITY CORPORATION | PSE&G BPU | No | Complete | 2014-05-27 | 2014-11-05 | 2014-11-21 | 2014-11-21
SRP26344 | SREC Solar | FERNANDES |  | 5.5 | 0 | Residential | 1 | ELIZABETH | 7202 | 10 | SOLARCITY CORPORATION | PSE&G BPU | No | Complete | 2014-05-27 | 2014-09-04 | 2014-09-16 | 2014-09-16
SRP26346 | SREC Solar | DEL ROSSI |  | 8.925 | 0 | Residential | 1 | MILLVILLE | 8332 | 20 | ALLSEASON CONSTRUCTION | AC Electric | No | Complete | 2014-05-27 | 2015-02-24 | 2015-02-27 | 2015-02-27
SRP26347 | SREC Solar | BRESLAU |  | 20.25 | 0 | Residential | 1 | ERIAL | 8081 | 14 | ASTRUM SOLAR, LLC | AC Electric | No | Complete | 2014-05-27 | 2014-06-20 | 2014-07-02 | 2014-07-02
SRP26348 | SREC Solar | BLOW |  | 9.5 | 0 | Residential | 1 | TRENTON | 8620 | 12 | ASTRUM SOLAR, LLC | PSE&G BPU | No | Complete | 2014-05-27 | 2014-06-09 | 2014-06-17 | 2014-06-17
SRP26349 | SREC Solar | SALVATO |  | 11.5 | 0 | Residential | 1 | LAKEHURST | 8733 | 18 | KOPP ELECTRIC COMPANY | JCP&L | No | Complete | 2014-05-27 | 2014-09-30 | 2014-10-10 | 2014-10-10
SRP26350 | SREC Solar | CUVIELLO |  | 12 | 0 | Residential | 1 | EGG HARBOR TWP | 8234 | 19 | SUN UP ZERO DOWN | AC Electric | No | Complete | 2014-05-27 | 2014-09-30 | 2014-10-10 | 2014-10-10
SRP26351 | SREC Solar | BRYANT |  | 12.5 | 0 | Residential | 1 | WHITESBORO | 8252 | 21 | SOLARCITY CORPORATION | AC Electric | No | Complete | 2014-05-27 | 2014-09-18 | 2014-10-20 | 2014-10-20
SRP26353 | SREC Solar | CORE |  | 10.25 | 0 | Residential | 1 | MAYS LANDING | 8330 | 19 | SUN UP ZERO DOWN | AC Electric | No | Complete | 2014-05-27 | 2014-09-04 | 2014-09-12 | 2014-09-12
SRP26354 | SREC Solar | CROSBY |  | 9.945 | 0 | Residential | 1 | CHERRY HILL | 8002 | 14 | VIVINT SOLAR | PSE&G BPU | No | Complete | 2014-05-27 | 2014-08-12 | 2014-08-20 | 2014-08-20
SRP26356 | SREC Solar | DIAS |  | 5.25 | 0 | Residential | 1 | ELIZABETH | 7208 | 10 | VIVINT SOLAR | PSE&G BPU | No | Complete | 2014-05-27 | 2014-08-18 | 2014-08-21 | 2014-08-21
SRP26357 | SREC Solar | PAISLEY |  | 8.415 | 0 | Residential | 1 | NORTHFIELD | 8225 | 19 | RCL ENTERPRISES INC. | AC Electric | No | Complete | 2014-05-27 | 2014-07-14 | 2014-07-28 | 2014-07-28
SRP26358 | SREC Solar | KLINE |  | 4.59 | 0 | Residential | 1 | VILLAS | 8251 | 21 | RCL ENTERPRISES INC. | AC Electric | No | Complete | 2014-05-27 | 2014-09-09 | 2014-09-22 | 2014-09-22
SRP26359 | SREC Solar | RENNIE |  | 17.085 | 0 | Residential | 1 | CAPE MAY COURT HOUSE | 8210 | 21 | RCL ENTERPRISES INC. | AC Electric | No | Complete | 2014-05-27 | 2014-09-09 | 2014-09-22 | 2014-09-22
SRP26360 | SREC Solar | MORTON |  | 10.965 | 0 | Residential | 1 | MARLTON | 8053 | 13 | RCL ENTERPRISES INC. | PSE&G BPU | No | Complete | 2014-05-27 | 2014-08-12 | 2014-08-20 | 2014-08-20
SRP26361 | SREC Solar | GORDON |  | 10.965 | 0 | Residential | 1 | WILLINGBORO | 8046 | 13 | VIVINT SOLAR | PSE&G BPU | No | Complete | 2014-05-27 | 2014-09-03 | 2014-09-11 | 2014-09-11
SRP26364 | SREC Solar | SACCOMANNO |  | 10.455 | 0 | Residential | 1 | CHERRY HILL | 8002 | 14 | VIVINT SOLAR | PSE&G BPU | No | Complete | 2014-05-27 | 2014-07-23 | 2014-07-30 | 2014-07-30
SRP26367 | SREC Solar | VIERECK |  | 10.6 | 0 | Residential | 1 | PILESGROVE | 8098 | 16 | KAITANNA SOLAR, LLC | AC Electric | No | Complete | 2014-05-27 | 2014-11-11 | 2014-11-21 | 2014-11-21
SRP26368 | SREC Solar | LOWERY |  | 7.35 | 0 | Residential | 1 | PERTH AMBOY | 8861 | 11 | VIVINT SOLAR | PSE&G BPU | No | Complete | 2014-05-27 | 2014-07-10 | 2014-08-27 | 2014-08-27
SRP26369 | SREC Solar | DEFEO |  | 7.5 | 0 | Residential | 1 | MAYS LANDING | 8330 | 19 | SUN UP ZERO DOWN | AC Electric | No | Complete | 2014-05-27 | 2014-09-04 | 2014-09-12 | 2014-09-12
SRP26370 | SREC Solar | CILLI |  | 4 | 0 | Residential | 1 | LITTLE FERRY | 7643 | 7 | SOLARCITY CORPORATION | PSE&G BPU | No | Complete | 2014-05-27 | 2014-09-04 | 2014-09-12 | 2014-09-12
SRP26371 | SREC Solar | MAURO |  | 9 | 0 | Residential | 1 | TOMS RIVER | 8755 | 18 | TRINITY HEATING AND AIR | JCP&L | No | Complete | 2014-05-27 | 2014-06-12 | 2014-06-18 | 2014-06-18
SRP26372 | SREC Solar | MOREIRA |  | 20 | 0 | Residential | 1 | PITTSTOWN | 8867 | 4 | CONERGY PROJECTS, INC. | JCP&L | No | Complete | 2014-06-02 | 2014-09-22 | 2014-09-24 | 2014-09-24
SRP26373 | SREC Solar | PETERS |  | 9 | 0 | Residential | 1 | DELMONT | 8314 | 20 | SOLARCITY CORPORATION | AC Electric | No | Complete | 2014-05-27 | 2014-10-02 | 2014-11-25 | 2014-11-25
SRP26374 | SREC Solar | KARPEL |  | 6 | 0 | Residential | 1 | WEST ORANGE | 7052 | 9 | SOLARCITY CORPORATION | PSE&G BPU | No | Complete | 2014-05-27 | 2014-11-11 | 2014-11-26 | 2014-11-26
SRP26375 | SREC Solar | CONWAY |  | 9.5 | 0 | Residential | 1 | HAMMONTON | 8037 | 19 | SOLARCITY CORPORATION | AC Electric | No | Complete | 2014-05-27 | 2014-08-22 | 2014-08-28 | 2014-08-28
SRP26376 | SREC Solar | CONNOR |  | 5 | 0 | Residential | 1 | VINELAND | 8360 | 20 | SOLARCITY CORPORATION | Vineland Muni Elec | No | Complete | 2014-05-27 | 2015-04-28 | 2015-05-13 | 2015-05-13
SRP26377 | SREC Solar | GRECO |  | 5 | 0 | Residential | 1 | BRIDGETON | 8302 | 20 | SOLARCITY CORPORATION | AC Electric | No | Complete | 2014-05-27 | 2014-09-24 | 2014-10-20 | 2014-10-20
SRP26378 | SREC Solar | CHOU |  | 4.335 | 0 | Residential | 1 | CHESTERFIELD | 8515 | 13 | ROOF DIAGNOSTICS INC | PSE&G BPU | No | Complete | 2014-05-27 | 2015-01-29 | 2015-02-03 | 2015-02-03
SRP26379 | SREC Solar | JOSEPH |  | 4 | 0 | Residential | 1 | WEST ORANGE | 7052 | 9 | ROOF DIAGNOSTICS INC | PSE&G BPU | No | Complete | 2014-05-27 | 2015-03-24 | 2015-04-02 | 2015-04-02
SRP26380 | SREC Solar | LEE |  | 4.335 | 0 | Residential | 1 | BRIDGEWATER | 8807 | 5 | ROOF DIAGNOSTICS INC | PSE&G BPU | No | Complete | 2014-05-27 | 2015-03-18 | 2015-05-18 | 2015-05-18
SRP26381 | SREC Solar | RAMKISSOON |  | 12.42 | 0 | Residential | 1 | BRIDGEWATER | 8807 | 5 | ROOF DIAGNOSTICS INC | JCP&L | No | Complete | 2014-05-27 | 2015-03-11 | 2015-03-25 | 2015-03-25
SRP26383 | SREC Solar | SIPPLE |  | 4.08 | 0 | Residential | 1 | MENDHAM | 7945 | 3 | ROOF DIAGNOSTICS INC | JCP&L | No | Complete | 2014-05-27 | 2015-02-19 | 2015-02-24 | 2015-02-24
SRP26384 | SREC Solar | CAPUTO |  | 7.5 | 0 | Residential | 1 | MANCHESTER | 8759 | 18 | ROOF DIAGNOSTICS INC | JCP&L | No | Complete | 2014-05-27 | 2015-01-29 | 2015-02-03 | 2015-02-03
SRP26385 | SREC Solar | KARLSSON |  | 5.94 | 0 | Residential | 1 | HACKENSACK | 7601 | 7 | ROOF DIAGNOSTICS INC | PSE&G BPU | No | Complete | 2014-05-27 | 2014-10-22 | 2014-10-24 | 2014-10-24
SRP26386 | SREC Solar | STONER |  | 8.1 | 0 | Residential | 1 | NEWTON | 7860 | 1 | ROOF DIAGNOSTICS INC | JCP&L | No | Complete | 2014-05-27 | 2014-09-29 | 2014-11-06 | 2014-11-06
SRP26387 | SREC Solar | HIGGINS |  | 11.61 | 0 | Residential | 1 | BORDENTOWN | 8505 | 13 | ROOF DIAGNOSTICS INC | PSE&G BPU | No | Complete | 2014-05-27 | 2015-02-19 | 2015-02-24 | 2015-02-24
SRP26389 | SREC Solar | TAESCHLER |  | 5.1 | 0 | Residential | 1 | PARLIN | 8859 | 11 | VIVINT SOLAR | JCP&L | No | Complete | 2014-05-27 | 2014-08-28 | 2014-09-08 | 2014-09-08
SRP26390 | SREC Solar | TAYLOR |  | 5.61 | 0 | Residential | 1 | WHARTON | 7885 | 3 | VIVINT SOLAR | JCP&L | No | Complete | 2014-05-27 | 2015-04-29 | 2015-05-15 | 2015-05-15
SRP26391 | SREC Solar | BARNEY |  | 7.905 | 0 | Residential | 1 | MANVILLE | 8835 | 5 | VIVINT SOLAR | PSE&G BPU | No | Complete | 2014-05-27 | 2014-08-13 | 2014-08-19 | 2014-08-19
SRP26392 | SREC Solar | ALVAREZ |  | 8 | 0 | Residential | 1 | MINE HILL | 7803 | 3 | VIVINT SOLAR | JCP&L | No | Complete | 2014-05-27 | 2015-03-25 | 2015-04-10 | 2015-04-10
SRP26393 | SREC Solar | GARCIA |  | 7.395 | 0 | Residential | 1 | PORT READING | 7064 | 11 | VIVINT SOLAR | PSE&G BPU | No | Complete | 2014-05-27 | 2014-07-31 | 2014-08-11 | 2014-08-11
SRP26395 | SREC Solar | RIOS |  | 7.14 | 0 | Residential | 1 | EGG HARBOR TWP | 8234 | 19 | ALLSEASON CONSTRUCTION | AC Electric | No | Complete | 2014-05-27 | 2014-07-29 | 2014-08-07 | 2014-08-07
SRP26397 | SREC Solar | HELVESTON |  | 9.18 | 0 | Residential | 1 | MARLTON | 8053 | 13 | VIVINT SOLAR | PSE&G BPU | No | Complete | 2014-05-27 | 2014-08-12 | 2014-08-20 | 2014-08-20
SRP26398 | SREC Solar | RUISI |  | 7.65 | 0 | Residential | 1 | COLONIA | 7067 | 10 | VIVINT SOLAR | PSE&G BPU | No | Complete | 2014-05-27 | 2014-08-13 | 2014-08-19 | 2014-08-19
SRP26399 | SREC Solar | WIDI |  | 12.985 | 0 | Residential | 1 | JACKSON | 8527 | 18 | SOLULAR LLC. II | JCP&L | No | Complete | 2014-05-27 | 2014-10-15 | 2014-10-24 | 2014-10-24
SRP26401 | SREC Solar | ZAMBITO |  | 11.5 | 0 | Residential | 1 | CHERRY HILL | 8002 | 14 | SOLARCITY CORPORATION | PSE&G BPU | No | Complete | 2014-05-27 | 2014-09-17 | 2014-09-25 | 2014-09-25
SRP26402 | SREC Solar | BUTLER |  | 8.415 | 0 | Residential | 1 | MINE HILL | 7803 | 3 | VIVINT SOLAR | JCP&L | No | Complete | 2014-05-27 | 2014-10-08 | 2014-10-17 | 2014-10-17
SRP26404 | SREC Solar | ZOLLA |  | 4.845 | 0 | Residential | 1 | LAKE HIAWATHA | 7034 | 3 | VIVINT SOLAR | JCP&L | No | Complete | 2014-05-27 | 2014-10-08 | 2014-10-17 | 2014-10-17
SRP26405 | SREC Solar | CHENG |  | 8.925 | 0 | Residential | 1 | PARSIPPANY | 7054 | 3 | VIVINT SOLAR | JCP&L | No | Complete | 2014-05-27 | 2015-04-08 | 2015-05-18 | 2015-05-18
SRP26406 | SREC Solar | MONTENAT |  | 11.22 | 0 | Residential | 1 | FLANDERS | 7836 | 3 | VIVINT SOLAR | JCP&L | No | Complete | 2014-05-27 | 2014-10-31 | 2014-11-11 | 2014-11-11
SRP26408 | SREC Solar | GLOGAU |  | 19.44 | 0 | Residential | 0 | BRIDGETON | 8302 | 20 | SELF INSTALL | AC Electric | No | Complete | 2014-06-02 | 2014-10-08 | 2015-01-05 | 2015-01-05
SRP26409 | SREC Solar | REDES |  | 17.004 | 0 | Residential | 1 | BROWNS MILLS | 8015 | 13 | GEOSCAPE SOLAR | JCP&L | No | Complete | 2014-05-27 | 2014-10-21 | 2014-11-03 | 2014-11-03
SRP26410 | SREC Solar | LOUIE |  | 8.1 | 0 | Residential | 1 | FAIRLAWN | 7410 | 7 | ROOF DIAGNOSTICS INC | PSE&G BPU | No | Complete | 2014-05-27 | 2015-03-24 | 2015-04-02 | 2015-04-02
SRP26411 | SREC Solar | BASSEL |  | 5.25 | 0 | Residential | 1 | BURLINGTON | 8016 | 13 | ROOF DIAGNOSTICS INC | PSE&G BPU | No | Complete | 2014-05-27 | 2014-07-16 | 2014-07-24 | 2014-07-24
SRP26412 | SREC Solar | JEONG |  | 5.4 | 0 | Residential | 1 | PALISADES PARK | 7650 | 7 | ROOF DIAGNOSTICS INC | PSE&G BPU | No | Complete | 2014-05-27 | 2015-03-03 | 2015-03-16 | 2015-03-16
SRP26413 | SREC Solar | JEZIORSKI |  | 4.05 | 0 | Residential | 1 | BRIDGEWATER | 8807 | 5 | ROOF DIAGNOSTICS INC | PSE&G BPU | No | Complete | 2014-05-27 | 2014-12-24 | 2015-02-06 | 2015-02-06
SRP26414 | SREC Solar | BEELER |  | 7.14 | 0 | Residential | 1 | NEPTUNE | 7753 | 17 | ROOF DIAGNOSTICS INC | JCP&L | No | Complete | 2014-05-27 | 2015-01-08 | 2015-01-19 | 2015-01-19
SRP26415 | SREC Solar | ELWERTOWSKI |  | 4.08 | 0 | Residential | 1 | DOVER | 7801 | 3 | VIVINT SOLAR | JCP&L | No | Complete | 2014-05-27 | 2014-07-29 | 2014-08-08 | 2014-08-08
SRP26417 | SREC Solar | GUTIERREZ |  | 3.06 | 0 | Residential | 1 | DOVER | 7801 | 3 | VIVINT SOLAR | JCP&L | No | Complete | 2014-05-27 | 2015-05-11 | 2015-05-21 | 2015-05-21
SRP26418 | SREC Solar | DOREMUS |  | 8.16 | 0 | Residential | 1 | DENVILLE | 7834 | 3 | VIVINT SOLAR | JCP&L | No | Complete | 2014-05-27 | 2014-08-22 | 2014-09-02 | 2014-09-02
SRP26419 | SREC Solar | CHAUDHRY |  | 9.18 | 0 | Residential | 1 | PARSIPPANY | 7054 | 3 | VIVINT SOLAR | JCP&L | No | Complete | 2014-05-27 | 2015-04-07 | 2015-04-16 | 2015-04-16
SRP26420 | SREC Solar | PARULEKAR |  | 8.925 | 0 | Residential | 1 | LAKE HIAWATHA | 7034 | 3 | VIVINT SOLAR | JCP&L | No | Complete | 2014-05-27 | 2014-07-11 | 2014-07-22 | 2014-07-22
SRP26421 | SREC Solar | STRIEBEL |  | 9.69 | 0 | Residential | 1 | MOUNT LAUREL | 8054 | 13 | VIVINT SOLAR | PSE&G BPU | No | Complete | 2014-05-27 | 2014-09-08 | 2014-09-16 | 2014-09-16
SRP26422 | SREC Solar | SANTIAGO |  | 7.25 | 0 | Residential | 1 | PARLIN | 8859 | 11 | VIVINT SOLAR | JCP&L | No | Complete | 2014-05-27 | 2014-09-03 | 2014-09-11 | 2014-09-11
SRP26425 | SREC Solar | DUNAT |  | 7.65 | 0 | Residential | 1 | ELMWOOD | 7407 | 7 | VIVINT SOLAR | PSE&G BPU | No | Complete | 2014-05-27 | 2014-09-26 | 2014-10-07 | 2014-10-07
SRP26427 | SREC Solar | FARRAYE-BIGGS |  | 4.08 | 0 | Residential | 1 | UNION | 7083 | 10 | VIVINT SOLAR | PSE&G BPU | No | Complete | 2014-05-27 | 2015-01-22 | 2015-03-19 | 2015-03-19
SRP26428 | SREC Solar | RYAN |  | 10.455 | 0 | Residential | 1 | PARLIN | 8859 | 11 | VIVINT SOLAR | JCP&L | No | Complete | 2014-05-27 | 2014-08-13 | 2014-08-19 | 2014-08-19
SRP26429 | SREC Solar | HENGBOONYAPHAN |  | 9.69 | 0 | Residential | 1 | TOMS RIVER | 8755 | 18 | NJR HOME SERVICES | JCP&L | No | Complete | 2014-05-27 | 2014-08-06 | 2014-08-12 | 2014-08-12
SRP26433 | SREC Solar | TSAPTSINOS |  | 13.515 | 0 | Residential | 1 | SAYREVILLE | 8872 | 11 | VIVINT SOLAR | JCP&L | No | Complete | 2014-06-02 | 2015-05-14 | 2015-05-27 | 2015-05-27
SRP26434 | SREC Solar | SAWYER |  | 5.865 | 0 | Residential | 1 | E. BRUNSWICK | 8816 | 11 | VIVINT SOLAR | JCP&L | No | Complete | 2014-06-02 | 2014-08-11 | 2014-08-14 | 2014-08-14
SRP26435 | SREC Solar | MEISENBACHER |  | 5.865 | 0 | Residential | 1 | PT PLEASANT | 8742 | 18 | TRINITY HEATING AND AIR | JCP&L | No | Complete | 2014-06-02 | 2014-10-22 | 2014-11-03 | 2014-11-03
SRP26437 | SREC Solar | PAGAN |  | 9.69 | 0 | Residential | 1 | PARLIN | 8859 | 11 | VIVINT SOLAR | JCP&L | No | Complete | 2014-06-02 | 2014-07-29 | 2014-08-26 | 2014-08-26
SRP26438 | SREC Solar | SCOTT |  | 4.845 | 0 | Residential | 1 | PARLIN | 8859 | 11 | VIVINT SOLAR | JCP&L | No | Complete | 2014-06-02 | 2014-08-13 | 2014-08-19 | 2014-08-19
SRP26439 | SREC Solar | WALKER |  | 7.65 | 0 | Residential | 1 | VOORHEES | 8043 | 14 | VIVINT SOLAR | AC Electric | No | Complete | 2014-06-02 | 2014-09-15 | 2014-09-23 | 2014-09-23
SRP26440 | SREC Solar | GIBSON |  | 8.415 | 0 | Residential | 1 | WILLINGBORO | 8046 | 13 | VIVINT SOLAR | PSE&G BPU | No | Complete | 2014-06-02 | 2014-09-25 | 2014-10-07 | 2014-10-07
SRP26441 | SREC Solar | STOUTE |  | 5.865 | 0 | Residential | 1 | FAIR LAWN | 7410 | 7 | VIVINT SOLAR | PSE&G BPU | No | Complete | 2014-06-02 | 2014-07-10 | 2014-07-17 | 2014-07-17
SRP26442 | SREC Solar | RIFFAS |  | 10.965 | 0 | Residential | 1 | WILLINGBORO | 8046 | 13 | VIVINT SOLAR | PSE&G BPU | No | Complete | 2014-06-02 | 2014-09-11 | 2014-09-17 | 2014-09-17
SRP26443 | SREC Solar | STILLMAN |  | 5.25 | 0 | Residential | 1 | WHARTON | 7885 | 3 | VIVINT SOLAR | JCP&L | No | Complete | 2014-06-02 | 2014-11-04 | 2014-11-12 | 2014-11-12
SRP26445 | SREC Solar | ROSEN |  | 7.65 | 0 | Residential | 1 | MOUNT LAUREL | 8054 | 13 | VIVINT SOLAR | PSE&G BPU | No | Complete | 2014-06-02 | 2014-08-18 | 2014-09-29 | 2014-09-29
SRP26446 | SREC Solar | IACCARINO |  | 4.59 | 0 | Residential | 1 | EAST BRUNSWICK | 8816 | 11 | VIVINT SOLAR | JCP&L | No | Complete | 2014-06-02 | 2014-12-01 | 2014-12-10 | 2014-12-10
SRP26448 | SREC Solar | HAFNER |  | 3.825 | 0 | Residential | 1 | OLD BRIDGE | 8857 | 11 | VIVINT SOLAR | JCP&L | No | Complete | 2014-06-02 | 2014-12-01 | 2014-12-10 | 2014-12-10
SRP26449 | SREC Solar | BRUNO |  | 8.75 | 0 | Residential | 1 | WENONAH | 8090 | 15 | ASTRUM SOLAR, LLC | AC Electric | No | Complete | 2014-06-02 | 2014-08-19 | 2014-09-02 | 2014-09-02
SRP26450 | SREC Solar | TORRES |  | 5.25 | 0 | Residential | 1 | EDISON | 8817 | 11 | ASTRUM SOLAR, LLC | PSE&G BPU | No | Complete | 2014-06-02 | 2014-07-28 | 2014-08-27 | 2014-08-27
SRP26451 | SREC Solar | PYOTT |  | 12.25 | 0 | Residential | 1 | MANCHESTER | 8759 | 18 | KOPP ELECTRIC COMPANY | JCP&L | No | Complete | 2014-06-02 | 2014-09-29 | 2014-10-09 | 2014-10-09
SRP26452 | SREC Solar | PACCIANI |  | 7.75 | 0 | Residential | 1 | EMERSON | 7630 | 7 | ASTRUM SOLAR, LLC | PSE&G BPU | No | Complete | 2014-06-02 | 2014-08-08 | 2014-08-14 | 2014-08-14
SRP26453 | SREC Solar | MCCARTHY-IRELAND |  | 7.75 | 0 | Residential | 1 | TOMS RIVER | 8755 | 18 | KOPP ELECTRIC COMPANY | JCP&L | No | Complete | 2014-06-02 | 2014-09-17 | 2014-09-25 | 2014-09-25
SRP26456 | SREC Solar | PELLEGRINO |  | 5.61 | 0 | Residential | 1 | TOMS RIVER | 8757 | 18 | NJR HOME SERVICES | JCP&L | No | Complete | 2014-06-02 | 2014-09-17 | 2014-09-25 | 2014-09-25
SRP26457 | SREC Solar | SCHNEIDER |  | 8.67 | 0 | Residential | 1 | OLD BRIDGE | 8857 | 11 | TRINITY HEATING AND AIR | JCP&L | No | Complete | 2014-05-27 | 2014-11-05 | 2014-11-13 | 2014-11-13
SRP26458 | SREC Solar | PARKER |  | 10.965 | 0 | Residential | 1 | SEWELL | 8080 | 15 | TRINITY HEATING AND AIR | AC Electric | No | Complete | 2014-06-02 | 2014-09-04 | 2014-09-11 | 2014-09-11
SRP26459 | SREC Solar | GALASSO |  | 9 | 0 | Residential | 1 | CAPE MAY COURT HOUSE | 8210 | 21 | SOLARCITY CORPORATION | AC Electric | No | Complete | 2014-06-02 | 2014-09-25 | 2014-10-02 | 2014-10-02
SRP26460 | SREC Solar | BUSH |  | 3.75 | 0 | Residential | 1 | FRANKLIN TWP | 8873 | 5 | SOLARCITY CORPORATION | PSE&G BPU | No | Complete | 2014-06-02 | 2014-08-21 | 2014-10-07 | 2014-10-07
SRP26461 | SREC Solar | PARROTT |  | 21.2 | 0 | Residential | 1 | VOORHEES TWP | 8043 | 14 | SOLARCITY CORPORATION | PSE&G BPU | No | Complete | 2014-06-02 | 2014-10-24 | 2014-11-05 | 2014-11-05
SRP26462 | SREC Solar | TRUMBOWER |  | 12.25 | 0 | Residential | 1 | NEW GRETNA | 8224 | 13 | SOLARCITY CORPORATION | AC Electric | No | Complete | 2014-06-02 | 2014-09-26 | 2014-10-02 | 2014-10-02
SRP26463 | SREC Solar | PRISCO |  | 6.12 | 0 | Residential | 1 | FORKED RIVER | 8731 | 18 | RELIABLE POWER SERVICES, INC. | JCP&L | No | Complete | 2014-06-02 | 2014-09-19 | 2014-09-24 | 2014-09-24
SRP26464 | SREC Solar | DIXON |  | 4.5 | 0 | Residential | 1 | PHILLIPSBURG | 8865 | 2 | SOLARCITY CORPORATION | JCP&L | No | Complete | 2014-06-02 | 2015-02-07 | 2015-02-12 | 2015-02-12
SRP26465 | SREC Solar | SERBY |  | 16.575 | 0 | Residential | 1 | BOONTON | 7005 | 3 | TRINITY HEATING AND AIR | JCP&L | No | Complete | 2014-06-02 | 2014-12-19 | 2015-01-09 | 2015-01-09
SRP26466 | SREC Solar | GALATI |  | 8.25 | 0 | Residential | 1 | ATCO | 8004 | 14 | SOLARCITY CORPORATION | AC Electric | No | Complete | 2014-06-02 | 2014-09-09 | 2014-10-07 | 2014-10-07
SRP26467 | SREC Solar | RAMOS |  | 7.25 | 0 | Residential | 1 | MOUNT ROYAL | 8061 | 15 | SOLARCITY CORPORATION | AC Electric | No | Complete | 2014-06-02 | 2014-08-07 | 2014-09-12 | 2014-09-12
SRP26468 | SREC Solar | SHARP |  | 6.48 | 0 | Residential | 1 | DEPTFORD | 8096 | 15 | TRINITY HEATING AND AIR | PSE&G BPU | No | Complete | 2014-06-02 | 2014-08-25 | 2014-09-08 | 2014-09-08
SRP26469 | SREC Solar | WALLER |  | 8.415 | 0 | Residential | 1 | JACKSON | 8527 | 18 | TRINITY HEATING AND AIR | JCP&L | No | Complete | 2014-06-02 | 2014-10-16 | 2014-10-29 | 2014-10-29
SRP26470 | SREC Solar | SHIEH |  | 11.88 | 0 | Residential | 0 | WALL | 7753 | 17 | TRINITY HEATING AND AIR | JCP&L | No | Complete | 2014-06-02 | 2014-10-28 | 2014-12-01 | 2014-12-01
SRP26471 | SREC Solar | CHIGRINSKY |  | 9.945 | 0 | Residential | 1 | MARLBORO | 7746 | 17 | TRINITY HEATING AND AIR | JCP&L | No | Complete | 2014-06-02 | 2014-09-12 | 2014-09-19 | 2014-09-19
SRP26472 | SREC Solar | BURKE |  | 13.77 | 0 | Residential | 1 | CARNEYS POINT | 8069 | 16 | TRINITY HEATING AND AIR | AC Electric | No | Complete | 2014-06-02 | 2014-11-05 | 2014-12-29 | 2014-12-29
SRP26475 | SREC Solar | MAY |  | 2.55 | 0 | Residential | 0 | EAST BRUNSWICK | 8816 | 11 | TRINITY HEATING AND AIR | PSE&G BPU | No | Complete | 2014-06-02 | 2014-09-26 | 2014-10-02 | 2014-10-02
SRP26476 | SREC Solar | LITTLE |  | 4.335 | 0 | Residential | 1 | TUCKERTON | 8087 | 18 | TRINITY HEATING AND AIR | AC Electric | No | Complete | 2014-06-02 | 2014-10-16 | 2014-10-29 | 2014-10-29
SRP26477 | SREC Solar | HANNA |  | 7.14 | 0 | Residential | 1 | SICKLERVILLE | 8081 | 14 | TRINITY HEATING AND AIR | AC Electric | No | Complete | 2014-06-02 | 2014-09-23 | 2014-10-07 | 2014-10-07
SRP26478 | SREC Solar | HERM |  | 3.06 | 0 | Residential | 1 | COLUMBUS | 8022 | 13 | TRINITY HEATING AND AIR | PSE&G BPU | No | Complete | 2014-06-02 | 2014-09-25 | 2014-10-22 | 2014-10-22
SRP26479 | SREC Solar | PELLETIER |  | 8.1 | 0 | Residential | 1 | PEMBERTON | 8068 | 13 | TRINITY HEATING AND AIR | JCP&L | No | Complete | 2014-06-02 | 2014-09-04 | 2014-10-07 | 2014-10-07
SRP26481 | SREC Solar | PALLARCA |  | 4.335 | 0 | Residential | 1 | JERSEY CITY | 7302 | 8 | TRINITY HEATING AND AIR | PSE&G BPU | No | Complete | 2014-06-02 | 2015-03-10 | 2015-03-25 | 2015-03-25
SRP26482 | SREC Solar | SMITH |  | 5.2 | 0 | Residential | 0 | TOMS RIVER | 8735 | 18 | K4 SOLAR LLC | JCP&L | No | Complete | 2014-06-02 | 2014-10-07 | 2014-10-15 | 2014-10-15
SRP26484 | SREC Solar | BENDER |  | 7.685 | 0 | Residential | 1 | LOWER TOWNSHIP | 8251 | 21 | SOLARCITY CORPORATION | AC Electric | No | Complete | 2014-06-02 | 2014-08-05 | 2014-08-12 | 2014-08-12
SRP26485 | SREC Solar | HYATT |  | 5.88 | 0 | Residential | 1 | JACKSON | 8527 | 18 | TRINITY HEATING AND AIR | JCP&L | No | Complete | 2014-06-02 | 2014-12-23 | 2015-01-07 | 2015-01-07
SRP26486 | SREC Solar | NEWMAN |  | 8.91 | 0 | Residential | 1 | JACKSON | 8527 | 18 | TRINITY HEATING AND AIR | JCP&L | No | Complete | 2014-06-02 | 2014-09-12 | 2014-10-07 | 2014-10-07
SRP26487 | SREC Solar | TIMPERIO-ADAMS |  | 7.395 | 0 | Residential | 1 | WILLINGBORO | 8046 | 13 | VIVINT SOLAR | PSE&G BPU | No | Complete | 2014-06-02 | 2014-09-05 | 2014-09-09 | 2014-09-09
SRP26488 | SREC Solar | PFEFFER |  | 8.75 | 0 | Residential | 1 | SICKLERVILLE | 8081 | 14 | ASTRUM SOLAR, LLC | AC Electric | No | Complete | 2014-06-02 | 2015-02-10 | 2015-02-13 | 2015-02-13
SRP26489 | SREC Solar | SCHERTL |  | 12.25 | 0 | Residential | 1 | CALIFON | 7830 | 4 | ASTRUM SOLAR, LLC | JCP&L | No | Complete | 2014-06-02 | 2014-08-25 | 2014-09-09 | 2014-09-09
SRP26490 | SREC Solar | FELLIN |  | 6 | 0 | Residential | 1 | GALLOWAY | 8205 | 19 | SOLARCITY CORPORATION | AC Electric | No | Complete | 2014-06-02 | 2014-09-26 | 2014-10-02 | 2014-10-02
SRP26491 | SREC Solar | STORMS |  | 4.5 | 0 | Residential | 1 | WOODBURY | 8096 | 15 | SOLARCITY CORPORATION | PSE&G BPU | No | Complete | 2014-06-02 | 2014-11-07 | 2014-11-21 | 2014-11-21
SRP26492 | SREC Solar | BURT |  | 7.25 | 0 | Residential | 1 | BERLIN TOWNSHIP | 8091 | 14 | SOLARCITY CORPORATION | AC Electric | No | Complete | 2014-06-02 | 2014-07-29 | 2014-08-07 | 2014-08-07
SRP26494 | SREC Solar | DUFFY |  | 13 | 0 | Residential | 1 | MONTGOMERY | 8558 | 5 | SOLARCITY CORPORATION | PSE&G BPU | No | Complete | 2014-06-02 | 2014-07-31 | 2014-09-24 | 2014-09-24
SRP26496 | SREC Solar | PRION |  | 2.25 | 0 | Residential | 1 | WOODBRIDGE TOWNSHIP | 7095 | 11 | SOLARCITY CORPORATION | PSE&G BPU | No | Complete | 2014-06-02 | 2014-09-17 | 2014-09-29 | 2014-09-29
SRP26497 | SREC Solar | WELLS |  | 5.635 | 0 | Residential | 1 | CLEMENTON | 8021 | 14 | SOLULAR LLC. II | AC Electric | No | Complete | 2014-06-02 | 2014-06-16 | 2014-07-08 | 2014-07-08
SRP26498 | SREC Solar | CARFI |  | 3.185 | 0 | Residential | 1 | MANAHAWKIN | 8050 | 18 | SOLULAR LLC. II | AC Electric | No | Complete | 2014-06-02 | 2014-06-25 | 2014-07-02 | 2014-07-02
SRP26499 | SREC Solar | JENKINS |  | 4.41 | 0 | Residential | 1 | MOUNT HOLLY | 8060 | 13 | SOLULAR LLC. II | PSE&G BPU | No | Complete | 2014-06-02 | 2014-06-25 | 2014-07-23 | 2014-07-23
SRP26500 | SREC Solar | BRITTIN |  | 7.595 | 0 | Residential | 1 | EGG HARBOR TWP | 8234 | 19 | SOLULAR LLC. II | AC Electric | No | Complete | 2014-06-02 | 2014-06-26 | 2014-07-02 | 2014-07-02
SRP26501 | SREC Solar | CRUSE |  | 8.33 | 0 | Residential | 1 | MANAHAWKIN | 8050 | 18 | SOLULAR LLC. II | AC Electric | No | Complete | 2014-06-02 | 2014-06-16 | 2014-06-19 | 2014-06-19
SRP26502 | SREC Solar | ELIAS |  | 16.66 | 0 | Residential | 1 | MIDDLE TOWNSHIP | 8210 | 21 | SOLULAR LLC. II | AC Electric | No | Complete | 2014-06-02 | 2014-06-16 | 2014-07-08 | 2014-07-08
SRP26504 | SREC Solar | CHALKEN |  | 6.885 | 0 | Residential | 1 | LAKEWOOD | 8701 | 18 | NJR HOME SERVICES | JCP&L | No | Complete | 2014-06-02 | 2014-08-06 | 2014-09-02 | 2014-09-02
SRP26505 | SREC Solar | DEFAZIO |  | 10.455 | 0 | Residential | 1 | TOMS RIVER | 8753 | 18 | NJR HOME SERVICES | JCP&L | No | Complete | 2014-06-02 | 2014-10-28 | 2014-11-04 | 2014-11-04
SRP26506 | SREC Solar | GIBALDI |  | 9.945 | 0 | Residential | 1 | HOWELL | 7731 | 17 | NJR HOME SERVICES | JCP&L | No | Complete | 2014-06-02 | 2014-09-17 | 2014-09-25 | 2014-09-25
SRP26507 | SREC Solar | MURRAY |  | 7.65 | 0 | Residential | 1 | LITTLE EGG HARBOR | 8087 | 18 | NJR HOME SERVICES | AC Electric | No | Complete | 2014-06-02 | 2014-08-28 | 2014-09-08 | 2014-09-08
SRP26508 | SREC Solar | SINDONI |  | 8.925 | 0 | Residential | 1 | TOMS RIVER | 8753 | 18 | NJR HOME SERVICES | JCP&L | No | Complete | 2014-06-02 | 2014-08-15 | 2014-08-25 | 2014-08-25
SRP26509 | SREC Solar | CONFORME |  | 8.25 | 0 | Residential | 0 | WILLIAMSTOWN | 8094 | 15 | GREEN SUN ENERGY SERVICES | AC Electric | No | Complete | 2014-06-02 | 2015-02-05 | 2015-02-09 | 2015-02-09
SRP26510 | SREC Solar | RASSMAN |  | 24.25 | 0 | Residential | 1 | EGG HARBOR TOWNSHIP | 8234 | 19 | SUN UP ZERO DOWN | AC Electric | No | Complete | 2014-06-02 | 2014-08-22 | 2014-09-30 | 2014-09-30
SRP26511 | SREC Solar | FOSTER |  | 10.25 | 0 | Residential | 1 | RED BANK | 7701 | 17 | GREEN SUN ENERGY SERVICES | JCP&L | No | Complete | 2014-06-02 | 2015-05-08 | 2015-05-18 | 2015-05-18
SRP26512 | SREC Solar | BRYANT |  | 12.426 | 0 | Residential | 1 | SHORT HILLS | 7078 | 9 | GEOSCAPE SOLAR | JCP&L | No | Complete | 2014-06-02 | 2014-11-17 | 2014-12-04 | 2014-12-04
SRP26514 | SREC Solar | BORGESE |  | 4 | 0 | Residential | 1 | RUNNEMEDE | 8078 | 14 | SOLARCITY CORPORATION | PSE&G BPU | No | Complete | 2014-06-02 | 2014-09-09 | 2014-09-17 | 2014-09-17
SRP26515 | SREC Solar | PALUMBO |  | 12 | 0 | Residential | 1 | WAYNE | 7470 | 6 | SOLARCITY CORPORATION | JCP&L | No | Complete | 2014-06-02 | 2015-02-22 | 2015-02-25 | 2015-02-25
SRP26516 | SREC Solar | PESCE |  | 15.37 | 0 | Residential | 1 | EGG HARBOR TOWNSHIP | 8234 | 19 | SOLARCITY CORPORATION | AC Electric | No | Complete | 2014-06-02 | 2014-10-24 | 2014-11-26 | 2014-11-26
SRP26517 | SREC Solar | TOSCANO |  | 12.25 | 0 | Residential | 1 | MILLVILLE | 8332 | 20 | SOLARCITY CORPORATION | AC Electric | No | Complete | 2014-06-02 | 2014-10-24 | 2014-11-06 | 2014-11-06
SRP26519 | SREC Solar | KIM |  | 7 | 0 | Residential | 1 | CLOSTER | 7624 | 7 | SOLARCITY CORPORATION | Orange & Rockland Elec | No | Complete | 2014-06-02 | 2014-09-25 | 2014-10-02 | 2014-10-02
SRP26520 | SREC Solar | GUERRIERI |  | 8.25 | 0 | Residential | 1 | MANCHESTER | 8759 | 18 | KOPP ELECTRIC COMPANY | JCP&L | No | Complete | 2014-06-02 | 2014-11-18 | 2014-12-04 | 2014-12-04
SRP26521 | SREC Solar | JACOB |  | 9.18 | 0 | Residential | 1 | LAKEHURST | 8733 | 18 | KOPP ELECTRIC COMPANY | JCP&L | No | Complete | 2014-06-02 | 2014-09-29 | 2014-10-08 | 2014-10-08
SRP26522 | SREC Solar | RYDER |  | 9.25 | 0 | Residential | 1 | BRICK | 8724 | 18 | KOPP ELECTRIC COMPANY | JCP&L | No | Complete | 2014-06-02 | 2014-11-18 | 2014-12-29 | 2014-12-29
SRP26523 | SREC Solar | GARCIA |  | 5.232 | 0 | Residential | 1 | CLIFTON | 7103 | 9 | GEOSCAPE SOLAR | PSE&G BPU | No | Complete | 2014-06-02 | 2014-11-21 | 2015-02-06 | 2015-02-06
SRP26527 | SREC Solar | MORIN |  | 3.78 | 0 | Residential | 1 | EWING | 8618 | 12 | ROOF DIAGNOSTICS INC | PSE&G BPU | No | Complete | 2014-06-02 | 2015-02-24 | 2015-02-27 | 2015-02-27
SRP26529 | SREC Solar | AJAMIAN |  | 5.865 | 0 | Residential | 1 | ATLANTIS | 8087 | 18 | TRINITY HEATING AND AIR | AC Electric | No | Complete | 2014-06-02 | 2014-12-01 | 2014-12-09 | 2014-12-09
SRP26530 | SREC Solar | STANCZAK |  | 6.48 | 0 | Residential | 1 | HAWTHORNE | 7506 | 6 | ROOF DIAGNOSTICS INC | PSE&G BPU | No | Complete | 2014-06-02 | 2015-03-05 | 2015-03-16 | 2015-03-16
SRP26532 | SREC Solar | ANTAS |  | 4.5 | 0 | Residential | 1 | BAYONNE | 7002 | 8 | ROOF DIAGNOSTICS INC | PSE&G BPU | No | Complete | 2014-06-02 | 2015-02-22 | 2015-02-25 | 2015-02-25
SRP26534 | SREC Solar | FOROUTANZAD |  | 9.72 | 0 | Residential | 1 | ENGLEWOOD CLIFFS | 7632 | 7 | ROOF DIAGNOSTICS INC | PSE&G BPU | No | Complete | 2014-06-02 | 2015-03-04 | 2015-03-18 | 2015-03-18
SRP26536 | SREC Solar | CICCONE COREY |  | 3.57 | 0 | Residential | 1 | LOCUST | 7760 | 17 | ROOF DIAGNOSTICS INC | JCP&L | No | Complete | 2014-06-02 | 2015-02-19 | 2015-02-24 | 2015-02-24
SRP26537 | SREC Solar | PERSAD |  | 14.85 | 0 | Residential | 1 | NORTH HALEDON BORO | 7508 | 6 | ROOF DIAGNOSTICS INC | PSE&G BPU | No | Complete | 2014-06-02 | 2015-02-22 | 2015-02-27 | 2015-02-27
SRP26538 | SREC Solar | PATEL |  | 6.5 | 0 | Residential | 1 | HACKETTSTOWN | 7840 | 2 | SOLARCITY CORPORATION | JCP&L | No | Complete | 2014-06-02 | 2014-10-14 | 2014-10-24 | 2014-10-24
SRP26542 | SREC Solar | BLAKE |  | 4.25 | 0 | Residential | 1 | WILLINGBORO | 8046 | 13 | SOLARCITY CORPORATION | PSE&G BPU | No | Complete | 2014-06-02 | 2014-07-23 | 2014-08-05 | 2014-08-05
SRP26543 | SREC Solar | PHILIPOSIAN |  | 5.355 | 0 | Residential | 1 | SWEDESBORO | 8085 | 15 | TRINITY HEATING AND AIR | AC Electric | No | Complete | 2014-06-02 | 2014-10-02 | 2014-10-14 | 2014-10-14
SRP26544 | SREC Solar | ASERON |  | 5.25 | 0 | Residential | 1 | CLARKSBORO | 8020 | 15 | SOLARCITY CORPORATION | AC Electric | No | Complete | 2014-06-02 | 2014-10-15 | 2014-10-30 | 2014-10-30
SRP26545 | SREC Solar | GARRITY |  | 11.25 | 0 | Residential | 1 | MICKLETON | 8056 | 15 | SOLARCITY CORPORATION | AC Electric | No | Complete | 2014-06-02 | 2014-09-25 | 2014-10-02 | 2014-10-02
SRP26547 | SREC Solar | WESTPY |  | 6.25 | 0 | Residential | 1 | HOWELL | 7731 | 17 | SOLARCITY CORPORATION | JCP&L | No | Complete | 2014-06-02 | 2014-08-04 | 2014-08-12 | 2014-08-12
SRP26549 | SREC Solar | SCHOENHOFER |  | 11.22 | 0 | Residential | 1 | MT LAUREL | 8054 | 13 | TRINITY HEATING AND AIR | PSE&G BPU | No | Complete | 2014-06-02 | 2014-08-19 | 2014-09-29 | 2014-09-29
SRP26550 | SREC Solar | GERARDI |  | 5.25 | 0 | Residential | 1 | RANDOLPH | 7869 | 3 | SOLARCITY CORPORATION | JCP&L | No | Complete | 2014-06-02 | 2014-08-07 | 2014-08-18 | 2014-08-18
SRP26551 | SREC Solar | SMITH |  | 11.25 | 0 | Residential | 1 | ALLOWAY TOWNSHIP | 8001 | 16 | SOLARCITY CORPORATION | AC Electric | No | Complete | 2014-06-02 | 2014-09-29 | 2014-10-08 | 2014-10-08
SRP26552 | SREC Solar | MCLEAN |  | 4 | 0 | Residential | 1 | NEWARK | 7106 | 9 | SOLARCITY CORPORATION | PSE&G BPU | No | Complete | 2014-06-02 | 2014-09-24 | 2014-09-30 | 2014-09-30
SRP26553 | SREC Solar | ARTIGA |  | 6.375 | 0 | Residential | 1 | PEMBERTON | 8068 | 13 | TRINITY HEATING AND AIR | JCP&L | No | Complete | 2014-06-02 | 2014-08-21 | 2014-08-29 | 2014-08-29
SRP26554 | SREC Solar | MCDOUGALD-JOHNSON |  | 9.18 | 0 | Residential | 1 | COLUMBUS | 8022 | 13 | TRINITY HEATING AND AIR | PSE&G BPU | No | Complete | 2014-06-02 | 2014-08-21 | 2014-08-29 | 2014-08-29
SRP26555 | SREC Solar | STAFFORD |  | 5.1 | 0 | Residential | 1 | WHARTON | 7885 | 3 | VIVINT SOLAR | JCP&L | No | Complete | 2014-06-02 | 2014-08-13 | 2014-08-19 | 2014-08-19
SRP26556 | SREC Solar | MCAVOY |  | 11.985 | 0 | Residential | 1 | SPOTSWOOD | 8884 | 11 | VIVINT SOLAR | JCP&L | No | Complete | 2014-06-02 | 2014-07-22 | 2014-07-30 | 2014-07-30
SRP26559 | SREC Solar | PAINTER |  | 7.65 | 0 | Residential | 1 | LOPATCONG | 8886 | 2 | EZNERGY LLC | JCP&L | No | Complete | 2014-06-02 | 2014-11-03 | 2014-12-17 | 2014-12-17
SRP26561 | SREC Solar | HAINES | VFW POST 1963 | 24.48 | 0 | Non Profit | 1 | SEA ISLE CITY | 8243 | 21 | RCL ENTERPRISES INC. | AC Electric | No | Complete | 2014-06-02 | 2014-08-22 | 2014-09-02 | 2014-09-02
SRP26562 | SREC Solar | PIETRONI |  | 5.25 | 0 | Residential | 1 | UNION CITY | 7087 | 8 | ROOF DIAGNOSTICS INC | PSE&G BPU | No | Complete | 2014-06-02 | 2014-06-27 | 2014-07-02 | 2014-07-02
SRP26568 | SREC Solar | FRAMO |  | 7 | 0 | Residential | 0 | LUMBERTON | 8048 | 13 | AMPED ON SOLAR | PSE&G BPU | No | Complete | 2014-06-02 | 2015-02-27 | 2015-03-12 | 2015-03-12
SRP26569 | SREC Solar | PULIDO |  | 8.91 | 0 | Residential | 1 | PARLIN | 8859 | 11 | ALLIANCE COOPERATIVE ENERGY | JCP&L | No | Complete | 2014-06-02 | 2014-08-28 | 2014-09-11 | 2014-09-11
SRP26570 | SREC Solar | MARRA |  | 7 | 0 | Residential | 1 | WASHINGTON | 7882 | 2 | ROOF DIAGNOSTICS INC | JCP&L | No | Complete | 2014-06-02 | 2014-09-29 | 2014-10-09 | 2014-10-09
SRP26572 | SREC Solar | WATKINS |  | 5.4 | 0 | Residential | 1 | MAYS LANDING | 8330 | 19 | ROOF DIAGNOSTICS INC | AC Electric | No | Complete | 2014-06-02 | 2015-02-24 | 2015-02-27 | 2015-02-27
SRP26573 | SREC Solar | MORRO |  | 4.5 | 0 | Residential | 1 | RAHWAY | 7065 | 10 | ROOF DIAGNOSTICS INC | PSE&G BPU | No | Complete | 2014-06-02 | 2014-10-29 | 2014-11-11 | 2014-11-11
SRP26575 | SREC Solar | MENA |  | 5.1 | 0 | Residential | 0 | WESTWOOD | 7675 | 7 | KG BUILDERS - RE DIVISION | PSE&G BPU | No | Complete | 2014-06-02 | 2015-01-23 | 2015-02-04 | 2015-02-04
SRP26576 | SREC Solar | STEELMAN |  | 9.36 | 0 | Residential | 1 | SALEM | 8079 | 16 | KAITANNA SOLAR, LLC | AC Electric | No | Complete | 2014-06-02 | 2014-11-11 | 2014-11-26 | 2014-11-26
SRP26577 | SREC Solar | BOYER |  | 3.825 | 0 | Residential | 1 | PARLIN | 8859 | 11 | VIVINT SOLAR | JCP&L | No | Complete | 2014-06-02 | 2014-09-03 | 2014-09-11 | 2014-09-11
SRP26578 | SREC Solar | FLORES |  | 8.925 | 0 | Residential | 1 | UNION | 7083 | 10 | VIVINT SOLAR | PSE&G BPU | No | Complete | 2014-06-02 | 2014-09-26 | 2014-10-07 | 2014-10-07
SRP26579 | SREC Solar | OLUSA |  | 10.455 | 0 | Residential | 1 | BRIDGETON | 8302 | 20 | RCL ENTERPRISES INC. | AC Electric | No | Complete | 2014-06-02 | 2014-08-06 | 2014-08-12 | 2014-08-12
SRP26580 | SREC Solar | HERBERT |  | 8.16 | 0 | Residential | 1 | SOUTHAMPTON | 8088 | 13 | TRINITY HEATING AND AIR | PSE&G BPU | No | Complete | 2014-06-02 | 2014-09-09 | 2014-09-16 | 2014-09-16
SRP26581 | SREC Solar | CIACCIA |  | 8.415 | 0 | Residential | 1 | SEWELL | 8080 | 15 | RCL ENTERPRISES INC. | AC Electric | No | Complete | 2014-06-02 | 2014-08-06 | 2014-08-12 | 2014-08-12
SRP26582 | SREC Solar | GRZEJKA |  | 6 | 0 | Residential | 1 | MANCHESTER | 8759 | 18 | KOPP ELECTRIC COMPANY | JCP&L | No | Complete | 2014-06-02 | 2014-09-29 | 2014-10-08 | 2014-10-08
SRP26583 | SREC Solar | MUOLO |  | 11 | 0 | Residential | 1 | POINT PLEASANT | 8742 | 18 | KOPP ELECTRIC COMPANY | JCP&L | No | Complete | 2014-06-02 | 2014-10-14 | 2014-10-21 | 2014-10-21
SRP26584 | SREC Solar | NITHI |  | 8.829 | 0 | Residential | 1 | WAYNE | 7470 | 6 | SEA BRIGHT SOLAR, LLC | PSE&G BPU | No | Complete | 2014-06-02 | 2014-12-17 | 2014-12-22 | 2014-12-22
SRP26585 | SREC Solar | CORNWELL |  | 9.435 | 0 | Residential | 1 | ERMA | 8204 | 21 | RCL ENTERPRISES INC. | AC Electric | No | Complete | 2014-06-02 | 2014-08-05 | 2014-08-12 | 2014-08-12
SRP26586 | SREC Solar | GALLO |  | 4.845 | 0 | Residential | 1 | LINCROFT | 7738 | 17 | NEW JERSEY CLEAN ENERGY SOLUTIONS | JCP&L | No | Complete | 2014-06-02 | 2014-08-26 | 2014-09-03 | 2014-09-03
SRP26587 | SREC Solar | GREENLOW |  | 12 | 0 | Residential | 1 | TOMS RIVER | 8753 | 18 | KOPP ELECTRIC COMPANY | JCP&L | No | Complete | 2014-06-02 | 2014-09-17 | 2014-09-29 | 2014-09-29
SRP26588 | SREC Solar | AHMED |  | 6.5 | 0 | Residential | 1 | CLIFTON | 7011 | 6 | ASTON SOLAR | PSE&G BPU | No | Complete | 2014-06-02 | 2014-10-15 | 2014-10-22 | 2014-10-22
SRP26590 | SREC Solar | DANCEVSKY |  | 7.75 | 0 | Residential | 1 | RAHWAY | 7065 | 10 | ASTON SOLAR | PSE&G BPU | No | Complete | 2014-06-02 | 2014-10-28 | 2014-11-14 | 2014-11-14
SRP26592 | SREC Solar | FORRISTEL |  | 7.5 | 0 | Residential | 1 | MANVILLE | 8835 | 5 | ASTON SOLAR | PSE&G BPU | No | Complete | 2014-06-02 | 2014-10-15 | 2014-10-24 | 2014-10-24
SRP26593 | SREC Solar | MAYER |  | 12.25 | 0 | Residential | 1 | LAKEWOOD | 8701 | 18 | POWERLUTIONS, LLC | JCP&L | No | Complete | 2014-06-02 | 2014-09-15 | 2014-09-23 | 2014-09-23
SRP26594 | SREC Solar | BEERMAN |  | 4.75 | 0 | Residential | 1 | LAKEWOOD | 8701 | 18 | POWERLUTIONS, LLC | JCP&L | No | Complete | 2014-06-02 | 2014-09-24 | 2014-09-30 | 2014-09-30
SRP26595 | SREC Solar | BERGMAN |  | 5.5 | 0 | Residential | 1 | LAKEWOOD | 8701 | 18 | POWERLUTIONS, LLC | JCP&L | No | Complete | 2014-06-02 | 2014-09-24 | 2014-10-21 | 2014-10-21
SRP26596 | SREC Solar | HEIDELBERGER |  | 6.5 | 0 | Residential | 1 | LAKEWOOD | 8701 | 18 | KOPP ELECTRIC COMPANY | JCP&L | No | Complete | 2014-06-02 | 2014-09-09 | 2014-09-22 | 2014-09-22
SRP26597 | SREC Solar | MCGOWAN |  | 6.375 | 0 | Residential | 1 | LEONARDO | 7737 | 17 | RELIABLE POWER SERVICES, INC. | JCP&L | No | Complete | 2014-06-02 | 2014-08-01 | 2014-08-08 | 2014-08-08
SRP26598 | SREC Solar | RAMOS |  | 10.71 | 0 | Residential | 1 | WEYMOUTH | 8330 | 19 | ACOS ENERGY, LLC | AC Electric | No | Complete | 2014-06-02 | 2014-12-01 | 2014-12-10 | 2014-12-10
SRP26599 | SREC Solar | DEPASCALE |  | 10.455 | 0 | Residential | 1 | PARLIN | 8859 | 11 | RELIABLE POWER SERVICES, INC. | JCP&L | No | Complete | 2014-06-02 | 2014-07-22 | 2014-07-30 | 2014-07-30
SRP26600 | SREC Solar | BUCKINGHAM |  | 11.73 | 0 | Residential | 1 | CAPE MAY COURT HOUSE | 8210 | 21 | RCL ENTERPRISES INC. | AC Electric | No | Complete | 2014-06-02 | 2014-09-09 | 2014-09-22 | 2014-09-22
SRP26602 | SREC Solar | STEWART |  | 6.25 | 0 | Residential | 1 | DENVILLE | 7834 | 3 | VIVINT SOLAR | JCP&L | No | Complete | 2014-06-02 | 2014-10-01 | 2014-10-10 | 2014-10-10
SRP26603 | SREC Solar | GARB | HARTZ MOUNTAIN INDUSTRIES INC | 500.5 | 0 | Commercial | 1 | SECAUCUS | 07094 | 8 | SOLAR ENERGY SYSTEMS, INC. | PSE&G BPU | No | Complete | 2014-06-02 | 2014-12-18 | 2014-12-29 | 2014-12-29
SRP26604 | SREC Solar | MOLINA |  | 7.5 | 0 | Residential | 1 | DOVER | 7801 | 3 | VIVINT SOLAR | JCP&L | No | Complete | 2014-06-02 | 2014-08-13 | 2014-08-19 | 2014-08-19
SRP26605 | SREC Solar | PIAZZA |  | 15.81 | 0 | Residential | 1 | OCEANVIEW | 8230 | 21 | RCL ENTERPRISES INC. | AC Electric | No | Complete | 2014-06-02 | 2014-09-24 | 2014-09-30 | 2014-09-30
SRP26606 | SREC Solar | GLOVER |  | 5.1 | 0 | Residential | 0 | RINGWOOD | 7456 | 6 | SELF INSTALL | Orange & Rockland Elec | No | Complete | 2014-06-02 | 2014-08-19 | 2014-09-16 | 2014-09-16
SRP26607 | SREC Solar | FAIR |  | 4.86 | 0 | Residential | 1 | SADDLE BROOK | 7663 | 7 | ROOF DIAGNOSTICS INC | PSE&G BPU | No | Complete | 2014-06-02 | 2015-02-22 | 2015-03-19 | 2015-03-19
SRP26608 | SREC Solar | FUNK |  | 12.495 | 0 | Residential | 1 | BELFORD | 7718 | 17 | VIVINT SOLAR | JCP&L | No | Complete | 2014-06-02 | 2014-07-29 | 2014-08-07 | 2014-08-07
SRP26610 | SREC Solar | MILILLO |  | 9.75 | 0 | Residential | 1 | TINTON FALLS | 7724 | 17 | SOLARCITY CORPORATION | JCP&L | No | Complete | 2014-06-02 | 2014-08-28 | 2014-09-09 | 2014-09-09
SRP26612 | SREC Solar | EMERICK |  | 6.48 | 0 | Residential | 1 | BOONTON | 7005 | 3 | ROOF DIAGNOSTICS INC | JCP&L | No | Complete | 2014-06-09 | 2015-02-24 | 2015-03-04 | 2015-03-04
SRP26613 | SREC Solar | ZUTTY |  | 6.48 | 0 | Residential | 1 | WEST WINDSOR | 8550 | 12 | ROOF DIAGNOSTICS INC | JCP&L | No | Complete | 2014-06-09 | 2015-01-08 | 2015-02-16 | 2015-02-16
SRP26614 | SREC Solar | STECHER |  | 6.21 | 0 | Residential | 1 | SOUTH BRUNSWICK | 8540 | 12 | ROOF DIAGNOSTICS INC | PSE&G BPU | No | Complete | 2014-06-09 | 2015-03-05 | 2015-03-16 | 2015-03-16
SRP26616 | SREC Solar | CORDERO |  | 5.4 | 0 | Residential | 1 | FRANKLIN | 8873 | 5 | ROOF DIAGNOSTICS INC | PSE&G BPU | No | Complete | 2014-06-09 | 2014-09-29 | 2014-10-09 | 2014-10-09
SRP26618 | SREC Solar | SCHOENLANK |  | 5.5 | 0 | Residential | 1 | LITTLE SILVER | 7739 | 17 | ROOF DIAGNOSTICS INC | JCP&L | No | Complete | 2014-06-09 | 2014-12-24 | 2015-01-07 | 2015-01-07
SRP26619 | SREC Solar | JIMENEZ |  | 10.26 | 0 | Residential | 1 | MONROE TWP | 8831 | 11 | ROOF DIAGNOSTICS INC | JCP&L | No | Complete | 2014-06-09 | 2015-03-06 | 2015-03-16 | 2015-03-16
SRP26620 | SREC Solar | BORELLI |  | 7.83 | 0 | Residential | 1 | BRICK | 8724 | 18 | ROOF DIAGNOSTICS INC | JCP&L | No | Complete | 2014-06-09 | 2015-03-03 | 2015-03-16 | 2015-03-16
SRP26621 | SREC Solar | JENKINS |  | 8.67 | 0 | Residential | 1 | TUCKERTON | 8087 | 18 | ROOF DIAGNOSTICS INC | AC Electric | No | Complete | 2014-06-09 | 2015-03-24 | 2015-04-23 | 2015-04-23
SRP26623 | SREC Solar | PADLO |  | 9.5 | 0 | Residential | 1 | CINNAMINSON | 8077 | 13 | SOLARCITY CORPORATION | PSE&G BPU | No | Complete | 2014-06-09 | 2014-12-31 | 2015-02-10 | 2015-02-10
SRP26624 | SREC Solar | KONTOS |  | 6.75 | 0 | Residential | 0 | LAWRENCEVILLE | 8648 | 12 | AMPED ON SOLAR | PSE&G BPU | No | Complete | 2014-06-09 | 2015-03-16 | 2015-03-20 | 2015-03-20
SRP26625 | SREC Solar | SPATOCCO |  | 5.75 | 0 | Residential | 0 | SEWELL | 8080 | 15 | AMPED ON SOLAR | AC Electric | No | Complete | 2014-06-09 | 2014-10-08 | 2014-10-20 | 2014-10-20
SRP26627 | SREC Solar | NG |  | 7.25 | 0 | Residential | 1 | CHERRY HILL | 8034 | 14 | SOLARCITY CORPORATION | PSE&G BPU | No | Complete | 2014-06-09 | 2014-10-07 | 2014-10-30 | 2014-10-30
SRP26628 | SREC Solar | KOCZON |  | 4 | 0 | Residential | 1 | RAHWAY | 7065 | 10 | SOLARCITY CORPORATION | PSE&G BPU | No | Complete | 2014-06-09 | 2014-10-02 | 2014-10-14 | 2014-10-14
SRP26630 | SREC Solar | HOLMES |  | 5.25 | 0 | Residential | 1 | GLOUCESTER | 8012 | 14 | SOLARCITY CORPORATION | PSE&G BPU | No | Complete | 2014-06-09 | 2014-09-15 | 2014-10-07 | 2014-10-07
SRP26631 | SREC Solar | KELLY |  | 13.5 | 0 | Residential | 1 | MOUNT LAUREL TWP | 8054 | 13 | SOLARCITY CORPORATION | PSE&G BPU | No | Complete | 2014-06-09 | 2014-10-10 | 2014-10-30 | 2014-10-30
SRP26632 | SREC Solar | DESANTIS |  | 7 | 0 | Residential | 1 | PATERSON | 7514 | 6 | ALLIANCE COOPERATIVE ENERGY | PSE&G BPU | No | Complete | 2014-06-09 | 2014-08-18 | 2014-08-28 | 2014-08-28
SRP26633 | SREC Solar | RAHMAN |  | 6.25 | 0 | Residential | 1 | EGG HARBOR TWP | 8234 | 19 | SUNGEVITY, INC. | AC Electric | No | Complete | 2014-06-09 | 2014-09-12 | 2014-09-19 | 2014-09-19
SRP26635 | SREC Solar | WHARTNABY |  | 9.75 | 0 | Residential | 1 | CINNAMINSON | 8077 | 13 | SOLARCITY CORPORATION | PSE&G BPU | No | Complete | 2014-06-09 | 2014-09-29 | 2014-10-08 | 2014-10-08
SRP26637 | SREC Solar | YEUNG |  | 9.18 | 0 | Residential | 1 | MAYS LANDING | 8330 | 19 | ALLSEASON CONSTRUCTION | AC Electric | No | Complete | 2014-06-09 | 2015-03-31 | 2015-04-07 | 2015-04-07
SRP26638 | SREC Solar | YIH |  | 10.2 | 0 | Residential | 1 | MAYS LANDING | 8330 | 19 | ALLSEASON CONSTRUCTION | AC Electric | No | Complete | 2014-06-09 | 2015-04-14 | 2015-04-21 | 2015-04-21
SRP26640 | SREC Solar | MOSHER |  | 10.965 | 0 | Residential | 1 | WILLIAMSTOWN | 8094 | 15 | ALLSEASON CONSTRUCTION | AC Electric | No | Complete | 2014-06-09 | 2015-03-20 | 2015-04-01 | 2015-04-01
SRP26641 | SREC Solar | MCQUAID |  | 6.885 | 0 | Residential | 1 | LITTLE EGG HARBOR TWP | 8087 | 18 | ALLSEASON CONSTRUCTION | AC Electric | No | Complete | 2014-06-09 | 2015-03-20 | 2015-05-14 | 2015-05-14
SRP26642 | SREC Solar | ALBANO |  | 7.14 | 0 | Residential | 1 | BLACKWOOD | 8012 | 14 | ALLSEASON CONSTRUCTION | PSE&G BPU | No | Complete | 2014-06-09 | 2015-02-24 | 2015-03-03 | 2015-03-03
SRP26643 | SREC Solar | LOVE |  | 14.025 | 0 | Residential | 1 | FAIRFIELD | 8320 | 20 | ALLSEASON CONSTRUCTION | AC Electric | No | Complete | 2014-06-09 | 2015-03-31 | 2015-04-07 | 2015-04-07
SRP26644 | SREC Solar | MILEWSKI |  | 13.08 | 0 | Residential | 1 | EGG HARBOR TWP | 8234 | 19 | RUNNEMEDE PLUMBING HEATING | AC Electric | No | Complete | 2014-06-09 | 2014-11-05 | 2014-11-14 | 2014-11-14
SRP26645 | SREC Solar | GEIS |  | 11.985 | 0 | Residential | 1 | VOORHEES | 8043 | 14 | VIVINT SOLAR | PSE&G BPU | No | Complete | 2014-06-09 | 2014-09-05 | 2014-09-09 | 2014-09-09
SRP26646 | SREC Solar | HARTOG |  | 3.57 | 0 | Residential | 1 | GALLOWAY | 8205 | 19 | ALLSEASON CONSTRUCTION | AC Electric | No | Complete | 2014-06-09 | 2014-09-24 | 2014-09-30 | 2014-09-30
SRP26648 | SREC Solar | MORALES |  | 7.65 | 0 | Residential | 1 | ABSECON HIGHLANDS | 8201 | 19 | ALLSEASON CONSTRUCTION | AC Electric | No | Complete | 2014-06-09 | 2014-10-17 | 2014-10-28 | 2014-10-28
SRP26649 | SREC Solar | LOCCISANO |  | 16.575 | 0 | Residential | 1 | NEW MONMOUTH | 7748 | 17 | VIVINT SOLAR | JCP&L | No | Complete | 2014-06-09 | 2014-12-01 | 2014-12-10 | 2014-12-10
SRP26650 | SREC Solar | PATEL |  | 11.985 | 0 | Residential | 1 | LAKE HIAWATHA | 7034 | 3 | VIVINT SOLAR | JCP&L | No | Complete | 2014-06-09 | 2014-07-11 | 2014-07-22 | 2014-07-22
SRP26652 | SREC Solar | LINK |  | 11.75 | 0 | Residential | 1 | WHIPPANY | 7981 | 3 | VIVINT SOLAR | JCP&L | No | Complete | 2014-06-09 | 2014-10-24 | 2014-11-06 | 2014-11-06
SRP26654 | SREC Solar | SCHULTZ |  | 4 | 0 | Residential | 1 | MOUNT LAUREL | 8054 | 13 | VIVINT SOLAR | PSE&G BPU | No | Complete | 2014-06-09 | 2014-10-02 | 2014-10-14 | 2014-10-14
SRP26655 | SREC Solar | CONLIN |  | 5.355 | 0 | Residential | 1 | MOUNT LAUREL | 8054 | 13 | VIVINT SOLAR | PSE&G BPU | No | Complete | 2014-06-09 | 2015-03-11 | 2015-03-26 | 2015-03-26
SRP26657 | SREC Solar | CHISM |  | 7.14 | 0 | Residential | 1 | WILLINGBORO | 8046 | 13 | VIVINT SOLAR | PSE&G BPU | No | Complete | 2014-06-09 | 2015-05-13 | 2015-05-27 | 2015-05-27
SRP26658 | SREC Solar | GUIDO |  | 13.26 | 0 | Residential | 1 | SUCCASUNNA | 7876 | 3 | VIVINT SOLAR | JCP&L | No | Complete | 2014-06-09 | 2014-10-21 | 2014-11-26 | 2014-11-26
SRP26659 | SREC Solar | TEH |  | 4.845 | 0 | Residential | 1 | LAWNSIDE | 8045 | 14 | VIVINT SOLAR | PSE&G BPU | No | Complete | 2014-06-09 | 2014-09-08 | 2014-09-17 | 2014-09-17
SRP26660 | SREC Solar | LAWSON |  | 10.965 | 0 | Residential | 1 | MOUNT LAUREL | 8054 | 13 | VIVINT SOLAR | PSE&G BPU | No | Complete | 2014-06-09 | 2014-10-17 | 2014-10-28 | 2014-10-28
SRP26661 | SREC Solar | GAVEN |  | 6.12 | 0 | Residential | 1 | UNION | 7083 | 10 | VIVINT SOLAR | PSE&G BPU | No | Complete | 2014-06-09 | 2014-10-02 | 2014-10-10 | 2014-10-10
SRP26662 | SREC Solar | BARBATO |  | 6.885 | 0 | Residential | 1 | SUCCASUNNA | 7876 | 3 | VIVINT SOLAR | JCP&L | No | Complete | 2014-06-09 | 2015-01-20 | 2015-01-30 | 2015-01-30
SRP26663 | SREC Solar | WILCE |  | 2.295 | 0 | Residential | 1 | SUCCASUNNA | 7876 | 3 | VIVINT SOLAR | JCP&L | No | Complete | 2014-06-09 | 2014-12-12 | 2014-12-26 | 2014-12-26
SRP26664 | SREC Solar | LAUDATI |  | 7.395 | 0 | Residential | 1 | DENVILLE | 7834 | 3 | VIVINT SOLAR | JCP&L | No | Complete | 2014-06-09 | 2014-11-13 | 2014-12-22 | 2014-12-22
SRP26665 | SREC Solar | WEIR |  | 3.06 | 0 | Residential | 1 | SUCCASUNNA | 7876 | 3 | VIVINT SOLAR | JCP&L | No | Complete | 2014-06-09 | 2014-12-01 | 2015-01-13 | 2015-01-13
SRP26666 | SREC Solar | BREITENBACH |  | 6.375 | 0 | Residential | 1 | LAKE HIAWATHA | 7034 | 3 | VIVINT SOLAR | JCP&L | No | Complete | 2014-06-09 | 2014-09-12 | 2014-09-19 | 2014-09-19
SRP26667 | SREC Solar | CATER |  | 4.08 | 0 | Residential | 1 | SUCCASUNNA | 7876 | 3 | VIVINT SOLAR | JCP&L | No | Complete | 2014-06-09 | 2014-09-05 | 2014-09-09 | 2014-09-09
SRP26668 | SREC Solar | HOLMES |  | 8.25 | 0 | Residential | 1 | TURNERSVILLE | 8012 | 14 | SOLARCITY CORPORATION | AC Electric | No | Complete | 2014-06-09 | 2014-08-11 | 2014-08-20 | 2014-08-20
SRP26669 | SREC Solar | WYATT |  | 10.71 | 0 | Residential | 1 | FRANKLIN | 8322 | 15 | SOLARCITY CORPORATION | AC Electric | No | Complete | 2014-06-09 | 2015-01-07 | 2015-01-21 | 2015-01-21
SRP26670 | SREC Solar | GONZALEZ |  | 4 | 0 | Residential | 1 | PERTH AMBOY | 8861 | 11 | SOLARCITY CORPORATION | PSE&G BPU | No | Complete | 2014-06-09 | 2014-12-03 | 2014-12-18 | 2014-12-18
SRP26671 | SREC Solar | GONZALEZ |  | 2 | 0 | Residential | 1 | PERTH AMBOY | 8861 | 11 | SOLARCITY CORPORATION | PSE&G BPU | No | Complete | 2014-06-09 | 2014-12-03 | 2014-12-18 | 2014-12-18
SRP26672 | SREC Solar | SZYMANSKI |  | 6.5 | 0 | Residential | 1 | BRICK | 8724 | 18 | SOLARCITY CORPORATION | JCP&L | No | Complete | 2014-06-09 | 2015-01-13 | 2015-01-26 | 2015-01-26
SRP26673 | SREC Solar | PAOLINI |  | 3 | 0 | Residential | 1 | LOGAN TWP | 8014 | 15 | SOLARCITY CORPORATION | AC Electric | No | Complete | 2014-06-09 | 2014-10-14 | 2014-10-21 | 2014-10-21
SRP26674 | SREC Solar | TRAIL |  | 14.79 | 0 | Residential | 1 | DEPTFORD TWP | 8096 | 15 | SOLARCITY CORPORATION | PSE&G BPU | No | Complete | 2014-06-09 | 2014-09-24 | 2014-09-30 | 2014-09-30
SRP26675 | SREC Solar | MEDERO |  | 7.685 | 0 | Residential | 1 | TOMS RIVER | 8757 | 18 | SOLARCITY CORPORATION | JCP&L | No | Complete | 2014-06-09 | 2014-11-05 | 2014-12-02 | 2014-12-02
SRP26676 | SREC Solar | GIULIANTE |  | 14.575 | 0 | Residential | 1 | SOMERS POINT | 8244 | 19 | SOLARCITY CORPORATION | AC Electric | No | Complete | 2014-06-09 | 2014-11-06 | 2014-11-24 | 2014-11-24
SRP26677 | SREC Solar | REILLY |  | 9.75 | 0 | Residential | 1 | VOORHEES | 8043 | 14 | SOLARCITY CORPORATION | AC Electric | No | Complete | 2014-06-09 | 2014-10-02 | 2014-10-14 | 2014-10-14
SRP26678 | SREC Solar | OBLENA |  | 7.25 | 0 | Residential | 1 | CHERRY HILL | 8003 | 14 | SOLARCITY CORPORATION | PSE&G BPU | No | Complete | 2014-06-09 | 2014-10-24 | 2014-11-05 | 2014-11-05
SRP26679 | SREC Solar | ROGGIO |  | 20 | 0 | Residential | 1 | MILLVILLE | 8332 | 20 | SOLARCITY CORPORATION | AC Electric | No | Complete | 2014-06-09 | 2014-10-07 | 2014-10-15 | 2014-10-15
SRP26682 | SREC Solar | FOLENTA |  | 5.25 | 0 | Residential | 1 | NEW PROVIDENCE | 7974 | 10 | SOLARCITY CORPORATION | JCP&L | No | Complete | 2014-06-09 | 2014-09-19 | 2014-09-24 | 2014-09-24
SRP26685 | SREC Solar | SHETH |  | 9.18 | 0 | Residential | 1 | MONMOUTH JCT | 8852 | 11 | AMPERICON | PSE&G BPU | No | Complete | 2014-06-09 | 2015-02-05 | 2015-02-09 | 2015-02-09
SRP26686 | SREC Solar | HASSAN |  | 5.46 | 0 | Residential | 0 | COLONIA | 7067 | 10 | SI SOLAR | PSE&G BPU | No | Complete | 2014-06-09 | 2014-08-08 | 2014-09-24 | 2014-09-24
SRP26687 | SREC Solar | HAINES |  | 5.1 | 0 | Residential | 1 | WARETOWN | 8758 | 18 | RELIABLE POWER SERVICES, INC. | JCP&L | No | Complete | 2014-06-09 | 2014-09-29 | 2014-10-08 | 2014-10-08
SRP26688 | SREC Solar | PATEL |  | 8.502 | 0 | Residential | 0 | HARRISON | 7029 | 8 | SEA BRIGHT SOLAR, LLC | PSE&G BPU | No | Complete | 2014-06-09 | 2015-02-04 | 2015-02-20 | 2015-02-20
SRP26689 | SREC Solar | LONG |  | 8 | 0 | Residential | 1 | HAMMONTON | 8037 | 19 | SOLARCITY CORPORATION | AC Electric | No | Complete | 2014-06-09 | 2014-09-02 | 2014-09-16 | 2014-09-16
SRP26690 | SREC Solar | GLANVILLE |  | 6.867 | 0 | Residential | 0 | BRIGANTINE | 8203 | 19 | SEA BRIGHT SOLAR, LLC | AC Electric | No | Complete | 2014-06-09 | 2014-10-15 | 2014-10-29 | 2014-10-29
SRP26691 | SREC Solar | MELNYK |  | 5.1 | 0 | Residential | 1 | MAYS LANDING | 8330 | 19 | ALLSEASON CONSTRUCTION | AC Electric | No | Complete | 2014-06-09 | 2015-03-20 | 2015-04-01 | 2015-04-01
SRP26692 | SREC Solar | MCEVOY |  | 6.375 | 0 | Residential | 1 | BARNEGAT | 8005 | 18 | ALLSEASON CONSTRUCTION | AC Electric | No | Complete | 2014-06-09 | 2015-03-20 | 2015-04-01 | 2015-04-01
SRP26693 | SREC Solar | MOORE |  | 10.71 | 0 | Residential | 1 | MILLVILLE | 8332 | 20 | ALLSEASON CONSTRUCTION | AC Electric | No | Complete | 2014-06-09 | 2015-03-20 | 2015-04-23 | 2015-04-23
SRP26694 | SREC Solar | ESPOSITO |  | 13.77 | 0 | Residential | 1 | WEST CREEK | 8092 | 18 | ALLSEASON CONSTRUCTION | AC Electric | No | Complete | 2014-06-09 | 2015-03-06 | 2015-04-15 | 2015-04-15
SRP26695 | SREC Solar | PELOSE |  | 9.18 | 0 | Residential | 1 | BRICK TWP | 8724 | 18 | ROOF DIAGNOSTICS INC | JCP&L | No | Complete | 2014-06-09 | 2015-03-03 | 2015-04-06 | 2015-04-06
SRP26697 | SREC Solar | BLAKE |  | 6.25 | 0 | Residential | 1 | NEWARK | 7112 | 9 | SOLARCITY CORPORATION | PSE&G BPU | No | Complete | 2014-06-30 | 2015-01-20 | 2015-01-28 | 2015-01-28
SRP26698 | SREC Solar | DELGUERCIO |  | 12.925 | 0 | Residential | 1 | BARNEGAT | 8005 | 18 | GO SOLAR ELECTRIC, LLC | JCP&L | No | Complete | 2014-06-09 | 2015-03-18 | 2015-05-14 | 2015-05-14
SRP26700 | SREC Solar | MORITZ |  | 12.24 | 0 | Residential | 1 | SOUTHAMPTON TWP | 8088 | 13 | SOLARCITY CORPORATION | PSE&G BPU | No | Complete | 2014-06-09 | 2014-11-06 | 2014-11-24 | 2014-11-24
SRP26701 | SREC Solar | CONKLIN |  | 7.155 | 0 | Residential | 1 | VENTNOR CITY | 8406 | 19 | SOLARCITY CORPORATION | AC Electric | No | Complete | 2014-06-09 | 2014-10-17 | 2014-10-27 | 2014-10-27
SRP26702 | SREC Solar | GEORGOULIANOS |  | 5.5 | 0 | Residential | 0 | SWEETWATER | 8037 | 19 | SOLAR HOME ENERGY SOLUTIONS | AC Electric | No | QC Selected | 2014-06-09 | 2015-04-21
SRP26703 | SREC Solar | ROBINSON |  | 19.5 | 0 | Residential | 1 | CLAYTON | 8312 | 15 | SOLARCITY CORPORATION | AC Electric | No | Complete | 2014-06-09 | 2015-05-07 | 2015-05-18 | 2015-05-18
SRP26704 | SREC Solar | BAILEY |  | 11.985 | 0 | Residential | 1 | CLAYTON | 8312 | 15 | SOLARCITY CORPORATION | AC Electric | No | Complete | 2014-06-09 | 2014-12-11 | 2014-12-23 | 2014-12-23
SRP26707 | SREC Solar | BENDIG |  | 7.14 | 0 | Residential | 1 | WASHINGTON TWP | 8012 | 14 | SOLARCITY CORPORATION | AC Electric | No | Complete | 2014-06-09 | 2014-12-26 | 2015-02-02 | 2015-02-02
SRP26708 | SREC Solar | CONLEY |  | 18 | 0 | Residential | 1 | SEWELL | 8080 | 15 | SOLARCITY CORPORATION | AC Electric | No | Complete | 2014-06-09 | 2014-10-14 | 2014-10-21 | 2014-10-21
SRP26710 | SREC Solar | CAMP |  | 26.52 | 0 | Residential | 1 | HEISLERVILLE | 8324 | 20 | ALLSEASON CONSTRUCTION | AC Electric | No | Complete | 2014-06-09 | 2014-09-17 | 2014-09-25 | 2014-09-25
SRP26711 | SREC Solar | MARINELLI |  | 7.395 | 0 | Residential | 1 | CHERRY HILL | 8034 | 14 | TRINITY HEATING AND AIR | PSE&G BPU | No | Complete | 2014-06-09 | 2014-11-25 | 2014-12-11 | 2014-12-11
SRP26712 | SREC Solar | SORDEN |  | 9.69 | 0 | Residential | 1 | MT LAUREL | 8054 | 13 | VIVINT SOLAR | PSE&G BPU | No | Complete | 2014-06-09 | 2014-09-08 | 2014-09-22 | 2014-09-22
SRP26713 | SREC Solar | BESSLER |  | 4.59 | 0 | Residential | 1 | E. BRUNSWICK | 8816 | 11 | VIVINT SOLAR | JCP&L | No | Complete | 2014-06-09 | 2015-02-12 | 2015-03-24 | 2015-03-24
SRP26714 | SREC Solar | MCALONAN | COOL RUN FARM | 8.415 | 0 | Farm | 0 | ALLOWAY | 8098 | 16 | R U BRIGHT LLC | AC Electric | No | Complete | 2014-06-09 | 2015-02-20 | 2015-03-19 | 2015-03-19
SRP26716 | SREC Solar | SAN FARRARO |  | 10.71 | 0 | Residential | 1 | BELLMAWR | 8031 | 14 | VIVINT SOLAR | PSE&G BPU | No | QA SELECTED | 2014-06-09 | 2015-05-27
SRP26717 | SREC Solar | KNIGHTON |  | 9.435 | 0 | Residential | 1 | WILLINGBORO | 8046 | 13 | VIVINT SOLAR | PSE&G BPU | No | Complete | 2014-06-09 | 2014-12-01 | 2014-12-10 | 2014-12-10
SRP26720 | SREC Solar | WROBLEWSKI |  | 3.315 | 0 | Residential | 1 | BLACKWOOD | 8012 | 14 | VIVINT SOLAR | PSE&G BPU | No | Complete | 2014-06-09 | 2014-10-06 | 2014-10-15 | 2014-10-15
SRP26721 | SREC Solar | GAGLIARDI |  | 9.945 | 0 | Residential | 1 | WILLINGBORO | 8046 | 13 | VIVINT SOLAR | PSE&G BPU | No | Complete | 2014-06-09 | 2014-09-03 | 2014-09-11 | 2014-09-11
SRP26722 | SREC Solar | MILLER |  | 2.295 | 0 | Residential | 1 | LYNDHURST | 7071 | 7 | VIVINT SOLAR | PSE&G BPU | No | Complete | 2014-06-09 | 2014-10-24 | 2014-11-06 | 2014-11-06
SRP26724 | SREC Solar | HEREDIA |  | 7.14 | 0 | Residential | 1 | DOVER | 7801 | 3 | VIVINT SOLAR | JCP&L | No | Complete | 2014-06-09 | 2014-09-19 | 2014-09-24 | 2014-09-24
SRP26726 | SREC Solar | WEISER |  | 9.69 | 0 | Residential | 1 | CHERRY HILL | 8002 | 14 | VIVINT SOLAR | PSE&G BPU | No | Complete | 2014-06-09 | 2014-08-12 | 2014-08-20 | 2014-08-20
SRP26728 | SREC Solar | SHIFRIN |  | 6.5 | 0 | Residential | 1 | LAKEWOOD | 8701 | 18 | POWERLUTIONS, LLC | JCP&L | No | Complete | 2014-06-09 | 2014-10-07 | 2014-10-15 | 2014-10-15
SRP26729 | SREC Solar | SHEPLAK-LEWIS |  | 5.61 | 0 | Residential | 1 | DOVER | 7801 | 3 | VIVINT SOLAR | JCP&L | No | Complete | 2014-06-09 | 2015-04-15 | 2015-04-23 | 2015-04-23
SRP26730 | SREC Solar | GIANNINI |  | 8.925 | 0 | Residential | 1 | TURNERSVILLE | 8012 | 14 | VIVINT SOLAR | AC Electric | No | Complete | 2014-06-09 | 2014-08-13 | 2014-08-19 | 2014-08-19
SRP26731 | SREC Solar | ROMERO |  | 8.67 | 0 | Residential | 1 | LAWNSIDE | 8045 | 14 | VIVINT SOLAR | PSE&G BPU | No | Complete | 2014-06-09 | 2014-07-31 | 2014-08-11 | 2014-08-11
SRP26732 | SREC Solar | FUERHERM |  | 4.335 | 0 | Residential | 1 | BOONTON | 7005 | 3 | VIVINT SOLAR | JCP&L | No | Complete | 2014-06-09 | 2014-08-18 | 2014-08-25 | 2014-08-25
SRP26733 | SREC Solar | TARDIVE |  | 6.12 | 0 | Residential | 1 | SUCCASUNNA | 7876 | 3 | VIVINT SOLAR | JCP&L | No | Complete | 2014-06-09 | 2014-09-05 | 2014-09-17 | 2014-09-17
SRP26735 | SREC Solar | GILONE |  | 4.845 | 0 | Residential | 1 | FRANKLIN | 7416 | 1 | ROOF DIAGNOSTICS INC | JCP&L | No | Complete | 2014-06-09 | 2014-12-24 | 2015-01-07 | 2015-01-07
SRP26736 | SREC Solar | MACZ |  | 5.61 | 0 | Residential | 1 | WALDWICK | 7463 | 7 | ROOF DIAGNOSTICS INC | PSE&G BPU | No | Complete | 2014-06-09 | 2014-10-22 | 2014-10-24 | 2014-10-24
SRP26737 | SREC Solar | AHMED |  | 3.75 | 0 | Residential | 1 | PATERSON | 7502 | 6 | ROOF DIAGNOSTICS INC | PSE&G BPU | No | Complete | 2014-06-09 | 2015-03-06 | 2015-03-19 | 2015-03-19
SRP26738 | SREC Solar | WILSON |  | 5.13 | 0 | Residential | 1 | CLAYTON | 8312 | 15 | ROOF DIAGNOSTICS INC | AC Electric | No | Complete | 2014-06-09 | 2015-03-06 | 2015-03-19 | 2015-03-19
SRP26740 | SREC Solar | BERDECIA |  | 10.2 | 0 | Residential | 1 | UNION | 7083 | 10 | VIVINT SOLAR | PSE&G BPU | No | Complete | 2014-06-09 | 2015-04-08 | 2015-04-22 | 2015-04-22
SRP26742 | SREC Solar | ZAREBCZAN |  | 3.06 | 0 | Residential | 1 | BOONTON | 7005 | 3 | VIVINT SOLAR | JCP&L | No | Complete | 2014-06-09 | 2014-08-15 | 2014-09-22 | 2014-09-22
SRP26746 | SREC Solar | KOLB |  | 7.14 | 0 | Residential | 1 | KEANSBURG | 7734 | 17 | VIVINT SOLAR | JCP&L | No | Complete | 2014-06-09 | 2015-03-06 | 2015-03-19 | 2015-03-19
SRP26747 | SREC Solar | BARRACLIFFE |  | 4.59 | 0 | Residential | 1 | SOMERDALE | 8083 | 14 | VIVINT SOLAR | PSE&G BPU | No | Complete | 2014-06-09 | 2014-10-06 | 2014-10-16 | 2014-10-16
SRP26749 | SREC Solar | KASSNER |  | 7.28 | 0 | Residential | 1 | MILMAY | 8340 | 19 | KAITANNA SOLAR, LLC | AC Electric | No | Complete | 2014-06-09 | 2014-11-12 | 2014-11-26 | 2014-11-26
SRP26750 | SREC Solar | BARONE |  | 4.25 | 0 | Residential | 1 | MANCHESTER | 8759 | 18 | KOPP ELECTRIC COMPANY | JCP&L | No | Complete | 2014-06-09 | 2014-09-29 | 2014-10-08 | 2014-10-08
SRP26753 | SREC Solar | SILVERMAN |  | 9.25 | 0 | Residential | 1 | WAYNE | 7470 | 6 | SOLARCITY CORPORATION | PSE&G BPU | No | Complete | 2014-06-09 | 2015-02-24 | 2015-03-25 | 2015-03-25
SRP26754 | SREC Solar | SAKRIKAR |  | 8.25 | 0 | Residential | 1 | PLAINSBORO TWP | 8536 | 11 | SOLARCITY CORPORATION | PSE&G BPU | No | Complete | 2014-06-09 | 2015-02-06 | 2015-02-11 | 2015-02-11
SRP26755 | SREC Solar | ENRILE |  | 9.75 | 0 | Residential | 1 | BERGENFIELD | 7621 | 7 | SOLARCITY CORPORATION | PSE&G BPU | No | Complete | 2014-06-09 | 2014-10-15 | 2014-10-24 | 2014-10-24
SRP26756 | SREC Solar | EVANS |  | 12.25 | 0 | Residential | 1 | MOUNT ROYAL | 8061 | 15 | SOLARCITY CORPORATION | AC Electric | No | Complete | 2014-06-09 | 2014-08-15 | 2014-09-12 | 2014-09-12
SRP26757 | SREC Solar | WICKS |  | 4.5 | 0 | Residential | 1 | WASHINGTON TWP | 8012 | 14 | SOLARCITY CORPORATION | AC Electric | No | Complete | 2014-06-09 | 2014-09-26 | 2014-10-02 | 2014-10-02
SRP26758 | SREC Solar | RICHMAN |  | 10.71 | 0 | Residential | 1 | CHERRY HILL TWP | 8003 | 14 | SOLARCITY CORPORATION | PSE&G BPU | No | Complete | 2014-06-09 | 2015-01-07 | 2015-01-21 | 2015-01-21
SRP26759 | SREC Solar | TEPPER |  | 14.75 | 0 | Residential | 1 | HILLSBOROUGH TWP | 8844 | 5 | SOLARCITY CORPORATION | PSE&G BPU | No | Complete | 2014-06-09 | 2014-11-25 | 2014-12-17 | 2014-12-17
SRP26760 | SREC Solar | GOLDSTEIN |  | 11.772 | 0 | Residential | 0 | EGG HARBOR TWP | 8234 | 19 | GEOPEAK ENERGY LLC | AC Electric | No | Complete | 2014-06-09 | 2014-11-25 | 2014-12-11 | 2014-12-11
SRP26762 | SREC Solar | MONACO |  | 6.375 | 0 | Residential | 1 | GLOUCESTER TWP | 8081 | 14 | SOLARCITY CORPORATION | AC Electric | No | Complete | 2014-06-09 | 2014-11-13 | 2015-02-03 | 2015-02-03
SRP26763 | SREC Solar | ROSER |  | 7.65 | 0 | Residential | 1 | BELLMAWR | 8031 | 14 | SOLARCITY CORPORATION | PSE&G BPU | No | Complete | 2014-06-09 | 2014-11-05 | 2014-12-22 | 2014-12-22
SRP26764 | SREC Solar | WRIGHT |  | 7 | 0 | Residential | 1 | MT ROYAL | 8061 | 15 | SOLARCITY CORPORATION | AC Electric | No | Complete | 2014-06-09 | 2014-11-07 | 2014-11-21 | 2014-11-21
SRP26765 | SREC Solar | NEVEL |  | 11 | 0 | Residential | 1 | PENNSAUKEN TWP | 8110 | 14 | SOLARCITY CORPORATION | PSE&G BPU | No | Complete | 2014-06-09 | 2014-10-07 | 2014-12-04 | 2014-12-04
SRP26766 | SREC Solar | WENTINK |  | 10 | 0 | Residential | 1 | PARSIPPANY TROY HILLS | 7054 | 3 | SOLARCITY CORPORATION | JCP&L | No | Complete | 2014-06-09 | 2014-09-18 | 2014-09-25 | 2014-09-25
SRP26767 | SREC Solar | PILLING |  | 10 | 0 | Residential | 1 | ERIAL | 8081 | 14 | SOLARCITY CORPORATION | AC Electric | No | Complete | 2014-06-09 | 2014-10-21 | 2014-11-04 | 2014-11-04
SRP26768 | SREC Solar | LYDIC |  | 12.985 | 0 | Residential | 1 | BERLIN TWP | 8091 | 14 | SOLARCITY CORPORATION | AC Electric | No | Complete | 2014-06-09 | 2014-11-07 | 2014-11-21 | 2014-11-21
SRP26769 | SREC Solar | COLAVITA |  | 9 | 0 | Residential | 1 | MONROE TWP | 8094 | 15 | SOLARCITY CORPORATION | AC Electric | No | Complete | 2014-06-09 | 2014-09-26 | 2014-10-02 | 2014-10-02
SRP26770 | SREC Solar | BLOUNT |  | 12.495 | 0 | Residential | 1 | WILLINGBORO | 8046 | 13 | VIVINT SOLAR | PSE&G BPU | No | Complete | 2014-06-09 | 2014-09-03 | 2014-09-30 | 2014-09-30
SRP26771 | SREC Solar | CORFORTE |  | 6.375 | 0 | Residential | 1 | LAKE HIAWATHA | 7034 | 3 | VIVINT SOLAR | JCP&L | No | Complete | 2014-06-09 | 2014-07-23 | 2014-08-01 | 2014-08-01
SRP26772 | SREC Solar | HOSENDORF |  | 4.335 | 0 | Residential | 1 | WILLINGBORO | 8046 | 13 | VIVINT SOLAR | PSE&G BPU | No | Complete | 2014-06-09 | 2015-03-18 | 2015-03-27 | 2015-03-27
SRP26773 | SREC Solar | SOLARINO |  | 4.335 | 0 | Residential | 1 | GARFIELD | 7026 | 7 | VIVINT SOLAR | PSE&G BPU | No | Complete | 2014-06-09 | 2014-10-02 | 2014-11-06 | 2014-11-06
SRP26774 | SREC Solar | SOTO |  | 6.63 | 0 | Residential | 1 | DOVER | 7801 | 3 | VIVINT SOLAR | JCP&L | No | Complete | 2014-06-09 | 2014-10-10 | 2014-10-17 | 2014-10-17
SRP26775 | SREC Solar | ILCONICH |  | 5.865 | 0 | Residential | 1 | MARLTON | 8053 | 13 | VIVINT SOLAR | PSE&G BPU | No | Complete | 2014-06-09 | 2014-10-21 | 2014-11-03 | 2014-11-03
SRP26776 | SREC Solar | BONA |  | 4.845 | 0 | Residential | 1 | WHARTON | 7885 | 3 | VIVINT SOLAR | JCP&L | No | Complete | 2014-06-09 | 2015-02-24 | 2015-03-04 | 2015-03-04
SRP26777 | SREC Solar | YANEZ |  | 5.1 | 0 | Residential | 1 | BOONTON | 7005 | 3 | VIVINT SOLAR | JCP&L | No | Complete | 2014-06-09 | 2014-07-31 | 2014-08-11 | 2014-08-11
SRP26778 | SREC Solar | NICHOLSON |  | 8.67 | 0 | Residential | 1 | MOUNT LAUREL | 8054 | 13 | VIVINT SOLAR | PSE&G BPU | No | Complete | 2014-06-09 | 2014-12-01 | 2014-12-10 | 2014-12-10
SRP26781 | SREC Solar | MONCKTON |  | 14.75 | 0 | Residential | 1 | SICKLERVILLE | 8081 | 14 | SOLARCITY CORPORATION | AC Electric | No | Complete | 2014-06-09 | 2014-09-25 | 2014-12-01 | 2014-12-01
SRP26782 | SREC Solar | MONTGOMERY |  | 7.5 | 0 | Residential | 1 | WEYMOUTH | 8330 | 19 | SOLARCITY CORPORATION | AC Electric | No | Complete | 2014-06-09 | 2014-09-15 | 2014-09-23 | 2014-09-23
SRP26783 | SREC Solar | WOOD |  | 9.945 | 0 | Residential | 1 | ERIAL | 8081 | 14 | SOLARCITY CORPORATION | AC Electric | No | Complete | 2014-06-09 | 2014-11-25 | 2014-12-16 | 2014-12-16
SRP26785 | SREC Solar | DEBUSTAMANTE |  | 7 | 0 | Residential | 1 | WANAQUE | 7465 | 6 | SOLARCITY CORPORATION | JCP&L | No | Complete | 2014-06-09 | 2014-08-07 | 2014-08-18 | 2014-08-18
SRP26786 | SREC Solar | PERRONE |  | 9.75 | 0 | Residential | 1 | MANCHESTER TWP | 8759 | 18 | SOLARCITY CORPORATION | AC Electric | No | Complete | 2014-06-09 | 2014-09-04 | 2014-09-16 | 2014-09-16
SRP26788 | SREC Solar | TOMASSONE |  | 10.2 | 0 | Residential | 1 | ATCO | 8004 | 14 | SOLARCITY CORPORATION | AC Electric | No | Complete | 2014-06-09 | 2014-10-31 | 2014-11-11 | 2014-11-11
SRP26789 | SREC Solar | THOMAS |  | 15.045 | 0 | Residential | 1 | MONROE TWP | 8094 | 15 | SOLARCITY CORPORATION | AC Electric | No | Complete | 2014-06-09 | 2014-09-24 | 2014-09-30 | 2014-09-30
SRP26790 | SREC Solar | YEPEZ |  | 5.5 | 0 | Residential | 0 | OLD BRIDGE | 8857 | 11 | ROOF DIAGNOSTICS INC | JCP&L | No | Complete | 2014-06-16 | 2015-01-14 | 2015-01-26 | 2015-01-26
SRP26791 | SREC Solar | MCCORMACK | DAVID MCCORMACK | 11.27 | 0 | Residential | 1 | JACKSON | 8527 | 18 | TRINITY HEATING AND AIR | JCP&L | No | Complete | 2014-06-16 | 2014-08-18 | 2014-09-30 | 2014-09-30
SRP26794 | SREC Solar | APONTE |  | 7.29 | 0 | Residential | 1 | PORT MONMOUTH | 7758 | 17 | TRINITY HEATING AND AIR | JCP&L | No | Complete | 2014-06-16 | 2014-11-04 | 2014-11-20 | 2014-11-20
SRP26795 | SREC Solar | SHEEHAN |  | 6.885 | 0 | Residential | 1 | CAPE MAY COURT HOUSE | 8210 | 21 | TRINITY HEATING AND AIR | AC Electric | No | Complete | 2014-06-16 | 2014-10-07 | 2014-10-22 | 2014-10-22
SRP26796 | SREC Solar | FU |  | 8.16 | 0 | Residential | 1 | HAMILTON SQUARE | 8690 | 12 | TRINITY HEATING AND AIR | PSE&G BPU | No | Complete | 2014-06-16 | 2014-11-06 | 2014-11-24 | 2014-11-24
SRP26797 | SREC Solar | KELLY |  | 11.22 | 0 | Residential | 1 | MANCHESTER | 8759 | 18 | TRINITY HEATING AND AIR | JCP&L | No | Complete | 2014-06-16 | 2014-08-21 | 2014-08-29 | 2014-08-29
SRP26798 | SREC Solar | TUTELO |  | 5.94 | 0 | Residential | 1 | TEANECK | 7666 | 7 | ROOF DIAGNOSTICS INC | PSE&G BPU | No | Complete | 2014-06-16 | 2015-02-26 | 2015-05-06 | 2015-05-06
SRP26800 | SREC Solar | LEWIS |  | 5.61 | 0 | Residential | 1 | MANAHAWKIN | 8050 | 18 | NEW JERSEY CLEAN ENERGY SOLUTIONS | AC Electric | No | Complete | 2014-06-16 | 2014-09-15 | 2014-09-23 | 2014-09-23
SRP26801 | SREC Solar | SCHIFFINO |  | 5 | 0 | Residential | 1 | NORTH BERGEN | 7047 | 8 | ROOF DIAGNOSTICS INC | PSE&G BPU | No | Complete | 2014-06-16 | 2015-02-24 | 2015-03-19 | 2015-03-19
SRP26802 | SREC Solar | HARCAR |  | 3.78 | 0 | Residential | 1 | JACKSONVILLE | 8022 | 13 | TRINITY HEATING AND AIR | PSE&G BPU | No | Complete | 2014-06-16 | 2014-10-29 | 2014-11-10 | 2014-11-10
SRP26804 | SREC Solar | SEABERG |  | 14.04 | 0 | Residential | 1 | JACKSON | 8527 | 18 | TRINITY HEATING AND AIR | JCP&L | No | Complete | 2014-06-16 | 2014-11-19 | 2014-12-04 | 2014-12-04
SRP26805 | SREC Solar | BALBUENA |  | 7.395 | 0 | Residential | 1 | JACKSON | 8527 | 18 | TRINITY HEATING AND AIR | JCP&L | No | Complete | 2014-06-16 | 2014-10-28 | 2014-11-14 | 2014-11-14
SRP26806 | SREC Solar | BAKER |  | 6.12 | 0 | Residential | 1 | BELLMAWR | 8031 | 14 | TRINITY HEATING AND AIR | PSE&G BPU | No | Complete | 2014-06-16 | 2014-10-06 | 2014-10-22 | 2014-10-22
SRP26807 | SREC Solar | MCNELIA |  | 11.73 | 0 | Residential | 1 | MICKELTON | 8056 | 15 | TRINITY HEATING AND AIR | AC Electric | No | Complete | 2014-06-16 | 2014-09-29 | 2014-10-08 | 2014-10-08
SRP26808 | SREC Solar | UNOLD |  | 7.56 | 0 | Residential | 1 | LAKEWOOD | 8701 | 18 | TRINITY HEATING AND AIR | JCP&L | No | Complete | 2014-06-16 | 2014-10-02 | 2014-10-14 | 2014-10-14
SRP26809 | SREC Solar | RENNA |  | 10.8 | 0 | Residential | 1 | HAZLET | 7730 | 17 | TRINITY HEATING AND AIR | JCP&L | No | Complete | 2014-06-16 | 2014-11-19 | 2014-12-04 | 2014-12-04
SRP26810 | SREC Solar | PETTY |  | 12.24 | 0 | Residential | 1 | MAYS LANDING | 8330 | 19 | TRINITY HEATING AND AIR | AC Electric | No | Complete | 2014-06-16 | 2014-10-17 | 2014-11-25 | 2014-11-25
SRP26813 | SREC Solar | SMITH |  | 14.535 | 0 | Residential | 1 | MICKLETON | 8056 | 15 | SOLARCITY CORPORATION | AC Electric | No | Complete | 2014-06-16 | 2014-10-06 | 2014-10-22 | 2014-10-22
SRP26814 | SREC Solar | MILLER |  | 7.75 | 0 | Residential | 1 | TOMS RIVER | 8757 | 18 | SOLARCITY CORPORATION | JCP&L | No | Complete | 2014-06-16 | 2014-09-05 | 2014-09-12 | 2014-09-12
SRP26815 | SREC Solar | SCHAFFER |  | 13.25 | 0 | Residential | 1 | GREENWICH | 8323 | 20 | SOLARCITY CORPORATION | AC Electric | No | Complete | 2014-06-16 | 2014-10-06 | 2014-10-22 | 2014-10-22
SRP26816 | SREC Solar | VASQUEZ |  | 8 | 0 | Residential | 1 | HOWELL | 7731 | 17 | SOLARCITY CORPORATION | JCP&L | No | Complete | 2014-06-16 | 2014-09-26 | 2014-10-02 | 2014-10-02
SRP26817 | SREC Solar | PETUSKY |  | 14.28 | 0 | Residential | 1 | MAYS LANDING | 8330 | 19 | TRINITY HEATING AND AIR | AC Electric | No | Complete | 2014-06-16 | 2014-08-20 | 2014-08-29 | 2014-08-29
SRP26818 | SREC Solar | FUENTES |  | 8.1 | 0 | Residential | 1 | ELIZABETH | 7206 | 10 | TRINITY HEATING AND AIR | PSE&G BPU | No | Complete | 2014-06-16 | 2014-10-14 | 2014-10-24 | 2014-10-24
SRP26819 | SREC Solar | BROWER |  | 3.78 | 0 | Residential | 1 | BAYVILLE | 8721 | 18 | TRINITY HEATING AND AIR | JCP&L | No | Complete | 2014-06-16 | 2014-09-05 | 2014-09-16 | 2014-09-16
SRP26820 | SREC Solar | DROUET |  | 3.315 | 0 | Residential | 0 | HAZLET | 7730 | 17 | TRINITY HEATING AND AIR | JCP&L | No | Complete | 2014-06-16 | 2014-11-05 | 2014-11-20 | 2014-11-20
SRP26821 | SREC Solar | MONOHAN |  | 9.945 | 0 | Residential | 1 | RINGWOOD | 7456 | 6 | TRINITY HEATING AND AIR | JCP&L | No | Complete | 2014-06-16 | 2014-08-18 | 2014-08-28 | 2014-08-28
SRP26822 | SREC Solar | SAWYER |  | 3.75 | 0 | Residential | 1 | FRANKLIN TOWNSHIP | 8873 | 5 | SOLARCITY CORPORATION | PSE&G BPU | No | Complete | 2014-06-16 | 2014-08-07 | 2014-09-03 | 2014-09-03
SRP26823 | SREC Solar | FRITSCH |  | 4.5 | 0 | Residential | 1 | RIVERDALE | 7457 | 3 | SOLARCITY CORPORATION | JCP&L | No | Complete | 2014-06-16 | 2014-09-09 | 2014-10-31 | 2014-10-31
SRP26825 | SREC Solar | WOJNAR |  | 8.25 | 0 | Residential | 0 | LINDENWOLD | 8021 | 14 | SOLARCITY CORPORATION | AC Electric | No | Complete | 2014-06-16 | 2015-01-07 | 2015-01-21 | 2015-01-21
SRP26828 | SREC Solar | SHANN |  | 6.375 | 0 | Residential | 0 | MINE HILL | 7803 | 3 | VIVINT SOLAR | JCP&L | No | Complete | 2014-06-16 | 2014-12-12 | 2014-12-26 | 2014-12-26
SRP26830 | SREC Solar | GARDELLA |  | 7.25 | 0 | Residential | 0 | CORBIN CITY | 8270 | 21 | GREENPOINTE ENERGY | AC Electric | No | Complete | 2014-06-16 | 2014-09-11 | 2014-09-22 | 2014-09-22
SRP26832 | SREC Solar | SETTLE |  | 11.475 | 0 | Residential | 1 | EGG HARBOR TWP | 8234 | 19 | ALLSEASON CONSTRUCTION | AC Electric | No | Complete | 2014-06-16 | 2014-12-03 | 2014-12-12 | 2014-12-12
SRP26833 | SREC Solar | O'SHAUGHNESSY |  | 10.71 | 0 | Residential | 1 | MAYS LANDING | 8830 | 11 | ALLSEASON CONSTRUCTION | AC Electric | No | Complete | 2014-06-16 | 2015-03-31 | 2015-04-07 | 2015-04-07
SRP26834 | SREC Solar | CIFELLI |  | 10.455 | 0 | Residential | 1 | GALLOWAY | 8205 | 19 | ALLSEASON CONSTRUCTION | AC Electric | No | Complete | 2014-06-16 | 2015-03-04 | 2015-03-20 | 2015-03-20
SRP26835 | SREC Solar | GIBSON |  | 10.455 | 0 | Residential | 1 | SALEM | 8079 | 16 | ALLSEASON CONSTRUCTION | AC Electric | No | Complete | 2014-06-16 | 2015-04-08 | 2015-04-22 | 2015-04-22
SRP26836 | SREC Solar | MCCORISTIN |  | 14.535 | 0 | Residential | 1 | BELLEPLAIN | 8270 | 21 | ALLSEASON CONSTRUCTION | AC Electric | No | Complete | 2014-06-16 | 2015-04-08 | 2015-04-22 | 2015-04-22
SRP26837 | SREC Solar | GEISEL |  | 16.575 | 0 | Residential | 1 | DENNIS TWP | 8210 | 21 | ALLSEASON CONSTRUCTION | AC Electric | No | Complete | 2014-06-16 | 2015-02-22 | 2015-02-25 | 2015-02-25
SRP26838 | SREC Solar | SLANEY |  | 16.575 | 0 | Residential | 1 | HEISLERVILLE | 8324 | 20 | ALLSEASON CONSTRUCTION | AC Electric | No | Complete | 2014-06-16 | 2014-08-06 | 2014-08-27 | 2014-08-27
SRP26840 | SREC Solar | TARANTINO |  | 10.2 | 0 | Residential | 1 | PERRINEVILLE | 8535 | 17 | ROOF DIAGNOSTICS INC | JCP&L | No | Complete | 2014-06-16 | 2015-02-11 | 2015-02-12 | 2015-02-12
SRP26841 | SREC Solar | GERSTNER |  | 6.48 | 0 | Residential | 1 | EDISON | 8820 | 11 | ROOF DIAGNOSTICS INC | PSE&G BPU | No | Complete | 2014-06-16 | 2015-03-03 | 2015-03-16 | 2015-03-16
SRP26842 | SREC Solar | KETCHUM |  | 4.59 | 0 | Residential | 1 | HACKETTSTOWN | 7840 | 2 | ROOF DIAGNOSTICS INC | JCP&L | No | Complete | 2014-06-16 | 2015-03-06 | 2015-03-19 | 2015-03-19
SRP26843 | SREC Solar | RIEBESELL |  | 5.865 | 0 | Residential | 1 | CLIFTON | 7011 | 6 | ROOF DIAGNOSTICS INC | PSE&G BPU | No | Complete | 2014-06-16 | 2015-03-03 | 2015-03-16 | 2015-03-16
SRP26844 | SREC Solar | WOHRMANN |  | 7.02 | 0 | Residential | 1 | BRICK | 8723 | 18 | ROOF DIAGNOSTICS INC | JCP&L | No | Complete | 2014-06-16 | 2015-03-20 | 2015-03-31 | 2015-03-31
SRP26845 | SREC Solar | JOSE |  | 6.75 | 0 | Residential | 1 | LITTLE FERRY | 07643 | 7 | ROOF DIAGNOSTICS INC | PSE&G BPU | No | Complete | 2014-06-16 | 2015-01-28 | 2015-02-04 | 2015-02-04
SRP26846 | SREC Solar | SADURA |  | 10.25 | 0 | Residential | 1 | NUTLEY | 7110 | 9 | SOLARCITY CORPORATION | PSE&G BPU | No | Complete | 2014-06-16 | 2014-09-26 | 2014-10-07 | 2014-10-07
SRP26847 | SREC Solar | GILMORE |  | 9.99 | 0 | Residential | 1 | WHITING | 8759 | 18 | ROOF DIAGNOSTICS INC | JCP&L | No | Complete | 2014-06-16 | 2015-02-22 | 2015-02-27 | 2015-02-27
SRP26848 | SREC Solar | CASARES |  | 5.75 | 0 | Residential | 1 | GLOUCESTER TWP | 8012 | 14 | SOLARCITY CORPORATION | AC Electric | No | Complete | 2014-06-16 | 2014-10-15 | 2014-10-22 | 2014-10-22
SRP26849 | SREC Solar | FU |  | 4 | 0 | Residential | 0 | PARSIPPANY | 7054 | 3 | ASTON SOLAR | JCP&L | No | Complete | 2014-06-16 | 2014-08-26 | 2014-09-08 | 2014-09-08
SRP26850 | SREC Solar | HALL |  | 4.08 | 0 | Residential | 1 | SECAUCUS | 7094 | 8 | ROOF DIAGNOSTICS INC | Unknown | No | Complete | 2014-06-16 | 2015-01-15 | 2015-01-26 | 2015-01-26
SRP26851 | SREC Solar | CHEN |  | 5.75 | 0 | Residential | 0 | CEDAR KNOLLS | 7927 | 3 | ASTON SOLAR | JCP&L | No | Complete | 2014-06-16 | 2014-10-02 | 2014-10-14 | 2014-10-14
SRP26853 | SREC Solar | JOSHI |  | 4.5 | 0 | Residential | 1 | OLD BRIDGE | 8857 | 11 | SUNGEVITY, INC. | JCP&L | No | Complete | 2014-06-16 | 2014-10-28 | 2014-11-14 | 2014-11-14
SRP26854 | SREC Solar | STULBERGER |  | 12.42 | 0 | Residential | 1 | ENGLISHTOWN | 7726 | 17 | ROOF DIAGNOSTICS INC | JCP&L | No | Complete | 2014-06-16 | 2015-01-08 | 2015-02-16 | 2015-02-16
SRP26855 | SREC Solar | DRATCH |  | 5 | 0 | Residential | 1 | MIDDLETOWN | 7748 | 17 | SUNGEVITY, INC. | JCP&L | No | Complete | 2014-06-16 | 2014-10-10 | 2014-10-17 | 2014-10-17
SRP26858 | SREC Solar | PARTHUM |  | 5.355 | 0 | Residential | 0 | FLEMINGTON | 8822 | 4 | ROOF DIAGNOSTICS INC | JCP&L | No | Complete | 2014-06-16 | 2015-03-04 | 2015-03-16 | 2015-03-16
SRP26859 | SREC Solar | MENSAH |  | 7 | 0 | Residential | 1 | KENDALL PARK | 8824 | 11 | SUNGEVITY, INC. | PSE&G BPU | No | Complete | 2014-06-16 | 2014-09-12 | 2014-10-22 | 2014-10-22
SRP26860 | SREC Solar | VAN SANT |  | 6.5 | 0 | Residential | 1 | MONMOUTH BEACH | 7750 | 17 | SUNGEVITY, INC. | JCP&L | No | Complete | 2014-06-16 | 2014-10-30 | 2014-11-10 | 2014-11-10
SRP26861 | SREC Solar | BATISTA |  | 4.59 | 0 | Residential | 1 | GARFIELD | 7026 | 7 | ROOF DIAGNOSTICS INC | PSE&G BPU | No | Complete | 2014-06-16 | 2015-03-06 | 2015-03-19 | 2015-03-19
SRP26862 | SREC Solar | SCHNEIDERMAN |  | 10.2 | 0 | Residential | 1 | MAYS LANDING | 8330 | 19 | RELIABLE POWER SERVICES, INC. | AC Electric | No | Complete | 2014-06-16 | 2014-09-29 | 2014-10-08 | 2014-10-08
SRP26863 | SREC Solar | JONES |  | 4.335 | 0 | Residential | 1 | ATLANTIC CITY | 8401 | 19 | RELIABLE POWER SERVICES, INC. | AC Electric | No | Complete | 2014-06-16 | 2015-02-12 | 2015-02-16 | 2015-02-16
SRP26864 | SREC Solar | SHARPE |  | 4.845 | 0 | Residential | 1 | ATLANTIC CITY | 8401 | 19 | RELIABLE POWER SERVICES, INC. | AC Electric | No | Complete | 2014-06-16 | 2014-09-29 | 2014-10-08 | 2014-10-08
SRP26865 | SREC Solar | MENDOZA |  | 6.75 | 0 | Residential | 1 | NEPTUNE | 7753 | 17 | ROOF DIAGNOSTICS INC | JCP&L | No | Complete | 2014-06-16 | 2015-03-04 | 2015-03-18 | 2015-03-18
SRP26866 | SREC Solar | XU | 24/7 INTERNATIONAL, LLC | 75.46 | 0 | Commercial | 1 | PINE BROOK | 7058 | 3 | DOBTOL CONSTRUCTION | JCP&L | No | Complete | 2014-06-16 | 2014-11-14 | 2014-12-02 | 2014-12-02
SRP26868 | SREC Solar | PATEL |  | 11.25 | 0 | Residential | 0 | NORTH BRUNSWICK | 8902 | 11 | SOLARCITY CORPORATION | PSE&G BPU | No | Complete | 2014-06-16 | 2015-02-24 | 2015-03-04 | 2015-03-04
SRP26869 | SREC Solar | XU | 24/7 INTERNATIONAL, LLC | 106.33 | 0 | Commercial | 1 | PINE BROOK | 7058 | 3 | DOBTOL CONSTRUCTION | JCP&L | No | Complete | 2014-06-16 | 2014-11-14 | 2015-01-07 | 2015-01-07
SRP26870 | SREC Solar | YOUNG |  | 20.4 | 0 | Residential | 1 | SCULLVILLE | 8330 | 19 | RCL ENTERPRISES INC. | AC Electric | No | Complete | 2014-06-16 | 2014-12-31 | 2015-01-20 | 2015-01-20
SRP26872 | SREC Solar | MOORE |  | 10.26 | 0 | Residential | 0 | SALEM | 8079 | 16 | SELF INSTALL | AC Electric | No | Complete | 2014-06-16 | 2014-07-28 | 2014-08-26 | 2014-08-26
SRP26873 | SREC Solar | RAETSCH | HORIZONS AT WOODS LANDING HOA | 53.04 | 0 | Non Profit | 1 | MAYS LANDING | 8330 | 19 | ALLSEASON CONSTRUCTION | AC Electric | No | Complete | 2014-06-16 | 2015-03-04 | 2015-03-18 | 2015-03-18
SRP26875 | SREC Solar | SCHWEIKER |  | 8.415 | 0 | Residential | 1 | GALLOWAY | 8205 | 19 | ALLSEASON CONSTRUCTION | AC Electric | No | Complete | 2014-06-16 | 2015-04-08 | 2015-04-29 | 2015-04-29
SRP26876 | SREC Solar | IRELAND |  | 6.63 | 0 | Residential | 1 | GOSHEN | 8218 | 21 | ALLSEASON CONSTRUCTION | AC Electric | No | Complete | 2014-06-16 | 2015-03-20 | 2015-04-01 | 2015-04-01
SRP26877 | SREC Solar | MILLS |  | 8.67 | 0 | Residential | 1 | DENVILLE | 7834 | 3 | VIVINT SOLAR | JCP&L | No | Complete | 2014-06-16 | 2014-10-06 | 2014-10-16 | 2014-10-16
SRP26878 | SREC Solar | RODRIGUEZ |  | 10.71 | 0 | Residential | 1 | RIO GRANDE | 8242 | 21 | ALLSEASON CONSTRUCTION | AC Electric | No | Complete | 2014-06-16 | 2014-11-05 | 2014-11-13 | 2014-11-13
SRP26880 | SREC Solar | HULBERT |  | 5.865 | 0 | Residential | 1 | TOMS RIVER | 8753 | 18 | TRINITY HEATING AND AIR | JCP&L | No | Complete | 2014-06-16 | 2014-09-05 | 2014-09-16 | 2014-09-16
SRP26881 | SREC Solar | BREZI |  | 3.06 | 0 | Residential | 1 | FAIRFIELD | 7004 | 9 | VIVINT SOLAR | PSE&G BPU | No | Complete | 2014-06-16 | 2014-09-30 | 2014-10-10 | 2014-10-10
SRP26882 | SREC Solar | CHIRICO |  | 8.37 | 0 | Residential | 1 | BELVIDERE | 7823 | 2 | TRINITY HEATING AND AIR | JCP&L | No | Complete | 2014-06-16 | 2014-09-26 | 2014-10-02 | 2014-10-02
SRP26886 | SREC Solar | HUYNH |  | 7.02 | 0 | Residential | 1 | EGG HARBOR TWP | 8234 | 19 | TRINITY HEATING AND AIR | AC Electric | No | Complete | 2014-06-16 | 2014-08-21 | 2014-09-02 | 2014-09-02
SRP26887 | SREC Solar | WEIL |  | 5.67 | 0 | Residential | 1 | PARSIPPANY | 7054 | 3 | TRINITY HEATING AND AIR | JCP&L | No | Complete | 2014-06-16 | 2014-10-24 | 2014-11-05 | 2014-11-05
SRP26889 | SREC Solar | SEBBAN |  | 4.32 | 0 | Residential | 1 | JAMESBURG | 8831 | 11 | TRINITY HEATING AND AIR | JCP&L | No | Complete | 2014-06-16 | 2014-09-29 | 2014-10-08 | 2014-10-08
SRP26890 | SREC Solar | HUSEIN |  | 7.65 | 0 | Residential | 0 | SOMERSET | 8873 | 5 | TRINITY HEATING AND AIR | PSE&G BPU | No | Complete | 2014-06-16 | 2015-02-17 | 2015-02-27 | 2015-02-27
SRP26891 | SREC Solar | CALIMERI |  | 5.13 | 0 | Residential | 0 | SOMERSET | 8873 | 5 | TRINITY HEATING AND AIR | PSE&G BPU | No | Complete | 2014-06-16 | 2014-10-08 | 2014-10-17 | 2014-10-17
SRP26893 | SREC Solar | PERRI |  | 8.1 | 0 | Residential | 0 | MANCHESTER | 8759 | 18 | TRINITY HEATING AND AIR | JCP&L | No | Complete | 2014-06-16 | 2014-09-12 | 2014-10-07 | 2014-10-07
SRP26894 | SREC Solar | SATO |  | 7.65 | 0 | Residential | 0 | BEACHWOOD | 8722 | 18 | TRINITY HEATING AND AIR | JCP&L | No | Complete | 2014-06-16 | 2015-01-07 | 2015-02-07 | 2015-02-07
SRP26895 | SREC Solar | MCNICHOL |  | 29.7 | 0 | Residential | 0 | BLAIRSTOWN | 7825 | 2 | TRINITY HEATING AND AIR | JCP&L | No | Complete | 2014-06-16 | 2014-11-07 | 2015-02-06 | 2015-02-06
SRP26896 | SREC Solar | TAPIA |  | 4.59 | 0 | Residential | 1 | DOVER | 7801 | 3 | VIVINT SOLAR | JCP&L | No | Complete | 2014-06-16 | 2014-08-15 | 2014-08-25 | 2014-08-25
SRP26897 | SREC Solar | BALICKI |  | 11.475 | 0 | Residential | 0 | FLANDERS | 7836 | 3 | TRINITY HEATING AND AIR | JCP&L | No | Complete | 2014-06-16 | 2014-07-16 | 2014-07-24 | 2014-07-24
SRP26898 | SREC Solar | GIULIANO |  | 6.21 | 0 | Residential | 0 | BELLEVILLE | 7109 | 9 | TRINITY HEATING AND AIR | PSE&G BPU | No | Complete | 2014-06-16 | 2014-10-08 | 2014-10-17 | 2014-10-17
SRP26899 | SREC Solar | COOPER |  | 2.7 | 0 | Residential | 1 | NEWARK | 7016 | 10 | TRINITY HEATING AND AIR | PSE&G BPU | No | Complete | 2014-06-16 | 2014-12-31 | 2015-01-20 | 2015-01-20
SRP26900 | SREC Solar | SEALEY |  | 12.24 | 0 | Residential | 1 | SAYREVILLE | 8872 | 11 | VIVINT SOLAR | JCP&L | No | Complete | 2014-06-16 | 2015-05-14 | 2015-05-27 | 2015-05-27
SRP26901 | SREC Solar | CHRISTIAN |  | 5.865 | 0 | Residential | 0 | UNION | 7083 | 10 | VIVINT SOLAR | PSE&G BPU | No | Complete | 2014-06-16 | 2014-09-25 | 2014-10-07 | 2014-10-07
SRP26902 | SREC Solar | BAVER |  | 2.805 | 0 | Residential | 1 | OLD BRIDGE | 8857 | 11 | VIVINT SOLAR | JCP&L | No | Complete | 2014-06-16 | 2014-10-17 | 2014-11-25 | 2014-11-25
SRP26903 | SREC Solar | HOOKS |  | 7.65 | 0 | Residential | 1 | WILLINGBORO | 8046 | 13 | VIVINT SOLAR | PSE&G BPU | No | Complete | 2014-06-16 | 2014-08-22 | 2014-09-02 | 2014-09-02
SRP26904 | SREC Solar | BAYRAMOFF |  | 12.24 | 0 | Residential | 1 | TOMS RIVER | 8753 | 18 | RELIABLE POWER SERVICES, INC. | JCP&L | No | Complete | 2014-06-16 | 2014-11-17 | 2014-12-04 | 2014-12-04
SRP26905 | SREC Solar | STONE |  | 4.25 | 0 | Residential | 0 | MT LAUREL | 8054 | 13 | POWELL ENERGY AND SOLAR | PSE&G BPU | No | Complete | 2014-06-16 | 2014-08-20 | 2014-09-29 | 2014-09-29
SRP26908 | SREC Solar | SANDOVAL |  | 8.25 | 0 | Residential | 0 | HAMILTON | 8610 | 12 | AMPERICON | PSE&G BPU | No | Complete | 2014-06-16 | 2015-02-05 | 2015-02-09 | 2015-02-09
SRP26911 | SREC Solar | LOPEZ |  | 7.905 | 0 | Residential | 1 | CHERRY HILL | 8003 | 14 | VIVINT SOLAR | PSE&G BPU | No | Complete | 2014-06-16 | 2015-03-17 | 2015-03-27 | 2015-03-27
SRP26913 | SREC Solar | STEPHENS |  | 12.75 | 0 | Residential | 1 | WILLINGBORO | 8046 | 13 | VIVINT SOLAR | PSE&G BPU | No | Complete | 2014-06-16 | 2014-09-03 | 2014-09-16 | 2014-09-16
SRP26914 | SREC Solar | MILICIA |  | 11.73 | 0 | Residential | 1 | SOMERDALE | 8083 | 14 | VIVINT SOLAR | PSE&G BPU | No | Complete | 2014-06-16 | 2015-03-10 | 2015-03-26 | 2015-03-26
SRP26915 | SREC Solar | OCONNELL |  | 3.57 | 0 | Residential | 1 | MINE HILL | 7803 | 3 | VIVINT SOLAR | JCP&L | No | QC Selected | 2014-06-16 | 2015-04-22
SRP26916 | SREC Solar | GALLAGHER |  | 3.825 | 0 | Residential | 1 | PORT READING | 7064 | 11 | VIVINT SOLAR | PSE&G BPU | No | Complete | 2014-06-16 | 2014-09-25 | 2014-10-20 | 2014-10-20
SRP26917 | SREC Solar | BADANI |  | 3.06 | 0 | Residential | 1 | EAST BRUNSWICK | 8816 | 11 | VIVINT SOLAR | PSE&G BPU | No | Complete | 2014-06-16 | 2015-04-30 | 2015-05-12 | 2015-05-12
SRP26918 | SREC Solar | LLOYD |  | 14.79 | 0 | Residential | 1 | FAIRFIELD | 7004 | 9 | VIVINT SOLAR | PSE&G BPU | No | Complete | 2014-06-16 | 2014-10-27 | 2014-12-02 | 2014-12-02
SRP26919 | SREC Solar | HUNTLEY |  | 5.1 | 0 | Residential | 1 | WHARTON | 7885 | 3 | VIVINT SOLAR | JCP&L | No | Complete | 2014-06-16 | 2015-03-06 | 2015-03-19 | 2015-03-19
SRP26921 | SREC Solar | BARDOS |  | 14.04 | 0 | Residential | 1 | COLUMBUS | 8022 | 13 | TRINITY HEATING AND AIR | PSE&G BPU | No | Complete | 2014-06-16 | 2014-10-16 | 2014-10-28 | 2014-10-28
SRP26922 | SREC Solar | GRIERSH |  | 11.61 | 0 | Residential | 1 | SOUTH TOMS RIVER | 8757 | 18 | TRINITY HEATING AND AIR | JCP&L | No | Complete | 2014-06-16 | 2014-08-19 | 2014-08-28 | 2014-08-28
SRP26925 | SREC Solar | CARD |  | 9.18 | 0 | Residential | 1 | FREEHOLD | 7728 | 17 | ROOF DIAGNOSTICS INC | JCP&L | No | Complete | 2014-06-16 | 2015-01-08 | 2015-01-19 | 2015-01-19
SRP26926 | SREC Solar | PALM |  | 9.01 | 0 | Residential | 1 | EGG HARBOR TWP | 8234 | 19 | SOLARCITY CORPORATION | AC Electric | No | Complete | 2014-06-16 | 2014-09-24 | 2014-09-30 | 2014-09-30
SRP26927 | SREC Solar | LAMENDOLA |  | 2.75 | 0 | Residential | 1 | TEANECK | 7666 | 7 | SOLARCITY CORPORATION | PSE&G BPU | No | Complete | 2014-06-16 | 2014-10-14 | 2014-10-21 | 2014-10-21
SRP26929 | SREC Solar | BRICE |  | 4.59 | 0 | Residential | 1 | SWEDESBORO | 8085 | 15 | SOLARCITY CORPORATION | AC Electric | No | Complete | 2014-06-16 | 2014-11-18 | 2014-12-04 | 2014-12-04
SRP26931 | SREC Solar | GRADY |  | 6.25 | 0 | Residential | 1 | GLOUCESTER TWP | 8012 | 14 | SOLARCITY CORPORATION | PSE&G BPU | No | Complete | 2014-06-16 | 2014-09-04 | 2014-09-16 | 2014-09-16
SRP26932 | SREC Solar | PALMISANO |  | 4.335 | 0 | Residential | 1 | MIDDLETOWN | 7748 | 17 | VIVINT SOLAR | JCP&L | No | Complete | 2014-06-16 | 2014-10-24 | 2014-11-06 | 2014-11-06
SRP26934 | SREC Solar | MERTZ |  | 5.61 | 0 | Residential | 1 | HOWELL | 7731 | 17 | TRINITY HEATING AND AIR | JCP&L | No | Complete | 2014-06-16 | 2014-09-09 | 2014-09-17 | 2014-09-17
SRP26935 | SREC Solar | CORVINO |  | 8.925 | 0 | Residential | 1 | LAKE HIAWATHA | 7034 | 3 | VIVINT SOLAR | JCP&L | No | Complete | 2014-06-16 | 2014-08-15 | 2014-08-25 | 2014-08-25
SRP26936 | SREC Solar | KHAN |  | 4.86 | 0 | Residential | 1 | DAYTON | 8810 | 11 | TRINITY HEATING AND AIR | PSE&G BPU | No | Complete | 2014-06-16 | 2014-10-16 | 2014-10-29 | 2014-10-29
SRP26937 | SREC Solar | SOTO |  | 3.525 | 0 | Residential | 1 | LODI | 7644 | 7 | VIVINT SOLAR | PSE&G BPU | No | Complete | 2014-06-16 | 2014-07-31 | 2014-08-06 | 2014-08-06
SRP26938 | SREC Solar | BRADLEY |  | 10.8 | 0 | Residential | 1 | BRICK | 8723 | 18 | TRINITY HEATING AND AIR | JCP&L | No | Complete | 2014-06-16 | 2014-10-16 | 2014-10-29 | 2014-10-29
SRP26939 | SREC Solar | HAVENS |  | 7.14 | 0 | Residential | 1 | WHITING | 8759 | 18 | TRINITY HEATING AND AIR | JCP&L | No | Complete | 2014-06-16 | 2014-10-30 | 2014-11-11 | 2014-11-11
SRP26940 | SREC Solar | LODGE |  | 4.08 | 0 | Residential | 1 | GLASSBORO | 8028 | 15 | SOLARCITY CORPORATION | AC Electric | No | Complete | 2014-06-16 | 2014-10-10 | 2014-10-29 | 2014-10-29
SRP26941 | SREC Solar | THOMSON |  | 7.83 | 0 | Residential | 1 | BRICK | 8723 | 18 | TRINITY HEATING AND AIR | JCP&L | No | Complete | 2014-06-16 | 2014-10-17 | 2014-12-01 | 2014-12-01
SRP26942 | SREC Solar | SADA |  | 5.4 | 0 | Residential | 1 | COLUMBUS | 8022 | 13 | TRINITY HEATING AND AIR | PSE&G BPU | No | Complete | 2014-06-16 | 2014-11-05 | 2014-11-20 | 2014-11-20
SRP26943 | SREC Solar | GASPARRO |  | 7.395 | 0 | Residential | 1 | MT EPHRAIM | 8059 | 14 | TRINITY HEATING AND AIR | PSE&G BPU | No | Complete | 2014-06-16 | 2014-09-09 | 2014-10-07 | 2014-10-07
SRP26944 | SREC Solar | SCHLESINGER |  | 5.1 | 0 | Residential | 1 | MANALAPAN | 7726 | 17 | TRINITY HEATING AND AIR | JCP&L | No | Complete | 2014-06-16 | 2014-10-28 | 2014-11-21 | 2014-11-21
SRP26947 | SREC Solar | BROWN |  | 8.1 | 0 | Residential | 1 | HOWELL | 7731 | 17 | ROOF DIAGNOSTICS INC | JCP&L | No | Complete | 2014-06-16 | 2014-12-24 | 2015-01-07 | 2015-01-07
SRP26948 | SREC Solar | CATRILLO |  | 9.72 | 0 | Residential | 1 | WOODRIDGE | 7075 | 7 | ROOF DIAGNOSTICS INC | PSE&G BPU | No | Complete | 2014-06-16 | 2015-03-04 | 2015-03-18 | 2015-03-18
SRP26949 | SREC Solar | CROWLEY |  | 3.75 | 0 | Residential | 1 | ELIZABETH | 7206 | 10 | ROOF DIAGNOSTICS INC | PSE&G BPU | No | Complete | 2014-06-16 | 2014-10-23 | 2014-11-05 | 2014-11-05
SRP26950 | SREC Solar | CRAMER |  | 6.63 | 0 | Residential | 1 | ERIAL | 8081 | 14 | SOLARCITY CORPORATION | AC Electric | No | Complete | 2014-06-16 | 2014-09-29 | 2014-10-08 | 2014-10-08
SRP26951 | SREC Solar | THOMPSON |  | 8.16 | 0 | Residential | 1 | GLASSBORO | 8028 | 15 | SOLARCITY CORPORATION | AC Electric | No | Complete | 2014-06-16 | 2014-09-09 | 2014-09-17 | 2014-09-17
SRP26952 | SREC Solar | MCLAUGHLAN |  | 5.61 | 0 | Residential | 1 | TOMS RIVER | 8757 | 18 | ROOF DIAGNOSTICS INC | JCP&L | No | Complete | 2014-06-16 | 2015-03-04 | 2015-03-18 | 2015-03-18
SRP26953 | SREC Solar | LENDER |  | 6.75 | 0 | Residential | 1 | VOORHEES | 8043 | 14 | TRINITY HEATING AND AIR | PSE&G BPU | No | Complete | 2014-06-16 | 2014-10-21 | 2014-11-03 | 2014-11-03
SRP26954 | SREC Solar | LIPPMAN |  | 8.67 | 0 | Residential | 1 | ABSECON HIGHLANDS | 8201 | 19 | TRINITY HEATING AND AIR | AC Electric | No | Complete | 2014-06-16 | 2014-09-19 | 2014-09-24 | 2014-09-24
SRP26956 | SREC Solar | NADLER |  | 11.75 | 0 | Residential | 1 | TOMS RIVER | 8755 | 18 | TRINITY HEATING AND AIR | JCP&L | No | Complete | 2014-06-16 | 2014-10-16 | 2014-10-28 | 2014-10-28
SRP26957 | SREC Solar | VENABLES |  | 2.97 | 0 | Residential | 1 | CINNAMINSON | 8077 | 13 | TRINITY HEATING AND AIR | PSE&G BPU | No | Complete | 2014-06-16 | 2014-09-19 | 2014-09-24 | 2014-09-24
SRP26958 | SREC Solar | MATHAS |  | 8.925 | 0 | Residential | 1 | MT LAUREL | 8054 | 13 | NEW JERSEY CLEAN ENERGY SOLUTIONS | PSE&G BPU | No | Complete | 2014-06-16 | 2014-09-17 | 2014-10-08 | 2014-10-08
SRP26959 | SREC Solar | SEVILLA |  | 5.1 | 0 | Residential | 1 | MANAHAWKIN | 8054 | 13 | RELIABLE POWER SERVICES, INC. | AC Electric | No | Complete | 2014-06-16 | 2014-10-28 | 2014-11-13 | 2014-11-13
SRP26960 | SREC Solar | BORACK |  | 6.12 | 0 | Residential | 1 | FORDS | 8863 | 11 | RELIABLE POWER SERVICES, INC. | PSE&G BPU | No | Complete | 2014-06-16 | 2014-11-12 | 2014-11-26 | 2014-11-26
SRP26961 | SREC Solar | GELOSO |  | 10.455 | 0 | Residential | 1 | MANALAPAN | 7726 | 17 | NJR HOME SERVICES | JCP&L | No | Complete | 2014-06-16 | 2014-10-20 | 2014-10-28 | 2014-10-28
SRP26962 | SREC Solar | RICCITELLI |  | 5.355 | 0 | Residential | 1 | MANCHESTER | 8759 | 18 | NJR HOME SERVICES | JCP&L | No | Complete | 2014-06-16 | 2014-10-01 | 2014-10-10 | 2014-10-10
SRP26963 | SREC Solar | GARCIA |  | 5.355 | 0 | Residential | 1 | MYSTIC ISLANDS | 8087 | 18 | ACOS ENERGY, LLC | AC Electric | No | Complete | 2014-06-16 | 2014-09-17 | 2014-09-29 | 2014-09-29
SRP26964 | SREC Solar | VARMA |  | 8.67 | 0 | Residential | 1 | CHESTERFIELD | 8515 | 13 | TRINITY HEATING AND AIR | PSE&G BPU | No | Complete | 2014-06-16 | 2014-09-04 | 2014-09-12 | 2014-09-12
SRP26965 | SREC Solar | HOY |  | 6.885 | 0 | Residential | 1 | HAMMONTON | 8037 | 19 | TRINITY HEATING AND AIR | AC Electric | No | Complete | 2014-06-16 | 2015-05-07 | 2015-05-19 | 2015-05-19
SRP26966 | SREC Solar | HUNDT |  | 21.42 | 0 | Residential | 1 | MAURICE TOWN | 8349 | 20 | ALLSEASON CONSTRUCTION | AC Electric | No | Complete | 2014-06-23 | 2014-09-24 | 2014-09-30 | 2014-09-30
SRP26967 | SREC Solar | FERNANDES |  | 5 | 0 | Residential | 1 | NEWARK | 7108 | 9 | SOLARCITY CORPORATION | PSE&G BPU | No | Complete | 2014-06-23 | 2014-08-15 | 2014-08-25 | 2014-08-25
SRP26968 | SREC Solar | CHAPMAN |  | 6.095 | 0 | Residential | 1 | MAPLE SHADE TWP | 8052 | 13 | SOLARCITY CORPORATION | PSE&G BPU | No | Complete | 2014-06-23 | 2014-09-24 | 2014-09-30 | 2014-09-30
SRP26970 | SREC Solar | VARUGHESE |  | 8.75 | 0 | Residential | 1 | TEANECK | 7666 | 7 | SOLARCITY CORPORATION | PSE&G BPU | No | Complete | 2014-06-23 | 2014-09-15 | 2014-10-31 | 2014-10-31
SRP26971 | SREC Solar | FISHMAN |  | 10.2 | 0 | Residential | 1 | CHERRY HILL | 8003 | 14 | SOLARCITY CORPORATION | PSE&G BPU | No | Complete | 2014-06-23 | 2014-10-01 | 2014-10-10 | 2014-10-10
SRP26972 | SREC Solar | TROYER |  | 9 | 0 | Residential | 1 | BOUND BROOK | 8805 | 5 | SOLARCITY CORPORATION | PSE&G BPU | No | Complete | 2014-06-23 | 2014-09-18 | 2014-09-25 | 2014-09-25
SRP26973 | SREC Solar | MARANTO |  | 2.5 | 0 | Residential | 1 | MAPLEWOOD | 7040 | 9 | SOLARCITY CORPORATION | PSE&G BPU | No | Complete | 2014-06-23 | 2014-10-06 | 2014-10-22 | 2014-10-22
SRP26974 | SREC Solar | BROWNE |  | 10.455 | 0 | Residential | 1 | DEPTFORD | 8096 | 15 | SOLARCITY CORPORATION | PSE&G BPU | No | Complete | 2014-06-23 | 2014-12-03 | 2014-12-18 | 2014-12-18
SRP26975 | SREC Solar | QUINN |  | 2.4 | 0 | Residential | 1 | FLEMINGTON | 8822 | 4 | WHITMAN CONSTRUCTION | JCP&L | No | Complete | 2014-06-23 | 2014-12-30 | 2015-01-07 | 2015-01-07
SRP26976 | SREC Solar | CHAINEY |  | 7.14 | 0 | Residential | 1 | HAMMONTON | 8037 | 19 | SOLARCITY CORPORATION | AC Electric | No | Complete | 2014-06-23 | 2014-10-02 | 2014-10-14 | 2014-10-14
SRP26978 | SREC Solar | DIMAGGIO |  | 6.75 | 0 | Residential | 1 | TRENTON | 8690 | 12 | ASTRUM SOLAR, LLC | PSE&G BPU | No | Complete | 2014-06-23 | 2014-09-29 | 2014-10-09 | 2014-10-09
SRP26979 | SREC Solar | CORSEY |  | 14 | 0 | Residential | 1 | FRANKLINVILLE | 8322 | 15 | ASTRUM SOLAR, LLC | AC Electric | No | Complete | 2014-06-23 | 2014-08-26 | 2014-09-08 | 2014-09-08
SRP26980 | SREC Solar | RODRIGUEZ |  | 6.25 | 0 | Residential | 1 | HAZLET | 7730 | 17 | ASTRUM SOLAR, LLC | JCP&L | No | Complete | 2014-06-23 | 2014-10-20 | 2014-10-29 | 2014-10-29
SRP26981 | SREC Solar | KLEIN |  | 11.75 | 0 | Residential | 1 | SOUTHAMPTON | 8088 | 13 | ASTRUM SOLAR, LLC | JCP&L | No | Complete | 2014-06-23 | 2014-09-29 | 2014-10-09 | 2014-10-09
SRP26982 | SREC Solar | RUTH |  | 8.75 | 0 | Residential | 1 | HEWITT | 7421 | 6 | ASTRUM SOLAR, LLC | Orange & Rockland Elec | No | Complete | 2014-06-23 | 2014-08-28 | 2014-09-08 | 2014-09-08
SRP26984 | SREC Solar | BERRY |  | 4.75 | 0 | Residential | 0 | PARSIPPANY | 7054 | 3 | ASTRUM SOLAR, LLC | JCP&L | No | Complete | 2014-06-23 | 2014-11-26 | 2015-01-30 | 2015-01-30
SRP26985 | SREC Solar | COBB |  | 12.5 | 0 | Residential | 1 | SOUTHAMPTON | 8088 | 13 | ASTRUM SOLAR, LLC | PSE&G BPU | No | Complete | 2014-06-23 | 2015-02-17 | 2015-02-22 | 2015-02-22
SRP26987 | SREC Solar | SMITH |  | 9.71 | 0 | Residential | 1 | BEVERLY | 8010 | 13 | ASTRUM SOLAR, LLC | PSE&G BPU | No | Complete | 2014-06-23 | 2014-07-28 | 2014-10-01 | 2014-10-01
SRP26988 | SREC Solar | MONACO |  | 6.5 | 0 | Residential | 1 | SPOTSWOOD | 8884 | 11 | SOLARCITY CORPORATION | JCP&L | No | Complete | 2014-06-23 | 2014-08-07 | 2014-08-18 | 2014-08-18
SRP26989 | SREC Solar | SMITH |  | 10.25 | 0 | Residential | 1 | MAYS LANDING | 8330 | 19 | SOLARCITY CORPORATION | AC Electric | No | Complete | 2014-06-23 | 2014-09-15 | 2014-09-24 | 2014-09-24
SRP26990 | SREC Solar | HORGAN |  | 5.75 | 0 | Residential | 1 | POMPTON LAKES | 7442 | 6 | SOLARCITY CORPORATION | JCP&L | No | Complete | 2014-06-23 | 2014-10-02 | 2014-10-14 | 2014-10-14
SRP26991 | SREC Solar | WONG |  | 6.25 | 0 | Residential | 1 | HIGHTSTOWN | 8520 | 12 | SOLARCITY CORPORATION | JCP&L | No | Complete | 2014-06-23 | 2014-09-26 | 2014-10-31 | 2014-10-31
SRP26992 | SREC Solar | ROCKHILL |  | 6.75 | 0 | Residential | 1 | EASTAMPTON TWP | 8060 | 13 | SOLARCITY CORPORATION | PSE&G BPU | No | Complete | 2014-06-23 | 2015-01-13 | 2015-01-26 | 2015-01-26
SRP26993 | SREC Solar | PATEL |  | 10.455 | 0 | Residential | 1 | LAKE HIAWATHA | 7034 | 3 | VIVINT SOLAR | JCP&L | No | Complete | 2014-06-23 | 2014-11-03 | 2014-11-11 | 2014-11-11
SRP26994 | SREC Solar | ONOREVOLE |  | 7.395 | 0 | Residential | 1 | LAFAYETTE | 7848 | 1 | ALTERNATIVE ENERGY ASSOCIATES | JCP&L | No | Complete | 2014-06-23 | 2015-03-04 | 2015-03-19 | 2015-03-19
SRP26995 | SREC Solar | LOVE |  | 4.25 | 0 | Residential | 1 | ROSELLE | 7203 | 10 | SOLARCITY CORPORATION | PSE&G BPU | No | Complete | 2014-06-23 | 2014-11-11 | 2015-01-13 | 2015-01-13
SRP26996 | SREC Solar | JUNGHANS |  | 7.99 | 0 | Residential | 1 | BRICK | 8724 | 18 | ENERGY SOLUTIONS OF NEW JERSEY LLC | JCP&L | No | Complete | 2014-06-23 | 2014-08-21 | 2014-09-02 | 2014-09-02
SRP26997 | SREC Solar | JOHNSON |  | 14.85 | 0 | Residential | 1 | BROWNS MILLS | 8015 | 13 | TRINITY HEATING AND AIR | JCP&L | No | Complete | 2014-06-23 | 2014-10-15 | 2014-10-24 | 2014-10-24
SRP26999 | SREC Solar | ESPINOSA |  | 8.91 | 0 | Residential | 1 | WHARTON | 7885 | 3 | TRINITY HEATING AND AIR | JCP&L | No | Complete | 2014-06-23 | 2014-09-26 | 2014-10-24 | 2014-10-24
SRP27000 | SREC Solar | CALABRESE |  | 11.985 | 0 | Residential | 1 | HAMILTON | 8690 | 12 | TRINITY HEATING AND AIR | PSE&G BPU | No | Complete | 2014-06-23 | 2014-09-26 | 2014-11-11 | 2014-11-11
SRP27001 | SREC Solar | RIVERA |  | 8.415 | 0 | Residential | 1 | PINE HILL | 8021 | 14 | RCL ENTERPRISES INC. | AC Electric | No | Complete | 2014-06-23 | 2014-10-14 | 2014-10-24 | 2014-10-24
SRP27002 | SREC Solar | BOMHOFF |  | 7.395 | 0 | Residential | 1 | SWEDESBORO | 8085 | 15 | RCL ENTERPRISES INC. | AC Electric | No | Complete | 2014-06-23 | 2014-08-22 | 2014-09-02 | 2014-09-02
SRP27003 | SREC Solar | PORTNER |  | 9.2 | 0 | Residential | 1 | LAKEWOOD | 8701 | 18 | ENERGY SOLUTIONS OF NEW JERSEY LLC | JCP&L | No | Complete | 2014-06-23 | 2014-07-22 | 2014-07-30 | 2014-07-30
SRP27004 | SREC Solar | MARVIN |  | 6.25 | 0 | Residential | 1 | FLANDERS | 7838 | 2 | GEORGE J KELLER & SONS | JCP&L | No | Complete | 2014-06-23 | 2014-11-03 | 2014-11-10 | 2014-11-10
SRP27007 | SREC Solar | JAGADEESAN |  | 7.194 | 0 | Residential | 0 | JERSEY CITY | 7307 | 8 | SEA BRIGHT SOLAR, LLC | PSE&G BPU | No | Complete | 2014-06-23 | 2014-12-19 | 2015-01-06 | 2015-01-06
SRP27008 | SREC Solar | GLINES |  | 8.37 | 0 | Residential | 1 | BARNEGAT | 8005 | 18 | KOPP ELECTRIC COMPANY | JCP&L | No | Complete | 2014-06-23 | 2014-09-29 | 2014-10-08 | 2014-10-08
SRP27009 | SREC Solar | JADUS |  | 6.24 | 0 | Residential | 1 | KEYPORT | 7735 | 17 | FOUR POINT REFRIGERATION CO., INC. | JCP&L | No | Complete | 2014-06-23 | 2014-07-22 | 2014-07-30 | 2014-07-30
SRP27010 | SREC Solar | EDWARDS |  | 10.965 | 0 | Residential | 1 | BRICK | 8723 | 18 | KOPP ELECTRIC COMPANY | JCP&L | No | Complete | 2014-06-23 | 2014-10-20 | 2014-10-29 | 2014-10-29
SRP27011 | SREC Solar | ROSEN |  | 3.92 | 0 | Residential | 1 | LITTLE EGG HARBOR | 8087 | 18 | SUNGEVITY, INC. | AC Electric | No | Complete | 2014-06-23 | 2014-10-27 | 2014-11-04 | 2014-11-04
SRP27012 | SREC Solar | COTTONE |  | 10.29 | 0 | Residential | 1 | WILLIAMSTOWN | 8094 | 15 | SUNGEVITY, INC. | AC Electric | No | Complete | 2014-06-23 | 2014-10-27 | 2014-11-05 | 2014-11-05
SRP27013 | SREC Solar | GILMORE JR. |  | 8.33 | 0 | Residential | 1 | CLARKSBORO | 8020 | 15 | SUNGEVITY, INC. | AC Electric | No | Complete | 2014-06-23 | 2014-11-12 | 2015-01-06 | 2015-01-06
SRP27014 | SREC Solar | GUNNING |  | 4 | 0 | Residential | 1 | RINGWOOD | 7456 | 6 | SOLARCITY CORPORATION | Orange & Rockland Elec | No | Complete | 2014-06-23 | 2015-01-30 | 2015-02-09 | 2015-02-09
SRP27017 | SREC Solar | KUTCHER |  | 6.48 | 0 | Residential | 1 | PARLIN | 8859 | 11 | FOUR POINT REFRIGERATION CO., INC. | JCP&L | No | Complete | 2014-06-23 | 2014-07-22 | 2014-07-30 | 2014-07-30
SRP27018 | SREC Solar | LITTLE |  | 13.25 | 0 | Residential | 1 | MOORESTOWN | 8057 | 13 | SOLARCITY CORPORATION | PSE&G BPU | No | Complete | 2014-06-23 | 2014-10-14 | 2014-10-21 | 2014-10-21
SRP27019 | SREC Solar | MIHALIK |  | 5.98 | 0 | Residential | 1 | BARNEGAT | 8005 | 18 | ENERGY SOLUTIONS OF NEW JERSEY LLC | AC Electric | No | Complete | 2014-06-23 | 2014-07-11 | 2014-07-22 | 2014-07-22
SRP27020 | SREC Solar | SCHERZER |  | 8.25 | 0 | Residential | 1 | MEDFORD | 8055 | 13 | SOLARCITY CORPORATION | PSE&G BPU | No | Complete | 2014-06-23 | 2014-11-24 | 2014-12-22 | 2014-12-22
SRP27021 | SREC Solar | LANGER |  | 8.74 | 0 | Residential | 1 | BAYVILLE | 8721 | 18 | ENERGY SOLUTIONS OF NEW JERSEY LLC | JCP&L | No | Complete | 2014-06-23 | 2014-07-11 | 2014-07-22 | 2014-07-22
SRP27024 | SREC Solar | SNAVELY |  | 4.335 | 0 | Residential | 1 | GALLOWAY | 8205 | 19 | SOLARCITY CORPORATION | AC Electric | No | Complete | 2014-06-23 | 2014-10-10 | 2014-10-22 | 2014-10-22
SRP27025 | SREC Solar | KAPLAN |  | 13.26 | 0 | Residential | 1 | WINSLOW TWP | 8081 | 14 | SOLARCITY CORPORATION | AC Electric | No | Complete | 2014-06-23 | 2014-10-10 | 2014-10-22 | 2014-10-22
SRP27026 | SREC Solar | WISNIEWSKI |  | 7.42 | 0 | Residential | 1 | HARRISON TWP | 8062 | 15 | SOLARCITY CORPORATION | AC Electric | No | Complete | 2014-06-23 | 2014-12-26 | 2015-02-16 | 2015-02-16
SRP27027 | SREC Solar | AKINMADE |  | 4.08 | 0 | Residential | 1 | WILLIAMSTOWN | 8094 | 15 | SOLARCITY CORPORATION | AC Electric | No | Complete | 2014-06-23 | 2014-10-08 | 2014-10-17 | 2014-10-17
SRP27028 | SREC Solar | SHENDOCK |  | 5.25 | 0 | Residential | 1 | ATCO | 8004 | 14 | SOLARCITY CORPORATION | AC Electric | No | Complete | 2014-06-23 | 2014-11-04 | 2014-11-13 | 2014-11-13
SRP27029 | SREC Solar | COCCA |  | 5.75 | 0 | Residential | 1 | BERLIN | 8009 | 14 | SOLARCITY CORPORATION | AC Electric | No | Complete | 2014-06-23 | 2014-09-04 | 2014-09-16 | 2014-09-16
SRP27030 | SREC Solar | WORTH |  | 14.79 | 0 | Residential | 1 | SWEDESBORO | 8085 | 15 | TRINITY HEATING AND AIR | AC Electric | No | Complete | 2014-06-23 | 2014-10-15 | 2014-10-29 | 2014-10-29
SRP27032 | SREC Solar | MOTTO |  | 10.53 | 0 | Residential | 1 | EGG HARBOR | 8234 | 19 | TRINITY HEATING AND AIR | AC Electric | No | Complete | 2014-06-23 | 2014-10-08 | 2014-11-25 | 2014-11-25
SRP27036 | SREC Solar | HAMBY |  | 7.02 | 0 | Residential | 0 | VILLAS | 8251 | 21 | TRINITY HEATING AND AIR | AC Electric | No | Complete | 2014-06-23 | 2014-11-05 | 2014-11-20 | 2014-11-20
SRP27037 | SREC Solar | MARRAPODI |  | 3.78 | 0 | Residential | 1 | JACKSON | 8527 | 18 | TRINITY HEATING AND AIR | JCP&L | No | Complete | 2014-06-23 | 2014-10-15 | 2014-10-29 | 2014-10-29
SRP27038 | SREC Solar | TOMKINSON |  | 9.69 | 0 | Residential | 1 | RIO GRANDE | 8242 | 21 | TRINITY HEATING AND AIR | AC Electric | No | Complete | 2014-06-23 | 2014-09-26 | 2014-10-02 | 2014-10-02
SRP27039 | SREC Solar | GOLDSTEIN |  | 5.94 | 0 | Residential | 1 | JACKSON | 8527 | 18 | TRINITY HEATING AND AIR | JCP&L | No | Complete | 2014-06-23 | 2014-10-17 | 2014-10-27 | 2014-10-27
SRP27040 | SREC Solar | STERN |  | 7.29 | 0 | Residential | 1 | ENGLISHTOWN | 7726 | 17 | TRINITY HEATING AND AIR | JCP&L | No | Complete | 2014-06-23 | 2014-09-18 | 2014-09-23 | 2014-09-23
SRP27041 | SREC Solar | DISTEFANO |  | 4.165 | 0 | Residential | 1 | JACKSON | 8527 | 18 | TRINITY HEATING AND AIR | JCP&L | No | Complete | 2014-06-24 | 2014-09-04 | 2014-09-11 | 2014-09-11
SRP27042 | SREC Solar | DEITZ |  | 9.35 | 0 | Residential | 1 | JACKSON | 8527 | 18 | TRINITY HEATING AND AIR | JCP&L | No | Complete | 2014-06-23 | 2014-12-01 | 2014-12-10 | 2014-12-10
SRP27043 | SREC Solar | COONS |  | 4.32 | 0 | Residential | 1 | FRANKLIN TWP | 8872 | 11 | TRINITY HEATING AND AIR | PSE&G BPU | No | Complete | 2014-06-23 | 2014-09-04 | 2014-09-11 | 2014-09-11
SRP27044 | SREC Solar | CASTALDO |  | 5.88 | 0 | Residential | 1 | JACKSON | 8527 | 18 | TRINITY HEATING AND AIR | JCP&L | No | Complete | 2014-06-23 | 2014-10-15 | 2014-10-24 | 2014-10-24
SRP27045 | SREC Solar | MALINCONICO |  | 10.5 | 0 | Residential | 1 | KEYPORT | 7735 | 17 | ASTRUM SOLAR, LLC | JCP&L | No | Complete | 2014-06-23 | 2014-08-25 | 2014-09-09 | 2014-09-09
SRP27047 | SREC Solar | POPE |  | 5.1 | 0 | Residential | 1 | DENVILLE | 7834 | 3 | VIVINT SOLAR | JCP&L | No | Complete | 2014-06-23 | 2014-08-18 | 2014-09-16 | 2014-09-16
SRP27050 | SREC Solar | RADZIEWICZ |  | 5.355 | 0 | Residential | 1 | PARSIPPANY | 7054 | 3 | VIVINT SOLAR | JCP&L | No | Complete | 2014-06-23 | 2014-08-28 | 2014-09-09 | 2014-09-09
SRP27051 | SREC Solar | ATWELL |  | 7.395 | 0 | Residential | 1 | KEARNY | 7032 | 8 | VIVINT SOLAR | PSE&G BPU | No | QA SELECTED | 2014-06-23 | 2015-05-29
SRP27052 | SREC Solar | CAINES |  | 5.865 | 0 | Residential | 1 | VOORHEES | 8043 | 14 | VIVINT SOLAR | PSE&G BPU | No | Complete | 2014-06-23 | 2014-09-19 | 2014-09-24 | 2014-09-24
SRP27053 | SREC Solar | BANGA |  | 3.75 | 0 | Residential | 1 | WHARTON | 7885 | 3 | VIVINT SOLAR | JCP&L | No | Complete | 2014-06-23 | 2015-03-17 | 2015-03-27 | 2015-03-27
SRP27054 | SREC Solar | CANDIDO |  | 6.12 | 0 | Residential | 1 | UNION | 7083 | 10 | VIVINT SOLAR | PSE&G BPU | No | Complete | 2014-06-23 | 2014-07-31 | 2014-08-08 | 2014-08-08
SRP27056 | SREC Solar | BROUARD |  | 4.59 | 0 | Residential | 1 | DOVER | 7801 | 3 | VIVINT SOLAR | JCP&L | No | Complete | 2014-06-23 | 2014-09-23 | 2014-09-30 | 2014-09-30
SRP27057 | SREC Solar | SLOMKO |  | 6.375 | 0 | Residential | 1 | PARLIN | 8859 | 11 | VIVINT SOLAR | JCP&L | No | Complete | 2014-06-23 | 2014-07-31 | 2014-08-08 | 2014-08-08
SRP27059 | SREC Solar | STEWART |  | 6.885 | 0 | Residential | 1 | VOORHEES | 8043 | 14 | VIVINT SOLAR | PSE&G BPU | No | Complete | 2014-06-23 | 2014-09-25 | 2014-10-31 | 2014-10-31
SRP27060 | SREC Solar | RUDDICK |  | 7.905 | 0 | Residential | 1 | CHERRY HILL | 8003 | 14 | VIVINT SOLAR | PSE&G BPU | No | Complete | 2014-06-23 | 2014-09-08 | 2014-09-22 | 2014-09-22
SRP27062 | SREC Solar | SHERMAN |  | 8 | 0 | Residential | 1 | MT LAUREL | 8054 | 13 | SOLARCITY CORPORATION | PSE&G BPU | No | Complete | 2014-06-23 | 2015-01-07 | 2015-01-14 | 2015-01-14
SRP27063 | SREC Solar | SWITZER |  | 11.985 | 0 | Residential | 1 | EGG HARBOR TWP | 8234 | 19 | SOLARCITY CORPORATION | AC Electric | No | Complete | 2014-06-23 | 2014-10-28 | 2014-11-21 | 2014-11-21
SRP27064 | SREC Solar | TERRY SR |  | 12.495 | 0 | Residential | 1 | CHERRY HILL | 8003 | 14 | SOLARCITY CORPORATION | PSE&G BPU | No | Complete | 2014-06-23 | 2014-11-04 | 2014-11-13 | 2014-11-13
SRP27065 | SREC Solar | PICCIONI |  | 14.575 | 0 | Residential | 1 | LOWER TWP | 8251 | 21 | SOLARCITY CORPORATION | AC Electric | No | Complete | 2014-06-23 | 2014-11-06 | 2014-12-01 | 2014-12-01
SRP27066 | SREC Solar | PANEPINTO |  | 10.75 | 0 | Residential | 1 | DELRAN | 8075 | 13 | SOLARCITY CORPORATION | PSE&G BPU | No | Complete | 2014-06-23 | 2014-11-26 | 2014-12-12 | 2014-12-12
SRP27067 | SREC Solar | RABINDRANAUTH |  | 6 | 0 | Residential | 1 | CLAYTON | 8312 | 15 | SOLARCITY CORPORATION | AC Electric | No | Complete | 2014-06-23 | 2014-10-10 | 2014-10-22 | 2014-10-22
SRP27068 | SREC Solar | BERNSTEIN |  | 6.25 | 0 | Residential | 1 | SHORT HILLS | 7078 | 9 | SOLARCITY CORPORATION | JCP&L | No | Complete | 2014-06-23 | 2014-10-10 | 2014-10-15 | 2014-10-15
SRP27069 | SREC Solar | SANADY |  | 3.75 | 0 | Residential | 1 | JEFFERSON | 7438 | 6 | SOLARCITY CORPORATION | JCP&L | No | Complete | 2014-06-23 | 2014-11-07 | 2014-11-21 | 2014-11-21
SRP27070 | SREC Solar | GENTILE JR |  | 10.5 | 0 | Residential | 1 | QUINTON | 8072 | 16 | SOLARCITY CORPORATION | AC Electric | No | Complete | 2014-06-23 | 2014-09-29 | 2014-10-08 | 2014-10-08
SRP27071 | SREC Solar | PINTO |  | 7.14 | 0 | Residential | 1 | EGG HARBOR TWP | 8234 | 19 | SOLARCITY CORPORATION | AC Electric | No | Complete | 2014-06-23 | 2014-10-06 | 2014-10-22 | 2014-10-22
SRP27072 | SREC Solar | RITZ |  | 7.14 | 0 | Residential | 1 | BLACKWOOD | 8012 | 14 | SOLARCITY CORPORATION | PSE&G BPU | No | Complete | 2014-06-23 | 2014-09-12 | 2014-09-19 | 2014-09-19
SRP27074 | SREC Solar | SERNO |  | 5.61 | 0 | Residential | 1 | HAMILTON TWP | 8330 | 19 | SOLARCITY CORPORATION | AC Electric | No | Complete | 2014-06-23 | 2014-11-11 | 2014-11-26 | 2014-11-26
SRP27076 | SREC Solar | ST PETERY |  | 10.71 | 0 | Residential | 1 | MANTUA TWP | 8080 | 15 | SOLARCITY CORPORATION | AC Electric | No | Complete | 2014-06-23 | 2015-01-05 | 2015-01-13 | 2015-01-13
SRP27077 | SREC Solar | CARUSO |  | 4.59 | 0 | Residential | 1 | LAKEWOOD | 8701 | 18 | KOPP ELECTRIC COMPANY | JCP&L | No | Complete | 2014-06-23 | 2014-09-29 | 2014-10-08 | 2014-10-08
SRP27078 | SREC Solar | HOWE |  | 11.445 | 0 | Residential | 0 | TOMS RIVER | 8753 | 18 | SEA BRIGHT SOLAR, LLC | JCP&L | No | Complete | 2014-06-23 | 2014-10-31 | 2014-11-10 | 2014-11-10
SRP27079 | SREC Solar | ZAGER |  | 8.829 | 0 | Residential | 0 | SUMMIT | 7901 | 10 | SEA BRIGHT SOLAR, LLC | JCP&L | No | Complete | 2014-06-23 | 2014-10-31 | 2014-12-09 | 2014-12-09
SRP27080 | SREC Solar | DEFULIO |  | 19.947 | 0 | Residential | 1 | LAUREL SPRINGS | 8021 | 14 | SEA BRIGHT SOLAR, LLC | PSE&G BPU | No | Complete | 2014-06-23 | 2014-12-16 | 2014-12-23 | 2014-12-23
SRP27081 | SREC Solar | LIVINGSTONE |  | 11.76 | 0 | Residential | 1 | MORRISTOWN | 07960 | 3 | PRO CUSTOM SOLAR | JCP&L | No | Complete | 2014-06-23 | 2014-12-09 | 2015-01-30 | 2015-01-30
SRP27082 | SREC Solar | MARTIN |  | 13.734 | 0 | Residential | 1 | BRIDGETON | 8302 | 20 | SEA BRIGHT SOLAR, LLC | AC Electric | No | Complete | 2014-07-14 | 2015-02-04 | 2015-02-24 | 2015-02-24
SRP27083 | SREC Solar | HENGSTLER |  | 6.63 | 0 | Residential | 1 | RIO GRANDE | 8242 | 21 | RCL ENTERPRISES INC. | AC Electric | No | Complete | 2014-06-23 | 2014-09-15 | 2014-09-24 | 2014-09-24
SRP27084 | SREC Solar | KAHOE |  | 5.232 | 0 | Residential | 0 | ASBURY PARK | 7712 | 17 | SEA BRIGHT SOLAR, LLC | JCP&L | No | Complete | 2014-06-23 | 2014-10-21 | 2014-11-03 | 2014-11-03
SRP27085 | SREC Solar | DYMYD |  | 9.275 | 0 | Residential | 1 | HOWELL | 7731 | 17 | NEW JERSEY CLEAN ENERGY SOLUTIONS | JCP&L | No | Complete | 2014-06-23 | 2014-10-14 | 2014-12-01 | 2014-12-01
SRP27086 | SREC Solar | OLSON III |  | 10.464 | 0 | Residential | 1 | SEWELL | 8080 | 15 | SEA BRIGHT SOLAR, LLC | AC Electric | No | Complete | 2014-06-23 | 2014-10-07 | 2014-10-22 | 2014-10-22
SRP27087 | SREC Solar | COLETTI |  | 9.18 | 0 | Residential | 1 | PARLIN | 8859 | 11 | EZNERGY LLC | JCP&L | No | Complete | 2014-06-23 | 2014-11-03 | 2014-11-10 | 2014-11-10
SRP27088 | SREC Solar | WOJTASZEK |  | 8.16 | 0 | Residential | 1 | MANCHESTER | 8757 | 18 | EZNERGY LLC | JCP&L | No | Complete | 2014-06-23 | 2014-10-07 | 2014-10-15 | 2014-10-15
SRP27089 | SREC Solar | BURTON |  | 2.585 | 0 | Residential | 1 | TEANECK | 7666 | 7 | VIVINT SOLAR | PSE&G BPU | No | Complete | 2014-06-23 | 2014-07-22 | 2014-07-30 | 2014-07-30
SRP27090 | SREC Solar | WARREN |  | 11.22 | 0 | Residential | 1 | WILLINGBORO | 8046 | 13 | VIVINT SOLAR | PSE&G BPU | No | Complete | 2014-06-23 | 2014-09-16 | 2014-10-08 | 2014-10-08
SRP27091 | SREC Solar | MENDEZ |  | 6.12 | 0 | Residential | 1 | UNION | 7083 | 10 | VIVINT SOLAR | PSE&G BPU | No | Complete | 2014-06-23 | 2015-04-23 | 2015-05-01 | 2015-05-01
SRP27092 | SREC Solar | MENDOZA |  | 2.55 | 0 | Residential | 1 | UNION | 7083 | 10 | VIVINT SOLAR | PSE&G BPU | No | Complete | 2014-06-23 | 2015-01-29 | 2015-01-30 | 2015-01-30
SRP27093 | SREC Solar | IHEKUNA |  | 9.69 | 0 | Residential | 1 | ISELIN | 8830 | 11 | NEW JERSEY CLEAN ENERGY SOLUTIONS | PSE&G BPU | No | Complete | 2014-06-23 | 2014-10-28 | 2014-11-14 | 2014-11-14
SRP27094 | SREC Solar | GARRISON |  | 19.89 | 0 | Residential | 1 | PHILLIPSBURG | 8865 | 2 | EZNERGY LLC | JCP&L | No | Complete | 2014-06-23 | 2014-10-28 | 2014-11-14 | 2014-11-14
SRP27095 | SREC Solar | HOSKINS |  | 6.63 | 0 | Residential | 1 | SPOTSWOOD | 8884 | 11 | VIVINT SOLAR | JCP&L | No | Complete | 2014-06-23 | 2014-09-08 | 2014-09-16 | 2014-09-16
SRP27097 | SREC Solar | ILLERA |  | 3.315 | 0 | Residential | 1 | WHARTON | 7885 | 3 | VIVINT SOLAR | JCP&L | No | Complete | 2014-06-23 | 2014-07-31 | 2014-08-08 | 2014-08-08
SRP27098 | SREC Solar | JOHNSTON |  | 7.14 | 0 | Residential | 1 | WHIPPANY | 7981 | 3 | VIVINT SOLAR | JCP&L | No | Complete | 2014-06-23 | 2014-10-06 | 2014-10-16 | 2014-10-16
SRP27100 | SREC Solar | HARVEY |  | 7.905 | 0 | Residential | 1 | WILLINGBORO | 8046 | 13 | VIVINT SOLAR | PSE&G BPU | No | Complete | 2014-09-02 | 2014-09-25 | 2014-10-07 | 2014-10-07
SRP27101 | SREC Solar | CHAN |  | 7 | 0 | Residential | 0 | MAPLEWOOD | 7040 | 9 | ASTRUM SOLAR, LLC | PSE&G BPU | No | Complete | 2014-06-23 | 2014-09-23 | 2014-09-30 | 2014-09-30
SRP27103 | SREC Solar | DETORO |  | 6.885 | 0 | Residential | 1 | PARLIN | 8859 | 11 | VIVINT SOLAR | JCP&L | No | Complete | 2014-06-23 | 2014-09-03 | 2014-09-11 | 2014-09-11
SRP27104 | SREC Solar | DANCE |  | 6.375 | 0 | Residential | 1 | WILLINGBORO | 8046 | 13 | VIVINT SOLAR | PSE&G BPU | No | Complete | 2014-06-23 | 2014-10-27 | 2014-11-26 | 2014-11-26
SRP27105 | SREC Solar | BRUNO |  | 5.355 | 0 | Residential | 1 | MAPLE SHADE | 8052 | 13 | VIVINT SOLAR | PSE&G BPU | No | Complete | 2014-06-23 | 2014-10-21 | 2014-11-03 | 2014-11-03
SRP27107 | SREC Solar | BRANCH |  | 4.08 | 0 | Residential | 1 | WILLINGBORO | 8046 | 13 | VIVINT SOLAR | PSE&G BPU | No | Complete | 2014-06-23 | 2014-09-23 | 2014-10-01 | 2014-10-01
SRP27108 | SREC Solar | KILCOYNE |  | 7.14 | 0 | Residential | 1 | MT LAUREL | 8054 | 13 | VIVINT SOLAR | PSE&G BPU | No | Complete | 2014-06-23 | 2014-09-08 | 2014-09-17 | 2014-09-17
SRP27109 | SREC Solar | KOCH |  | 6.63 | 0 | Residential | 1 | BOONTON | 7005 | 3 | VIVINT SOLAR | JCP&L | No | Complete | 2014-06-23 | 2015-04-13 | 2015-04-20 | 2015-04-20
SRP27112 | SREC Solar | MALVEY |  | 10.71 | 0 | Residential | 1 | BOONTON | 7005 | 3 | VIVINT SOLAR | JCP&L | No | Complete | 2014-06-23 | 2014-08-28 | 2014-09-08 | 2014-09-08
SRP27113 | SREC Solar | MARTINEZ |  | 7.65 | 0 | Residential | 1 | VOORHEES | 8043 | 14 | VIVINT SOLAR | PSE&G BPU | No | Complete | 2014-06-23 | 2014-09-05 | 2014-09-09 | 2014-09-09
SRP27114 | SREC Solar | TWAL |  | 12.65 | 0 | Residential | 1 | MARLBORO | 7746 | 17 | SI SOLAR | JCP&L | No | Complete | 2014-06-23 | 2015-01-08 | 2015-01-19 | 2015-01-19
SRP27115 | SREC Solar | PATEL |  | 9.99 | 0 | Residential | 1 | BORDENTOWN | 8505 | 13 | TRINITY HEATING AND AIR | PSE&G BPU | No | Complete | 2014-06-23 | 2014-07-29 | 2014-08-07 | 2014-08-07
SRP27116 | SREC Solar | KING |  | 9 | 0 | Residential | 1 | EGG HARBOR TWP | 8234 | 19 | SUN UP ZERO DOWN | AC Electric | No | Complete | 2014-06-23 | 2014-09-26 | 2014-10-02 | 2014-10-02
SRP27117 | SREC Solar | CHARNEY |  | 5.4 | 0 | Residential | 1 | SOUTHAMPTON | 8088 | 13 | TRINITY HEATING AND AIR | JCP&L | No | Complete | 2014-06-23 | 2014-10-16 | 2014-10-28 | 2014-10-28
SRP27118 | SREC Solar | LAWRENCE |  | 21.504 | 0 | Residential | 0 | PENNINGTON | 8534 | 12 | ADVANCED SOLAR PRODUCTS FLEMINGTON | PSE&G BPU | No | Complete | 2014-06-23 | 2014-10-24 | 2014-11-04 | 2014-11-04
SRP27119 | SREC Solar | PERLIN |  | 7.14 | 0 | Residential | 1 | SOMERSET | 8873 | 5 | TRINITY HEATING AND AIR | PSE&G BPU | No | Complete | 2014-06-23 | 2014-10-14 | 2014-10-24 | 2014-10-24
SRP27120 | SREC Solar | KERSTETTER |  | 8.25 | 0 | Residential | 1 | EGG HARBOR TWP | 8234 | 19 | SUN UP ZERO DOWN | AC Electric | No | Complete | 2014-06-23 | 2014-09-24 | 2014-09-30 | 2014-09-30
SRP27121 | SREC Solar | DOBLE |  | 37.995 | 0 | Residential | 0 | WOODSTOWN | 8098 | 16 | RCL ENTERPRISES INC. | AC Electric | No | Complete | 2014-06-23 | 2015-03-20 | 2015-03-31 | 2015-03-31
SRP27122 | SREC Solar | GREHANOV |  | 9.75 | 0 | Residential | 0 | SUSSEX | 7461 | 1 | SOLAR UNIVERSE NORTH JERSEY | JCP&L | No | Complete | 2014-06-23 | 2014-12-23 | 2015-03-09 | 2015-03-09
SRP27123 | SREC Solar | PEER |  | 6 | 0 | Residential | 1 | EDISON | 8817 | 11 | RELIABLE POWER SERVICES, INC. | PSE&G BPU | No | Complete | 2014-06-30 | 2014-07-11 | 2014-08-27 | 2014-08-27
SRP27124 | SREC Solar | WOLF |  | 7.75 | 0 | Residential | 0 | BOONTON | 7005 | 3 | SOLAR UNIVERSE NORTH JERSEY | JCP&L | No | Complete | 2014-06-23 | 2014-12-03 | 2014-12-12 | 2014-12-12
SRP27125 | SREC Solar | BARR |  | 15.045 | 0 | Residential | 1 | CAPE MAY COURT HOUSE | 8210 | 21 | ALLSEASON CONSTRUCTION | AC Electric | No | Complete | 2014-06-23 | 2015-04-03 | 2015-04-13 | 2015-04-13
SRP27126 | SREC Solar | HEERBRANDT |  | 11.73 | 0 | Residential | 1 | BARNEGAT | 8005 | 18 | ALLSEASON CONSTRUCTION | AC Electric | No | QA SELECTED | 2014-06-23 | 2015-05-06
SRP27128 | SREC Solar | PENFOLD-MCCANN |  | 9.69 | 0 | Residential | 1 | CAPE MAY | 8204 | 21 | ALLSEASON CONSTRUCTION | AC Electric | No | Complete | 2014-06-23 | 2015-03-20 | 2015-04-29 | 2015-04-29
SRP27129 | SREC Solar | POWELL |  | 8.415 | 0 | Residential | 1 | MILLVILLE | 8332 | 20 | ALLSEASON CONSTRUCTION | AC Electric | No | Complete | 2014-06-23 | 2015-03-20 | 2015-04-01 | 2015-04-01
SRP27130 | SREC Solar | PREWITT |  | 4.59 | 0 | Residential | 1 | WILLINGBORO | 8046 | 13 | VIVINT SOLAR | PSE&G BPU | No | Complete | 2014-06-23 | 2015-02-05 | 2015-02-13 | 2015-02-13
SRP27131 | SREC Solar | SWANFELD-RZEMYK |  | 9.69 | 0 | Residential | 1 | BARGAINTOWN | 8234 | 19 | ALLSEASON CONSTRUCTION | AC Electric | No | Complete | 2014-06-23 | 2014-11-05 | 2014-11-13 | 2014-11-13
SRP27132 | SREC Solar | REILLY |  | 7.905 | 0 | Residential | 1 | SPOTSWOOD | 8884 | 11 | VIVINT SOLAR | JCP&L | No | Complete | 2014-06-23 | 2014-09-15 | 2014-09-23 | 2014-09-23
SRP27133 | SREC Solar | ARMONAITIS |  | 10.71 | 0 | Residential | 1 | FAIRFIELD | 7004 | 9 | VIVINT SOLAR | PSE&G BPU | No | QA SELECTED | 2014-06-23 | 2015-05-12
SRP27134 | SREC Solar | JACOBS |  | 9.18 | 0 | Residential | 1 | WEST BERLIN | 8091 | 14 | VIVINT SOLAR | AC Electric | No | Complete | 2014-06-23 | 2014-09-15 | 2014-09-23 | 2014-09-23
SRP27135 | SREC Solar | CRONK |  | 7.65 | 0 | Residential | 1 | BOONTON | 7005 | 3 | VIVINT SOLAR | JCP&L | No | Complete | 2014-06-23 | 2014-09-22 | 2014-09-25 | 2014-09-25
SRP27136 | SREC Solar | BECKER |  | 6.12 | 0 | Residential | 1 | RIO GRANDE | 8242 | 21 | ALLSEASON CONSTRUCTION | AC Electric | No | Complete | 2014-06-23 | 2015-02-24 | 2015-03-04 | 2015-03-04
SRP27137 | SREC Solar | HERNANDEZ |  | 10.71 | 0 | Residential | 1 | EGG HARBOR TOWNSHIP | 8234 | 19 | ALLSEASON CONSTRUCTION | AC Electric | No | Complete | 2014-06-23 | 2015-03-31 | 2015-05-14 | 2015-05-14
SRP27138 | SREC Solar | MCCANN |  | 7.905 | 0 | Residential | 1 | CAPE MAY | 8204 | 21 | ALLSEASON CONSTRUCTION | AC Electric | No | Complete | 2014-06-23 | 2015-03-20 | 2015-03-31 | 2015-03-31
SRP27139 | SREC Solar | HORSTMANN |  | 7.14 | 0 | Residential | 1 | WOODBINE | 8270 | 21 | ALLSEASON CONSTRUCTION | AC Electric | No | Complete | 2014-06-23 | 2014-10-01 | 2014-10-22 | 2014-10-22
SRP27140 | SREC Solar | URFER |  | 13.77 | 0 | Residential | 1 | HOPE | 7844 | 2 | EZNERGY LLC | JCP&L | No | Complete | 2014-06-30 | 2014-12-01 | 2014-12-12 | 2014-12-12
SRP27141 | SREC Solar | RECHSTEINER |  | 3.825 | 0 | Residential | 1 | WHARTON | 7885 | 3 | VIVINT SOLAR | JCP&L | No | Complete | 2014-06-30 | 2015-04-23 | 2015-05-22 | 2015-05-22
SRP27142 | SREC Solar | CASHMAN |  | 22 | 0 | Residential | 1 | BEACHWOOD | 8722 | 18 | PRO CUSTOM SOLAR | JCP&L | No | Complete | 2014-06-30 | 2014-08-25 | 2014-09-03 | 2014-09-03
SRP27143 | SREC Solar | TELES |  | 9.18 | 0 | Residential | 1 | BARGAINTOWN | 8234 | 19 | NEW JERSEY CLEAN ENERGY SOLUTIONS | AC Electric | No | Complete | 2014-06-30 | 2014-10-17 | 2014-10-27 | 2014-10-27
SRP27147 | SREC Solar | DONOFRIO |  | 6.12 | 0 | Residential | 1 | BARNEGAT | 8005 | 18 | ALLSEASON CONSTRUCTION | AC Electric | No | Complete | 2014-06-30 | 2015-03-31 | 2015-04-07 | 2015-04-07
SRP27148 | SREC Solar | GALA |  | 7.395 | 0 | Residential | 1 | BERLIN | 8009 | 14 | ALLSEASON CONSTRUCTION | AC Electric | No | Complete | 2014-06-30 | 2015-03-25 | 2015-04-23 | 2015-04-23
SRP27149 | SREC Solar | HELD |  | 6.12 | 0 | Residential | 1 | GALLOWAY | 8205 | 19 | ALLSEASON CONSTRUCTION | AC Electric | No | Complete | 2014-06-30 | 2014-10-01 | 2014-10-10 | 2014-10-10
SRP27150 | SREC Solar | BEGGS |  | 16.83 | 0 | Residential | 1 | DORCHESTER | 8345 | 20 | ALLSEASON CONSTRUCTION | AC Electric | No | Complete | 2014-06-30 | 2015-01-28 | 2015-02-24 | 2015-02-24
SRP27152 | SREC Solar | PERNO |  | 5.1 | 0 | Residential | 1 | SOUTH AMBOY | 8879 | 11 | VIVINT SOLAR | JCP&L | No | Complete | 2014-06-30 | 2014-09-03 | 2014-10-31 | 2014-10-31
SRP27153 | SREC Solar | HOKE |  | 11.22 | 0 | Residential | 1 | MAGNOLIA | 8049 | 14 | VIVINT SOLAR | PSE&G BPU | No | Complete | 2014-06-30 | 2015-01-13 | 2015-02-07 | 2015-02-07
SRP27154 | SREC Solar | MUKHAMADIYEV |  | 4.59 | 0 | Residential | 1 | MARLTON | 8053 | 13 | VIVINT SOLAR | PSE&G BPU | No | Complete | 2014-06-30 | 2014-09-25 | 2014-10-07 | 2014-10-07
SRP27155 | SREC Solar | MCFARLANE |  | 10.965 | 0 | Residential | 1 | SOMERSET | 8873 | 5 | VIVINT SOLAR | PSE&G BPU | No | Complete | 2014-06-30 | 2014-09-25 | 2014-10-07 | 2014-10-07
SRP27156 | SREC Solar | KENNEDY |  | 2.04 | 0 | Residential | 1 | SOMERSET | 8873 | 5 | VIVINT SOLAR | PSE&G BPU | No | Complete | 2014-06-30 | 2014-08-18 | 2014-08-29 | 2014-08-29
SRP27157 | SREC Solar | LINDSAY |  | 8.16 | 0 | Residential | 1 | WILLINGBORO | 8046 | 13 | VIVINT SOLAR | PSE&G BPU | No | Complete | 2014-06-30 | 2015-02-05 | 2015-03-03 | 2015-03-03
SRP27158 | SREC Solar | MAVIGLIA |  | 7.54 | 0 | Residential | 1 | JACKSON | 8527 | 18 | POWERLUTIONS, LLC | JCP&L | No | Complete | 2014-06-30 | 2014-12-11 | 2014-12-23 | 2014-12-23
SRP27159 | SREC Solar | LEIGHTON |  | 6.375 | 0 | Residential | 1 | WHIPPANY | 7981 | 3 | VIVINT SOLAR | JCP&L | No | Complete | 2014-06-30 | 2014-11-13 | 2014-12-02 | 2014-12-02
SRP27160 | SREC Solar | PETIPIT |  | 7 | 0 | Residential | 1 | BLOOMFIELD | 7003 | 9 | SOLARCITY CORPORATION | PSE&G BPU | No | Complete | 2014-06-30 | 2014-09-04 | 2014-09-16 | 2014-09-16
SRP27162 | SREC Solar | SHILLINGFORD JR |  | 6.375 | 0 | Residential | 1 | MANTUA TWP | 8080 | 15 | SOLARCITY CORPORATION | AC Electric | No | Complete | 2014-06-30 | 2014-09-26 | 2014-10-07 | 2014-10-07
SRP27164 | SREC Solar | PATEL |  | 2.55 | 0 | Residential | 1 | GALLOWAY | 8205 | 19 | SOLARCITY CORPORATION | AC Electric | No | Complete | 2014-06-30 | 2015-01-13 | 2015-01-26 | 2015-01-26
SRP27165 | SREC Solar | SALTZMAN |  | 6.54 | 0 | Residential | 0 | KENDALL PARK | 8824 | 11 | SEA BRIGHT SOLAR, LLC | PSE&G BPU | No | Complete | 2014-06-30 | 2015-02-12 | 2015-02-16 | 2015-02-16
SRP27166 | SREC Solar | MENDOZA |  | 8 | 0 | Residential | 1 | PERTH AMBOY | 8861 | 11 | SOLARCITY CORPORATION | PSE&G BPU | No | Complete | 2014-06-30 | 2015-01-13 | 2015-02-16 | 2015-02-16
SRP27167 | SREC Solar | TESHIMA |  | 6 | 0 | Residential | 1 | TOWACO | 7082 | 3 | SOLARCITY CORPORATION | JCP&L | No | Complete | 2014-06-30 | 2015-01-13 | 2015-04-03 | 2015-04-03
SRP27168 | SREC Solar | PERMUKO |  | 8.5 | 0 | Residential | 1 | POINT PLEASNAT | 8742 | 18 | SOLARCITY CORPORATION | JCP&L | No | Complete | 2014-06-30 | 2015-04-15 | 2015-04-27 | 2015-04-27
SRP27170 | SREC Solar | MALONEY |  | 6.25 | 0 | Residential | 1 | MT LAUREL | 8054 | 13 | SOLARCITY CORPORATION | PSE&G BPU | No | Complete | 2014-06-30 | 2014-10-10 | 2014-10-22 | 2014-10-22
SRP27171 | SREC Solar | GALATI |  | 12.495 | 0 | Residential | 1 | ATCO | 8004 | 14 | SOLARCITY CORPORATION | AC Electric | No | Complete | 2014-06-30 | 2014-11-24 | 2014-12-17 | 2014-12-17
SRP27172 | SREC Solar | CHIARI |  | 4.75 | 0 | Residential | 1 | ELIZABETH | 7208 | 10 | SOLARCITY CORPORATION | PSE&G BPU | No | Complete | 2014-06-30 | 2014-10-08 | 2014-10-17 | 2014-10-17
SRP27173 | SREC Solar | SISKIND |  | 5.13 | 0 | Residential | 0 | MAPLEWOOD | 7040 | 9 | ASTRUM SOLAR, LLC | PSE&G BPU | No | Complete | 2014-06-30 | 2014-09-24 | 2014-09-30 | 2014-09-30
SRP27174 | SREC Solar | SCHWARTZ |  | 13.75 | 0 | Residential | 0 | OCEAN | 7712 | 17 | ASTRUM SOLAR, LLC | JCP&L | No | Complete | 2014-06-30 | 2014-09-29 | 2014-10-09 | 2014-10-09
SRP27175 | SREC Solar | DAVIES |  | 5.25 | 0 | Residential | 0 | MANSFIELD TOWNSHIP | 8022 | 13 | SUN 101 LLC | PSE&G BPU | No | Complete | 2014-06-30 | 2014-11-20 | 2014-12-17 | 2014-12-17
SRP27176 | SREC Solar | ZYTO |  | 14.31 | 0 | Residential | 0 | VORHEES | 8043 | 14 | EXACT SOLAR | AC Electric | No | Complete | 2014-06-30 | 2014-10-16 | 2014-10-27 | 2014-10-27
SRP27177 | SREC Solar | PEARSE-DRANCE |  | 7.5 | 0 | Residential | 0 | PENNINGTON | 8534 | 12 | SKYLINE SOLAR | PSE&G BPU | No | Complete | 2014-06-30 | 2015-01-13 | 2015-01-26 | 2015-01-26
SRP27178 | SREC Solar | ARORA |  | 11.22 | 0 | Residential | 1 | ABSECON HIGHLANDS | 8201 | 19 | RCL ENTERPRISES INC. | AC Electric | No | Complete | 2014-06-30 | 2014-10-15 | 2014-10-24 | 2014-10-24
SRP27179 | SREC Solar | RENNIE |  | 7.65 | 0 | Residential | 1 | CAPE MAY COURTHOUSE | 8210 | 21 | RCL ENTERPRISES INC. | AC Electric | No | Complete | 2014-06-30 | 2014-09-24 | 2014-10-20 | 2014-10-20
SRP27183 | SREC Solar | GILLERMAN |  | 4.94 | 0 | Residential | 1 | HIGHLAND PARK | 8904 | 11 | AMPERICON | PSE&G BPU | No | Complete | 2014-06-30 | 2015-02-05 | 2015-03-09 | 2015-03-09
SRP27184 | SREC Solar | MILTON |  | 12.5 | 0 | Residential | 1 | WILLINGBORO | 8046 | 13 | AMPERICON | PSE&G BPU | No | Complete | 2014-06-30 | 2014-12-16 | 2014-12-22 | 2014-12-22
SRP27185 | SREC Solar | PABLA |  | 3.25 | 0 | Residential | 1 | WINSLOW TOWNSHIP | 8081 | 14 | SOLARCITY CORPORATION | AC Electric | No | Complete | 2014-06-30 | 2014-09-05 | 2014-09-12 | 2014-09-12
SRP27186 | SREC Solar | CARLSON |  | 8 | 0 | Residential | 1 | HOWELL | 7731 | 17 | SOLARCITY CORPORATION | JCP&L | No | Complete | 2014-06-30 | 2014-08-21 | 2014-08-28 | 2014-08-28
SRP27188 | SREC Solar | STAUFFER |  | 9.25 | 0 | Residential | 1 | MILLVILLE | 8332 | 20 | SOLARCITY CORPORATION | AC Electric | No | Complete | 2014-06-30 | 2014-09-24 | 2014-09-30 | 2014-09-30
SRP27189 | SREC Solar | BEVILACQUA |  | 10.455 | 0 | Residential | 1 | FORDS | 8863 | 11 | TRINITY HEATING AND AIR | PSE&G BPU | No | Complete | 2014-06-30 | 2014-09-09 | 2014-09-16 | 2014-09-16
SRP27191 | SREC Solar | MEURER | 9 MAIN STREET LLC | 322 | 0 | Commercial | 0 | ANNANDALE | 8801 | 4 | GREEN POWER ENERGY LLC | JCP&L | No | Complete | 2014-06-30 | 2014-11-11 | 2014-11-26 | 2014-11-26
SRP27194 | SREC Solar | MANSUKHANI |  | 7.25 | 0 | Residential | 1 | HILLSBOROUGH | 8844 | 5 | SOLARCITY CORPORATION | PSE&G BPU | No | Complete | 2014-06-30 | 2014-10-28 | 2015-01-07 | 2015-01-07
SRP27195 | SREC Solar | HELENO |  | 3.25 | 0 | Residential | 1 | UNION | 7083 | 10 | SOLARCITY CORPORATION | PSE&G BPU | No | Complete | 2014-06-30 | 2014-09-17 | 2014-12-09 | 2014-12-09
SRP27196 | SREC Solar | ROSS |  | 6 | 0 | Residential | 1 | MILLVILLE | 8332 | 20 | SOLARCITY CORPORATION | AC Electric | No | Complete | 2014-06-30 | 2014-09-23 | 2014-09-30 | 2014-09-30
SRP27197 | SREC Solar | MCCORMICK |  | 8.75 | 0 | Residential | 1 | MONROE TWP | 8094 | 15 | SOLARCITY CORPORATION | AC Electric | No | Complete | 2014-06-30 | 2014-10-15 | 2014-10-22 | 2014-10-22
SRP27198 | SREC Solar | CURE |  | 10 | 0 | Residential | 1 | SPOTSWOOD | 8831 | 11 | SOLARCITY CORPORATION | JCP&L | No | Complete | 2014-06-30 | 2014-09-12 | 2014-09-19 | 2014-09-19
SRP27199 | SREC Solar | MOORE |  | 8.25 | 0 | Residential | 1 | BRIELLE | 8730 | 17 | SOLARCITY CORPORATION | JCP&L | No | Complete | 2014-06-30 | 2014-10-09 | 2014-12-18 | 2014-12-18
SRP27200 | SREC Solar | SEGAL |  | 6.5 | 0 | Residential | 1 | MARLTON | 8053 | 13 | SOLARCITY CORPORATION | PSE&G BPU | No | Complete | 2014-06-30 | 2014-09-04 | 2014-09-16 | 2014-09-16
SRP27201 | SREC Solar | KUSEN |  | 6.12 | 0 | Residential | 1 | MARLTON | 8053 | 13 | VIVINT SOLAR | PSE&G BPU | No | Complete | 2014-06-30 | 2014-08-15 | 2014-08-28 | 2014-08-28
SRP27202 | SREC Solar | LUKACH |  | 4.08 | 0 | Residential | 1 | SOUTH AMBOY | 8879 | 11 | VIVINT SOLAR | JCP&L | No | Complete | 2014-06-30 | 2014-08-15 | 2014-08-25 | 2014-08-25
SRP27203 | SREC Solar | SCHRUM |  | 3.57 | 0 | Residential | 1 | BUDD LAKE | 7828 | 3 | VIVINT SOLAR | JCP&L | No | Complete | 2014-06-30 | 2014-10-06 | 2014-12-02 | 2014-12-02
SRP27204 | SREC Solar | LAM |  | 6 | 0 | Residential | 1 | EGG HARBOR TWP | 8234 | 19 | ASTRUM SOLAR, LLC | AC Electric | No | Complete | 2014-06-30 | 2015-02-23 | 2015-02-27 | 2015-02-27
SRP27206 | SREC Solar | FLAMM |  | 4.05 | 0 | Residential | 0 | MAPLEWOOD | 7040 | 9 | ASTRUM SOLAR, LLC | PSE&G BPU | No | Complete | 2014-06-30 | 2014-09-29 | 2014-10-09 | 2014-10-09
SRP27207 | SREC Solar | DANLEY |  | 7.5 | 0 | Residential | 1 | MILLSTONE | 8535 | 17 | SOLARCITY CORPORATION | JCP&L | No | Complete | 2014-06-30 | 2014-09-17 | 2014-09-29 | 2014-09-29
SRP27209 | SREC Solar | GONZALEZ |  | 4 | 0 | Residential | 1 | MIDDLESEX | 8846 | 11 | SOLARCITY CORPORATION | PSE&G BPU | No | Complete | 2014-06-30 | 2014-11-11 | 2014-12-29 | 2014-12-29
SRP27213 | SREC Solar | MCMENEMY |  | 7.02 | 0 | Residential | 1 | HOWELL | 7731 | 17 | TRINITY HEATING AND AIR | JCP&L | No | Complete | 2014-06-30 | 2014-11-24 | 2014-12-17 | 2014-12-17
SRP27217 | SREC Solar | BLAZER |  | 7.02 | 0 | Residential | 1 | MANAHAWKIN | 8050 | 18 | TRINITY HEATING AND AIR | AC Electric | No | Complete | 2014-06-30 | 2014-09-18 | 2014-09-29 | 2014-09-29
SRP27219 | SREC Solar | HARNEY |  | 5.1 | 0 | Residential | 1 | TOMS RIVER | 8757 | 18 | TRINITY HEATING AND AIR | JCP&L | No | Complete | 2014-06-30 | 2014-11-04 | 2014-11-20 | 2014-11-20
SRP27220 | SREC Solar | BLOCK |  | 7.14 | 0 | Residential | 1 | CLIFTON | 7014 | 6 | TRINITY HEATING AND AIR | PSE&G BPU | No | Complete | 2014-06-30 | 2014-10-17 | 2014-10-27 | 2014-10-27
SRP27221 | SREC Solar | DEVORY |  | 4.08 | 0 | Residential | 1 | JACKSON | 08527 | 18 | TRINITY HEATING AND AIR | JCP&L | No | Complete | 2014-06-30 | 2014-10-14 | 2014-11-26 | 2014-11-26
SRP27222 | SREC Solar | RUIZ |  | 7.83 | 0 | Residential | 1 | HOWELL | 7731 | 17 | TRINITY HEATING AND AIR | JCP&L | No | Complete | 2014-06-30 | 2014-10-16 | 2014-11-25 | 2014-11-25
SRP27223 | SREC Solar | NICHOLAS |  | 9.45 | 0 | Residential | 1 | BAYVILLE | 8721 | 18 | TRINITY HEATING AND AIR | JCP&L | No | Complete | 2014-06-30 | 2014-10-23 | 2014-11-05 | 2014-11-05
SRP27224 | SREC Solar | TRITT |  | 6.48 | 0 | Residential | 1 | BARNEGAT | 8005 | 18 | TRINITY HEATING AND AIR | AC Electric | No | Complete | 2014-06-30 | 2014-09-29 | 2014-10-08 | 2014-10-08
SRP27225 | SREC Solar | WARD |  | 6.885 | 0 | Residential | 1 | NORTH CAPE MAY | 8204 | 21 | TRINITY HEATING AND AIR | AC Electric | No | Complete | 2014-06-30 | 2014-09-24 | 2014-09-30 | 2014-09-30
SRP27226 | SREC Solar | LOPEZ |  | 9.72 | 0 | Residential | 1 | NORTH PLAINFIELD | 7063 | 10 | TRINITY HEATING AND AIR | PSE&G BPU | No | Complete | 2014-06-30 | 2014-10-24 | 2014-11-05 | 2014-11-05
SRP27228 | SREC Solar | SMIRNIW |  | 12.75 | 0 | Residential | 1 | EGG HARBOR CITY | 8215 | 19 | SOLARCITY CORPORATION | AC Electric | No | Complete | 2014-06-30 | 2014-10-07 | 2014-10-22 | 2014-10-22
SRP27229 | SREC Solar | LEVY |  | 18 | 0 | Residential | 1 | MARLBORO TOWNSHIP | 7751 | 17 | SOLARCITY CORPORATION | JCP&L | No | Complete | 2014-06-30 | 2014-10-06 | 2014-10-16 | 2014-10-16
SRP27230 | SREC Solar | SUMTER |  | 5.61 | 0 | Residential | 1 | PATTERSON | 7522 | 6 | TRINITY HEATING AND AIR | PSE&G BPU | No | Complete | 2014-06-30 | 2014-08-21 | 2014-09-02 | 2014-09-02
SRP27231 | SREC Solar | CHAUHAN |  | 28.325 | 0 | Residential | 0 | SICKLERVILLE | 8081 | 14 | EXACT SOLAR | AC Electric | No | Complete | 2014-06-30 | 2014-12-16 | 2015-02-02 | 2015-02-02
SRP27232 | SREC Solar | SEMCHESKI |  | 11.395 | 0 | Residential | 0 | OCEAN CITY | 8226 | 21 | OCEAN SOLAR, LLC | AC Electric | No | Complete | 2014-06-30 | 2014-11-05 | 2014-12-22 | 2014-12-22
SRP27233 | SREC Solar | REYNOLDS |  | 8.67 | 0 | Residential | 1 | VILLAS | 8251 | 21 | RCL ENTERPRISES INC. | AC Electric | No | Complete | 2014-06-30 | 2014-12-04 | 2014-12-18 | 2014-12-18
SRP27234 | SREC Solar | CLOUR |  | 15.3 | 0 | Residential | 1 | SALEM | 8079 | 16 | RCL ENTERPRISES INC. | AC Electric | No | Complete | 2014-06-30 | 2014-09-24 | 2014-09-30 | 2014-09-30
SRP27235 | SREC Solar | CALDERONE |  | 8.16 | 0 | Residential | 1 | LAKEWOOD | 8701 | 18 | KOPP ELECTRIC COMPANY | JCP&L | No | Complete | 2014-06-30 | 2014-09-29 | 2014-10-08 | 2014-10-08
SRP27237 | SREC Solar | GREGORIO |  | 12.69 | 0 | Residential | 1 | ABERDEEN | 7747 | 17 | TRINITY HEATING AND AIR | JCP&L | No | Complete | 2014-06-30 | 2014-10-27 | 2014-11-06 | 2014-11-06
SRP27239 | SREC Solar | GONZALEZ |  | 11.73 | 0 | Residential | 1 | SUMMIT | 7901 | 10 | TRINITY HEATING AND AIR | JCP&L | No | Complete | 2014-06-30 | 2015-05-14 | 2015-05-27 | 2015-05-27
SRP27240 | SREC Solar | JOHNSON |  | 6.12 | 0 | Residential | 1 | ATLANTIC CITY | 8401 | 19 | RELIABLE POWER SERVICES, INC. | AC Electric | No | Complete | 2014-06-30 | 2014-12-03 | 2015-02-03 | 2015-02-03
SRP27241 | SREC Solar | THOMAS |  | 6.885 | 0 | Residential | 1 | ATLANTIC CITY | 7719 | 17 | RELIABLE POWER SERVICES, INC. | AC Electric | No | Complete | 2014-06-30 | 2014-10-15 | 2014-10-22 | 2014-10-22
SRP27242 | SREC Solar | BENJAMIN |  | 7.14 | 0 | Residential | 1 | MANVILLE | 8835 | 5 | ROOF DIAGNOSTICS INC | PSE&G BPU | No | Complete | 2014-06-30 | 2015-02-24 | 2015-03-04 | 2015-03-04
SRP27243 | SREC Solar | KELLY |  | 8.91 | 0 | Residential | 1 | OXFORD | 7863 | 2 | ROOF DIAGNOSTICS INC | JCP&L | No | Complete | 2014-06-30 | 2015-03-18 | 2015-03-30 | 2015-03-30
SRP27244 | SREC Solar | SCHWENK |  | 3.24 | 0 | Residential | 1 | BELLEVILLE | 7109 | 9 | ROOF DIAGNOSTICS INC | PSE&G BPU | No | Complete | 2014-06-30 | 2015-02-22 | 2015-02-25 | 2015-02-25
SRP27246 | SREC Solar | SCHOPF |  | 9.72 | 0 | Residential | 1 | EAST BRUNSWICK | 8816 | 11 | ROOF DIAGNOSTICS INC | PSE&G BPU | No | Complete | 2014-06-30 | 2015-03-18 | 2015-03-27 | 2015-03-27
SRP27247 | SREC Solar | ZECKMAN |  | 9.99 | 0 | Residential | 1 | SOMERSET | 8873 | 5 | ROOF DIAGNOSTICS INC | PSE&G BPU | No | Complete | 2014-06-30 | 2015-03-04 | 2015-03-17 | 2015-03-17
SRP27248 | SREC Solar | MORRIS |  | 6.48 | 0 | Residential | 1 | WILLINGBORO | 8046 | 13 | ROOF DIAGNOSTICS INC | PSE&G BPU | No | Complete | 2014-06-30 | 2015-03-18 | 2015-03-30 | 2015-03-30
SRP27249 | SREC Solar | VOHRA |  | 5.5 | 0 | Residential | 1 | ROBBINSVILLE | 8691 | 12 | SOLARCITY CORPORATION | PSE&G BPU | No | Complete | 2014-06-30 | 2014-09-05 | 2014-09-12 | 2014-09-12
SRP27250 | SREC Solar | HUNG |  | 8.25 | 0 | Residential | 1 | SOUTH BRUNSWICK TWP | 8824 | 11 | SOLARCITY CORPORATION | PSE&G BPU | No | Complete | 2014-06-30 | 2014-09-05 | 2014-09-12 | 2014-09-12
SRP27251 | SREC Solar | LAMBIASE |  | 4.41 | 0 | Residential | 1 | PORT READING | 7064 | 11 | VIVINT SOLAR | PSE&G BPU | No | Complete | 2014-06-30 | 2014-07-23 | 2014-08-27 | 2014-08-27
SRP27252 | SREC Solar | APOSTOL |  | 5.61 | 0 | Residential | 1 | PARLIN | 8859 | 11 | VIVINT SOLAR | JCP&L | No | Complete | 2014-06-30 | 2014-10-17 | 2014-10-27 | 2014-10-27
SRP27253 | SREC Solar | BASTIAN |  | 5.225 | 0 | Residential | 1 | EAST ORANGE | 7018 | 9 | TRINITY HEATING AND AIR | PSE&G BPU | No | Complete | 2014-06-30 | 2015-03-24 | 2015-04-02 | 2015-04-02
SRP27254 | SREC Solar | GONZALEZ |  | 10.965 | 0 | Residential | 1 | LODI | 7644 | 7 | VIVINT SOLAR | PSE&G BPU | No | Complete | 2014-06-30 | 2014-10-27 | 2014-11-06 | 2014-11-06
SRP27255 | SREC Solar | FRANCIS |  | 10.71 | 0 | Residential | 1 | WILLINGBORO | 8046 | 13 | VIVINT SOLAR | PSE&G BPU | No | Complete | 2014-06-30 | 2014-10-09 | 2014-11-20 | 2014-11-20
SRP27256 | SREC Solar | INDRISO |  | 5.355 | 0 | Residential | 1 | MARLTON | 8053 | 13 | VIVINT SOLAR | PSE&G BPU | No | Complete | 2014-06-30 | 2014-09-08 | 2014-09-22 | 2014-09-22
SRP27257 | SREC Solar | SMITH |  | 4.9 | 0 | Residential | 1 | MCKEE CITY | 8232 | 19 | SOLULAR LLC. II | AC Electric | No | Complete | 2014-06-30 | 2014-07-11 | 2014-07-22 | 2014-07-22
SRP27259 | SREC Solar | COOK |  | 7.84 | 0 | Residential | 1 | FORTESCUE | 8321 | 20 | GO SOLAR ELECTRIC, LLC | AC Electric | No | Complete | 2014-06-30 | 2014-07-16 | 2014-08-04 | 2014-08-04
SRP27261 | SREC Solar | SMALL |  | 5.1 | 0 | Residential | 1 | BOONTON | 7005 | 3 | VIVINT SOLAR | JCP&L | No | Complete | 2014-06-30 | 2014-10-08 | 2014-10-17 | 2014-10-17
SRP27262 | SREC Solar | SCARFO |  | 8.415 | 0 | Residential | 1 | FLANDERS | 7836 | 3 | VIVINT SOLAR | JCP&L | No | Complete | 2014-06-30 | 2014-12-03 | 2014-12-18 | 2014-12-18
SRP27264 | SREC Solar | POLLAND |  | 4.08 | 0 | Residential | 1 | WILLINGBORO | 8046 | 13 | VIVINT SOLAR | PSE&G BPU | No | Complete | 2014-06-30 | 2014-10-17 | 2014-10-28 | 2014-10-28
SRP27265 | SREC Solar | PIMPINELLO |  | 7.65 | 0 | Residential | 1 | VOORHEES | 8043 | 14 | VIVINT SOLAR | PSE&G BPU | No | Complete | 2014-06-30 | 2014-09-05 | 2014-09-09 | 2014-09-09
SRP27266 | SREC Solar | YESKE |  | 9.945 | 0 | Residential | 1 | ASBURY | 8802 | 4 | ROOF DIAGNOSTICS INC | JCP&L | No | Complete | 2014-06-30 | 2015-02-11 | 2015-04-22 | 2015-04-22
SRP27267 | SREC Solar | DEBARROS |  | 5 | 0 | Residential | 1 | PARLIN | 8859 | 11 | VIVINT SOLAR | JCP&L | No | Complete | 2014-06-30 | 2014-08-11 | 2014-08-19 | 2014-08-19
SRP27268 | SREC Solar | MATTER |  | 6.63 | 0 | Residential | 1 | FAIRVIEW | 7022 | 7 | ROOF DIAGNOSTICS INC | PSE&G BPU | No | Complete | 2014-06-30 | 2015-02-11 | 2015-03-27 | 2015-03-27
SRP27269 | SREC Solar | HANNAH |  | 5.635 | 0 | Residential | 1 | ELSINBORO | 8079 | 16 | SOLULAR LLC. II | AC Electric | No | Complete | 2014-06-30 | 2014-07-11 | 2014-08-04 | 2014-08-04
SRP27271 | SREC Solar | NEBEL |  | 9.435 | 0 | Residential | 1 | MT LAUREL | 8054 | 13 | VIVINT SOLAR | PSE&G BPU | No | Complete | 2014-06-30 | 2014-09-23 | 2014-09-30 | 2014-09-30
SRP27272 | SREC Solar | LU |  | 5.4 | 0 | Residential | 1 | BERKELY HEIGHTS | 7922 | 10 | ROOF DIAGNOSTICS INC | JCP&L | No | Complete | 2014-06-30 | 2015-04-08 | 2015-04-20 | 2015-04-20
SRP27274 | SREC Solar | RICHMOND |  | 4.32 | 0 | Residential | 1 | CARTERET | 7008 | 11 | ROOF DIAGNOSTICS INC | PSE&G BPU | No | Complete | 2014-06-30 | 2015-02-22 | 2015-02-27 | 2015-02-27
SRP27275 | SREC Solar | WILSON |  | 6.615 | 0 | Residential | 1 | SOUTHAMPTON | 8088 | 13 | SOLULAR LLC. II | PSE&G BPU | No | Complete | 2014-06-30 | 2014-07-11 | 2014-07-23 | 2014-07-23
SRP27276 | SREC Solar | MILLNER |  | 8.085 | 0 | Residential | 1 | WILLIAMSTOWN | 8094 | 15 | SOLULAR LLC. II | AC Electric | No | Complete | 2014-06-30 | 2014-07-11 | 2014-07-23 | 2014-07-23
SRP27277 | SREC Solar | SEGOVIA |  | 6.375 | 0 | Residential | 1 | RIDGEWOOD | 7450 | 7 | ROOF DIAGNOSTICS INC | PSE&G BPU | No | Complete | 2014-06-30 | 2015-03-20 | 2015-05-06 | 2015-05-06
SRP27278 | SREC Solar | GAROZZO |  | 5.67 | 0 | Residential | 1 | MICKLETON | 8056 | 15 | ROOF DIAGNOSTICS INC | AC Electric | No | Complete | 2014-06-30 | 2015-02-22 | 2015-02-27 | 2015-02-27
SRP27280 | SREC Solar | MOREA |  | 8.33 | 0 | Residential | 1 | SOUTHAMPTON | 8088 | 13 | SOLULAR LLC. II | PSE&G BPU | No | Complete | 2014-06-30 | 2014-07-11 | 2014-07-22 | 2014-07-22
SRP27281 | SREC Solar | SALAMANCA |  | 5.67 | 0 | Residential | 1 | LITTLE FERRY | 7643 | 7 | ROOF DIAGNOSTICS INC | PSE&G BPU | No | Complete | 2014-06-30 | 2015-01-15 | 2015-01-26 | 2015-01-26
SRP27282 | SREC Solar | KOWAL |  | 4.335 | 0 | Residential | 1 | LINDEN | 7036 | 10 | VIVINT SOLAR | PSE&G BPU | No | Complete | 2014-06-30 | 2014-10-13 | 2014-10-24 | 2014-10-24
SRP27283 | SREC Solar | CHERRY |  | 5.355 | 0 | Residential | 1 | SOMERSET | 8873 | 5 | VIVINT SOLAR | PSE&G BPU | No | Complete | 2014-06-30 | 2014-10-15 | 2014-10-28 | 2014-10-28
SRP27284 | SREC Solar | MCCONNELL |  | 6.63 | 0 | Residential | 1 | MT LAUREL | 8054 | 13 | VIVINT SOLAR | PSE&G BPU | No | Complete | 2014-06-30 | 2014-11-07 | 2014-12-02 | 2014-12-02
SRP27285 | SREC Solar | RUBIN |  | 5.94 | 0 | Residential | 1 | CHERRY HILL | 8002 | 14 | ROOF DIAGNOSTICS INC | PSE&G BPU | No | Complete | 2014-06-30 | 2015-01-15 | 2015-01-26 | 2015-01-26
SRP27287 | SREC Solar | GLINKIN |  | 5.61 | 0 | Residential | 1 | WHIPPANY | 7981 | 3 | VIVINT SOLAR | JCP&L | No | Complete | 2014-06-30 | 2015-04-30 | 2015-05-13 | 2015-05-13
SRP27288 | SREC Solar | FLYNN |  | 7.02 | 0 | Residential | 1 | AVENEL | 7001 | 11 | TRINITY HEATING AND AIR | PSE&G BPU | No | Complete | 2014-06-30 | 2014-08-25 | 2014-12-02 | 2014-12-02
SRP27289 | SREC Solar | MAISCH |  | 3.5 | 0 | Residential | 1 | WESTWOOD | 7675 | 7 | ROOF DIAGNOSTICS INC | PSE&G BPU | No | Complete | 2014-06-30 | 2014-10-23 | 2014-12-09 | 2014-12-09
SRP27291 | SREC Solar | SHORT |  | 6 | 0 | Residential | 1 | BAYONNE | 7002 | 8 | ROOF DIAGNOSTICS INC | PSE&G BPU | No | QC Selected | 2014-06-30 | 2015-04-22
SRP27292 | SREC Solar | GARLIC |  | 7.02 | 0 | Residential | 1 | MONROEVILLE | 8343 | 16 | ROOF DIAGNOSTICS INC | AC Electric | No | Complete | 2014-06-30 | 2015-03-18 | 2015-03-30 | 2015-03-30
SRP27294 | SREC Solar | ALFREDS |  | 3.425 | 0 | Residential | 1 | BLOOMFIELD | 7003 | 9 | ROOF DIAGNOSTICS INC | PSE&G BPU | No | Complete | 2014-06-30 | 2015-02-11 | 2015-02-13 | 2015-02-13
SRP27295 | SREC Solar | MINCEY |  | 7.02 | 0 | Residential | 1 | SOMERSET | 8873 | 5 | ROOF DIAGNOSTICS INC | PSE&G BPU | No | Complete | 2014-06-30 | 2015-01-15 | 2015-01-26 | 2015-01-26
SRP27297 | SREC Solar | FILIAGGI JR |  | 6.12 | 0 | Residential | 1 | WOODBURY | 8096 | 15 | SOLARCITY CORPORATION | PSE&G BPU | No | Complete | 2014-06-30 | 2014-10-10 | 2014-10-31 | 2014-10-31
SRP27298 | SREC Solar | SAMUELSEN |  | 2.55 | 0 | Residential | 1 | EGG HARBOR TWP | 8232 | 19 | SOLARCITY CORPORATION | AC Electric | No | Complete | 2014-06-30 | 2015-05-07 | 2015-05-18 | 2015-05-18
SRP27300 | SREC Solar | BARKOCY |  | 5.61 | 0 | Residential | 1 | ROCKAWAY | 7866 | 3 | VIVINT SOLAR | JCP&L | No | Complete | 2014-06-30 | 2014-11-13 | 2014-12-01 | 2014-12-01
SRP27301 | SREC Solar | BUGYI |  | 17.34 | 0 | Residential | 1 | LUMBERTON | 8048 | 13 | VIVINT SOLAR | PSE&G BPU | No | Complete | 2014-06-30 | 2015-04-28 | 2015-05-13 | 2015-05-13
SRP27303 | SREC Solar | PERRY |  | 8.925 | 0 | Residential | 1 | WILLINGBORO | 8046 | 13 | VIVINT SOLAR | PSE&G BPU | No | Complete | 2014-06-30 | 2015-02-05 | 2015-02-13 | 2015-02-13
SRP27305 | SREC Solar | CROWLEY |  | 10.965 | 0 | Residential | 1 | SOMERSET | 8873 | 5 | VIVINT SOLAR | PSE&G BPU | No | Complete | 2014-06-30 | 2014-11-13 | 2014-11-26 | 2014-11-26
SRP27307 | SREC Solar | RUSSO |  | 6.75 | 0 | Residential | 1 | SICKLERVILLE | 8081 | 14 | ROOF DIAGNOSTICS INC | AC Electric | No | Complete | 2014-06-30 | 2015-02-22 | 2015-02-27 | 2015-02-27
SRP27308 | SREC Solar | GRIBBLE |  | 14.04 | 0 | Residential | 1 | BRICK | 8723 | 18 | ROOF DIAGNOSTICS INC | JCP&L | No | Complete | 2014-06-30 | 2015-01-30 | 2015-02-05 | 2015-02-05
SRP27311 | SREC Solar | PURVIS |  | 11.61 | 0 | Residential | 1 | ATCO | 8004 | 14 | SOLAR SOLUTIONS LLC | AC Electric | No | Complete | 2014-06-30 | 2014-10-08 | 2014-10-15 | 2014-10-15
SRP27312 | SREC Solar | BRENNA |  | 8.925 | 0 | Residential | 1 | SOMERS POINT | 8244 | 19 | SOLARCITY CORPORATION | AC Electric | No | Complete | 2014-06-30 | 2014-11-19 | 2014-12-04 | 2014-12-04
SRP27313 | SREC Solar | ALCINDOR |  | 5 | 0 | Residential | 1 | HASBROUCK HEIGHTS | 7604 | 7 | SOLARCITY CORPORATION | PSE&G BPU | No | Complete | 2014-06-30 | 2014-10-31 | 2014-11-10 | 2014-11-10
SRP27315 | SREC Solar | ALLEN |  | 5.405 | 0 | Residential | 1 | HIGHLAND PARK | 8904 | 11 | VIVINT SOLAR | PSE&G BPU | No | Complete | 2014-06-30 | 2014-08-18 | 2014-09-24 | 2014-09-24
SRP27316 | SREC Solar | ROACH |  | 7 | 0 | Residential | 1 | EGG HARBOR CITY | 8215 | 19 | SOLARCITY CORPORATION | AC Electric | No | Complete | 2014-06-30 | 2014-10-09 | 2014-10-17 | 2014-10-17
SRP27317 | SREC Solar | CHATFIELD |  | 14.28 | 0 | Residential | 1 | BERKELEY HEIGHTS | 7922 | 10 | TRINITY HEATING AND AIR | JCP&L | No | Complete | 2014-06-30 | 2015-02-17 | 2015-02-26 | 2015-02-26
SRP27318 | SREC Solar | CORVINO |  | 7.65 | 0 | Residential | 1 | GALLOWAY | 8205 | 19 | SOLARCITY CORPORATION | AC Electric | No | Complete | 2014-06-30 | 2014-10-17 | 2014-10-31 | 2014-10-31
SRP27320 | SREC Solar | CANGELOSI |  | 5 | 0 | Residential | 1 | WASHINGTON TWP | 7676 | 7 | SOLARCITY CORPORATION | PSE&G BPU | No | Complete | 2014-06-30 | 2015-03-25 | 2015-04-10 | 2015-04-10
SRP27321 | SREC Solar | SIU |  | 4 | 0 | Residential | 1 | SO. BRUNSWICK TWP | 8824 | 11 | SOLARCITY CORPORATION | PSE&G BPU | No | Complete | 2014-06-30 | 2014-11-12 | 2014-11-26 | 2014-11-26
SRP27323 | SREC Solar | ZACHARIAS |  | 2.75 | 0 | Residential | 0 | LYNDHURST | 7071 | 7 | SOLARCITY CORPORATION | PSE&G BPU | No | Complete | 2014-07-07 | 2014-09-26 | 2015-01-07 | 2015-01-07
SRP27324 | SREC Solar | ISAAC |  | 7.25 | 0 | Residential | 1 | PRINCETON | 8540 | 12 | SOLARCITY CORPORATION | PSE&G BPU | No | Complete | 2014-07-07 | 2014-08-21 | 2014-08-28 | 2014-08-28
SRP27326 | SREC Solar | SCHWERZLER |  | 8.75 | 0 | Residential | 1 | ELK | 8062 | 15 | SOLARCITY CORPORATION | AC Electric | No | Complete | 2014-07-07 | 2014-09-17 | 2014-10-07 | 2014-10-07
SRP27328 | SREC Solar | BAUTRO |  | 7.65 | 0 | Residential | 1 | CLAYTON | 8312 | 15 | SOLARCITY CORPORATION | AC Electric | No | Complete | 2014-07-07 | 2014-09-24 | 2014-09-30 | 2014-09-30
SRP27330 | SREC Solar | RILVERIA |  | 9 | 0 | Residential | 1 | RIVER EDGE | 7661 | 7 | SOLARCITY CORPORATION | PSE&G BPU | No | Complete | 2014-07-07 | 2014-11-26 | 2015-02-06 | 2015-02-06
SRP27332 | SREC Solar | WYNN |  | 12.75 | 0 | Residential | 1 | WILLINGBORO | 8046 | 13 | SOLARCITY CORPORATION | PSE&G BPU | No | Complete | 2014-07-07 | 2014-09-24 | 2014-09-30 | 2014-09-30
SRP27333 | SREC Solar | WOLF |  | 8.75 | 0 | Residential | 1 | SOUTHAMPTON TOWNSHIP | 8088 | 13 | SOLARCITY CORPORATION | AC Electric | No | Complete | 2014-07-07 | 2014-12-11 | 2014-12-23 | 2014-12-23
SRP27334 | SREC Solar | ATIENZA |  | 12 | 0 | Residential | 1 | OCEAN | 7712 | 17 | SOLARCITY CORPORATION | JCP&L | No | Complete | 2014-07-07 | 2014-09-25 | 2014-10-07 | 2014-10-07
SRP27339 | SREC Solar | MIKKELSON |  | 5 | 0 | Residential | 1 | MONTCLAIR | 7042 | 9 | SOLARCITY CORPORATION | PSE&G BPU | No | Complete | 2014-07-07 | 2015-01-20 | 2015-01-28 | 2015-01-28
SRP27340 | SREC Solar | SIMPSON |  | 5.5 | 0 | Residential | 1 | WESTAMPTON | 8060 | 13 | SOLARCITY CORPORATION | PSE&G BPU | No | Complete | 2014-07-08 | 2014-09-26 | 2014-10-07 | 2014-10-07
SRP27342 | SREC Solar | TIGELEIRO |  | 12.75 | 0 | Residential | 1 | MT OLIVE | 7828 | 3 | SOLARCITY CORPORATION | JCP&L | No | Complete | 2014-07-07 | 2014-12-10 | 2015-04-03 | 2015-04-03
SRP27343 | SREC Solar | MOHR |  | 10.5 | 0 | Residential | 1 | EWING TWP | 8628 | 12 | SOLARCITY CORPORATION | PSE&G BPU | No | Complete | 2014-07-07 | 2014-10-06 | 2014-10-16 | 2014-10-16
SRP27344 | SREC Solar | MATLACK JR |  | 6.86 | 0 | Residential | 1 | ESTELL MANOR | 8319 | 19 | SOLARCITY CORPORATION | AC Electric | No | Complete | 2014-07-07 | 2014-10-15 | 2014-10-24 | 2014-10-24
SRP27346 | SREC Solar | CALEGARI |  | 3.185 | 0 | Residential | 1 | UNION | 7083 | 10 | VIVINT SOLAR | PSE&G BPU | No | Complete | 2014-07-07 | 2014-07-28 | 2014-08-05 | 2014-08-05
SRP27347 | SREC Solar | SCHMAUDER |  | 5.61 | 0 | Residential | 1 | CHERRY HILL | 8003 | 14 | VIVINT SOLAR | PSE&G BPU | No | Complete | 2014-07-07 | 2014-09-05 | 2014-09-09 | 2014-09-09
SRP27348 | SREC Solar | MCCOY |  | 9.435 | 0 | Residential | 1 | BRICK | 8723 | 18 | KOPP ELECTRIC COMPANY | JCP&L | No | Complete | 2014-07-07 | 2015-03-02 | 2015-03-11 | 2015-03-11
SRP27349 | SREC Solar | MCCALL |  | 7.395 | 0 | Residential | 1 | WILLINGBORO | 8046 | 13 | VIVINT SOLAR | PSE&G BPU | No | Complete | 2014-07-07 | 2014-09-16 | 2014-10-08 | 2014-10-08
SRP27351 | SREC Solar | CARUSO-MILLS |  | 6.885 | 0 | Residential | 1 | JACKSON | 8527 | 18 | KOPP ELECTRIC COMPANY | JCP&L | No | Complete | 2014-07-07 | 2014-10-14 | 2014-10-22 | 2014-10-22
SRP27353 | SREC Solar | BIDDAR |  | 7.56 | 0 | Residential | 1 | BARNEGAT | 8005 | 18 | TRINITY HEATING AND AIR | JCP&L | No | Complete | 2014-07-07 | 2014-10-16 | 2014-10-28 | 2014-10-28
SRP27354 | SREC Solar | MUTCH |  | 8.4 | 0 | Residential | 0 | SPOTSWOOD | 8884 | 11 | GREEN SUN ENERGY SERVICES | JCP&L | No | Complete | 2014-07-07 | 2015-01-05 | 2015-01-13 | 2015-01-13
SRP27357 | SREC Solar | SABATO |  | 19.635 | 0 | Residential | 1 | LAFAYETTE | 7848 | 1 | ALTERNATIVE ENERGY ASSOCIATES | Unknown | No | Complete | 2014-07-07 | 2014-12-17 | 2015-01-06 | 2015-01-06
SRP27359 | SREC Solar | SAFRAN |  | 3.57 | 0 | Residential | 1 | BRICK | 8724 | 18 | KOPP ELECTRIC COMPANY | JCP&L | No | Complete | 2014-07-07 | 2014-09-29 | 2014-10-08 | 2014-10-08
SRP27360 | SREC Solar | SAVACOOL |  | 16.5 | 0 | Residential | 1 | MILFORD | 8848 | 4 | EZNERGY LLC | JCP&L | No | Complete | 2014-07-07 | 2015-01-08 | 2015-02-13 | 2015-02-13
SRP27363 | SREC Solar | WESTERVELT |  | 6.12 | 0 | Residential | 1 | MARLTON | 8053 | 13 | VIVINT SOLAR | PSE&G BPU | No | Complete | 2014-07-07 | 2015-04-28 | 2015-05-12 | 2015-05-12
SRP27364 | SREC Solar | LEONARD |  | 18.36 | 0 | Residential | 1 | BEACHWOOD | 8722 | 18 | TRINITY HEATING AND AIR | JCP&L | No | Complete | 2014-07-07 | 2014-10-15 | 2014-10-28 | 2014-10-28
SRP27365 | SREC Solar | MANTZ |  | 10.53 | 0 | Residential | 1 | BRANCHBURG | 8876 | 5 | TRINITY HEATING AND AIR | JCP&L | No | Complete | 2014-07-07 | 2014-10-15 | 2014-10-29 | 2014-10-29
SRP27366 | SREC Solar | PAULINO |  | 5.875 | 0 | Residential | 1 | CLIFTON | 7013 | 6 | VIVINT SOLAR | PSE&G BPU | No | Complete | 2014-07-07 | 2014-08-21 | 2014-10-31 | 2014-10-31
SRP27367 | SREC Solar | ZIPPILLI |  | 11.73 | 0 | Residential | 1 | MAYS LANDING | 8330 | 19 | TRINITY HEATING AND AIR | AC Electric | No | Complete | 2014-07-07 | 2014-08-28 | 2014-09-03 | 2014-09-03
SRP27368 | SREC Solar | LEDESMA |  | 5.865 | 0 | Residential | 1 | DOVER | 7801 | 3 | VIVINT SOLAR | JCP&L | No | Complete | 2014-07-07 | 2014-09-23 | 2014-11-06 | 2014-11-06
SRP27369 | SREC Solar | ANCHETA |  | 4.59 | 0 | Residential | 1 | NORTHFIELD | 8225 | 19 | TRINITY HEATING AND AIR | AC Electric | No | Complete | 2014-07-07 | 2014-09-29 | 2014-10-08 | 2014-10-08
SRP27370 | SREC Solar | BAGLIANI |  | 6.63 | 0 | Residential | 1 | OAKWOOD BEACH | 8079 | 16 | TRINITY HEATING AND AIR | AC Electric | No | Complete | 2014-07-07 | 2014-10-17 | 2014-10-28 | 2014-10-28
SRP27371 | SREC Solar | TOMIC |  | 7.02 | 0 | Residential | 1 | WARETOWN | 8755 | 18 | TRINITY HEATING AND AIR | JCP&L | No | Complete | 2014-07-07 | 2014-12-22 | 2015-01-13 | 2015-01-13
SRP27372 | SREC Solar | FARLEY |  | 11.985 | 0 | Residential | 1 | OLD BRIDGE | 8857 | 11 | VIVINT SOLAR | JCP&L | No | Complete | 2014-07-07 | 2015-02-24 | 2015-03-03 | 2015-03-03
SRP27373 | SREC Solar | EVANS |  | 15.3 | 0 | Residential | 1 | PETERSBURG | 8270 | 21 | TRINITY HEATING AND AIR | AC Electric | No | Complete | 2014-07-07 | 2014-09-12 | 2014-09-19 | 2014-09-19
SRP27374 | SREC Solar | DELUCA |  | 6.25 | 0 | Residential | 1 | LAKE HIAWATHA | 7034 | 3 | GEORGE J KELLER & SONS | JCP&L | No | Complete | 2014-07-07 | 2015-02-26 | 2015-03-11 | 2015-03-11
SRP27375 | SREC Solar | LAGROTENA |  | 9.72 | 0 | Residential | 1 | EGG HARBOR TOWNSHIP | 8234 | 19 | TRINITY HEATING AND AIR | AC Electric | No | Complete | 2014-07-07 | 2014-10-09 | 2014-11-25 | 2014-11-25
SRP27377 | SREC Solar | KELUSAK |  | 9.75 | 0 | Residential | 1 | MAYS LANDING | 8330 | 19 | SUN UP ZERO DOWN | AC Electric | No | Complete | 2014-07-07 | 2014-09-24 | 2014-09-30 | 2014-09-30
SRP27379 | SREC Solar | DUNHAM |  | 7.395 | 0 | Residential | 1 | FLANDERS | 7836 | 3 | VIVINT SOLAR | JCP&L | No | Complete | 2014-07-07 | 2014-10-21 | 2014-11-03 | 2014-11-03
SRP27380 | SREC Solar | COLON |  | 9.435 | 0 | Residential | 1 | TOMS RIVER | 8757 | 18 | VIVINT SOLAR | JCP&L | No | Complete | 2014-07-07 | 2015-01-29 | 2015-03-20 | 2015-03-20
SRP27381 | SREC Solar | WILLIAMS |  | 1.785 | 0 | Residential | 1 | WILLINGBORO | 7046 | 3 | VIVINT SOLAR | PSE&G BPU | No | Complete | 2014-07-07 | 2014-09-22 | 2014-10-16 | 2014-10-16
SRP27383 | SREC Solar | PAGAN |  | 5.94 | 0 | Residential | 1 | BEACHWOOD | 8722 | 18 | TRINITY HEATING AND AIR | JCP&L | No | Complete | 2014-07-07 | 2014-09-26 | 2014-10-02 | 2014-10-02
SRP27385 | SREC Solar | FITZGERALD |  | 9.18 | 0 | Residential | 1 | COOKSTOWN | 8511 | 13 | TRINITY HEATING AND AIR | JCP&L | No | Complete | 2014-07-07 | 2015-01-07 | 2015-01-21 | 2015-01-21
SRP27386 | SREC Solar | HENSON |  | 8.1 | 0 | Residential | 1 | SOMERSET | 8873 | 5 | TRINITY HEATING AND AIR | PSE&G BPU | No | Complete | 2014-07-07 | 2014-10-28 | 2014-11-14 | 2014-11-14
SRP27387 | SREC Solar | GINSBERG |  | 6.75 | 0 | Residential | 1 | BORDENTOWN | 8505 | 13 | TRINITY HEATING AND AIR | PSE&G BPU | No | Complete | 2014-07-07 | 2014-08-28 | 2014-09-09 | 2014-09-09
SRP27388 | SREC Solar | PACKARD |  | 8.502 | 0 | Residential | 0 | SICKLERVILLE | 8081 | 14 | GEOPEAK ENERGY LLC | AC Electric | No | Complete | 2014-07-07 | 2014-12-26 | 2015-02-02 | 2015-02-02
SRP27389 | SREC Solar | MILLER |  | 5.775 | 0 | Residential | 0 | FAIRFIELD | 7004 | 9 | GEOPEAK ENERGY LLC | PSE&G BPU | No | Complete | 2014-07-07 | 2014-11-21 | 2014-12-16 | 2014-12-16
SRP27391 | SREC Solar | CRAWFORD |  | 5.886 | 0 | Residential | 0 | LONG BRANCH | 8008 | 18 | GEOPEAK ENERGY LLC | AC Electric | No | Complete | 2014-07-07 | 2014-11-05 | 2014-11-14 | 2014-11-14
SRP27392 | SREC Solar | ASHLEY |  | 6.095 | 0 | Residential | 0 | STOCKTON | 8559 | 4 | GROUP SOLAR | JCP&L | No | Complete | 2014-07-07 | 2014-12-22 | 2015-01-09 | 2015-01-09
SRP27393 | SREC Solar | THOMPSON |  | 5.25 | 0 | Residential | 1 | PALMYRA | 8065 | 13 | SOLARCITY CORPORATION | PSE&G BPU | No | Complete | 2014-07-07 | 2014-11-12 | 2014-11-26 | 2014-11-26
SRP27394 | SREC Solar | MCKENZIE |  | 5 | 0 | Residential | 1 | DENVILLE | 7834 | 3 | SOLARCITY CORPORATION | JCP&L | No | Complete | 2014-07-07 | 2014-11-12 | 2014-11-26 | 2014-11-26
SRP27395 | SREC Solar | SCHMIDT |  | 9 | 0 | Residential | 1 | MT ROYAL | 8061 | 15 | SOLARCITY CORPORATION | AC Electric | No | Complete | 2014-07-07 | 2014-11-04 | 2014-11-26 | 2014-11-26
SRP27396 | SREC Solar | LUMA |  | 7.5 | 0 | Residential | 1 | ATLANTIC HIGHLANDS | 7716 | 17 | SOLARCITY CORPORATION | JCP&L | No | Complete | 2014-07-14 | 2014-10-30 | 2014-11-11 | 2014-11-11
SRP27397 | SREC Solar | SPINELLA |  | 6 | 0 | Residential | 1 | BLUE ANCHOR | 8037 | 19 | SOLARCITY CORPORATION | AC Electric | No | Complete | 2014-07-07 | 2015-01-13 | 2015-01-26 | 2015-01-26
SRP27399 | SREC Solar | NURKOWSKI |  | 9.805 | 0 | Residential | 1 | TURNERSVILLE | 8012 | 14 | SOLARCITY CORPORATION | AC Electric | No | Complete | 2014-07-07 | 2015-01-13 | 2015-01-26 | 2015-01-26
SRP27400 | SREC Solar | COHEN |  | 7.14 | 0 | Residential | 1 | PENNSAUKEN TOWNSHIP | 8110 | 14 | TRINITY HEATING AND AIR | PSE&G BPU | No | Complete | 2014-07-07 | 2015-04-16 | 2015-04-27 | 2015-04-27
SRP27401 | SREC Solar | PLESCIA |  | 8.91 | 0 | Residential | 1 | MANCHESTER | 8759 | 18 | TRINITY HEATING AND AIR | JCP&L | No | Complete | 2014-07-07 | 2014-10-17 | 2014-10-27 | 2014-10-27
SRP27402 | SREC Solar | SCHAUBERT |  | 15.93 | 0 | Residential | 1 | LONG BRANCH | 7740 | 17 | TRINITY HEATING AND AIR | JCP&L | No | Complete | 2014-07-07 | 2014-12-23 | 2015-01-07 | 2015-01-07
SRP27403 | SREC Solar | COMUSO |  | 10.464 | 0 | Residential | 0 | HAMMONTON | 8037 | 19 | GEOPEAK ENERGY LLC | AC Electric | No | Complete | 2014-07-07 | 2014-12-17 | 2014-12-22 | 2014-12-22
SRP27404 | SREC Solar | MANENTE |  | 6.75 | 0 | Residential | 1 | UNION | 7087 | 8 | SOLARCITY CORPORATION | PSE&G BPU | No | Complete | 2014-07-07 | 2014-09-29 | 2014-12-11 | 2014-12-11
SRP27405 | SREC Solar | PRATIWADI |  | 3.5 | 0 | Residential | 1 | HOWELL | 07731 | 17 | SOLARCITY CORPORATION | JCP&L | No | Complete | 2014-07-07 | 2015-01-07 | 2015-02-16 | 2015-02-16
SRP27406 | SREC Solar | MASON |  | 10.71 | 0 | Residential | 1 | POMONA | 8240 | 19 | SOLARCITY CORPORATION | AC Electric | No | Complete | 2014-07-07 | 2014-10-02 | 2014-11-25 | 2014-11-25
SRP27408 | SREC Solar | SCHULTZ |  | 3.57 | 0 | Residential | 1 | GLOUCESTER TOWNSHIP | 8081 | 14 | SOLARCITY CORPORATION | AC Electric | No | Complete | 2014-07-07 | 2014-11-25 | 2014-12-16 | 2014-12-16
SRP27409 | SREC Solar | GANSKY |  | 3.57 | 0 | Residential | 1 | GLOUCESTER TOWNSHIP | 8012 | 14 | SOLARCITY CORPORATION | PSE&G BPU | No | Complete | 2014-07-07 | 2014-11-06 | 2014-12-02 | 2014-12-02
SRP27410 | SREC Solar | PACE |  | 5.1 | 0 | Residential | 1 | TOMS RIVER | 8757 | 18 | VIVINT SOLAR | JCP&L | No | Complete | 2014-07-07 | 2014-08-28 | 2014-10-07 | 2014-10-07
SRP27412 | SREC Solar | CARMO |  | 8.16 | 0 | Residential | 1 | PARSIPANNY | 7054 | 3 | VIVINT SOLAR | JCP&L | No | Complete | 2014-07-07 | 2015-02-12 | 2015-02-16 | 2015-02-16
SRP27413 | SREC Solar | PICARD |  | 5.865 | 0 | Residential | 1 | CHERRY HILL | 8003 | 14 | VIVINT SOLAR | PSE&G BPU | No | Complete | 2014-07-07 | 2015-02-12 | 2015-02-16 | 2015-02-16
SRP27414 | SREC Solar | DUPLECHAN |  | 6.12 | 0 | Residential | 1 | CINNAMINSON | 8077 | 13 | VIVINT SOLAR | PSE&G BPU | No | Complete | 2014-07-07 | 2014-09-04 | 2014-09-16 | 2014-09-16
SRP27415 | SREC Solar | SHAHINIAN |  | 9.435 | 0 | Residential | 1 | TOMS RIVER | 8757 | 18 | VIVINT SOLAR | JCP&L | No | Complete | 2014-07-07 | 2014-07-31 | 2014-08-08 | 2014-08-08
SRP27416 | SREC Solar | LOUSZKO |  | 9.435 | 0 | Residential | 1 | PARLIN | 8859 | 11 | VIVINT SOLAR | JCP&L | No | Complete | 2014-07-07 | 2015-02-17 | 2015-02-20 | 2015-02-20
SRP27417 | SREC Solar | SEGURA |  | 7.14 | 0 | Residential | 1 | DOVER | 7801 | 3 | VIVINT SOLAR | JCP&L | No | Complete | 2014-07-07 | 2014-09-17 | 2014-09-25 | 2014-09-25
SRP27418 | SREC Solar | DIAZ |  | 11.985 | 0 | Residential | 1 | E. BRUNSWICK | 8816 | 11 | VIVINT SOLAR | PSE&G BPU | No | Complete | 2014-07-07 | 2014-10-24 | 2014-11-06 | 2014-11-06
SRP27419 | SREC Solar | ELSAADI |  | 3.06 | 0 | Residential | 1 | S CLIFTON | 7013 | 6 | VIVINT SOLAR | PSE&G BPU | No | Complete | 2014-07-07 | 2015-04-28 | 2015-05-12 | 2015-05-12
SRP27420 | SREC Solar | CONTRERAS |  | 10.2 | 0 | Residential | 1 | WOODBRIDGE | 7095 | 11 | VIVINT SOLAR | PSE&G BPU | No | QA SELECTED | 2014-07-07 | 2015-05-19
SRP27422 | SREC Solar | SINGH |  | 5.61 | 0 | Residential | 1 | TOMS RIVER | 8757 | 18 | NJR HOME SERVICES | JCP&L | No | Complete | 2014-07-07 | 2014-11-13 | 2014-12-02 | 2014-12-02
SRP27423 | SREC Solar | TUOHY |  | 7.905 | 0 | Residential | 1 | TOMS RIVER | 8757 | 18 | NJR HOME SERVICES | JCP&L | No | Complete | 2014-07-07 | 2014-11-05 | 2014-11-20 | 2014-11-20
SRP27424 | SREC Solar | LIND |  | 5.1 | 0 | Residential | 1 | FLANDERS | 7836 | 3 | VIVINT SOLAR | JCP&L | No | Complete | 2014-07-07 | 2014-11-04 | 2014-11-13 | 2014-11-13
SRP27425 | SREC Solar | SHOREMAN |  | 12.75 | 0 | Residential | 1 | MARLTON | 8053 | 13 | VIVINT SOLAR | PSE&G BPU | No | Complete | 2014-07-07 | 2015-02-05 | 2015-02-13 | 2015-02-13
SRP27426 | SREC Solar | MARAZO |  | 10.2 | 0 | Residential | 1 | TOMS RIVER | 8753 | 18 | NJR HOME SERVICES | JCP&L | No | Complete | 2014-07-07 | 2014-10-20 | 2014-10-28 | 2014-10-28
SRP27427 | SREC Solar | ADELMAN |  | 5.865 | 0 | Residential | 1 | E. BRUNSWICK | 8816 | 11 | VIVINT SOLAR | JCP&L | No | Complete | 2014-07-07 | 2014-09-05 | 2014-09-11 | 2014-09-11
SRP27428 | SREC Solar | ANDUJAR |  | 3.825 | 0 | Residential | 1 | WILLINGBORO | 8046 | 13 | VIVINT SOLAR | PSE&G BPU | No | Complete | 2014-07-07 | 2014-09-03 | 2014-09-11 | 2014-09-11
SRP27429 | SREC Solar | PLATT |  | 8.67 | 0 | Residential | 1 | FORKED RIVER | 8731 | 18 | NJR HOME SERVICES | JCP&L | No | Complete | 2014-07-07 | 2014-10-20 | 2014-10-28 | 2014-10-28
SRP27430 | SREC Solar | CORTEZ |  | 7.14 | 0 | Residential | 1 | WOODLAND PARK | 7424 | 6 | VIVINT SOLAR | PSE&G BPU | No | Complete | 2014-07-07 | 2014-09-26 | 2014-10-07 | 2014-10-07
SRP27431 | SREC Solar | DAIN |  | 6.375 | 0 | Residential | 1 | CHERRY HILL | 8002 | 14 | VIVINT SOLAR | JCP&L | No | Complete | 2014-07-07 | 2014-09-05 | 2014-09-09 | 2014-09-09
SRP27432 | SREC Solar | COLLINS |  | 7.14 | 0 | Residential | 1 | TOMS RIVER | 8753 | 18 | NJR HOME SERVICES | JCP&L | No | Complete | 2014-07-07 | 2014-09-26 | 2014-10-20 | 2014-10-20
SRP27433 | SREC Solar | DIGGS |  | 7.905 | 0 | Residential | 1 | E. BRUNSWICK | 8816 | 11 | VIVINT SOLAR | PSE&G BPU | No | Complete | 2014-07-07 | 2014-08-28 | 2014-09-03 | 2014-09-03
SRP27435 | SREC Solar | RIZZOLO |  | 8.415 | 0 | Residential | 1 | FORKED RIVER | 8731 | 18 | NJR HOME SERVICES | JCP&L | No | Complete | 2014-07-07 | 2014-10-20 | 2014-10-28 | 2014-10-28
SRP27436 | SREC Solar | GRANATO |  | 6.63 | 0 | Residential | 1 | WHIPPANY | 7981 | 3 | VIVINT SOLAR | JCP&L | No | Complete | 2014-07-07 | 2015-01-29 | 2015-04-03 | 2015-04-03
SRP27439 | SREC Solar | BIDO |  | 7.25 | 0 | Residential | 1 | ELIZABETH | 7206 | 10 | SOLARCITY CORPORATION | PSE&G BPU | No | Complete | 2014-07-07 | 2014-09-29 | 2014-10-08 | 2014-10-08
SRP27440 | SREC Solar | LABRIER | SAFEGUARD SELF STORAGE | 165 | 0 | Commercial | 1 | MOUNTAINSIDE BORO | 7092 | 10 | TRINITY HEATING AND AIR | PSE&G BPU | No | Complete | 2014-07-07 | 2014-12-30 | 2015-02-20 | 2015-02-20
SRP27441 | SREC Solar | SANCHEZ |  | 7.14 | 0 | Residential | 1 | BOUND BROOK | 8805 | 5 | VIVINT SOLAR | PSE&G BPU | No | Complete | 2014-07-07 | 2015-04-22 | 2015-04-30 | 2015-04-30
SRP27442 | SREC Solar | LABRIER | GUARD STORAGE | 129.6 | 0 | Commercial | 1 | ELIZABETH | 7201 | 10 | TRINITY HEATING AND AIR | PSE&G BPU | No | Complete | 2014-07-07 | 2014-10-23 | 2014-11-05 | 2014-11-05
SRP27444 | SREC Solar | BARAN | CHEESEQUAKE VILLAGE ASSOCIATION | 24.735 | 0 | Residential | 1 | MATAWAN | 7747 | 17 | EZNERGY LLC | JCP&L | No | QA SELECTED | 2014-07-07 | 2015-05-20
SRP27446 | SREC Solar | BLEKESKI |  | 8 | 0 | Residential | 1 | PARLIN | 8859 | 11 | VIVINT SOLAR | JCP&L | No | Complete | 2014-07-07 | 2014-08-15 | 2014-08-27 | 2014-08-27
SRP27447 | SREC Solar | LABRIER | SAFEGUARD SELF STORAGE INC | 105 | 0 | Commercial | 1 | HOLMDEL | 7733 | 17 | TRINITY HEATING AND AIR | JCP&L | No | Complete | 2014-07-07 | 2014-11-05 | 2014-11-20 | 2014-11-20
SRP27448 | SREC Solar | LABRIER | SAFEGUARD STORAGE | 92.4 | 0 | Commercial | 1 | GARFIELD CITY | 7026 | 7 | TRINITY HEATING AND AIR | PSE&G BPU | No | Complete | 2014-07-07 | 2014-11-05 | 2014-11-20 | 2014-11-20
SRP27452 | SREC Solar | EMBALABALA |  | 5.355 | 0 | Residential | 1 | UNION | 7083 | 10 | VIVINT SOLAR | PSE&G BPU | No | Complete | 2014-07-07 | 2015-04-29 | 2015-05-15 | 2015-05-15
SRP27456 | SREC Solar | QUINTERO |  | 8.16 | 0 | Residential | 1 | DOVER | 7801 | 3 | VIVINT SOLAR | JCP&L | No | QA SELECTED | 2014-07-07 | 2015-05-20
SRP27457 | SREC Solar | LARGO |  | 5.61 | 0 | Residential | 1 | WHARTON | 7885 | 3 | VIVINT SOLAR | JCP&L | No | Complete | 2014-07-07 | 2015-03-04 | 2015-03-18 | 2015-03-18
SRP27458 | SREC Solar | LOPEZ |  | 3.825 | 0 | Residential | 1 | WOODBRIDGE | 7095 | 11 | VIVINT SOLAR | PSE&G BPU | No | Complete | 2014-07-07 | 2015-02-12 | 2015-02-16 | 2015-02-16
SRP27459 | SREC Solar | JONATHAS |  | 5.61 | 0 | Residential | 1 | UNION | 7083 | 10 | VIVINT SOLAR | PSE&G BPU | No | Complete | 2014-07-07 | 2015-04-30 | 2015-05-12 | 2015-05-12
SRP27460 | SREC Solar | HUDSPETH |  | 5.865 | 0 | Residential | 1 | WILLINGBORO | 8046 | 13 | VIVINT SOLAR | PSE&G BPU | No | Complete | 2014-07-07 | 2014-10-17 | 2014-10-28 | 2014-10-28
SRP27461 | SREC Solar | MURTAGH |  | 4 | 0 | Residential | 1 | HAWTHORNE | 7506 | 6 | SOLARCITY CORPORATION | PSE&G BPU | No | Complete | 2014-07-07 | 2015-04-15 | 2015-04-27 | 2015-04-27
SRP27462 | SREC Solar | STONE |  | 5 | 0 | Residential | 1 | VINELAND | 8361 | 20 | SOLARCITY CORPORATION | Vineland Muni Elec | No | Complete | 2014-07-07 | 2014-11-13 | 2014-12-02 | 2014-12-02
SRP27463 | SREC Solar | RODRIGUEZ |  | 5.5 | 0 | Residential | 1 | MIDDLESEX | 8846 | 11 | SOLARCITY CORPORATION | PSE&G BPU | No | Complete | 2014-07-07 | 2014-11-05 | 2014-11-14 | 2014-11-14
SRP27466 | SREC Solar | SEDOR |  | 3.25 | 0 | Residential | 1 | RIVERSIDE | 8075 | 13 | SOLARCITY CORPORATION | PSE&G BPU | No | Complete | 2014-07-07 | 2015-01-15 | 2015-01-26 | 2015-01-26
SRP27467 | SREC Solar | WORKMAN |  | 15.37 | 0 | Residential | 1 | MULLICA HILL | 8062 | 15 | SOLARCITY CORPORATION | AC Electric | No | Complete | 2014-07-07 | 2014-11-11 | 2014-11-26 | 2014-11-26
SRP27471 | SREC Solar | BIFULCO |  | 6.12 | 0 | Residential | 1 | TOMS RIVER | 8757 | 18 | VIVINT SOLAR | JCP&L | No | Complete | 2014-07-07 | 2014-10-30 | 2014-11-26 | 2014-11-26
SRP27472 | SREC Solar | RICHARD | ELMER AMBULANCE CORP | 23.46 | 0 | Non Profit | 1 | ELMER | 8318 | 16 | RCL ENTERPRISES INC. | AC Electric | No | Complete | 2014-07-07 | 2014-09-15 | 2014-10-08 | 2014-10-08
SRP27474 | SREC Solar | PEREZ |  | 8.415 | 0 | Residential | 1 | GLOUCESTER TOWNSHIP | 8081 | 14 | SOLARCITY CORPORATION | AC Electric | No | Complete | 2014-07-07 | 2014-10-02 | 2014-10-14 | 2014-10-14
SRP27477 | SREC Solar | CREAMER |  | 18.105 | 0 | Residential | 1 | DORCHESTER | 8316 | 20 | SOLARCITY CORPORATION | AC Electric | No | Complete | 2014-07-07 | 2014-12-02 | 2014-12-10 | 2014-12-10
SRP27478 | SREC Solar | LANZA |  | 8.25 | 0 | Residential | 1 | WESTWOOD | 7675 | 7 | SOLARCITY CORPORATION | PSE&G BPU | No | Complete | 2014-07-07 | 2014-10-02 | 2014-10-14 | 2014-10-14
SRP27479 | SREC Solar | WARD |  | 5.25 | 0 | Residential | 1 | OCEAN TOWNSHIP | 7712 | 17 | SOLARCITY CORPORATION | JCP&L | No | Complete | 2014-07-07 | 2014-11-25 | 2014-12-16 | 2014-12-16
SRP27480 | SREC Solar | ROSEMAN |  | 5.13 | 0 | Residential | 0 | MAPLEWOOD | 7040 | 9 | ASTRUM SOLAR, LLC | PSE&G BPU | No | Complete | 2014-07-07 | 2015-02-05 | 2015-02-09 | 2015-02-09
SRP27481 | SREC Solar | BARNETT |  | 14.5 | 0 | Residential | 1 | WEST DEPTFORD | 8096 | 15 | ASTRUM SOLAR, LLC | PSE&G BPU | No | Complete | 2014-07-07 | 2014-09-23 | 2014-10-01 | 2014-10-01
SRP27484 | SREC Solar | MINADEO |  | 7.29 | 0 | Residential | 1 | MARLTON | 8053 | 13 | TRINITY HEATING AND AIR | PSE&G BPU | No | Complete | 2014-07-07 | 2014-10-30 | 2014-11-11 | 2014-11-11
SRP27485 | SREC Solar | BERKLEY | RIVERS EDGE FARM | 15.18 | 0 | Commercial | 0 | FLEMINGTON | 8822 | 4 | PHILADELPHIA SIGN ENERGY | JCP&L | No | Complete | 2014-07-14 | 2014-08-12 | 2014-09-02 | 2014-09-02
SRP27486 | SREC Solar | BUTLER |  | 8.925 | 0 | Residential | 1 | CHERRY HILL | 8034 | 14 | VIVINT SOLAR | PSE&G BPU | No | Complete | 2014-07-07 | 2014-09-03 | 2014-09-30 | 2014-09-30
SRP27487 | SREC Solar | PEREZ |  | 3.12 | 0 | Residential | 1 | HACKENSACK | 7601 | 7 | VIVINT SOLAR | PSE&G BPU | No | Complete | 2014-07-07 | 2014-08-07 | 2014-08-18 | 2014-08-18
SRP27488 | SREC Solar | TULL |  | 6.63 | 0 | Residential | 1 | WILLINGBORO | 8046 | 13 | VIVINT SOLAR | PSE&G BPU | No | Complete | 2014-07-07 | 2014-10-17 | 2014-11-25 | 2014-11-25
SRP27489 | SREC Solar | VERGEL |  | 4.59 | 0 | Residential | 1 | SOMERSET | 8873 | 5 | VIVINT SOLAR | PSE&G BPU | No | Complete | 2014-07-07 | 2014-08-28 | 2014-10-22 | 2014-10-22
SRP27493 | SREC Solar | STEPHENS |  | 11.73 | 0 | Residential | 1 | WILLINGBORO | 8046 | 13 | VIVINT SOLAR | PSE&G BPU | No | Complete | 2014-07-07 | 2015-01-20 | 2015-01-30 | 2015-01-30
SRP27495 | SREC Solar | BUSBY |  | 5.865 | 0 | Residential | 1 | LUMBERTON | 8048 | 13 | VIVINT SOLAR | PSE&G BPU | No | Complete | 2014-07-07 | 2014-11-03 | 2014-11-11 | 2014-11-11
SRP27496 | SREC Solar | KOESTER |  | 6.375 | 0 | Residential | 1 | PARLIN | 8859 | 11 | VIVINT SOLAR | JCP&L | No | Complete | 2014-07-07 | 2014-09-08 | 2014-10-08 | 2014-10-08
SRP27498 | SREC Solar | WITTERSCHEIN |  | 6.12 | 0 | Residential | 1 | WILLINGBORO | 7046 | 3 | VIVINT SOLAR | PSE&G BPU | No | Complete | 2014-07-07 | 2014-09-23 | 2014-10-01 | 2014-10-01
SRP27499 | SREC Solar | DURSO |  | 9.945 | 0 | Residential | 1 | BOONTON | 7005 | 3 | VIVINT SOLAR | JCP&L | No | Complete | 2014-07-07 | 2014-09-26 | 2014-12-09 | 2014-12-09
SRP27500 | SREC Solar | MILLER |  | 7.5 | 0 | Residential | 1 | HAMILTON TOWNSHIP | 8330 | 19 | SOLARCITY CORPORATION | AC Electric | No | Complete | 2014-07-14 | 2014-08-26 | 2014-09-03 | 2014-09-03
SRP27501 | SREC Solar | BLACK |  | 4.25 | 0 | Residential | 1 | WEST ORANGE | 7052 | 9 | SOLARCITY CORPORATION | PSE&G BPU | No | Complete | 2014-07-14 | 2014-09-29 | 2014-10-09 | 2014-10-09
SRP27503 | SREC Solar | HILLWIG |  | 8 | 0 | Residential | 1 | CINNAMINSON | 8077 | 13 | SOLARCITY CORPORATION | PSE&G BPU | No | Complete | 2014-07-14 | 2014-11-25 | 2014-12-11 | 2014-12-11
SRP27504 | SREC Solar | THOMSON |  | 11.5 | 0 | Residential | 1 | SPRINGFIELD | 7081 | 10 | SOLARCITY CORPORATION | JCP&L | No | Complete | 2014-07-14 | 2014-09-04 | 2014-09-16 | 2014-09-16
SRP27505 | SREC Solar | MANNIX |  | 6.885 | 0 | Residential | 1 | TOMS RIVER | 8757 | 18 | VIVINT SOLAR | JCP&L | No | Complete | 2014-07-14 | 2014-10-10 | 2014-10-30 | 2014-10-30
SRP27506 | SREC Solar | RODRIGUEZ |  | 9.5 | 0 | Residential | 1 | BRIGANTINE | 8203 | 19 | SOLARCITY CORPORATION | AC Electric | No | Complete | 2014-07-14 | 2014-10-14 | 2014-10-21 | 2014-10-21
SRP27507 | SREC Solar | WALLACE |  | 8.16 | 0 | Residential | 1 | WILLINGBORO | 8046 | 13 | VIVINT SOLAR | PSE&G BPU | No | Complete | 2014-07-14 | 2014-09-23 | 2014-09-30 | 2014-09-30
SRP27508 | SREC Solar | BATHURST |  | 2.55 | 0 | Residential | 1 | DEPTFORD | 8096 | 15 | SOLARCITY CORPORATION | PSE&G BPU | No | Complete | 2014-07-14 | 2014-10-10 | 2014-10-22 | 2014-10-22
SRP27509 | SREC Solar | MAKILING |  | 8.75 | 0 | Residential | 1 | HAMILTON TWP | 8330 | 19 | SOLARCITY CORPORATION | AC Electric | No | Complete | 2014-07-14 | 2014-09-26 | 2014-10-02 | 2014-10-02
SRP27511 | SREC Solar | GOTTLIEB |  | 6.5 | 0 | Residential | 1 | PALMYRA | 8065 | 13 | SOLARCITY CORPORATION | PSE&G BPU | No | Complete | 2014-07-14 | 2014-08-28 | 2014-09-30 | 2014-09-30
SRP27512 | SREC Solar | KATZ |  | 5.13 | 0 | Residential | 1 | MANALAPAN | 7727 | 17 | TRINITY HEATING AND AIR | JCP&L | No | Complete | 2014-07-14 | 2014-10-02 | 2015-01-28 | 2015-01-28
SRP27513 | SREC Solar | JOYNER |  | 11.5 | 0 | Residential | 1 | HAMILTON TWP | 8330 | 19 | SOLARCITY CORPORATION | AC Electric | No | Complete | 2014-07-14 | 2014-12-15 | 2014-12-22 | 2014-12-22
SRP27514 | SREC Solar | GERDES |  | 14.535 | 0 | Residential | 1 | EVESHAM TWP | 8053 | 13 | SOLARCITY CORPORATION | PSE&G BPU | No | Complete | 2014-07-14 | 2014-10-15 | 2014-10-21 | 2014-10-21
SRP27515 | SREC Solar | CATHERWOOD |  | 7.395 | 0 | Residential | 1 | SOMERSET | 8873 | 5 | TRINITY HEATING AND AIR | PSE&G BPU | No | QC Selected | 2014-07-14 | 2015-05-20
SRP27516 | SREC Solar | LEFKOWITZ |  | 8.5 | 0 | Residential | 1 | FREEHOLD | 7728 | 17 | SOLARCITY CORPORATION | JCP&L | No | QC Selected | 2014-07-14 | 2015-05-13
SRP27517 | SREC Solar | FEELEY |  | 5.67 | 0 | Residential | 1 | FARMINGDALE | 7727 | 17 | TRINITY HEATING AND AIR | JCP&L | No | Complete | 2014-07-14 | 2014-10-28 | 2014-11-14 | 2014-11-14
SRP27519 | SREC Solar | AHEARN |  | 10.965 | 0 | Residential | 1 | MT ROYAL | 8061 | 15 | SOLARCITY CORPORATION | AC Electric | No | Complete | 2014-07-14 | 2014-11-05 | 2014-11-14 | 2014-11-14
SRP27520 | SREC Solar | KOSMOSKI |  | 5 | 0 | Residential | 1 | KEANSBURG | 7734 | 17 | SOLARCITY CORPORATION | JCP&L | No | Complete | 2014-07-14 | 2014-09-23 | 2014-09-30 | 2014-09-30
SRP27521 | SREC Solar | RICHMOND |  | 6.12 | 0 | Residential | 1 | MANCHESTER | 8759 | 18 | KOPP ELECTRIC COMPANY | JCP&L | No | Complete | 2014-07-14 | 2014-10-14 | 2014-10-22 | 2014-10-22
SRP27524 | SREC Solar | MAIER |  | 4.335 | 0 | Residential | 1 | LAKEHURST | 8733 | 18 | KOPP ELECTRIC COMPANY | JCP&L | No | Complete | 2014-07-14 | 2014-09-29 | 2014-10-08 | 2014-10-08
SRP27526 | SREC Solar | NESBITT |  | 10.455 | 0 | Residential | 1 | EGG HARBOR TWP | 8234 | 19 | NJR HOME SERVICES | AC Electric | No | Complete | 2014-07-14 | 2014-11-05 | 2014-11-13 | 2014-11-13
SRP27527 | SREC Solar | QUINN |  | 8.58 | 0 | Residential | 1 | HAZLET | 7730 | 17 | REC SOLAR, INC. | JCP&L | No | Complete | 2014-07-14 | 2015-03-14 | 2015-04-06 | 2015-04-06
SRP27529 | SREC Solar | KENNEDY |  | 10.25 | 0 | Residential | 1 | LAWRENCEVILLE | 8648 | 12 | GEORGE J KELLER & SONS | PSE&G BPU | No | Complete | 2014-07-14 | 2015-02-19 | 2015-02-25 | 2015-02-25
SRP27530 | SREC Solar | BROWN |  | 8.67 | 0 | Residential | 1 | BORDENTOWN | 8505 | 13 | NJR HOME SERVICES | PSE&G BPU | No | Complete | 2014-07-14 | 2015-04-23 | 2015-05-01 | 2015-05-01
SRP27531 | SREC Solar | HEMPLE |  | 15.3 | 0 | Residential | 1 | SALEM | 8079 | 16 | RCL ENTERPRISES INC. | AC Electric | No | Complete | 2014-07-14 | 2014-10-06 | 2014-10-16 | 2014-10-16
SRP27532 | SREC Solar | AGARWAL |  | 10.175 | 0 | Residential | 0 | PENNINGTON | 8534 | 12 | EXACT SOLAR | PSE&G BPU | No | Complete | 2014-07-14 | 2014-12-30 | 2015-01-13 | 2015-01-13
SRP27533 | SREC Solar | LEDESMA |  | 4.08 | 0 | Residential | 1 | DOVER | 7801 | 3 | VIVINT SOLAR | JCP&L | No | Complete | 2014-07-14 | 2015-04-08 | 2015-04-21 | 2015-04-21
SRP27534 | SREC Solar | CASEY |  | 7.65 | 0 | Residential | 1 | WOODBRIDGE | 7095 | 11 | VIVINT SOLAR | PSE&G BPU | No | Complete | 2014-07-14 | 2014-12-19 | 2015-01-13 | 2015-01-13
SRP27535 | SREC Solar | CORACE |  | 3.825 | 0 | Residential | 1 | SPOTSWOOD | 8884 | 11 | VIVINT SOLAR | JCP&L | No | Complete | 2014-07-14 | 2014-08-22 | 2014-09-02 | 2014-09-02
SRP27536 | SREC Solar | KLEIN |  | 8.64 | 0 | Residential | 1 | MONROE | 8831 | 11 | TRINITY HEATING AND AIR | JCP&L | No | Complete | 2014-07-14 | 2014-11-13 | 2014-12-02 | 2014-12-02
SRP27537 | SREC Solar | KOSARIN |  | 8.37 | 0 | Residential | 1 | JACKSON | 8527 | 18 | ROOF DIAGNOSTICS INC | JCP&L | No | Complete | 2014-07-14 | 2015-02-22 | 2015-03-27 | 2015-03-27
SRP27538 | SREC Solar | DEQUINA |  | 7.85 | 0 | Residential | 1 | KENDALL PARK | 8824 | 11 | ROOF DIAGNOSTICS INC | PSE&G BPU | No | Complete | 2014-07-14 | 2015-02-11 | 2015-02-12 | 2015-02-12
SRP27539 | SREC Solar | ZACHAREWICZ |  | 4.86 | 0 | Residential | 0 | LAKEWOOD | 8701 | 18 | ROOF DIAGNOSTICS INC | JCP&L | No | Complete | 2014-07-14 | 2015-02-22 | 2015-03-27 | 2015-03-27
SRP27540 | SREC Solar | COPPINGER |  | 14.85 | 0 | Residential | 1 | HOWELL | 7731 | 17 | ROOF DIAGNOSTICS INC | JCP&L | No | Complete | 2014-07-14 | 2015-03-20 | 2015-03-31 | 2015-03-31
SRP27541 | SREC Solar | MORMINO |  | 9.35 | 0 | Residential | 1 | ORADELL | 7649 | 7 | ROOF DIAGNOSTICS INC | PSE&G BPU | No | Complete | 2014-07-14 | 2015-04-03 | 2015-04-13 | 2015-04-13
SRP27542 | SREC Solar | ATOCHA |  | 5.67 | 0 | Residential | 1 | HEWITT | 7421 | 6 | ROOF DIAGNOSTICS INC | Orange & Rockland Elec | No | Complete | 2014-07-14 | 2015-02-22 | 2015-02-27 | 2015-02-27
SRP27543 | SREC Solar | MCCARTY |  | 6.21 | 0 | Residential | 1 | BROWNS MILLS | 8015 | 13 | ROOF DIAGNOSTICS INC | JCP&L | No | Complete | 2014-07-14 | 2015-02-22 | 2015-02-25 | 2015-02-25
SRP27545 | SREC Solar | DEMICCO |  | 3.57 | 0 | Residential | 1 | ROCKAWAY | 7866 | 3 | ROOF DIAGNOSTICS INC | JCP&L | No | Complete | 2014-07-14 | 2015-01-08 | 2015-01-19 | 2015-01-19
SRP27546 | SREC Solar | BROWN |  | 3.51 | 0 | Residential | 1 | CAMDEN | 8105 | 14 | ROOF DIAGNOSTICS INC | PSE&G BPU | No | QC Selected | 2014-07-14 | 2015-01-30
SRP27547 | SREC Solar | LABRUNA |  | 5.94 | 0 | Residential | 1 | FORKED RIVER | 8731 | 18 | ROOF DIAGNOSTICS INC | JCP&L | No | Complete | 2014-07-14 | 2015-03-20 | 2015-03-31 | 2015-03-31
SRP27548 | SREC Solar | JERWEIN |  | 11.475 | 0 | Residential | 1 | VOORHEES | 8043 | 14 | VIVINT SOLAR | PSE&G BPU | No | Complete | 2014-07-14 | 2014-09-08 | 2014-09-17 | 2014-09-17
SRP27550 | SREC Solar | PORTES |  | 4.91 | 0 | Residential | 1 | TEANECK | 7666 | 7 | ROOF DIAGNOSTICS INC | PSE&G BPU | No | Complete | 2014-07-14 | 2015-03-04 | 2015-05-06 | 2015-05-06
SRP27552 | SREC Solar | FOREMAN |  | 4.86 | 0 | Residential | 1 | TEANECK | 7666 | 7 | ROOF DIAGNOSTICS INC | PSE&G BPU | No | Complete | 2014-07-14 | 2015-01-30 | 2015-02-05 | 2015-02-05
SRP27555 | SREC Solar | WOOD |  | 4.845 | 0 | Residential | 1 | RAHWAY | 7065 | 10 | ROOF DIAGNOSTICS INC | PSE&G BPU | No | Complete | 2014-07-14 | 2015-02-11 | 2015-02-12 | 2015-02-12
SRP27557 | SREC Solar | GADBERRY |  | 11.34 | 0 | Residential | 1 | FRANKIN PARK | 8823 | 5 | ROOF DIAGNOSTICS INC | PSE&G BPU | No | Complete | 2014-07-14 | 2015-03-06 | 2015-03-19 | 2015-03-19
SRP27558 | SREC Solar | BUCCHERE |  | 7.85 | 0 | Residential | 1 | TRENTON | 8690 | 12 | ROOF DIAGNOSTICS INC | PSE&G BPU | No | Complete | 2014-07-14 | 2015-02-24 | 2015-04-06 | 2015-04-06
SRP27559 | SREC Solar | DOOLEY |  | 6.48 | 0 | Residential | 1 | HACKETTSTOWN | 7840 | 2 | ROOF DIAGNOSTICS INC | JCP&L | No | Complete | 2014-07-14 | 2015-02-27 | 2015-05-06 | 2015-05-06
SRP27560 | SREC Solar | SEMANCHICK |  | 9.82 | 0 | Residential | 1 | BAYVILLE | 8721 | 18 | ROOF DIAGNOSTICS INC | JCP&L | No | Complete | 2014-07-14 | 2015-02-26 | 2015-04-06 | 2015-04-06
SRP27561 | SREC Solar | VENELLO |  | 9.18 | 0 | Residential | 1 | PENNS GROVE | 8069 | 16 | ROOF DIAGNOSTICS INC | AC Electric | No | QC Selected | 2014-07-14 | 2015-02-23
SRP27562 | SREC Solar | HUTCHINSON |  | 4.66 | 0 | Residential | 1 | TINTON FALLS | 7724 | 17 | ROOF DIAGNOSTICS INC | JCP&L | No | Complete | 2014-07-14 | 2015-02-11 | 2015-02-12 | 2015-02-12
SRP27564 | SREC Solar | WHITLOCK |  | 7.38 | 0 | Residential | 1 | BURLINGTON | 8016 | 13 | ROOF DIAGNOSTICS INC | PSE&G BPU | No | Complete | 2014-07-14 | 2015-02-22 | 2015-02-25 | 2015-02-25
SRP27565 | SREC Solar | CASSANELLO |  | 4.5 | 0 | Residential | 1 | HAWORTH | 7641 | 7 | ROOF DIAGNOSTICS INC | PSE&G BPU | No | QC Selected | 2014-07-14 | 2015-05-19
SRP27566 | SREC Solar | AGUIRRE |  | 5.49 | 0 | Residential | 1 | SOUTH BOUNDBROOK | 8880 | 5 | ROOF DIAGNOSTICS INC | PSE&G BPU | No | Complete | 2014-07-14 | 2015-02-23 | 2015-02-27 | 2015-02-27
SRP27567 | SREC Solar | MARSHALL |  | 4.05 | 0 | Residential | 1 | ENGLEWOOD | 7631 | 7 | ROOF DIAGNOSTICS INC | PSE&G BPU | No | Complete | 2014-07-14 | 2015-02-11 | 2015-02-13 | 2015-02-13
SRP27568 | SREC Solar | PERRY |  | 8.49 | 0 | Residential | 1 | WILLINGBORO | 8046 | 13 | ROOF DIAGNOSTICS INC | PSE&G BPU | No | Complete | 2014-07-14 | 2015-02-24 | 2015-03-04 | 2015-03-04
SRP27569 | SREC Solar | PECORA |  | 11.49 | 0 | Residential | 1 | BRICK | 8723 | 18 | ROOF DIAGNOSTICS INC | JCP&L | No | Complete | 2014-07-14 | 2015-03-03 | 2015-03-26 | 2015-03-26
SRP27570 | SREC Solar | CHAN |  | 3.315 | 0 | Residential | 1 | OLD BRIDGE | 8857 | 11 | VIVINT SOLAR | JCP&L | No | Complete | 2014-07-14 | 2015-01-20 | 2015-03-09 | 2015-03-09
SRP27571 | SREC Solar | HAUGHTON |  | 7.65 | 0 | Residential | 1 | SOMERSET | 8873 | 5 | VIVINT SOLAR | PSE&G BPU | No | Complete | 2014-07-14 | 2014-10-17 | 2014-10-28 | 2014-10-28
SRP27572 | SREC Solar | BLAIR |  | 8.16 | 0 | Residential | 1 | COLONIA | 7067 | 10 | VIVINT SOLAR | PSE&G BPU | No | Complete | 2014-07-14 | 2014-10-23 | 2014-11-05 | 2014-11-05
SRP27573 | SREC Solar | PEARSON |  | 11.475 | 0 | Residential | 1 | CHERRY HILL | 8002 | 14 | VIVINT SOLAR | PSE&G BPU | No | Complete | 2014-07-14 | 2015-02-17 | 2015-02-20 | 2015-02-20
SRP27574 | SREC Solar | ISHAK |  | 5.355 | 0 | Residential | 1 | EAST BRUNSWICK | 8816 | 11 | VIVINT SOLAR | PSE&G BPU | No | Complete | 2014-07-14 | 2014-10-21 | 2014-11-25 | 2014-11-25
SRP27576 | SREC Solar | RESTREPO |  | 8.16 | 0 | Residential | 1 | OLD BRIDGE | 8857 | 11 | VIVINT SOLAR | JCP&L | No | Complete | 2014-07-14 | 2015-04-30 | 2015-05-13 | 2015-05-13
SRP27577 | SREC Solar | HOYT |  | 12.42 | 0 | Residential | 0 | CINNAMINSON | 8077 | 13 | TRINITY HEATING AND AIR | PSE&G BPU | No | Complete | 2014-07-14 | 2014-10-02 | 2014-10-14 | 2014-10-14
SRP27578 | SREC Solar | ERRICKSON |  | 10.8 | 0 | Residential | 1 | CHANGEWATER | 7831 | 2 | TRINITY HEATING AND AIR | JCP&L | No | QC Selected | 2014-07-14 | 2015-05-29
SRP27579 | SREC Solar | KLEIN |  | 8.1 | 0 | Residential | 0 | BRIDGEWATER | 8807 | 5 | TRINITY HEATING AND AIR | PSE&G BPU | No | Complete | 2014-07-14 | 2014-11-04 | 2014-11-20 | 2014-11-20
SRP27580 | SREC Solar | CORREA |  | 10.53 | 0 | Residential | 0 | TOMS RIVER | 8755 | 18 | TRINITY HEATING AND AIR | JCP&L | No | Complete | 2014-07-14 | 2014-11-14 | 2014-12-04 | 2014-12-04
SRP27581 | SREC Solar | TERRY |  | 10.8 | 0 | Residential | 0 | MARLBORO | 7746 | 17 | TRINITY HEATING AND AIR | JCP&L | No | Complete | 2014-08-04 | 2014-09-29 | 2014-10-09 | 2014-10-09
SRP27582 | SREC Solar | MAYS |  | 18.105 | 0 | Residential | 1 | MILLSTONE | 8535 | 17 | TRINITY HEATING AND AIR | JCP&L | No | Complete | 2014-07-14 | 2014-09-02 | 2014-09-29 | 2014-09-29
SRP27583 | SREC Solar | ESPY |  | 7 | 0 | Residential | 1 | WILLINGBORO | 8046 | 13 | SOLARCITY CORPORATION | PSE&G BPU | No | Complete | 2014-07-14 | 2015-01-13 | 2015-01-26 | 2015-01-26
SRP27584 | SREC Solar | IZQUIERDO |  | 9.5 | 0 | Residential | 1 | MANAHAWKIN | 8050 | 18 | SOLARCITY CORPORATION | AC Electric | No | Complete | 2014-07-14 | 2014-11-25 | 2014-12-16 | 2014-12-16
SRP27585 | SREC Solar | SAYERS |  | 9.435 | 0 | Residential | 1 | GLOUCESTER TWP | 8083 | 14 | SOLARCITY CORPORATION | PSE&G BPU | No | Complete | 2014-07-14 | 2014-10-02 | 2014-10-14 | 2014-10-14
SRP27586 | SREC Solar | ZSIDAI |  | 6.12 | 0 | Residential | 1 | WINSLOW TWP | 8081 | 14 | SOLARCITY CORPORATION | AC Electric | No | Complete | 2014-07-14 | 2014-12-08 | 2014-12-26 | 2014-12-26
SRP27587 | SREC Solar | CORDERO |  | 4.08 | 0 | Residential | 1 | CHERRY HILL | 8002 | 14 | SOLARCITY CORPORATION | PSE&G BPU | No | Complete | 2014-07-14 | 2014-09-17 | 2014-10-30 | 2014-10-30
SRP27590 | SREC Solar | LEWIS |  | 8.925 | 0 | Residential | 1 | PARLIN | 8859 | 11 | VIVINT SOLAR | JCP&L | No | Complete | 2014-07-14 | 2014-10-30 | 2014-11-26 | 2014-11-26
SRP27591 | SREC Solar | FERRARIS |  | 7.14 | 0 | Residential | 1 | PORT READING | 7064 | 11 | VIVINT SOLAR | PSE&G BPU | No | Complete | 2014-07-14 | 2014-10-23 | 2014-11-04 | 2014-11-04
SRP27594 | SREC Solar | BENGALI |  | 5.1 | 0 | Residential | 1 | NORTH BRUNSWICK | 8902 | 11 | VIVINT SOLAR | PSE&G BPU | No | QC Selected | 2014-07-14 | 2015-05-14
SRP27595 | SREC Solar | GOLDBERG |  | 8.67 | 0 | Residential | 1 | SOMERSET | 8873 | 5 | VIVINT SOLAR | PSE&G BPU | No | Complete | 2014-07-14 | 2014-11-03 | 2014-11-12 | 2014-11-12
SRP27597 | SREC Solar | MALACHI |  | 4.59 | 0 | Residential | 1 | SOMERSET | 8873 | 5 | VIVINT SOLAR | PSE&G BPU | No | Complete | 2014-07-14 | 2014-09-19 | 2014-09-24 | 2014-09-24
SRP27598 | SREC Solar | LIN |  | 5.355 | 0 | Residential | 1 | EAST BRUNSWICK | 8816 | 11 | VIVINT SOLAR | PSE&G BPU | No | Complete | 2014-07-14 | 2015-03-06 | 2015-03-19 | 2015-03-19
SRP27599 | SREC Solar | PHILLIPS SR |  | 8.415 | 0 | Residential | 1 | SOMERSET | 8873 | 5 | VIVINT SOLAR | PSE&G BPU | No | Complete | 2014-07-14 | 2014-12-03 | 2015-03-12 | 2015-03-12
SRP27600 | SREC Solar | OSGOOD |  | 5.1 | 0 | Residential | 1 | LAKE HIAWATHA | 7034 | 3 | VIVINT SOLAR | JCP&L | No | Complete | 2014-07-14 | 2014-11-26 | 2014-12-12 | 2014-12-12
SRP27602 | SREC Solar | RAMIREZ |  | 8.415 | 0 | Residential | 1 | CHERRY HILL | 8002 | 14 | VIVINT SOLAR | PSE&G BPU | No | Complete | 2014-07-14 | 2014-09-26 | 2014-10-02 | 2014-10-02
SRP27604 | SREC Solar | RUBINO |  | 4.59 | 0 | Residential | 1 | TOMS RIVER | 8757 | 18 | VIVINT SOLAR | JCP&L | No | Complete | 2014-07-14 | 2014-11-05 | 2014-11-12 | 2014-11-12
SRP27606 | SREC Solar | BANDOMER |  | 14.025 | 0 | Residential | 1 | SOMERSET | 8873 | 5 | VIVINT SOLAR | PSE&G BPU | No | QA SELECTED | 2014-07-14 | 2015-05-19
SRP27608 | SREC Solar | NIEVES |  | 6.5 | 0 | Residential | 1 | VINELAND | 8360 | 20 | SOLARCITY CORPORATION | Vineland Muni Elec | No | QA SELECTED | 2014-07-14 | 2015-05-14
SRP27609 | SREC Solar | NAYAR |  | 9.25 | 0 | Residential | 1 | PISCATAWAY | 8854 | 11 | SOLARCITY CORPORATION | PSE&G BPU | No | Complete | 2014-07-14 | 2014-09-17 | 2014-09-25 | 2014-09-25
SRP27610 | SREC Solar | REYNOLDS |  | 6.63 | 0 | Residential | 1 | TOMS RIVER | 8757 | 18 | VIVINT SOLAR | JCP&L | No | Complete | 2014-07-14 | 2014-10-23 | 2014-11-26 | 2014-11-26
SRP27611 | SREC Solar | JONES |  | 7.14 | 0 | Residential | 1 | LAWNSIDE | 8045 | 14 | VIVINT SOLAR | PSE&G BPU | No | Complete | 2014-07-14 | 2015-02-22 | 2015-04-06 | 2015-04-06
SRP27612 | SREC Solar | LOPEZ |  | 7.65 | 0 | Residential | 1 | PARLIN | 8859 | 11 | VIVINT SOLAR | JCP&L | No | Complete | 2014-07-14 | 2014-10-10 | 2014-10-17 | 2014-10-17
SRP27613 | SREC Solar | LAGATTUTA |  | 4.59 | 0 | Residential | 1 | FLANDERS | 7836 | 3 | VIVINT SOLAR | JCP&L | No | Complete | 2014-07-14 | 2014-11-03 | 2014-12-17 | 2014-12-17
SRP27615 | SREC Solar | KUCSERA |  | 3.825 | 0 | Residential | 1 | SEWAREN | 7077 | 11 | VIVINT SOLAR | PSE&G BPU | No | Complete | 2014-07-14 | 2015-02-07 | 2015-02-12 | 2015-02-12
SRP27617 | SREC Solar | FURGIUELE |  | 10.965 | 0 | Residential | 1 | CHERRY HILL | 8002 | 14 | VIVINT SOLAR | PSE&G BPU | No | Complete | 2014-07-14 | 2015-01-20 | 2015-01-30 | 2015-01-30
SRP27618 | SREC Solar | FONTAINA |  | 9.945 | 0 | Residential | 1 | PORT READING | 7064 | 11 | VIVINT SOLAR | PSE&G BPU | No | Complete | 2014-07-14 | 2014-10-23 | 2014-11-26 | 2014-11-26
SRP27619 | SREC Solar | SOVA |  | 6.645 | 0 | Residential | 1 | LITTLE EGG HARBOR | 8087 | 18 | ROOF DIAGNOSTICS INC | AC Electric | No | Complete | 2014-07-14 | 2015-03-20 | 2015-03-31 | 2015-03-31
SRP27620 | SREC Solar | EVELAND |  | 7.14 | 0 | Residential | 1 | HAINESPORT | 8036 | 13 | VIVINT SOLAR | PSE&G BPU | No | Complete | 2014-07-14 | 2015-03-11 | 2015-03-26 | 2015-03-26
SRP27621 | SREC Solar | DRAUDE |  | 9.435 | 0 | Residential | 1 | SPOTSWOOD | 8884 | 11 | VIVINT SOLAR | JCP&L | No | Complete | 2014-07-14 | 2014-08-22 | 2014-09-30 | 2014-09-30
SRP27622 | SREC Solar | CORFORTE |  | 8.67 | 0 | Residential | 1 | LAKE HIAWATHA | 7034 | 3 | VIVINT SOLAR | JCP&L | No | Complete | 2014-07-14 | 2015-04-22 | 2015-04-30 | 2015-04-30
SRP27623 | SREC Solar | DONALD |  | 4.335 | 0 | Residential | 1 | CHERRY HILL | 8002 | 14 | VIVINT SOLAR | PSE&G BPU | No | QA SELECTED | 2014-07-14 | 2015-05-27
SRP27624 | SREC Solar | DENIZKURDU |  | 4.08 | 0 | Residential | 1 | CHERRY HILL | 8002 | 14 | VIVINT SOLAR | PSE&G BPU | No | Complete | 2014-07-14 | 2015-05-07 | 2015-05-19 | 2015-05-19
SRP27625 | SREC Solar | COHEN |  | 7.14 | 0 | Residential | 1 | WOODBRIDGE | 7095 | 11 | VIVINT SOLAR | PSE&G BPU | No | Complete | 2014-07-14 | 2015-04-28 | 2015-05-12 | 2015-05-12
SRP27626 | SREC Solar | ECKERT |  | 4.175 | 0 | Residential | 1 | LITTLE EGG HARBOR | 8087 | 18 | ROOF DIAGNOSTICS INC | AC Electric | No | Complete | 2014-07-14 | 2015-02-22 | 2015-02-25 | 2015-02-25
SRP27629 | SREC Solar | CHO |  | 5.41 | 0 | Residential | 1 | HOLMDEL | 7733 | 17 | ROOF DIAGNOSTICS INC | JCP&L | No | Complete | 2014-07-14 | 2015-02-27 | 2015-03-11 | 2015-03-11
SRP27630 | SREC Solar | PARIGI |  | 4.91 | 0 | Residential | 1 | NUTLEY | 7110 | 9 | ROOF DIAGNOSTICS INC | PSE&G BPU | No | Complete | 2014-07-14 | 2015-03-10 | 2015-03-25 | 2015-03-25
SRP27631 | SREC Solar | STOPHERD |  | 3.5 | 0 | Residential | 1 | RUTHERFORD | 7070 | 7 | SUNGEVITY, INC. | PSE&G BPU | No | Complete | 2014-07-14 | 2014-10-10 | 2014-10-16 | 2014-10-16
SRP27632 | SREC Solar | KOMATREDDY |  | 8.75 | 0 | Residential | 1 | PRINCETON JUNCTION | 8850 | 11 | SUNGEVITY, INC. | PSE&G BPU | No | Complete | 2014-07-14 | 2014-09-23 | 2014-09-30 | 2014-09-30
SRP27634 | SREC Solar | LEE |  | 5.5 | 0 | Residential | 1 | MANTOLOKING | 8738 | 18 | SUNGEVITY, INC. | JCP&L | No | Complete | 2014-07-14 | 2015-02-10 | 2015-02-13 | 2015-02-13
SRP27636 | SREC Solar | SUAREZ |  | 9 | 0 | Residential | 1 | MONROE | 8831 | 11 | SUNGEVITY, INC. | JCP&L | No | QC Selected | 2014-07-14 | 2014-09-24
SRP27637 | SREC Solar | DA COLA |  | 7 | 0 | Residential | 1 | SUCCASUNNA | 7876 | 3 | SUNGEVITY, INC. | JCP&L | No | Complete | 2014-07-14 | 2014-09-23 | 2014-09-30 | 2014-09-30
SRP27638 | SREC Solar | RODGERS |  | 6.24 | 0 | Residential | 1 | HALEYVILLE | 8349 | 20 | KAITANNA SOLAR, LLC | AC Electric | No | Complete | 2014-07-14 | 2014-11-05 | 2014-11-13 | 2014-11-13
SRP27639 | SREC Solar | BARRAGAN |  | 9.35 | 0 | Residential | 0 | HACKENSACK | 7601 | 7 | ALLIANCE COOPERATIVE ENERGY | PSE&G BPU | No | Complete | 2014-07-14 | 2014-09-09 | 2014-09-23 | 2014-09-23
SRP27640 | SREC Solar | ELLIS |  | 5.865 | 0 | Residential | 1 | TOMS RIVER | 8753 | 18 | ECOMEN SOLAR LLC | JCP&L | No | Complete | 2014-07-14 | 2015-03-20 | 2015-04-23 | 2015-04-23
SRP27641 | SREC Solar | KERLEN |  | 4.32 | 0 | Residential | 1 | GLEN ROCK | 7452 | 7 | ROOF DIAGNOSTICS INC | PSE&G BPU | No | Complete | 2014-07-14 | 2015-02-17 | 2015-02-20 | 2015-02-20
SRP27642 | SREC Solar | HANSON |  | 11.22 | 0 | Residential | 1 | SAYREVILLE | 8872 | 11 | VIVINT SOLAR | JCP&L | No | Complete | 2014-07-14 | 2014-10-23 | 2014-11-04 | 2014-11-04
SRP27645 | SREC Solar | CALERO |  | 5.1 | 0 | Residential | 1 | CARTERET | 7008 | 11 | VIVINT SOLAR | PSE&G BPU | No | Complete | 2014-07-14 | 2014-10-27 | 2014-11-06 | 2014-11-06
SRP27648 | SREC Solar | TARANTINI |  | 5.61 | 0 | Residential | 1 | HADDON TWP | 8108 | 14 | VIVINT SOLAR | PSE&G BPU | No | Complete | 2014-07-14 | 2014-09-26 | 2014-10-02 | 2014-10-02
SRP27649 | SREC Solar | MERCADO |  | 2.295 | 0 | Residential | 1 | WOODBRIDGE | 7095 | 11 | VIVINT SOLAR | PSE&G BPU | No | Complete | 2014-07-14 | 2014-10-23 | 2014-11-05 | 2014-11-05
SRP27650 | SREC Solar | WARTH |  | 7.14 | 0 | Residential | 1 | AVENEL | 7001 | 11 | VIVINT SOLAR | PSE&G BPU | No | Complete | 2014-07-14 | 2014-10-24 | 2014-11-06 | 2014-11-06
SRP27651 | SREC Solar | MIDURA |  | 6.12 | 0 | Residential | 1 | SAYREVILLE | 8872 | 11 | VIVINT SOLAR | JCP&L | No | Complete | 2014-07-14 | 2015-01-20 | 2015-01-30 | 2015-01-30
SRP27652 | SREC Solar | LEVIN |  | 7.65 | 0 | Residential | 1 | BOONTON | 7005 | 3 | VIVINT SOLAR | JCP&L | No | Complete | 2014-07-14 | 2014-10-08 | 2014-10-20 | 2014-10-20
SRP27654 | SREC Solar | YANNARELLA |  | 6.12 | 0 | Residential | 1 | DELRAN | 8075 | 13 | TRINITY HEATING AND AIR | PSE&G BPU | No | Complete | 2014-07-14 | 2014-09-18 | 2014-09-25 | 2014-09-25
SRP27656 | SREC Solar | NELSON |  | 9.5 | 0 | Residential | 1 | TOMS RIVER | 8755 | 18 | SOLARCITY CORPORATION | JCP&L | No | Complete | 2014-07-14 | 2015-02-22 | 2015-04-06 | 2015-04-06
SRP27657 | SREC Solar | MULLANEY |  | 5.5 | 0 | Residential | 1 | HOWELL | 7731 | 17 | SOLARCITY CORPORATION | JCP&L | No | Complete | 2014-07-14 | 2014-10-28 | 2014-11-14 | 2014-11-14
SRP27658 | SREC Solar | WASSON |  | 19.125 | 0 | Residential | 1 | MT LAUREL | 8054 | 13 | VIVINT SOLAR | PSE&G BPU | No | Complete | 2014-07-14 | 2015-01-13 | 2015-01-26 | 2015-01-26
SRP27659 | SREC Solar | GIAMBATISTA |  | 6.885 | 0 | Residential | 1 | TOMS RIVER | 8757 | 18 | VIVINT SOLAR | JCP&L | No | Complete | 2014-07-14 | 2014-09-08 | 2014-09-17 | 2014-09-17
SRP27660 | SREC Solar | BRADLEY |  | 8.415 | 0 | Residential | 1 | CHERRY HILL | 8002 | 14 | VIVINT SOLAR | PSE&G BPU | No | Complete | 2014-07-14 | 2014-12-12 | 2015-01-06 | 2015-01-06
SRP27661 | SREC Solar | DOWLING |  | 8.415 | 0 | Residential | 1 | TOMS RIVER | 8757 | 18 | VIVINT SOLAR | JCP&L | No | Complete | 2014-07-14 | 2014-12-01 | 2014-12-10 | 2014-12-10
SRP27662 | SREC Solar | MALTAIS |  | 3.06 | 0 | Residential | 1 | MONROE TWP | 8821 | 5 | VIVINT SOLAR | JCP&L | No | Complete | 2014-07-14 | 2015-01-20 | 2015-01-30 | 2015-01-30
SRP27663 | SREC Solar | KUNDA |  | 7.65 | 0 | Residential | 1 | SPOTSWOOD | 8884 | 11 | VIVINT SOLAR | JCP&L | No | Complete | 2014-07-14 | 2015-03-20 | 2015-04-01 | 2015-04-01
SRP27664 | SREC Solar | MARZULLO |  | 6.63 | 0 | Residential | 1 | FAIRFIELD | 7004 | 9 | VIVINT SOLAR | PSE&G BPU | No | Complete | 2014-07-15 | 2014-10-27 | 2014-12-17 | 2014-12-17
SRP27665 | SREC Solar | KRIEGNER |  | 5.1 | 0 | Residential | 1 | BERLIN | 8009 | 14 | SOLARCITY CORPORATION | AC Electric | No | Complete | 2014-07-14 | 2014-10-09 | 2014-12-01 | 2014-12-01
SRP27666 | SREC Solar | WALTON |  | 10.2 | 0 | Residential | 1 | MT LAUREL | 8054 | 13 | VIVINT SOLAR | PSE&G BPU | No | Complete | 2014-07-14 | 2015-02-24 | 2015-03-04 | 2015-03-04
SRP27668 | SREC Solar | DOLLAR |  | 4.59 | 0 | Residential | 1 | TOMS RIVER | 8757 | 18 | VIVINT SOLAR | JCP&L | No | Complete | 2014-07-14 | 2014-10-17 | 2014-10-29 | 2014-10-29
SRP27670 | SREC Solar | SCHAAFSMA |  | 5.355 | 0 | Residential | 1 | TOMS RIVER | 8757 | 18 | VIVINT SOLAR | JCP&L | No | Complete | 2014-07-14 | 2014-11-03 | 2014-11-11 | 2014-11-11
SRP27672 | SREC Solar | RUSSO |  | 12.75 | 0 | Residential | 1 | EAST BRUNSWICK | 8816 | 11 | VIVINT SOLAR | PSE&G BPU | No | Complete | 2014-07-14 | 2015-01-13 | 2015-01-26 | 2015-01-26
SRP27673 | SREC Solar | LOUIS |  | 6.12 | 0 | Residential | 1 | WILLINGBORO | 8046 | 13 | VIVINT SOLAR | PSE&G BPU | No | Complete | 2014-07-14 | 2015-04-03 | 2015-04-13 | 2015-04-13
SRP27674 | SREC Solar | MCGRANE |  | 4.335 | 0 | Residential | 1 | OLD BRIDGE | 8857 | 11 | VIVINT SOLAR | JCP&L | No | Complete | 2014-07-14 | 2015-01-13 | 2015-02-16 | 2015-02-16
SRP27675 | SREC Solar | ESTELLE |  | 12.15 | 0 | Residential | 1 | HAMILTON | 8619 | 12 | TRINITY HEATING AND AIR | PSE&G BPU | No | Complete | 2014-07-21 | 2014-10-17 | 2014-10-24 | 2014-10-24
SRP27677 | SREC Solar | SHARPE |  | 5.94 | 0 | Residential | 1 | BEACHWOOD | 8722 | 18 | TRINITY HEATING AND AIR | JCP&L | No | Complete | 2014-07-21 | 2014-10-16 | 2014-10-28 | 2014-10-28
SRP27678 | SREC Solar | DORIA |  | 4.655 | 0 | Residential | 1 | JACKSON | 8527 | 18 | TRINITY HEATING AND AIR | JCP&L | No | Complete | 2014-07-21 | 2014-08-21 | 2014-09-02 | 2014-09-02
SRP27679 | SREC Solar | HABECK |  | 6.75 | 0 | Residential | 1 | EDGEWATER PARK | 8010 | 13 | TRINITY HEATING AND AIR | PSE&G BPU | No | Complete | 2014-07-21 | 2014-11-05 | 2014-12-02 | 2014-12-02
SRP27680 | SREC Solar | DOLESE |  | 8.37 | 0 | Residential | 1 | BRICK | 8724 | 18 | TRINITY HEATING AND AIR | JCP&L | No | Complete | 2014-07-21 | 2014-11-11 | 2014-12-29 | 2014-12-29
SRP27681 | SREC Solar | TUCKER |  | 4.335 | 0 | Residential | 1 | JACKSON | 8527 | 18 | TRINITY HEATING AND AIR | JCP&L | No | Complete | 2014-07-21 | 2014-09-29 | 2014-10-21 | 2014-10-21
SRP27682 | SREC Solar | ELHATAB |  | 9.18 | 0 | Residential | 1 | EAST BRUNSWICK | 8816 | 11 | TRINITY HEATING AND AIR | PSE&G BPU | No | Complete | 2014-07-21 | 2014-11-05 | 2014-11-14 | 2014-11-14
SRP27683 | SREC Solar | SCIUTO |  | 9.45 | 0 | Residential | 1 | HOWELL | 7731 | 17 | TRINITY HEATING AND AIR | JCP&L | No | Complete | 2014-07-21 | 2014-11-04 | 2014-11-20 | 2014-11-20
SRP27684 | SREC Solar | ANDAL |  | 10.26 | 0 | Residential | 1 | PRINCETON JCT | 8550 | 12 | TRINITY HEATING AND AIR | PSE&G BPU | No | Complete | 2014-07-21 | 2014-11-11 | 2014-11-26 | 2014-11-26
SRP27685 | SREC Solar | WINGER |  | 1.06 | 0 | Residential | 0 | SHAMONG | 8088 | 13 | ECOLOGICAL SYSTEMS-MANALAPAN | AC Electric | No | Complete | 2014-07-21 | 2014-10-02 | 2014-11-24 | 2014-11-24
SRP27687 | SREC Solar | KARAUSKY |  | 6.12 | 0 | Residential | 1 | TOMS RIVER | 8757 | 18 | VIVINT SOLAR | JCP&L | No | Complete | 2014-07-21 | 2015-02-05 | 2015-02-07 | 2015-02-07
SRP27688 | SREC Solar | LEONETTI |  | 4.68 | 0 | Residential | 0 | SHIP BOTTOM | 8008 | 18 | POWERLUTIONS, LLC | AC Electric | No | Complete | 2014-07-21 | 2014-12-23 | 2015-02-02 | 2015-02-02
SRP27689 | SREC Solar | JESS |  | 11.475 | 0 | Residential | 1 | SALEM | 08079 | 16 | RCL ENTERPRISES INC. | AC Electric | No | Complete | 2014-07-21 | 2014-10-14 | 2014-10-22 | 2014-10-22
SRP27690 | SREC Solar | VAN BLARCOM |  | 13.75 | 0 | Residential | 1 | PITTSTOWN | 8867 | 4 | GEORGE J KELLER & SONS | JCP&L | No | QC Selected | 2014-07-21 | 2015-04-22
SRP27691 | SREC Solar | VAN BLARCOM |  | 19.5 | 0 | Residential | 1 | PITTSTOWN | 8867 | 4 | GEORGE J KELLER & SONS | JCP&L | No | Complete | 2014-07-21 | 2015-04-22 | 2015-05-08 | 2015-05-08
SRP27692 | SREC Solar | VAN BLARCOM |  | 12 | 0 | Residential | 1 | PITTSTOWN | 8867 | 4 | GEORGE J KELLER & SONS | JCP&L | No | Complete | 2014-07-21 | 2015-04-22 | 2015-04-30 | 2015-04-30
SRP27693 | SREC Solar | STAFFORRD |  | 17 | 0 | Residential | 1 | NEWTON | 7860 | 1 | GEORGE J KELLER & SONS | JCP&L | No | Complete | 2014-07-21 | 2014-12-24 | 2015-01-07 | 2015-01-07
SRP27694 | SREC Solar | TADROS |  | 11.25 | 0 | Residential | 1 | LAKEHURST | 8733 | 18 | KOPP ELECTRIC COMPANY | JCP&L | No | Complete | 2014-07-21 | 2014-09-05 | 2014-09-12 | 2014-09-12
SRP27696 | SREC Solar | DECONDO |  | 10 | 0 | Residential | 1 | ELMWOOD PARK | 7407 | 7 | SOLARCITY CORPORATION | PSE&G BPU | No | Complete | 2014-07-21 | 2015-03-04 | 2015-03-18 | 2015-03-18
SRP27698 | SREC Solar | WHYTE-GRANDISON |  | 13 | 0 | Residential | 1 | LINDEN | 7036 | 10 | SOLARCITY CORPORATION | PSE&G BPU | No | Complete | 2014-07-21 | 2015-02-04 | 2015-02-07 | 2015-02-07
SRP27699 | SREC Solar | JONES |  | 13.25 | 0 | Residential | 1 | FREEHOLD | 7728 | 17 | SOLARCITY CORPORATION | JCP&L | No | Complete | 2014-07-21 | 2014-11-03 | 2014-11-10 | 2014-11-10
SRP27701 | SREC Solar | TRIFILETTI |  | 8 | 0 | Residential | 0 | SICKLERVILLE | 8081 | 14 | ASTRUM SOLAR, LLC | AC Electric | No | Complete | 2014-07-21 | 2015-02-10 | 2015-02-13 | 2015-02-13
SRP27703 | SREC Solar | COSTA |  | 5.5 | 0 | Residential | 1 | SEWELL | 8080 | 15 | SOLARCITY CORPORATION | AC Electric | No | Complete | 2014-07-21 | 2014-10-17 | 2014-10-24 | 2014-10-24
SRP27704 | SREC Solar | DIABY |  | 8.5 | 0 | Residential | 1 | IRVINGTON | 7111 | 9 | SOLARCITY CORPORATION | PSE&G BPU | No | Complete | 2014-07-21 | 2015-03-25 | 2015-04-06 | 2015-04-06
SRP27705 | SREC Solar | BOGGESS |  | 9.18 | 0 | Residential | 1 | VILLAS | 8251 | 21 | SOLARCITY CORPORATION | AC Electric | No | Complete | 2014-07-21 | 2015-02-20 | 2015-03-24 | 2015-03-24
SRP27706 | SREC Solar | WANTMAN |  | 13.75 | 0 | Residential | 0 | SOUTH ORANGE | 7079 | 9 | ASTRUM SOLAR, LLC | PSE&G BPU | No | Complete | 2014-07-21 | 2014-09-29 | 2014-10-09 | 2014-10-09
SRP27707 | SREC Solar | LOVETT |  | 8.16 | 0 | Residential | 1 | GLOUCESTER TWP | 8083 | 14 | SOLARCITY CORPORATION | PSE&G BPU | No | Complete | 2014-07-21 | 2014-11-26 | 2014-12-10 | 2014-12-10
SRP27708 | SREC Solar | GELFMAN |  | 5.8 | 0 | Residential | 1 | OCEAN | 7712 | 17 | WHITMAN CONSTRUCTION | JCP&L | No | Complete | 2014-07-21 | 2015-01-13 | 2015-01-26 | 2015-01-26
SRP27709 | SREC Solar | RIVERA |  | 4 | 0 | Residential | 1 | MCKEE CITY | 8234 | 19 | SOLARCITY CORPORATION | AC Electric | No | Complete | 2014-07-21 | 2014-10-02 | 2014-10-14 | 2014-10-14
SRP27710 | SREC Solar | BLUE |  | 2.375 | 0 | Residential | 1 | PT PLEASANT | 8742 | 18 | WHITMAN CONSTRUCTION | JCP&L | No | Complete | 2014-07-21 | 2014-12-23 | 2015-02-02 | 2015-02-02
SRP27712 | SREC Solar | TWISDALE |  | 4.845 | 0 | Residential | 1 | WILLINGBORO | 8046 | 13 | VIVINT SOLAR | PSE&G BPU | No | Complete | 2014-07-21 | 2014-09-25 | 2014-10-07 | 2014-10-07
SRP27713 | SREC Solar | SMITH |  | 4.845 | 0 | Residential | 1 | EAST BRUNSWICK | 8816 | 11 | VIVINT SOLAR | PSE&G BPU | No | Complete | 2014-07-21 | 2015-03-06 | 2015-03-17 | 2015-03-17
SRP27714 | SREC Solar | RAVINDRAN |  | 6.75 | 0 | Residential | 1 | TOMS RIVER | 8753 | 18 | ECOMEN SOLAR LLC | JCP&L | No | Complete | 2014-07-21 | 2015-03-20 | 2015-04-01 | 2015-04-01
SRP27715 | SREC Solar | FARROW |  | 9.5 | 0 | Residential | 1 | VINELAND | 8361 | 20 | SOLARCITY CORPORATION | Vineland Muni Elec | No | Complete | 2014-07-21 | 2015-01-07 | 2015-01-14 | 2015-01-14
SRP27716 | SREC Solar | BRASLOW |  | 7.14 | 0 | Residential | 1 | CHERRY HILL | 8003 | 14 | SOLARCITY CORPORATION | PSE&G BPU | No | Complete | 2014-07-21 | 2014-10-29 | 2014-11-10 | 2014-11-10
SRP27718 | SREC Solar | FRANCOIS |  | 9 | 0 | Residential | 1 | PRINCETON | 8540 | 12 | SOLARCITY CORPORATION | PSE&G BPU | No | QC Selected | 2014-07-21 | 2015-05-08
SRP27719 | SREC Solar | MIHALECZ |  | 8.925 | 0 | Residential | 1 | PITTSGROVE | 8318 | 16 | RCL ENTERPRISES INC. | AC Electric | No | Complete | 2014-07-21 | 2014-10-14 | 2014-10-22 | 2014-10-22
SRP27721 | SREC Solar | DONCOES |  | 6 | 0 | Residential | 1 | FAIRFIELD | 7004 | 9 | SOLARCITY CORPORATION | PSE&G BPU | No | Complete | 2014-07-21 | 2015-01-30 | 2015-02-09 | 2015-02-09
SRP27724 | SREC Solar | CASSIDY |  | 10.75 | 0 | Residential | 1 | GLOUCESTER TWP | 8081 | 14 | SOLARCITY CORPORATION | AC Electric | No | Complete | 2014-07-21 | 2014-10-07 | 2014-10-31 | 2014-10-31
SRP27726 | SREC Solar | MITCHELL |  | 8.48 | 0 | Residential | 1 | PLAINSBORO | 8536 | 11 | NEW JERSEY CLEAN ENERGY SOLUTIONS | PSE&G BPU | No | Complete | 2014-07-21 | 2014-10-17 | 2014-10-28 | 2014-10-28
SRP27727 | SREC Solar | LARE |  | 4.5 | 0 | Residential | 0 | COLLINGSWOOD | 8108 | 14 | EXACT SOLAR | PSE&G BPU | No | Complete | 2014-07-21 | 2015-02-12 | 2015-02-16 | 2015-02-16
SRP27728 | SREC Solar | CAGANDE |  | 8.575 | 0 | Residential | 1 | SALEM | 8079 | 16 | SOLULAR LLC. II | AC Electric | No | Complete | 2014-07-21 | 2014-10-15 | 2014-10-24 | 2014-10-24
SRP27729 | SREC Solar | GANNON |  | 14.28 | 0 | Residential | 1 | SEAVILLE | 8230 | 21 | SOLARCITY CORPORATION | AC Electric | No | Complete | 2014-07-21 | 2015-01-07 | 2015-01-14 | 2015-01-14
SRP27730 | SREC Solar | PARISI III |  | 9.435 | 0 | Residential | 1 | WILLIAMSTOWN | 8094 | 15 | SOLARCITY CORPORATION | AC Electric | No | Complete | 2014-07-21 | 2014-11-07 | 2014-11-21 | 2014-11-21
SRP27731 | SREC Solar | COLON |  | 10.71 | 0 | Residential | 1 | EGG HARBOR | 8215 | 19 | TRINITY HEATING AND AIR | AC Electric | No | Complete | 2014-07-21 | 2015-04-03 | 2015-04-13 | 2015-04-13
SRP27733 | SREC Solar | ENGROFF |  | 4.5 | 0 | Residential | 1 | TRENTON | 8611 | 12 | SOLARCITY CORPORATION | PSE&G BPU | No | Complete | 2014-07-21 | 2014-11-19 | 2014-12-26 | 2014-12-26
SRP27734 | SREC Solar | CAILLIAU |  | 6.37 | 0 | Residential | 1 | HANCOCKS BRIDGE | 8038 | 16 | SOLULAR LLC. II | AC Electric | No | Complete | 2014-07-21 | 2014-10-15 | 2014-10-24 | 2014-10-24
SRP27737 | SREC Solar | KANYA |  | 10.535 | 0 | Residential | 1 | MIDDLE TWP | 8242 | 21 | SOLULAR LLC. II | AC Electric | No | Complete | 2014-07-21 | 2014-10-15 | 2014-10-24 | 2014-10-24
SRP27740 | SREC Solar | HOVER |  | 5.94 | 0 | Residential | 1 | SWEDESBORO | 8085 | 15 | TRINITY HEATING AND AIR | AC Electric | No | Complete | 2014-07-21 | 2014-10-02 | 2014-10-30 | 2014-10-30
SRP27742 | SREC Solar | TIBERIO |  | 8.67 | 0 | Residential | 1 | WASHINGTON | 8080 | 15 | SOLARCITY CORPORATION | AC Electric | No | Complete | 2014-07-21 | 2014-10-10 | 2014-10-15 | 2014-10-15
SRP27745 | SREC Solar | COLON |  | 8.415 | 0 | Residential | 1 | CLAYOTN | 8312 | 15 | SOLARCITY CORPORATION | AC Electric | No | QC Selected | 2014-07-21 | 2015-05-11
SRP27746 | SREC Solar | AGBOH |  | 9.45 | 0 | Residential | 1 | WESTAMPTON | 8060 | 13 | TRINITY HEATING AND AIR | PSE&G BPU | No | Complete | 2014-07-21 | 2014-09-30 | 2014-10-10 | 2014-10-10
SRP27747 | SREC Solar | CLARK |  | 11.25 | 0 | Residential | 1 | BERLIN | 8009 | 14 | SOLARCITY CORPORATION | AC Electric | No | Complete | 2014-07-21 | 2014-10-02 | 2014-10-14 | 2014-10-14
SRP27748 | SREC Solar | YOHN |  | 10.2 | 0 | Residential | 1 | GREEN CREEK | 8219 | 21 | ALLSEASON CONSTRUCTION | AC Electric | No | Complete | 2014-07-21 | 2015-03-31 | 2015-04-07 | 2015-04-07
SRP27750 | SREC Solar | PARRY |  | 9.45 | 0 | Residential | 1 | LAKE HOPATCONG | 7849 | 3 | TRINITY HEATING AND AIR | JCP&L | No | Complete | 2014-07-21 | 2014-11-14 | 2014-12-04 | 2014-12-04
SRP27751 | SREC Solar | WILLIAMS |  | 11.475 | 0 | Residential | 1 | PORT ELIZABETH | 8348 | 20 | ALLSEASON CONSTRUCTION | AC Electric | No | Complete | 2014-07-21 | 2015-03-31 | 2015-04-07 | 2015-04-07
SRP27752 | SREC Solar | LABOZZETTA |  | 8.1 | 0 | Residential | 1 | HOWELL | 7731 | 17 | TRINITY HEATING AND AIR | JCP&L | No | Complete | 2014-07-21 | 2014-11-24 | 2015-01-07 | 2015-01-07
SRP27753 | SREC Solar | ALBANESE |  | 11.22 | 0 | Residential | 1 | MANAHAWKIN | 8050 | 18 | ALLSEASON CONSTRUCTION | AC Electric | No | Complete | 2014-07-21 | 2015-02-24 | 2015-03-04 | 2015-03-04
SRP27754 | SREC Solar | HURFF |  | 4.08 | 0 | Residential | 1 | LINDEN | 7036 | 10 | VIVINT SOLAR | PSE&G BPU | No | Complete | 2014-07-21 | 2014-08-28 | 2014-11-14 | 2014-11-14
SRP27755 | SREC Solar | ROSARIO |  | 9.69 | 0 | Residential | 1 | EGG HARBOR TWP | 8234 | 19 | ALLSEASON CONSTRUCTION | AC Electric | No | Complete | 2014-07-21 | 2015-03-31 | 2015-04-07 | 2015-04-07
SRP27756 | SREC Solar | RUFF |  | 10.455 | 0 | Residential | 1 | WILLINGBORO | 8046 | 13 | VIVINT SOLAR | PSE&G BPU | No | Complete | 2014-07-21 | 2014-12-03 | 2014-12-18 | 2014-12-18
SRP27757 | SREC Solar | WATSON |  | 5.865 | 0 | Residential | 1 | GALLOWAY | 8205 | 19 | ALLSEASON CONSTRUCTION | AC Electric | No | Complete | 2014-07-21 | 2015-01-28 | 2015-01-30 | 2015-01-30
SRP27758 | SREC Solar | MARRESE |  | 2.805 | 0 | Residential | 1 | WARETOWN | 8758 | 18 | VIVINT SOLAR | JCP&L | No | Complete | 2014-07-21 | 2014-10-01 | 2014-10-10 | 2014-10-10
SRP27759 | SREC Solar | PRINCE | BYRAM LABORATORIES INC. | 52.36 | 0 | Commercial | 1 | BRANCHBURG | 8876 | 5 | TURTLE & HUGHES | JCP&L | No | Complete | 2014-07-21 | 2014-08-05 | 2014-08-12 | 2014-08-12
SRP27760 | SREC Solar | DEVITO |  | 10.2 | 0 | Residential | 1 | FAIRFIELD | 7004 | 9 | VIVINT SOLAR | PSE&G BPU | No | Complete | 2014-07-21 | 2014-10-02 | 2014-10-14 | 2014-10-14
SRP27761 | SREC Solar | LANTKA |  | 9.72 | 0 | Residential | 1 | BRICK | 8724 | 18 | TRINITY HEATING AND AIR | JCP&L | No | Complete | 2014-07-21 | 2014-11-04 | 2014-11-20 | 2014-11-20
SRP27764 | SREC Solar | WORTHY |  | 6.63 | 0 | Residential | 1 | SUCCASUNNA | 7876 | 3 | VIVINT SOLAR | JCP&L | No | Complete | 2014-07-21 | 2014-10-09 | 2014-10-17 | 2014-10-17
SRP27765 | SREC Solar | GORDON |  | 9.18 | 0 | Residential | 1 | SOMERSET | 8873 | 5 | VIVINT SOLAR | PSE&G BPU | No | Complete | 2014-07-21 | 2014-11-05 | 2014-11-21 | 2014-11-21
SRP27768 | SREC Solar | LEDDEN |  | 5.98 | 0 | Residential | 1 | SEWELL | 8080 | 15 | ROOF DIAGNOSTICS INC | AC Electric | No | Complete | 2014-07-21 | 2015-02-17 | 2015-02-20 | 2015-02-20
SRP27769 | SREC Solar | GALLOWAY |  | 5.355 | 0 | Residential | 1 | MT LAUREL | 8054 | 13 | VIVINT SOLAR | PSE&G BPU | No | Complete | 2014-07-21 | 2015-02-05 | 2015-02-13 | 2015-02-13
SRP27770 | SREC Solar | GAINES |  | 3.49 | 0 | Residential | 1 | LINDEN | 7036 | 10 | ROOF DIAGNOSTICS INC | PSE&G BPU | No | Complete | 2014-07-21 | 2015-02-07 | 2015-02-12 | 2015-02-12
SRP27771 | SREC Solar | AMES |  | 6.885 | 0 | Residential | 1 | SOMERSET | 8873 | 5 | VIVINT SOLAR | PSE&G BPU | No | Complete | 2014-07-21 | 2015-02-17 | 2015-02-20 | 2015-02-20
SRP27772 | SREC Solar | SANTIAGO |  | 4.59 | 0 | Residential | 1 | ELIZABETH | 7202 | 10 | ROOF DIAGNOSTICS INC | PSE&G BPU | No | Complete | 2014-07-21 | 2015-01-15 | 2015-01-26 | 2015-01-26
SRP27774 | SREC Solar | TORRES |  | 7.83 | 0 | Residential | 1 | MORGANVILLE | 7751 | 17 | ROOF DIAGNOSTICS INC | JCP&L | No | Complete | 2014-07-21 | 2015-01-15 | 2015-02-16 | 2015-02-16
SRP27775 | SREC Solar | TEIXERIA |  | 9.085 | 0 | Residential | 1 | UNION | 7083 | 10 | ROOF DIAGNOSTICS INC | PSE&G BPU | No | Complete | 2014-07-21 | 2015-01-06 | 2015-01-13 | 2015-01-13
SRP27776 | SREC Solar | BRUSH |  | 7.65 | 0 | Residential | 1 | SOMERSET | 8873 | 5 | VIVINT SOLAR | PSE&G BPU | No | Complete | 2014-07-21 | 2014-11-19 | 2014-12-04 | 2014-12-04
SRP27779 | SREC Solar | DIANA |  | 7.65 | 0 | Residential | 1 | FRENCHTOWN | 8825 | 4 | ROOF DIAGNOSTICS INC | JCP&L | No | Complete | 2014-07-21 | 2015-01-06 | 2015-01-19 | 2015-01-19
SRP27780 | SREC Solar | LANGAN |  | 4.98 | 0 | Residential | 1 | ROCKAWAY | 7866 | 3 | ROOF DIAGNOSTICS INC | JCP&L | No | Complete | 2014-07-21 | 2015-03-12 | 2015-03-26 | 2015-03-26
SRP27781 | SREC Solar | TOMLINSON |  | 3.49 | 0 | Residential | 1 | WILDWOOD CREST | 8260 | 21 | ROOF DIAGNOSTICS INC | AC Electric | No | Complete | 2014-07-21 | 2015-03-25 | 2015-04-10 | 2015-04-10
SRP27782 | SREC Solar | NAKIELNY |  | 7.65 | 0 | Residential | 1 | PARLIN | 8859 | 11 | VIVINT SOLAR | JCP&L | No | Complete | 2014-07-21 | 2014-09-25 | 2014-10-07 | 2014-10-07
SRP27783 | SREC Solar | VENTURINI |  | 10.25 | 0 | Residential | 1 | MANCHESTER | 8759 | 18 | ECOMEN SOLAR LLC | JCP&L | No | Complete | 2014-07-21 | 2015-03-20 | 2015-04-01 | 2015-04-01
SRP27785 | SREC Solar | SPENCER |  | 7.65 | 0 | Residential | 1 | ROSELAND | 7068 | 9 | TRINITY HEATING AND AIR | PSE&G BPU | No | Complete | 2014-07-21 | 2014-09-12 | 2014-09-19 | 2014-09-19
SRP27787 | SREC Solar | VAN NOTE |  | 10.08 | 0 | Residential | 1 | EDISON | 8817 | 11 | VIVINT SOLAR | PSE&G BPU | No | Complete | 2014-07-21 | 2014-08-21 | 2014-09-02 | 2014-09-02
SRP27788 | SREC Solar | ROZZELLE |  | 4.7 | 0 | Residential | 1 | KEARNY | 7032 | 8 | VIVINT SOLAR | PSE&G BPU | No | Complete | 2014-07-21 | 2014-08-15 | 2014-08-25 | 2014-08-25
SRP27790 | SREC Solar | YHAPWONG |  | 7.14 | 0 | Residential | 1 | EAST BRUNSWICK | 8816 | 11 | VIVINT SOLAR | PSE&G BPU | No | Complete | 2014-07-21 | 2015-01-29 | 2015-01-30 | 2015-01-30
SRP27792 | SREC Solar | NEUENFELDT |  | 7.65 | 0 | Residential | 1 | WILLINGBORO | 8046 | 13 | VIVINT SOLAR | PSE&G BPU | No | Complete | 2014-07-21 | 2014-09-29 | 2014-10-09 | 2014-10-09
SRP27793 | SREC Solar | SHAPIRA |  | 3.825 | 0 | Residential | 1 | WOODBRIDGE | 7095 | 11 | VIVINT SOLAR | PSE&G BPU | No | Complete | 2014-07-21 | 2015-01-15 | 2015-01-30 | 2015-01-30
SRP27796 | SREC Solar | GIEGER |  | 5.865 | 0 | Residential | 1 | BELFORD | 7718 | 17 | VIVINT SOLAR | JCP&L | No | Complete | 2014-07-21 | 2014-10-09 | 2014-10-30 | 2014-10-30
SRP27797 | SREC Solar | MOTARD |  | 5.355 | 0 | Residential | 1 | SPOTSWOOD | 8884 | 11 | VIVINT SOLAR | JCP&L | No | Complete | 2014-07-21 | 2015-03-24 | 2015-04-02 | 2015-04-02
SRP27799 | SREC Solar | RAJPUT |  | 6.12 | 0 | Residential | 1 | N BRUNSWICK | 8902 | 11 | VIVINT SOLAR | PSE&G BPU | No | Complete | 2014-07-21 | 2015-02-05 | 2015-02-09 | 2015-02-09
SRP27801 | SREC Solar | ROTH |  | 12.24 | 0 | Residential | 1 | CHERRY HILL | 8003 | 14 | VIVINT SOLAR | PSE&G BPU | No | Complete | 2014-07-21 | 2014-10-23 | 2014-11-05 | 2014-11-05
SRP27802 | SREC Solar | RAKITA |  | 4.75 | 0 | Residential | 1 | PISCATAWAY TWP | 8854 | 11 | SOLARCITY CORPORATION | PSE&G BPU | No | Complete | 2014-07-21 | 2014-11-06 | 2014-12-22 | 2014-12-22
SRP27804 | SREC Solar | NUTHI |  | 7.685 | 0 | Residential | 1 | WOOLWICH TWP | 8085 | 15 | SOLARCITY CORPORATION | AC Electric | No | Complete | 2014-07-21 | 2014-10-06 | 2014-10-16 | 2014-10-16
SRP27805 | SREC Solar | TALBOT III |  | 7.14 | 0 | Residential | 1 | BERLIN | 8009 | 14 | SOLARCITY CORPORATION | AC Electric | No | Complete | 2014-07-21 | 2014-10-02 | 2014-10-14 | 2014-10-14
SRP27806 | SREC Solar | DUCKETT |  | 6.885 | 0 | Residential | 1 | BELLMAWR | 8031 | 14 | SOLARCITY CORPORATION | PSE&G BPU | No | Complete | 2014-07-21 | 2014-11-04 | 2014-11-13 | 2014-11-13
SRP27808 | SREC Solar | KOTRIKE |  | 5.232 | 0 | Residential | 0 | MONROE TWP | 8831 | 11 | SEA BRIGHT SOLAR, LLC | JCP&L | No | Complete | 2014-07-21 | 2014-10-07 | 2014-10-31 | 2014-10-31
SRP27809 | SREC Solar | ENVER |  | 7.02 | 0 | Residential | 1 | PISCATAWAY | 8854 | 11 | TRINITY HEATING AND AIR | PSE&G BPU | No | Complete | 2014-07-21 | 2014-11-26 | 2014-12-10 | 2014-12-10
SRP27810 | SREC Solar | MITCHELL |  | 5 | 0 | Residential | 1 | WASHINGTON TWP | 8012 | 14 | SOLARCITY CORPORATION | AC Electric | No | Complete | 2014-07-21 | 2014-11-04 | 2014-11-13 | 2014-11-13
SRP27812 | SREC Solar | KLEIN |  | 9.72 | 0 | Residential | 1 | MANALAPAN | 7726 | 17 | TRINITY HEATING AND AIR | JCP&L | No | Complete | 2014-07-21 | 2014-12-04 | 2014-12-18 | 2014-12-18
SRP27813 | SREC Solar | CHADHA |  | 5.94 | 0 | Residential | 1 | MERCERVILLE | 8619 | 12 | TRINITY HEATING AND AIR | PSE&G BPU | No | Complete | 2014-07-21 | 2014-11-04 | 2014-11-20 | 2014-11-20
SRP27814 | SREC Solar | ROYANDOYAN |  | 2.97 | 0 | Residential | 1 | JERSEY CITY | 7304 | 8 | TRINITY HEATING AND AIR | PSE&G BPU | No | Complete | 2014-07-21 | 2015-03-17 | 2015-03-27 | 2015-03-27
SRP27815 | SREC Solar | RAVINA |  | 2.94 | 0 | Residential | 1 | CLIFTON | 7013 | 6 | VIVINT SOLAR | PSE&G BPU | No | Complete | 2014-07-21 | 2014-10-24 | 2014-11-05 | 2014-11-05
SRP27816 | SREC Solar | HURLEY |  | 6.89 | 0 | Residential | 0 | S. TOMS RIVER | 8757 | 18 | EZNERGY LLC | JCP&L | No | Complete | 2014-07-21 | 2014-10-01 | 2014-10-30 | 2014-10-30
SRP27817 | SREC Solar | WILLIAMS |  | 5.635 | 0 | Residential | 1 | WEST ORANGE | 7052 | 9 | VIVINT SOLAR | PSE&G BPU | No | Complete | 2014-07-21 | 2014-08-18 | 2014-08-25 | 2014-08-25
SRP27819 | SREC Solar | RAMBERTAS |  | 2.805 | 0 | Residential | 1 | MT LAUREL | 8054 | 13 | VIVINT SOLAR | PSE&G BPU | No | Complete | 2014-07-21 | 2014-11-07 | 2014-11-24 | 2014-11-24
SRP27820 | SREC Solar | WALSH |  | 10.2 | 0 | Residential | 1 | LAKEWOOD | 8701 | 18 | ACOS ENERGY, LLC | JCP&L | No | Complete | 2014-07-21 | 2014-10-10 | 2014-10-22 | 2014-10-22
SRP27821 | SREC Solar | LONGO |  | 15.555 | 0 | Residential | 1 | MAYS LANDING | 8330 | 19 | ACOS ENERGY, LLC | AC Electric | No | Complete | 2014-07-21 | 2014-10-10 | 2014-10-15 | 2014-10-15
SRP27822 | SREC Solar | RESTO |  | 13.515 | 0 | Residential | 1 | WILLINGBORO | 8046 | 13 | VIVINT SOLAR | PSE&G BPU | No | Complete | 2014-07-21 | 2014-09-25 | 2014-10-31 | 2014-10-31
SRP27823 | SREC Solar | CHASE |  | 5.1 | 0 | Residential | 1 | ROSELLE PARK | 7204 | 10 | VIVINT SOLAR | PSE&G BPU | No | Complete | 2014-07-21 | 2015-03-25 | 2015-04-10 | 2015-04-10
SRP27824 | SREC Solar | BATES |  | 5.61 | 0 | Residential | 1 | MOUNT LAUREL | 8054 | 13 | VIVINT SOLAR | PSE&G BPU | No | Complete | 2014-07-21 | 2014-12-01 | 2014-12-10 | 2014-12-10
SRP27825 | SREC Solar | CECCHINI |  | 5.61 | 0 | Residential | 1 | MT LAUREL | 8054 | 13 | VIVINT SOLAR | PSE&G BPU | No | Complete | 2014-07-21 | 2015-03-06 | 2015-03-16 | 2015-03-16
SRP27827 | SREC Solar | VELEZ |  | 4.59 | 0 | Residential | 1 | E. BRUNSWICK | 8816 | 11 | VIVINT SOLAR | PSE&G BPU | No | Complete | 2014-07-21 | 2015-01-15 | 2015-01-30 | 2015-01-30
SRP27828 | SREC Solar | HALKO |  | 5.865 | 0 | Residential | 1 | VOORHEES | 8043 | 14 | VIVINT SOLAR | PSE&G BPU | No | Complete | 2014-07-21 | 2015-02-05 | 2015-02-13 | 2015-02-13
SRP27829 | SREC Solar | CICCO |  | 15.555 | 0 | Residential | 1 | VOORHEES | 8043 | 14 | VIVINT SOLAR | PSE&G BPU | No | Complete | 2014-07-21 | 2015-01-29 | 2015-01-30 | 2015-01-30
SRP27830 | SREC Solar | TORESS JR |  | 8.75 | 0 | Residential | 1 | VINELAND | 8360 | 20 | SOLARCITY CORPORATION | Vineland Muni Elec | No | Complete | 2014-07-21 | 2014-09-23 | 2014-10-20 | 2014-10-20
SRP27832 | SREC Solar | BOYEA |  | 7.5 | 0 | Residential | 1 | SCOTCH PLAINS | 7076 | 10 | SOLARCITY CORPORATION | PSE&G BPU | No | Complete | 2014-07-21 | 2014-12-02 | 2014-12-10 | 2014-12-10
SRP27833 | SREC Solar | CANNATARO |  | 13.005 | 0 | Residential | 1 | E. BRUNSWICK | 8816 | 11 | VIVINT SOLAR | PSE&G BPU | No | Complete | 2014-07-21 | 2015-04-29 | 2015-05-15 | 2015-05-15
SRP27834 | SREC Solar | CUNNINGHAM |  | 2.805 | 0 | Residential | 1 | TOMS RIVER | 8757 | 18 | VIVINT SOLAR | JCP&L | No | Complete | 2014-07-21 | 2014-12-01 | 2014-12-10 | 2014-12-10
SRP27835 | SREC Solar | GRECO |  | 7.14 | 0 | Residential | 1 | FAIRFIELD | 7004 | 9 | VIVINT SOLAR | PSE&G BPU | No | Complete | 2014-07-21 | 2014-09-26 | 2014-10-24 | 2014-10-24
SRP27837 | SREC Solar | SHROYER |  | 6.12 | 0 | Residential | 1 | MT LAUREL | 8054 | 13 | VIVINT SOLAR | PSE&G BPU | No | Complete | 2014-07-21 | 2014-12-03 | 2014-12-16 | 2014-12-16
SRP27839 | SREC Solar | KASPRZYK |  | 4.165 | 0 | Residential | 1 | ELIZABETH | 7208 | 10 | VIVINT SOLAR | PSE&G BPU | No | Complete | 2014-07-21 | 2014-08-13 | 2014-08-19 | 2014-08-19
SRP27840 | SREC Solar | MCKENNA |  | 11.75 | 0 | Residential | 1 | HAMILTON | 8620 | 12 | PRO CUSTOM SOLAR | PSE&G BPU | No | Complete | 2014-07-21 | 2014-08-28 | 2014-10-08 | 2014-10-08
SRP27842 | SREC Solar | ENGELS |  | 7.42 | 0 | Residential | 1 | LITTLE EGG HARBOR TWP | 8087 | 18 | SOLARCITY CORPORATION | AC Electric | No | Complete | 2014-07-21 | 2014-11-05 | 2014-11-20 | 2014-11-20
SRP27843 | SREC Solar | PAREKH |  | 1.75 | 0 | Residential | 1 | PARSIPANNY | 7054 | 3 | SOLARCITY CORPORATION | JCP&L | No | Complete | 2014-07-21 | 2015-02-04 | 2015-04-15 | 2015-04-15
SRP27844 | SREC Solar | HARDY |  | 3 | 0 | Residential | 1 | WILLINGBORO | 8046 | 13 | SOLARCITY CORPORATION | PSE&G BPU | No | Complete | 2014-07-21 | 2014-11-12 | 2014-11-26 | 2014-11-26
SRP27845 | SREC Solar | DECONDO JR |  | 3 | 0 | Residential | 1 | ELMWOOD PARK | 7407 | 7 | SOLARCITY CORPORATION | PSE&G BPU | No | Complete | 2014-07-21 | 2015-01-30 | 2015-04-22 | 2015-04-22
SRP27846 | SREC Solar | MAUPIN |  | 11.985 | 0 | Residential | 1 | GLOUCESTER | 8012 | 14 | SOLARCITY CORPORATION | PSE&G BPU | No | Complete | 2014-07-21 | 2014-10-20 | 2014-10-27 | 2014-10-27
SRP27849 | SREC Solar | PLACERES |  | 6.63 | 0 | Residential | 1 | WEST DEPTFORD | 8096 | 15 | SOLARCITY CORPORATION | PSE&G BPU | No | Complete | 2014-07-21 | 2014-10-17 | 2014-10-24 | 2014-10-24
SRP27850 | SREC Solar | LEONETTI |  | 4.68 | 0 | Residential | 0 | SHIP BOTTOM | 8008 | 18 | POWERLUTIONS, LLC | AC Electric | No | Complete | 2014-07-21 | 2014-12-23 | 2015-01-09 | 2015-01-09
SRP27851 | SREC Solar | GREENSTREET |  | 9.483 | 0 | Residential | 1 | MT LAUREL | 8054 | 13 | GEOSCAPE SOLAR | PSE&G BPU | No | Complete | 2014-07-21 | 2015-02-24 | 2015-03-19 | 2015-03-19
SRP27852 | SREC Solar | NEHMAD |  | 12.495 | 0 | Residential | 1 | EHT | 8234 | 19 | ALLSEASON CONSTRUCTION | AC Electric | No | Complete | 2014-07-21 | 2015-04-08 | 2015-04-29 | 2015-04-29
SRP27854 | SREC Solar | ANDERSON |  | 7.65 | 0 | Residential | 1 | TOMS RIVER | 8757 | 18 | VIVINT SOLAR | JCP&L | No | QC Selected | 2014-07-21 | 2015-05-14
SRP27855 | SREC Solar | ANDERSON |  | 10.2 | 0 | Residential | 1 | FAIRFIELD | 7004 | 9 | VIVINT SOLAR | PSE&G BPU | No | Complete | 2014-07-21 | 2014-10-02 | 2014-12-02 | 2014-12-02
SRP27857 | SREC Solar | MANI |  | 8.67 | 0 | Residential | 1 | E. BRUNSWICK | 8816 | 11 | VIVINT SOLAR | PSE&G BPU | No | Complete | 2014-07-21 | 2015-02-05 | 2015-03-09 | 2015-03-09
SRP27858 | SREC Solar | HARSCHE |  | 8.925 | 0 | Residential | 1 | MT LAUREL | 8054 | 13 | VIVINT SOLAR | PSE&G BPU | No | Complete | 2014-07-28 | 2014-11-07 | 2014-11-24 | 2014-11-24
SRP27861 | SREC Solar | DRUMM |  | 6.63 | 0 | Residential | 1 | FAIRFIELD | 7004 | 9 | VIVINT SOLAR | PSE&G BPU | No | Complete | 2014-07-28 | 2015-01-20 | 2015-01-30 | 2015-01-30
SRP27863 | SREC Solar | SARKEES |  | 4.845 | 0 | Residential | 1 | MT LAUREL | 8054 | 13 | VIVINT SOLAR | PSE&G BPU | No | Complete | 2014-07-28 | 2015-01-29 | 2015-03-24 | 2015-03-24
SRP27864 | SREC Solar | GIORDANO |  | 8.25 | 0 | Residential | 0 | MAYS LANDING | 8330 | 19 | SUN UP ZERO DOWN | AC Electric | No | Complete | 2014-07-28 | 2014-10-07 | 2014-10-30 | 2014-10-30
SRP27865 | SREC Solar | STOUT |  | 4.59 | 0 | Residential | 1 | FAIRFIELD | 7004 | 9 | VIVINT SOLAR | PSE&G BPU | No | Complete | 2014-07-28 | 2014-10-31 | 2014-11-10 | 2014-11-10
SRP27867 | SREC Solar | MORGANSTEIN |  | 7.5 | 0 | Residential | 1 | ABSECON | 8201 | 19 | SUN UP ZERO DOWN | AC Electric | No | Complete | 2014-07-28 | 2014-10-07 | 2014-10-15 | 2014-10-15
SRP27868 | SREC Solar | MIGUELA |  | 7.83 | 0 | Residential | 0 | CLIFFWOOD | 7721 | 17 | NJR HOME SERVICES | JCP&L | No | Complete | 2014-07-28 | 2014-09-29 | 2014-10-09 | 2014-10-09
SRP27869 | SREC Solar | LOPSAIO |  | 7.14 | 0 | Residential | 1 | SOMERSET | 8873 | 5 | TRINITY HEATING AND AIR | PSE&G BPU | No | Complete | 2014-07-28 | 2014-12-19 | 2015-01-09 | 2015-01-09
SRP27870 | SREC Solar | PENA |  | 9.72 | 0 | Residential | 0 | LONG BRANCH | 7740 | 17 | TRINITY HEATING AND AIR | JCP&L | No | Complete | 2014-07-28 | 2014-09-05 | 2014-09-16 | 2014-09-16
SRP27871 | SREC Solar | DONOHUGH KELLEY |  | 5.1 | 0 | Residential | 1 | SEWELL | 8080 | 15 | TRINITY HEATING AND AIR | AC Electric | No | Complete | 2014-07-28 | 2014-10-15 | 2014-10-29 | 2014-10-29
SRP27873 | SREC Solar | BUSTOS |  | 5.1 | 0 | Residential | 1 | KENVIL | 7847 | 3 | VIVINT SOLAR | JCP&L | No | Complete | 2014-07-28 | 2015-02-22 | 2015-02-26 | 2015-02-26
SRP27874 | SREC Solar | GLINBIZZI |  | 4.08 | 0 | Residential | 1 | FAIRFIELD | 7004 | 9 | VIVINT SOLAR | PSE&G BPU | No | Complete | 2014-07-28 | 2015-03-12 | 2015-03-26 | 2015-03-26
SRP27879 | SREC Solar | BRENNER |  | 8.925 | 0 | Residential | 1 | CHERRY HILL | 8003 | 14 | VIVINT SOLAR | PSE&G BPU | No | Complete | 2014-07-28 | 2014-11-05 | 2014-11-21 | 2014-11-21
SRP27880 | SREC Solar | MASON |  | 9.945 | 0 | Residential | 1 | FRANKLIN | 8322 | 15 | SOLARCITY CORPORATION | AC Electric | No | Complete | 2014-07-28 | 2014-10-21 | 2014-11-25 | 2014-11-25
SRP27881 | SREC Solar | BESSETTE |  | 9.25 | 0 | Residential | 1 | CHATHAM TWP | 7928 | 3 | SOLARCITY CORPORATION | JCP&L | No | Complete | 2014-07-28 | 2015-01-13 | 2015-01-26 | 2015-01-26
SRP27882 | SREC Solar | SALERA |  | 6.375 | 0 | Residential | 1 | FRANKLIN | 8322 | 15 | SOLARCITY CORPORATION | AC Electric | No | Complete | 2014-07-28 | 2014-11-14 | 2014-12-04 | 2014-12-04
SRP27884 | SREC Solar | MOULDER |  | 5.355 | 0 | Residential | 1 | CLEMENTON | 8021 | 14 | SOLARCITY CORPORATION | AC Electric | No | Complete | 2014-07-28 | 2014-10-08 | 2014-10-17 | 2014-10-17
SRP27890 | SREC Solar | ESTES |  | 3.57 | 0 | Residential | 1 | COLLINGSWOOD | 8108 | 14 | SOLARCITY CORPORATION | PSE&G BPU | No | Complete | 2014-07-28 | 2014-12-02 | 2014-12-09 | 2014-12-09
SRP27891 | SREC Solar | SIMHA |  | 8.5 | 0 | Residential | 1 | NORTH BRUNSWICK | 8902 | 11 | SOLARCITY CORPORATION | PSE&G BPU | No | Complete | 2014-07-28 | 2015-01-07 | 2015-01-14 | 2015-01-14
SRP27894 | SREC Solar | PALMER |  | 12.74 | 0 | Residential | 1 | BUDD LAKE | 7828 | 3 | SOLARCITY CORPORATION | JCP&L | No | Complete | 2014-07-28 | 2014-12-02 | 2014-12-09 | 2014-12-09
SRP27895 | SREC Solar | MELVIN |  | 7.75 | 0 | Residential | 1 | EWING TWP | 8618 | 12 | SOLARCITY CORPORATION | PSE&G BPU | No | Complete | 2014-07-28 | 2014-10-10 | 2014-10-30 | 2014-10-30
SRP27896 | SREC Solar | LANGLEY |  | 6.885 | 0 | Residential | 1 | WINSLOW TWP | 8081 | 14 | SOLARCITY CORPORATION | AC Electric | No | Complete | 2014-07-28 | 2014-10-02 | 2014-10-14 | 2014-10-14
SRP27897 | SREC Solar | EHRMANN |  | 9.69 | 0 | Residential | 1 | CHERRY HILL TWP | 8002 | 14 | SOLARCITY CORPORATION | PSE&G BPU | No | Complete | 2014-07-28 | 2014-11-05 | 2014-12-02 | 2014-12-02
SRP27898 | SREC Solar | YORK |  | 6 | 0 | Residential | 1 | NEW EGYPT | 8533 | 18 | SOLARCITY CORPORATION | JCP&L | No | Complete | 2014-07-28 | 2014-11-14 | 2014-12-26 | 2014-12-26
SRP27899 | SREC Solar | WEISS |  | 4.335 | 0 | Residential | 1 | GIBBSTOWN | 8027 | 15 | SOLARCITY CORPORATION | AC Electric | No | Complete | 2014-07-28 | 2015-01-13 | 2015-01-26 | 2015-01-26
SRP27900 | SREC Solar | PATEL |  | 9.25 | 0 | Residential | 1 | CALDWELL | 7006 | 9 | SOLARCITY CORPORATION | PSE&G BPU | No | Complete | 2014-07-28 | 2014-09-26 | 2014-10-02 | 2014-10-02
SRP27901 | SREC Solar | PATEL |  | 8 | 0 | Residential | 1 | OLD BRIDGE | 8857 | 11 | SOLARCITY CORPORATION | JCP&L | No | Complete | 2014-07-28 | 2014-11-12 | 2014-12-22 | 2014-12-22
SRP27902 | SREC Solar | GARAY |  | 19 | 0 | Residential | 1 | RAHWAY | 7065 | 10 | SOLARCITY CORPORATION | PSE&G BPU | No | Complete | 2014-07-28 | 2015-02-26 | 2015-03-11 | 2015-03-11
SRP27904 | SREC Solar | CORCIONE |  | 8.28 | 0 | Residential | 1 | FARMINGDALE | 7727 | 17 | ENERGY SOLUTIONS OF NEW JERSEY LLC | JCP&L | No | Complete | 2014-07-28 | 2014-10-15 | 2014-12-22 | 2014-12-22
SRP27905 | SREC Solar | RANOUS |  | 6.24 | 0 | Residential | 1 | SOUTH TOMS RIVER | 8757 | 18 | FOUR POINT REFRIGERATION CO., INC. | JCP&L | No | Complete | 2014-07-28 | 2014-10-15 | 2014-10-30 | 2014-10-30
SRP27907 | SREC Solar | QIAN |  | 4.08 | 0 | Residential | 1 | EGG HARBOR TWP | 8234 | 19 | SOLARCITY CORPORATION | AC Electric | No | Complete | 2014-07-28 | 2014-10-08 | 2014-10-17 | 2014-10-17
SRP27908 | SREC Solar | OMROD |  | 7.65 | 0 | Residential | 1 | MONROE TWP | 8094 | 15 | SOLARCITY CORPORATION | AC Electric | No | Complete | 2014-07-28 | 2015-01-15 | 2015-01-26 | 2015-01-26
SRP27910 | SREC Solar | MATTHEWS |  | 8.415 | 0 | Residential | 0 | OCEANVIEW | 8230 | 21 | RCL ENTERPRISES INC. | AC Electric | No | Complete | 2014-07-28 | 2014-10-14 | 2014-10-24 | 2014-10-24
SRP27911 | SREC Solar | DIFEDELE |  | 10.53 | 0 | Residential | 1 | HOWELL | 7731 | 17 | TRINITY HEATING AND AIR | JCP&L | No | Complete | 2014-07-28 | 2014-11-04 | 2014-11-20 | 2014-11-20
SRP27913 | SREC Solar | THOMPSON |  | 6.885 | 0 | Residential | 1 | ALLOWAY | 8001 | 16 | RCL ENTERPRISES INC. | AC Electric | No | Complete | 2014-07-28 | 2014-11-20 | 2014-12-29 | 2014-12-29
SRP27915 | SREC Solar | LOPEZ |  | 7.28 | 0 | Residential | 0 | RIVERSIDE | 8075 | 13 | SPECTRUM ENERGY INC | PSE&G BPU | No | Complete | 2014-07-28 | 2015-02-10 | 2015-05-22 | 2015-05-22
SRP27916 | SREC Solar | DILLON |  | 18.36 | 0 | Residential | 1 | WILLIAMSTOWN | 8094 | 15 | RCL ENTERPRISES INC. | AC Electric | No | Complete | 2014-07-28 | 2014-10-20 | 2014-10-28 | 2014-10-28
SRP27917 | SREC Solar | FIFIELD |  | 14.85 | 0 | Residential | 1 | EGG HARBOR TWP | 8234 | 19 | RCL ENTERPRISES INC. | AC Electric | No | Complete | 2014-07-28 | 2014-12-31 | 2015-01-20 | 2015-01-20
SRP27918 | SREC Solar | PALUMBO |  | 7.49 | 0 | Residential | 1 | HAMILTON | 8610 | 12 | ROOF DIAGNOSTICS INC | PSE&G BPU | No | Complete | 2014-07-28 | 2015-03-03 | 2015-03-18 | 2015-03-18
SRP27919 | SREC Solar | WEINSTEIN |  | 13.26 | 0 | Residential | 1 | WOOLWICH | 8085 | 15 | SEA BRIGHT SOLAR, LLC | AC Electric | No | Complete | 2014-07-28 | 2014-10-10 | 2014-10-15 | 2014-10-15
SRP27923 | SREC Solar | BITONDO |  | 9.69 | 0 | Residential | 1 | EGG HARBOR CITY | 8215 | 19 | NEW JERSEY CLEAN ENERGY SOLUTIONS | AC Electric | No | Complete | 2014-07-28 | 2015-02-25 | 2015-03-19 | 2015-03-19
SRP27924 | SREC Solar | RICKARDS |  | 7.65 | 0 | Residential | 1 | SHIP BOTTOM | 8008 | 18 | EZNERGY LLC | AC Electric | No | Complete | 2014-07-28 | 2015-01-13 | 2015-01-26 | 2015-01-26
SRP27928 | SREC Solar | MUNOZ |  | 7.14 | 0 | Residential | 1 | UNION | 7083 | 10 | ROOF DIAGNOSTICS INC | PSE&G BPU | No | Complete | 2014-07-28 | 2015-02-03 | 2015-02-05 | 2015-02-05
SRP27929 | SREC Solar | TALAMAYAN |  | 11.61 | 0 | Residential | 1 | TOMS RIVER | 8753 | 18 | ROOF DIAGNOSTICS INC | JCP&L | No | Complete | 2014-07-28 | 2015-03-03 | 2015-04-15 | 2015-04-15
SRP27930 | SREC Solar | FRIAS |  | 5.4 | 0 | Residential | 1 | PASSAIC | 7055 | 6 | ROOF DIAGNOSTICS INC | PSE&G BPU | No | Complete | 2014-07-28 | 2015-01-15 | 2015-01-26 | 2015-01-26
SRP27931 | SREC Solar | BRANAGAN |  | 5.49 | 0 | Residential | 1 | CARTERET | 7008 | 11 | ROOF DIAGNOSTICS INC | PSE&G BPU | No | Complete | 2014-07-28 | 2015-02-07 | 2015-02-12 | 2015-02-12
SRP27932 | SREC Solar | BETSCH | GREENTECH ENERGY SERVICES | 9.72 | 0 | Commercial | 0 | MAPLE SHADE | 8052 | 13 | SELF INSTALL | PSE&G BPU | No | Complete | 2014-07-28 | 2014-09-23 | 2014-09-30 | 2014-09-30
SRP27935 | SREC Solar | PIEPER |  | 7.395 | 0 | Residential | 1 | BRIDGEWATER | 8807 | 5 | ROOF DIAGNOSTICS INC | PSE&G BPU | No | Complete | 2014-07-28 | 2015-02-07 | 2015-02-12 | 2015-02-12
SRP27940 | SREC Solar | VENEDICKTOW |  | 5.895 | 0 | Residential | 1 | BAYVILLE | 8721 | 18 | ROOF DIAGNOSTICS INC | JCP&L | No | Complete | 2014-07-28 | 2015-02-17 | 2015-02-20 | 2015-02-20
SRP27944 | SREC Solar | THAKUR |  | 10.2 | 0 | Residential | 0 | BELLE MEAD | 8502 | 5 | TRINITY HEATING AND AIR | PSE&G BPU | No | Complete | 2014-07-28 | 2015-02-17 | 2015-02-26 | 2015-02-26
SRP27945 | SREC Solar | MCLEOD |  | 5.5 | 0 | Residential | 0 | MAPLEWOOD | 7040 | 9 | ASTRUM SOLAR, LLC | PSE&G BPU | No | Complete | 2014-07-28 | 2014-10-24 | 2014-11-06 | 2014-11-06
SRP27948 | SREC Solar | LUTTER |  | 5.5 | 0 | Residential | 1 | BERKELEY TWP | 8721 | 18 | SOLARCITY CORPORATION | JCP&L | No | Complete | 2014-07-28 | 2014-09-09 | 2014-09-16 | 2014-09-16
SRP27949 | SREC Solar | STEINMETZ |  | 12.24 | 0 | Residential | 1 | ASBURY | 8802 | 4 | ALTERNATIVE ENERGY ASSOCIATES | JCP&L | No | Complete | 2014-07-28 | 2014-09-18 | 2014-09-24 | 2014-09-24
SRP27950 | SREC Solar | HAMLETT |  | 6.63 | 0 | Residential | 1 | ATLANTIC CITY | 8401 | 19 | RELIABLE POWER SERVICES, INC. | AC Electric | No | QA SELECTED | 2014-07-28 | 2015-05-26
SRP27954 | SREC Solar | JAMES |  | 5.61 | 0 | Residential | 1 | HAMMONTON | 8037 | 19 | SOLARCITY CORPORATION | AC Electric | No | Complete | 2014-07-28 | 2014-12-02 | 2014-12-09 | 2014-12-09
SRP27955 | SREC Solar | SMITH |  | 11.475 | 0 | Residential | 1 | HOWELL | 7731 | 17 | NEW JERSEY CLEAN ENERGY SOLUTIONS | JCP&L | No | Install Complete | 2014-07-28 | 2015-04-21
SRP27957 | SREC Solar | KIZIOL |  | 12.75 | 0 | Residential | 1 | EAST RUTHERFORD | 7073 | 7 | PRO CUSTOM SOLAR | PSE&G BPU | No | Complete | 2014-07-28 | 2014-09-09 | 2014-09-16 | 2014-09-16
SRP27958 | SREC Solar | WINDSOR |  | 8.16 | 0 | Residential | 1 | BARNEGAT | 8005 | 18 | RELIABLE POWER SERVICES, INC. | JCP&L | No | Complete | 2014-07-28 | 2015-02-12 | 2015-03-27 | 2015-03-27
SRP27959 | SREC Solar | MERNAR |  | 4.235 | 0 | Residential | 1 | BRANT BEACH | 8008 | 18 | ROOF DIAGNOSTICS INC | AC Electric | No | Complete | 2014-07-28 | 2015-02-22 | 2015-02-25 | 2015-02-25
SRP27960 | SREC Solar | OWENS |  | 6.98 | 0 | Residential | 1 | NEWARK | 7103 | 9 | ROOF DIAGNOSTICS INC | PSE&G BPU | No | Complete | 2014-07-28 | 2015-02-07 | 2015-02-12 | 2015-02-12
SRP27962 | SREC Solar | SATTERWHITE |  | 6.63 | 0 | Residential | 1 | ABERDEEN | 7747 | 17 | ROOF DIAGNOSTICS INC | JCP&L | No | Complete | 2014-07-28 | 2015-01-15 | 2015-02-16 | 2015-02-16
SRP27963 | SREC Solar | WALCK |  | 13.29 | 0 | Residential | 1 | MANAHAWKIN | 8050 | 18 | ROOF DIAGNOSTICS INC | AC Electric | No | Complete | 2014-07-28 | 2015-02-22 | 2015-02-25 | 2015-02-25
SRP27966 | SREC Solar | MILETO |  | 9.725 | 0 | Residential | 1 | BARNEGAT | 8005 | 18 | ROOF DIAGNOSTICS INC | JCP&L | No | Complete | 2014-07-28 | 2015-02-07 | 2015-02-12 | 2015-02-12
SRP27967 | SREC Solar | CORBETT |  | 4.745 | 0 | Residential | 1 | GLENDORA | 8029 | 14 | ROOF DIAGNOSTICS INC | PSE&G BPU | No | Complete | 2014-07-28 | 2015-02-07 | 2015-02-12 | 2015-02-12
SRP27968 | SREC Solar | EVANOWSKI |  | 7.235 | 0 | Residential | 1 | BEACHWOOD | 8722 | 18 | ROOF DIAGNOSTICS INC | JCP&L | No | Complete | 2014-07-28 | 2015-02-24 | 2015-03-04 | 2015-03-04
SRP27970 | SREC Solar | BROOKS |  | 5.25 | 0 | Residential | 1 | RAHWAY | 7065 | 10 | ROOF DIAGNOSTICS INC | PSE&G BPU | No | Complete | 2014-07-28 | 2014-12-24 | 2015-01-07 | 2015-01-07
SRP27974 | SREC Solar | DAVIS |  | 8.67 | 0 | Residential | 1 | DOVER | 7801 | 3 | ROOF DIAGNOSTICS INC | JCP&L | No | Complete | 2014-07-28 | 2015-03-12 | 2015-03-26 | 2015-03-26
SRP27977 | SREC Solar | GAZERWITZ |  | 9.18 | 0 | Residential | 0 | MIDDLETOWN | 7748 | 17 | TRINITY HEATING AND AIR | JCP&L | No | Complete | 2014-07-28 | 2014-11-26 | 2014-12-12 | 2014-12-12
SRP27979 | SREC Solar | SERILLO |  | 9.18 | 0 | Residential | 0 | WHIPPANNY | 7981 | 3 | TRINITY HEATING AND AIR | JCP&L | No | Complete | 2014-07-28 | 2014-09-24 | 2014-09-30 | 2014-09-30
SRP27980 | SREC Solar | HOROWITZ |  | 10.26 | 0 | Residential | 1 | WEST ORANGE | 7052 | 9 | TRINITY HEATING AND AIR | PSE&G BPU | No | Complete | 2014-07-28 | 2014-09-24 | 2014-09-30 | 2014-09-30
SRP27981 | SREC Solar | ROSS |  | 5.67 | 0 | Residential | 1 | SCOTCH PLAINS | 7076 | 10 | TRINITY HEATING AND AIR | PSE&G BPU | No | Complete | 2014-07-28 | 2014-11-25 | 2014-12-16 | 2014-12-16
SRP27982 | SREC Solar | ZOLLITSCH |  | 4.49 | 0 | Residential | 1 | SOMERSET | 8873 | 5 | ROOF DIAGNOSTICS INC | PSE&G BPU | No | Complete | 2014-07-28 | 2015-03-03 | 2015-03-18 | 2015-03-18
SRP27983 | SREC Solar | MURDOCK |  | 11.705 | 0 | Residential | 1 | BRIDGEWATER | 8807 | 5 | ROOF DIAGNOSTICS INC | PSE&G BPU | No | Complete | 2014-07-28 | 2015-04-03 | 2015-04-13 | 2015-04-13
SRP27985 | SREC Solar | FEIN |  | 10.2 | 0 | Residential | 1 | SWEDESBORO | 8085 | 15 | SOLARCITY CORPORATION | AC Electric | No | Complete | 2014-07-28 | 2014-10-23 | 2014-11-05 | 2014-11-05
SRP27987 | SREC Solar | MAINES |  | 9.25 | 0 | Residential | 1 | WHITING | 8759 | 18 | SOLARCITY CORPORATION | JCP&L | No | Complete | 2014-07-28 | 2014-10-15 | 2014-11-25 | 2014-11-25
SRP27988 | SREC Solar | HEIZMANN |  | 3.925 | 0 | Residential | 1 | CLIFTON | 7011 | 6 | ROOF DIAGNOSTICS INC | PSE&G BPU | No | Complete | 2014-07-28 | 2015-03-03 | 2015-03-18 | 2015-03-18
SRP27989 | SREC Solar | FLACK |  | 10 | 0 | Residential | 1 | SOMERS POINT | 8244 | 19 | SUN UP ZERO DOWN | AC Electric | No | Complete | 2014-07-28 | 2014-11-25 | 2015-02-02 | 2015-02-02
SRP27990 | SREC Solar | EVANS |  | 8 | 0 | Residential | 1 | MANTUA TOWNSHIP | 8051 | 15 | SOLARCITY CORPORATION | AC Electric | No | Complete | 2014-07-28 | 2014-11-20 | 2014-12-04 | 2014-12-04
SRP27991 | SREC Solar | THOMSON |  | 5.61 | 0 | Residential | 1 | BRICK | 8723 | 18 | EZNERGY LLC | JCP&L | No | Complete | 2014-07-28 | 2015-01-19 | 2015-02-04 | 2015-02-04
SRP27995 | SREC Solar | SULEIMAN |  | 8.75 | 0 | Residential | 1 | GARFIELD | 7026 | 7 | SOLARCITY CORPORATION | PSE&G BPU | No | Complete | 2014-07-28 | 2014-12-19 | 2015-01-05 | 2015-01-05
SRP27996 | SREC Solar | PATEL |  | 7.5 | 0 | Residential | 1 | EDISON | 8820 | 11 | SOLARCITY CORPORATION | PSE&G BPU | No | Complete | 2014-07-28 | 2014-10-13 | 2014-10-24 | 2014-10-24
SRP27997 | SREC Solar | PATEL |  | 4 | 0 | Residential | 1 | BRIDGEWATER | 8807 | 5 | SOLARCITY CORPORATION | JCP&L | No | Complete | 2014-07-28 | 2014-09-25 | 2014-10-30 | 2014-10-30
SRP27998 | SREC Solar | LONG |  | 9.18 | 0 | Residential | 1 | LAUREL SPRING | 8021 | 14 | SOLARCITY CORPORATION | PSE&G BPU | No | Complete | 2014-07-28 | 2015-03-25 | 2015-04-14 | 2015-04-14
SRP27999 | SREC Solar | HENDRICKSON |  | 8 | 0 | Residential | 1 | NORTH CAP MAY | 8204 | 21 | EZNERGY LLC | AC Electric | No | Complete | 2014-07-28 | 2015-04-30 | 2015-05-08 | 2015-05-08
SRP28000 | SREC Solar | PASCIUTO |  | 8.415 | 0 | Residential | 1 | TOMS RIVER | 8757 | 18 | RELIABLE POWER SERVICES, INC. | JCP&L | No | Complete | 2014-07-28 | 2014-10-28 | 2014-11-14 | 2014-11-14
SRP28002 | SREC Solar | STEFANSKI |  | 15.9 | 0 | Residential | 1 | HAMMONTON | 8037 | 19 | SOLARCITY CORPORATION | AC Electric | No | Complete | 2014-07-28 | 2015-01-22 | 2015-01-30 | 2015-01-30
SRP28003 | SREC Solar | CHOW |  | 8.16 | 0 | Residential | 0 | CHERRY HILL | 8003 | 14 | POWELL ENERGY AND SOLAR | PSE&G BPU | No | Complete | 2014-07-28 | 2014-11-17 | 2014-12-04 | 2014-12-04
SRP28004 | SREC Solar | MCCLEW |  | 7.56 | 0 | Residential | 1 | SOMERSET | 8873 | 5 | GEORGE J KELLER & SONS | PSE&G BPU | No | Complete | 2014-07-28 | 2014-12-19 | 2015-01-06 | 2015-01-06
SRP28005 | SREC Solar | EDINGER |  | 6.63 | 0 | Residential | 1 | WHITING | 8759 | 18 | NJR HOME SERVICES | JCP&L | No | Complete | 2014-07-28 | 2014-10-20 | 2014-10-28 | 2014-10-28
SRP28006 | SREC Solar | DEOLIVEIRA |  | 5.1 | 0 | Residential | 1 | LITTLE EGG HARBOR | 8087 | 18 | NJR HOME SERVICES | AC Electric | No | Complete | 2014-07-28 | 2014-12-04 | 2014-12-18 | 2014-12-18
SRP28008 | SREC Solar | SOKASIAN |  | 16.35 | 0 | Residential | 0 | FRANKLIN LAKES | 7417 | 7 | SEA BRIGHT SOLAR, LLC | Orange & Rockland Elec | No | Complete | 2014-07-28 | 2015-02-19 | 2015-04-15 | 2015-04-15
SRP28009 | SREC Solar | ABELE |  | 8.25 | 0 | Residential | 1 | CHERRY HILL TWP | 8002 | 14 | SOLARCITY CORPORATION | PSE&G BPU | No | Complete | 2014-07-28 | 2015-02-12 | 2015-02-16 | 2015-02-16
SRP28010 | SREC Solar | THURLOW |  | 9.72 | 0 | Residential | 1 | EGG HARBOR TWP | 8234 | 19 | TRINITY HEATING AND AIR | AC Electric | No | Complete | 2014-07-28 | 2014-10-02 | 2014-11-21 | 2014-11-21
SRP28011 | SREC Solar | BLOKHRA |  | 7.5 | 0 | Residential | 1 | EATONTOWN | 7724 | 17 | SOLARCITY CORPORATION | JCP&L | No | Complete | 2014-07-28 | 2014-11-06 | 2014-11-24 | 2014-11-24
SRP28012 | SREC Solar | BARTO |  | 5.865 | 0 | Residential | 1 | TOMS RIVER | 8757 | 18 | VIVINT SOLAR | JCP&L | No | Complete | 2014-07-28 | 2014-12-03 | 2014-12-18 | 2014-12-18
SRP28014 | SREC Solar | THOMAS |  | 13.005 | 0 | Residential | 1 | TOMS RIVER | 8757 | 18 | VIVINT SOLAR | JCP&L | No | Complete | 2014-07-28 | 2014-11-04 | 2014-11-26 | 2014-11-26
SRP28015 | SREC Solar | PERSAD |  | 7.395 | 0 | Residential | 1 | SAYREVILLE | 8872 | 11 | VIVINT SOLAR | JCP&L | No | Complete | 2014-07-28 | 2014-09-16 | 2014-09-25 | 2014-09-25
SRP28016 | SREC Solar | MANGANARO |  | 8.525 | 0 | Residential | 1 | PENNS GROVE | 8069 | 16 | RCL ENTERPRISES INC. | AC Electric | No | Complete | 2014-07-28 | 2014-12-12 | 2014-12-23 | 2014-12-23
SRP28017 | SREC Solar | WHITMEYER |  | 4.59 | 0 | Residential | 1 | DELRAN | 8075 | 13 | TRINITY HEATING AND AIR | PSE&G BPU | No | Complete | 2014-07-28 | 2014-09-18 | 2014-09-23 | 2014-09-23
SRP28018 | SREC Solar | SHAW |  | 5.865 | 0 | Residential | 1 | MT LAUREL | 8054 | 13 | VIVINT SOLAR | PSE&G BPU | No | Complete | 2014-07-28 | 2015-05-12 | 2015-05-26 | 2015-05-26
SRP28019 | SREC Solar | AGANS |  | 6.25 | 0 | Residential | 1 | MANVILLE | 8835 | 5 | VIVINT SOLAR | PSE&G BPU | No | Complete | 2014-07-28 | 2014-08-28 | 2014-09-03 | 2014-09-03
SRP28020 | SREC Solar | GOHAM |  | 8.67 | 0 | Residential | 1 | TOMS RIVER | 8753 | 18 | VIVINT SOLAR | JCP&L | No | Complete | 2014-07-28 | 2014-10-21 | 2014-11-03 | 2014-11-03
SRP28021 | SREC Solar | ADAMS |  | 7.14 | 0 | Residential | 1 | CHERRY HILL | 8002 | 14 | VIVINT SOLAR | PSE&G BPU | No | Complete | 2014-07-28 | 2015-02-05 | 2015-02-07 | 2015-02-07
SRP28024 | SREC Solar | NG |  | 4.59 | 0 | Residential | 1 | UNION | 7083 | 10 | VIVINT SOLAR | PSE&G BPU | No | Complete | 2014-07-28 | 2015-02-05 | 2015-02-09 | 2015-02-09
SRP28025 | SREC Solar | DILUZIO |  | 16.32 | 0 | Residential | 1 | IONA | 8328 | 15 | SOLARCITY CORPORATION | AC Electric | No | Complete | 2014-07-28 | 2015-02-07 | 2015-02-12 | 2015-02-12
SRP28026 | SREC Solar | GARCIA |  | 9.69 | 0 | Residential | 1 | FAIRFIELD | 7004 | 9 | VIVINT SOLAR | PSE&G BPU | No | Complete | 2014-07-28 | 2014-10-09 | 2014-10-17 | 2014-10-17
SRP28027 | SREC Solar | PRUNKA |  | 9.75 | 0 | Residential | 1 | BEACHWOOD | 8722 | 18 | ROOF DIAGNOSTICS INC | JCP&L | No | Complete | 2014-07-28 | 2015-02-24 | 2015-03-03 | 2015-03-03
SRP28028 | SREC Solar | MADDEN |  | 5.75 | 0 | Residential | 1 | BAYVILLE | 8721 | 18 | ROOF DIAGNOSTICS INC | JCP&L | No | Complete | 2014-07-28 | 2015-01-07 | 2015-01-20 | 2015-01-20
SRP28029 | SREC Solar | SCHAFER |  | 7 | 0 | Residential | 1 | CRANFORD | 7016 | 10 | ROOF DIAGNOSTICS INC | PSE&G BPU | No | Complete | 2014-07-28 | 2015-02-24 | 2015-05-06 | 2015-05-06
SRP28030 | SREC Solar | WONG |  | 6.5 | 0 | Residential | 1 | EDISON | 8817 | 11 | ROOF DIAGNOSTICS INC | PSE&G BPU | No | Complete | 2014-07-28 | 2015-01-06 | 2015-01-15 | 2015-01-15
SRP28031 | SREC Solar | FERGIE |  | 6.63 | 0 | Residential | 1 | HOWELL | 7731 | 17 | ROOF DIAGNOSTICS INC | JCP&L | No | Complete | 2014-07-28 | 2015-03-04 | 2015-03-17 | 2015-03-17
SRP28032 | SREC Solar | ST GEORGE |  | 7.75 | 0 | Residential | 1 | ELMWOOD PARK | 7407 | 7 | ROOF DIAGNOSTICS INC | PSE&G BPU | No | Complete | 2014-07-28 | 2015-03-31 | 2015-05-22 | 2015-05-22
SRP28033 | SREC Solar | DEMEDICI |  | 9.25 | 0 | Residential | 1 | MANAHAWKIN | 8050 | 18 | ROOF DIAGNOSTICS INC | AC Electric | No | Complete | 2014-07-28 | 2015-03-04 | 2015-03-18 | 2015-03-18
SRP28034 | SREC Solar | CAMPOS |  | 7.75 | 0 | Residential | 1 | LONG BRANCH | 7740 | 17 | ROOF DIAGNOSTICS INC | JCP&L | No | Complete | 2014-07-28 | 2015-01-06 | 2015-01-13 | 2015-01-13
SRP28035 | SREC Solar | CAMPBELL |  | 5.4 | 0 | Residential | 1 | BRICK | 8724 | 18 | ROOF DIAGNOSTICS INC | JCP&L | No | Complete | 2014-07-28 | 2015-02-22 | 2015-02-25 | 2015-02-25
SRP28036 | SREC Solar | GOLLUSCIO |  | 4.32 | 0 | Residential | 1 | HACKETTSTOWN | 7840 | 2 | ROOF DIAGNOSTICS INC | JCP&L | No | Complete | 2014-07-28 | 2015-02-22 | 2015-02-27 | 2015-02-27
SRP28037 | SREC Solar | PADOVANI |  | 7.65 | 0 | Residential | 1 | MILFORD | 8848 | 4 | ROOF DIAGNOSTICS INC | JCP&L | No | Complete | 2014-07-28 | 2015-02-24 | 2015-03-04 | 2015-03-04
SRP28039 | SREC Solar | SOLOMEN |  | 4.5 | 0 | Residential | 1 | LITTLE EGG HARBOR | 8087 | 18 | ROOF DIAGNOSTICS INC | AC Electric | No | Complete | 2014-07-28 | 2015-03-04 | 2015-04-23 | 2015-04-23
SRP28040 | SREC Solar | DEMBINSKI |  | 10 | 0 | Residential | 1 | JACKSON | 8527 | 18 | ROOF DIAGNOSTICS INC | JCP&L | No | Complete | 2014-07-28 | 2015-03-04 | 2015-03-18 | 2015-03-18
SRP28042 | SREC Solar | KEEMER |  | 6.63 | 0 | Residential | 1 | GLASSBORO | 8028 | 15 | SOLARCITY CORPORATION | AC Electric | No | Complete | 2014-08-04 | 2014-10-10 | 2014-10-15 | 2014-10-15
SRP28043 | SREC Solar | MURPHY |  | 5.4 | 0 | Residential | 1 | LAVALLETTE | 8753 | 18 | TRINITY HEATING AND AIR | JCP&L | No | Complete | 2014-08-04 | 2014-10-28 | 2014-11-26 | 2014-11-26
SRP28046 | SREC Solar | WYTANIS |  | 4.08 | 0 | Residential | 0 | EDISON | 8817 | 11 | TRINITY HEATING AND AIR | PSE&G BPU | No | Complete | 2014-08-04 | 2014-10-14 | 2014-10-21 | 2014-10-21
SRP28048 | SREC Solar | CAIN |  | 6.63 | 0 | Residential | 1 | WILLINGBORO | 8046 | 13 | VIVINT SOLAR | PSE&G BPU | No | Complete | 2014-08-04 | 2014-09-23 | 2014-09-30 | 2014-09-30
SRP28049 | SREC Solar | PATEL |  | 6.885 | 0 | Residential | 1 | PARSIPPANY | 7054 | 3 | VIVINT SOLAR | JCP&L | No | Complete | 2014-08-04 | 2014-10-24 | 2014-12-09 | 2014-12-09
SRP28051 | SREC Solar | MURPHY |  | 6.75 | 0 | Residential | 1 | TOMS RIVER | 8753 | 18 | TRINITY HEATING AND AIR | JCP&L | No | Complete | 2014-08-04 | 2014-12-09 | 2014-12-16 | 2014-12-16
SRP28052 | SREC Solar | DONOVAN |  | 9.9 | 0 | Residential | 1 | HAMILTON | 8690 | 12 | TRINITY HEATING AND AIR | PSE&G BPU | No | Complete | 2014-08-04 | 2014-12-08 | 2014-12-22 | 2014-12-22
SRP28054 | SREC Solar | VALENTIN |  | 6.63 | 0 | Residential | 1 | SAYREVILLE | 8872 | 11 | VIVINT SOLAR | JCP&L | No | Complete | 2014-08-04 | 2014-08-22 | 2014-09-02 | 2014-09-02
SRP28056 | SREC Solar | RITTER |  | 5.635 | 0 | Residential | 0 | SOUTHAMPTON | 8088 | 13 | TRINITY HEATING AND AIR | JCP&L | No | Complete | 2014-08-04 | 2014-11-12 | 2014-12-29 | 2014-12-29
SRP28057 | SREC Solar | MANNA |  | 9.45 | 0 | Residential | 1 | HAMILTON | 8610 | 12 | TRINITY HEATING AND AIR | PSE&G BPU | No | Complete | 2014-08-04 | 2015-01-23 | 2015-02-04 | 2015-02-04
SRP28058 | SREC Solar | LIVERPOOL |  | 5.75 | 0 | Residential | 1 | PLAINFIELD | 7062 | 10 | SOLARCITY CORPORATION | PSE&G BPU | No | Complete | 2014-08-04 | 2015-01-13 | 2015-01-26 | 2015-01-26
SRP28060 | SREC Solar | BOND |  | 9.5 | 0 | Residential | 1 | WILLINGBORO TWP | 8046 | 13 | SOLARCITY CORPORATION | PSE&G BPU | No | Complete | 2014-08-04 | 2015-01-13 | 2015-01-26 | 2015-01-26
SRP28062 | SREC Solar | DORMAN |  | 3.75 | 0 | Residential | 1 | LAKEWOOD TWP | 8701 | 18 | SOLARCITY CORPORATION | JCP&L | No | Complete | 2014-08-04 | 2015-01-22 | 2015-01-28 | 2015-01-28
SRP28064 | SREC Solar | RAFIQI |  | 13.25 | 0 | Residential | 1 | JACKSON | 8527 | 18 | SOLARCITY CORPORATION | JCP&L | No | Complete | 2014-08-04 | 2014-11-11 | 2014-11-26 | 2014-11-26
SRP28065 | SREC Solar | MCNULTY |  | 10.965 | 0 | Residential | 1 | WILLIAMSTOWN | 8094 | 15 | SOLARCITY CORPORATION | AC Electric | No | Complete | 2014-08-04 | 2014-10-15 | 2014-10-21 | 2014-10-21
SRP28066 | SREC Solar | VESCE |  | 10.26 | 0 | Residential | 1 | BRICK | 8724 | 18 | TRINITY HEATING AND AIR | JCP&L | No | Complete | 2014-08-04 | 2014-11-11 | 2014-11-26 | 2014-11-26
SRP28067 | SREC Solar | POULLOTT |  | 7.395 | 0 | Residential | 1 | LOWER TWP | 8251 | 21 | SOLARCITY CORPORATION | AC Electric | No | Complete | 2014-08-04 | 2014-11-07 | 2014-11-21 | 2014-11-21
SRP28068 | SREC Solar | STEELE |  | 17.595 | 0 | Residential | 1 | ABSECON HIGHLANDS | 8201 | 19 | RELIABLE POWER SERVICES, INC. | AC Electric | No | Complete | 2014-08-04 | 2014-11-12 | 2014-12-26 | 2014-12-26
SRP28069 | SREC Solar | DIPIETRO |  | 11.475 | 0 | Residential | 1 | MILLVILLE | 8332 | 20 | ALLSEASON CONSTRUCTION | AC Electric | No | Complete | 2014-08-04 | 2015-02-24 | 2015-03-03 | 2015-03-03
SRP28070 | SREC Solar | FERREIRA |  | 11 | 0 | Residential | 1 | HOWELL | 7731 | 17 | TRINITY HEATING AND AIR | JCP&L | No | Complete | 2014-08-04 | 2014-12-30 | 2015-01-15 | 2015-01-15
SRP28071 | SREC Solar | MURPHY |  | 14.025 | 0 | Residential | 1 | BELLE MEAD | 8502 | 5 | AMPERICON | PSE&G BPU | No | Complete | 2014-08-04 | 2014-12-08 | 2015-01-13 | 2015-01-13
SRP28072 | SREC Solar | MELILLO |  | 8.67 | 0 | Residential | 1 | FREEHOLD | 7728 | 17 | ROOF DIAGNOSTICS INC | JCP&L | No | Complete | 2014-08-04 | 2015-01-06 | 2015-01-19 | 2015-01-19
SRP28073 | SREC Solar | WIOLAND |  | 6.725 | 0 | Residential | 1 | LACEY | 8731 | 18 | ROOF DIAGNOSTICS INC | JCP&L | No | Complete | 2014-08-04 | 2015-02-24 | 2015-03-03 | 2015-03-03
SRP28074 | SREC Solar | PROUT |  | 4.745 | 0 | Residential | 1 | ROSELLE | 7203 | 10 | ROOF DIAGNOSTICS INC | PSE&G BPU | No | Complete | 2014-08-04 | 2015-02-24 | 2015-02-27 | 2015-02-27
SRP28075 | SREC Solar | ANTONOWICZ |  | 6.145 | 0 | Residential | 1 | FORDS | 8863 | 11 | ROOF DIAGNOSTICS INC | PSE&G BPU | No | Complete | 2014-08-04 | 2015-03-12 | 2015-03-26 | 2015-03-26
SRP28076 | SREC Solar | IVAN |  | 6.235 | 0 | Residential | 1 | BOUNDBROOK | 8805 | 5 | ROOF DIAGNOSTICS INC | PSE&G BPU | No | Complete | 2014-08-04 | 2015-02-24 | 2015-02-27 | 2015-02-27
SRP28077 | SREC Solar | MCARDLE |  | 8.365 | 0 | Residential | 1 | SOMERSET | 8873 | 5 | ROOF DIAGNOSTICS INC | PSE&G BPU | No | Complete | 2014-08-04 | 2015-02-10 | 2015-03-09 | 2015-03-09
SRP28080 | SREC Solar | CIAMBRANO |  | 8.98 | 0 | Residential | 1 | MANTUA | 8051 | 15 | ROOF DIAGNOSTICS INC | AC Electric | No | Complete | 2014-08-04 | 2015-02-10 | 2015-03-17 | 2015-03-17
SRP28081 | SREC Solar | TROPEA |  | 14.79 | 0 | Residential | 1 | BARNEGAT | 8005 | 18 | TRINITY HEATING AND AIR | JCP&L | No | Complete | 2014-08-04 | 2015-02-22 | 2015-02-25 | 2015-02-25
SRP28083 | SREC Solar | MERLINO |  | 8.64 | 0 | Residential | 1 | HAMILTON | 8690 | 12 | TRINITY HEATING AND AIR | PSE&G BPU | No | Complete | 2014-08-04 | 2014-11-04 | 2014-11-20 | 2014-11-20
SRP28084 | SREC Solar | CARLTON |  | 5.1 | 0 | Residential | 1 | HIGHLAND PARK | 8904 | 11 | TRINITY HEATING AND AIR | PSE&G BPU | No | Complete | 2014-08-04 | 2014-11-04 | 2014-11-20 | 2014-11-20
SRP28085 | SREC Solar | MAAS |  | 5.61 | 0 | Residential | 1 | MINE HILL | 7803 | 3 | VIVINT SOLAR | JCP&L | No | Complete | 2014-08-04 | 2015-02-05 | 2015-02-09 | 2015-02-09
SRP28088 | SREC Solar | MAZZA |  | 5.1 | 0 | Residential | 1 | TOMS RIVER | 8753 | 18 | VIVINT SOLAR | JCP&L | No | Complete | 2014-08-04 | 2015-01-20 | 2015-01-30 | 2015-01-30
SRP28090 | SREC Solar | TAYLOR |  | 5.1 | 0 | Residential | 1 | ATLANTIC CITY | 8401 | 19 | RELIABLE POWER SERVICES, INC. | AC Electric | No | Complete | 2014-08-04 | 2015-02-12 | 2015-02-16 | 2015-02-16
SRP28093 | SREC Solar | GERARDI |  | 5.1 | 0 | Residential | 1 | FAIRFIELD | 7004 | 9 | VIVINT SOLAR | PSE&G BPU | No | Complete | 2014-08-04 | 2014-10-10 | 2014-10-22 | 2014-10-22
SRP28094 | SREC Solar | HOUSTON |  | 6.5 | 0 | Residential | 1 | BRANT BEACH | 8008 | 18 | SOLARCITY CORPORATION | AC Electric | No | Complete | 2014-08-04 | 2015-01-07 | 2015-01-15 | 2015-01-15
SRP28096 | SREC Solar | LEODIS |  | 15 | 0 | Residential | 1 | JACKSON | 8527 | 18 | SOLARCITY CORPORATION | JCP&L | No | Complete | 2014-08-04 | 2014-12-10 | 2015-03-24 | 2015-03-24
SRP28097 | SREC Solar | HEYDEL |  | 13.26 | 0 | Residential | 1 | WILLIAMSTOWN | 8094 | 15 | SOLARCITY CORPORATION | AC Electric | No | Complete | 2014-08-04 | 2014-11-26 | 2014-12-10 | 2014-12-10
SRP28098 | SREC Solar | IULIANO |  | 6.5 | 0 | Residential | 1 | SPRINGFIELD | 7081 | 10 | SOLARCITY CORPORATION | JCP&L | No | Complete | 2014-08-04 | 2014-10-28 | 2014-12-09 | 2014-12-09
SRP28101 | SREC Solar | WENDT |  | 5.1 | 0 | Residential | 1 | TOMS RIVER | 8757 | 18 | VIVINT SOLAR | JCP&L | No | Complete | 2014-08-04 | 2015-02-03 | 2015-02-05 | 2015-02-05
SRP28102 | SREC Solar | LAZORIK |  | 4.08 | 0 | Residential | 1 | MARLTON | 8053 | 13 | VIVINT SOLAR | PSE&G BPU | No | Complete | 2014-08-04 | 2015-02-22 | 2015-02-26 | 2015-02-26
SRP28103 | SREC Solar | LOVELL |  | 4.08 | 0 | Residential | 1 | MAPLE SHADE | 8052 | 13 | VIVINT SOLAR | PSE&G BPU | No | Complete | 2014-08-04 | 2015-01-20 | 2015-01-30 | 2015-01-30
SRP28105 | SREC Solar | RAO |  | 11.22 | 0 | Residential | 1 | SCOTCH PLAINS | 7076 | 10 | AMPERICON | PSE&G BPU | No | Complete | 2014-08-04 | 2015-02-05 | 2015-02-09 | 2015-02-09
SRP28106 | SREC Solar | FOWLER |  | 8.91 | 0 | Residential | 1 | WHITING | 8759 | 18 | KOPP ELECTRIC COMPANY | JCP&L | No | Complete | 2014-08-04 | 2014-11-18 | 2014-12-04 | 2014-12-04
SRP28107 | SREC Solar | KUCSAN |  | 8.96 | 0 | Residential | 0 | MAPLE SHADE | 8052 | 13 | SKYLINE SOLAR | PSE&G BPU | No | Complete | 2014-08-04 | 2014-11-05 | 2014-11-13 | 2014-11-13
SRP28108 | SREC Solar | COIRO |  | 15.12 | 0 | Residential | 1 | MORGANVILLE | 7701 | 17 | PRO CUSTOM SOLAR | JCP&L | No | Complete | 2014-08-04 | 2014-10-29 | 2014-11-10 | 2014-11-10
SRP28109 | SREC Solar | STANZIALE |  | 11.25 | 0 | Residential | 1 | SPARTA | 7871 | 1 | PRO CUSTOM SOLAR | JCP&L | No | Complete | 2014-08-04 | 2014-12-12 | 2014-12-23 | 2014-12-23
SRP28110 | SREC Solar | COLLAPANCHERI |  | 7.194 | 0 | Residential | 0 | EAST BRUNSWICK | 8816 | 11 | GREEN APPLE ENERGY SYSTEMS, LLC | PSE&G BPU | No | Complete | 2014-08-04 | 2014-10-21 | 2014-10-29 | 2014-10-29
SRP28111 | SREC Solar | LYNCH |  | 8.16 | 0 | Residential | 1 | FAIRFIELD | 7004 | 9 | VIVINT SOLAR | PSE&G BPU | No | Complete | 2014-08-04 | 2015-04-15 | 2015-05-06 | 2015-05-06
SRP28112 | SREC Solar | BARMORE |  | 12.495 | 0 | Residential | 1 | SUCCASUNNA | 7876 | 3 | VIVINT SOLAR | JCP&L | No | Complete | 2014-08-04 | 2015-04-28 | 2015-05-08 | 2015-05-08
SRP28114 | SREC Solar | ANZISKA | YESHIVAT NOAM | 385.56 | 0 | School Other | 1 | PARAMUS | 7652 | 7 | AMBERJACK SOLAR ENERGY | PSE&G BPU | No | Complete | 2014-08-04 | 2015-03-12 | 2015-03-19 | 2015-03-19
SRP28116 | SREC Solar | WALDRON |  | 2 | 0 | Residential | 1 | COLLINGSWOOD | 8108 | 14 | SOLARCITY CORPORATION | PSE&G BPU | No | Complete | 2014-08-04 | 2014-10-24 | 2014-11-12 | 2014-11-12
SRP28120 | SREC Solar | NIDAMARTI |  | 8.64 | 0 | Residential | 1 | SOMERSET | 8873 | 5 | ROOF DIAGNOSTICS INC | PSE&G BPU | No | Complete | 2014-08-04 | 2015-01-30 | 2015-02-05 | 2015-02-05
SRP28121 | SREC Solar | ESPOSITO |  | 4.59 | 0 | Residential | 1 | MANAHAWKIN | 8050 | 18 | ROOF DIAGNOSTICS INC | AC Electric | No | Complete | 2014-08-04 | 2015-02-26 | 2015-03-11 | 2015-03-11
SRP28123 | SREC Solar | CREUZ |  | 6.63 | 0 | Residential | 1 | HAZLET | 7730 | 17 | ROOF DIAGNOSTICS INC | JCP&L | No | Complete | 2014-08-04 | 2015-02-07 | 2015-03-26 | 2015-03-26
SRP28125 | SREC Solar | WELDON |  | 10.725 | 0 | Residential | 1 | MIDDLETOWN | 7748 | 17 | ROOF DIAGNOSTICS INC | JCP&L | No | Complete | 2014-08-04 | 2015-02-07 | 2015-02-12 | 2015-02-12
SRP28126 | SREC Solar | BURIAN |  | 7.65 | 0 | Residential | 1 | CAPE MAY COURT HOUSE | 8210 | 21 | ALLSEASON CONSTRUCTION | AC Electric | No | Complete | 2014-08-04 | 2015-02-24 | 2015-04-06 | 2015-04-06
SRP28127 | SREC Solar | KNECHTEL |  | 13.25 | 0 | Residential | 0 | ATLANTIC HIGHLANDS | 7716 | 17 | ALLSEASON CONSTRUCTION | JCP&L | No | Complete | 2014-08-04 | 2014-12-30 | 2015-01-15 | 2015-01-15
SRP28128 | SREC Solar | DINGMAN |  | 7.14 | 0 | Residential | 1 | GALLOWAY | 8205 | 19 | ALLSEASON CONSTRUCTION | AC Electric | No | Complete | 2014-08-04 | 2015-02-24 | 2015-02-27 | 2015-02-27
SRP28129 | SREC Solar | SANTOS |  | 14.5 | 0 | Residential | 1 | WASHINGTON TWP | 8012 | 14 | SOLARCITY CORPORATION | PSE&G BPU | No | Complete | 2014-08-04 | 2014-10-27 | 2014-11-06 | 2014-11-06
SRP28131 | SREC Solar | MANALO |  | 5 | 0 | Residential | 1 | MT LAUREL | 8054 | 13 | SOLARCITY CORPORATION | PSE&G BPU | No | Complete | 2014-08-04 | 2014-11-05 | 2014-11-20 | 2014-11-20
SRP28132 | SREC Solar | LUONGO |  | 10.71 | 0 | Residential | 1 | MONROE TWP | 8094 | 15 | SOLARCITY CORPORATION | AC Electric | No | Complete | 2014-08-04 | 2014-10-14 | 2014-10-30 | 2014-10-30
SRP28133 | SREC Solar | SALING |  | 6.235 | 0 | Residential | 1 | HALEDON | 7508 | 6 | ROOF DIAGNOSTICS INC | PSE&G BPU | No | Complete | 2014-08-04 | 2015-02-24 | 2015-03-04 | 2015-03-04
SRP28134 | SREC Solar | ALLEN |  | 7.65 | 0 | Residential | 1 | GALLOWAY | 8205 | 19 | ALLSEASON CONSTRUCTION | AC Electric | No | Complete | 2014-08-04 | 2015-01-28 | 2015-01-30 | 2015-01-30
SRP28135 | SREC Solar | PIERCE |  | 5.61 | 0 | Residential | 1 | BARNEGAT | 8005 | 18 | ALLSEASON CONSTRUCTION | AC Electric | No | QC Selected | 2014-08-04 | 2015-04-15
SRP28136 | SREC Solar | NASTASI |  | 9.435 | 0 | Residential | 1 | EGG HARBOR TWP | 8234 | 19 | ALLSEASON CONSTRUCTION | AC Electric | No | Complete | 2014-08-04 | 2015-03-20 | 2015-04-09 | 2015-04-09
SRP28137 | SREC Solar | WHITE |  | 8.16 | 0 | Residential | 1 | HAMMONTON | 8037 | 19 | ALLSEASON CONSTRUCTION | AC Electric | No | Complete | 2014-08-04 | 2015-03-20 | 2015-03-31 | 2015-03-31
SRP28139 | SREC Solar | RAMNARAIN |  | 6.38 | 0 | Residential | 1 | UNION | 7087 | 8 | ROOF DIAGNOSTICS INC | PSE&G BPU | No | Complete | 2014-08-04 | 2015-02-07 | 2015-02-12 | 2015-02-12
SRP28140 | SREC Solar | HENRY |  | 5.355 | 0 | Residential | 1 | FREEHOLD TWP | 7728 | 17 | ROOF DIAGNOSTICS INC | JCP&L | No | Complete | 2014-08-04 | 2015-02-07 | 2015-02-12 | 2015-02-12
SRP28142 | SREC Solar | BROWN |  | 10.2 | 0 | Residential | 1 | NORTHFIELD | 8225 | 19 | SEA BRIGHT SOLAR, LLC | AC Electric | No | Complete | 2014-08-04 | 2014-11-05 | 2014-11-13 | 2014-11-13
SRP28145 | SREC Solar | GRAY |  | 8.37 | 0 | Residential | 1 | LUMBERTON | 8048 | 13 | TRINITY HEATING AND AIR | PSE&G BPU | No | Complete | 2014-08-04 | 2014-11-19 | 2014-12-04 | 2014-12-04
SRP28146 | SREC Solar | MCCUSKER |  | 4.95 | 0 | Residential | 0 | WENONAH | 8090 | 15 | GREEN CITIES ENERGY LLC | AC Electric | No | Complete | 2014-08-04 | 2015-01-23 | 2015-02-04 | 2015-02-04
SRP28147 | SREC Solar | PAINTER |  | 4.24 | 0 | Residential | 0 | DEPTFORD | 8096 | 15 | GREEN CITIES ENERGY LLC | PSE&G BPU | No | Complete | 2014-08-04 | 2015-03-20 | 2015-04-01 | 2015-04-01
SRP28148 | SREC Solar | BINHASHIM |  | 7.395 | 0 | Residential | 1 | WINSLOW TWP | 8081 | 14 | SOLARCITY CORPORATION | AC Electric | No | Complete | 2014-08-04 | 2015-02-06 | 2015-02-11 | 2015-02-11
SRP28152 | SREC Solar | BLACK |  | 6.49 | 0 | Residential | 1 | EGG HARBOR TWP | 8234 | 19 | ROOF DIAGNOSTICS INC | AC Electric | No | QA SELECTED | 2014-08-04 | 2015-03-19
SRP28153 | SREC Solar | LUGO |  | 6.725 | 0 | Residential | 1 | WILLINGBORO | 8046 | 13 | ROOF DIAGNOSTICS INC | PSE&G BPU | No | Complete | 2014-08-04 | 2015-02-24 | 2015-04-06 | 2015-04-06
SRP28154 | SREC Solar | CHAPMAN |  | 11.985 | 0 | Residential | 1 | MAYS LANDING | 8330 | 19 | SOLARCITY CORPORATION | AC Electric | No | Complete | 2014-08-04 | 2014-09-29 | 2014-10-08 | 2014-10-08
SRP28155 | SREC Solar | OHEARN |  | 10 | 0 | Residential | 1 | FORKED RIVER | 8731 | 18 | SOLARCITY CORPORATION | JCP&L | No | Complete | 2014-08-04 | 2015-01-30 | 2015-02-09 | 2015-02-09
SRP28158 | SREC Solar | WHITE |  | 7.5 | 0 | Residential | 1 | WILLINGBORO | 8046 | 13 | SOLARCITY CORPORATION | PSE&G BPU | No | Complete | 2014-08-04 | 2014-11-25 | 2014-12-16 | 2014-12-16
SRP28162 | SREC Solar | KIMMER | ELMWOOD PARK DEFENDER CO. 2 | 17.595 | 0 | Non Profit | 1 | ELMWOORD PARK | 7407 | 7 | RCL ENTERPRISES INC. | PSE&G BPU | No | Complete | 2014-08-04 | 2015-03-12 | 2015-03-25 | 2015-03-25
SRP28163 | SREC Solar | MARKOWITZ |  | 6.5 | 0 | Residential | 1 | CINNAMINSON | 8077 | 13 | SOLARCITY CORPORATION | PSE&G BPU | No | Complete | 2014-08-04 | 2014-11-11 | 2014-11-26 | 2014-11-26
SRP28164 | SREC Solar | CHABAK |  | 8.925 | 0 | Residential | 1 | EVESHAM TWP | 8053 | 13 | SOLARCITY CORPORATION | PSE&G BPU | No | Complete | 2014-08-04 | 2014-12-12 | 2014-12-26 | 2014-12-26
SRP28166 | SREC Solar | CANALES |  | 4.25 | 0 | Residential | 1 | TOMS RIVER | 8757 | 18 | SOLARCITY CORPORATION | JCP&L | No | Complete | 2014-08-04 | 2014-09-29 | 2014-10-08 | 2014-10-08
SRP28168 | SREC Solar | FRITZCHE |  | 6.12 | 0 | Residential | 1 | CHERRY HILL | 8003 | 14 | SOLARCITY CORPORATION | PSE&G BPU | No | Complete | 2014-08-04 | 2014-11-12 | 2015-02-07 | 2015-02-07
SRP28169 | SREC Solar | SAILER |  | 7.14 | 0 | Residential | 1 | ERIAL | 8081 | 14 | SOLARCITY CORPORATION | AC Electric | No | Complete | 2014-08-04 | 2015-01-13 | 2015-02-10 | 2015-02-10
SRP28170 | SREC Solar | NGUYEN |  | 7 | 0 | Residential | 1 | MICKLETON | 8056 | 15 | SOLARCITY CORPORATION | AC Electric | No | Complete | 2014-08-04 | 2014-10-07 | 2014-10-15 | 2014-10-15
SRP28171 | SREC Solar | NAWAZ |  | 6.375 | 0 | Residential | 1 | MCKEE CITY | 8234 | 19 | TRINITY HEATING AND AIR | AC Electric | No | Complete | 2014-08-04 | 2015-03-04 | 2015-03-18 | 2015-03-18
SRP28173 | SREC Solar | JAKUBOWSKI |  | 5.61 | 0 | Residential | 1 | GALLOWAY | 8205 | 19 | ALLSEASON CONSTRUCTION | AC Electric | No | Complete | 2014-08-04 | 2015-03-06 | 2015-03-16 | 2015-03-16
SRP28174 | SREC Solar | NOLAN |  | 5 | 0 | Residential | 1 | HEWITT | 7421 | 6 | SOLARCITY CORPORATION | Orange & Rockland Elec | No | Complete | 2014-08-04 | 2015-04-24 | 2015-05-08 | 2015-05-08
SRP28175 | SREC Solar | WOLCOTT |  | 4.59 | 0 | Residential | 1 | GALLOWAY | 8205 | 19 | ALLSEASON CONSTRUCTION | AC Electric | No | Complete | 2014-08-04 | 2015-03-02 | 2015-03-11 | 2015-03-11
SRP28176 | SREC Solar | CRUZADO |  | 9.69 | 0 | Residential | 1 | CARDIFF | 8234 | 19 | ALLSEASON CONSTRUCTION | AC Electric | No | Complete | 2014-08-04 | 2015-03-04 | 2015-03-20 | 2015-03-20
SRP28177 | SREC Solar | TURSI |  | 10.2 | 0 | Residential | 1 | MCKEE CITY | 8232 | 19 | ALLSEASON CONSTRUCTION | AC Electric | No | Complete | 2014-08-04 | 2015-03-31 | 2015-04-10 | 2015-04-10
SRP28178 | SREC Solar | HURWITZ |  | 7.75 | 0 | Residential | 1 | WARREN | 7059 | 5 | SOLARCITY CORPORATION | JCP&L | No | Complete | 2014-08-04 | 2014-09-25 | 2014-10-07 | 2014-10-07
SRP28179 | SREC Solar | DELIO |  | 6.25 | 0 | Residential | 1 | BERKELEY HEIGHTS | 7922 | 10 | SOLARCITY CORPORATION | JCP&L | No | Complete | 2014-08-04 | 2015-01-13 | 2015-04-03 | 2015-04-03
SRP28180 | SREC Solar | DECELIS |  | 9.18 | 0 | Residential | 1 | MAYS LANDING | 8330 | 19 | ALLSEASON CONSTRUCTION | AC Electric | No | Complete | 2014-08-04 | 2015-03-06 | 2015-03-16 | 2015-03-16
SRP28181 | SREC Solar | FIORE |  | 7.65 | 0 | Residential | 1 | CARTERET | 7008 | 11 | ALLSEASON CONSTRUCTION | PSE&G BPU | No | Complete | 2014-08-04 | 2015-03-06 | 2015-03-16 | 2015-03-16
SRP28183 | SREC Solar | MARGHERITA |  | 5.61 | 0 | Residential | 1 | FREEHOLD | 7728 | 17 | ALLSEASON CONSTRUCTION | JCP&L | No | Complete | 2014-08-04 | 2015-03-31 | 2015-04-10 | 2015-04-10
SRP28185 | SREC Solar | LENOX |  | 10.25 | 0 | Residential | 1 | MANTUA | 8051 | 15 | SOLARCITY CORPORATION | AC Electric | No | Complete | 2014-08-04 | 2014-10-15 | 2014-10-24 | 2014-10-24
SRP28187 | SREC Solar | DESAMOUR |  | 13.235 | 0 | Residential | 1 | SOMERSET | 8873 | 5 | ROOF DIAGNOSTICS INC | PSE&G BPU | No | Complete | 2014-08-04 | 2015-03-31 | 2015-04-14 | 2015-04-14
SRP28188 | SREC Solar | NERO |  | 5.61 | 0 | Residential | 1 | LAKEWOOD | 8701 | 18 | ROOF DIAGNOSTICS INC | JCP&L | No | Complete | 2014-08-04 | 2015-01-29 | 2015-02-03 | 2015-02-03
SRP28189 | SREC Solar | KOLLET |  | 9.49 | 0 | Residential | 1 | MILFORD | 8848 | 4 | ROOF DIAGNOSTICS INC | JCP&L | No | Complete | 2014-08-04 | 2015-02-06 | 2015-02-11 | 2015-02-11
SRP28190 | SREC Solar | CASTALDI |  | 9.69 | 0 | Residential | 1 | MICKLETON | 8056 | 15 | SOLARCITY CORPORATION | AC Electric | No | Complete | 2014-08-04 | 2015-01-28 | 2015-02-04 | 2015-02-04
SRP28191 | SREC Solar | RAJI |  | 14.85 | 0 | Residential | 1 | MONROE TWP | 8831 | 11 | ROOF DIAGNOSTICS INC | JCP&L | No | Complete | 2014-08-04 | 2015-02-06 | 2015-02-11 | 2015-02-11
SRP28192 | SREC Solar | SAULL |  | 16.83 | 0 | Residential | 1 | WOODSTOWN | 8098 | 16 | SOLARCITY CORPORATION | AC Electric | No | Complete | 2014-08-04 | 2015-04-15 | 2015-04-23 | 2015-04-23
SRP28193 | SREC Solar | SHIRHALL |  | 7.5 | 0 | Residential | 1 | HEWITT | 7421 | 6 | SOLARCITY CORPORATION | Orange & Rockland Elec | No | Complete | 2014-08-04 | 2015-01-13 | 2015-01-26 | 2015-01-26
SRP28194 | SREC Solar | THEODOS |  | 3.25 | 0 | Residential | 1 | OCEAN GATE | 8740 | 18 | SOLARCITY CORPORATION | JCP&L | No | Complete | 2014-08-04 | 2015-01-13 | 2015-01-26 | 2015-01-26
SRP28198 | SREC Solar | DICAMILLO |  | 4.845 | 0 | Residential | 1 | BLACKWOOD | 8012 | 14 | SOLARCITY CORPORATION | PSE&G BPU | No | Complete | 2014-08-04 | 2014-11-05 | 2014-11-20 | 2014-11-20
SRP28199 | SREC Solar | MULLEN |  | 8.415 | 0 | Residential | 1 | GLOUCESTER TWP | 8012 | 14 | SOLARCITY CORPORATION | PSE&G BPU | No | Complete | 2014-08-04 | 2015-03-24 | 2015-04-02 | 2015-04-02
SRP28201 | SREC Solar | JOLLY |  | 10.5 | 0 | Residential | 1 | HILLSBOROUGH | 8844 | 5 | SOLARCITY CORPORATION | PSE&G BPU | No | Complete | 2014-08-04 | 2014-11-03 | 2014-11-10 | 2014-11-10
SRP28202 | SREC Solar | ZINN |  | 6.05 | 0 | Residential | 1 | WHIPPANY | 7981 | 3 | TRINITY HEATING AND AIR | JCP&L | No | Complete | 2014-08-04 | 2014-12-16 | 2015-01-06 | 2015-01-06
SRP28203 | SREC Solar | CLAYTON |  | 11.5 | 0 | Residential | 1 | NEPTUNE | 7753 | 17 | SOLARCITY CORPORATION | JCP&L | No | Complete | 2014-08-04 | 2015-03-04 | 2015-03-18 | 2015-03-18
SRP28204 | SREC Solar | BAKER |  | 5.75 | 0 | Residential | 1 | PASSAIC | 7055 | 6 | SOLARCITY CORPORATION | PSE&G BPU | No | Complete | 2014-08-04 | 2014-11-18 | 2014-12-04 | 2014-12-04
SRP28205 | SREC Solar | EBLE |  | 5.1 | 0 | Residential | 1 | NORTHFIELD | 8225 | 19 | SOLARCITY CORPORATION | AC Electric | No | Complete | 2014-08-04 | 2014-10-14 | 2014-10-21 | 2014-10-21
SRP28207 | SREC Solar | KAUB |  | 3.85 | 0 | Residential | 1 | LAVALLETTE | 8735 | 18 | TRINITY HEATING AND AIR | JCP&L | No | Complete | 2014-08-04 | 2015-04-07 | 2015-04-16 | 2015-04-16
SRP28208 | SREC Solar | HERMANSEN |  | 6.375 | 0 | Residential | 1 | TOMS RIVER | 8755 | 18 | TRINITY HEATING AND AIR | JCP&L | No | Complete | 2014-08-04 | 2014-11-19 | 2014-12-04 | 2014-12-04
SRP28209 | SREC Solar | VARGAS |  | 4.335 | 0 | Residential | 1 | CARLSTADT | 7072 | 7 | TRINITY HEATING AND AIR | PSE&G BPU | No | Complete | 2014-08-04 | 2014-12-08 | 2015-01-21 | 2015-01-21
SRP28210 | SREC Solar | SUCHAK |  | 6.48 | 0 | Residential | 1 | TOMS RIVER | 8757 | 18 | TRINITY HEATING AND AIR | JCP&L | No | Complete | 2014-08-04 | 2014-09-19 | 2014-09-24 | 2014-09-24
SRP28212 | SREC Solar | FELICIANO |  | 8.16 | 0 | Residential | 1 | VINELAND | 8360 | 20 | NEW JERSEY CLEAN ENERGY SOLUTIONS | Vineland Muni Elec | No | Complete | 2014-08-04 | 2015-01-07 | 2015-01-21 | 2015-01-21
SRP28213 | SREC Solar | PETRUZZI |  | 21 | 0 | Residential | 1 | WATERFORD | 8089 | 14 | SOLAR SOLUTIONS LLC | AC Electric | No | Complete | 2014-08-04 | 2014-12-02 | 2014-12-09 | 2014-12-09
SRP28215 | SREC Solar | RICHMOND |  | 3.825 | 0 | Residential | 1 | WILLINGBORO | 8046 | 13 | VIVINT SOLAR | PSE&G BPU | No | Complete | 2014-08-04 | 2015-03-20 | 2015-04-15 | 2015-04-15
SRP28216 | SREC Solar | HESTER |  | 3.315 | 0 | Residential | 1 | PARLIN | 8859 | 11 | VIVINT SOLAR | JCP&L | No | Complete | 2014-08-04 | 2014-10-23 | 2014-11-04 | 2014-11-04
SRP28217 | SREC Solar | ADAMS |  | 15.81 | 0 | Residential | 1 | CINNAMINSON | 8077 | 13 | VIVINT SOLAR | PSE&G BPU | No | QA SELECTED | 2014-08-04 | 2015-05-19
SRP28218 | SREC Solar | WATSON |  | 4.845 | 0 | Residential | 1 | WILLINGBORO | 8046 | 13 | VIVINT SOLAR | PSE&G BPU | No | Complete | 2014-08-04 | 2014-09-08 | 2014-10-08 | 2014-10-08
SRP28219 | SREC Solar | REVAK-MAISTO |  | 8.67 | 0 | Residential | 1 | FAIRFIELD | 7004 | 9 | VIVINT SOLAR | PSE&G BPU | No | Complete | 2014-08-04 | 2014-11-04 | 2014-11-12 | 2014-11-12
SRP28220 | SREC Solar | BARB |  | 9.69 | 0 | Residential | 1 | FREEHOLD | 7728 | 17 | VIVINT SOLAR | JCP&L | No | Complete | 2014-08-04 | 2015-02-24 | 2015-03-04 | 2015-03-04
SRP28221 | SREC Solar | ROBINSON |  | 18 | 0 | Residential | 1 | LAWNSIDE | 8045 | 14 | SOLARCITY CORPORATION | PSE&G BPU | No | Complete | 2014-08-04 | 2014-11-04 | 2014-12-01 | 2014-12-01
SRP28222 | SREC Solar | SON |  | 6.885 | 0 | Residential | 1 | CHERRY HILL | 8003 | 14 | VIVINT SOLAR | PSE&G BPU | No | QA SELECTED | 2014-08-11 | 2015-05-12
SRP28225 | SREC Solar | CORBO |  | 6 | 0 | Residential | 1 | OCEAN | 7712 | 17 | SOLARCITY CORPORATION | JCP&L | No | Complete | 2014-08-11 | 2015-03-20 | 2015-04-01 | 2015-04-01
SRP28226 | SREC Solar | KENNY |  | 4.75 | 0 | Residential | 1 | MOUNT LAUREL | 8054 | 13 | SOLARCITY CORPORATION | PSE&G BPU | No | Complete | 2014-08-11 | 2014-11-04 | 2014-12-01 | 2014-12-01
SRP28229 | SREC Solar | WALKER |  | 5.5 | 0 | Residential | 1 | WILLINGBORO | 8046 | 13 | SOLARCITY CORPORATION | PSE&G BPU | No | Complete | 2014-08-11 | 2014-09-25 | 2014-10-02 | 2014-10-02
SRP28232 | SREC Solar | PLANTIN |  | 4.25 | 0 | Residential | 1 | SAYREVILLE | 8859 | 11 | SOLARCITY CORPORATION | JCP&L | No | Complete | 2014-08-11 | 2014-12-26 | 2015-02-02 | 2015-02-02
SRP28234 | SREC Solar | PATEL |  | 5.75 | 0 | Residential | 1 | OLD BRIDGE TOWNSHIP | 8857 | 11 | SOLARCITY CORPORATION | JCP&L | No | Complete | 2014-08-11 | 2015-01-22 | 2015-02-03 | 2015-02-03
SRP28235 | SREC Solar | URBANSKI |  | 3.25 | 0 | Residential | 1 | TOMS RIVER | 8757 | 18 | SOLARCITY CORPORATION | JCP&L | No | Complete | 2014-08-11 | 2014-12-17 | 2015-01-05 | 2015-01-05
SRP28236 | SREC Solar | KING |  | 3.5 | 0 | Residential | 1 | RAHWAY | 7065 | 10 | SOLARCITY CORPORATION | PSE&G BPU | No | Complete | 2014-08-11 | 2015-02-07 | 2015-02-12 | 2015-02-12
SRP28238 | SREC Solar | KUJAN |  | 1.75 | 0 | Residential | 1 | MORRISTOWN | 7960 | 3 | SOLARCITY CORPORATION | JCP&L | No | Complete | 2014-08-11 | 2014-11-03 | 2014-11-10 | 2014-11-10
SRP28239 | SREC Solar | WEBB |  | 8.67 | 0 | Residential | 1 | JACKSON | 8527 | 18 | NEW JERSEY CLEAN ENERGY SOLUTIONS | JCP&L | No | Complete | 2014-08-11 | 2014-12-17 | 2015-02-02 | 2015-02-02
SRP28240 | SREC Solar | ROBERTSTON |  | 3.315 | 0 | Residential | 1 | GLASSBORO | 8028 | 15 | SOLARCITY CORPORATION | AC Electric | No | Complete | 2014-08-11 | 2014-10-14 | 2014-10-24 | 2014-10-24
SRP28241 | SREC Solar | FLEMING |  | 4.845 | 0 | Residential | 1 | WILLINGBORO | 8046 | 13 | VIVINT SOLAR | PSE&G BPU | No | Complete | 2014-08-11 | 2014-12-01 | 2014-12-10 | 2014-12-10
SRP28247 | SREC Solar | CUMMINGS |  | 13.515 | 0 | Residential | 1 | TOMS RIVER | 8757 | 18 | VIVINT SOLAR | JCP&L | No | Complete | 2014-08-11 | 2014-10-21 | 2014-11-25 | 2014-11-25
SRP28248 | SREC Solar | BERRY |  | 5.865 | 0 | Residential | 1 | SOUTH AMBOY | 8879 | 11 | VIVINT SOLAR | JCP&L | No | Complete | 2014-08-11 | 2015-03-11 | 2015-04-06 | 2015-04-06
SRP28251 | SREC Solar | BLANK |  | 8.415 | 0 | Residential | 1 | TOMS RIVER | 8757 | 18 | VIVINT SOLAR | JCP&L | No | Complete | 2014-08-11 | 2015-05-12 | 2015-05-26 | 2015-05-26
SRP28252 | SREC Solar | GRAF |  | 3.57 | 0 | Residential | 1 | TOMS RIVER | 8757 | 18 | VIVINT SOLAR | JCP&L | No | Complete | 2014-08-11 | 2015-01-20 | 2015-01-30 | 2015-01-30
SRP28254 | SREC Solar | LANE |  | 6.12 | 0 | Residential | 1 | TOMS RIVER | 8757 | 18 | VIVINT SOLAR | JCP&L | No | Complete | 2014-08-11 | 2015-04-28 | 2015-05-12 | 2015-05-12
SRP28256 | SREC Solar | MCPHEE |  | 7.14 | 0 | Residential | 1 | TOMS RIVER | 8755 | 18 | VIVINT SOLAR | JCP&L | No | Complete | 2014-08-11 | 2014-10-31 | 2014-11-10 | 2014-11-10
SRP28257 | SREC Solar | PICARO |  | 6.63 | 0 | Residential | 1 | LINDEN | 7036 | 10 | VIVINT SOLAR | PSE&G BPU | No | Complete | 2014-08-11 | 2014-10-29 | 2014-11-26 | 2014-11-26
SRP28259 | SREC Solar | GALLT |  | 13.23 | 0 | Residential | 0 | SOUTH ORANGE | 7079 | 9 | ASTRUM SOLAR, LLC | PSE&G BPU | No | Complete | 2014-08-11 | 2014-11-20 | 2014-12-04 | 2014-12-04
SRP28260 | SREC Solar | GOODMAN |  | 6.25 | 0 | Residential | 0 | MAPLEWOOD | 7040 | 9 | ASTRUM SOLAR, LLC | PSE&G BPU | No | Complete | 2014-08-11 | 2014-11-12 | 2015-01-07 | 2015-01-07
SRP28261 | SREC Solar | PIETRICH |  | 9 | 0 | Residential | 0 | SOUTH ORANGE | 7079 | 9 | ASTRUM SOLAR, LLC | PSE&G BPU | No | Complete | 2014-08-11 | 2014-12-02 | 2014-12-09 | 2014-12-09
SRP28262 | SREC Solar | DRAGONETTI |  | 5.5 | 0 | Residential | 1 | SHREWSBURY | 7702 | 17 | ASTRUM SOLAR, LLC | JCP&L | No | Complete | 2014-08-11 | 2014-10-07 | 2014-10-15 | 2014-10-15
SRP28263 | SREC Solar | CASTILLO |  | 5.355 | 0 | Residential | 1 | TOMS RIVER | 8757 | 18 | VIVINT SOLAR | JCP&L | No | Complete | 2014-08-11 | 2014-10-31 | 2014-11-10 | 2014-11-10
SRP28265 | SREC Solar | HAMEIER |  | 9.69 | 0 | Residential | 1 | SOMERSET | 8873 | 5 | VIVINT SOLAR | PSE&G BPU | No | Complete | 2014-08-11 | 2015-05-11 | 2015-05-21 | 2015-05-21
SRP28266 | SREC Solar | SCHON |  | 12.24 | 0 | Residential | 1 | EAST BRUNSWICK | 8816 | 11 | VIVINT SOLAR | PSE&G BPU | No | Complete | 2014-08-11 | 2015-03-18 | 2015-03-30 | 2015-03-30
SRP28267 | SREC Solar | HANDLE |  | 8.415 | 0 | Residential | 1 | KEYPORT | 7735 | 17 | VIVINT SOLAR | JCP&L | No | Complete | 2014-08-11 | 2015-04-03 | 2015-04-13 | 2015-04-13
SRP28268 | SREC Solar | DEVERA |  | 10.455 | 0 | Residential | 1 | VOORHEES | 8043 | 14 | VIVINT SOLAR | PSE&G BPU | No | Complete | 2014-08-11 | 2014-11-13 | 2014-12-02 | 2014-12-02
SRP28271 | SREC Solar | BONCZEK |  | 14.79 | 0 | Residential | 1 | SPOTSWOOD | 8884 | 11 | VIVINT SOLAR | JCP&L | No | Complete | 2014-08-11 | 2014-10-10 | 2014-11-24 | 2014-11-24
SRP28272 | SREC Solar | FULTON |  | 8.925 | 0 | Residential | 1 | MOUNT LAUREL | 8054 | 13 | VIVINT SOLAR | PSE&G BPU | No | Complete | 2014-08-11 | 2015-04-28 | 2015-05-08 | 2015-05-08
SRP28275 | SREC Solar | BRUNO |  | 3.825 | 0 | Residential | 1 | TOMS RIVER | 8753 | 18 | VIVINT SOLAR | JCP&L | No | Complete | 2014-08-11 | 2015-04-02 | 2015-04-13 | 2015-04-13
SRP28276 | SREC Solar | WIKA |  | 7.14 | 0 | Residential | 0 | ENGLISHTOWN | 7726 | 17 | 1ST LIGHT ENERGY, INC. | JCP&L | No | Complete | 2014-08-11 | 2015-02-04 | 2015-02-22 | 2015-02-22
SRP28279 | SREC Solar | THOMAS |  | 6.375 | 0 | Residential | 1 | WILLINGBORO | 8046 | 13 | VIVINT SOLAR | PSE&G BPU | No | Complete | 2014-08-11 | 2014-11-04 | 2014-11-13 | 2014-11-13
SRP28280 | SREC Solar | DIDONATO |  | 3.315 | 0 | Residential | 1 | TOMS RIVER | 8753 | 18 | VIVINT SOLAR | JCP&L | No | Complete | 2014-08-11 | 2014-11-03 | 2014-11-11 | 2014-11-11
SRP28282 | SREC Solar | FLANAGAN |  | 8.67 | 0 | Residential | 1 | CALDWELL | 7006 | 9 | VIVINT SOLAR | PSE&G BPU | No | Complete | 2014-08-11 | 2014-10-21 | 2014-11-03 | 2014-11-03
SRP28285 | SREC Solar | GULRAJANI |  | 4.94 | 0 | Residential | 1 | EAST BRUNSWICK | 8816 | 11 | AMPERICON | PSE&G BPU | No | Complete | 2014-08-11 | 2015-02-04 | 2015-02-07 | 2015-02-07
SRP28286 | SREC Solar | MORALES |  | 10.53 | 0 | Residential | 1 | BEACHWOOD | 8722 | 18 | TRINITY HEATING AND AIR | JCP&L | No | Complete | 2014-08-11 | 2014-09-24 | 2014-09-30 | 2014-09-30
SRP28288 | SREC Solar | ALLEN |  | 5.1 | 0 | Residential | 1 | MAGNOLIA | 8049 | 14 | TRINITY HEATING AND AIR | PSE&G BPU | No | Complete | 2014-08-11 | 2014-11-26 | 2014-12-10 | 2014-12-10
SRP28289 | SREC Solar | KLINGER |  | 4.59 | 0 | Residential | 1 | GLASSBORO | 8028 | 15 | TRINITY HEATING AND AIR | AC Electric | No | Complete | 2014-08-11 | 2014-10-14 | 2014-10-21 | 2014-10-21
SRP28291 | SREC Solar | BROWN |  | 9.18 | 0 | Residential | 1 | COLONIA | 7067 | 10 | TRINITY HEATING AND AIR | PSE&G BPU | No | Complete | 2014-08-11 | 2014-10-17 | 2014-11-26 | 2014-11-26
SRP28292 | SREC Solar | HALLEY |  | 8.37 | 0 | Residential | 1 | BRIDGETON | 8302 | 20 | TRINITY HEATING AND AIR | AC Electric | No | Complete | 2014-08-11 | 2014-12-01 | 2014-12-10 | 2014-12-10
SRP28293 | SREC Solar | CARDINALI |  | 11.07 | 0 | Residential | 1 | MONROE | 08831 | 11 | TRINITY HEATING AND AIR | JCP&L | No | Complete | 2014-08-11 | 2014-11-04 | 2014-11-13 | 2014-11-13
SRP28294 | SREC Solar | CAGNINA |  | 11.61 | 0 | Residential | 1 | MORGANVILLE | 7751 | 17 | TRINITY HEATING AND AIR | JCP&L | No | Complete | 2014-08-11 | 2014-11-05 | 2014-11-20 | 2014-11-20
SRP28295 | SREC Solar | MALMROS |  | 8.64 | 0 | Residential | 1 | BRICK | 8724 | 18 | TRINITY HEATING AND AIR | JCP&L | No | Complete | 2014-08-11 | 2014-10-15 | 2014-10-29 | 2014-10-29
SRP28296 | SREC Solar | KELLY |  | 3.36 | 0 | Residential | 0 | SEA BRIGHT | 7760 | 17 | SEA BRIGHT SOLAR, LLC | JCP&L | No | Complete | 2014-08-11 | 2014-11-21 | 2014-12-29 | 2014-12-29
SRP28297 | SREC Solar | DONAGHY |  | 13.734 | 0 | Residential | 0 | SWEDESBORO | 8085 | 15 | GO SOLAR ELECTRIC, LLC | AC Electric | No | Complete | 2014-08-11 | 2014-12-19 | 2015-01-07 | 2015-01-07
SRP28298 | SREC Solar | MASTROIANNI |  | 7.905 | 0 | Residential | 1 | TOMS RIVER | 8753 | 18 | VIVINT SOLAR | JCP&L | No | Complete | 2014-08-11 | 2014-11-05 | 2014-11-21 | 2014-11-21
SRP28299 | SREC Solar | DRUDE |  | 5.1 | 0 | Residential | 1 | SPOTSWOOD | 8884 | 11 | VIVINT SOLAR | JCP&L | No | Complete | 2014-08-11 | 2014-09-25 | 2014-10-07 | 2014-10-07
SRP28300 | SREC Solar | QUICK |  | 7.14 | 0 | Residential | 1 | SOUTH AMBOY | 8879 | 11 | VIVINT SOLAR | JCP&L | No | Complete | 2014-08-11 | 2014-12-12 | 2014-12-26 | 2014-12-26
SRP28302 | SREC Solar | MIGLIN |  | 2.805 | 0 | Residential | 1 | SOUTH AMBOY | 8879 | 11 | VIVINT SOLAR | JCP&L | No | Complete | 2014-08-11 | 2015-03-04 | 2015-03-18 | 2015-03-18
SRP28303 | SREC Solar | FAMELIO |  | 7.14 | 0 | Residential | 1 | TOMS RIVER | 8757 | 18 | VIVINT SOLAR | JCP&L | No | Complete | 2014-08-11 | 2014-10-21 | 2014-11-03 | 2014-11-03
SRP28305 | SREC Solar | TRECARTIN |  | 3.825 | 0 | Residential | 1 | COLONIA | 7067 | 10 | VIVINT SOLAR | PSE&G BPU | No | QC Selected | 2014-08-11 | 2015-05-14
SRP28306 | SREC Solar | THOMAS |  | 6.885 | 0 | Residential | 1 | WILLINGBORO | 8046 | 13 | VIVINT SOLAR | PSE&G BPU | No | Complete | 2014-08-11 | 2014-09-26 | 2014-10-02 | 2014-10-02
SRP28307 | SREC Solar | SOTO |  | 15.555 | 0 | Residential | 1 | MOUNT LAUREL | 8054 | 13 | VIVINT SOLAR | PSE&G BPU | No | Complete | 2014-08-11 | 2015-03-10 | 2015-04-15 | 2015-04-15
SRP28308 | SREC Solar | LANDICINO |  | 14.75 | 0 | Residential | 1 | BRICK | 8723 | 18 | SOLARCITY CORPORATION | JCP&L | No | Complete | 2014-08-11 | 2014-10-06 | 2014-10-16 | 2014-10-16
SRP28309 | SREC Solar | MCGARRIAGLE |  | 5.61 | 0 | Residential | 1 | CAPE MAY | 8204 | 21 | RCL ENTERPRISES INC. | AC Electric | No | Complete | 2014-08-11 | 2015-02-26 | 2015-03-11 | 2015-03-11
SRP28311 | SREC Solar | FINKELSTEIN |  | 5 | 0 | Residential | 1 | EAST ORANGE | 7017 | 9 | SOLARCITY CORPORATION | PSE&G BPU | No | Complete | 2014-08-11 | 2015-02-13 | 2015-02-22 | 2015-02-22
SRP28312 | SREC Solar | ZAUZIG |  | 10 | 0 | Residential | 1 | SWEDESBORO | 8085 | 15 | SOLARCITY CORPORATION | AC Electric | No | Complete | 2014-08-11 | 2014-11-03 | 2014-11-10 | 2014-11-10
SRP28314 | SREC Solar | BAILEY |  | 9.18 | 0 | Residential | 1 | MILLVILLE | 8332 | 20 | SOLARCITY CORPORATION | AC Electric | No | Complete | 2014-08-11 | 2014-11-14 | 2014-12-04 | 2014-12-04
SRP28318 | SREC Solar | PATIL |  | 4.25 | 0 | Residential | 1 | EDISON | 8820 | 11 | SOLARCITY CORPORATION | PSE&G BPU | No | Complete | 2014-08-11 | 2015-01-13 | 2015-01-26 | 2015-01-26
SRP28319 | SREC Solar | KAPPOCK |  | 12.75 | 0 | Residential | 1 | TOMS RIVER | 8755 | 18 | VIVINT SOLAR | JCP&L | No | Complete | 2014-08-11 | 2014-10-13 | 2014-10-24 | 2014-10-24
SRP28321 | SREC Solar | MEKITA |  | 6.63 | 0 | Residential | 1 | FAIRFIELD | 7004 | 9 | VIVINT SOLAR | PSE&G BPU | No | Complete | 2014-08-11 | 2015-01-15 | 2015-01-30 | 2015-01-30
SRP28322 | SREC Solar | SMITH |  | 15.4 | 0 | Residential | 1 | BRIDGETON | 8302 | 20 | GO SOLAR ELECTRIC, LLC | AC Electric | No | QA SELECTED | 2014-08-11 | 2015-05-27
SRP28324 | SREC Solar | NEJMEH |  | 11.772 | 0 | Residential | 0 | SOMERVILLE | 8876 | 5 | GEOPEAK ENERGY LLC | JCP&L | No | Complete | 2014-08-11 | 2014-10-28 | 2014-11-14 | 2014-11-14
SRP28325 | SREC Solar | HILL |  | 12.495 | 0 | Residential | 1 | TOMS RIVER | 8753 | 18 | VIVINT SOLAR | JCP&L | No | QA SELECTED | 2014-08-11 | 2015-05-27
SRP28327 | SREC Solar | BRICK |  | 5.67 | 0 | Residential | 0 | TOMS RIVER | 8753 | 18 | TICO'S ROOFING | JCP&L | No | Complete | 2014-08-11 | 2014-10-24 | 2014-11-06 | 2014-11-06
SRP28328 | SREC Solar | GRANROTH |  | 5.865 | 0 | Residential | 1 | PENNSAUKEN | 8109 | 14 | VIVINT SOLAR | PSE&G BPU | No | Complete | 2014-08-11 | 2015-02-26 | 2015-03-11 | 2015-03-11
SRP28329 | SREC Solar | ZAYAS |  | 4.59 | 0 | Residential | 1 | TOMS RIVER | 8757 | 18 | VIVINT SOLAR | JCP&L | No | Complete | 2014-08-11 | 2014-11-04 | 2014-11-12 | 2014-11-12
SRP28331 | SREC Solar | MCLEOD |  | 4.59 | 0 | Residential | 1 | WILLINGBORO | 8046 | 13 | VIVINT SOLAR | PSE&G BPU | No | Complete | 2014-08-11 | 2014-12-03 | 2014-12-18 | 2014-12-18
SRP28332 | SREC Solar | POTTS |  | 10.2 | 0 | Residential | 1 | WILLINGBORO | 8046 | 13 | VIVINT SOLAR | PSE&G BPU | No | Complete | 2014-08-11 | 2014-11-04 | 2014-11-12 | 2014-11-12
SRP28333 | SREC Solar | SOTO |  | 7.65 | 0 | Residential | 1 | WILLINGBORO | 8046 | 13 | VIVINT SOLAR | PSE&G BPU | No | Complete | 2014-08-11 | 2014-09-29 | 2014-10-09 | 2014-10-09
SRP28334 | SREC Solar | SHLOSSBERG |  | 6.75 | 0 | Residential | 0 | SKILLMAN | 8558 | 5 | AQUANTUM SOLAR, LLC | PSE&G BPU | No | Complete | 2014-08-11 | 2015-03-04 | 2015-03-18 | 2015-03-18
SRP28335 | SREC Solar | PIZZANO |  | 8.415 | 0 | Residential | 1 | FAIRFIELD | 7004 | 9 | VIVINT SOLAR | PSE&G BPU | No | Complete | 2014-08-11 | 2015-02-24 | 2015-03-04 | 2015-03-04
SRP28336 | SREC Solar | ADAMS |  | 9 | 0 | Residential | 0 | SUCCASUNNA | 7876 | 3 | ALLIANCE COOPERATIVE ENERGY | JCP&L | No | QA SELECTED | 2014-08-11 | 2015-05-28
SRP28337 | SREC Solar | CIUFO |  | 5.1 | 0 | Residential | 1 | BELFORD | 7718 | 17 | VIVINT SOLAR | JCP&L | No | Complete | 2014-08-11 | 2014-12-03 | 2014-12-18 | 2014-12-18
SRP28339 | SREC Solar | SALOWAY |  | 7.848 | 0 | Residential | 0 | UNION | 7083 | 10 | SEA BRIGHT SOLAR, LLC | PSE&G BPU | No | Complete | 2014-08-11 | 2014-11-20 | 2014-12-12 | 2014-12-12
SRP28343 | SREC Solar | SPANIER |  | 3.825 | 0 | Residential | 1 | SOUTH AMBOY | 8879 | 11 | VIVINT SOLAR | JCP&L | No | Complete | 2014-08-11 | 2014-10-27 | 2014-11-04 | 2014-11-04
SRP28346 | SREC Solar | LEAF |  | 6.375 | 0 | Residential | 1 | METUCHEN | 8840 | 11 | TRINITY HEATING AND AIR | PSE&G BPU | No | Complete | 2014-08-11 | 2014-11-04 | 2014-11-12 | 2014-11-12
SRP28347 | SREC Solar | KARRER |  | 10.71 | 0 | Residential | 1 | DORCHESTER | 8316 | 20 | ALLSEASON CONSTRUCTION | AC Electric | No | Complete | 2014-08-11 | 2015-03-31 | 2015-04-14 | 2015-04-14
SRP28348 | SREC Solar | PRICE |  | 11.475 | 0 | Residential | 1 | EGG HABOR TWP | 8232 | 19 | ALLSEASON CONSTRUCTION | AC Electric | No | Complete | 2014-08-11 | 2015-05-14 | 2015-05-26 | 2015-05-26
SRP28349 | SREC Solar | IANCULOVICI |  | 10.79 | 0 | Residential | 0 | FREHOLD | 7728 | 17 | ADVANCED SOLAR & ENERGY SOLUTIONS | JCP&L | No | QA SELECTED | 2014-08-11 | 2015-05-29
SRP28350 | SREC Solar | DIANGELO |  | 17.82 | 0 | Residential | 1 | BARNEGAT | 8005 | 18 | TRINITY HEATING AND AIR | JCP&L | No | Complete | 2014-08-11 | 2014-10-16 | 2014-12-01 | 2014-12-01
SRP28351 | SREC Solar | PRZYBYSZEWSKI |  | 14.28 | 0 | Residential | 1 | PILESGROVE | 8098 | 16 | RCL ENTERPRISES INC. | AC Electric | No | Complete | 2014-08-11 | 2014-12-09 | 2014-12-16 | 2014-12-16
SRP28352 | SREC Solar | NOVELLA |  | 8.925 | 0 | Residential | 1 | EVESHAM TWP | 8053 | 13 | SOLARCITY CORPORATION | PSE&G BPU | No | Complete | 2014-08-11 | 2014-11-18 | 2014-12-02 | 2014-12-02
SRP28353 | SREC Solar | TEDESCO |  | 7.395 | 0 | Residential | 1 | SICKLERVILLE | 8081 | 14 | SOLARCITY CORPORATION | AC Electric | No | Complete | 2014-08-11 | 2015-01-13 | 2015-01-26 | 2015-01-26
SRP28356 | SREC Solar | CLARK |  | 6.375 | 0 | Residential | 1 | CLEMENTON | 8021 | 14 | SOLARCITY CORPORATION | AC Electric | No | Complete | 2014-08-11 | 2014-12-23 | 2015-02-02 | 2015-02-02
SRP28357 | SREC Solar | BERY |  | 5.1 | 0 | Residential | 1 | ERIAL | 8081 | 14 | SOLARCITY CORPORATION | AC Electric | No | Complete | 2014-08-11 | 2014-11-24 | 2014-12-17 | 2014-12-17
SRP28358 | SREC Solar | DEANER |  | 8 | 0 | Residential | 0 | LUMBERTON | 8048 | 13 | AMPED ON SOLAR | PSE&G BPU | No | Complete | 2014-08-11 | 2015-03-23 | 2015-03-27 | 2015-03-27
SRP28359 | SREC Solar | BAIN |  | 17.5 | 0 | Residential | 1 | BERLIN | 8009 | 14 | SOLARCITY CORPORATION | AC Electric | No | Complete | 2014-08-11 | 2014-12-02 | 2014-12-10 | 2014-12-10
SRP28363 | SREC Solar | MARTIN |  | 7.65 | 0 | Residential | 1 | PENNSAUKEN TWP | 8110 | 14 | SOLARCITY CORPORATION | PSE&G BPU | No | Complete | 2014-08-11 | 2014-10-15 | 2014-10-29 | 2014-10-29
SRP28365 | SREC Solar | ONORI |  | 12.6 | 0 | Residential | 0 | MAPLE SHADE | 8052 | 13 | AMPED ON SOLAR | PSE&G BPU | No | Complete | 2014-08-11 | 2015-03-25 | 2015-04-03 | 2015-04-03
SRP28366 | SREC Solar | BORDERS |  | 8.5 | 0 | Residential | 1 | WOODBRIDGE TWP | 7001 | 11 | SOLARCITY CORPORATION | PSE&G BPU | No | Complete | 2014-08-11 | 2014-11-03 | 2014-11-12 | 2014-11-12
SRP28368 | SREC Solar | SHA |  | 8.12 | 0 | Residential | 0 | DELANCO | 8075 | 13 | AMPED ON SOLAR | PSE&G BPU | No | Complete | 2014-08-11 | 2015-02-27 | 2015-03-12 | 2015-03-12
SRP28369 | SREC Solar | NOVOTNY |  | 4 | 0 | Residential | 1 | UNION | 7083 | 10 | SOLARCITY CORPORATION | PSE&G BPU | No | Complete | 2014-08-11 | 2014-11-11 | 2014-11-26 | 2014-11-26
SRP28370 | SREC Solar | SPERA |  | 9.18 | 0 | Residential | 1 | MICKLETON | 8056 | 15 | SOLARCITY CORPORATION | AC Electric | No | Complete | 2014-08-11 | 2014-12-12 | 2014-12-23 | 2014-12-23
SRP28371 | SREC Solar | GRZEJKA |  | 19.947 | 0 | Residential | 1 | MANALAPAN | 7726 | 17 | SEA BRIGHT SOLAR, LLC | JCP&L | No | Complete | 2014-08-11 | 2015-01-30 | 2015-02-09 | 2015-02-09
SRP28373 | SREC Solar | DOUGHTEN |  | 13.734 | 0 | Residential | 0 | MANTUA | 8051 | 15 | SEA BRIGHT SOLAR, LLC | AC Electric | No | Complete | 2014-08-11 | 2014-12-09 | 2015-01-06 | 2015-01-06
SRP28374 | SREC Solar | PECK |  | 10.08 | 0 | Residential | 0 | MENDHAM | 7945 | 3 | SOLAR UNIVERSE NORTH JERSEY | JCP&L | No | Complete | 2014-09-08 | 2015-03-12 | 2015-03-25 | 2015-03-25
SRP28375 | SREC Solar | EVANS |  | 6.5 | 0 | Residential | 1 | CAPE MAY COURT HSE | 8210 | 21 | SOLARCITY CORPORATION | AC Electric | No | Complete | 2014-08-11 | 2014-10-15 | 2014-12-01 | 2014-12-01
SRP28376 | SREC Solar | BIEBER |  | 2.75 | 0 | Residential | 1 | BRIDGEWATER | 8807 | 5 | GEORGE J KELLER & SONS | PSE&G BPU | No | Complete | 2014-08-11 | 2015-01-08 | 2015-01-19 | 2015-01-19
SRP28378 | SREC Solar | NIXON |  | 9.24 | 0 | Residential | 1 | OXFORD | 7863 | 2 | SOLAR HOME NJ LLC | JCP&L | No | Complete | 2014-08-11 | 2015-04-01 | 2015-05-22 | 2015-05-22
SRP28379 | SREC Solar | BELAMARICH |  | 14.3 | 0 | Residential | 1 | MANCHESTER | 8759 | 18 | KOPP ELECTRIC COMPANY | JCP&L | No | Complete | 2014-08-11 | 2014-11-18 | 2014-12-04 | 2014-12-04
SRP28380 | SREC Solar | BURGER |  | 5.1 | 0 | Residential | 1 | TOMS RIVER | 8753 | 18 | KOPP ELECTRIC COMPANY | JCP&L | No | Complete | 2014-08-11 | 2014-12-09 | 2014-12-16 | 2014-12-16
SRP28381 | SREC Solar | EZEIRUAKU |  | 6.885 | 0 | Residential | 1 | MONROE TWP | 8094 | 15 | SOLARCITY CORPORATION | AC Electric | No | Complete | 2014-08-11 | 2015-01-13 | 2015-01-26 | 2015-01-26
SRP28382 | SREC Solar | ZUBER |  | 7.65 | 0 | Residential | 1 | DENVILLE | 7834 | 3 | VIVINT SOLAR | JCP&L | No | Complete | 2014-08-11 | 2014-11-03 | 2014-12-22 | 2014-12-22
SRP28385 | SREC Solar | LALENA |  | 7.14 | 0 | Residential | 1 | MAPLE SHADE | 8052 | 13 | VIVINT SOLAR | PSE&G BPU | No | Complete | 2014-08-11 | 2015-04-28 | 2015-05-13 | 2015-05-13
SRP28387 | SREC Solar | MALEK |  | 6.885 | 0 | Residential | 1 | TOMS RIVER | 8753 | 18 | VIVINT SOLAR | JCP&L | No | Complete | 2014-08-18 | 2015-02-07 | 2015-03-20 | 2015-03-20
SRP28390 | SREC Solar | ADAMS |  | 10.965 | 0 | Residential | 1 | TOMS RIVER | 8757 | 18 | VIVINT SOLAR | JCP&L | No | Complete | 2014-08-18 | 2014-10-21 | 2014-10-27 | 2014-10-27
SRP28395 | SREC Solar | FRATANTORO |  | 9.01 | 0 | Residential | 0 | CINNAMINSON | 8077 | 13 | MORGAN + MORGAN SOLAR LLC | PSE&G BPU | No | QC Selected | 2014-08-18 | 2015-04-16
SRP28397 | SREC Solar | DOUGLAS |  | 6.12 | 0 | Residential | 1 | WILLINGBORO | 8046 | 13 | VIVINT SOLAR | PSE&G BPU | No | Complete | 2014-08-18 | 2015-02-24 | 2015-04-06 | 2015-04-06
SRP28399 | SREC Solar | DIPPOLITO |  | 8.67 | 0 | Residential | 1 | TOMS RIVER | 8753 | 18 | VIVINT SOLAR | JCP&L | No | Complete | 2014-08-18 | 2015-03-24 | 2015-04-23 | 2015-04-23
SRP28400 | SREC Solar | DALY |  | 6.885 | 0 | Residential | 1 | WILLINGBORO | 8046 | 13 | VIVINT SOLAR | PSE&G BPU | No | Complete | 2014-08-18 | 2015-04-07 | 2015-04-16 | 2015-04-16
SRP28401 | SREC Solar | DYKSTRA |  | 4.59 | 0 | Residential | 1 | BROWNS MILLS | 8015 | 13 | TRINITY HEATING AND AIR | JCP&L | No | Complete | 2014-08-18 | 2014-09-24 | 2014-09-30 | 2014-09-30
SRP28402 | SREC Solar | DICK |  | 4.845 | 0 | Residential | 1 | HADDON TWP | 8108 | 14 | VIVINT SOLAR | PSE&G BPU | No | Complete | 2014-08-18 | 2015-02-07 | 2015-02-12 | 2015-02-12
SRP28404 | SREC Solar | CHERNOFF |  | 6.375 | 0 | Residential | 1 | CHERRY HILL | 8003 | 14 | VIVINT SOLAR | PSE&G BPU | No | Complete | 2014-08-18 | 2014-12-19 | 2015-01-07 | 2015-01-07
SRP28405 | SREC Solar | ANDRESKI |  | 10.455 | 0 | Residential | 1 | TOMS RIVER | 8753 | 18 | VIVINT SOLAR | JCP&L | No | Complete | 2014-08-18 | 2014-10-24 | 2014-12-22 | 2014-12-22
SRP28406 | SREC Solar | KAVA |  | 11.985 | 0 | Residential | 1 | TOMS RIVER | 8757 | 18 | VIVINT SOLAR | JCP&L | No | Complete | 2014-08-18 | 2014-10-21 | 2014-10-31 | 2014-10-31
SRP28407 | SREC Solar | SHAGAN |  | 7.84 | 0 | Residential | 1 | JACKSON | 8527 | 18 | TRINITY HEATING AND AIR | JCP&L | No | Complete | 2014-08-18 | 2014-10-21 | 2014-11-04 | 2014-11-04
SRP28409 | SREC Solar | COYLE |  | 9.18 | 0 | Residential | 1 | TOMS RIVER | 8757 | 18 | VIVINT SOLAR | JCP&L | No | Complete | 2014-08-18 | 2015-03-20 | 2015-04-01 | 2015-04-01
SRP28411 | SREC Solar | FONDACO |  | 7.905 | 0 | Residential | 1 | CHATHAM | 7928 | 3 | VIVINT SOLAR | JCP&L | No | Complete | 2014-08-18 | 2014-10-21 | 2014-11-03 | 2014-11-03
SRP28412 | SREC Solar | PANG |  | 9.18 | 0 | Residential | 1 | TOMS RIVER | 8757 | 18 | VIVINT SOLAR | JCP&L | No | Complete | 2014-08-18 | 2015-05-12 | 2015-05-26 | 2015-05-26
SRP28415 | SREC Solar | GILLILAND |  | 7.905 | 0 | Residential | 1 | TOMS RIVER | 8757 | 18 | VIVINT SOLAR | JCP&L | No | Complete | 2014-08-18 | 2015-01-22 | 2015-01-30 | 2015-01-30
SRP28416 | SREC Solar | HOLIDAY |  | 7.14 | 0 | Residential | 1 | WILLINGBORO | 8046 | 13 | VIVINT SOLAR | PSE&G BPU | No | Complete | 2014-08-18 | 2014-11-13 | 2014-12-29 | 2014-12-29
SRP28417 | SREC Solar | DUBULIS |  | 15.12 | 0 | Residential | 1 | WASHINGTON | 7882 | 2 | PRO CUSTOM SOLAR | JCP&L | No | Complete | 2014-08-18 | 2014-09-19 | 2014-09-24 | 2014-09-24
SRP28419 | SREC Solar | OKORIE |  | 7.395 | 0 | Residential | 1 | SICKLERVILLE | 8081 | 14 | NEW JERSEY CLEAN ENERGY SOLUTIONS | AC Electric | No | Complete | 2014-08-18 | 2015-01-07 | 2015-02-10 | 2015-02-10
SRP28421 | SREC Solar | SPARGO |  | 9.18 | 0 | Residential | 1 | SUCCASUNNA | 7876 | 3 | VIVINT SOLAR | JCP&L | No | Complete | 2014-08-18 | 2014-11-05 | 2014-12-01 | 2014-12-01
SRP28422 | SREC Solar | PHILLIPS |  | 5.865 | 0 | Residential | 1 | TOMS RIVER | 8757 | 18 | VIVINT SOLAR | JCP&L | No | Complete | 2014-08-18 | 2015-02-03 | 2015-03-20 | 2015-03-20
SRP28423 | SREC Solar | PARKER |  | 11.985 | 0 | Residential | 1 | WILLLINGBORO | 8046 | 13 | VIVINT SOLAR | PSE&G BPU | No | Complete | 2014-08-18 | 2014-12-03 | 2014-12-17 | 2014-12-17
SRP28425 | SREC Solar | OSOWSKI |  | 3.06 | 0 | Residential | 1 | WILLONGBORO | 8046 | 13 | VIVINT SOLAR | PSE&G BPU | No | Complete | 2014-08-18 | 2014-12-03 | 2014-12-16 | 2014-12-16
SRP28428 | SREC Solar | PEARSON |  | 2.7 | 0 | Residential | 1 | BARNEGAT LIGHT | 8006 | 18 | TRINITY HEATING AND AIR | AC Electric | No | Complete | 2014-08-18 | 2014-09-29 | 2014-10-08 | 2014-10-08
SRP28429 | SREC Solar | ORTIZ |  | 14.79 | 0 | Residential | 1 | LAKEHURST | 8733 | 18 | VIVINT SOLAR | JCP&L | No | Complete | 2014-08-18 | 2014-10-30 | 2014-11-11 | 2014-11-11
SRP28431 | SREC Solar | LACINSKI |  | 8.415 | 0 | Residential | 1 | MT LAUREL | 8054 | 13 | VIVINT SOLAR | PSE&G BPU | No | Complete | 2014-08-18 | 2015-02-24 | 2015-03-03 | 2015-03-03
SRP28432 | SREC Solar | WALKER |  | 16.32 | 0 | Residential | 1 | WESTAMPTON | 8060 | 13 | VIVINT SOLAR | PSE&G BPU | No | Complete | 2014-08-18 | 2015-01-28 | 2015-02-04 | 2015-02-04
SRP28433 | SREC Solar | MILLER |  | 4.845 | 0 | Residential | 1 | LINDEN | 7036 | 10 | VIVINT SOLAR | PSE&G BPU | No | Complete | 2014-08-18 | 2015-03-20 | 2015-04-01 | 2015-04-01
SRP28434 | SREC Solar | MAROTTI |  | 6.375 | 0 | Residential | 1 | MANCHESTER | 8759 | 18 | VIVINT SOLAR | JCP&L | No | Complete | 2014-08-18 | 2014-11-07 | 2014-11-24 | 2014-11-24
SRP28435 | SREC Solar | MAGNESS |  | 2.55 | 0 | Residential | 1 | RUNNEMEDE | 8078 | 14 | VIVINT SOLAR | PSE&G BPU | No | Complete | 2014-08-18 | 2015-04-23 | 2015-05-01 | 2015-05-01
SRP28436 | SREC Solar | HUBBARD |  | 6.63 | 0 | Residential | 1 | LAWNSIDE | 8045 | 14 | VIVINT SOLAR | PSE&G BPU | No | Complete | 2014-08-18 | 2014-11-13 | 2014-12-02 | 2014-12-02
SRP28437 | SREC Solar | KNEF |  | 3.825 | 0 | Residential | 1 | SUCCASUNNA | 7876 | 3 | VIVINT SOLAR | JCP&L | No | Complete | 2014-08-18 | 2015-01-22 | 2015-01-30 | 2015-01-30
SRP28439 | SREC Solar | BUCHANAN |  | 8.415 | 0 | Residential | 1 | HOWELL | 7731 | 17 | RELIABLE POWER SERVICES, INC. | JCP&L | No | Complete | 2014-08-18 | 2015-02-12 | 2015-02-16 | 2015-02-16
SRP28440 | SREC Solar | DO |  | 5.94 | 0 | Residential | 1 | SOMERDALE | 8083 | 14 | TRINITY HEATING AND AIR | PSE&G BPU | No | Complete | 2014-08-18 | 2014-10-02 | 2014-10-14 | 2014-10-14
SRP28441 | SREC Solar | WU |  | 9.435 | 0 | Residential | 1 | COLTS NECK | 7722 | 17 | NRG HOME SOLAR | JCP&L | No | Complete | 2014-08-18 | 2015-03-18 | 2015-03-30 | 2015-03-30
SRP28442 | SREC Solar | HARVEY |  | 8.64 | 0 | Residential | 1 | BLAIRSTOWN | 7825 | 2 | ROOF DIAGNOSTICS INC | JCP&L | No | Complete | 2014-08-18 | 2015-01-28 | 2015-01-30 | 2015-01-30
SRP28444 | SREC Solar | DIGEORGE |  | 5.1 | 0 | Residential | 1 | RED BANK | 7701 | 17 | RELIABLE POWER SERVICES, INC. | JCP&L | No | Complete | 2014-08-18 | 2015-02-12 | 2015-02-16 | 2015-02-16
SRP28446 | SREC Solar | BOYER |  | 13.26 | 0 | Residential | 1 | WILLINGBORO | 8046 | 13 | VIVINT SOLAR | PSE&G BPU | No | Complete | 2014-08-18 | 2014-12-03 | 2014-12-18 | 2014-12-18
SRP28449 | SREC Solar | DATZENKO |  | 6.12 | 0 | Residential | 1 | WILLINGBORO | 8046 | 13 | VIVINT SOLAR | PSE&G BPU | No | Complete | 2014-08-18 | 2014-09-25 | 2014-10-07 | 2014-10-07
SRP28450 | SREC Solar | BAO |  | 4.08 | 0 | Residential | 1 | WHIPPANY | 7981 | 3 | VIVINT SOLAR | JCP&L | No | Complete | 2014-08-18 | 2014-12-01 | 2015-04-15 | 2015-04-15
SRP28452 | SREC Solar | PENSABENE |  | 5.61 | 0 | Residential | 1 | MT LAUREL | 8054 | 13 | VIVINT SOLAR | PSE&G BPU | No | Complete | 2014-08-18 | 2015-02-17 | 2015-02-20 | 2015-02-20
SRP28453 | SREC Solar | SHAH |  | 4.05 | 0 | Residential | 0 | VOORHEES | 8043 | 14 | TRINITY HEATING AND AIR | PSE&G BPU | No | Complete | 2014-08-25 | 2014-10-21 | 2014-11-03 | 2014-11-03
SRP28454 | SREC Solar | HUDOCK |  | 7.56 | 0 | Residential | 1 | ELMWOOD PARK | 7407 | 7 | TRINITY HEATING AND AIR | PSE&G BPU | No | Complete | 2014-08-18 | 2014-10-02 | 2014-10-14 | 2014-10-14
SRP28455 | SREC Solar | YOO |  | 11.07 | 0 | Residential | 1 | HIGHTSTOWN | 8520 | 12 | TRINITY HEATING AND AIR | JCP&L | No | Complete | 2014-08-18 | 2014-10-22 | 2014-11-25 | 2014-11-25
SRP28456 | SREC Solar | BUCHWALD |  | 5.145 | 0 | Residential | 1 | JACKSON | 8527 | 18 | TRINITY HEATING AND AIR | JCP&L | No | Complete | 2014-08-18 | 2014-09-18 | 2014-09-23 | 2014-09-23
SRP28457 | SREC Solar | SCALA |  | 5.4 | 0 | Residential | 1 | BRICK | 8724 | 18 | TRINITY HEATING AND AIR | JCP&L | No | Complete | 2014-08-18 | 2014-10-28 | 2014-11-13 | 2014-11-13
SRP28458 | SREC Solar | NOVAK |  | 12.96 | 0 | Residential | 1 | JACKSON | 8527 | 18 | TRINITY HEATING AND AIR | JCP&L | No | Complete | 2014-08-18 | 2014-11-06 | 2014-12-10 | 2014-12-10
SRP28460 | SREC Solar | RICHARDSON |  | 5.1 | 0 | Residential | 1 | CHERRY HILL | 8034 | 14 | TRINITY HEATING AND AIR | PSE&G BPU | No | Complete | 2014-08-18 | 2014-11-03 | 2014-11-10 | 2014-11-10
SRP28461 | SREC Solar | VOLPE JR |  | 10.2 | 0 | Residential | 1 | VINELAND | 8360 | 20 | TRINITY HEATING AND AIR | AC Electric | No | Complete | 2014-08-18 | 2015-01-28 | 2015-02-24 | 2015-02-24
SRP28463 | SREC Solar | TJHIN |  | 7.14 | 0 | Residential | 1 | WILLINGBORO | 8046 | 13 | VIVINT SOLAR | PSE&G BPU | No | Complete | 2014-08-18 | 2015-01-20 | 2015-02-16 | 2015-02-16
SRP28464 | SREC Solar | SZUMEL |  | 12.495 | 0 | Residential | 1 | TOMS RIVER | 8753 | 18 | VIVINT SOLAR | JCP&L | No | Complete | 2014-08-18 | 2015-02-05 | 2015-02-13 | 2015-02-13
SRP28466 | SREC Solar | ROSANDO |  | 6.885 | 0 | Residential | 1 | LINDEN | 7036 | 10 | VIVINT SOLAR | PSE&G BPU | No | Complete | 2014-08-18 | 2015-01-20 | 2015-03-12 | 2015-03-12
SRP28468 | SREC Solar | CASTALDI |  | 14.28 | 0 | Residential | 1 | FAIRFIELD | 7004 | 9 | VIVINT SOLAR | PSE&G BPU | No | Complete | 2014-08-18 | 2014-11-03 | 2014-11-12 | 2014-11-12
SRP28470 | SREC Solar | VENABLES |  | 4.08 | 0 | Residential | 1 | PENNSAUKEN | 8109 | 14 | VIVINT SOLAR | PSE&G BPU | No | Complete | 2014-08-18 | 2014-11-05 | 2014-11-26 | 2014-11-26
SRP28471 | SREC Solar | RADHAKRISHMAN |  | 6.885 | 0 | Residential | 1 | MOUNT LAUREL | 8054 | 13 | VIVINT SOLAR | PSE&G BPU | No | Complete | 2014-08-18 | 2014-10-17 | 2014-10-29 | 2014-10-29
SRP28472 | SREC Solar | MAGEE |  | 3.825 | 0 | Residential | 1 | SAYREVILLE | 8872 | 11 | VIVINT SOLAR | JCP&L | No | Complete | 2014-08-18 | 2015-01-29 | 2015-01-30 | 2015-01-30
SRP28475 | SREC Solar | WADE |  | 5.1 | 0 | Residential | 1 | WILLINGBORO | 8046 | 13 | VIVINT SOLAR | PSE&G BPU | No | Complete | 2014-08-18 | 2015-04-03 | 2015-04-13 | 2015-04-13
SRP28476 | SREC Solar | FITZGERLAD |  | 7.14 | 0 | Residential | 1 | FAIRFIELD | 7004 | 9 | VIVINT SOLAR | JCP&L | No | Complete | 2014-08-18 | 2014-11-05 | 2014-12-09 | 2014-12-09
SRP28477 | SREC Solar | POROSKI |  | 7.65 | 0 | Residential | 1 | TOMS RIVER | 8757 | 18 | VIVINT SOLAR | JCP&L | No | Complete | 2014-08-18 | 2014-10-17 | 2014-10-29 | 2014-10-29
SRP28479 | SREC Solar | BURRESS |  | 8.925 | 0 | Residential | 1 | WILLINGBORO | 8046 | 13 | VIVINT SOLAR | PSE&G BPU | No | Complete | 2014-08-18 | 2014-09-25 | 2014-10-07 | 2014-10-07
SRP28480 | SREC Solar | CANTILLON |  | 16.065 | 0 | Residential | 1 | TOMS RIVER | 8757 | 18 | VIVINT SOLAR | JCP&L | No | QA SELECTED | 2014-08-18 | 2015-05-20
SRP28481 | SREC Solar | STRICKLAND |  | 15.81 | 0 | Residential | 1 | PENNSAUKEN | 8109 | 14 | VIVINT SOLAR | PSE&G BPU | No | Complete | 2014-08-18 | 2015-02-12 | 2015-02-16 | 2015-02-16
SRP28484 | SREC Solar | KNAPP |  | 3.825 | 0 | Residential | 1 | AVALON | 8202 | 21 | SOLARCITY CORPORATION | JCP&L | No | Complete | 2014-08-18 | 2014-11-19 | 2014-12-04 | 2014-12-04
SRP28488 | SREC Solar | MORRISON |  | 9.18 | 0 | Residential | 1 | NORTH WILDWOOD | 8260 | 21 | RCL ENTERPRISES INC. | AC Electric | No | Complete | 2014-08-18 | 2014-10-22 | 2014-12-01 | 2014-12-01
SRP28490 | SREC Solar | PANTALEONE |  | 10.965 | 0 | Residential | 1 | MARLTON | 8053 | 13 | TRINITY HEATING AND AIR | PSE&G BPU | No | Complete | 2014-08-18 | 2014-11-25 | 2014-12-26 | 2014-12-26
SRP28491 | SREC Solar | SAGNOWSKI |  | 11.88 | 0 | Residential | 1 | CHESTERFIELD | 8515 | 13 | TRINITY HEATING AND AIR | PSE&G BPU | No | Complete | 2014-08-18 | 2014-10-16 | 2014-10-28 | 2014-10-28
SRP28492 | SREC Solar | MIUCCIO |  | 9 | 0 | Residential | 1 | POMPTON PLAINS | 7444 | 3 | SOLARCITY CORPORATION | JCP&L | No | Complete | 2014-08-18 | 2015-01-07 | 2015-03-27 | 2015-03-27
SRP28493 | SREC Solar | BOLAND |  | 2 | 0 | Residential | 1 | OCEAN CITY | 8226 | 21 | SOLARCITY CORPORATION | AC Electric | No | QA SELECTED | 2014-08-18 | 2015-04-29
SRP28495 | SREC Solar | LUONG |  | 8.5 | 0 | Residential | 1 | CHERRY HILL | 8034 | 14 | SOLARCITY CORPORATION | PSE&G BPU | No | Complete | 2014-08-18 | 2014-10-21 | 2014-11-03 | 2014-11-03
SRP28496 | SREC Solar | OTT |  | 7.65 | 0 | Residential | 1 | FRANKLIN | 8322 | 15 | SOLARCITY CORPORATION | AC Electric | No | Complete | 2014-08-18 | 2015-01-07 | 2015-01-14 | 2015-01-14
SRP28499 | SREC Solar | HAMPTON |  | 11.475 | 0 | Residential | 1 | CLAYTON | 8312 | 15 | SOLARCITY CORPORATION | AC Electric | No | Complete | 2014-08-18 | 2014-11-26 | 2014-12-12 | 2014-12-12
SRP28501 | SREC Solar | KHONA |  | 12 | 0 | Residential | 1 | WEST BERLIN | 8091 | 14 | SOLARCITY CORPORATION | AC Electric | No | Complete | 2014-08-25 | 2014-11-25 | 2014-12-16 | 2014-12-16
SRP28503 | SREC Solar | PLANS |  | 14.25 | 0 | Residential | 1 | SPOTSWOOD | 8884 | 11 | SOLARCITY CORPORATION | JCP&L | No | Complete | 2014-08-18 | 2014-12-08 | 2014-12-18 | 2014-12-18
SRP28504 | SREC Solar | KELLY |  | 3.315 | 0 | Residential | 1 | SPOTSWOOD | 8884 | 11 | VIVINT SOLAR | JCP&L | No | Complete | 2014-08-18 | 2015-01-20 | 2015-03-09 | 2015-03-09
SRP28505 | SREC Solar | MACERA |  | 5.865 | 0 | Residential | 1 | ROCKAWAY | 7866 | 3 | VIVINT SOLAR | JCP&L | No | Complete | 2014-08-18 | 2015-01-22 | 2015-01-30 | 2015-01-30
SRP28506 | SREC Solar | MASINO |  | 6.12 | 0 | Residential | 1 | WHARTON | 7885 | 3 | VIVINT SOLAR | JCP&L | No | Complete | 2014-08-18 | 2014-12-03 | 2014-12-23 | 2014-12-23
SRP28507 | SREC Solar | MCCLAIN |  | 5.5 | 0 | Residential | 0 | MOORESTOWN | 8057 | 13 | AMPED ON SOLAR | PSE&G BPU | No | Complete | 2014-08-18 | 2015-03-23 | 2015-03-27 | 2015-03-27
SRP28509 | SREC Solar | SALDANHA |  | 4.75 | 0 | Residential | 0 | BURLINGTON | 8016 | 13 | AMPED ON SOLAR | PSE&G BPU | No | Complete | 2014-08-18 | 2015-02-27 | 2015-03-12 | 2015-03-12
SRP28510 | SREC Solar | HICKMAN |  | 11.925 | 0 | Residential | 0 | NORTHFIELD | 8225 | 19 | MORGAN + MORGAN SOLAR LLC | AC Electric | No | QA SELECTED | 2014-08-18 | 2015-05-19
SRP28511 | SREC Solar | MAGILL |  | 13.475 | 0 | Residential | 1 | ERMA | 8204 | 21 | SOLULAR LLC. II | AC Electric | No | Complete | 2014-08-18 | 2014-10-15 | 2014-10-24 | 2014-10-24
SRP28512 | SREC Solar | PARKER |  | 11.22 | 0 | Residential | 1 | MARLTON | 8053 | 13 | VIVINT SOLAR | PSE&G BPU | No | Complete | 2014-08-18 | 2015-02-07 | 2015-02-11 | 2015-02-11
SRP28515 | SREC Solar | SWEETEN |  | 6.885 | 0 | Residential | 1 | MANTUA TWP | 8051 | 15 | SOLARCITY CORPORATION | AC Electric | No | Complete | 2014-08-18 | 2014-10-08 | 2014-10-17 | 2014-10-17
SRP28517 | SREC Solar | HERNANDEZ |  | 10.2 | 0 | Residential | 1 | SICKLERVILLE | 8081 | 14 | SOLARCITY CORPORATION | AC Electric | No | Complete | 2014-08-18 | 2014-11-14 | 2014-12-22 | 2014-12-22
SRP28519 | SREC Solar | TODD |  | 7.5 | 0 | Residential | 1 | OCEAN TWP | 7712 | 17 | SOLARCITY CORPORATION | JCP&L | No | Complete | 2014-08-18 | 2015-01-08 | 2015-01-19 | 2015-01-19
SRP28520 | SREC Solar | MARINO |  | 11 | 0 | Residential | 1 | BORDENTOWN | 8505 | 13 | SOLARCITY CORPORATION | PSE&G BPU | No | Complete | 2014-08-18 | 2014-11-07 | 2014-11-21 | 2014-11-21
SRP28522 | SREC Solar | LAPORTA |  | 9 | 0 | Residential | 1 | SUSSEX | 7461 | 1 | SOLARCITY CORPORATION | JCP&L | No | Complete | 2014-08-18 | 2015-02-24 | 2015-03-04 | 2015-03-04
SRP28523 | SREC Solar | ELDER |  | 6.885 | 0 | Residential | 1 | BLACKWOOD | 8012 | 14 | VIVINT SOLAR | PSE&G BPU | No | Complete | 2014-08-18 | 2015-03-17 | 2015-04-09 | 2015-04-09
SRP28524 | SREC Solar | BIERBACH |  | 5.1 | 0 | Residential | 1 | PENNSAUKEN | 8109 | 14 | VIVINT SOLAR | PSE&G BPU | No | Complete | 2014-08-18 | 2015-02-03 | 2015-03-09 | 2015-03-09
SRP28528 | SREC Solar | HARING |  | 4.08 | 0 | Residential | 1 | MARLTON | 8053 | 13 | SOLARCITY CORPORATION | PSE&G BPU | No | Complete | 2014-08-18 | 2015-04-24 | 2015-05-14 | 2015-05-14
SRP28529 | SREC Solar | GREENE | ST. PAUL LUTHERAN CHURCH | 9.89 | 0 | Non Profit | 0 | JERSEY CITY | 7306 | 8 | GEOPEAK ENERGY LLC | PSE&G BPU | No | Complete | 2014-08-18 | 2014-12-26 | 2015-01-09 | 2015-01-09
SRP28530 | SREC Solar | COTTER |  | 9.5 | 0 | Residential | 1 | CINNAMINSON | 8077 | 13 | SOLARCITY CORPORATION | PSE&G BPU | No | Complete | 2014-08-18 | 2014-11-25 | 2014-12-11 | 2014-12-11
SRP28533 | SREC Solar | RUFFENACH |  | 12.75 | 0 | Residential | 1 | CHESTERFIELD TWP | 8515 | 13 | SOLARCITY CORPORATION | PSE&G BPU | No | Complete | 2014-08-18 | 2014-12-01 | 2014-12-26 | 2014-12-26
SRP28534 | SREC Solar | THOMAS |  | 10.5 | 0 | Residential | 1 | FRANKLINVILLE | 8322 | 15 | SOLARCITY CORPORATION | AC Electric | No | Complete | 2014-08-18 | 2014-11-25 | 2014-12-16 | 2014-12-16
SRP28537 | SREC Solar | HUQ |  | 5.1 | 0 | Residential | 1 | SAYREVILLE | 8872 | 11 | VIVINT SOLAR | JCP&L | No | Complete | 2014-08-18 | 2015-02-07 | 2015-02-11 | 2015-02-11
SRP28538 | SREC Solar | HAYGOOD |  | 4.08 | 0 | Residential | 1 | WILLINGBORO | 8046 | 13 | VIVINT SOLAR | PSE&G BPU | No | Complete | 2014-08-18 | 2014-12-01 | 2014-12-10 | 2014-12-10
SRP28539 | SREC Solar | GURRERE |  | 6.12 | 0 | Residential | 1 | TOMS RIVER | 8753 | 18 | VIVINT SOLAR | JCP&L | No | Complete | 2014-08-18 | 2015-02-17 | 2015-02-20 | 2015-02-20
SRP28541 | SREC Solar | FLETCHER |  | 6.12 | 0 | Residential | 1 | WILLINGBORO | 8046 | 13 | VIVINT SOLAR | PSE&G BPU | No | Complete | 2014-08-18 | 2014-12-03 | 2014-12-18 | 2014-12-18
SRP28542 | SREC Solar | RODMAN |  | 7.5 | 0 | Residential | 1 | UNION BEACH | 7735 | 17 | SOLARCITY CORPORATION | JCP&L | No | Complete | 2014-08-18 | 2015-01-28 | 2015-02-04 | 2015-02-04
SRP28544 | SREC Solar | RUSSELL |  | 7.395 | 0 | Residential | 1 | MONROE TOWNSHIP | 8094 | 15 | SOLARCITY CORPORATION | AC Electric | No | Complete | 2014-08-18 | 2014-11-07 | 2014-11-21 | 2014-11-21
SRP28546 | SREC Solar | BIANCHINI |  | 2.805 | 0 | Residential | 1 | SOUTH AMBOY | 8879 | 11 | VIVINT SOLAR | JCP&L | No | Complete | 2014-08-18 | 2014-11-05 | 2014-11-21 | 2014-11-21
SRP28547 | SREC Solar | GOLUBTCHIK |  | 5.745 | 0 | Residential | 1 | MONROE TOWNSHIP | 8831 | 11 | ROOF DIAGNOSTICS INC | JCP&L | No | Complete | 2014-08-18 | 2015-04-03 | 2015-04-14 | 2015-04-14
SRP28548 | SREC Solar | KOSTADIMAS |  | 4.59 | 0 | Residential | 1 | JERSEY CITY | 7307 | 8 | ROOF DIAGNOSTICS INC | PSE&G BPU | No | Complete | 2014-08-18 | 2015-02-07 | 2015-02-12 | 2015-02-12
SRP28549 | SREC Solar | GOLDEN |  | 12.65 | 0 | Residential | 1 | PLEASANTVILLE | 8232 | 19 | ROOF DIAGNOSTICS INC | AC Electric | No | Complete | 2014-08-18 | 2015-02-24 | 2015-03-04 | 2015-03-04
SRP28550 | SREC Solar | HUNARA |  | 9.69 | 0 | Residential | 1 | PHILLIPSBURG | 8865 | 2 | ROOF DIAGNOSTICS INC | JCP&L | No | Complete | 2014-08-18 | 2015-01-15 | 2015-01-26 | 2015-01-26
SRP28553 | SREC Solar | HOLMES |  | 7.235 | 0 | Residential | 1 | NEWARK | 7103 | 9 | ROOF DIAGNOSTICS INC | PSE&G BPU | No | Complete | 2014-08-18 | 2015-02-24 | 2015-04-22 | 2015-04-22
SRP28554 | SREC Solar | ALSHON |  | 6.725 | 0 | Residential | 1 | BAYVILLE | 8721 | 18 | ROOF DIAGNOSTICS INC | JCP&L | No | QC Selected | 2014-08-18 | 2015-05-19
SRP28555 | SREC Solar | BONICKER |  | 6.235 | 0 | Residential | 1 | SEWAREN | 7077 | 11 | ROOF DIAGNOSTICS INC | PSE&G BPU | No | Complete | 2014-08-18 | 2015-02-07 | 2015-02-12 | 2015-02-12
SRP28556 | SREC Solar | LUDLAM |  | 12.099 | 0 | Residential | 1 | WOODBINE | 8270 | 21 | GEOSCAPE SOLAR | AC Electric | No | Complete | 2014-08-18 | 2015-02-24 | 2015-03-04 | 2015-03-04
SRP28557 | SREC Solar | KARMEL |  | 8.32 | 0 | Residential | 1 | LAKEWOOD | 8701 | 18 | POWERLUTIONS, LLC | JCP&L | No | Complete | 2014-08-18 | 2014-12-09 | 2015-04-06 | 2015-04-06
SRP28559 | SREC Solar | LORINER |  | 5.46 | 0 | Residential | 1 | LAKEWOOD | 8701 | 18 | POWERLUTIONS, LLC | JCP&L | No | Complete | 2014-08-18 | 2014-09-29 | 2014-10-21 | 2014-10-21
SRP28560 | SREC Solar | BAUER |  | 4.335 | 0 | Residential | 1 | KIRKWOOD | 8043 | 14 | SOLARCITY CORPORATION | AC Electric | No | Complete | 2014-08-18 | 2015-01-13 | 2015-01-26 | 2015-01-26
SRP28561 | SREC Solar | MCCOY |  | 5.1 | 0 | Residential | 1 | SPOTSWOOD | 8884 | 11 | VIVINT SOLAR | JCP&L | No | Complete | 2014-08-18 | 2015-04-30 | 2015-05-12 | 2015-05-12
SRP28562 | SREC Solar | BRANCH |  | 4.08 | 0 | Residential | 1 | ATLANTIC CITY | 8401 | 19 | RELIABLE POWER SERVICES, INC. | AC Electric | No | Complete | 2014-08-18 | 2015-02-12 | 2015-03-27 | 2015-03-27
SRP28563 | SREC Solar | GARCIA |  | 6.86 | 0 | Residential | 1 | PISCATAWAY | 8854 | 11 | VIVINT SOLAR | PSE&G BPU | No | Complete | 2014-08-18 | 2014-09-09 | 2014-09-16 | 2014-09-16
SRP28565 | SREC Solar | KHATUN |  | 3.525 | 0 | Residential | 1 | SADDLE BROOK | 7803 | 3 | VIVINT SOLAR | PSE&G BPU | No | Complete | 2014-08-18 | 2014-09-05 | 2014-09-11 | 2014-09-11
SRP28567 | SREC Solar | WALLACE |  | 7.14 | 0 | Residential | 1 | PENNSAUKEN TWP | 8110 | 14 | SOLARCITY CORPORATION | PSE&G BPU | No | Complete | 2014-08-18 | 2014-12-17 | 2015-01-07 | 2015-01-07
SRP28568 | SREC Solar | GARZARELLI |  | 3.57 | 0 | Residential | 1 | HAMILTON TWP | 8330 | 19 | SOLARCITY CORPORATION | AC Electric | No | QA SELECTED | 2014-08-18 | 2015-01-21
SRP28569 | SREC Solar | DIGUGLIELMO |  | 5.25 | 0 | Residential | 1 | TOMS RIVER | 8757 | 18 | SOLARCITY CORPORATION | JCP&L | No | Complete | 2014-08-18 | 2015-03-02 | 2015-04-06 | 2015-04-06
SRP28570 | SREC Solar | ESCOBAR |  | 9 | 0 | Residential | 1 | MANALAPAN TWP | 7726 | 17 | SOLARCITY CORPORATION | JCP&L | No | Complete | 2014-08-18 | 2014-10-17 | 2014-10-24 | 2014-10-24
SRP28575 | SREC Solar | ESCALANTE |  | 10.725 | 0 | Residential | 1 | EGG HARBOR TWP | 8234 | 19 | ROOF DIAGNOSTICS INC | AC Electric | No | QA SELECTED | 2014-08-18 | 2015-05-22
SRP28576 | SREC Solar | GIURLANDO |  | 10.49 | 0 | Residential | 1 | LONG BRANCH | 7740 | 17 | ROOF DIAGNOSTICS INC | JCP&L | No | Complete | 2014-08-18 | 2015-03-12 | 2015-03-26 | 2015-03-26
SRP28578 | SREC Solar | NACHT |  | 2.94 | 0 | Residential | 1 | UNION | 7083 | 10 | VIVINT SOLAR | PSE&G BPU | No | Complete | 2014-08-25 | 2014-09-25 | 2014-10-14 | 2014-10-14
SRP28580 | SREC Solar | ESTRADA |  | 3.675 | 0 | Residential | 1 | PERTH AMBOY | 8861 | 11 | VIVINT SOLAR | PSE&G BPU | No | Complete | 2014-08-25 | 2014-09-25 | 2014-10-02 | 2014-10-02
SRP28581 | SREC Solar | TRALIE |  | 8.415 | 0 | Residential | 1 | BELLMAWR | 8031 | 14 | VIVINT SOLAR | PSE&G BPU | No | Complete | 2014-08-25 | 2015-03-10 | 2015-03-25 | 2015-03-25
SRP28582 | SREC Solar | ZILLY |  | 6.63 | 0 | Residential | 1 | TOMS RIVER | 8753 | 18 | VIVINT SOLAR | JCP&L | No | Complete | 2014-08-25 | 2015-01-15 | 2015-01-30 | 2015-01-30
SRP28585 | SREC Solar | DESANTIS |  | 3.06 | 0 | Residential | 1 | SPOTSWOOD | 8884 | 11 | VIVINT SOLAR | JCP&L | No | QA SELECTED | 2014-08-25 | 2015-05-20
SRP28586 | SREC Solar | REYNOLDS |  | 8.16 | 0 | Residential | 1 | PINE BROOK | 7058 | 3 | VIVINT SOLAR | JCP&L | No | Complete | 2014-08-25 | 2015-04-30 | 2015-05-13 | 2015-05-13
SRP28587 | SREC Solar | ELTING |  | 19.125 | 0 | Residential | 1 | CHERRY HILL | 8003 | 14 | VIVINT SOLAR | PSE&G BPU | No | Complete | 2014-08-25 | 2015-03-25 | 2015-04-14 | 2015-04-14
SRP28589 | SREC Solar | RICE |  | 7.395 | 0 | Residential | 1 | FAIRFIELD | 7004 | 9 | VIVINT SOLAR | PSE&G BPU | No | Complete | 2014-08-25 | 2014-12-03 | 2015-01-21 | 2015-01-21
SRP28591 | SREC Solar | PACHECO |  | 6.12 | 0 | Residential | 0 | PARLIN | 8859 | 11 | RELIABLE POWER SERVICES, INC. | JCP&L | No | Complete | 2014-08-25 | 2015-01-19 | 2015-01-30 | 2015-01-30
SRP28593 | SREC Solar | TURNER |  | 8.16 | 0 | Residential | 1 | MAYS LANDING | 8330 | 19 | RELIABLE POWER SERVICES, INC. | AC Electric | No | Complete | 2014-08-25 | 2014-12-09 | 2014-12-16 | 2014-12-16
SRP28594 | SREC Solar | YEAGER |  | 12.24 | 0 | Residential | 1 | MT LAUREL | 8054 | 13 | VIVINT SOLAR | PSE&G BPU | No | Complete | 2014-08-25 | 2014-12-19 | 2015-01-07 | 2015-01-07
SRP28598 | SREC Solar | DONNAMARIA |  | 6.12 | 0 | Residential | 1 | PARLIN | 8859 | 11 | VIVINT SOLAR | JCP&L | No | Complete | 2014-08-25 | 2014-10-15 | 2014-11-25 | 2014-11-25
SRP28599 | SREC Solar | FERNANDEZ |  | 8.925 | 0 | Residential | 1 | OLD BRIDGE | 8857 | 11 | VIVINT SOLAR | JCP&L | No | Complete | 2014-08-25 | 2014-10-13 | 2014-10-24 | 2014-10-24
SRP28600 | SREC Solar | MARTINEZ |  | 7.14 | 0 | Residential | 1 | TOMS RIVER | 8757 | 18 | VIVINT SOLAR | JCP&L | No | Complete | 2014-08-25 | 2015-01-29 | 2015-02-07 | 2015-02-07
SRP28601 | SREC Solar | GILLIARD |  | 6.12 | 0 | Residential | 1 | WILLINGBORO | 8046 | 13 | VIVINT SOLAR | PSE&G BPU | No | Complete | 2014-08-25 | 2015-03-10 | 2015-03-25 | 2015-03-25
SRP28605 | SREC Solar | BROWN |  | 4.59 | 0 | Residential | 1 | UNION | 7083 | 10 | VIVINT SOLAR | PSE&G BPU | No | Complete | 2014-08-25 | 2014-11-07 | 2014-11-21 | 2014-11-21
SRP28606 | SREC Solar | JOHNS |  | 10.2 | 0 | Residential | 1 | SOUTH AMBOY | 8879 | 11 | VIVINT SOLAR | JCP&L | No | Complete | 2014-08-25 | 2014-10-21 | 2014-11-04 | 2014-11-04
SRP28608 | SREC Solar | CANDELIERIC |  | 3.825 | 0 | Residential | 1 | PENNSAUKEN | 8109 | 14 | VIVINT SOLAR | PSE&G BPU | No | Complete | 2014-08-25 | 2014-10-24 | 2014-11-06 | 2014-11-06
SRP28609 | SREC Solar | GEAR |  | 5.1 | 0 | Residential | 1 | CLIFTON | 7012 | 6 | VIVINT SOLAR | PSE&G BPU | No | Complete | 2014-08-25 | 2014-10-27 | 2014-12-22 | 2014-12-22
SRP28610 | SREC Solar | KNOX |  | 4.59 | 0 | Residential | 1 | EAST BRUNSWICK | 8816 | 11 | VIVINT SOLAR | PSE&G BPU | No | Complete | 2014-08-25 | 2015-01-15 | 2015-01-30 | 2015-01-30
SRP28613 | SREC Solar | MCMILLIN |  | 8.415 | 0 | Residential | 1 | WILLINGBORO | 8046 | 13 | VIVINT SOLAR | PSE&G BPU | No | Complete | 2014-08-25 | 2014-11-07 | 2014-11-21 | 2014-11-21
SRP28614 | SREC Solar | LANZANO |  | 4.845 | 0 | Residential | 1 | EAST BRUNSWICK | 8816 | 11 | VIVINT SOLAR | PSE&G BPU | No | Complete | 2014-08-25 | 2015-05-13 | 2015-05-27 | 2015-05-27
SRP28615 | SREC Solar | OLSON |  | 9.18 | 0 | Residential | 1 | MARLTON | 8053 | 13 | VIVINT SOLAR | PSE&G BPU | No | Complete | 2014-08-25 | 2015-02-03 | 2015-02-05 | 2015-02-05
SRP28618 | SREC Solar | GOLDEN |  | 8.925 | 0 | Residential | 1 | SEWAREN | 7077 | 11 | VIVINT SOLAR | PSE&G BPU | No | Complete | 2014-08-25 | 2015-02-07 | 2015-02-12 | 2015-02-12
SRP28619 | SREC Solar | GRUVER |  | 10.965 | 0 | Residential | 1 | WILLINGBORO | 8046 | 13 | VIVINT SOLAR | PSE&G BPU | No | Complete | 2014-08-25 | 2015-01-22 | 2015-01-30 | 2015-01-30
SRP28621 | SREC Solar | SILVER |  | 6.12 | 0 | Residential | 1 | FRANKLIN | 8873 | 5 | VIVINT SOLAR | PSE&G BPU | No | Complete | 2014-08-25 | 2014-10-13 | 2014-10-24 | 2014-10-24
SRP28622 | SREC Solar | HERMAN |  | 5.865 | 0 | Residential | 1 | SAYREVILLE | 8872 | 11 | VIVINT SOLAR | JCP&L | No | Complete | 2014-08-25 | 2014-10-21 | 2014-11-03 | 2014-11-03
SRP28623 | SREC Solar | HIDDEMEN |  | 7.14 | 0 | Residential | 1 | MARLTON | 8053 | 13 | VIVINT SOLAR | PSE&G BPU | No | Complete | 2014-08-25 | 2015-02-12 | 2015-02-16 | 2015-02-16
SRP28624 | SREC Solar | HODGINS |  | 8.415 | 0 | Residential | 1 | OLD BRIDGE | 8857 | 11 | VIVINT SOLAR | JCP&L | No | Complete | 2014-08-25 | 2015-02-22 | 2015-03-24 | 2015-03-24
SRP28627 | SREC Solar | GIROLAMI |  | 8.16 | 0 | Residential | 1 | MARLTON | 8053 | 13 | VIVINT SOLAR | PSE&G BPU | No | Complete | 2014-08-25 | 2015-02-05 | 2015-02-07 | 2015-02-07
SRP28628 | SREC Solar | RIZZO |  | 8.415 | 0 | Residential | 1 | SOUTH PLAINFIELD | 7080 | 11 | VIVINT SOLAR | PSE&G BPU | No | Complete | 2014-08-25 | 2015-04-03 | 2015-04-13 | 2015-04-13
SRP28629 | SREC Solar | BROWN |  | 11.475 | 0 | Residential | 1 | CHERRY HILL | 8002 | 14 | VIVINT SOLAR | PSE&G BPU | No | Complete | 2014-08-25 | 2014-10-21 | 2014-10-27 | 2014-10-27
SRP28632 | SREC Solar | TOBON |  | 5.1 | 0 | Residential | 1 | WHARTON | 7885 | 3 | VIVINT SOLAR | JCP&L | No | Complete | 2014-08-25 | 2014-10-30 | 2014-12-22 | 2014-12-22
SRP28633 | SREC Solar | GRABOWSKI |  | 5.1 | 0 | Residential | 1 | LINDEN | 7036 | 10 | VIVINT SOLAR | PSE&G BPU | No | QC Selected | 2014-08-25 | 2015-05-14
SRP28636 | SREC Solar | NOON |  | 5.1 | 0 | Residential | 1 | SOUTH AMBOY | 8879 | 11 | VIVINT SOLAR | JCP&L | No | Complete | 2014-08-25 | 2015-04-30 | 2015-05-13 | 2015-05-13
SRP28637 | SREC Solar | LAURENCIANA |  | 7.14 | 0 | Residential | 1 | EAST BRUNSWICK | 8816 | 11 | VIVINT SOLAR | PSE&G BPU | No | Complete | 2014-08-25 | 2015-02-17 | 2015-02-26 | 2015-02-26
SRP28638 | SREC Solar | KMETZ |  | 4.59 | 0 | Residential | 1 | SPOTSWOOD | 8884 | 11 | VIVINT SOLAR | JCP&L | No | Complete | 2014-08-25 | 2015-02-24 | 2015-03-03 | 2015-03-03
SRP28640 | SREC Solar | CHUNG |  | 8.502 | 0 | Residential | 0 | CHERRY HILL | 8003 | 14 | GEOPEAK ENERGY LLC | PSE&G BPU | No | Complete | 2014-08-25 | 2014-12-26 | 2015-01-09 | 2015-01-09
SRP28642 | SREC Solar | LI |  | 7.194 | 0 | Residential | 0 | CHERRY HILL | 8003 | 14 | GEOPEAK ENERGY LLC | PSE&G BPU | No | Complete | 2014-08-25 | 2014-12-26 | 2015-02-10 | 2015-02-10
SRP28643 | SREC Solar | LUMAPAS |  | 4.59 | 0 | Residential | 1 | PARLIN | 8859 | 11 | VIVINT SOLAR | JCP&L | No | Complete | 2014-08-25 | 2015-01-22 | 2015-01-30 | 2015-01-30
SRP28644 | SREC Solar | PANJARLA |  | 6.63 | 0 | Residential | 0 | MOORESTOWN | 8057 | 13 | TRINITY HEATING AND AIR | PSE&G BPU | No | Complete | 2014-08-25 | 2014-11-13 | 2014-12-02 | 2014-12-02
SRP28648 | SREC Solar | FRATTINA |  | 6.63 | 0 | Residential | 1 | FLANDERS | 7836 | 3 | VIVINT SOLAR | JCP&L | No | Complete | 2014-08-25 | 2015-02-24 | 2015-03-03 | 2015-03-03
SRP28650 | SREC Solar | HAASE |  | 9.62 | 0 | Residential | 1 | LAUREL SPRINGS | 8021 | 14 | REC SOLAR, INC. | PSE&G BPU | No | Complete | 2014-08-25 | 2015-03-30 | 2015-04-10 | 2015-04-10
SRP28651 | SREC Solar | BARSI |  | 3.825 | 0 | Residential | 1 | WOODBRIDGE | 7095 | 11 | VIVINT SOLAR | PSE&G BPU | No | Complete | 2014-08-25 | 2015-02-07 | 2015-02-12 | 2015-02-12
SRP28653 | SREC Solar | CRABTREE |  | 8.925 | 0 | Residential | 1 | SICKLERVILLE | 8081 | 14 | SOLARCITY CORPORATION | AC Electric | No | Complete | 2014-08-25 | 2015-01-30 | 2015-02-05 | 2015-02-05
SRP28654 | SREC Solar | STAFFIERI |  | 8.67 | 0 | Residential | 1 | DEPTFORD TWP | 8096 | 15 | SOLARCITY CORPORATION | PSE&G BPU | No | Complete | 2014-08-25 | 2014-12-12 | 2014-12-23 | 2014-12-23
SRP28655 | SREC Solar | BROCCO |  | 8.67 | 0 | Residential | 1 | WOODSTOWN | 8098 | 16 | SOLARCITY CORPORATION | AC Electric | No | Complete | 2014-08-25 | 2015-02-24 | 2015-02-27 | 2015-02-27
SRP28656 | SREC Solar | KAELIN |  | 6.12 | 0 | Residential | 1 | CLEMENTON | 8021 | 14 | SOLARCITY CORPORATION | PSE&G BPU | No | Complete | 2014-08-25 | 2015-02-12 | 2015-02-16 | 2015-02-16
SRP28658 | SREC Solar | EISENBERG |  | 5.75 | 0 | Residential | 1 | MONTVALE | 7645 | 7 | SOLARCITY CORPORATION | Orange & Rockland Elec | No | Complete | 2014-08-25 | 2015-04-15 | 2015-04-23 | 2015-04-23
SRP28659 | SREC Solar | IVANYO |  | 18 | 0 | Residential | 1 | SOMERVILLE | 8876 | 5 | SOLARCITY CORPORATION | JCP&L | No | Complete | 2014-08-25 | 2015-02-12 | 2015-02-16 | 2015-02-16
SRP28663 | SREC Solar | PRUZANSKY |  | 10.25 | 0 | Residential | 1 | WAYNE | 7470 | 6 | SOLARCITY CORPORATION | JCP&L | No | Complete | 2014-08-25 | 2015-04-15 | 2015-04-23 | 2015-04-23
SRP28664 | SREC Solar | POTOSKY |  | 6.885 | 0 | Residential | 1 | CHERRY HILL | 8002 | 14 | VIVINT SOLAR | PSE&G BPU | No | Complete | 2014-08-25 | 2015-02-03 | 2015-02-06 | 2015-02-06
SRP28665 | SREC Solar | WELDON |  | 14.535 | 0 | Residential | 1 | MAPLE SHADES | 8052 | 13 | VIVINT SOLAR | PSE&G BPU | No | QA SELECTED | 2014-08-25 | 2015-05-20
SRP28666 | SREC Solar | THUM |  | 4.335 | 0 | Residential | 1 | EVESHAM TWP | 8053 | 13 | SOLARCITY CORPORATION | PSE&G BPU | No | Complete | 2014-08-25 | 2014-11-05 | 2014-11-20 | 2014-11-20
SRP28667 | SREC Solar | LOHDAMM |  | 3.825 | 0 | Residential | 1 | WILLINGBORO | 8046 | 13 | VIVINT SOLAR | PSE&G BPU | No | Complete | 2014-08-25 | 2014-11-13 | 2014-12-02 | 2014-12-02
SRP28668 | SREC Solar | LEWIS JR |  | 5.865 | 0 | Residential | 1 | PENNSAUKEN TWP | 8109 | 14 | SOLARCITY CORPORATION | PSE&G BPU | No | Complete | 2014-08-25 | 2015-03-12 | 2015-04-29 | 2015-04-29
SRP28669 | SREC Solar | LAWRENCE |  | 2.55 | 0 | Residential | 1 | BOONTON | 7005 | 3 | VIVINT SOLAR | JCP&L | No | Complete | 2014-08-25 | 2015-01-30 | 2015-02-09 | 2015-02-09
SRP28671 | SREC Solar | GRAY |  | 6.885 | 0 | Residential | 1 | PARLIN | 8859 | 11 | VIVINT SOLAR | JCP&L | No | Complete | 2014-08-25 | 2015-02-17 | 2015-02-20 | 2015-02-20
SRP28673 | SREC Solar | GOLIO-KOEMPEL |  | 3.24 | 0 | Residential | 1 | LAURENCE HARBOR | 8870 | 4 | TRINITY HEATING AND AIR | JCP&L | No | Complete | 2014-08-25 | 2014-11-14 | 2014-12-22 | 2014-12-22
SRP28674 | SREC Solar | CUTONE |  | 4.95 | 0 | Residential | 1 | BRICK | 8723 | 18 | TRINITY HEATING AND AIR | JCP&L | No | Complete | 2014-08-25 | 2014-11-14 | 2015-01-06 | 2015-01-06
SRP28675 | SREC Solar | LYNCH |  | 7.02 | 0 | Residential | 1 | FREEHOLD | 7728 | 17 | TRINITY HEATING AND AIR | JCP&L | No | Complete | 2014-08-25 | 2014-11-06 | 2014-12-22 | 2014-12-22
SRP28676 | SREC Solar | VALEO |  | 7.83 | 0 | Residential | 1 | LYNDHURST | 7071 | 7 | TRINITY HEATING AND AIR | PSE&G BPU | No | Complete | 2014-08-25 | 2014-10-29 | 2014-11-11 | 2014-11-11
SRP28678 | SREC Solar | DARBY |  | 4.335 | 0 | Residential | 1 | SOMERSET | 8873 | 5 | VIVINT SOLAR | PSE&G BPU | No | Complete | 2014-08-25 | 2015-02-05 | 2015-02-09 | 2015-02-09
SRP28679 | SREC Solar | VOLPE |  | 4.59 | 0 | Residential | 1 | MAPLE SHADE | 8052 | 13 | VIVINT SOLAR | PSE&G BPU | No | Complete | 2014-08-25 | 2015-02-07 | 2015-02-12 | 2015-02-12
SRP28680 | SREC Solar | CARR |  | 3.57 | 0 | Residential | 1 | WHARTON | 7885 | 3 | VIVINT SOLAR | JCP&L | No | QC Selected | 2014-08-25 | 2014-11-04
SRP28682 | SREC Solar | VEGA |  | 13.26 | 0 | Residential | 1 | TOMS RIVER | 8753 | 18 | VIVINT SOLAR | JCP&L | No | Complete | 2014-08-25 | 2015-02-07 | 2015-02-12 | 2015-02-12
SRP28683 | SREC Solar | WIESENDANGER |  | 5.355 | 0 | Residential | 1 | MONROE TOWNSHIP | 8831 | 11 | VIVINT SOLAR | JCP&L | No | Complete | 2014-08-25 | 2015-05-14 | 2015-05-22 | 2015-05-22
SRP28684 | SREC Solar | WONG |  | 6.12 | 0 | Residential | 1 | EAST BRUNSWICK | 8816 | 11 | VIVINT SOLAR | PSE&G BPU | No | Complete | 2014-08-25 | 2015-03-10 | 2015-03-25 | 2015-03-25
SRP28685 | SREC Solar | JOHNSON |  | 3.06 | 0 | Residential | 1 | WILLINGBORO | 8046 | 13 | VIVINT SOLAR | JCP&L | No | Complete | 2014-08-25 | 2014-12-03 | 2014-12-18 | 2014-12-18
SRP28686 | SREC Solar | SODHI |  | 6.325 | 0 | Residential | 1 | CARTERET | 7008 | 11 | ROOF DIAGNOSTICS INC | PSE&G BPU | No | Complete | 2014-08-25 | 2015-01-15 | 2015-03-09 | 2015-03-09
SRP28688 | SREC Solar | NESBIT |  | 4 | 0 | Residential | 1 | PHILLIPSBURG | 8865 | 2 | ROOF DIAGNOSTICS INC | JCP&L | No | Complete | 2014-08-25 | 2015-03-12 | 2015-03-26 | 2015-03-26
SRP28693 | SREC Solar | VENTER | BERKELEY ELEMENTARY SCHOOL | 224.4 | 0 | School Public K-12 | 1 | BAYVILLE | 8721 | 18 | RAY ANGELINI, INC. | JCP&L | No | Complete | 2014-08-25 | 2015-03-10 | 2015-04-15 | 2015-04-15
SRP28695 | SREC Solar | VENTER | BAYVILLE ELEMENTARY SCHOOL | 196.35 | 0 | School Public K-12 | 1 | BAYVILLE | 8721 | 18 | RAY ANGELINI, INC. | JCP&L | No | Complete | 2014-08-25 | 2015-03-10 | 2015-03-25 | 2015-03-25
SRP28696 | SREC Solar | VENTER | CLARA B WORTH ELEMENTARY SCH | 190.74 | 0 | School Public K-12 | 1 | BAYVILLE | 8721 | 18 | RAY ANGELINI, INC. | JCP&L | No | Complete | 2014-08-25 | 2015-03-10 | 2015-03-25 | 2015-03-25
SRP28701 | SREC Solar | AMENITA |  | 11.25 | 0 | Residential | 1 | SOMERS POINT | 8245 | 21 | SUN UP ZERO DOWN | AC Electric | No | Complete | 2014-08-25 | 2014-11-03 | 2014-11-10 | 2014-11-10
SRP28702 | SREC Solar | ERICKSON |  | 6 | 0 | Residential | 1 | MAPLEWOOD | 7040 | 9 | ECOMEN SOLAR LLC | PSE&G BPU | No | Complete | 2014-08-25 | 2015-03-20 | 2015-05-22 | 2015-05-22
SRP28703 | SREC Solar | WARD |  | 15.3 | 0 | Residential | 1 | GERMANIA | 8215 | 19 | EZNERGY LLC | AC Electric | No | Complete | 2014-08-25 | 2014-11-18 | 2014-12-29 | 2014-12-29
SRP28704 | SREC Solar | THOMPSON |  | 6.375 | 0 | Residential | 1 | JACKSON | 8527 | 18 | NJR HOME SERVICES | JCP&L | No | Complete | 2014-08-25 | 2014-11-05 | 2014-11-20 | 2014-11-20
SRP28705 | SREC Solar | PLANER |  | 18.36 | 0 | Residential | 1 | HOPE | 7825 | 2 | EZNERGY LLC | JCP&L | No | Complete | 2014-08-25 | 2015-01-13 | 2015-03-20 | 2015-03-20
SRP28706 | SREC Solar | LIBONATI |  | 4.335 | 0 | Residential | 1 | TOMS RIVER | 8757 | 18 | EZNERGY LLC | JCP&L | No | Complete | 2014-08-25 | 2014-10-17 | 2014-10-27 | 2014-10-27
SRP28707 | SREC Solar | ULLAND |  | 10.455 | 0 | Residential | 1 | MAYS LANDING | 8330 | 19 | EZNERGY LLC | AC Electric | No | Complete | 2014-08-25 | 2014-12-04 | 2014-12-18 | 2014-12-18
SRP28708 | SREC Solar | LARDINELLI |  | 7.905 | 0 | Residential | 1 | BARNEGAT | 8005 | 18 | NJR HOME SERVICES | AC Electric | No | Complete | 2014-08-25 | 2014-10-20 | 2014-10-28 | 2014-10-28
SRP28710 | SREC Solar | FERONE |  | 9.435 | 0 | Residential | 1 | MANCHESTER | 8759 | 18 | NJR HOME SERVICES | JCP&L | No | Complete | 2014-08-25 | 2014-10-20 | 2014-10-28 | 2014-10-28
SRP28712 | SREC Solar | BREEDEN |  | 6.63 | 0 | Residential | 1 | NEPTUNE | 7753 | 17 | NJR HOME SERVICES | JCP&L | No | Complete | 2014-08-25 | 2015-01-29 | 2015-02-04 | 2015-02-04
SRP28713 | SREC Solar | OLLERENSHAW |  | 28.05 | 0 | Residential | 1 | GLEN GARDNER | 8826 | 4 | EZNERGY LLC | JCP&L | No | Complete | 2014-08-25 | 2015-05-18 | 2015-05-27 | 2015-05-27
SRP28714 | SREC Solar | BLONDO |  | 6.375 | 0 | Residential | 1 | MYSTIC ISLANDS | 8087 | 18 | NJR HOME SERVICES | AC Electric | No | Complete | 2014-08-25 | 2014-12-19 | 2015-01-06 | 2015-01-06
SRP28715 | SREC Solar | BILLINGTON |  | 9.18 | 0 | Residential | 1 | TOMS RIVER | 8753 | 18 | NJR HOME SERVICES | JCP&L | No | Complete | 2014-08-25 | 2014-10-20 | 2014-11-25 | 2014-11-25
SRP28716 | SREC Solar | STOCKMAN |  | 9.18 | 0 | Residential | 1 | LEONARDO | 7737 | 17 | RELIABLE POWER SERVICES, INC. | JCP&L | No | Complete | 2014-08-25 | 2014-12-11 | 2014-12-26 | 2014-12-26
SRP28717 | SREC Solar | QUANDT |  | 13.26 | 0 | Residential | 1 | WHITING | 8759 | 18 | RELIABLE POWER SERVICES, INC. | JCP&L | No | Complete | 2014-08-25 | 2014-12-02 | 2014-12-10 | 2014-12-10
SRP28718 | SREC Solar | MEYERS |  | 10.965 | 0 | Residential | 1 | MANCHESTER | 8755 | 18 | RELIABLE POWER SERVICES, INC. | JCP&L | No | Complete | 2014-08-25 | 2014-11-05 | 2014-11-13 | 2014-11-13
SRP28721 | SREC Solar | GUTTMAN | ROYAL LACE CO INC. | 83.875 | 0 | Commercial | 0 | RAHWAY | 7065 | 10 | GREEN POWER DEVELOPERS, LLC | PSE&G BPU | No | Complete | 2014-08-25 | 2015-01-05 | 2015-01-13 | 2015-01-13
SRP28722 | SREC Solar | GUTTMAN | ROYAL LACE CO INC. | 92.72 | 0 | Commercial | 0 | RAHWAY | 7065 | 10 | GREEN POWER DEVELOPERS, LLC | PSE&G BPU | No | Complete | 2014-08-25 | 2015-01-05 | 2015-01-19 | 2015-01-19
SRP28725 | SREC Solar | ZITKEVITZ |  | 12.75 | 0 | Residential | 1 | PENNSVILLE TOWNSHIP | 8070 | 16 | SOLARCITY CORPORATION | AC Electric | No | Complete | 2014-08-25 | 2015-01-15 | 2015-01-30 | 2015-01-30
SRP28726 | SREC Solar | GRODZIELANEK |  | 11.61 | 0 | Residential | 1 | WENONAH | 8090 | 15 | TRINITY HEATING AND AIR | AC Electric | No | Complete | 2014-08-25 | 2015-01-19 | 2015-02-04 | 2015-02-04
SRP28727 | SREC Solar | KURS |  | 10.53 | 0 | Residential | 1 | MANALAPAN | 7726 | 17 | TRINITY HEATING AND AIR | JCP&L | No | Complete | 2014-08-25 | 2015-02-04 | 2015-02-09 | 2015-02-09
SRP28728 | SREC Solar | LOPEZ |  | 7.14 | 0 | Residential | 1 | ERIAL | 8081 | 14 | SOLARCITY CORPORATION | AC Electric | No | Complete | 2014-08-25 | 2015-01-13 | 2015-02-10 | 2015-02-10
SRP28729 | SREC Solar | MA |  | 12.25 | 0 | Residential | 1 | MANALAPAN | 7726 | 17 | SOLARCITY CORPORATION | JCP&L | No | Complete | 2014-08-25 | 2015-01-07 | 2015-02-16 | 2015-02-16
SRP28730 | SREC Solar | MCAFEE |  | 10.455 | 0 | Residential | 1 | MONROE TOWNSHIP | 8094 | 15 | SOLARCITY CORPORATION | AC Electric | No | Complete | 2014-08-25 | 2014-12-19 | 2015-01-06 | 2015-01-06
SRP28732 | SREC Solar | SHERWOOD |  | 2.04 | 0 | Residential | 1 | WHARTON | 7885 | 3 | VIVINT SOLAR | JCP&L | No | Complete | 2014-08-25 | 2014-12-03 | 2014-12-17 | 2014-12-17
SRP28735 | SREC Solar | BROADNEX |  | 4.5 | 0 | Residential | 1 | BURLINGTON TWP | 8016 | 13 | SOLARCITY CORPORATION | PSE&G BPU | No | Complete | 2014-08-25 | 2015-05-07 | 2015-05-19 | 2015-05-19
SRP28737 | SREC Solar | TIETJENS |  | 4.59 | 0 | Residential | 1 | ROCKAWAY | 7866 | 3 | VIVINT SOLAR | JCP&L | No | Complete | 2014-08-25 | 2014-11-07 | 2014-11-21 | 2014-11-21
SRP28741 | SREC Solar | HEISHMAN | CLEARBOOK COMM ASSOC. | 17.7 | 0 | Commercial | 0 | MONROE TWP | 8831 | 11 | TRINITY HEATING AND AIR | JCP&L | No | Complete | 2014-08-25 | 2014-09-29 | 2014-10-31 | 2014-10-31
SRP28742 | SREC Solar | HEISHMAN | CLEARBOOK COMM ASSOC | 16.2 | 0 | Commercial | 0 | MONROE TWP | 8831 | 11 | TRINITY HEATING AND AIR | JCP&L | No | Complete | 2014-08-25 | 2014-09-29 | 2014-10-08 | 2014-10-08
SRP28743 | SREC Solar | SMITH |  | 7.395 | 0 | Residential | 1 | EAST BRUNSWICK | 8816 | 11 | VIVINT SOLAR | PSE&G BPU | No | Complete | 2014-08-25 | 2015-01-29 | 2015-01-30 | 2015-01-30
SRP28745 | SREC Solar | COLUCCIO |  | 9.945 | 0 | Residential | 1 | SPOTSWOOD | 8884 | 11 | VIVINT SOLAR | JCP&L | No | Complete | 2014-08-25 | 2015-04-22 | 2015-04-30 | 2015-04-30
SRP28746 | SREC Solar | SAXON |  | 6.375 | 0 | Residential | 1 | EAST BRUNSWICK | 8816 | 11 | VIVINT SOLAR | JCP&L | No | Complete | 2014-08-25 | 2015-02-26 | 2015-03-11 | 2015-03-11
SRP28748 | SREC Solar | CHEATHAM |  | 2.04 | 0 | Residential | 1 | WHARTON | 7885 | 3 | VIVINT SOLAR | JCP&L | No | Complete | 2014-08-25 | 2014-09-25 | 2014-10-24 | 2014-10-24
SRP28750 | SREC Solar | NUECHTERLEIN | CYRUS R FOX INC. | 24.3 | 0 | Commercial | 1 | CLINTON | 8822 | 4 | TRINITY HEATING AND AIR | JCP&L | No | Complete | 2014-08-25 | 2015-01-20 | 2015-01-30 | 2015-01-30
SRP28751 | SREC Solar | DERAMO |  | 7.8 | 0 | Residential | 1 | LAVALETTE | 8735 | 18 | REC SOLAR, INC. | JCP&L | No | Complete | 2014-08-25 | 2014-11-25 | 2014-12-09 | 2014-12-09
SRP28752 | SREC Solar | MOYA |  | 6.5 | 0 | Residential | 1 | FREEHOLD | 7728 | 17 | REC SOLAR, INC. | JCP&L | No | Complete | 2014-08-25 | 2014-11-25 | 2014-12-17 | 2014-12-17
SRP28754 | SREC Solar | HEISHMAN | CLEARBOOK COMM ASSOC | 10.8 | 0 | Commercial | 0 | CRANBURY | 8512 | 11 | TRINITY HEATING AND AIR | Heritage Propane | No | Complete | 2014-08-25 | 2014-09-29 | 2014-10-08 | 2014-10-08
SRP28755 | SREC Solar | HEISHMAN | CLEARBOOK COMM ASSOC. | 10.2 | 0 | Commercial | 0 | MONROE TWP | 8831 | 11 | TRINITY HEATING AND AIR | JCP&L | No | Complete | 2014-08-25 | 2014-09-29 | 2014-10-08 | 2014-10-08
SRP28756 | SREC Solar | CASERTANO |  | 7.56 | 0 | Residential | 0 | FLEMMINGTON | 8822 | 4 | TRINITY HEATING AND AIR | JCP&L | No | Complete | 2014-08-25 | 2014-11-25 | 2015-01-19 | 2015-01-19
SRP28757 | SREC Solar | SILLETTO |  | 9.99 | 0 | Residential | 1 | JACKSON | 8527 | 18 | TRINITY HEATING AND AIR | JCP&L | No | Complete | 2014-08-25 | 2014-12-12 | 2014-12-23 | 2014-12-23
SRP28758 | SREC Solar | PETRUSHUN |  | 8.525 | 0 | Residential | 1 | EWING | 8628 | 12 | TRINITY HEATING AND AIR | PSE&G BPU | No | Complete | 2014-08-25 | 2015-02-07 | 2015-02-12 | 2015-02-12
SRP28759 | SREC Solar | MANN |  | 6.75 | 0 | Residential | 1 | CARTERET | 7008 | 11 | TRINITY HEATING AND AIR | PSE&G BPU | No | Complete | 2014-08-25 | 2014-10-29 | 2014-11-11 | 2014-11-11
SRP28760 | SREC Solar | ABRAMSON |  | 4.86 | 0 | Residential | 1 | SOUTH AMBOY | 8879 | 11 | TRINITY HEATING AND AIR | JCP&L | No | Complete | 2014-08-25 | 2014-11-04 | 2014-11-20 | 2014-11-20
SRP28764 | SREC Solar | PATEL |  | 9.69 | 0 | Residential | 0 | SAYREVILLE | 8872 | 11 | TRINITY HEATING AND AIR | JCP&L | No | Complete | 2014-09-02 | 2014-10-14 | 2014-10-22 | 2014-10-22
SRP28765 | SREC Solar | BURKE |  | 9.18 | 0 | Residential | 0 | MARLTON | 8053 | 13 | TRINITY HEATING AND AIR | PSE&G BPU | No | Complete | 2014-09-02 | 2014-11-04 | 2014-11-12 | 2014-11-12
SRP28766 | SREC Solar | PRESSER |  | 9.18 | 0 | Residential | 0 | MANALAPAN | 7726 | 17 | TRINITY HEATING AND AIR | JCP&L | No | Complete | 2014-09-02 | 2015-01-29 | 2015-03-17 | 2015-03-17
SRP28767 | SREC Solar | LUCHINS |  | 7.848 | 0 | Residential | 0 | PASSAIC | 7055 | 6 | TRINITY HEATING AND AIR | PSE&G BPU | No | Complete | 2014-09-02 | 2015-02-07 | 2015-02-12 | 2015-02-12
SRP28768 | SREC Solar | BRISSON |  | 6.75 | 0 | Residential | 0 | PHILLIPSBURG | 8865 | 2 | TRINITY HEATING AND AIR | JCP&L | No | Complete | 2014-09-02 | 2014-11-05 | 2014-11-13 | 2014-11-13
SRP28769 | SREC Solar | THOMPSON |  | 7.65 | 0 | Residential | 1 | SWEDESBORO | 8085 | 15 | TRINITY HEATING AND AIR | AC Electric | No | Complete | 2014-09-02 | 2014-10-08 | 2014-10-17 | 2014-10-17
SRP28772 | SREC Solar | DAILY |  | 7.65 | 0 | Residential | 1 | OLD BRIDGE | 8857 | 11 | VIVINT SOLAR | JCP&L | No | Complete | 2014-09-02 | 2014-10-17 | 2014-11-26 | 2014-11-26
SRP28773 | SREC Solar | TUOHY |  | 6.12 | 0 | Residential | 1 | PARLIN | 8859 | 11 | VIVINT SOLAR | JCP&L | No | Complete | 2014-09-02 | 2015-02-07 | 2015-02-11 | 2015-02-11
SRP28777 | SREC Solar | KOCH |  | 9.435 | 0 | Residential | 1 | FAIRFIELD | 7004 | 9 | VIVINT SOLAR | PSE&G BPU | No | Complete | 2014-09-02 | 2015-03-25 | 2015-04-06 | 2015-04-06
SRP28779 | SREC Solar | KATZER |  | 3.06 | 0 | Residential | 1 | VOORHEES | 8043 | 14 | VIVINT SOLAR | PSE&G BPU | No | Complete | 2014-09-02 | 2015-01-15 | 2015-01-30 | 2015-01-30
SRP28782 | SREC Solar | ZHANG |  | 2.55 | 0 | Residential | 1 | UNION | 7083 | 10 | VIVINT SOLAR | PSE&G BPU | No | Complete | 2014-09-02 | 2015-04-15 | 2015-04-23 | 2015-04-23
SRP28783 | SREC Solar | MAHER |  | 3.825 | 0 | Residential | 1 | SOUTH AMBOY | 8879 | 11 | VIVINT SOLAR | JCP&L | No | Complete | 2014-09-02 | 2014-12-03 | 2014-12-17 | 2014-12-17
SRP28786 | SREC Solar | BOYSON |  | 6.885 | 0 | Residential | 1 | MT LAUREL | 8054 | 13 | VIVINT SOLAR | PSE&G BPU | No | Complete | 2014-09-02 | 2014-12-03 | 2015-01-05 | 2015-01-05
SRP28789 | SREC Solar | DENICOLA |  | 5.1 | 0 | Residential | 1 | FLANDERS | 7836 | 3 | VIVINT SOLAR | JCP&L | No | Complete | 2014-09-02 | 2015-02-22 | 2015-02-25 | 2015-02-25
SRP28790 | SREC Solar | JURADO |  | 5.355 | 0 | Residential | 1 | CLIFTON | 7013 | 6 | VIVINT SOLAR | PSE&G BPU | No | Complete | 2014-09-02 | 2014-10-31 | 2014-11-10 | 2014-11-10
SRP28791 | SREC Solar | MAREK |  | 7.395 | 0 | Residential | 1 | SUCCASUNNA | 7876 | 3 | VIVINT SOLAR | JCP&L | No | Complete | 2014-09-02 | 2015-01-29 | 2015-03-20 | 2015-03-20
SRP28793 | SREC Solar | BENT |  | 5.61 | 0 | Residential | 1 | PISCATAWAY | 8854 | 11 | VIVINT SOLAR | PSE&G BPU | No | Complete | 2014-09-02 | 2015-03-10 | 2015-03-25 | 2015-03-25
SRP28795 | SREC Solar | NEEL |  | 7.395 | 0 | Residential | 1 | HADDON TOWNSHIP | 8108 | 14 | VIVINT SOLAR | PSE&G BPU | No | Complete | 2014-09-02 | 2014-12-03 | 2014-12-18 | 2014-12-18
SRP28797 | SREC Solar | ALVAREZ |  | 3.06 | 0 | Residential | 1 | FAIRFIELD | 7004 | 9 | VIVINT SOLAR | PSE&G BPU | No | Complete | 2014-09-02 | 2015-04-02 | 2015-05-22 | 2015-05-22
SRP28799 | SREC Solar | VENTRESCA |  | 7.395 | 0 | Residential | 1 | LEDGEWOOD | 7852 | 3 | VIVINT SOLAR | JCP&L | No | Complete | 2014-09-02 | 2014-12-01 | 2015-01-30 | 2015-01-30
SRP28802 | SREC Solar | BIONDO |  | 9.435 | 0 | Residential | 1 | LITTLE EGG HARBOR | 8087 | 18 | NJR HOME SERVICES | AC Electric | No | Complete | 2014-09-02 | 2015-02-13 | 2015-04-22 | 2015-04-22
SRP28803 | SREC Solar | GULICK |  | 6.12 | 0 | Residential | 1 | SUCCASUNNA | 7876 | 3 | VIVINT SOLAR | JCP&L | No | Complete | 2014-09-02 | 2015-03-20 | 2015-04-01 | 2015-04-01
SRP28804 | SREC Solar | HARDING |  | 4.335 | 0 | Residential | 1 | WILLINGBORO | 8046 | 13 | VIVINT SOLAR | PSE&G BPU | No | Complete | 2014-09-02 | 2014-12-03 | 2014-12-18 | 2014-12-18
SRP28808 | SREC Solar | ORTIZ |  | 3.06 | 0 | Residential | 1 | KEYPORT | 7735 | 17 | VIVINT SOLAR | JCP&L | No | Complete | 2014-09-02 | 2015-04-02 | 2015-04-13 | 2015-04-13
SRP28810 | SREC Solar | WANG |  | 8.67 | 0 | Residential | 1 | EAST BRUNSWICK | 8816 | 11 | VIVINT SOLAR | PSE&G BPU | No | Complete | 2014-09-02 | 2015-05-11 | 2015-05-21 | 2015-05-21
SRP28811 | SREC Solar | MONGIELLO |  | 6.885 | 0 | Residential | 1 | FAIRFIELD | 7004 | 9 | VIVINT SOLAR | PSE&G BPU | No | Complete | 2014-09-02 | 2015-02-22 | 2015-02-25 | 2015-02-25
SRP28812 | SREC Solar | MARINO |  | 6.11 | 0 | Residential | 1 | EDISON | 8817 | 11 | VIVINT SOLAR | PSE&G BPU | No | Complete | 2014-09-02 | 2014-09-25 | 2014-10-07 | 2014-10-07
SRP28815 | SREC Solar | FREDRICKS |  | 6.375 | 0 | Residential | 1 | SPOTSWOOD | 8884 | 11 | VIVINT SOLAR | JCP&L | No | Complete | 2014-09-02 | 2015-02-17 | 2015-03-24 | 2015-03-24
SRP28818 | SREC Solar | PERRONE |  | 15.045 | 0 | Residential | 1 | TOMS RIVER | 8753 | 18 | VIVINT SOLAR | JCP&L | No | Complete | 2014-09-02 | 2015-02-05 | 2015-02-13 | 2015-02-13
SRP28823 | SREC Solar | BILODEAU |  | 8.32 | 0 | Residential | 0 | FREEHOLD | 7728 | 17 | AMPERICON | JCP&L | No | Complete | 2014-09-02 | 2014-11-25 | 2014-12-16 | 2014-12-16
SRP28826 | SREC Solar | SCARPATO |  | 6.12 | 0 | Residential | 1 | SOUTH AMBOY | 8879 | 11 | VIVINT SOLAR | JCP&L | No | Complete | 2014-09-02 | 2015-01-22 | 2015-02-16 | 2015-02-16
SRP28829 | SREC Solar | MAYERS |  | 4.08 | 0 | Residential | 1 | FAIRFIELD | 7004 | 9 | VIVINT SOLAR | PSE&G BPU | No | Complete | 2014-09-02 | 2015-03-24 | 2015-04-02 | 2015-04-02
SRP28830 | SREC Solar | HELLER |  | 2.55 | 0 | Residential | 1 | MANCHESTER | 8759 | 18 | TRINITY HEATING AND AIR | JCP&L | No | Complete | 2014-09-02 | 2014-09-29 | 2014-10-09 | 2014-10-09
SRP28833 | SREC Solar | MCCOURT |  | 4.335 | 0 | Residential | 1 | SUCCASUNNA | 7876 | 3 | VIVINT SOLAR | JCP&L | No | Complete | 2014-09-02 | 2014-11-13 | 2014-12-02 | 2014-12-02
SRP28834 | SREC Solar | SHAH |  | 4.335 | 0 | Residential | 1 | PORT READING | 7064 | 11 | VIVINT SOLAR | PSE&G BPU | No | Complete | 2014-09-02 | 2015-02-27 | 2015-03-11 | 2015-03-11
SRP28835 | SREC Solar | MARINI |  | 6.885 | 0 | Residential | 1 | SOUTH HACKENSACK | 7606 | 7 | VIVINT SOLAR | PSE&G BPU | No | Complete | 2014-09-02 | 2015-02-05 | 2015-02-13 | 2015-02-13
SRP28836 | SREC Solar | SOMBILLO |  | 9.945 | 0 | Residential | 1 | EAST BRUNSWICK | 8816 | 11 | VIVINT SOLAR | PSE&G BPU | No | Complete | 2014-09-02 | 2015-01-20 | 2015-01-30 | 2015-01-30
SRP28838 | SREC Solar | MARTINEZ |  | 6.12 | 0 | Residential | 1 | WHARTON | 7885 | 3 | VIVINT SOLAR | JCP&L | No | Complete | 2014-09-02 | 2015-03-12 | 2015-03-26 | 2015-03-26
SRP28839 | SREC Solar | MERSHON |  | 10.25 | 0 | Residential | 0 | MAPLEWOOD | 7040 | 9 | GEORGE J KELLER & SONS | PSE&G BPU | No | Complete | 2014-09-02 | 2014-12-30 | 2015-01-19 | 2015-01-19
SRP28840 | SREC Solar | MASTERSON |  | 6.885 | 0 | Residential | 1 | PARLIN | 8859 | 11 | VIVINT SOLAR | JCP&L | No | Complete | 2014-09-02 | 2015-02-07 | 2015-02-11 | 2015-02-11
SRP28841 | SREC Solar | MARSHALL |  | 7.905 | 0 | Residential | 1 | VOORHEES | 8043 | 14 | VIVINT SOLAR | PSE&G BPU | No | Complete | 2014-09-02 | 2015-01-15 | 2015-01-30 | 2015-01-30
SRP28844 | SREC Solar | ACOSTA |  | 5.13 | 0 | Residential | 1 | ELIZABETH | 7303 | 8 | TRINITY HEATING AND AIR | PSE&G BPU | No | Complete | 2014-09-02 | 2014-11-07 | 2015-02-06 | 2015-02-06
SRP28845 | SREC Solar | IUDICI |  | 10.455 | 0 | Residential | 1 | FAIRFIELD | 7004 | 9 | VIVINT SOLAR | PSE&G BPU | No | Complete | 2014-09-02 | 2015-02-17 | 2015-02-22 | 2015-02-22
SRP28848 | SREC Solar | DIAO |  | 2.55 | 0 | Residential | 1 | EAST BRUNSWICK | 8816 | 11 | VIVINT SOLAR | PSE&G BPU | No | Complete | 2014-09-02 | 2014-12-03 | 2014-12-29 | 2014-12-29
SRP28849 | SREC Solar | MORSELLA |  | 9.18 | 0 | Residential | 1 | PARLIN | 8859 | 11 | VIVINT SOLAR | JCP&L | No | Complete | 2014-09-02 | 2014-10-22 | 2014-10-24 | 2014-10-24
SRP28850 | SREC Solar | DIECKMAN |  | 12.24 | 0 | Residential | 1 | PARLIN | 8859 | 11 | VIVINT SOLAR | JCP&L | No | Complete | 2014-09-02 | 2015-05-14 | 2015-05-27 | 2015-05-27
SRP28851 | SREC Solar | SCARMOZZINO |  | 6.63 | 0 | Residential | 1 | FAIRFIELD | 7004 | 9 | VIVINT SOLAR | PSE&G BPU | No | Complete | 2014-09-02 | 2015-03-17 | 2015-03-27 | 2015-03-27
SRP28852 | SREC Solar | DODDS |  | 6.63 | 0 | Residential | 1 | SUCCASUNNA | 7876 | 3 | VIVINT SOLAR | JCP&L | No | Complete | 2014-09-02 | 2015-01-29 | 2015-01-30 | 2015-01-30
SRP28854 | SREC Solar | WILSON |  | 1.53 | 0 | Residential | 1 | WILINGBORO | 8046 | 13 | VIVINT SOLAR | PSE&G BPU | No | Complete | 2014-09-02 | 2014-12-03 | 2014-12-18 | 2014-12-18
SRP28855 | SREC Solar | VALENCIA |  | 6.375 | 0 | Residential | 1 | SOMERSET | 8873 | 5 | VIVINT SOLAR | PSE&G BPU | No | Complete | 2014-09-02 | 2014-10-17 | 2014-10-27 | 2014-10-27
SRP28857 | SREC Solar | DIRKIN |  | 12.15 | 0 | Residential | 0 | VINCENTOWN | 8088 | 13 | TRINITY HEATING AND AIR | AC Electric | No | Complete | 2014-09-02 | 2014-10-21 | 2014-11-04 | 2014-11-04
SRP28858 | SREC Solar | GRUBER |  | 9.45 | 0 | Residential | 0 | FREEHOLD TWP | 7728 | 17 | TRINITY HEATING AND AIR | JCP&L | No | Complete | 2014-09-02 | 2014-11-19 | 2014-12-29 | 2014-12-29
SRP28859 | SREC Solar | GRANOWSKI |  | 8.75 | 0 | Residential | 1 | MATAWAN | 7747 | 17 | SOLARCITY CORPORATION | JCP&L | No | Complete | 2014-09-02 | 2015-03-20 | 2015-03-31 | 2015-03-31
SRP28860 | SREC Solar | SEGELBACHER |  | 13 | 0 | Residential | 1 | WEST ORANGE | 7052 | 9 | SOLARCITY CORPORATION | PSE&G BPU | No | Complete | 2014-09-02 | 2015-01-19 | 2015-01-30 | 2015-01-30
SRP28862 | SREC Solar | OEHLER |  | 6.375 | 0 | Residential | 1 | MT LAUREL | 8054 | 13 | VIVINT SOLAR | PSE&G BPU | No | Complete | 2014-09-02 | 2014-12-03 | 2014-12-29 | 2014-12-29
SRP28863 | SREC Solar | GANNUCCI |  | 4.845 | 0 | Residential | 1 | BAYVILLE | 8721 | 18 | TRINITY HEATING AND AIR | JCP&L | No | Complete | 2014-09-02 | 2014-11-07 | 2014-12-01 | 2014-12-01
SRP28864 | SREC Solar | BLANK |  | 9.945 | 0 | Residential | 1 | TOMS RIVER | 8753 | 18 | VIVINT SOLAR | JCP&L | No | Complete | 2014-09-02 | 2015-02-12 | 2015-02-16 | 2015-02-16
SRP28865 | SREC Solar | SOLOMON |  | 7.65 | 0 | Residential | 1 | CHERRY HILL | 8003 | 14 | VIVINT SOLAR | PSE&G BPU | No | Complete | 2014-09-02 | 2014-10-23 | 2014-11-04 | 2014-11-04
SRP28866 | SREC Solar | SUNDERMIER |  | 5.61 | 0 | Residential | 1 | PALMYRA | 8065 | 13 | VIVINT SOLAR | PSE&G BPU | No | Complete | 2014-09-02 | 2015-03-20 | 2015-04-01 | 2015-04-01
SRP28867 | SREC Solar | MOYER |  | 6.885 | 0 | Residential | 1 | TOMS RIVER | 8757 | 18 | SEA BRIGHT SOLAR, LLC | JCP&L | No | Complete | 2014-09-02 | 2014-12-31 | 2015-02-10 | 2015-02-10
SRP28868 | SREC Solar | SCHALKOFF |  | 14.535 | 0 | Residential | 1 | MANCHESTER | 8759 | 18 | SEA BRIGHT SOLAR, LLC | JCP&L | No | Complete | 2014-09-02 | 2014-12-31 | 2015-01-14 | 2015-01-14
SRP28869 | SREC Solar | ENGREM |  | 11.73 | 0 | Residential | 1 | CEDARVILLE | 8311 | 20 | SEA BRIGHT SOLAR, LLC | AC Electric | No | Complete | 2014-09-02 | 2014-12-16 | 2014-12-23 | 2014-12-23
SRP28870 | SREC Solar | SPECKMAN |  | 5.61 | 0 | Residential | 1 | LAKEWOOD | 8701 | 18 | KOPP ELECTRIC COMPANY | JCP&L | No | Complete | 2014-09-02 | 2014-12-09 | 2014-12-16 | 2014-12-16
SRP28871 | SREC Solar | KAHN |  | 5.61 | 0 | Residential | 1 | LAKEWOOD | 8701 | 18 | KOPP ELECTRIC COMPANY | JCP&L | No | Complete | 2014-09-02 | 2014-12-09 | 2014-12-16 | 2014-12-16
SRP28872 | SREC Solar | THOMPSON |  | 6.885 | 0 | Residential | 1 | WILLINGBORO | 8046 | 13 | VIVINT SOLAR | PSE&G BPU | No | Complete | 2014-09-02 | 2014-10-21 | 2014-10-31 | 2014-10-31
SRP28873 | SREC Solar | KLAMMER |  | 5.5 | 0 | Residential | 1 | JACKSON | 8527 | 18 | KOPP ELECTRIC COMPANY | JCP&L | No | Complete | 2014-09-02 | 2014-12-09 | 2014-12-16 | 2014-12-16
SRP28874 | SREC Solar | BAGLIETTO |  | 3.06 | 0 | Residential | 1 | CLIFTON | 7011 | 6 | VIVINT SOLAR | PSE&G BPU | No | Complete | 2014-09-02 | 2015-02-05 | 2015-02-09 | 2015-02-09
SRP28876 | SREC Solar | WEISBERG |  | 13.26 | 0 | Residential | 1 | FAIRFIELD | 7004 | 9 | VIVINT SOLAR | PSE&G BPU | No | Complete | 2014-09-02 | 2014-10-21 | 2014-10-31 | 2014-10-31
SRP28878 | SREC Solar | TRICOCCI |  | 12.24 | 0 | Residential | 1 | RUNNEMEDE | 8078 | 14 | VIVINT SOLAR | PSE&G BPU | No | Complete | 2014-09-02 | 2014-12-03 | 2014-12-17 | 2014-12-17
SRP28879 | SREC Solar | VOLCHECK |  | 8.925 | 0 | Residential | 1 | SPOTSWOOD | 8884 | 11 | VIVINT SOLAR | JCP&L | No | QA SELECTED | 2014-09-02 | 2015-05-19
SRP28880 | SREC Solar | SANTIAGO |  | 4.335 | 0 | Residential | 1 | WOODBRIDGE | 7095 | 11 | VIVINT SOLAR | PSE&G BPU | No | Complete | 2014-09-02 | 2015-04-09 | 2015-04-21 | 2015-04-21
SRP28881 | SREC Solar | SAUL |  | 7.395 | 0 | Residential | 1 | VOORHEES | 8043 | 14 | VIVINT SOLAR | PSE&G BPU | No | Complete | 2014-09-02 | 2015-01-22 | 2015-02-16 | 2015-02-16
SRP28882 | SREC Solar | PITTMAN |  | 10.71 | 0 | Residential | 1 | EVESHAM | 8053 | 13 | VIVINT SOLAR | PSE&G BPU | No | Complete | 2014-09-02 | 2015-02-17 | 2015-02-20 | 2015-02-20
SRP28883 | SREC Solar | PECHERA |  | 6.885 | 0 | Residential | 1 | EAST BRUNSWICK | 8816 | 11 | VIVINT SOLAR | PSE&G BPU | No | Complete | 2014-09-02 | 2015-01-15 | 2015-01-30 | 2015-01-30
SRP28885 | SREC Solar | CHUNG |  | 8.16 | 0 | Residential | 1 | CHERRY HILL | 8003 | 14 | VIVINT SOLAR | PSE&G BPU | No | Complete | 2014-09-02 | 2015-01-15 | 2015-01-30 | 2015-01-30
SRP28887 | SREC Solar | CARRIERE |  | 3.57 | 0 | Residential | 1 | FLANDERS | 7836 | 3 | VIVINT SOLAR | JCP&L | No | Complete | 2014-09-02 | 2014-11-19 | 2014-12-02 | 2014-12-02
SRP28888 | SREC Solar | STEWART |  | 11.73 | 0 | Residential | 1 | MONROE | 8831 | 11 | NJR HOME SERVICES | JCP&L | No | Complete | 2014-09-02 | 2015-02-26 | 2015-03-26 | 2015-03-26
SRP28889 | SREC Solar | KATZ |  | 12.495 | 0 | Residential | 1 | OCEAN | 7712 | 17 | NJR HOME SERVICES | JCP&L | No | Complete | 2014-09-02 | 2014-10-20 | 2014-10-28 | 2014-10-28
SRP28893 | SREC Solar | GUARRERA |  | 3.06 | 0 | Residential | 0 | MULLICA HILL | 8062 | 15 | RCL ENTERPRISES INC. | AC Electric | No | Complete | 2014-09-02 | 2014-12-08 | 2014-12-29 | 2014-12-29
SRP28894 | SREC Solar | GUARRERA |  | 9.435 | 0 | Residential | 0 | MULLICA HILL | 8062 | 15 | RCL ENTERPRISES INC. | AC Electric | No | Complete | 2014-09-02 | 2014-12-08 | 2014-12-29 | 2014-12-29
SRP28895 | SREC Solar | SMITH |  | 6.12 | 0 | Residential | 1 | EAST BRUNSWICK | 8816 | 11 | VIVINT SOLAR | PSE&G BPU | No | Complete | 2014-09-02 | 2015-02-04 | 2015-03-09 | 2015-03-09
SRP28897 | SREC Solar | SMITH |  | 8.67 | 0 | Residential | 1 | CAPE MAY | 8204 | 21 | RCL ENTERPRISES INC. | AC Electric | No | Complete | 2014-09-02 | 2014-12-04 | 2014-12-17 | 2014-12-17
SRP28898 | SREC Solar | JENKINS |  | 3.825 | 0 | Residential | 1 | WILLIAMSTOWN | 8094 | 15 | SOLARCITY CORPORATION | AC Electric | No | Complete | 2014-09-02 | 2015-01-13 | 2015-02-10 | 2015-02-10
SRP28899 | SREC Solar | KEENAN |  | 13.25 | 0 | Residential | 1 | BEACHWOOD | 8722 | 18 | SOLARCITY CORPORATION | JCP&L | No | Complete | 2014-09-02 | 2014-10-06 | 2014-10-16 | 2014-10-16
SRP28900 | SREC Solar | FLETCHER |  | 8.415 | 0 | Residential | 1 | BRIDGETON | 8302 | 20 | RCL ENTERPRISES INC. | AC Electric | No | Complete | 2014-09-02 | 2014-11-05 | 2014-12-02 | 2014-12-02
SRP28901 | SREC Solar | GE |  | 8.5 | 0 | Residential | 0 | EDISON | 8820 | 11 | GREENTECH SOLAR USA, LLC | PSE&G BPU | No | Complete | 2014-09-02 | 2015-02-23 | 2015-03-09 | 2015-03-09
SRP28902 | SREC Solar | CHANG |  | 8.5 | 0 | Residential | 0 | BELLE MEAD | 8502 | 5 | GREENTECH SOLAR USA, LLC | PSE&G BPU | No | Complete | 2014-09-02 | 2014-11-06 | 2014-11-26 | 2014-11-26
SRP28903 | SREC Solar | REN |  | 12.5 | 0 | Residential | 0 | CRANBURY | 8512 | 11 | GREENTECH SOLAR USA, LLC | PSE&G BPU | No | Complete | 2014-09-02 | 2014-12-09 | 2015-01-21 | 2015-01-21
SRP28904 | SREC Solar | GORE |  | 4.08 | 0 | Residential | 1 | WILLINGBORO | 8046 | 13 | VIVINT SOLAR | PSE&G BPU | No | Complete | 2014-09-02 | 2015-04-03 | 2015-04-13 | 2015-04-13
SRP28908 | SREC Solar | KAYE |  | 2.55 | 0 | Residential | 1 | TOMS RIVER | 8753 | 18 | VIVINT SOLAR | JCP&L | No | Complete | 2014-09-02 | 2015-02-17 | 2015-03-17 | 2015-03-17
SRP28909 | SREC Solar | LABOVE |  | 10.2 | 0 | Residential | 1 | SOMERDALE | 8083 | 14 | SOLARCITY CORPORATION | PSE&G BPU | No | Complete | 2014-09-02 | 2015-03-31 | 2015-04-14 | 2015-04-14
SRP28913 | SREC Solar | RIVERA |  | 11.475 | 0 | Residential | 1 | WILLINGBORO | 8046 | 13 | VIVINT SOLAR | PSE&G BPU | No | Complete | 2014-09-02 | 2014-12-03 | 2014-12-18 | 2014-12-18
SRP28914 | SREC Solar | FREDERICKS |  | 9.25 | 0 | Residential | 1 | ROCKAWAY | 7866 | 3 | SOLARCITY CORPORATION | JCP&L | No | Complete | 2014-09-02 | 2015-04-23 | 2015-05-08 | 2015-05-08
SRP28915 | SREC Solar | HACKETT |  | 3.06 | 0 | Residential | 1 | KEANSBURG | 7734 | 17 | VIVINT SOLAR | JCP&L | No | Complete | 2014-09-02 | 2014-11-13 | 2014-12-02 | 2014-12-02
SRP28916 | SREC Solar | GOSSARD JR |  | 6.63 | 0 | Residential | 1 | TURNERSVILLE | 8012 | 14 | SOLARCITY CORPORATION | AC Electric | No | Complete | 2014-09-02 | 2014-12-17 | 2015-02-02 | 2015-02-02
SRP28917 | SREC Solar | APARICIO |  | 8.5 | 0 | Residential | 1 | HAMILTON TOWNSHIP MER | 8610 | 12 | SOLARCITY CORPORATION | PSE&G BPU | No | Complete | 2014-09-02 | 2015-01-07 | 2015-01-14 | 2015-01-14
SRP28919 | SREC Solar | JAMES |  | 10.45 | 0 | Residential | 1 | BRIDGETON | 8302 | 20 | TRINITY HEATING AND AIR | AC Electric | No | Complete | 2014-09-02 | 2014-12-30 | 2015-01-14 | 2015-01-14
SRP28920 | SREC Solar | WHITEHEAD |  | 4.08 | 0 | Residential | 1 | GALLOWAY | 8205 | 19 | ALLSEASON CONSTRUCTION | AC Electric | No | Complete | 2014-09-02 | 2015-03-20 | 2015-04-01 | 2015-04-01
SRP28921 | SREC Solar | WALP |  | 7.02 | 0 | Residential | 1 | NORTH BRUNSWICK | 8902 | 11 | TRINITY HEATING AND AIR | PSE&G BPU | No | Complete | 2014-09-02 | 2014-11-25 | 2014-12-18 | 2014-12-18
SRP28922 | SREC Solar | LAWLESS |  | 6.6 | 0 | Residential | 1 | BLOOMFIELD | 7003 | 9 | TRINITY HEATING AND AIR | PSE&G BPU | No | Complete | 2014-09-02 | 2014-12-31 | 2015-01-20 | 2015-01-20
SRP28923 | SREC Solar | EVANGELISTA |  | 6.63 | 0 | Residential | 1 | DEL HAVEN | 8251 | 21 | ALLSEASON CONSTRUCTION | AC Electric | No | Complete | 2014-09-02 | 2015-03-06 | 2015-03-19 | 2015-03-19
SRP28924 | SREC Solar | ACKERLY |  | 7.35 | 0 | Residential | 1 | JACKSON | 8759 | 18 | TRINITY HEATING AND AIR | JCP&L | No | Complete | 2014-09-02 | 2014-11-04 | 2014-11-12 | 2014-11-12
SRP28925 | SREC Solar | MELIA JR |  | 6.12 | 0 | Residential | 1 | BARNEGAT | 8005 | 18 | ALLSEASON CONSTRUCTION | AC Electric | No | Complete | 2014-09-02 | 2015-03-20 | 2015-04-01 | 2015-04-01
SRP28926 | SREC Solar | MUNOZ |  | 4.59 | 0 | Residential | 1 | KEARNY | 7032 | 8 | TRINITY HEATING AND AIR | PSE&G BPU | No | Complete | 2014-09-02 | 2014-11-14 | 2014-12-04 | 2014-12-04
SRP28927 | SREC Solar | DALE |  | 8.25 | 0 | Residential | 1 | LINWOOD | 8221 | 19 | RCL ENTERPRISES INC. | AC Electric | No | Complete | 2014-09-02 | 2015-04-15 | 2015-04-23 | 2015-04-23
SRP28928 | SREC Solar | CONOVER |  | 12.495 | 0 | Residential | 1 | RIO GRANDE | 8242 | 21 | TRINITY HEATING AND AIR | AC Electric | No | Complete | 2014-09-02 | 2014-10-21 | 2014-10-29 | 2014-10-29
SRP28929 | SREC Solar | GUTOWSKI |  | 13.005 | 0 | Residential | 1 | UPPER DEARFIELD | 8302 | 20 | RCL ENTERPRISES INC. | AC Electric | No | Complete | 2014-09-02 | 2015-03-04 | 2015-03-18 | 2015-03-18
SRP28930 | SREC Solar | HOSP |  | 11.7 | 0 | Residential | 1 | STOCKTON | 8859 | 11 | TRINITY HEATING AND AIR | JCP&L | No | Complete | 2014-09-02 | 2014-12-17 | 2014-12-29 | 2014-12-29
SRP28934 | SREC Solar | ROSSINO |  | 9.435 | 0 | Residential | 1 | VILLAS | 8251 | 21 | ALLSEASON CONSTRUCTION | AC Electric | No | Complete | 2014-09-02 | 2015-04-14 | 2015-04-21 | 2015-04-21
SRP28935 | SREC Solar | HARDTMANN |  | 4.08 | 0 | Residential | 1 | BARNEGAT | 8005 | 18 | ALLSEASON CONSTRUCTION | AC Electric | No | Complete | 2014-09-02 | 2015-03-20 | 2015-04-15 | 2015-04-15
SRP28936 | SREC Solar | MENDEZ |  | 9.69 | 0 | Residential | 1 | EGG HARBOR TWP | 8234 | 19 | ALLSEASON CONSTRUCTION | AC Electric | No | Complete | 2014-09-02 | 2015-03-24 | 2015-04-02 | 2015-04-02
SRP28937 | SREC Solar | WIDMER |  | 10.455 | 0 | Residential | 1 | BARNEGAT | 8005 | 18 | ALLSEASON CONSTRUCTION | JCP&L | No | Complete | 2014-09-02 | 2015-02-22 | 2015-02-25 | 2015-02-25
SRP28938 | SREC Solar | BLACKOWSKI |  | 7.905 | 0 | Residential | 1 | BARNEGAT | 8005 | 18 | ALLSEASON CONSTRUCTION | AC Electric | No | Complete | 2014-09-02 | 2015-03-24 | 2015-04-02 | 2015-04-02
SRP28939 | SREC Solar | LEONETTI |  | 8.16 | 0 | Residential | 1 | CAPE MAY COURT HOUSE | 8210 | 21 | ALLSEASON CONSTRUCTION | AC Electric | No | Complete | 2014-09-02 | 2015-03-24 | 2015-04-29 | 2015-04-29
SRP28940 | SREC Solar | CAPALDI |  | 9.18 | 0 | Residential | 1 | NEWPORT | 8345 | 20 | ALLSEASON CONSTRUCTION | AC Electric | No | Complete | 2014-09-02 | 2015-03-14 | 2015-03-26 | 2015-03-26
SRP28941 | SREC Solar | LIOU |  | 7.395 | 0 | Residential | 1 | MAYS LANDING | 8330 | 19 | ALLSEASON CONSTRUCTION | AC Electric | No | Complete | 2014-09-02 | 2015-03-24 | 2015-04-02 | 2015-04-02
SRP28942 | SREC Solar | SANCHEZ |  | 5.865 | 0 | Residential | 1 | PLEASANTVILLE | 8232 | 19 | ALLSEASON CONSTRUCTION | AC Electric | No | Complete | 2014-09-02 | 2015-03-25 | 2015-04-10 | 2015-04-10
SRP28943 | SREC Solar | BATTSCHINGER |  | 9.69 | 0 | Residential | 1 | MAYS LANDING | 8330 | 19 | ALLSEASON CONSTRUCTION | AC Electric | No | Complete | 2014-09-02 | 2015-03-02 | 2015-03-11 | 2015-03-11
SRP28944 | SREC Solar | SWERSIE |  | 5.865 | 0 | Residential | 1 | N. BEACH HAVEN | 8008 | 18 | ALLSEASON CONSTRUCTION | AC Electric | No | Complete | 2014-09-08 | 2015-03-20 | 2015-04-01 | 2015-04-01
SRP28946 | SREC Solar | DABNEY |  | 5.25 | 0 | Residential | 1 | NEWARK | 7107 | 9 | SOLARCITY CORPORATION | PSE&G BPU | No | Complete | 2014-09-08 | 2014-11-18 | 2014-12-02 | 2014-12-02
SRP28947 | SREC Solar | GOULD |  | 5.355 | 0 | Residential | 1 | SICKLERVILLE | 8081 | 14 | SOLARCITY CORPORATION | AC Electric | No | Complete | 2014-09-08 | 2014-12-11 | 2014-12-23 | 2014-12-23
SRP28948 | SREC Solar | ALEXANDER |  | 5.865 | 0 | Residential | 1 | EGG HARBOR TWP | 8234 | 19 | SOLARCITY CORPORATION | AC Electric | No | Complete | 2014-09-08 | 2014-12-04 | 2014-12-17 | 2014-12-17
SRP28950 | SREC Solar | BARUFFI |  | 4.845 | 0 | Residential | 1 | VINELAND | 8361 | 20 | SOLARCITY CORPORATION | Vineland Muni Elec | No | Complete | 2014-09-08 | 2015-01-20 | 2015-01-28 | 2015-01-28
SRP28951 | SREC Solar | GOLD |  | 15.045 | 0 | Residential | 1 | CHERRY HILL | 8003 | 14 | SOLARCITY CORPORATION | PSE&G BPU | No | Complete | 2014-09-08 | 2015-02-24 | 2015-02-27 | 2015-02-27
SRP28952 | SREC Solar | BROOKS |  | 4.59 | 0 | Residential | 1 | PINE HILL | 8021 | 14 | SOLARCITY CORPORATION | AC Electric | No | Complete | 2014-09-08 | 2014-12-31 | 2015-01-14 | 2015-01-14
SRP28953 | SREC Solar | CECCANECCHIO |  | 10.71 | 0 | Residential | 1 | GLOUCESTER | 8012 | 14 | SOLARCITY CORPORATION | PSE&G BPU | No | Complete | 2014-09-08 | 2015-02-07 | 2015-02-12 | 2015-02-12
SRP28956 | SREC Solar | ORLANDO |  | 9.18 | 0 | Residential | 1 | WESTAMPTON | 8060 | 13 | VIVINT SOLAR | PSE&G BPU | No | Complete | 2014-09-08 | 2015-05-12 | 2015-05-26 | 2015-05-26
SRP28958 | SREC Solar | HERSH |  | 7.65 | 0 | Residential | 1 | EAST BRUNSWICK | 8816 | 11 | VIVINT SOLAR | PSE&G BPU | No | Complete | 2014-09-08 | 2015-02-04 | 2015-02-07 | 2015-02-07
SRP28959 | SREC Solar | SILVERS |  | 7.905 | 0 | Residential | 1 | TOMS RIVER | 8753 | 18 | VIVINT SOLAR | JCP&L | No | Complete | 2014-09-08 | 2014-10-13 | 2014-10-24 | 2014-10-24
SRP28962 | SREC Solar | WHITE |  | 6.885 | 0 | Residential | 1 | WILLINGBORO | 8046 | 13 | VIVINT SOLAR | PSE&G BPU | No | Complete | 2014-09-08 | 2015-03-11 | 2015-03-24 | 2015-03-24
SRP28964 | SREC Solar | SCHAEFER |  | 3.5 | 0 | Residential | 1 | SO ORANGE VILLAGE TWP | 7079 | 9 | SOLARCITY CORPORATION | PSE&G BPU | No | Complete | 2014-09-08 | 2015-01-28 | 2015-02-04 | 2015-02-04
SRP28966 | SREC Solar | DORITY |  | 5.1 | 0 | Residential | 1 | ERIAL | 8081 | 14 | SOLARCITY CORPORATION | AC Electric | No | Complete | 2014-09-08 | 2014-12-15 | 2014-12-22 | 2014-12-22
SRP28967 | SREC Solar | LOWENBERGER |  | 20.655 | 0 | Residential | 1 | FRANKLIN | 8322 | 15 | SOLARCITY CORPORATION | AC Electric | No | Complete | 2014-09-08 | 2014-12-23 | 2015-01-09 | 2015-01-09
SRP28968 | SREC Solar | BILUCK |  | 7.75 | 0 | Residential | 1 | DELRAN | 8075 | 13 | SOLARCITY CORPORATION | PSE&G BPU | No | Complete | 2014-09-08 | 2015-01-13 | 2015-01-21 | 2015-01-21
SRP28969 | SREC Solar | HERBER |  | 5.1 | 0 | Residential | 1 | BERLIN | 8009 | 14 | SOLARCITY CORPORATION | AC Electric | No | Complete | 2014-09-08 | 2015-01-15 | 2015-01-30 | 2015-01-30
SRP28970 | SREC Solar | PITT |  | 8 | 0 | Residential | 1 | WILLINGBORO | 8046 | 13 | SOLARCITY CORPORATION | PSE&G BPU | No | Complete | 2014-09-08 | 2014-10-08 | 2014-10-30 | 2014-10-30
SRP28972 | SREC Solar | RUSSO |  | 8.67 | 0 | Residential | 1 | GLOUCESTER TWP | 8012 | 14 | SOLARCITY CORPORATION | PSE&G BPU | No | Complete | 2014-09-08 | 2014-10-29 | 2014-11-13 | 2014-11-13
SRP28975 | SREC Solar | JURAYDINI |  | 12.75 | 0 | Residential | 1 | MT LAUREL | 8054 | 13 | VIVINT SOLAR | PSE&G BPU | No | Complete | 2014-09-08 | 2014-12-08 | 2014-12-17 | 2014-12-17
SRP28980 | SREC Solar | BISHEIT |  | 13.26 | 0 | Residential | 1 | EDISON | 8820 | 11 | TRINITY HEATING AND AIR | PSE&G BPU | No | Complete | 2014-09-08 | 2014-10-21 | 2014-11-03 | 2014-11-03
SRP28981 | SREC Solar | CHALK |  | 1.62 | 0 | Residential | 0 | NUTLEY | 7110 | 9 | TRINITY HEATING AND AIR | PSE&G BPU | No | Complete | 2014-09-08 | 2014-11-07 | 2014-11-21 | 2014-11-21
SRP28984 | SREC Solar | FILLIUS |  | 5.355 | 0 | Residential | 1 | TOWN BANK | 8204 | 21 | ACOS ENERGY, LLC | AC Electric | No | Complete | 2014-09-08 | 2015-01-28 | 2015-02-04 | 2015-02-04
SRP28985 | SREC Solar | MCNUTT |  | 8.67 | 0 | Residential | 1 | GLOUCESTER | 8012 | 14 | VIVINT SOLAR | PSE&G BPU | No | Complete | 2014-09-08 | 2015-03-31 | 2015-04-15 | 2015-04-15
SRP28986 | SREC Solar | ALDERMAN |  | 11.22 | 0 | Residential | 1 | BRIDGETON | 8302 | 20 | ALLSEASON CONSTRUCTION | AC Electric | No | Complete | 2014-09-08 | 2015-02-24 | 2015-03-04 | 2015-03-04
SRP28987 | SREC Solar | ROTUNDO |  | 22.96 | 0 | Residential | 1 | PALISADES PARK | 7650 | 7 | PRO CUSTOM SOLAR | PSE&G BPU | No | Complete | 2014-09-08 | 2014-11-03 | 2014-11-11 | 2014-11-11
SRP28988 | SREC Solar | DINIGLIO |  | 12.75 | 0 | Residential | 1 | DORCHESTER | 8316 | 20 | ALLSEASON CONSTRUCTION | AC Electric | No | Complete | 2014-09-08 | 2015-03-31 | 2015-04-14 | 2015-04-14
SRP28989 | SREC Solar | DEMICHELLI |  | 7.5 | 0 | Residential | 1 | OLD BRIDGE | 8857 | 11 | ASTRUM SOLAR, LLC | JCP&L | No | Complete | 2014-09-08 | 2014-11-20 | 2014-12-11 | 2014-12-11
SRP28994 | SREC Solar | TORRES |  | 4.95 | 0 | Residential | 1 | FRANKLIN TOWNSHIP | 8873 | 5 | TRINITY HEATING AND AIR | PSE&G BPU | No | Complete | 2014-09-08 | 2015-04-02 | 2015-04-09 | 2015-04-09
SRP28996 | SREC Solar | LEVIN |  | 2.475 | 0 | Residential | 0 | BLOOMFIELD | 7003 | 9 | TRINITY HEATING AND AIR | PSE&G BPU | No | QA SELECTED | 2014-09-08 | 2015-05-20
SRP28998 | SREC Solar | MASEL |  | 16.74 | 0 | Residential | 0 | NEWTON | 7860 | 1 | TRINITY HEATING AND AIR | JCP&L | No | Complete | 2014-09-08 | 2014-09-29 | 2014-11-24 | 2014-11-24
SRP28999 | SREC Solar | SERILLO |  | 5.4 | 0 | Residential | 0 | NEWTON | 7860 | 1 | TRINITY HEATING AND AIR | JCP&L | No | Complete | 2014-09-08 | 2015-04-23 | 2015-05-08 | 2015-05-08
SRP29000 | SREC Solar | SILVESTER |  | 8.1 | 0 | Residential | 0 | STOCKTON | 8859 | 11 | TRINITY HEATING AND AIR | JCP&L | No | Complete | 2014-09-08 | 2014-10-02 | 2014-10-14 | 2014-10-14
SRP29001 | SREC Solar | TOCCI |  | 7.29 | 0 | Residential | 1 | BARNEGAT | 8005 | 18 | TRINITY HEATING AND AIR | JCP&L | No | Complete | 2014-09-08 | 2014-11-04 | 2014-11-12 | 2014-11-12
SRP29006 | SREC Solar | PAUGH |  | 8.64 | 0 | Residential | 1 | MANCHESTER | 8759 | 18 | TRINITY HEATING AND AIR | JCP&L | No | Complete | 2014-09-08 | 2014-11-11 | 2014-11-26 | 2014-11-26
SRP29007 | SREC Solar | GARTON |  | 4.32 | 0 | Residential | 1 | SWEDESBORO | 8085 | 15 | TRINITY HEATING AND AIR | AC Electric | No | Complete | 2014-09-08 | 2014-12-19 | 2015-01-13 | 2015-01-13
SRP29009 | SREC Solar | SPARAGNA |  | 8.525 | 0 | Residential | 1 | SEWAREN | 7077 | 11 | TRINITY HEATING AND AIR | PSE&G BPU | No | Complete | 2014-09-08 | 2015-02-06 | 2015-02-11 | 2015-02-11
SRP29010 | SREC Solar | CARRINGER |  | 7.02 | 0 | Residential | 1 | KENDALL PARK | 8824 | 11 | TRINITY HEATING AND AIR | PSE&G BPU | No | Complete | 2014-09-08 | 2014-11-25 | 2014-12-11 | 2014-12-11
SRP29011 | SREC Solar | KUKREJA |  | 5.5 | 0 | Residential | 0 | METUCHEN | 8840 | 11 | TRINITY HEATING AND AIR | PSE&G BPU | No | Complete | 2014-09-08 | 2014-11-24 | 2014-12-10 | 2014-12-10
SRP29012 | SREC Solar | BRUNS |  | 5.4 | 0 | Residential | 1 | JACKSON | 8527 | 18 | TRINITY HEATING AND AIR | JCP&L | No | Complete | 2014-09-08 | 2014-11-05 | 2014-11-12 | 2014-11-12
SRP29013 | SREC Solar | WEFELS |  | 10.45 | 0 | Residential | 1 | MANCHESTER | 8759 | 18 | KOPP ELECTRIC COMPANY | JCP&L | No | Complete | 2014-09-08 | 2014-12-09 | 2014-12-16 | 2014-12-16
SRP29015 | SREC Solar | ONI |  | 7.14 | 0 | Residential | 1 | WOODBURY | 8096 | 15 | SOLARCITY CORPORATION | PSE&G BPU | No | Complete | 2014-09-08 | 2014-10-17 | 2014-10-24 | 2014-10-24
SRP29016 | SREC Solar | JAEGER |  | 4.25 | 0 | Residential | 1 | LAWRENCE TWP | 8648 | 12 | SOLARCITY CORPORATION | PSE&G BPU | No | Complete | 2014-09-08 | 2014-10-06 | 2014-10-31 | 2014-10-31
SRP29020 | SREC Solar | LEVIN |  | 7.14 | 0 | Residential | 1 | BOONTON | 7005 | 3 | VIVINT SOLAR | JCP&L | No | Complete | 2014-09-08 | 2015-02-07 | 2015-02-11 | 2015-02-11
SRP29024 | SREC Solar | RUSSELL |  | 6.375 | 0 | Residential | 1 | DELANCO | 8075 | 13 | VIVINT SOLAR | PSE&G BPU | No | Complete | 2014-09-08 | 2015-01-29 | 2015-03-09 | 2015-03-09
SRP29026 | SREC Solar | BAIADA | SOLID SURFACE DESIGNS | 117.67 | 0 | Commercial | 0 | PENNSAUKEN | 8109 | 14 | POWELL ENERGY AND SOLAR | PSE&G BPU | No | Complete | 2014-09-08 | 2015-02-12 | 2015-02-16 | 2015-02-16
SRP29027 | SREC Solar | HARDING |  | 9.8 | 0 | Residential | 1 | BRIDGETON | 8302 | 20 | RCL ENTERPRISES INC. | AC Electric | No | Complete | 2014-09-08 | 2015-02-25 | 2015-03-11 | 2015-03-11
SRP29028 | SREC Solar | WAITHE |  | 8.91 | 0 | Residential | 1 | WILLINGBORO | 8046 | 13 | TRINITY HEATING AND AIR | PSE&G BPU | No | Complete | 2014-09-08 | 2014-09-29 | 2014-10-09 | 2014-10-09
SRP29029 | SREC Solar | MARK |  | 7.83 | 0 | Residential | 0 | MAPLEWOOD | 7040 | 9 | ASTRUM SOLAR, LLC | PSE&G BPU | No | Complete | 2014-09-08 | 2015-01-29 | 2015-02-03 | 2015-02-03
SRP29031 | SREC Solar | CONFORTI |  | 4.95 | 0 | Residential | 1 | FLEMINGTON | 8822 | 4 | TRINITY HEATING AND AIR | JCP&L | No | Complete | 2014-09-08 | 2015-01-07 | 2015-01-21 | 2015-01-21
SRP29033 | SREC Solar | FRANCESCHINI |  | 6.21 | 0 | Residential | 1 | TOMS RIVER | 8753 | 18 | TRINITY HEATING AND AIR | JCP&L | No | Complete | 2014-09-08 | 2014-10-28 | 2014-11-26 | 2014-11-26
SRP29034 | SREC Solar | BOSTIC |  | 8.415 | 0 | Residential | 1 | MILLVILLE | 8332 | 20 | ALLSEASON CONSTRUCTION | AC Electric | No | Complete | 2014-09-08 | 2015-03-18 | 2015-03-30 | 2015-03-30
SRP29035 | SREC Solar | MARIN VARGAS |  | 5.1 | 0 | Residential | 1 | PLEASANTVILLE | 8232 | 19 | ALLSEASON CONSTRUCTION | AC Electric | No | Complete | 2014-09-08 | 2015-02-13 | 2015-03-03 | 2015-03-03
SRP29036 | SREC Solar | GUNTHER |  | 5.865 | 0 | Residential | 1 | SOMERSET | 8873 | 5 | TRINITY HEATING AND AIR | PSE&G BPU | No | Complete | 2014-09-08 | 2014-10-28 | 2014-11-14 | 2014-11-14
SRP29038 | SREC Solar | ROZARIO |  | 3.78 | 0 | Residential | 0 | TRENTON | 8629 | 12 | TRINITY HEATING AND AIR | PSE&G BPU | No | Complete | 2014-09-08 | 2014-10-08 | 2014-10-09 | 2014-11-03
SRP29039 | SREC Solar | BRUNO |  | 7.14 | 0 | Residential | 1 | BARNEGAT | 8005 | 18 | TRINITY HEATING AND AIR | AC Electric | No | Complete | 2014-09-08 | 2014-10-08 | 2014-10-17 | 2014-10-17
SRP29040 | SREC Solar | COMMISKY |  | 4.335 | 0 | Residential | 1 | HAMILTON SQUARE | 8690 | 12 | TRINITY HEATING AND AIR | PSE&G BPU | No | Complete | 2014-09-08 | 2014-09-24 | 2014-09-30 | 2014-09-30
SRP29041 | SREC Solar | KUYKENDALL |  | 11.34 | 0 | Residential | 1 | WARETOWN | 8758 | 18 | TRINITY HEATING AND AIR | JCP&L | No | Complete | 2014-09-08 | 2014-10-28 | 2014-11-14 | 2014-11-14
SRP29042 | SREC Solar | CARISTI |  | 8.502 | 0 | Residential | 1 | BLAIRSTOWN | 7825 | 2 | GEOSCAPE SOLAR | JCP&L | No | Complete | 2014-09-08 | 2015-03-25 | 2015-04-10 | 2015-04-10
SRP29045 | SREC Solar | MCINTIRE |  | 8.415 | 0 | Residential | 1 | WILLINGBORO | 8046 | 13 | VIVINT SOLAR | PSE&G BPU | No | Complete | 2014-09-08 | 2015-01-22 | 2015-01-30 | 2015-01-30
SRP29047 | SREC Solar | CHOW |  | 17.595 | 0 | Residential | 0 | CHERRY HILL | 8003 | 14 | POWELL ENERGY AND SOLAR | PSE&G BPU | No | Complete | 2014-09-08 | 2014-11-26 | 2014-12-12 | 2014-12-12
SRP29049 | SREC Solar | MERRITT |  | 4.08 | 0 | Residential | 1 | UNION | 7083 | 10 | VIVINT SOLAR | PSE&G BPU | No | Complete | 2014-09-08 | 2015-02-12 | 2015-02-16 | 2015-02-16
SRP29050 | SREC Solar | CAMPAGNA |  | 6.63 | 0 | Residential | 1 | MT LAUREL | 8054 | 13 | VIVINT SOLAR | PSE&G BPU | No | Complete | 2014-09-08 | 2015-02-22 | 2015-02-25 | 2015-02-25
SRP29052 | SREC Solar | DOLTZ |  | 10.455 | 0 | Residential | 1 | OAK RIDGE | 7438 | 6 | VIVINT SOLAR | JCP&L | No | Complete | 2014-09-08 | 2014-11-04 | 2014-11-12 | 2014-11-12
SRP29054 | SREC Solar | MONTANO |  | 4.59 | 0 | Residential | 1 | WILLINGBORO | 8046 | 13 | VIVINT SOLAR | PSE&G BPU | No | Complete | 2015-01-19 | 2015-03-04 | 2015-04-29 | 2015-04-29
SRP29055 | SREC Solar | ZDUNCZYK |  | 4.77 | 0 | Residential | 0 | EDISON | 8837 | 11 | TOTAL EXTERIORS | PSE&G BPU | No | Complete | 2014-09-08 | 2015-03-13 | 2015-03-26 | 2015-03-26
SRP29059 | SREC Solar | CALABRESE |  | 8.1 | 0 | Residential | 1 | EWING | 8560 | 12 | TRINITY HEATING AND AIR | PSE&G BPU | No | Complete | 2014-09-08 | 2014-10-07 | 2014-10-22 | 2014-10-22
SRP29060 | SREC Solar | ADVANI |  | 12.426 | 0 | Residential | 0 | BERKELEY HEIGHTS | 7922 | 10 | NATURAL POWER SOURCES, LLC | JCP&L | No | Complete | 2014-09-08 | 2015-02-12 | 2015-02-16 | 2015-02-16
SRP29061 | SREC Solar | FREEMAN |  | 6.12 | 0 | Residential | 1 | JACKSON | 8527 | 18 | TRINITY HEATING AND AIR | JCP&L | No | Complete | 2014-09-08 | 2014-09-29 | 2014-10-20 | 2014-10-20
SRP29062 | SREC Solar | ABLAZN |  | 4.59 | 0 | Residential | 1 | SOMERDALE | 8083 | 14 | VIVINT SOLAR | PSE&G BPU | No | Complete | 2014-09-08 | 2015-04-02 | 2015-04-13 | 2015-04-13
SRP29064 | SREC Solar | SMITH |  | 7.14 | 0 | Residential | 1 | FRANKLIN | 8873 | 5 | VIVINT SOLAR | PSE&G BPU | No | Complete | 2014-09-08 | 2015-01-28 | 2015-02-07 | 2015-02-07
SRP29066 | SREC Solar | QUANSAH |  | 5.355 | 0 | Residential | 1 | WILLINGBORO | 8046 | 13 | VIVINT SOLAR | PSE&G BPU | No | Complete | 2014-09-08 | 2014-11-17 | 2014-12-04 | 2014-12-04
SRP29067 | SREC Solar | WILSON-LITTLE |  | 10.455 | 0 | Residential | 1 | WILLINGBORO | 8046 | 13 | VIVINT SOLAR | PSE&G BPU | No | Complete | 2014-09-08 | 2015-04-15 | 2015-04-22 | 2015-04-22
SRP29069 | SREC Solar | DAVIS |  | 3.06 | 0 | Residential | 1 | SOMERSET | 8873 | 5 | VIVINT SOLAR | PSE&G BPU | No | QC Selected | 2014-09-08 | 2015-02-17
SRP29073 | SREC Solar | WALKER |  | 3.185 | 0 | Residential | 1 | AVENEL | 7001 | 11 | VIVINT SOLAR | PSE&G BPU | No | Complete | 2014-09-08 | 2014-09-25 | 2014-10-20 | 2014-10-20
SRP29074 | SREC Solar | KALLEN |  | 3.06 | 0 | Residential | 1 | BOONTON | 7005 | 3 | VIVINT SOLAR | JCP&L | No | Complete | 2014-09-08 | 2015-01-22 | 2015-02-03 | 2015-02-03
SRP29077 | SREC Solar | NYAHUMA |  | 9.69 | 0 | Residential | 1 | WILLINGBORO | 8046 | 13 | VIVINT SOLAR | PSE&G BPU | No | Complete | 2014-09-08 | 2014-12-08 | 2014-12-17 | 2014-12-17
SRP29079 | SREC Solar | TAYLOR |  | 10.71 | 0 | Residential | 1 | WILLINGBORO | 8046 | 13 | VIVINT SOLAR | PSE&G BPU | No | Complete | 2014-09-08 | 2014-11-13 | 2014-12-01 | 2014-12-01
SRP29081 | SREC Solar | SAMANNS |  | 4.335 | 0 | Residential | 1 | MOUNT LAUREL | 8054 | 13 | VIVINT SOLAR | PSE&G BPU | No | Complete | 2014-09-08 | 2014-10-06 | 2014-10-16 | 2014-10-16
SRP29082 | SREC Solar | HANNIGAN |  | 5.355 | 0 | Residential | 1 | MOUNT LAUREL | 8054 | 13 | VIVINT SOLAR | PSE&G BPU | No | Complete | 2014-09-08 | 2014-12-08 | 2014-12-18 | 2014-12-18
SRP29084 | SREC Solar | PHILLIPS |  | 9.435 | 0 | Residential | 1 | WIILLINGBORO | 8046 | 13 | VIVINT SOLAR | PSE&G BPU | No | Complete | 2014-09-08 | 2014-11-13 | 2014-12-02 | 2014-12-02
SRP29085 | SREC Solar | AUMILLER |  | 13.515 | 0 | Residential | 1 | CHERRY HILL | 8002 | 14 | SOLARCITY CORPORATION | PSE&G BPU | No | Complete | 2014-09-08 | 2015-02-22 | 2015-02-25 | 2015-02-25
SRP29086 | SREC Solar | ANDREW |  | 4.59 | 0 | Residential | 1 | PLEASANTVILLE | 8232 | 19 | SOLARCITY CORPORATION | AC Electric | No | Complete | 2014-09-08 | 2014-12-16 | 2015-02-02 | 2015-02-02
SRP29087 | SREC Solar | SCHWARZ |  | 6.63 | 0 | Residential | 1 | CHERRY HILL | 8003 | 14 | VIVINT SOLAR | PSE&G BPU | No | Complete | 2014-09-08 | 2015-02-05 | 2015-02-07 | 2015-02-07
SRP29089 | SREC Solar | SALTENBERGER |  | 2.295 | 0 | Residential | 1 | MT LAUREL | 8054 | 13 | VIVINT SOLAR | PSE&G BPU | No | Complete | 2014-09-08 | 2015-04-02 | 2015-04-07 | 2015-04-07
SRP29092 | SREC Solar | ROXAS |  | 5.865 | 0 | Residential | 1 | CHERRY HILL TWP | 8002 | 14 | SOLARCITY CORPORATION | PSE&G BPU | No | Complete | 2014-09-08 | 2014-11-05 | 2014-11-20 | 2014-11-20
SRP29093 | SREC Solar | FONTES |  | 7.65 | 0 | Residential | 1 | WILLINGBORO | 8046 | 13 | VIVINT SOLAR | PSE&G BPU | No | Complete | 2014-09-08 | 2014-12-12 | 2014-12-26 | 2014-12-26
SRP29094 | SREC Solar | PATEL |  | 7.65 | 0 | Residential | 1 | PARLIN | 8859 | 11 | VIVINT SOLAR | JCP&L | No | Complete | 2014-09-08 | 2014-10-15 | 2014-10-24 | 2014-10-24
SRP29095 | SREC Solar | KAVALOS |  | 10.92 | 0 | Residential | 1 | FAIRFIELD | 7004 | 9 | PRO CUSTOM SOLAR | PSE&G BPU | No | Complete | 2014-09-08 | 2014-10-29 | 2014-12-17 | 2014-12-17
SRP29096 | SREC Solar | LEWIS |  | 5.355 | 0 | Residential | 1 | MT LAUREL | 8054 | 13 | VIVINT SOLAR | PSE&G BPU | No | Complete | 2014-09-08 | 2015-02-27 | 2015-03-12 | 2015-03-12
SRP29097 | SREC Solar | MACDONALD |  | 6.12 | 0 | Residential | 1 | OAKLYN | 8107 | 14 | VIVINT SOLAR | PSE&G BPU | No | Complete | 2014-09-08 | 2015-02-12 | 2015-02-16 | 2015-02-16
SRP29098 | SREC Solar | LOZANO |  | 8.925 | 0 | Residential | 1 | FAIRFIELD | 7004 | 9 | VIVINT SOLAR | PSE&G BPU | No | QC Selected | 2014-09-08 | 2015-04-30
SRP29099 | SREC Solar | RUSHER |  | 10.455 | 0 | Residential | 1 | TOMS RIVER | 8753 | 18 | VIVINT SOLAR | JCP&L | No | Complete | 2014-09-08 | 2014-12-08 | 2014-12-22 | 2014-12-22
SRP29102 | SREC Solar | BLOUNT |  | 4.59 | 0 | Residential | 1 | WILLINGBORO | 8046 | 13 | VIVINT SOLAR | PSE&G BPU | No | Complete | 2014-09-08 | 2014-12-19 | 2015-01-07 | 2015-01-07
SRP29104 | SREC Solar | CAPONE |  | 11.22 | 0 | Residential | 1 | MT LAUREL | 8054 | 13 | VIVINT SOLAR | PSE&G BPU | No | Complete | 2014-09-08 | 2014-12-03 | 2014-12-17 | 2014-12-17
SRP29105 | SREC Solar | CIPRIANO |  | 3.825 | 0 | Residential | 1 | MT LAUREL | 8054 | 13 | VIVINT SOLAR | PSE&G BPU | No | Complete | 2014-09-08 | 2015-02-16 | 2015-02-20 | 2015-02-20
SRP29106 | SREC Solar | LUNA |  | 3.055 | 0 | Residential | 1 | BELLEVILLE | 7109 | 9 | VIVINT SOLAR | PSE&G BPU | No | Complete | 2014-09-08 | 2014-09-25 | 2014-11-26 | 2014-11-26
SRP29107 | SREC Solar | DUNN |  | 4.335 | 0 | Residential | 1 | UNION BEACH | 7735 | 17 | VIVINT SOLAR | JCP&L | No | Complete | 2014-09-08 | 2014-11-04 | 2014-11-12 | 2014-11-12
SRP29108 | SREC Solar | ECK |  | 5.1 | 0 | Residential | 1 | MT LAUREL | 8054 | 13 | VIVINT SOLAR | PSE&G BPU | No | Complete | 2014-09-08 | 2014-10-17 | 2014-10-29 | 2014-10-29
SRP29109 | SREC Solar | CASPER |  | 10.45 | 0 | Residential | 1 | NEWPORT | 8345 | 20 | GO SOLAR ELECTRIC, LLC | AC Electric | No | Complete | 2014-09-08 | 2015-01-08 | 2015-01-19 | 2015-01-19
SRP29110 | SREC Solar | PASTORE |  | 7.395 | 0 | Residential | 1 | EGG HARBOR TWP | 8234 | 19 | NEW JERSEY CLEAN ENERGY SOLUTIONS | AC Electric | No | Complete | 2014-09-08 | 2015-03-14 | 2015-03-26 | 2015-03-26
SRP29112 | SREC Solar | GAMBLE |  | 7.65 | 0 | Residential | 1 | NORTH CAPE MAY | 8204 | 21 | ACOS ENERGY, LLC | AC Electric | No | Complete | 2014-09-08 | 2015-01-28 | 2015-02-04 | 2015-02-04
SRP29113 | SREC Solar | SCOTT |  | 8.925 | 0 | Residential | 1 | ELMER | 8318 | 16 | RCL ENTERPRISES INC. | AC Electric | No | Complete | 2014-09-08 | 2014-11-26 | 2014-12-12 | 2014-12-12
SRP29114 | SREC Solar | LUGTU |  | 7.7 | 0 | Residential | 0 | RUTHERFORD | 7070 | 7 | ALLIANCE COOPERATIVE ENERGY | PSE&G BPU | No | Complete | 2014-09-08 | 2015-03-23 | 2015-03-27 | 2015-03-27
SRP29116 | SREC Solar | JAWORSKI |  | 8.75 | 0 | Residential | 1 | CARLSTADT | 7072 | 7 | PRO CUSTOM SOLAR | PSE&G BPU | No | Complete | 2014-09-08 | 2014-10-29 | 2014-11-11 | 2014-11-11
SRP29118 | SREC Solar | PEER |  | 8.67 | 0 | Residential | 1 | MANAHAWKIN | 8050 | 18 | ALLSEASON CONSTRUCTION | AC Electric | No | Complete | 2014-09-08 | 2015-04-14 | 2015-04-21 | 2015-04-21
SRP29119 | SREC Solar | MULLER |  | 6.12 | 0 | Residential | 1 | PENNSAUKEN TWP | 8109 | 14 | SOLARCITY CORPORATION | PSE&G BPU | No | Complete | 2014-09-08 | 2014-11-20 | 2014-12-02 | 2014-12-02
SRP29120 | SREC Solar | SORG |  | 10.455 | 0 | Residential | 1 | GALLOWAY | 8205 | 19 | ALLSEASON CONSTRUCTION | AC Electric | No | Complete | 2014-09-08 | 2015-03-31 | 2015-04-29 | 2015-04-29
SRP29122 | SREC Solar | LINNEY |  | 7.905 | 0 | Residential | 1 | LITTLE EGG HARBOR | 8087 | 18 | ALLSEASON CONSTRUCTION | AC Electric | No | Complete | 2014-09-29 | 2015-03-24 | 2015-04-02 | 2015-04-02
SRP29123 | SREC Solar | FLATLEY |  | 5.61 | 0 | Residential | 1 | OLD BRIDGE | 8857 | 11 | ALLSEASON CONSTRUCTION | JCP&L | No | Complete | 2014-09-08 | 2015-03-06 | 2015-03-19 | 2015-03-19
SRP29124 | SREC Solar | CSOCSAN |  | 6.885 | 0 | Residential | 1 | GALLOWAY | 8205 | 19 | ALLSEASON CONSTRUCTION | AC Electric | No | Complete | 2014-09-08 | 2015-03-06 | 2015-03-16 | 2015-03-16
SRP29125 | SREC Solar | FAULKNER |  | 9.18 | 0 | Residential | 1 | BARNEGAT | 8005 | 18 | ALLSEASON CONSTRUCTION | JCP&L | No | Complete | 2014-09-08 | 2015-03-06 | 2015-03-16 | 2015-03-16
SRP29126 | SREC Solar | SULLIVAN |  | 4.25 | 0 | Residential | 1 | MAPLEWOOD | 7040 | 9 | ASTRUM SOLAR, LLC | PSE&G BPU | No | Complete | 2014-09-08 | 2014-12-01 | 2014-12-10 | 2014-12-10
SRP29127 | SREC Solar | SIGNORELLI |  | 6.885 | 0 | Residential | 1 | GALLOWAY | 8205 | 19 | ALLSEASON CONSTRUCTION | AC Electric | No | Complete | 2014-09-08 | 2014-12-08 | 2014-12-11 | 2014-12-11
SRP29130 | SREC Solar | SAY |  | 7.905 | 0 | Residential | 1 | HAINESPORT | 8036 | 13 | VIVINT SOLAR | PSE&G BPU | No | Complete | 2014-09-15 | 2015-04-30 | 2015-05-12 | 2015-05-12
SRP29131 | SREC Solar | DEPEW |  | 12.375 | 0 | Residential | 1 | BORDENTOWN | 8505 | 13 | TRINITY HEATING AND AIR | PSE&G BPU | No | Complete | 2014-09-15 | 2015-02-17 | 2015-02-26 | 2015-02-26
SRP29132 | SREC Solar | BRAHAM |  | 7.65 | 0 | Residential | 1 | LUMBERTON | 8048 | 13 | VIVINT SOLAR | PSE&G BPU | No | Complete | 2014-09-15 | 2015-02-12 | 2015-03-09 | 2015-03-09
SRP29133 | SREC Solar | FROMAGEOT |  | 8.67 | 0 | Residential | 1 | WEST CALDWELL | 7006 | 9 | VIVINT SOLAR | PSE&G BPU | No | Complete | 2014-09-15 | 2014-12-08 | 2014-12-22 | 2014-12-22
SRP29135 | SREC Solar | CHATMAN |  | 6.12 | 0 | Residential | 1 | MAGNOLIA | 8049 | 14 | VIVINT SOLAR | PSE&G BPU | No | QC Selected | 2014-09-15 | 2015-05-27
SRP29138 | SREC Solar | COTTO |  | 5.61 | 0 | Residential | 1 | LINDEN | 7036 | 10 | VIVINT SOLAR | PSE&G BPU | No | Complete | 2014-09-15 | 2015-03-24 | 2015-04-02 | 2015-04-02
SRP29141 | SREC Solar | WHITLEY |  | 6.63 | 0 | Residential | 1 | LAWNSIDE | 8045 | 14 | VIVINT SOLAR | PSE&G BPU | No | Complete | 2014-09-08 | 2014-12-08 | 2014-12-22 | 2014-12-22
SRP29142 | SREC Solar | SCHACHTER |  | 3.06 | 0 | Residential | 1 | LINDEN | 7036 | 10 | VIVINT SOLAR | PSE&G BPU | No | Complete | 2014-09-15 | 2015-05-12 | 2015-05-21 | 2015-05-21
SRP29143 | SREC Solar | GOODWIN |  | 11 | 0 | Residential | 1 | WAYNE | 7470 | 6 | TRINITY HEATING AND AIR | PSE&G BPU | No | Complete | 2014-09-15 | 2014-12-30 | 2015-01-15 | 2015-01-15
SRP29145 | SREC Solar | BEST |  | 7.08 | 0 | Residential | 1 | NEWARK | 7103 | 9 | ROOF DIAGNOSTICS INC | PSE&G BPU | No | Complete | 2014-09-15 | 2015-02-24 | 2015-04-15 | 2015-04-15
SRP29146 | SREC Solar | NABEL |  | 7.98 | 0 | Residential | 1 | CHATSWORTH | 8019 | 13 | ROOF DIAGNOSTICS INC | AC Electric | No | Complete | 2014-09-15 | 2015-02-12 | 2015-02-16 | 2015-02-16
SRP29147 | SREC Solar | ARGANA |  | 10.725 | 0 | Residential | 1 | MONROE TOWNSHIP | 8831 | 11 | ROOF DIAGNOSTICS INC | JCP&L | No | Complete | 2014-09-15 | 2015-01-08 | 2015-01-19 | 2015-01-19
SRP29148 | SREC Solar | PHILLIPS |  | 3.98 | 0 | Residential | 1 | BEACH HAVEN | 8008 | 18 | ROOF DIAGNOSTICS INC | AC Electric | No | Complete | 2014-09-15 | 2015-04-01 | 2015-04-07 | 2015-04-07
SRP29149 | SREC Solar | JENKINS |  | 8.98 | 0 | Residential | 1 | RED BANK | 7701 | 17 | ROOF DIAGNOSTICS INC | JCP&L | No | Complete | 2014-09-15 | 2015-02-12 | 2015-02-16 | 2015-02-16
SRP29150 | SREC Solar | MICEK |  | 9.18 | 0 | Residential | 1 | BRICK | 8724 | 18 | ROOF DIAGNOSTICS INC | JCP&L | No | Complete | 2014-09-15 | 2015-01-28 | 2015-01-30 | 2015-01-30
SRP29151 | SREC Solar | SILVER |  | 6.63 | 0 | Residential | 1 | WESTAMPTON | 8060 | 13 | TRINITY HEATING AND AIR | PSE&G BPU | No | Complete | 2014-09-15 | 2014-10-15 | 2014-10-28 | 2014-10-28
SRP29153 | SREC Solar | YOUNG |  | 9 | 0 | Residential | 1 | VILLAS | 8251 | 21 | ASTRUM SOLAR, LLC | AC Electric | No | Complete | 2014-09-15 | 2014-11-20 | 2014-12-29 | 2014-12-29
SRP29154 | SREC Solar | SHAW |  | 5.5 | 0 | Residential | 0 | AVENEL | 7001 | 11 | ASTRUM SOLAR, LLC | PSE&G BPU | No | Complete | 2014-09-15 | 2014-12-01 | 2014-12-10 | 2014-12-10
SRP29159 | SREC Solar | BESIDO |  | 10.965 | 0 | Residential | 1 | PORT READING | 7064 | 11 | VIVINT SOLAR | PSE&G BPU | No | Complete | 2014-09-15 | 2015-02-17 | 2015-02-20 | 2015-02-20
SRP29161 | SREC Solar | GRAVER |  | 6.12 | 0 | Residential | 1 | DENVILLE | 7834 | 3 | VIVINT SOLAR | JCP&L | No | Complete | 2014-09-15 | 2015-02-22 | 2015-02-26 | 2015-02-26
SRP29163 | SREC Solar | CASANOVA |  | 4.59 | 0 | Residential | 1 | UNION | 7083 | 10 | VIVINT SOLAR | PSE&G BPU | No | QC Selected | 2014-09-15 | 2015-03-20
SRP29164 | SREC Solar | JEREB |  | 4.08 | 0 | Residential | 1 | UNION | 7083 | 10 | VIVINT SOLAR | PSE&G BPU | No | Complete | 2014-09-15 | 2014-11-07 | 2014-11-21 | 2014-11-21
SRP29166 | SREC Solar | AUMILLER |  | 6.885 | 0 | Residential | 1 | CHERRY HILL | 8002 | 14 | SOLARCITY CORPORATION | PSE&G BPU | No | Complete | 2014-09-15 | 2014-12-19 | 2015-01-06 | 2015-01-06
SRP29167 | SREC Solar | CROWNING |  | 7.5 | 0 | Residential | 1 | POINT PLEASANT | 8742 | 18 | SOLARCITY CORPORATION | JCP&L | No | Complete | 2014-09-15 | 2015-04-08 | 2015-04-22 | 2015-04-22
SRP29168 | SREC Solar | BLASBERG |  | 3.57 | 0 | Residential | 1 | BELLMAWR | 8031 | 14 | SOLARCITY CORPORATION | PSE&G BPU | No | Complete | 2014-09-15 | 2014-11-03 | 2014-11-10 | 2014-11-10
SRP29170 | SREC Solar | CONTREVO |  | 11 | 0 | Residential | 1 | SEWELL | 8080 | 15 | SOLARCITY CORPORATION | AC Electric | No | Complete | 2014-09-15 | 2015-01-20 | 2015-01-28 | 2015-01-28
SRP29171 | SREC Solar | RENSHAW |  | 7.14 | 0 | Residential | 1 | MONROE TOWNSHIP | 8094 | 15 | SOLARCITY CORPORATION | AC Electric | No | Complete | 2014-09-15 | 2015-01-15 | 2015-01-30 | 2015-01-30
SRP29172 | SREC Solar | SCHWARTZ |  | 11.96 | 0 | Residential | 1 | MOORESTOWN | 8057 | 13 | SPECTRUM ENERGY INC | PSE&G BPU | No | QC Selected | 2014-09-15 | 2015-05-27
SRP29173 | SREC Solar | YEAGER |  | 13.26 | 0 | Residential | 0 | CINNAMINSON | 8077 | 13 | SPECTRUM ENERGY INC | PSE&G BPU | No | Complete | 2014-09-15 | 2015-03-25 | 2015-04-03 | 2015-04-03
SRP29174 | SREC Solar | MARTER |  | 4.2 | 0 | Residential | 0 | BURLINGTON | 8018 | 14 | AMPED ON SOLAR | PSE&G BPU | No | Complete | 2014-09-15 | 2015-04-27 | 2015-05-06 | 2015-05-06
SRP29175 | SREC Solar | LOHBAUER |  | 6.72 | 0 | Residential | 0 | PENNSAUKEN | 8110 | 14 | AMPED ON SOLAR | PSE&G BPU | No | Complete | 2014-09-15 | 2015-03-16 | 2015-03-20 | 2015-03-20
SRP29177 | SREC Solar | PHILLIP |  | 4.4 | 0 | Residential | 1 | SPARTA | 7871 | 1 | ROOF DIAGNOSTICS INC | JCP&L | No | Complete | 2014-09-15 | 2015-02-12 | 2015-02-16 | 2015-02-16
SRP29178 | SREC Solar | FERRARA |  | 7.235 | 0 | Residential | 1 | N PLAINFIELD | 7060 | 10 | ROOF DIAGNOSTICS INC | PSE&G BPU | No | Complete | 2014-09-15 | 2015-03-12 | 2015-03-26 | 2015-03-26
SRP29179 | SREC Solar | MACKSON |  | 4.745 | 0 | Residential | 1 | PLAINFIELD | 7063 | 10 | ROOF DIAGNOSTICS INC | PSE&G BPU | No | Complete | 2014-09-15 | 2015-03-24 | 2015-04-02 | 2015-04-02
SRP29180 | SREC Solar | MENNELLA |  | 7.56 | 0 | Residential | 1 | BURLINGTON | 8016 | 13 | ROOF DIAGNOSTICS INC | PSE&G BPU | No | Complete | 2014-09-15 | 2015-02-12 | 2015-02-16 | 2015-02-16
SRP29181 | SREC Solar | LINDEBLAD |  | 6.21 | 0 | Residential | 1 | HACKETTSTOWN | 7840 | 2 | ROOF DIAGNOSTICS INC | JCP&L | No | Complete | 2014-09-15 | 2015-02-24 | 2015-03-04 | 2015-03-04
SRP29182 | SREC Solar | PALELLA |  | 6.48 | 0 | Residential | 1 | MANASQUAN | 8736 | 17 | ROOF DIAGNOSTICS INC | JCP&L | No | Complete | 2014-09-15 | 2015-01-28 | 2015-01-30 | 2015-01-30
SRP29185 | SREC Solar | LORENZINI |  | 12.98 | 0 | Residential | 1 | TOMS RIVER | 8755 | 18 | ROOF DIAGNOSTICS INC | JCP&L | No | Complete | 2014-09-15 | 2015-02-24 | 2015-03-04 | 2015-03-04
SRP29187 | SREC Solar | BARBINI |  | 3.49 | 0 | Residential | 1 | TOMS RIVER | 8755 | 18 | ROOF DIAGNOSTICS INC | JCP&L | No | Complete | 2014-09-15 | 2015-03-06 | 2015-04-15 | 2015-04-15
SRP29189 | SREC Solar | SIRAGUSA |  | 4.86 | 0 | Residential | 1 | WEST MILFORD | 7480 | 6 | ROOF DIAGNOSTICS INC | Orange & Rockland Elec | No | Complete | 2014-09-15 | 2015-03-04 | 2015-03-19 | 2015-03-19
SRP29190 | SREC Solar | OSBORNE- MCDONNELL |  | 3.825 | 0 | Residential | 1 | NUTLEY | 7110 | 9 | ROOF DIAGNOSTICS INC | PSE&G BPU | No | Complete | 2014-09-15 | 2015-02-22 | 2015-04-03 | 2015-04-03
SRP29192 | SREC Solar | HALLOREN |  | 5.805 | 0 | Residential | 1 | ISELIN | 8830 | 11 | ROOF DIAGNOSTICS INC | PSE&G BPU | No | Complete | 2014-09-15 | 2015-03-04 | 2015-03-18 | 2015-03-18
SRP29194 | SREC Solar | PATEL |  | 8.745 | 0 | Residential | 0 | MORGANVILLE | 7751 | 17 | PATEL BUILDERS | JCP&L | No | Complete | 2014-09-15 | 2014-11-18 | 2014-12-29 | 2014-12-29
SRP29196 | SREC Solar | BARILE |  | 4.59 | 0 | Residential | 1 | VINELAND | 8360 | 20 | SOLARCITY CORPORATION | Vineland Muni Elec | No | Complete | 2014-09-15 | 2015-02-06 | 2015-02-11 | 2015-02-11
SRP29197 | SREC Solar | VERDONIK |  | 10.5 | 0 | Residential | 1 | SUSSEX | 7461 | 1 | SOLARCITY CORPORATION | JCP&L | No | Complete | 2014-09-15 | 2014-12-10 | 2015-01-06 | 2015-01-06
SRP29199 | SREC Solar | GRAY |  | 2.5 | 0 | Residential | 1 | LAKE HOPATCONG | 7849 | 3 | SOLARCITY CORPORATION | JCP&L | No | Complete | 2014-09-15 | 2015-01-13 | 2015-01-26 | 2015-01-26
SRP29200 | SREC Solar | PATEL |  | 9 | 0 | Residential | 1 | EDISON | 8820 | 11 | SOLARCITY CORPORATION | PSE&G BPU | No | Complete | 2014-09-15 | 2015-02-22 | 2015-02-25 | 2015-02-25
SRP29201 | SREC Solar | ISSERTELL |  | 7.65 | 0 | Residential | 1 | BRIDGETON | 8302 | 20 | SOLARCITY CORPORATION | AC Electric | No | Complete | 2014-09-15 | 2015-01-15 | 2015-02-10 | 2015-02-10
SRP29202 | SREC Solar | APONTE |  | 4.5 | 0 | Residential | 1 | BERGENFIELD | 7621 | 7 | ASTRUM SOLAR, LLC | PSE&G BPU | No | Complete | 2014-09-15 | 2014-11-26 | 2015-01-30 | 2015-01-30
SRP29203 | SREC Solar | CLARK |  | 8.16 | 0 | Residential | 1 | PENNSAUKEN | 8109 | 14 | VIVINT SOLAR | PSE&G BPU | No | QC Selected | 2014-09-15 | 2015-05-06
SRP29204 | SREC Solar | COTTRELL |  | 6.375 | 0 | Residential | 1 | SOUTH AMBOY | 8879 | 11 | VIVINT SOLAR | JCP&L | No | Complete | 2014-09-15 | 2015-03-19 | 2015-03-31 | 2015-03-31
SRP29206 | SREC Solar | CLINTON |  | 7.905 | 0 | Residential | 1 | WILLINGBORO | 8046 | 13 | VIVINT SOLAR | PSE&G BPU | No | Complete | 2014-09-15 | 2014-12-08 | 2014-12-22 | 2014-12-22
SRP29207 | SREC Solar | ARANCIBIA |  | 10.2 | 0 | Residential | 1 | DOVER | 7801 | 3 | VIVINT SOLAR | JCP&L | No | Complete | 2014-09-15 | 2015-03-25 | 2015-04-10 | 2015-04-10
SRP29209 | SREC Solar | TRUITT |  | 7.14 | 0 | Residential | 1 | CHRRY HILL | 8003 | 14 | VIVINT SOLAR | PSE&G BPU | No | Complete | 2014-09-15 | 2015-02-17 | 2015-02-20 | 2015-02-20
SRP29212 | SREC Solar | HORAN |  | 11.22 | 0 | Residential | 1 | TOMS RIVER | 8757 | 18 | VIVINT SOLAR | JCP&L | No | Complete | 2014-09-15 | 2015-02-05 | 2015-02-07 | 2015-02-07
SRP29213 | SREC Solar | PETRO |  | 6.12 | 0 | Residential | 1 | TOMS RIVER | 8757 | 18 | VIVINT SOLAR | JCP&L | No | Complete | 2014-09-15 | 2014-12-17 | 2015-01-05 | 2015-01-05
SRP29216 | SREC Solar | POGGIOLI |  | 5.1 | 0 | Residential | 1 | UNION | 7083 | 10 | VIVINT SOLAR | PSE&G BPU | No | Complete | 2014-09-15 | 2015-01-29 | 2015-02-07 | 2015-02-07
SRP29217 | SREC Solar | ZWICK |  | 6.12 | 0 | Residential | 1 | HADDONFIELD | 8033 | 14 | VIVINT SOLAR | PSE&G BPU | No | Complete | 2014-09-15 | 2015-04-02 | 2015-04-07 | 2015-04-07
SRP29218 | SREC Solar | MAZANEC |  | 7.65 | 0 | Residential | 1 | SAYREVILLE | 8872 | 11 | VIVINT SOLAR | JCP&L | No | Complete | 2014-09-15 | 2015-02-22 | 2015-02-25 | 2015-02-25
SRP29221 | SREC Solar | GADDIS |  | 10.965 | 0 | Residential | 1 | WILLINGBORO | 8046 | 13 | VIVINT SOLAR | PSE&G BPU | No | Complete | 2014-09-15 | 2015-02-12 | 2015-02-16 | 2015-02-16
SRP29222 | SREC Solar | RASTIELLO |  | 7.905 | 0 | Residential | 1 | FLANDERS | 7836 | 3 | VIVINT SOLAR | JCP&L | No | Complete | 2014-09-15 | 2015-01-07 | 2015-01-14 | 2015-01-14
SRP29224 | SREC Solar | HUGUES |  | 4.59 | 0 | Residential | 1 | HAINESPORT | 8036 | 13 | VIVINT SOLAR | PSE&G BPU | No | Complete | 2014-09-15 | 2014-11-04 | 2014-11-13 | 2014-11-13
SRP29226 | SREC Solar | WRIGHT |  | 3.06 | 0 | Residential | 1 | UNION | 7083 | 10 | VIVINT SOLAR | PSE&G BPU | No | Complete | 2014-09-15 | 2015-02-24 | 2015-03-03 | 2015-03-03
SRP29227 | SREC Solar | HALL |  | 7.905 | 0 | Residential | 1 | WILLINGBORO | 8046 | 13 | VIVINT SOLAR | PSE&G BPU | No | Complete | 2014-09-15 | 2015-02-27 | 2015-03-12 | 2015-03-12
SRP29228 | SREC Solar | COLONELLO |  | 9.18 | 0 | Residential | 1 | SAYREVILLE | 8872 | 11 | VIVINT SOLAR | JCP&L | No | Complete | 2014-09-15 | 2015-01-22 | 2015-02-03 | 2015-02-03
SRP29231 | SREC Solar | WELDON |  | 5.355 | 0 | Residential | 1 | WILLINGBORO | 8046 | 13 | VIVINT SOLAR | PSE&G BPU | No | Complete | 2014-09-15 | 2015-05-12 | 2015-05-26 | 2015-05-26
SRP29232 | SREC Solar | WARNET |  | 2.55 | 0 | Residential | 1 | TOTOWA | 7512 | 6 | VIVINT SOLAR | PSE&G BPU | No | Complete | 2014-09-15 | 2014-11-13 | 2014-12-02 | 2014-12-02
SRP29234 | SREC Solar | TORRES |  | 5.17 | 0 | Residential | 1 | MIDDLESEX | 8846 | 11 | VIVINT SOLAR | PSE&G BPU | No | Complete | 2014-09-15 | 2014-12-12 | 2014-12-26 | 2014-12-26
SRP29236 | SREC Solar | SWANTON |  | 7.395 | 0 | Residential | 1 | PARLIN | 8859 | 11 | VIVINT SOLAR | JCP&L | No | Complete | 2014-09-15 | 2014-10-21 | 2014-10-31 | 2014-10-31
SRP29239 | SREC Solar | MANGANO |  | 7.65 | 0 | Residential | 1 | SUCCASUNNA | 7876 | 3 | VIVINT SOLAR | JCP&L | No | Complete | 2014-09-15 | 2014-12-01 | 2014-12-10 | 2014-12-10
SRP29241 | SREC Solar | TRINIDAD |  | 6.12 | 0 | Residential | 1 | UNION | 7083 | 10 | VIVINT SOLAR | PSE&G BPU | No | Complete | 2014-09-15 | 2015-04-15 | 2015-04-22 | 2015-04-22
SRP29245 | SREC Solar | ALEX |  | 14.82 | 0 | Residential | 0 | SOMERSET | 8873 | 5 | SPECTRUM ENERGY INC | PSE&G BPU | No | Complete | 2014-09-15 | 2015-03-04 | 2015-04-15 | 2015-04-15
SRP29248 | SREC Solar | BUI |  | 13.26 | 0 | Residential | 0 | MT LAUREL | 8054 | 13 | SPECTRUM ENERGY INC | PSE&G BPU | No | QC Selected | 2014-09-15 | 2015-05-27
SRP29250 | SREC Solar | CARNEY |  | 7.395 | 0 | Residential | 1 | WILLINGBORO | 8046 | 13 | VIVINT SOLAR | PSE&G BPU | No | Complete | 2014-09-15 | 2015-01-29 | 2015-03-20 | 2015-03-20
SRP29253 | SREC Solar | POORMAN |  | 11.475 | 0 | Residential | 1 | MARLTON | 8053 | 13 | VIVINT SOLAR | PSE&G BPU | No | Complete | 2014-09-15 | 2014-11-04 | 2014-11-12 | 2014-11-12
SRP29254 | SREC Solar | WARD |  | 7.905 | 0 | Residential | 1 | CINNAMINSON | 8077 | 13 | VIVINT SOLAR | PSE&G BPU | No | Complete | 2014-09-15 | 2015-03-06 | 2015-03-16 | 2015-03-16
SRP29255 | SREC Solar | FINE |  | 17.55 | 0 | Residential | 1 | TEANECK | 7666 | 7 | TRINITY HEATING AND AIR | PSE&G BPU | No | Complete | 2014-09-15 | 2014-11-04 | 2015-01-21 | 2015-01-21
SRP29256 | SREC Solar | COHEN |  | 14.79 | 0 | Residential | 1 | CHERRY HILL | 8063 | 15 | VIVINT SOLAR | PSE&G BPU | No | Complete | 2014-09-15 | 2015-02-05 | 2015-02-07 | 2015-02-07
SRP29258 | SREC Solar | HA |  | 9.18 | 0 | Residential | 0 | MT LAUREL | 8054 | 13 | SPECTRUM ENERGY INC | PSE&G BPU | No | Complete | 2014-09-15 | 2015-03-24 | 2015-04-03 | 2015-04-03
SRP29259 | SREC Solar | BROWN |  | 7.905 | 0 | Residential | 1 | MARLTON | 8053 | 13 | VIVINT SOLAR | PSE&G BPU | No | Complete | 2014-09-15 | 2015-03-20 | 2015-04-01 | 2015-04-01
SRP29260 | SREC Solar | TICE |  | 8.16 | 0 | Residential | 1 | SOUTH AMBOY | 8879 | 11 | VIVINT SOLAR | JCP&L | No | QA SELECTED | 2014-09-15 | 2015-05-19
SRP29263 | SREC Solar | MORTON |  | 6.12 | 0 | Residential | 1 | LAWNSIDE | 8045 | 14 | VIVINT SOLAR | PSE&G BPU | No | Complete | 2014-09-15 | 2015-02-27 | 2015-04-06 | 2015-04-06
SRP29265 | SREC Solar | LOGAN |  | 6.12 | 0 | Residential | 1 | SOUTH AMBOY | 8879 | 11 | VIVINT SOLAR | JCP&L | No | Complete | 2014-09-15 | 2015-02-05 | 2015-02-07 | 2015-02-07
SRP29267 | SREC Solar | AUCONE |  | 7.14 | 0 | Residential | 1 | PARLIN | 8859 | 11 | VIVINT SOLAR | JCP&L | No | Complete | 2014-09-15 | 2015-04-21 | 2015-04-30 | 2015-04-30
SRP29268 | SREC Solar | WOODS |  | 5.1 | 0 | Residential | 1 | PARLIN | 8859 | 11 | VIVINT SOLAR | JCP&L | No | Complete | 2014-09-15 | 2015-03-04 | 2015-03-18 | 2015-03-18
SRP29269 | SREC Solar | FERRANTE |  | 6.5 | 0 | Residential | 0 | SHIP BOTTOM | 8008 | 18 | SKYLINE SOLAR | AC Electric | No | QA SELECTED | 2014-09-15 | 2015-02-26
SRP29270 | SREC Solar | HOPLOCK |  | 16.32 | 0 | Residential | 1 | TOMS RIVER | 8757 | 18 | VIVINT SOLAR | JCP&L | No | Complete | 2014-09-15 | 2015-04-23 | 2015-05-08 | 2015-05-08
SRP29272 | SREC Solar | ROMANELLI |  | 9.483 | 0 | Residential | 1 | EGG HARBOR TWP | 8234 | 19 | GEOSCAPE SOLAR | AC Electric | No | Complete | 2014-09-15 | 2015-04-17 | 2015-04-30 | 2015-04-30
SRP29273 | SREC Solar | YOUNG |  | 6 | 0 | Residential | 1 | DELANCO | 8075 | 13 | ASTRUM SOLAR, LLC | PSE&G BPU | No | Complete | 2014-09-15 | 2015-02-23 | 2015-03-03 | 2015-03-03
SRP29276 | SREC Solar | RISELY |  | 4.5 | 0 | Residential | 1 | WARETOWN | 8758 | 18 | SOLARCITY CORPORATION | JCP&L | No | Complete | 2014-09-15 | 2014-10-24 | 2014-11-06 | 2014-11-06
SRP29277 | SREC Solar | DORNEY |  | 3.76 | 0 | Residential | 1 | SPRING LAKE HEIGHTS | 7762 | 17 | ROOF DIAGNOSTICS INC | JCP&L | No | Complete | 2014-09-15 | 2014-11-18 | 2014-12-04 | 2014-12-04
SRP29278 | SREC Solar | GALLER |  | 5 | 0 | Residential | 1 | MANCHESTER TOWNSHIP | 8759 | 18 | SOLARCITY CORPORATION | JCP&L | No | Complete | 2014-09-15 | 2015-01-20 | 2015-01-30 | 2015-01-30
SRP29280 | SREC Solar | RODRIGUES |  | 15.5 | 0 | Residential | 1 | LEBANON | 8833 | 4 | ROOF DIAGNOSTICS INC | JCP&L | No | Complete | 2014-09-15 | 2014-10-08 | 2014-11-05 | 2014-11-05
SRP29282 | SREC Solar | CATUOGNO |  | 3.98 | 0 | Residential | 1 | SCOTCH PLAINS | 7076 | 10 | ROOF DIAGNOSTICS INC | PSE&G BPU | No | Complete | 2014-09-15 | 2015-02-12 | 2015-02-16 | 2015-02-16
SRP29283 | SREC Solar | FRANDINO |  | 7.56 | 0 | Residential | 1 | PLEASANTVILLE | 8232 | 19 | NEW JERSEY CLEAN ENERGY SOLUTIONS | AC Electric | No | Complete | 2014-09-15 | 2015-02-26 | 2015-03-19 | 2015-03-19
SRP29284 | SREC Solar | BONGIOVANNI |  | 11.14 | 0 | Residential | 1 | LAKEHURST | 8733 | 18 | ROOF DIAGNOSTICS INC | JCP&L | No | Complete | 2014-09-15 | 2015-01-29 | 2015-02-07 | 2015-02-07
SRP29285 | SREC Solar | PASQUINI |  | 8.1 | 0 | Residential | 1 | OXFORD | 7863 | 2 | ROOF DIAGNOSTICS INC | JCP&L | No | Complete | 2014-09-15 | 2015-02-12 | 2015-02-16 | 2015-02-16
SRP29286 | SREC Solar | WHITEHEAD |  | 7.65 | 0 | Residential | 1 | MAYS LANDING | 8330 | 19 | ALLSEASON CONSTRUCTION | AC Electric | No | Complete | 2014-09-15 | 2015-04-13 | 2015-04-29 | 2015-04-29
SRP29288 | SREC Solar | VERGANTINO |  | 14.79 | 0 | Residential | 1 | CAPE MAY COURT HOUSE | 8210 | 21 | ALLSEASON CONSTRUCTION | AC Electric | No | Complete | 2014-09-15 | 2015-03-31 | 2015-04-29 | 2015-04-29
SRP29292 | SREC Solar | OSWARI |  | 7.905 | 0 | Residential | 0 | BORDENTOWN | 8505 | 13 | TRINITY HEATING AND AIR | PSE&G BPU | No | Complete | 2014-09-15 | 2014-11-04 | 2014-11-12 | 2014-11-12
SRP29294 | SREC Solar | LANCASTER |  | 13.5 | 0 | Residential | 1 | PORT MURRAY | 7865 | 2 | SOLAR UNIVERSE NORTH JERSEY | JCP&L | No | Complete | 2014-09-15 | 2015-03-11 | 2015-03-25 | 2015-03-25
SRP29296 | SREC Solar | SCHRAMM |  | 12.25 | 0 | Residential | 1 | RANDOLPH | 7869 | 3 | GEORGE J KELLER & SONS | JCP&L | No | Complete | 2014-09-15 | 2014-12-01 | 2014-12-12 | 2014-12-12
SRP29297 | SREC Solar | BURDETTE |  | 8.91 | 0 | Residential | 1 | SWEDESBORO | 8085 | 15 | TRINITY HEATING AND AIR | AC Electric | No | Complete | 2014-09-15 | 2014-11-20 | 2014-12-04 | 2014-12-04
SRP29298 | SREC Solar | PETERS |  | 10.53 | 0 | Residential | 1 | PARLIN | 8859 | 11 | TRINITY HEATING AND AIR | JCP&L | No | Complete | 2014-09-15 | 2014-10-28 | 2014-12-01 | 2014-12-01
SRP29299 | SREC Solar | SCHAFER |  | 5.61 | 0 | Residential | 1 | EHT | 8215 | 19 | ALLSEASON CONSTRUCTION | AC Electric | No | Complete | 2014-09-15 | 2015-05-11 | 2015-05-20 | 2015-05-20
SRP29300 | SREC Solar | FIORE |  | 13.515 | 0 | Residential | 1 | CAPE MAY COURT HOUSE | 8210 | 21 | ALLSEASON CONSTRUCTION | AC Electric | No | Complete | 2014-09-15 | 2015-03-14 | 2015-03-26 | 2015-03-26
SRP29301 | SREC Solar | DEGEORGE |  | 5.1 | 0 | Residential | 1 | BARNEGAT | 8005 | 18 | ALLSEASON CONSTRUCTION | AC Electric | No | Complete | 2014-09-15 | 2015-03-20 | 2015-04-01 | 2015-04-01
SRP29302 | SREC Solar | SMITH |  | 8.64 | 0 | Residential | 0 | FLEMINGTON | 8822 | 4 | ECOLUTION ENERGY | JCP&L | No | Complete | 2014-09-15 | 2014-11-18 | 2015-01-07 | 2015-01-07
SRP29303 | SREC Solar | DOLENTE |  | 9.435 | 0 | Residential | 1 | SEWELL | 8080 | 15 | SOLARCITY CORPORATION | AC Electric | No | Complete | 2014-09-15 | 2015-01-15 | 2015-01-30 | 2015-01-30
SRP29308 | SREC Solar | BIRNBAUM |  | 8.415 | 0 | Residential | 1 | CHERRY HILL | 8003 | 14 | VIVINT SOLAR | PSE&G BPU | No | Complete | 2014-09-22 | 2015-02-24 | 2015-03-03 | 2015-03-03
SRP29309 | SREC Solar | DEVERA |  | 5.61 | 0 | Residential | 1 | CHERRY HILL | 8034 | 14 | VIVINT SOLAR | PSE&G BPU | No | Complete | 2014-09-22 | 2015-04-02 | 2015-04-13 | 2015-04-13
SRP29311 | SREC Solar | GILMORE |  | 11.475 | 0 | Residential | 1 | MARLTON | 8053 | 13 | VIVINT SOLAR | PSE&G BPU | No | Complete | 2014-09-22 | 2014-12-08 | 2014-12-22 | 2014-12-22
SRP29312 | SREC Solar | LEDERER |  | 6.63 | 0 | Residential | 1 | SUCCASUNNA | 7876 | 3 | VIVINT SOLAR | JCP&L | No | Complete | 2014-09-22 | 2015-04-23 | 2015-05-08 | 2015-05-08
SRP29313 | SREC Solar | MAZZA |  | 6.12 | 0 | Residential | 1 | PARLIN | 8859 | 11 | VIVINT SOLAR | JCP&L | No | Complete | 2014-09-22 | 2015-02-12 | 2015-03-27 | 2015-03-27
SRP29315 | SREC Solar | DELORENZO |  | 3.315 | 0 | Residential | 1 | SOUTH AMBOY | 8879 | 11 | VIVINT SOLAR | JCP&L | No | Complete | 2014-09-22 | 2015-02-07 | 2015-03-17 | 2015-03-17
SRP29317 | SREC Solar | LUCIANO |  | 8.925 | 0 | Residential | 1 | WESTAMPTON | 8060 | 13 | VIVINT SOLAR | PSE&G BPU | No | Complete | 2014-09-22 | 2015-02-07 | 2015-02-11 | 2015-02-11
SRP29319 | SREC Solar | MCCOTTER |  | 4.08 | 0 | Residential | 1 | MAPLE SHADE | 8052 | 13 | VIVINT SOLAR | PSE&G BPU | No | Complete | 2014-09-22 | 2015-04-29 | 2015-05-15 | 2015-05-15
SRP29320 | SREC Solar | PETERSON |  | 5.865 | 0 | Residential | 1 | WILLINGBORO | 8046 | 13 | VIVINT SOLAR | PSE&G BPU | No | Complete | 2014-09-22 | 2015-02-24 | 2015-03-03 | 2015-03-03
SRP29321 | SREC Solar | JOULE |  | 12.75 | 0 | Residential | 1 | SPOTSWOOD | 8884 | 11 | VIVINT SOLAR | JCP&L | No | QA SELECTED | 2014-09-22 | 2015-05-20
SRP29322 | SREC Solar | SARAN |  | 4.59 | 0 | Residential | 1 | MORRIS PLAINS | 7950 | 3 | VIVINT SOLAR | JCP&L | No | QC Selected | 2014-09-22 | 2015-04-22
SRP29327 | SREC Solar | WELCH |  | 6.885 | 0 | Residential | 1 | LAKE HIAWATHA | 7034 | 3 | VIVINT SOLAR | JCP&L | No | Complete | 2014-09-22 | 2014-11-07 | 2014-11-24 | 2014-11-24
SRP29329 | SREC Solar | OPALINSKI |  | 4.335 | 0 | Residential | 1 | SOUTH AMBOY | 8879 | 11 | VIVINT SOLAR | JCP&L | No | Complete | 2014-09-22 | 2015-02-03 | 2015-02-05 | 2015-02-05
SRP29330 | SREC Solar | OTTE |  | 14.535 | 0 | Residential | 1 | FORDS | 8863 | 11 | VIVINT SOLAR | PSE&G BPU | No | Complete | 2014-09-22 | 2015-03-25 | 2015-04-14 | 2015-04-14
SRP29331 | SREC Solar | SEJDA |  | 4.335 | 0 | Residential | 1 | PENNSAUKEN | 8109 | 14 | VIVINT SOLAR | PSE&G BPU | No | Complete | 2014-09-22 | 2015-02-04 | 2015-02-09 | 2015-02-09
SRP29332 | SREC Solar | BIEBERBACH |  | 6.885 | 0 | Residential | 1 | CHERRY HILL | 8002 | 14 | VIVINT SOLAR | PSE&G BPU | No | Complete | 2014-09-22 | 2015-04-23 | 2015-05-08 | 2015-05-08
SRP29334 | SREC Solar | HUTCHINS |  | 8.415 | 0 | Residential | 1 | FLANDERS | 7836 | 3 | VIVINT SOLAR | JCP&L | No | Complete | 2014-09-22 | 2015-02-12 | 2015-02-16 | 2015-02-16
SRP29335 | SREC Solar | GONZELEZ |  | 3.315 | 0 | Residential | 1 | UNION | 7083 | 10 | VIVINT SOLAR | PSE&G BPU | No | Complete | 2014-09-22 | 2015-02-05 | 2015-02-13 | 2015-02-13
SRP29338 | SREC Solar | RIVERA |  | 7.905 | 0 | Residential | 1 | CHERRY HILL | 8002 | 14 | VIVINT SOLAR | PSE&G BPU | No | Complete | 2014-09-22 | 2015-03-20 | 2015-04-01 | 2015-04-01
SRP29340 | SREC Solar | ROUZARD |  | 3.825 | 0 | Residential | 1 | WILLINGBORO | 8046 | 13 | VIVINT SOLAR | PSE&G BPU | No | Complete | 2014-09-22 | 2015-02-27 | 2015-04-06 | 2015-04-06
SRP29341 | SREC Solar | ALBANO |  | 5.1 | 0 | Residential | 1 | LAKE HIAWATHA | 7034 | 3 | VIVINT SOLAR | JCP&L | No | Complete | 2014-09-22 | 2014-12-19 | 2015-01-07 | 2015-01-07
SRP29342 | SREC Solar | OZA |  | 3.825 | 0 | Residential | 1 | WOODBRIDGE | 7095 | 11 | VIVINT SOLAR | PSE&G BPU | No | Complete | 2014-09-22 | 2015-02-12 | 2015-02-16 | 2015-02-16
SRP29343 | SREC Solar | ALVAREZ |  | 11.22 | 0 | Residential | 1 | RANDOLPH | 7869 | 3 | VIVINT SOLAR | JCP&L | No | Complete | 2014-09-22 | 2015-03-17 | 2015-03-27 | 2015-03-27
SRP29344 | SREC Solar | BRANCO |  | 6.12 | 0 | Residential | 1 | EAST BRUNSWICK | 8816 | 11 | VIVINT SOLAR | JCP&L | No | QC Selected | 2014-09-22 | 2015-05-27
SRP29346 | SREC Solar | MCCARTER |  | 6.375 | 0 | Residential | 1 | OLD BRIDGE | 8857 | 11 | VIVINT SOLAR | JCP&L | No | Complete | 2014-09-22 | 2015-04-29 | 2015-05-15 | 2015-05-15
SRP29350 | SREC Solar | CELLA |  | 5.865 | 0 | Residential | 1 | TOMS RIVER | 8757 | 18 | VIVINT SOLAR | JCP&L | No | Complete | 2014-09-22 | 2015-03-24 | 2015-04-02 | 2015-04-02
SRP29351 | SREC Solar | SAMBUCCI |  | 7.395 | 0 | Residential | 1 | PENNSAUKEN | 8109 | 14 | VIVINT SOLAR | PSE&G BPU | No | Complete | 2014-09-22 | 2015-02-07 | 2015-02-11 | 2015-02-11
SRP29354 | SREC Solar | TROST |  | 9.69 | 0 | Residential | 1 | MARLTON | 8053 | 13 | VIVINT SOLAR | PSE&G BPU | No | Complete | 2014-09-22 | 2015-04-29 | 2015-05-15 | 2015-05-15
SRP29355 | SREC Solar | CARDONA |  | 3.825 | 0 | Residential | 1 | DOVER | 7801 | 3 | VIVINT SOLAR | JCP&L | No | QC Selected | 2014-09-22 | 2015-04-30
SRP29356 | SREC Solar | MCBRIDE |  | 5.61 | 0 | Residential | 1 | SUCCASUNNA | 7876 | 3 | VIVINT SOLAR | JCP&L | No | Complete | 2014-09-22 | 2014-11-19 | 2014-12-02 | 2014-12-02
SRP29357 | SREC Solar | CATIIS |  | 5.61 | 0 | Residential | 1 | MATAWAN | 7747 | 17 | VIVINT SOLAR | JCP&L | No | Complete | 2014-09-22 | 2015-03-17 | 2015-03-30 | 2015-03-30
SRP29359 | SREC Solar | MAHER |  | 8.415 | 0 | Residential | 1 | TOMS RIVER | 8757 | 18 | VIVINT SOLAR | JCP&L | No | Complete | 2014-09-22 | 2014-10-31 | 2014-12-22 | 2014-12-22
SRP29361 | SREC Solar | MUSCARELLA |  | 7.65 | 0 | Residential | 1 | TOMS RIVER | 8757 | 18 | VIVINT SOLAR | JCP&L | No | Complete | 2014-09-22 | 2015-03-20 | 2015-04-01 | 2015-04-01
SRP29363 | SREC Solar | GONZALEZ |  | 5.61 | 0 | Residential | 1 | WILLINGBORO | 8046 | 13 | VIVINT SOLAR | PSE&G BPU | No | Complete | 2014-09-22 | 2014-12-12 | 2014-12-23 | 2014-12-23
SRP29365 | SREC Solar | KERR |  | 7.905 | 0 | Residential | 1 | SAYREVILLE | 8872 | 11 | VIVINT SOLAR | JCP&L | No | Complete | 2014-09-22 | 2014-12-12 | 2014-12-23 | 2014-12-23
SRP29366 | SREC Solar | LOPEZ |  | 1.785 | 0 | Residential | 1 | PERTH AMBOY | 8861 | 11 | VIVINT SOLAR | JCP&L | No | Complete | 2014-09-22 | 2015-04-28 | 2015-05-13 | 2015-05-13
SRP29368 | SREC Solar | LENTINO |  | 7.14 | 0 | Residential | 1 | SPOTSWOOD | 8884 | 11 | VIVINT SOLAR | JCP&L | No | Complete | 2014-09-22 | 2015-04-30 | 2015-05-12 | 2015-05-12
SRP29369 | SREC Solar | FIENACHA |  | 6.12 | 0 | Residential | 1 | WILLINGBORO | 8046 | 13 | VIVINT SOLAR | PSE&G BPU | No | Complete | 2014-09-22 | 2015-04-28 | 2015-05-08 | 2015-05-08
SRP29371 | SREC Solar | HERNANDEZ |  | 11.985 | 0 | Residential | 1 | TOMS RIVER | 8757 | 18 | VIVINT SOLAR | JCP&L | No | Complete | 2014-09-22 | 2015-05-14 | 2015-05-22 | 2015-05-22
SRP29372 | SREC Solar | SCARPA |  | 6.63 | 0 | Residential | 1 | PARLIN | 8859 | 11 | VIVINT SOLAR | JCP&L | No | Complete | 2014-09-22 | 2014-12-08 | 2014-12-18 | 2014-12-18
SRP29373 | SREC Solar | CUROTTO |  | 6.12 | 0 | Residential | 1 | SOUTH AMBOY | 8879 | 11 | VIVINT SOLAR | JCP&L | No | Complete | 2014-09-22 | 2015-01-29 | 2015-02-10 | 2015-02-10
SRP29376 | SREC Solar | KEATING |  | 6.375 | 0 | Residential | 1 | WOODBRIDGE | 7095 | 11 | VIVINT SOLAR | PSE&G BPU | No | Complete | 2014-09-22 | 2015-02-19 | 2015-02-25 | 2015-02-25
SRP29377 | SREC Solar | MALONE |  | 6.63 | 0 | Residential | 1 | SOUTH AMBOY | 8879 | 11 | VIVINT SOLAR | JCP&L | No | Complete | 2014-09-22 | 2014-12-19 | 2015-01-07 | 2015-01-07
SRP29378 | SREC Solar | SLATTERY |  | 6.63 | 0 | Residential | 1 | CEDAR KNOLLS | 7927 | 3 | VIVINT SOLAR | JCP&L | No | Complete | 2014-09-22 | 2014-11-13 | 2014-12-02 | 2014-12-02
SRP29381 | SREC Solar | ALI |  | 4.335 | 0 | Residential | 1 | WOODBRIDGE | 7095 | 11 | VIVINT SOLAR | PSE&G BPU | No | QC Selected | 2014-09-22 | 2015-04-29
SRP29382 | SREC Solar | MITCHELL |  | 11.73 | 0 | Residential | 1 | PENNSAUKEN | 8109 | 14 | VIVINT SOLAR | PSE&G BPU | No | Complete | 2014-09-22 | 2015-05-14 | 2015-05-27 | 2015-05-27
SRP29384 | SREC Solar | SCHULTZ |  | 7.395 | 0 | Residential | 1 | PENNSAUKEN | 8109 | 14 | VIVINT SOLAR | PSE&G BPU | No | Complete | 2014-09-22 | 2015-02-04 | 2015-03-09 | 2015-03-09
SRP29385 | SREC Solar | CACELA |  | 4.335 | 0 | Residential | 1 | MATAWAN | 7747 | 17 | VIVINT SOLAR | JCP&L | No | Complete | 2014-09-22 | 2015-02-22 | 2015-02-25 | 2015-02-25
SRP29386 | SREC Solar | KOCSIS |  | 4.845 | 0 | Residential | 1 | LAKE HIAWATHA | 7034 | 3 | VIVINT SOLAR | JCP&L | No | Complete | 2014-09-22 | 2015-04-24 | 2015-05-08 | 2015-05-08
SRP29392 | SREC Solar | SHARP |  | 7.98 | 0 | Residential | 1 | HOPEWELL | 8302 | 20 | ROOF DIAGNOSTICS INC | AC Electric | No | Complete | 2014-09-22 | 2015-03-18 | 2015-03-30 | 2015-03-30
SRP29393 | SREC Solar | STEPHENSON |  | 5.5 | 0 | Residential | 0 | SOMERSET | 8873 | 5 | TRINITY HEATING AND AIR | PSE&G BPU | No | Complete | 2014-09-22 | 2015-02-10 | 2015-03-09 | 2015-03-09
SRP29394 | SREC Solar | BROWER |  | 12.24 | 0 | Residential | 1 | FREEHOLD | 7728 | 17 | NEW JERSEY CLEAN ENERGY SOLUTIONS | JCP&L | No | Complete | 2014-09-22 | 2015-03-14 | 2015-04-23 | 2015-04-23
SRP29395 | SREC Solar | CHIOLA |  | 17.28 | 0 | Residential | 1 | ABSECON | 8201 | 19 | TRINITY HEATING AND AIR | AC Electric | No | Complete | 2014-09-22 | 2015-01-07 | 2015-01-21 | 2015-01-21
SRP29396 | SREC Solar | GREEN |  | 3.9 | 0 | Residential | 1 | LAKEWOOD | 8701 | 18 | POWERLUTIONS, LLC | JCP&L | No | Complete | 2014-09-22 | 2014-12-08 | 2014-12-23 | 2014-12-23
SRP29397 | SREC Solar | CARTER |  | 5.355 | 0 | Residential | 1 | LEESBURG | 8327 | 20 | SOLARCITY CORPORATION | AC Electric | No | Complete | 2014-09-22 | 2015-01-07 | 2015-01-14 | 2015-01-14
SRP29399 | SREC Solar | SPENCER |  | 9.11 | 0 | Residential | 1 | NORTH PLAINFIELD | 7060 | 10 | ROOF DIAGNOSTICS INC | PSE&G BPU | No | Complete | 2014-09-22 | 2015-03-24 | 2015-04-02 | 2015-04-02
SRP29401 | SREC Solar | SINGER |  | 6.12 | 0 | Residential | 1 | BARNEGAT | 8005 | 18 | RELIABLE POWER SERVICES, INC. | AC Electric | No | Complete | 2014-09-22 | 2015-01-19 | 2015-01-30 | 2015-01-30
SRP29402 | SREC Solar | LEE |  | 5.1 | 0 | Residential | 1 | ATLANTIC CITY | 8401 | 19 | RELIABLE POWER SERVICES, INC. | AC Electric | No | Complete | 2014-09-22 | 2014-12-23 | 2015-01-09 | 2015-01-09
SRP29404 | SREC Solar | MIESOWITZ |  | 5.75 | 0 | Residential | 1 | CARTERET | 7008 | 11 | AMPERICON | PSE&G BPU | No | Complete | 2014-09-22 | 2015-02-05 | 2015-02-09 | 2015-02-09
SRP29407 | SREC Solar | DELCAMPO |  | 8.67 | 0 | Residential | 1 | BLACKWOOD | 8012 | 14 | SOLARCITY CORPORATION | PSE&G BPU | No | Complete | 2014-09-22 | 2014-11-26 | 2014-12-11 | 2014-12-11
SRP29409 | SREC Solar | CORNWELL |  | 4.77 | 0 | Residential | 1 | GLOUCESTER TWP | 8012 | 14 | SOLARCITY CORPORATION | AC Electric | No | Complete | 2014-09-22 | 2015-01-08 | 2015-02-16 | 2015-02-16
SRP29410 | SREC Solar | LASKARIS |  | 10 | 0 | Residential | 1 | FRENCHTOWN | 8825 | 4 | SOLARCITY CORPORATION | JCP&L | No | Complete | 2014-09-22 | 2015-02-10 | 2015-02-13 | 2015-02-13
SRP29413 | SREC Solar | SHAIKH |  | 6.63 | 0 | Residential | 1 | CHERRY HILL | 8034 | 14 | SOLARCITY CORPORATION | PSE&G BPU | No | Complete | 2014-09-22 | 2015-02-22 | 2015-02-26 | 2015-02-26
SRP29414 | SREC Solar | DORFMAN |  | 7.14 | 0 | Residential | 0 | VOORHEES | 8043 | 14 | VARA NRG LLC | PSE&G BPU | No | QC Selected | 2014-09-22 | 2015-05-08
SRP29415 | SREC Solar | SABBAH |  | 10.66 | 0 | Residential | 1 | LAKEWOOD | 8701 | 18 | POWERLUTIONS, LLC | JCP&L | No | Complete | 2014-09-22 | 2014-12-22 | 2015-02-02 | 2015-02-02
SRP29417 | SREC Solar | LEWIS |  | 13.75 | 0 | Residential | 1 | BRICK | 8724 | 18 | SOLARCITY CORPORATION | JCP&L | No | Complete | 2014-09-22 | 2015-01-20 | 2015-01-28 | 2015-01-28
SRP29419 | SREC Solar | ADLER |  | 6.6 | 0 | Residential | 0 | MILFORD | 8848 | 4 | TRINITY HEATING AND AIR | JCP&L | No | Complete | 2014-09-22 | 2015-01-07 | 2015-01-14 | 2015-01-14
SRP29421 | SREC Solar | WIGGINS |  | 7.905 | 0 | Residential | 1 | SWEDESBORO | 8085 | 15 | TRINITY HEATING AND AIR | AC Electric | No | Complete | 2014-09-22 | 2014-10-08 | 2014-10-17 | 2014-10-17
SRP29422 | SREC Solar | RUSSO |  | 4.95 | 0 | Residential | 1 | WILLIAMSTOWN | 8094 | 15 | WHITMAN CONSTRUCTION | AC Electric | No | Complete | 2014-09-22 | 2015-01-13 | 2015-02-10 | 2015-02-10
SRP29423 | SREC Solar | ALVAREZ |  | 4.725 | 0 | Residential | 1 | BASKING RIDGE | 7920 | 5 | WHITMAN CONSTRUCTION | JCP&L | No | Complete | 2014-09-22 | 2015-01-21 | 2015-01-28 | 2015-01-28
SRP29424 | SREC Solar | VAN CLEEF |  | 7.425 | 0 | Residential | 0 | ATLANTIC HIGHLANDS | 7716 | 17 | TRINITY HEATING AND AIR | JCP&L | No | Complete | 2014-09-22 | 2014-11-13 | 2014-12-02 | 2014-12-02
SRP29425 | SREC Solar | CROSBY |  | 7.5 | 0 | Residential | 1 | ERIAL | 8081 | 14 | SOLARCITY CORPORATION | AC Electric | No | Complete | 2014-09-22 | 2014-10-28 | 2014-11-13 | 2014-11-13
SRP29428 | SREC Solar | TASH |  | 4.42 | 0 | Residential | 1 | JACKSON | 8527 | 18 | POWERLUTIONS, LLC | JCP&L | No | Complete | 2014-09-22 | 2015-02-06 | 2015-03-17 | 2015-03-17
SRP29429 | SREC Solar | GELSOMIINO ABC |  | 8.925 | 0 | Residential | 0 | WILLIAMSTOWN | 8094 | 15 | SOLARCITY CORPORATION | AC Electric | No | Complete | 2014-09-22 | 2015-03-24 | 2015-04-02 | 2015-04-02
SRP29430 | SREC Solar | ELLENBERG |  | 8.67 | 0 | Residential | 1 | LINWOOD | 8221 | 19 | SOLARCITY CORPORATION | AC Electric | No | Complete | 2014-09-22 | 2015-01-15 | 2015-02-10 | 2015-02-10
SRP29431 | SREC Solar | CHOWDHURY |  | 7.5 | 0 | Residential | 1 | EDISON | 8820 | 11 | ASTON SOLAR | PSE&G BPU | No | Complete | 2014-09-22 | 2014-12-08 | 2014-12-18 | 2014-12-18
SRP29432 | SREC Solar | WYTHE |  | 17.34 | 0 | Residential | 1 | PORT REPUBLIC | 8241 | 19 | TRINITY HEATING AND AIR | AC Electric | No | QA SELECTED | 2014-09-22 | 2015-02-13
SRP29434 | SREC Solar | CARRINGER |  | 7.29 | 0 | Residential | 1 | KENDALL PARK | 8824 | 11 | TRINITY HEATING AND AIR | PSE&G BPU | No | Complete | 2014-09-22 | 2014-12-19 | 2015-01-07 | 2015-01-07
SRP29435 | SREC Solar | RAPOPORT |  | 5.61 | 0 | Residential | 1 | MANALAPAN | 7726 | 17 | TRINITY HEATING AND AIR | JCP&L | No | Complete | 2014-09-22 | 2014-12-12 | 2014-12-26 | 2014-12-26
SRP29436 | SREC Solar | LONGOBARDI |  | 4.95 | 0 | Residential | 1 | BARNEGAT | 8005 | 18 | TRINITY HEATING AND AIR | JCP&L | No | Complete | 2014-09-22 | 2015-02-03 | 2015-02-05 | 2015-02-05
SRP29438 | SREC Solar | GREGORY |  | 5.61 | 0 | Residential | 1 | EAST ORANGE CITY | 7017 | 9 | TRINITY HEATING AND AIR | PSE&G BPU | No | Complete | 2014-09-22 | 2015-01-13 | 2015-01-26 | 2015-01-26
SRP29439 | SREC Solar | CONCEPCION |  | 8.16 | 0 | Residential | 1 | ELIZABETH | 7202 | 10 | TRINITY HEATING AND AIR | PSE&G BPU | No | Complete | 2014-09-22 | 2014-10-29 | 2014-11-11 | 2014-11-11
SRP29440 | SREC Solar | SANTIAGO |  | 12.25 | 0 | Residential | 1 | JACKSON | 8527 | 18 | TRINITY HEATING AND AIR | JCP&L | No | Complete | 2014-09-22 | 2014-10-21 | 2014-11-03 | 2014-11-03
SRP29441 | SREC Solar | GOLD |  | 19.2 | 0 | Residential | 0 | MANALAPAN | 7726 | 17 | TRINITY HEATING AND AIR | JCP&L | No | Complete | 2014-09-22 | 2014-12-02 | 2014-12-09 | 2014-12-09
SRP29442 | SREC Solar | AJJAN |  | 4.335 | 0 | Residential | 1 | TOMS RIVER | 8753 | 18 | TRINITY HEATING AND AIR | JCP&L | No | Complete | 2014-09-22 | 2014-11-04 | 2014-12-22 | 2014-12-22
SRP29443 | SREC Solar | WORSWICK |  | 8.25 | 0 | Residential | 1 | MILFORD | 8848 | 4 | TRINITY HEATING AND AIR | JCP&L | No | Complete | 2014-09-22 | 2014-11-13 | 2015-01-07 | 2015-01-07
SRP29444 | SREC Solar | STERLACCI |  | 9.72 | 0 | Residential | 1 | DAYTON | 8810 | 11 | TRINITY HEATING AND AIR | PSE&G BPU | No | Complete | 2014-09-22 | 2014-11-25 | 2014-12-11 | 2014-12-11
SRP29445 | SREC Solar | KENSEY |  | 7.83 | 0 | Residential | 1 | WILLIAMSTOWN | 8094 | 15 | TRINITY HEATING AND AIR | AC Electric | No | Complete | 2014-09-22 | 2014-12-01 | 2014-12-10 | 2014-12-10
SRP29446 | SREC Solar | DAGOSTINO |  | 9.72 | 0 | Residential | 1 | MT LAUREL | 8054 | 13 | TRINITY HEATING AND AIR | PSE&G BPU | No | Complete | 2014-09-22 | 2014-11-19 | 2014-12-04 | 2014-12-04
SRP29447 | SREC Solar | SOMODY |  | 6.76 | 0 | Residential | 1 | SOMERSET | 8873 | 5 | TRINITY HEATING AND AIR | PSE&G BPU | No | Complete | 2014-09-22 | 2014-12-08 | 2014-12-18 | 2014-12-18
SRP29448 | SREC Solar | DEMBROWSKI |  | 7.14 | 0 | Residential | 1 | CARTERET | 7008 | 11 | RELIABLE POWER SERVICES, INC. | PSE&G BPU | No | Complete | 2014-09-22 | 2014-11-05 | 2014-11-20 | 2014-11-20
SRP29449 | SREC Solar | LUNA |  | 8.16 | 0 | Residential | 1 | BARNEGAT | 8005 | 18 | RELIABLE POWER SERVICES, INC. | AC Electric | No | Complete | 2014-09-22 | 2015-01-19 | 2015-02-07 | 2015-02-07
SRP29450 | SREC Solar | PARIKH |  | 11.925 | 0 | Residential | 0 | HILLSBOROUGH | 8844 | 5 | AMPERICON | PSE&G BPU | No | Complete | 2014-09-22 | 2015-03-02 | 2015-03-12 | 2015-03-12
SRP29452 | SREC Solar | AHERN |  | 7.395 | 0 | Residential | 1 | SEASIDE PARK | 8752 | 18 | KOPP ELECTRIC COMPANY | JCP&L | No | Complete | 2014-09-22 | 2014-12-09 | 2014-12-16 | 2014-12-16
SRP29454 | SREC Solar | VON SCHEVEN |  | 6.25 | 0 | Residential | 1 | HAMILTON TWP | 8620 | 12 | SOLARCITY CORPORATION | PSE&G BPU | No | Install Complete | 2014-09-22 | 2015-04-15
SRP29455 | SREC Solar | SCHUBACH |  | 8.64 | 0 | Residential | 1 | MANCHESTER | 8757 | 18 | TRINITY HEATING AND AIR | JCP&L | No | Complete | 2014-09-22 | 2014-10-21 | 2014-11-26 | 2014-11-26
SRP29456 | SREC Solar | RATKOSKI |  | 6.25 | 0 | Residential | 1 | HOLMDEL | 7733 | 17 | SOLARCITY CORPORATION | JCP&L | No | Complete | 2014-09-22 | 2015-03-20 | 2015-04-01 | 2015-04-01
SRP29459 | SREC Solar | MILANO |  | 11.22 | 0 | Residential | 1 | GLOUCESTER TWP | 8081 | 14 | SOLARCITY CORPORATION | AC Electric | No | Complete | 2014-09-22 | 2015-02-13 | 2015-03-12 | 2015-03-12
SRP29460 | SREC Solar | YOST |  | 6.63 | 0 | Residential | 1 | NORTHFIELD | 8225 | 19 | SOLARCITY CORPORATION | AC Electric | No | Complete | 2014-09-22 | 2014-11-24 | 2014-12-16 | 2014-12-16
SRP29462 | SREC Solar | TEJADA |  | 5.5 | 0 | Residential | 1 | LINDEN | 7036 | 10 | SOLARCITY CORPORATION | PSE&G BPU | No | Complete | 2014-09-22 | 2014-12-30 | 2015-03-12 | 2015-03-12
SRP29463 | SREC Solar | ANG |  | 6.75 | 0 | Residential | 1 | MONTVALE | 7645 | 7 | SOLARCITY CORPORATION | Orange & Rockland Elec | No | Complete | 2014-09-22 | 2015-02-12 | 2015-02-16 | 2015-02-16
SRP29465 | SREC Solar | DEMORE |  | 10.2 | 0 | Residential | 1 | MILLVILLE | 8332 | 20 | SOLARCITY CORPORATION | AC Electric | No | Complete | 2014-09-22 | 2015-01-15 | 2015-01-30 | 2015-01-30
SRP29466 | SREC Solar | HOLMES |  | 6.63 | 0 | Residential | 1 | CLEMENTON | 8021 | 14 | SOLARCITY CORPORATION | AC Electric | No | Complete | 2014-09-22 | 2014-12-16 | 2015-01-06 | 2015-01-06
SRP29467 | SREC Solar | SHARROCK |  | 7.14 | 0 | Residential | 1 | PENNSAUKEN TWP | 8109 | 14 | SOLARCITY CORPORATION | PSE&G BPU | No | Complete | 2014-09-22 | 2014-12-04 | 2014-12-17 | 2014-12-17
SRP29472 | SREC Solar | SIMMS |  | 7.65 | 0 | Residential | 1 | LINDENWOLD | 8021 | 14 | SOLARCITY CORPORATION | AC Electric | No | Complete | 2014-09-22 | 2015-01-15 | 2015-01-30 | 2015-01-30
SRP29473 | SREC Solar | VADLAKUNTA |  | 13.5 | 0 | Residential | 0 | KENDALL PARK | 8824 | 11 | TRINITY HEATING AND AIR | PSE&G BPU | No | Complete | 2014-09-22 | 2014-11-04 | 2014-11-12 | 2014-11-12
SRP29474 | SREC Solar | CIARAMELLA |  | 6.875 | 0 | Residential | 1 | BRICK | 8724 | 18 | TRINITY HEATING AND AIR | JCP&L | No | Complete | 2014-09-22 | 2014-12-30 | 2015-01-15 | 2015-01-15
SRP29475 | SREC Solar | JULIA |  | 11.22 | 0 | Residential | 1 | NORTH HANOVER | 8562 | 13 | TRINITY HEATING AND AIR | JCP&L | No | Complete | 2014-09-22 | 2014-10-21 | 2014-11-03 | 2014-11-03
SRP29476 | SREC Solar | POTOSNAK |  | 2.275 | 0 | Residential | 1 | SOMERSET | 8873 | 5 | WHITMAN CONSTRUCTION | PSE&G BPU | No | Complete | 2014-09-22 | 2014-11-26 | 2015-02-06 | 2015-02-06
SRP29478 | SREC Solar | CASSAMAJOR |  | 6.885 | 0 | Residential | 1 | ISELIN | 8830 | 11 | NEW JERSEY CLEAN ENERGY SOLUTIONS | PSE&G BPU | No | Complete | 2014-09-22 | 2014-12-29 | 2015-01-09 | 2015-01-09
SRP29480 | SREC Solar | FERNANDEZ |  | 8.67 | 0 | Residential | 1 | FORKED RIVER | 8731 | 18 | NEW JERSEY CLEAN ENERGY SOLUTIONS | JCP&L | No | Complete | 2014-09-22 | 2014-12-04 | 2014-12-17 | 2014-12-17
SRP29481 | SREC Solar | WHITE |  | 7.08 | 0 | Residential | 1 | PEMBERTON | 8068 | 13 | ROOF DIAGNOSTICS INC | JCP&L | No | Complete | 2014-09-22 | 2015-02-10 | 2015-02-12 | 2015-02-12
SRP29482 | SREC Solar | ROYER |  | 3.98 | 0 | Residential | 1 | LITTLE FALLS | 7424 | 6 | ROOF DIAGNOSTICS INC | PSE&G BPU | No | Complete | 2014-09-22 | 2015-02-10 | 2015-02-13 | 2015-02-13
SRP29483 | SREC Solar | DANA |  | 6.49 | 0 | Residential | 1 | WAYNE | 7470 | 6 | ROOF DIAGNOSTICS INC | PSE&G BPU | No | Complete | 2014-09-22 | 2015-02-24 | 2015-04-29 | 2015-04-29
SRP29485 | SREC Solar | MORGAN |  | 3.745 | 0 | Residential | 1 | PATERSON | 7502 | 6 | ROOF DIAGNOSTICS INC | PSE&G BPU | No | Complete | 2014-09-22 | 2015-02-10 | 2015-02-13 | 2015-02-13
SRP29487 | SREC Solar | POSTELNEK |  | 15.3 | 0 | Residential | 1 | ABERDEEN | 7747 | 17 | ROOF DIAGNOSTICS INC | JCP&L | No | Complete | 2014-09-22 | 2015-02-10 | 2015-02-13 | 2015-02-13
SRP29488 | SREC Solar | FANTAUZZO |  | 10.2 | 0 | Residential | 1 | BRICK | 8723 | 18 | ROOF DIAGNOSTICS INC | JCP&L | No | Complete | 2014-09-22 | 2015-01-28 | 2015-03-17 | 2015-03-17
SRP29489 | SREC Solar | SALEH |  | 7.49 | 0 | Residential | 1 | RIVERDALE | 7457 | 3 | ROOF DIAGNOSTICS INC | JCP&L | No | Complete | 2014-09-22 | 2015-01-08 | 2015-01-19 | 2015-01-19
SRP29491 | SREC Solar | SZUCSIK |  | 6.645 | 0 | Residential | 1 | TRENTON | 8690 | 12 | ROOF DIAGNOSTICS INC | PSE&G BPU | No | Complete | 2014-09-22 | 2015-02-10 | 2015-02-12 | 2015-02-12
SRP29493 | SREC Solar | HOLMES |  | 5.1 | 0 | Residential | 1 | MOORESTOWN | 8057 | 13 | VIVINT SOLAR | PSE&G BPU | No | Complete | 2014-09-29 | 2015-01-15 | 2015-01-30 | 2015-01-30
SRP29494 | SREC Solar | GRIFFIN |  | 5.865 | 0 | Residential | 1 | WILLINGBORO | 8046 | 13 | VIVINT SOLAR | PSE&G BPU | No | Complete | 2014-09-29 | 2015-02-07 | 2015-02-11 | 2015-02-11
SRP29495 | SREC Solar | GRAHAM |  | 9.435 | 0 | Residential | 1 | WILLINGBORO | 8046 | 13 | VIVINT SOLAR | PSE&G BPU | No | Complete | 2014-09-29 | 2015-02-07 | 2015-02-12 | 2015-02-12
SRP29496 | SREC Solar | BRANGO |  | 14.535 | 0 | Residential | 1 | FAIRFIELD | 7004 | 9 | VIVINT SOLAR | PSE&G BPU | No | Complete | 2014-09-29 | 2015-02-05 | 2015-02-09 | 2015-02-09
SRP29498 | SREC Solar | NYISZTOR |  | 7.14 | 0 | Residential | 1 | TOMS RIVER | 8755 | 18 | VIVINT SOLAR | JCP&L | No | Complete | 2014-09-29 | 2015-03-06 | 2015-03-16 | 2015-03-16
SRP29500 | SREC Solar | WEISS |  | 12.75 | 0 | Residential | 1 | CHERRY HILL | 8002 | 14 | VIVINT SOLAR | PSE&G BPU | No | Complete | 2014-09-29 | 2015-03-24 | 2015-04-15 | 2015-04-15
SRP29502 | SREC Solar | ZARZACA |  | 6.12 | 0 | Residential | 1 | WILLINGBORO | 8046 | 13 | VIVINT SOLAR | PSE&G BPU | No | Complete | 2014-09-29 | 2014-12-19 | 2015-01-06 | 2015-01-06
SRP29503 | SREC Solar | WHITE |  | 4.59 | 0 | Residential | 1 | WILLINGBORO | 8046 | 13 | VIVINT SOLAR | PSE&G BPU | No | Complete | 2014-09-29 | 2015-04-02 | 2015-04-10 | 2015-04-10
SRP29506 | SREC Solar | PROSPERI |  | 8.415 | 0 | Residential | 1 | FAIRFIELD | 7004 | 9 | VIVINT SOLAR | PSE&G BPU | No | QC Selected | 2014-09-29 | 2015-05-14
SRP29511 | SREC Solar | MILNE |  | 5.1 | 0 | Residential | 1 | SPOTSWOOD | 8884 | 11 | VIVINT SOLAR | JCP&L | No | Complete | 2014-09-29 | 2015-03-24 | 2015-04-03 | 2015-04-03
SRP29512 | SREC Solar | LAWLER |  | 8.925 | 0 | Residential | 1 | COLONIA | 7067 | 10 | VIVINT SOLAR | PSE&G BPU | No | Complete | 2014-09-29 | 2014-12-19 | 2015-01-09 | 2015-01-09
SRP29514 | SREC Solar | MORGAN |  | 8.415 | 0 | Residential | 1 | KENDALL PRAK | 8824 | 11 | VIVINT SOLAR | PSE&G BPU | No | Complete | 2014-09-29 | 2015-05-06 | 2015-05-20 | 2015-05-20
SRP29515 | SREC Solar | VANDERGRIFT |  | 6.885 | 0 | Residential | 1 | BURLINGTON | 8016 | 13 | VIVINT SOLAR | PSE&G BPU | No | Complete | 2014-09-29 | 2015-03-31 | 2015-04-29 | 2015-04-29
SRP29516 | SREC Solar | CROSS |  | 7.65 | 0 | Residential | 1 | NEPTUNE | 7753 | 17 | VIVINT SOLAR | JCP&L | No | Complete | 2014-09-29 | 2015-02-27 | 2015-03-12 | 2015-03-12
SRP29519 | SREC Solar | YEAGER |  | 8.415 | 0 | Residential | 1 | MAPLE SHADE | 8052 | 13 | VIVINT SOLAR | JCP&L | No | Complete | 2014-09-29 | 2015-04-23 | 2015-05-08 | 2015-05-08
SRP29520 | SREC Solar | WINANT |  | 10.2 | 0 | Residential | 0 | SOUTH AMBOY | 8879 | 11 | VIVINT SOLAR | JCP&L | No | Complete | 2014-09-29 | 2015-02-05 | 2015-02-09 | 2015-02-09
SRP29521 | SREC Solar | COUPE |  | 9.69 | 0 | Residential | 1 | WILLINGBORO | 8046 | 13 | VIVINT SOLAR | PSE&G BPU | No | Complete | 2014-09-29 | 2015-03-17 | 2015-03-30 | 2015-03-30
SRP29524 | SREC Solar | CONTINI |  | 11.22 | 0 | Residential | 1 | PARLIN | 8859 | 11 | VIVINT SOLAR | JCP&L | No | Complete | 2014-09-29 | 2015-02-17 | 2015-02-20 | 2015-02-20
SRP29525 | SREC Solar | PISKOWSKI |  | 5.355 | 0 | Residential | 1 | TOMS RIVER | 8757 | 18 | VIVINT SOLAR | JCP&L | No | Complete | 2014-09-29 | 2015-02-24 | 2015-03-03 | 2015-03-03
SRP29529 | SREC Solar | LENKIEWICZ |  | 7.65 | 0 | Residential | 1 | SOUTH AMBOY | 8879 | 11 | VIVINT SOLAR | JCP&L | No | QA SELECTED | 2014-09-29 | 2015-05-20
SRP29530 | SREC Solar | LITTLE |  | 2.55 | 0 | Residential | 1 | NEPTUNE | 7753 | 17 | VIVINT SOLAR | JCP&L | No | Complete | 2014-09-29 | 2015-03-19 | 2015-03-31 | 2015-03-31
SRP29533 | SREC Solar | TIRPAK |  | 4.59 | 0 | Residential | 1 | SOUTH AMBOY | 8879 | 11 | VIVINT SOLAR | JCP&L | No | Complete | 2014-09-29 | 2015-03-31 | 2015-04-14 | 2015-04-14
SRP29534 | SREC Solar | FIBRAIO |  | 5.865 | 0 | Residential | 1 | FORDS | 8863 | 11 | VIVINT SOLAR | PSE&G BPU | No | Complete | 2014-09-29 | 2015-03-12 | 2015-03-27 | 2015-03-27
SRP29535 | SREC Solar | WILFONG |  | 9.945 | 0 | Residential | 1 | LUMBERTON | 8048 | 13 | VIVINT SOLAR | PSE&G BPU | No | QA SELECTED | 2014-09-29 | 2015-04-28
SRP29543 | SREC Solar | HAGY |  | 6.12 | 0 | Residential | 1 | EDGEWATER PARK | 8010 | 13 | VIVINT SOLAR | PSE&G BPU | No | Complete | 2014-09-29 | 2015-02-05 | 2015-02-07 | 2015-02-07
SRP29544 | SREC Solar | FERNANDEZ |  | 1.53 | 0 | Residential | 1 | BERGENFIELD | 7621 | 7 | VIVINT SOLAR | PSE&G BPU | No | Complete | 2014-09-29 | 2015-01-28 | 2015-02-07 | 2015-02-07
SRP29545 | SREC Solar | CLARDY |  | 5.355 | 0 | Residential | 1 | LUMBERTON | 8048 | 13 | VIVINT SOLAR | PSE&G BPU | No | Complete | 2014-09-29 | 2015-03-04 | 2015-03-18 | 2015-03-18
SRP29546 | SREC Solar | BADRAN |  | 7.905 | 0 | Residential | 1 | CHERRY HILL | 8002 | 14 | VIVINT SOLAR | PSE&G BPU | No | Complete | 2014-09-29 | 2015-02-12 | 2015-02-16 | 2015-02-16
SRP29547 | SREC Solar | SMITH |  | 7.14 | 0 | Residential | 1 | WILLINGBORO | 8046 | 13 | VIVINT SOLAR | PSE&G BPU | No | Complete | 2014-09-29 | 2014-11-13 | 2014-12-02 | 2014-12-02
SRP29548 | SREC Solar | KELLY | KINSLEY LANDFILL | 11181.215 | 0 | Commercial |  | SEWELL | 8080 | 15 | SUNDURANCE ENERGY | PSE&G BPU | Yes | QC Selected | 2014-09-25 | 2014-12-29
SRP29549 | SREC Solar | JOYCE | PARKLANDS LANDFILL | 10135.455 | 0 | Commercial |  | BORDENTOWN | 8505 | 13 | SUNDURANCE ENERGY | PSE&G BPU | Yes | QC Selected | 2014-09-25 | 2014-12-29
SRP29550 | SREC Solar | TAYLOR |  | 7.95 | 0 | Residential | 1 | HARRISON TOWNSHIP | 8062 | 15 | SOLARCITY CORPORATION | AC Electric | No | QA SELECTED | 2014-09-29 | 2015-05-13
SRP29551 | SREC Solar | HOOSE |  | 10.965 | 0 | Residential | 1 | SWEDESBORO | 8085 | 15 | RCL ENTERPRISES INC. | AC Electric | No | Complete | 2014-09-29 | 2014-12-09 | 2014-12-16 | 2014-12-16
SRP29553 | SREC Solar | DE WATERS |  | 9.945 | 0 | Residential | 1 | CAPE MAY | 8204 | 21 | SOLARCITY CORPORATION | AC Electric | No | Complete | 2014-09-29 | 2015-01-16 | 2015-02-16 | 2015-02-16
SRP29554 | SREC Solar | GARREN |  | 10 | 0 | Residential | 1 | SOUTH ORANGE | 7079 | 9 | SOLARCITY CORPORATION | PSE&G BPU | No | Complete | 2014-09-29 | 2014-11-04 | 2014-11-12 | 2014-11-12
SRP29556 | SREC Solar | ARMOUR |  | 13.515 | 0 | Residential | 1 | BERLIN | 8009 | 14 | SOLARCITY CORPORATION | AC Electric | No | Complete | 2014-09-29 | 2015-01-22 | 2015-01-28 | 2015-01-28
SRP29558 | SREC Solar | BRYAN |  | 18.25 | 0 | Residential | 1 | LANDING | 7850 | 3 | SOLARCITY CORPORATION | JCP&L | No | Complete | 2014-09-29 | 2015-01-15 | 2015-01-30 | 2015-01-30
SRP29560 | SREC Solar | MARLIN JR |  | 20.5 | 0 | Residential | 1 | PEMBERTON | 8068 | 13 | SOLARCITY CORPORATION | JCP&L | No | Complete | 2014-09-29 | 2015-03-14 | 2015-04-10 | 2015-04-10
SRP29561 | SREC Solar | ULPANGE |  | 9.5 | 0 | Residential | 1 | OLD BRIDGE | 8857 | 11 | SOLARCITY CORPORATION | JCP&L | No | Complete | 2014-09-29 | 2015-04-14 | 2015-04-21 | 2015-04-21
SRP29562 | SREC Solar | HURWITZ |  | 5.25 | 0 | Residential | 1 | BERLIN TWP | 8091 | 14 | SOLARCITY CORPORATION | AC Electric | No | Complete | 2014-09-29 | 2015-02-10 | 2015-02-13 | 2015-02-13
SRP29563 | SREC Solar | RODESKY |  | 5.355 | 0 | Residential | 1 | OAKLYN | 8107 | 14 | TRINITY HEATING AND AIR | PSE&G BPU | No | Complete | 2014-09-29 | 2014-10-17 | 2014-10-29 | 2014-10-29
SRP29564 | SREC Solar | PUENTE |  | 6.48 | 0 | Residential | 1 | ELIZABETH | 7206 | 10 | TRINITY HEATING AND AIR | PSE&G BPU | No | Complete | 2014-09-29 | 2014-10-27 | 2014-11-05 | 2014-11-05
SRP29565 | SREC Solar | LAI |  | 9.69 | 0 | Residential | 1 | EGG HARBOR TWP | 8234 | 19 | TRINITY HEATING AND AIR | AC Electric | No | Complete | 2014-09-29 | 2014-12-01 | 2015-01-05 | 2015-01-05
SRP29566 | SREC Solar | WOLF |  | 6.63 | 0 | Residential | 1 | GALLOWAY | 8205 | 19 | ALLSEASON CONSTRUCTION | AC Electric | No | Complete | 2014-09-29 | 2015-03-20 | 2015-04-01 | 2015-04-01
SRP29567 | SREC Solar | VELEZ |  | 11.25 | 0 | Residential | 1 | BLOOMFIELD TWP | 7003 | 9 | SOLARCITY CORPORATION | PSE&G BPU | No | Complete | 2014-09-29 | 2015-03-31 | 2015-04-14 | 2015-04-14
SRP29568 | SREC Solar | CHEESEMAN |  | 10.71 | 0 | Residential | 1 | LAUREL SPRINGS | 8021 | 14 | SOLARCITY CORPORATION | AC Electric | No | Complete | 2014-09-29 | 2015-01-15 | 2015-02-16 | 2015-02-16
SRP29569 | SREC Solar | PROCHOV |  | 8.32 | 0 | Residential | 1 | MONTVILLE | 7045 | 3 | ROOF DIAGNOSTICS INC | JCP&L | No | Complete | 2014-09-29 | 2015-02-10 | 2015-02-12 | 2015-02-12
SRP29571 | SREC Solar | DODIG |  | 6.585 | 0 | Residential | 1 | NEPTUNE | 7753 | 17 | ROOF DIAGNOSTICS INC | JCP&L | No | Complete | 2014-09-29 | 2015-02-24 | 2015-03-04 | 2015-03-04
SRP29572 | SREC Solar | KERN |  | 7.975 | 0 | Residential | 1 | BAYVILLE | 8721 | 18 | ROOF DIAGNOSTICS INC | JCP&L | No | Complete | 2014-09-29 | 2015-04-03 | 2015-04-14 | 2015-04-14
SRP29574 | SREC Solar | NICOLAOU |  | 12.75 | 0 | Residential | 1 | MARLBORO | 7746 | 17 | PRO CUSTOM SOLAR | JCP&L | No | Complete | 2014-09-29 | 2015-01-30 | 2015-02-24 | 2015-02-24
SRP29575 | SREC Solar | PARIS |  | 11.28 | 0 | Residential | 1 | HACKETTSTOWN | 7840 | 2 | PRO CUSTOM SOLAR | JCP&L | No | Complete | 2014-09-29 | 2014-10-29 | 2014-11-11 | 2014-11-11
SRP29577 | SREC Solar | RUSSO |  | 8.16 | 0 | Residential | 1 | LITTLE EGG HARBOR | 8087 | 18 | EZNERGY LLC | AC Electric | No | Complete | 2014-10-03 | 2014-11-26 | 2014-12-11 | 2014-12-11
SRP29578 | SREC Solar | CALHOUN HOCKER |  | 4.59 | 0 | Residential | 1 | VENTNOR CITY | 8406 | 19 | ALLSEASON CONSTRUCTION | AC Electric | No | Complete | 2014-09-29 | 2015-04-10 | 2015-04-16 | 2015-04-16
SRP29579 | SREC Solar | DAVIDSON |  | 4.08 | 0 | Residential | 1 | BARNEGAT | 8005 | 18 | ALLSEASON CONSTRUCTION | AC Electric | No | Complete | 2014-09-29 | 2015-02-20 | 2015-03-03 | 2015-03-03
SRP29580 | SREC Solar | JOURDAN |  | 6.885 | 0 | Residential | 1 | GALLOWAY | 8205 | 19 | ALLSEASON CONSTRUCTION | AC Electric | No | Complete | 2014-09-29 | 2015-03-31 | 2015-05-14 | 2015-05-14
SRP29582 | SREC Solar | DEMARCO |  | 19.125 | 0 | Residential | 1 | PARSIPPANY | 7034 | 3 | ALLSEASON CONSTRUCTION | JCP&L | No | Complete | 2014-09-29 | 2015-03-06 | 2015-03-16 | 2015-03-16
SRP29585 | SREC Solar | QUINN |  | 13.005 | 0 | Residential | 1 | GOSHEN | 8218 | 21 | RCL ENTERPRISES INC. | AC Electric | No | Complete | 2014-09-29 | 2014-12-23 | 2015-01-09 | 2015-01-09
SRP29586 | SREC Solar | BECK |  | 10.455 | 0 | Residential | 1 | SOUTH DENNIS | 8245 | 21 | RCL ENTERPRISES INC. | AC Electric | No | Complete | 2014-09-29 | 2015-02-26 | 2015-04-09 | 2015-04-09
SRP29588 | SREC Solar | STOCKER |  | 16.575 | 0 | Residential | 1 | GREEN CREEK | 8219 | 21 | RCL ENTERPRISES INC. | AC Electric | No | Complete | 2014-09-29 | 2014-12-30 | 2015-01-14 | 2015-01-14
SRP29590 | SREC Solar | WILLIAMS |  | 12.24 | 0 | Residential | 1 | PILEGROVE | 8098 | 16 | RCL ENTERPRISES INC. | AC Electric | No | Complete | 2014-09-29 | 2014-12-23 | 2015-02-02 | 2015-02-02
SRP29591 | SREC Solar | MCTYRE |  | 14.28 | 0 | Residential | 1 | WOODSTOWN | 8098 | 16 | RCL ENTERPRISES INC. | AC Electric | No | Complete | 2014-09-29 | 2014-12-23 | 2015-02-02 | 2015-02-02
SRP29593 | SREC Solar | LEWIS |  | 27.84 | 0 | Residential | 1 | MEDFORD | 08055 | 13 | SOLAR ENERGY IS POWER INC. | AC Electric | No | Complete | 2014-09-29 | 2015-01-13 | 2015-01-30 | 2015-01-30
SRP29594 | SREC Solar | KINSELLA |  | 5.1 | 0 | Residential | 1 | WEST ORANGE | 7052 | 9 | ROOF DIAGNOSTICS INC | PSE&G BPU | No | Complete | 2014-09-29 | 2015-01-29 | 2015-02-03 | 2015-02-03
SRP29595 | SREC Solar | KEENUM |  | 6.63 | 0 | Residential | 1 | BRICK | 8724 | 18 | ROOF DIAGNOSTICS INC | JCP&L | No | Complete | 2014-09-29 | 2015-02-22 | 2015-03-27 | 2015-03-27
SRP29596 | SREC Solar | KUSANT |  | 9.99 | 0 | Residential | 1 | STOCKTON | 8559 | 4 | ROOF DIAGNOSTICS INC | JCP&L | No | Complete | 2014-09-29 | 2015-01-28 | 2015-04-15 | 2015-04-15
SRP29597 | SREC Solar | PILAPIL |  | 4.32 | 0 | Residential | 1 | FAIR LAWN | 7410 | 7 | ROOF DIAGNOSTICS INC | PSE&G BPU | No | Complete | 2014-09-29 | 2015-01-30 | 2015-02-05 | 2015-02-05
SRP29599 | SREC Solar | MARGHERITA |  | 6.63 | 0 | Residential | 1 | BARNEGAT | 8005 | 18 | ALLSEASON CONSTRUCTION | JCP&L | No | Complete | 2014-09-29 | 2015-03-31 | 2015-04-14 | 2015-04-14
SRP29600 | SREC Solar | STIEBINGER |  | 9.435 | 0 | Residential | 1 | CLERMONT | 8210 | 21 | RCL ENTERPRISES INC. | AC Electric | No | Complete | 2014-09-29 | 2014-12-30 | 2015-01-15 | 2015-01-15
SRP29603 | SREC Solar | MACNEIL |  | 4.08 | 0 | Residential | 1 | RIO GRANDE | 8242 | 21 | ALLSEASON CONSTRUCTION | AC Electric | No | Complete | 2014-09-29 | 2015-03-20 | 2015-04-01 | 2015-04-01
SRP29604 | SREC Solar | LEPINSKI |  | 8.98 | 0 | Residential | 1 | WHITING | 8759 | 18 | ROOF DIAGNOSTICS INC | JCP&L | No | Complete | 2014-09-29 | 2015-02-10 | 2015-03-17 | 2015-03-17
SRP29606 | SREC Solar | ROBINSON |  | 4.98 | 0 | Residential | 1 | WILLINGBORO | 8046 | 13 | ROOF DIAGNOSTICS INC | PSE&G BPU | No | Complete | 2014-09-29 | 2015-01-29 | 2015-02-03 | 2015-02-03
SRP29607 | SREC Solar | TAYLOR |  | 13.235 | 0 | Residential | 1 | SPARTA | 7871 | 1 | ROOF DIAGNOSTICS INC | JCP&L | No | Complete | 2014-09-29 | 2015-02-11 | 2015-04-15 | 2015-04-15
SRP29610 | SREC Solar | SIDANA |  | 6.12 | 0 | Residential | 1 | ISELIN | 8830 | 11 | ROOF DIAGNOSTICS INC | PSE&G BPU | No | Complete | 2014-09-29 | 2015-01-29 | 2015-03-20 | 2015-03-20
SRP29612 | SREC Solar | MAGUIRE |  | 11.07 | 0 | Residential | 1 | MANASQUAN | 8736 | 17 | ROOF DIAGNOSTICS INC | JCP&L | No | Complete | 2014-09-29 | 2015-02-10 | 2015-02-12 | 2015-02-12
SRP29614 | SREC Solar | DEGENNARO |  | 7.98 | 0 | Residential | 1 | CLARK | 7066 | 10 | ROOF DIAGNOSTICS INC | PSE&G BPU | No | Complete | 2014-09-29 | 2015-02-10 | 2015-02-12 | 2015-02-12
SRP29615 | SREC Solar | MCKEOWN |  | 2.94 | 0 | Residential | 1 | UNION BEACH | 7735 | 17 | GRID ALTERNATIVES | JCP&L | No | QC Selected | 2014-09-29 | 2015-04-21
SRP29616 | SREC Solar | HILLS |  | 5.4 | 0 | Residential | 1 | WEST DEPTFORD | 8066 | 15 | TRINITY HEATING AND AIR | PSE&G BPU | No | Complete | 2014-09-29 | 2014-11-13 | 2014-12-02 | 2014-12-02
SRP29618 | SREC Solar | DOUGLAS |  | 5.13 | 0 | Residential | 1 | EASTAMPTON | 8080 | 15 | TRINITY HEATING AND AIR | PSE&G BPU | No | Complete | 2014-09-29 | 2014-12-04 | 2014-12-17 | 2014-12-17
SRP29619 | SREC Solar | SCRANTON |  | 7.02 | 0 | Residential | 1 | MANAHAWKIN | 8050 | 18 | TRINITY HEATING AND AIR | AC Electric | No | Complete | 2014-09-29 | 2015-01-15 | 2015-01-26 | 2015-01-26
SRP29620 | SREC Solar | EISENBERG |  | 6.615 | 0 | Residential | 1 | JACKSON | 8527 | 18 | TRINITY HEATING AND AIR | JCP&L | No | Complete | 2014-09-29 | 2014-10-27 | 2014-11-05 | 2014-11-05
SRP29621 | SREC Solar | WARD |  | 12.75 | 0 | Residential | 0 | HEWITT | 7421 | 6 | TRINITY HEATING AND AIR | Orange & Rockland Elec | No | Complete | 2014-09-29 | 2014-12-30 | 2015-02-26 | 2015-02-26
SRP29622 | SREC Solar | MIHALEF |  | 11.55 | 0 | Residential | 0 | NORTH BRUNSWICK | 8902 | 11 | TRINITY HEATING AND AIR | PSE&G BPU | No | Complete | 2014-09-29 | 2015-02-24 | 2015-02-27 | 2015-02-27
SRP29624 | SREC Solar | AROMANDO |  | 11.61 | 0 | Residential | 1 | TOMS RIVER | 8753 | 18 | TRINITY HEATING AND AIR | JCP&L | No | Complete | 2014-09-29 | 2014-12-26 | 2015-01-09 | 2015-01-09
SRP29625 | SREC Solar | PERSUAD |  | 10.175 | 0 | Residential | 1 | JERSEY CITY | 7305 | 8 | TRINITY HEATING AND AIR | PSE&G BPU | No | Complete | 2014-09-29 | 2015-04-21 | 2015-04-30 | 2015-04-30
SRP29626 | SREC Solar | TRIMBOLI |  | 6.375 | 0 | Residential | 1 | BAYVILLE | 8721 | 18 | TRINITY HEATING AND AIR | JCP&L | No | Complete | 2014-09-29 | 2014-11-06 | 2014-11-24 | 2014-11-24
SRP29628 | SREC Solar | AVERY |  | 11.87 | 0 | Residential | 1 | CHERRY HILL | 8003 | 14 | ROOF DIAGNOSTICS INC | PSE&G BPU | No | Complete | 2014-09-29 | 2015-04-03 | 2015-04-14 | 2015-04-14
SRP29629 | SREC Solar | MCVEY |  | 4.98 | 0 | Residential | 1 | WEST ORANGE | 7052 | 9 | ROOF DIAGNOSTICS INC | PSE&G BPU | No | Complete | 2014-09-29 | 2015-01-29 | 2015-02-03 | 2015-02-03
SRP29630 | SREC Solar | DECRISTOFARO |  | 4.59 | 0 | Residential | 1 | WHITING | 8759 | 18 | TRINITY HEATING AND AIR | JCP&L | No | Complete | 2014-09-29 | 2014-11-06 | 2014-11-24 | 2014-11-24
SRP29631 | SREC Solar | TASSONI |  | 2.04 | 0 | Residential | 1 | TOMS RIVER | 8757 | 18 | TRINITY HEATING AND AIR | JCP&L | No | Complete | 2014-09-29 | 2014-11-11 | 2014-11-26 | 2014-11-26
SRP29632 | SREC Solar | MEYER |  | 12.75 | 0 | Residential | 1 | HOWELL | 7731 | 17 | TRINITY HEATING AND AIR | JCP&L | No | Complete | 2014-09-29 | 2014-11-19 | 2014-12-02 | 2014-12-02
SRP29635 | SREC Solar | APPELBAUM |  | 9.45 | 0 | Residential | 1 | SWEDESBORO | 8085 | 15 | TRINITY HEATING AND AIR | AC Electric | No | Complete | 2014-09-29 | 2014-12-08 | 2014-12-22 | 2014-12-22
SRP29636 | SREC Solar | MECKE |  | 10.235 | 0 | Residential | 1 | MULLICA HILL | 8062 | 15 | ROOF DIAGNOSTICS INC | AC Electric | No | Complete | 2014-09-29 | 2015-02-10 | 2015-02-12 | 2015-02-12
SRP29638 | SREC Solar | ACCREDITATO |  | 3.745 | 0 | Residential | 1 | BOUND BROOK | 8805 | 5 | ROOF DIAGNOSTICS INC | PSE&G BPU | No | Complete | 2014-09-29 | 2015-03-03 | 2015-03-18 | 2015-03-18
SRP29639 | SREC Solar | MYRO |  | 8.16 | 0 | Residential | 1 | VILLAS | 8251 | 21 | ALLSEASON CONSTRUCTION | AC Electric | No | Complete | 2014-09-29 | 2015-03-24 | 2015-04-03 | 2015-04-03
SRP29640 | SREC Solar | QUIGLEY |  | 9.835 | 0 | Residential | 1 | TOMS RIVER | 8757 | 18 | ROOF DIAGNOSTICS INC | JCP&L | No | Complete | 2014-09-29 | 2015-02-10 | 2015-02-12 | 2015-02-12
SRP29641 | SREC Solar | SMALLEY |  | 6.235 | 0 | Residential | 1 | SOUTH PLAINFIELD | 7080 | 11 | ROOF DIAGNOSTICS INC | PSE&G BPU | No | Complete | 2014-09-29 | 2015-03-03 | 2015-04-29 | 2015-04-29
SRP29642 | SREC Solar | ORLANDO |  | 7.29 | 0 | Residential | 1 | BRICK | 8724 | 18 | ROOF DIAGNOSTICS INC | JCP&L | No | Complete | 2014-09-29 | 2015-01-30 | 2015-02-05 | 2015-02-05
SRP29643 | SREC Solar | DECAMPOS |  | 9.18 | 0 | Residential | 1 | RAHWAY | 7065 | 10 | ROOF DIAGNOSTICS INC | PSE&G BPU | No | Complete | 2014-09-29 | 2015-01-15 | 2015-01-28 | 2015-01-28
SRP29645 | SREC Solar | MACFARLAND |  | 16.83 | 0 | Residential | 1 | BRIDGETON | 8302 | 20 | RCL ENTERPRISES INC. | AC Electric | No | Complete | 2014-09-29 | 2014-12-30 | 2015-02-10 | 2015-02-10
SRP29646 | SREC Solar | TAHAMONT |  | 5.04 | 0 | Residential | 0 | COLLINGSWOOD | 8108 | 14 | RCL ENTERPRISES INC. | PSE&G BPU | No | Complete | 2014-09-29 | 2015-01-23 | 2015-02-04 | 2015-02-04
SRP29648 | SREC Solar | ADAMCZYK |  | 7.49 | 0 | Residential | 1 | SUSSEX | 7461 | 1 | ROOF DIAGNOSTICS INC | JCP&L | No | Complete | 2014-09-29 | 2015-04-08 | 2015-04-20 | 2015-04-20
SRP29649 | SREC Solar | BECK |  | 4.59 | 0 | Residential | 1 | MT LAUREL | 8054 | 13 | ALLSEASON CONSTRUCTION | PSE&G BPU | No | Complete | 2014-09-29 | 2015-02-24 | 2015-03-04 | 2015-03-04
SRP29650 | SREC Solar | WYZGA |  | 5.61 | 0 | Residential | 1 | DOVER | 7801 | 3 | ROOF DIAGNOSTICS INC | JCP&L | No | Complete | 2014-09-29 | 2015-01-30 | 2015-02-05 | 2015-02-05
SRP29655 | SREC Solar | NAGY JR |  | 4.5 | 0 | Residential | 1 | SPRINGFIELD | 7081 | 10 | SOLARCITY CORPORATION | JCP&L | No | Complete | 2014-09-29 | 2015-02-22 | 2015-02-25 | 2015-02-25
SRP29657 | SREC Solar | MEASDAY |  | 4.75 | 0 | Residential | 1 | LIVINGSTON | 7039 | 9 | SOLARCITY CORPORATION | PSE&G BPU | No | Complete | 2014-09-29 | 2014-11-18 | 2015-02-06 | 2015-02-06
SRP29658 | SREC Solar | GERACE |  | 11.73 | 0 | Residential | 1 | MAYS LANDING | 8330 | 19 | ALLSEASON CONSTRUCTION | AC Electric | No | Complete | 2014-09-29 | 2015-04-03 | 2015-04-14 | 2015-04-14
SRP29660 | SREC Solar | FRANI |  | 6.885 | 0 | Residential | 1 | WHITING | 8759 | 18 | ACOS ENERGY, LLC | JCP&L | No | Complete | 2014-09-29 | 2014-11-26 | 2014-12-12 | 2014-12-12
SRP29661 | SREC Solar | DEPOMPEO |  | 19.5 | 0 | Residential | 1 | FAIR LAWN | 7410 | 7 | SOLARCITY CORPORATION | PSE&G BPU | No | Complete | 2014-09-29 | 2015-02-03 | 2015-02-05 | 2015-02-05
SRP29662 | SREC Solar | DENCKLAU |  | 10.455 | 0 | Residential | 1 | PISCATAWAY | 8854 | 11 | SEA BRIGHT SOLAR, LLC | PSE&G BPU | No | Complete | 2014-09-29 | 2015-02-24 | 2015-03-12 | 2015-03-12
SRP29663 | SREC Solar | BELLUSCI |  | 6.885 | 0 | Residential | 1 | CEDARVILLE | 8311 | 20 | SOLARCITY CORPORATION | AC Electric | No | Complete | 2014-09-29 | 2014-11-11 | 2014-11-26 | 2014-11-26
SRP29664 | SREC Solar | FOSTER |  | 13.407 | 0 | Residential | 1 | SICKLERVILLE | 8081 | 14 | SEA BRIGHT SOLAR, LLC | AC Electric | No | Complete | 2014-09-29 | 2015-02-12 | 2015-03-09 | 2015-03-09
SRP29666 | SREC Solar | BOSE |  | 9.43 | 0 | Residential | 0 | EDISON | 8820 | 11 | ECOMEN SOLAR LLC | PSE&G BPU | No | QA SELECTED | 2014-09-29 | 2015-05-20
SRP29668 | SREC Solar | HARRIS |  | 5.39 | 0 | Residential | 1 | BEACHWOOD | 8722 | 18 | SUNGEVITY, INC. | JCP&L | No | Complete | 2014-09-29 | 2014-12-04 | 2014-12-11 | 2014-12-11
SRP29669 | SREC Solar | DELGADO |  | 4.5 | 0 | Residential | 1 | NEW BRUNSWICK | 8901 | 11 | SOLARCITY CORPORATION | PSE&G BPU | No | Complete | 2014-09-29 | 2015-04-13 | 2015-04-20 | 2015-04-20
SRP29670 | SREC Solar | LISTER |  | 10.92 | 0 | Residential | 0 | STOCKTON | 8559 | 4 | MOORE ENERGY LLC. | JCP&L | No | Complete | 2014-09-29 | 2015-02-07 | 2015-03-27 | 2015-03-27
SRP29672 | SREC Solar | EMMONS |  | 5.67 | 0 | Residential | 0 | WARETOWN | 8758 | 18 | NJ SOLAR POWER, LLC | JCP&L | No | Complete | 2014-09-29 | 2014-11-07 | 2014-12-01 | 2014-12-01
SRP29674 | SREC Solar | PATTERSON |  | 15.48 | 0 | Residential | 0 | MONROEVILLE | 8343 | 16 | NJ SOLAR POWER, LLC | AC Electric | No | Complete | 2014-09-29 | 2014-11-13 | 2014-11-26 | 2014-11-26
SRP29675 | SREC Solar | LLANGOVAN |  | 9.945 | 0 | Residential | 0 | PRINCETON JUNCTION | 8550 | 12 | A CLEAR ALTERNATIVE, INC | PSE&G BPU | No | Complete | 2014-09-29 | 2014-12-19 | 2015-01-13 | 2015-01-13
SRP29676 | SREC Solar | GOSS |  | 13.965 | 0 | Residential | 1 | MONROEVILLE | 8343 | 16 | SUNGEVITY, INC. | AC Electric | No | QC Selected | 2014-09-29 | 2015-04-21
SRP29677 | SREC Solar | DEBENEDETTO |  | 14.28 | 0 | Residential | 1 | MANCHESTER | 8759 | 18 | ACOS ENERGY, LLC | AC Electric | No | Complete | 2014-09-29 | 2015-01-28 | 2015-03-17 | 2015-03-17
SRP29678 | SREC Solar | THOMPSON |  | 6.5 | 0 | Residential | 1 | PRINCETON | 8540 | 12 | SUNGEVITY, INC. | PSE&G BPU | No | Complete | 2014-09-29 | 2014-11-18 | 2014-12-02 | 2014-12-02
SRP29679 | SREC Solar | LEONE |  | 4.68 | 0 | Residential | 1 | SADDLE BROOK | 7663 | 7 | SUNGEVITY, INC. | PSE&G BPU | No | Complete | 2014-09-29 | 2015-02-07 | 2015-03-19 | 2015-03-19
SRP29680 | SREC Solar | CHOW |  | 12.48 | 0 | Residential | 1 | SKILLMAN | 8558 | 5 | SUNGEVITY, INC. | PSE&G BPU | No | Complete | 2014-09-29 | 2014-11-26 | 2015-01-19 | 2015-01-19
SRP29682 | SREC Solar | DUNCANSON |  | 8.085 | 0 | Residential | 1 | DORCHESTER | 8314 | 20 | SUNGEVITY, INC. | AC Electric | No | Complete | 2014-09-29 | 2014-11-26 | 2014-12-11 | 2014-12-11
SRP29683 | SREC Solar | MILETTA |  | 9 | 0 | Residential | 1 | BRIDGETON | 8302 | 20 | SUN UP ZERO DOWN | AC Electric | No | Complete | 2014-09-29 | 2014-11-20 | 2014-12-04 | 2014-12-04
SRP29684 | SREC Solar | TONG |  | 10.455 | 0 | Residential | 1 | HAZLET | 7730 | 17 | VIVINT SOLAR | JCP&L | No | Complete | 2014-10-03 | 2015-03-31 | 2015-04-14 | 2015-04-14
SRP29685 | SREC Solar | SILVA |  | 6.375 | 0 | Residential | 1 | COLONIA | 7067 | 10 | VIVINT SOLAR | PSE&G BPU | No | Complete | 2014-10-03 | 2015-05-14 | 2015-05-22 | 2015-05-22
SRP29686 | SREC Solar | BUZZELL |  | 6.375 | 0 | Residential | 1 | TOMS RIVER | 8757 | 18 | VIVINT SOLAR | JCP&L | No | Complete | 2014-10-03 | 2015-04-22 | 2015-05-08 | 2015-05-08
SRP29687 | SREC Solar | SELMAN |  | 4.335 | 0 | Residential | 1 | PENNSAUKEN | 8109 | 14 | VIVINT SOLAR | PSE&G BPU | No | Complete | 2014-10-03 | 2015-04-28 | 2015-05-15 | 2015-05-15
SRP29691 | SREC Solar | PELOSI |  | 6.375 | 0 | Residential | 1 | OLD BRIDGE | 8857 | 11 | VIVINT SOLAR | JCP&L | No | QC Selected | 2014-10-03 | 2015-05-14
SRP29692 | SREC Solar | CORTES |  | 7.14 | 0 | Residential | 1 | PARLIN | 8859 | 11 | VIVINT SOLAR | JCP&L | No | Complete | 2014-10-03 | 2015-02-17 | 2015-02-26 | 2015-02-26
SRP29694 | SREC Solar | CONTE |  | 11.985 | 0 | Residential | 1 | OLD BRIDGE | 8857 | 11 | VIVINT SOLAR | JCP&L | No | Complete | 2014-10-03 | 2015-05-13 | 2015-05-27 | 2015-05-27
SRP29698 | SREC Solar | RIZZO |  | 11.22 | 0 | Residential | 1 | FAIRFIELD | 7004 | 9 | VIVINT SOLAR | PSE&G BPU | No | Complete | 2014-10-03 | 2015-05-11 | 2015-05-21 | 2015-05-21
SRP29699 | SREC Solar | HAMILTON |  | 4.845 | 0 | Residential | 1 | RUNNEMEDE | 8078 | 14 | VIVINT SOLAR | PSE&G BPU | No | Complete | 2014-10-03 | 2015-02-17 | 2015-02-26 | 2015-02-26
SRP29701 | SREC Solar | JOHNSEN |  | 8.415 | 0 | Residential | 1 | RUMSON | 7760 | 17 | VIVINT SOLAR | JCP&L | No | Complete | 2014-10-03 | 2015-03-04 | 2015-03-17 | 2015-03-17
SRP29702 | SREC Solar | MOLINA |  | 7.905 | 0 | Residential | 1 | SAYREVILLE | 8872 | 11 | VIVINT SOLAR | JCP&L | No | QA SELECTED | 2014-10-03 | 2015-05-20
SRP29703 | SREC Solar | MORGAN |  | 8.16 | 0 | Residential | 1 | ALPHA | 8865 | 2 | TRINITY HEATING AND AIR | JCP&L | No | Complete | 2014-10-03 | 2014-11-06 | 2014-11-24 | 2014-11-24
SRP29704 | SREC Solar | WEINER |  | 11.73 | 0 | Residential | 1 | TOMS RIVER | 8753 | 18 | VIVINT SOLAR | JCP&L | No | Complete | 2014-10-03 | 2015-05-11 | 2015-05-21 | 2015-05-21
SRP29706 | SREC Solar | TRZASKOS |  | 4.59 | 0 | Residential | 1 | AVENEL | 7001 | 11 | VIVINT SOLAR | PSE&G BPU | No | Complete | 2014-10-03 | 2015-02-12 | 2015-02-16 | 2015-02-16
SRP29707 | SREC Solar | DAVIS |  | 8.925 | 0 | Residential | 1 | SAYREVILLE | 8872 | 11 | VIVINT SOLAR | JCP&L | No | Complete | 2014-10-03 | 2015-02-05 | 2015-02-07 | 2015-02-07
SRP29709 | SREC Solar | BERGER |  | 7.65 | 0 | Residential | 1 | MANVILLE | 8835 | 5 | VIVINT SOLAR | PSE&G BPU | No | Complete | 2014-10-03 | 2015-02-07 | 2015-03-09 | 2015-03-09
SRP29710 | SREC Solar | BITACOLO |  | 9.18 | 0 | Residential | 1 | OLD BRIDGE | 8857 | 11 | VIVINT SOLAR | JCP&L | No | QA SELECTED | 2014-10-03 | 2015-05-20
SRP29712 | SREC Solar | BRESOCNIK |  | 7.14 | 0 | Residential | 1 | OLD BRIDGE | 8857 | 11 | VIVINT SOLAR | JCP&L | No | Complete | 2014-10-03 | 2015-04-07 | 2015-04-20 | 2015-04-20
SRP29714 | SREC Solar | BUTALA |  | 5.1 | 0 | Residential | 1 | TOMS RIVER | 8753 | 18 | VIVINT SOLAR | JCP&L | No | Complete | 2014-10-03 | 2015-02-07 | 2015-03-17 | 2015-03-17
SRP29715 | SREC Solar | THOMPSON |  | 6.12 | 0 | Residential | 1 | WILLINGBORO | 8046 | 13 | VIVINT SOLAR | PSE&G BPU | No | Complete | 2014-10-03 | 2014-12-17 | 2015-01-05 | 2015-01-05
SRP29718 | SREC Solar | SEARLE |  | 12.24 | 0 | Residential | 1 | FAIRFIELD | 7004 | 9 | VIVINT SOLAR | PSE&G BPU | No | Complete | 2014-10-03 | 2014-12-19 | 2015-01-06 | 2015-01-06
SRP29719 | SREC Solar | SITKOWSKI |  | 4.335 | 0 | Residential | 1 | PENNSAUKEN | 8109 | 14 | VIVINT SOLAR | PSE&G BPU | No | Complete | 2014-10-03 | 2015-04-02 | 2015-04-13 | 2015-04-13
SRP29720 | SREC Solar | SWEETMAN |  | 8.415 | 0 | Residential | 1 | FAIRFIELD | 7004 | 9 | VIVINT SOLAR | PSE&G BPU | No | Complete | 2014-10-03 | 2015-04-22 | 2015-04-30 | 2015-04-30
SRP29722 | SREC Solar | BEDIGIAN |  | 5.61 | 0 | Residential | 1 | FAIRFIELD | 7004 | 9 | VIVINT SOLAR | PSE&G BPU | No | Complete | 2014-10-03 | 2014-11-19 | 2014-12-02 | 2014-12-02
SRP29724 | SREC Solar | MORRILL | EXTRA SPACE STORAGE | 145.86 | 0 | Commercial | 1 | WATCHUNG | 7069 | 5 | SAFARI ENERGY LLC | PSE&G BPU | No | QC Selected | 2014-10-03 | 2015-04-28
SRP29730 | SREC Solar | REBILAS |  | 8.415 | 0 | Residential | 1 | PENNSAUKEN | 8109 | 14 | VIVINT SOLAR | PSE&G BPU | No | Complete | 2014-10-03 | 2015-02-24 | 2015-04-06 | 2015-04-06
SRP29734 | SREC Solar | CRESCENZO |  | 10.2 | 0 | Residential | 0 | FAIRFIELD | 7004 | 9 | VIVINT SOLAR | PSE&G BPU | No | Complete | 2014-10-03 | 2015-03-04 | 2015-03-20 | 2015-03-20
SRP29735 | SREC Solar | NGUYEN |  | 4.08 | 0 | Residential | 1 | WHARTON | 7885 | 3 | VIVINT SOLAR | JCP&L | No | Complete | 2014-10-03 | 2014-12-19 | 2015-01-07 | 2015-01-07
SRP29736 | SREC Solar | BREIER |  | 13.005 | 0 | Residential | 1 | FAIRFIELD | 7004 | 9 | VIVINT SOLAR | PSE&G BPU | No | Complete | 2014-10-03 | 2015-02-12 | 2015-04-22 | 2015-04-22
SRP29738 | SREC Solar | CAPRA |  | 11.22 | 0 | Residential | 1 | FAIRFIELD | 7004 | 9 | VIVINT SOLAR | PSE&G BPU | No | Complete | 2014-10-03 | 2015-02-17 | 2015-02-26 | 2015-02-26
SRP29739 | SREC Solar | CASSIDY |  | 8.16 | 0 | Residential | 1 | FLANDERS | 7836 | 3 | VIVINT SOLAR | JCP&L | No | Complete | 2014-10-03 | 2015-03-10 | 2015-03-25 | 2015-03-25
SRP29741 | SREC Solar | FIGUEROA |  | 6.12 | 0 | Residential | 1 | WESTAMPTON | 8060 | 13 | VIVINT SOLAR | PSE&G BPU | No | Complete | 2014-10-03 | 2015-02-10 | 2015-02-13 | 2015-02-13
SRP29743 | SREC Solar | DOOLEY | TARGET STORES INC. | 550.8 | 0 | Commercial | 1 | MONMOUTH JCT | 8852 | 11 | GREENSKIES RENEWABLE ENERGY LLC | PSE&G BPU | No | Complete | 2014-10-02 | 2014-11-20 | 2014-12-22 | 2014-12-22
SRP29745 | SREC Solar | BIXBY |  | 6.63 | 0 | Residential | 1 | GLASSBORO | 8028 | 15 | SOLARCITY CORPORATION | AC Electric | No | Complete | 2014-10-03 | 2014-11-13 | 2014-12-22 | 2014-12-22
SRP29746 | SREC Solar | CUFF |  | 3 | 0 | Residential | 1 | KEPORT | 7735 | 17 | SOLARCITY CORPORATION | JCP&L | No | Complete | 2014-10-03 | 2015-02-25 | 2015-03-11 | 2015-03-11
SRP29747 | SREC Solar | WILLIAMS |  | 6.885 | 0 | Residential | 1 | LAWNSIDE | 8045 | 14 | SOLARCITY CORPORATION | PSE&G BPU | No | Complete | 2014-10-03 | 2014-11-05 | 2014-11-20 | 2014-11-20
SRP29748 | SREC Solar | DILKS |  | 3.06 | 0 | Residential | 1 | COLLINGSWOOD | 8108 | 14 | SOLARCITY CORPORATION | PSE&G BPU | No | Complete | 2014-10-03 | 2014-11-11 | 2014-11-26 | 2014-11-26
SRP29749 | SREC Solar | RUBENSTEIN |  | 11 | 0 | Residential | 1 | BARNEGAT TOWNSHIP | 8005 | 18 | SOLARCITY CORPORATION | JCP&L | No | Complete | 2014-10-03 | 2014-11-11 | 2014-11-21 | 2014-11-21
SRP29750 | SREC Solar | DOOLEY | TARGET STORES INC. | 350.46 | 0 | Commercial | 1 | EDISON | 8837 | 11 | GREENSKIES RENEWABLE ENERGY LLC | PSE&G BPU | No | Complete | 2014-10-02 | 2014-12-22 | 2015-01-07 | 2015-01-07
SRP29751 | SREC Solar | DOOLEY | TARGET STORES INC. | 468.72 | 0 | Commercial | 1 | EVESHAM | 8053 | 13 | GREENSKIES RENEWABLE ENERGY LLC | PSE&G BPU | No | Complete | 2014-10-02 | 2014-12-12 | 2014-12-23 | 2014-12-23
SRP29752 | SREC Solar | KRISHNAMURTHY |  | 8.75 | 0 | Residential | 1 | SOUTH BRUNSWICK | 8810 | 11 | SOLARCITY CORPORATION | PSE&G BPU | No | Complete | 2014-10-03 | 2014-11-26 | 2014-12-26 | 2014-12-26
SRP29754 | SREC Solar | DOOLEY | TARGET STORES INC. | 615.6 | 0 | Commercial | 1 | CLIFTON | 7014 | 6 | GREENSKIES RENEWABLE ENERGY LLC | PSE&G BPU | No | Complete | 2014-10-02 | 2014-10-28 | 2014-12-02 | 2014-12-02
SRP29756 | SREC Solar | DOOLEY | TARGET STORES INC. | 569.16 | 0 | Commercial | 1 | VAUXHALL | 7088 | 10 | GREENSKIES RENEWABLE ENERGY LLC | PSE&G BPU | No | Complete | 2014-10-02 | 2014-10-28 | 2014-11-26 | 2014-11-26
SRP29757 | SREC Solar | AHMED |  | 9 | 0 | Residential | 0 | MARMORA | 8223 | 21 | SUN UP ZERO DOWN | AC Electric | No | Complete | 2014-10-03 | 2014-12-08 | 2014-12-11 | 2014-12-11
SRP29758 | SREC Solar | DOOLEY | TARGET STORES INC. | 559.98 | 0 | Commercial | 1 | NORTH BERGEN | 7047 | 8 | GREENSKIES RENEWABLE ENERGY LLC | PSE&G BPU | No | Complete | 2014-10-02 | 2014-12-10 | 2014-12-23 | 2014-12-23
SRP29761 | SREC Solar | BOONE |  | 12.75 | 0 | Residential | 1 | GLOUCESTER TOWNSHIP | 8081 | 14 | SOLARCITY CORPORATION | AC Electric | No | QA SELECTED | 2014-10-03 | 2015-05-19
SRP29762 | SREC Solar | DOOLEY | TARGET STORES INC. | 527.04 | 0 | Commercial | 1 | FAIRFIELD | 7004 | 9 | GREENSKIES RENEWABLE ENERGY LLC | PSE&G BPU | No | Complete | 2014-10-02 | 2014-11-21 | 2014-12-12 | 2014-12-12
SRP29763 | SREC Solar | DAVIS |  | 5.865 | 0 | Residential | 1 | GALLOWAY | 8205 | 19 | SOLARCITY CORPORATION | AC Electric | No | Complete | 2014-10-03 | 2015-02-10 | 2015-02-13 | 2015-02-13
SRP29764 | SREC Solar | DOOLEY | TARGET STORES INC. | 446.04 | 0 | Commercial | 1 | UNION | 7083 | 10 | GREENSKIES RENEWABLE ENERGY LLC | PSE&G BPU | No | Complete | 2014-10-02 | 2014-11-21 | 2014-12-12 | 2014-12-12
SRP29765 | SREC Solar | DOOLEY | TARGET STORES INC. | 550.8 | 0 | Residential | 1 | SOUTH PLAINFIELD | 7080 | 11 | GREENSKIES RENEWABLE ENERGY LLC | PSE&G BPU | No | Complete | 2014-10-02 | 2014-11-21 | 2014-12-12 | 2014-12-12
SRP29766 | SREC Solar | DOOLEY | TARGET STORES INC. | 518.4 | 0 | Commercial | 1 | PRINCETON | 8540 | 12 | GREENSKIES RENEWABLE ENERGY LLC | PSE&G BPU | No | Complete | 2014-10-02 | 2014-11-21 | 2014-12-22 | 2014-12-22
SRP29767 | SREC Solar | DOOLEY | TARGET STORES INC. | 658.8 | 0 | Commercial | 1 | HACKETTSTOWN | 7840 | 2 | GREENSKIES RENEWABLE ENERGY LLC | JCP&L | No | Complete | 2014-10-02 | 2014-10-28 | 2014-11-06 | 2014-11-06
SRP29768 | SREC Solar | GREENHOUSE |  | 6.25 | 0 | Residential | 1 | MONTGOMERY | 8558 | 5 | SOLARCITY CORPORATION | PSE&G BPU | No | Complete | 2014-10-03 | 2015-02-06 | 2015-02-11 | 2015-02-11
SRP29769 | SREC Solar | DOOLEY | TARGET STORES INC. | 550.8 | 0 | Commercial | 1 | CLARK | 7066 | 10 | GREENSKIES RENEWABLE ENERGY LLC | PSE&G BPU | No | Complete | 2014-10-02 | 2014-10-29 | 2014-11-06 | 2014-11-06
SRP29770 | SREC Solar | DOOLEY | TARGET STORES INC | 691.74 | 0 | Commercial | 1 | ROCKAWAY | 7856 | 3 | GREENSKIES RENEWABLE ENERGY LLC | PSE&G BPU | No | Complete | 2014-10-02 | 2014-10-28 | 2014-11-06 | 2014-11-06
SRP29771 | SREC Solar | DOOLEY | TARGET STORES INC. | 658.8 | 0 | Commercial | 1 | NORTH BRUNSWICK | 8902 | 11 | GREENSKIES RENEWABLE ENERGY LLC | PSE&G BPU | No | Complete | 2014-10-02 | 2014-10-28 | 2014-11-06 | 2014-11-06
SRP29772 | SREC Solar | SIMIONE |  | 2.1 | 0 | Residential | 1 | PT PLEASANT | 8742 | 18 | WHITMAN CONSTRUCTION | JCP&L | No | Complete | 2014-10-03 | 2015-01-20 | 2015-02-16 | 2015-02-16
SRP29774 | SREC Solar | COVELY |  | 8.46 | 0 | Residential | 1 | WESTVILLE | 8093 | 15 | CODE GREEN SOLAR, LLC | PSE&G BPU | No | Complete | 2014-10-03 | 2015-05-08 | 2015-05-18 | 2015-05-18
SRP29775 | SREC Solar | CHOW |  | 5 | 0 | Residential | 1 | BORDENTOWN | 8505 | 13 | SUNGEVITY, INC. | PSE&G BPU | No | Complete | 2014-10-03 | 2014-10-31 | 2014-11-10 | 2014-11-10
SRP29776 | SREC Solar | CASEY |  | 9.945 | 0 | Residential | 1 | WHITING | 8759 | 18 | NJR HOME SERVICES | JCP&L | No | Complete | 2014-10-03 | 2014-12-30 | 2015-01-19 | 2015-01-19
SRP29777 | SREC Solar | DIAZ |  | 6.615 | 0 | Residential | 1 | SUCCASUNNA | 7876 | 3 | SUNGEVITY, INC. | JCP&L | No | Complete | 2014-10-03 | 2014-10-31 | 2015-01-13 | 2015-01-13
SRP29778 | SREC Solar | HOOLAHAN |  | 7 | 0 | Residential | 1 | WILLIAMSTOWN | 8094 | 15 | SUNGEVITY, INC. | AC Electric | No | Complete | 2014-10-03 | 2015-04-13 | 2015-04-20 | 2015-04-20
SRP29779 | SREC Solar | MEHNER |  | 11.5 | 0 | Residential | 1 | BARNEGAT | 8005 | 18 | SUNGEVITY, INC. | JCP&L | No | Complete | 2014-10-03 | 2014-11-04 | 2014-12-01 | 2014-12-01
SRP29780 | SREC Solar | MOHRMANN |  | 8.06 | 0 | Residential | 1 | WEST BERLIN | 8091 | 14 | SUNGEVITY, INC. | AC Electric | No | Complete | 2014-10-03 | 2014-11-04 | 2014-11-12 | 2014-11-12
SRP29781 | SREC Solar | BURKE |  | 11.27 | 0 | Residential | 1 | SOUTHAMPTON | 8088 | 13 | SUNGEVITY, INC. | PSE&G BPU | No | Complete | 2014-10-03 | 2014-12-19 | 2015-01-06 | 2015-01-06
SRP29782 | SREC Solar | BRAGEN |  | 7.595 | 0 | Residential | 1 | TOMS RIVER | 8753 | 18 | SUNGEVITY, INC. | JCP&L | No | Complete | 2014-10-03 | 2014-11-11 | 2014-11-21 | 2014-11-21
SRP29784 | SREC Solar | LAMOND |  | 6 | 0 | Residential | 1 | BLOOMFIELD | 7003 | 9 | ASTRUM SOLAR, LLC | PSE&G BPU | No | Complete | 2014-10-03 | 2015-03-02 | 2015-03-11 | 2015-03-11
SRP29786 | SREC Solar | COLLINS |  | 8.58 | 0 | Residential | 1 | BURLINGTON | 8016 | 13 | SUNGEVITY, INC. | PSE&G BPU | No | Complete | 2014-10-03 | 2014-11-03 | 2014-11-26 | 2014-11-26
SRP29787 | SREC Solar | NARULA |  | 6.86 | 0 | Residential | 1 | BELLE MEAD | 8502 | 5 | SUNGEVITY, INC. | PSE&G BPU | No | Complete | 2014-10-03 | 2014-11-04 | 2014-11-12 | 2014-11-12
SRP29788 | SREC Solar | SENDLER |  | 11.22 | 0 | Residential | 1 | NORTH CAPE MAY | 8204 | 21 | RCL ENTERPRISES INC. | AC Electric | No | Complete | 2014-10-03 | 2015-01-15 | 2015-01-26 | 2015-01-26
SRP29789 | SREC Solar | SINNERARD |  | 9.945 | 0 | Residential | 1 | NORTH CAPE MAY | 8204 | 21 | RCL ENTERPRISES INC. | AC Electric | No | Complete | 2014-10-03 | 2015-04-15 | 2015-04-23 | 2015-04-23
SRP29790 | SREC Solar | GARBUTT |  | 8.415 | 0 | Residential | 1 | EGG HARBOR CITY | 8215 | 19 | ACOS ENERGY, LLC | AC Electric | No | Complete | 2014-10-03 | 2014-11-20 | 2014-12-26 | 2014-12-26
SRP29791 | SREC Solar | WATERS |  | 8.82 | 0 | Residential | 1 | PLEASANTVILLE | 8232 | 19 | SUNGEVITY, INC. | AC Electric | No | Complete | 2014-10-03 | 2014-11-11 | 2014-12-04 | 2014-12-04
SRP29795 | SREC Solar | DUNN |  | 5.355 | 0 | Residential | 1 | EGG HARBOR TOWNSHIP | 8234 | 19 | SOLARCITY CORPORATION | AC Electric | No | Complete | 2014-10-03 | 2015-01-16 | 2015-02-04 | 2015-02-04
SRP29797 | SREC Solar | WEIDEL |  | 15 | 0 | Residential | 1 | PENNINGTON | 8534 | 12 | GEORGE J KELLER & SONS | JCP&L | No | QA SELECTED | 2014-10-03 | 2015-05-27
SRP29799 | SREC Solar | SCHMIDT |  | 10.965 | 0 | Residential | 0 | SOUTHAMPTON | 8088 | 13 | POWELL ENERGY AND SOLAR | PSE&G BPU | No | Complete | 2014-10-03 | 2014-12-09 | 2015-01-05 | 2015-01-05
SRP29800 | SREC Solar | STAMPFEL |  | 10.2 | 0 | Residential | 1 | TOMS RIVER | 8757 | 18 | RELIABLE POWER SERVICES, INC. | JCP&L | No | Complete | 2014-10-03 | 2014-11-19 | 2014-12-04 | 2014-12-04
SRP29802 | SREC Solar | MEJIA |  | 4.75 | 0 | Residential | 1 | EHT | 8234 | 19 | SOLARCITY CORPORATION | AC Electric | No | Complete | 2014-10-03 | 2015-01-15 | 2015-01-30 | 2015-01-30
SRP29803 | SREC Solar | FAHY |  | 3.825 | 0 | Residential | 1 | BELLMAWR | 8031 | 14 | SOLARCITY CORPORATION | PSE&G BPU | No | Complete | 2014-10-06 | 2015-01-28 | 2015-02-04 | 2015-02-04
SRP29805 | SREC Solar | MORRILL | EXTRA SPACE | 159.12 | 0 | Commercial | 1 | UNION | 7083 | 10 | SAFARI ENERGY LLC | PSE&G BPU | No | QC Selected | 2014-10-03 | 2015-04-28
SRP29807 | SREC Solar | CHESTNUT |  | 11.475 | 0 | Residential | 1 | CAPE MAY | 8204 | 21 | SOLARCITY CORPORATION | AC Electric | No | Complete | 2014-10-03 | 2015-05-13 | 2015-05-20 | 2015-05-20
SRP29808 | SREC Solar | AUZINGER |  | 11.5 | 0 | Residential | 1 | HILLSBOROUGH TWP | 8844 | 5 | SOLARCITY CORPORATION | JCP&L | No | Complete | 2014-10-03 | 2014-11-18 | 2014-12-04 | 2014-12-04
SRP29810 | SREC Solar | PIZZUTILLO |  | 5.865 | 0 | Residential | 1 | EVESHAM TWP | 8053 | 13 | SOLARCITY CORPORATION | PSE&G BPU | No | Complete | 2014-10-03 | 2014-11-05 | 2014-12-26 | 2014-12-26
SRP29813 | SREC Solar | BETANCOURT |  | 11.76 | 0 | Residential | 1 | ABERDEEN | 7747 | 17 | SUNGEVITY, INC. | JCP&L | No | Complete | 2014-10-03 | 2014-10-24 | 2014-11-05 | 2014-11-05
SRP29814 | SREC Solar | ANDRADE |  | 9.555 | 0 | Residential | 1 | TOMS RIVER | 8753 | 18 | SUNGEVITY, INC. | JCP&L | No | Complete | 2014-10-03 | 2014-11-11 | 2014-12-29 | 2014-12-29
SRP29815 | SREC Solar | BAGABALDO |  | 8.33 | 0 | Residential | 1 | BAYVILLE | 8721 | 18 | SUNGEVITY, INC. | JCP&L | No | Complete | 2014-10-03 | 2014-10-28 | 2014-11-13 | 2014-11-13
SRP29819 | SREC Solar | MAROTTE |  | 13.25 | 0 | Residential | 1 | EDISON | 8820 | 11 | SOLARCITY CORPORATION | PSE&G BPU | No | Complete | 2014-10-03 | 2015-02-25 | 2015-03-11 | 2015-03-11
SRP29823 | SREC Solar | SHALABY |  | 6.75 | 0 | Residential | 1 | LAKE HOPATCONG | 7849 | 3 | SOLARCITY CORPORATION | JCP&L | No | Complete | 2014-10-03 | 2015-01-30 | 2015-02-09 | 2015-02-09
SRP29825 | SREC Solar | MILES |  | 8.925 | 0 | Residential | 1 | WOODBURY | 8096 | 15 | TRINITY HEATING AND AIR | PSE&G BPU | No | Complete | 2014-10-03 | 2015-03-31 | 2015-04-07 | 2015-04-07
SRP29827 | SREC Solar | RAMOS |  | 6.188 | 0 | Residential | 1 | PARSIPPANY | 7054 | 3 | WHITMAN CONSTRUCTION | JCP&L | No | Complete | 2014-10-03 | 2014-12-23 | 2015-01-07 | 2015-01-07
SRP29829 | SREC Solar | PRIBULA |  | 6.12 | 0 | Residential | 1 | MANCHESTER | 8757 | 18 | RELIABLE POWER SERVICES, INC. | JCP&L | No | Complete | 2014-10-03 | 2014-11-13 | 2014-12-02 | 2014-12-02
SRP29830 | SREC Solar | CAMPBELL |  | 8.415 | 0 | Residential | 1 | MILLVILLE | 8332 | 20 | SEA BRIGHT SOLAR, LLC | AC Electric | No | Complete | 2014-10-03 | 2014-12-30 | 2015-02-10 | 2015-02-10
SRP29831 | SREC Solar | TULLY |  | 12.985 | 0 | Residential | 1 | HILLSBOROUGH | 8844 | 5 | SUNGEVITY, INC. | PSE&G BPU | No | Complete | 2014-10-03 | 2014-11-12 | 2014-11-26 | 2014-11-26
SRP29832 | SREC Solar | SMITH SR |  | 7 | 0 | Residential | 1 | PISCATAWAY | 8854 | 11 | SUNGEVITY, INC. | PSE&G BPU | No | Complete | 2014-10-03 | 2014-11-05 | 2014-11-20 | 2014-11-20
SRP29833 | SREC Solar | LARKIN |  | 6.86 | 0 | Residential | 1 | MARMORA | 8223 | 21 | SUNGEVITY, INC. | AC Electric | No | Complete | 2014-10-03 | 2014-12-10 | 2015-02-02 | 2015-02-02
SRP29834 | SREC Solar | KRAMER |  | 8.25 | 0 | Residential | 1 | ROCKAWAY | 7866 | 3 | SUNGEVITY, INC. | JCP&L | No | Complete | 2014-10-03 | 2015-02-23 | 2015-03-03 | 2015-03-03
SRP29835 | SREC Solar | LESSING |  | 9.805 | 0 | Residential | 1 | MANVILLE | 8835 | 5 | ASTRUM SOLAR, LLC | PSE&G BPU | No | Complete | 2014-10-03 | 2014-11-12 | 2014-11-26 | 2014-11-26
SRP29836 | SREC Solar | PACIFICO |  | 5.5 | 0 | Residential | 1 | DEL HAVEN | 8251 | 21 | ASTRUM SOLAR, LLC | AC Electric | No | Complete | 2014-10-03 | 2014-11-20 | 2014-12-04 | 2014-12-04
SRP29837 | SREC Solar | BARRACLIFFE |  | 8.75 | 0 | Residential | 1 | CHERRY HILL | 8002 | 14 | CODE GREEN SOLAR, LLC | PSE&G BPU | No | Complete | 2014-10-03 | 2015-04-29 | 2015-05-18 | 2015-05-18
SRP29838 | SREC Solar | CARLSON |  | 5.745 | 0 | Residential | 1 | FORDS | 8863 | 11 | ROOF DIAGNOSTICS INC | PSE&G BPU | No | Complete | 2014-10-03 | 2015-02-10 | 2015-03-09 | 2015-03-09
SRP29839 | SREC Solar | HOFF |  | 8.16 | 0 | Residential | 1 | PARLIN | 8859 | 11 | ROOF DIAGNOSTICS INC | JCP&L | No | Complete | 2014-10-03 | 2015-01-29 | 2015-02-03 | 2015-02-03
SRP29846 | SREC Solar | SKROBALA |  | 4.5 | 0 | Residential | 1 | BASKING RIDGE | 7920 | 5 | SOLARCITY CORPORATION | JCP&L | No | Complete | 2014-10-03 | 2014-11-11 | 2014-12-29 | 2014-12-29
SRP29849 | SREC Solar | ZAKLAMA |  | 11.825 | 0 | Residential | 0 | HASBROUCK HEIGHTS | 7604 | 7 | SOLAR HOME NJ LLC | PSE&G BPU | No | Complete | 2014-10-03 | 2015-02-22 | 2015-02-25 | 2015-02-25
SRP29850 | SREC Solar | HAMILTON |  | 8.75 | 0 | Residential | 0 | ROEBLING | 8854 | 11 | ASTRUM SOLAR, LLC | PSE&G BPU | No | Complete | 2014-10-03 | 2014-12-01 | 2015-02-03 | 2015-02-03
SRP29851 | SREC Solar | MCCOY |  | 1.89 | 0 | Residential | 0 | MAPLEWOOD | 7040 | 9 | ASTRUM SOLAR, LLC | PSE&G BPU | No | Complete | 2014-10-03 | 2015-02-12 | 2015-02-16 | 2015-02-16
SRP29852 | SREC Solar | EL-SHERBINI |  | 7.25 | 0 | Residential | 1 | CARTERET | 7088 | 10 | ASTRUM SOLAR, LLC | PSE&G BPU | No | Complete | 2014-10-03 | 2015-02-24 | 2015-03-03 | 2015-03-03
SRP29853 | SREC Solar | ARLETH |  | 10.464 | 0 | Residential | 0 | CAPE MAY COURTHOUSE | 8210 | 21 | GEOPEAK ENERGY LLC | AC Electric | No | Complete | 2014-10-03 | 2015-02-12 | 2015-04-06 | 2015-04-06
SRP29855 | SREC Solar | LYMAN |  | 7.02 | 0 | Residential |  | EAST BRUNSWICK | 8816 | 11 | TRINITY HEATING AND AIR | PSE&G BPU | No | Complete | 2014-10-03 | 2014-12-10 | 2015-01-06 | 2015-01-06
SRP29856 | SREC Solar | MAYO |  | 4.125 | 0 | Residential | 1 | STOCKTON | 8559 | 4 | TRINITY HEATING AND AIR | JCP&L | No | Complete | 2014-10-03 | 2015-04-02 | 2015-04-07 | 2015-04-07
SRP29857 | SREC Solar | TORNQUIST |  | 7.56 | 0 | Residential |  | SOMERSET | 8873 | 5 | TRINITY HEATING AND AIR | PSE&G BPU | No | Complete | 2014-10-03 | 2014-10-14 | 2014-10-22 | 2014-10-22
SRP29858 | SREC Solar | FLANIGAN |  | 8.925 | 0 | Residential | 1 | MOUNT LAUREL | 8054 | 13 | TRINITY HEATING AND AIR | PSE&G BPU | No | Complete | 2014-10-03 | 2015-04-03 | 2015-04-10 | 2015-04-10
SRP29859 | SREC Solar | REARS |  | 8.25 | 0 | Residential |  | BEACH HAVEN | 8008 | 18 | TRINITY HEATING AND AIR | AC Electric | No | Complete | 2014-10-03 | 2015-01-07 | 2015-01-21 | 2015-01-21
SRP29860 | SREC Solar | RESETAR |  | 8.16 | 0 | Residential |  | LANOKA HARBOR | 8734 | 18 | TRINITY HEATING AND AIR | JCP&L | No | Complete | 2014-10-03 | 2014-11-04 | 2014-11-12 | 2014-11-12
SRP29863 | SREC Solar | ROLLER |  | 10.5 | 0 | Residential | 1 | BLUE ANCHOR | 8037 | 19 | SUN UP ZERO DOWN | AC Electric | No | Complete | 2014-10-03 | 2014-12-08 | 2014-12-11 | 2014-12-11
SRP29864 | SREC Solar | WELLS |  | 8.67 | 0 | Residential | 1 | TOMS RIVER | 8753 | 18 | RELIABLE POWER SERVICES, INC. | JCP&L | No | Complete | 2014-10-03 | 2014-12-09 | 2015-02-16 | 2015-02-16
SRP29865 | SREC Solar | DANO |  | 9.69 | 0 | Residential | 1 | WILSLOW TWP | 8081 | 14 | SOLARCITY CORPORATION | AC Electric | No | Complete | 2014-10-03 | 2015-01-15 | 2015-01-30 | 2015-01-30
SRP29866 | SREC Solar | FENSTER |  | 8.235 | 0 | Residential | 1 | BRADLEY BEACH | 7720 | 17 | ROOF DIAGNOSTICS INC | JCP&L | No | Complete | 2014-10-03 | 2015-03-03 | 2015-03-18 | 2015-03-18
SRP29869 | SREC Solar | KOZNA |  | 6.25 | 0 | Residential | 1 | PERTH AMBOY | 8861 | 11 | SOLARCITY CORPORATION | PSE&G BPU | No | Complete | 2014-10-03 | 2015-02-07 | 2015-02-12 | 2015-02-12
SRP29871 | SREC Solar | KELLY |  | 5.865 | 0 | Residential | 1 | SAYREVILLE | 8872 | 11 | VIVINT SOLAR | JCP&L | No | Complete | 2014-10-06 | 2015-03-24 | 2015-04-02 | 2015-04-02
SRP29876 | SREC Solar | GIORDANO |  | 5.865 | 0 | Residential | 1 | PARLIN | 8859 | 11 | VIVINT SOLAR | JCP&L | No | Complete | 2014-10-06 | 2015-04-22 | 2015-05-08 | 2015-05-08
SRP29878 | SREC Solar | HAZEN |  | 5.1 | 0 | Residential | 1 | FORDS | 8863 | 11 | VIVINT SOLAR | PSE&G BPU | No | Complete | 2014-10-06 | 2015-04-29 | 2015-05-15 | 2015-05-15
SRP29879 | SREC Solar | HEIM |  | 4.335 | 0 | Residential | 1 | OLD BRIDGE | 8857 | 11 | VIVINT SOLAR | JCP&L | No | Complete | 2014-10-06 | 2015-02-07 | 2015-02-12 | 2015-02-12
SRP29882 | SREC Solar | MAY III |  | 18.36 | 0 | Residential | 1 | PILESGROVE | 8098 | 16 | RCL ENTERPRISES INC. | AC Electric | No | Complete | 2014-10-06 | 2015-04-13 | 2015-04-20 | 2015-04-20
SRP29884 | SREC Solar | BAUR |  | 5.61 | 0 | Residential | 1 | TOWNBANK | 8204 | 21 | RCL ENTERPRISES INC. | AC Electric | No | Complete | 2014-10-06 | 2015-02-24 | 2015-02-27 | 2015-02-27
SRP29885 | SREC Solar | MAADDI |  | 10.965 | 0 | Residential | 1 | CHERRY HILL | 8002 | 14 | VIVINT SOLAR | PSE&G BPU | No | Complete | 2014-10-06 | 2015-02-22 | 2015-02-25 | 2015-02-25
SRP29886 | SREC Solar | POL |  | 6.85 | 0 | Residential | 1 | SEWELL | 8080 | 15 | WHITMAN CONSTRUCTION | AC Electric | No | Complete | 2014-10-06 | 2015-04-03 | 2015-05-18 | 2015-05-18
SRP29888 | SREC Solar | TROTTER |  | 7.14 | 0 | Residential | 1 | FLANDERS | 7836 | 3 | VIVINT SOLAR | JCP&L | No | Complete | 2014-10-06 | 2015-04-22 | 2015-05-06 | 2015-05-06
SRP29889 | SREC Solar | MAIRS |  | 9.18 | 0 | Residential | 1 | SPOTSWOOD | 8884 | 11 | VIVINT SOLAR | JCP&L | No | QC Selected | 2014-10-06 | 2015-04-08
SRP29890 | SREC Solar | CONNELLY |  | 10.71 | 0 | Residential | 1 | SEABROOK | 8302 | 20 | RCL ENTERPRISES INC. | AC Electric | No | Complete | 2014-10-06 | 2015-04-08 | 2015-04-21 | 2015-04-21
SRP29891 | SREC Solar | KUDLER |  | 10.455 | 0 | Residential | 1 | LEDGEWOOD | 7852 | 3 | VIVINT SOLAR | JCP&L | No | Complete | 2014-10-06 | 2015-04-28 | 2015-05-08 | 2015-05-08
SRP29892 | SREC Solar | MONTEMURRO |  | 5.865 | 0 | Residential | 1 | SOUTH AMBOY | 8879 | 11 | VIVINT SOLAR | JCP&L | No | Complete | 2014-10-06 | 2015-04-22 | 2015-04-30 | 2015-04-30
SRP29896 | SREC Solar | MCRAE |  | 11.73 | 0 | Residential | 1 | WESTAMPTON | 8060 | 13 | VIVINT SOLAR | PSE&G BPU | No | Complete | 2014-10-06 | 2015-02-07 | 2015-02-12 | 2015-02-12
SRP29897 | SREC Solar | AHMED |  | 7.25 | 0 | Residential | 1 | PARLIN | 8859 | 11 | AMPERICON | JCP&L | No | Complete | 2014-10-06 | 2015-03-11 | 2015-03-25 | 2015-03-25
SRP29898 | SREC Solar | OLIVERO |  | 4.335 | 0 | Residential | 1 | FORDS | 8863 | 11 | VIVINT SOLAR | PSE&G BPU | No | Complete | 2014-10-06 | 2015-02-07 | 2015-02-12 | 2015-02-12
SRP29902 | SREC Solar | YACCARINO |  | 8.67 | 0 | Residential | 1 | BRICK | 8723 | 18 | KOPP ELECTRIC COMPANY | JCP&L | No | Complete | 2014-10-06 | 2014-12-09 | 2014-12-17 | 2014-12-17
SRP29903 | SREC Solar | CRAMMER |  | 5.1 | 0 | Residential | 1 | COLUMBUS | 8022 | 13 | TRINITY HEATING AND AIR | PSE&G BPU | No | Complete | 2014-10-09 | 2014-11-06 | 2014-11-24 | 2014-11-24
SRP29906 | SREC Solar | MARTIN |  | 19.75 | 0 | Residential | 1 | MONROE TWP | 8831 | 11 | SOLARCITY CORPORATION | JCP&L | No | Complete | 2014-10-06 | 2015-01-29 | 2015-02-09 | 2015-02-09
SRP29911 | SREC Solar | BHAT |  | 13.5 | 0 | Residential | 1 | WEST WINDSOR TWP | 8550 | 12 | SOLARCITY CORPORATION | PSE&G BPU | No | Complete | 2014-10-06 | 2015-04-30 | 2015-05-12 | 2015-05-12
SRP29912 | SREC Solar | NAPLES |  | 4.5 | 0 | Residential | 1 | WOODBRIDGE TWP | 7067 | 10 | SOLARCITY CORPORATION | PSE&G BPU | No | Complete | 2014-10-06 | 2015-01-15 | 2015-01-30 | 2015-01-30
SRP29914 | SREC Solar | DENMAN |  | 4.75 | 0 | Residential | 1 | BROOKSIDE | 7926 | 3 | GEORGE J KELLER & SONS | JCP&L | No | Complete | 2014-10-06 | 2015-03-04 | 2015-03-20 | 2015-03-20
SRP29916 | SREC Solar | LYKOSH |  | 15.68 | 0 | Residential | 1 | BAYVILLE | 8721 | 18 | PRO CUSTOM SOLAR | JCP&L | No | Complete | 2014-10-06 | 2014-12-09 | 2015-02-02 | 2015-02-02
SRP29918 | SREC Solar | KAMATH |  | 12.426 | 0 | Residential |  | WARREN | 7059 | 5 | GREEN POWER ENERGY LLC | PSE&G BPU | No | Complete | 2014-10-06 | 2014-12-12 | 2014-12-23 | 2014-12-23
SRP29919 | SREC Solar | CUNNINGHAM |  | 5.1 | 0 | Residential | 1 | SOMERSET | 8873 | 5 | VIVINT SOLAR | PSE&G BPU | No | Complete | 2014-10-06 | 2015-02-27 | 2015-03-12 | 2015-03-12
SRP29921 | SREC Solar | BUTTS III |  | 8.67 | 0 | Residential | 1 | WEST DEPTFORD | 8086 | 15 | SOLARCITY CORPORATION | PSE&G BPU | No | Complete | 2014-10-06 | 2015-01-07 | 2015-01-21 | 2015-01-21
SRP29925 | SREC Solar | BURNS |  | 6.875 | 0 | Residential |  | CARDIFF | 8234 | 19 | OCEAN SOLAR, LLC | AC Electric | No | Complete | 2014-10-06 | 2014-12-01 | 2014-12-12 | 2014-12-12
SRP29926 | SREC Solar | GLANCY |  | 8.16 | 0 | Residential | 1 | HAZLET | 7730 | 17 | VIVINT SOLAR | JCP&L | No | QC Selected | 2014-10-06 | 2015-05-11
SRP29927 | SREC Solar | SPENCE |  | 4.8 | 0 | Residential | 1 | FRANKLIN PARK | 8823 | 5 | WHITMAN CONSTRUCTION | PSE&G BPU | No | Complete | 2014-10-06 | 2015-01-15 | 2015-01-26 | 2015-01-26
SRP29929 | SREC Solar | HEATHCOTE |  | 12.24 | 0 | Residential |  | NORTH CAPE MAY | 8204 | 21 | ACOS ENERGY, LLC | AC Electric | No | Complete | 2014-10-06 | 2014-11-19 | 2014-12-02 | 2014-12-02
SRP29931 | SREC Solar | JONES |  | 7 | 0 | Residential | 1 | CAPE MAY COURT HOUSE | 8210 | 21 | SOLARCITY CORPORATION | AC Electric | No | Complete | 2014-10-06 | 2015-01-22 | 2015-01-28 | 2015-01-28
SRP29932 | SREC Solar | GONZALES |  | 5.355 | 0 | Residential | 1 | VINELAND | 8360 | 20 | SOLARCITY CORPORATION | Vineland Muni Elec | No | Complete | 2014-10-06 | 2015-05-12 | 2015-05-21 | 2015-05-21
SRP29933 | SREC Solar | IPPOLTIO |  | 6.6 | 0 | Residential | 1 | WEST ORANGE | 7052 | 9 | TRINITY HEATING AND AIR | PSE&G BPU | No | Complete | 2014-10-06 | 2015-01-29 | 2015-02-07 | 2015-02-07
SRP29934 | SREC Solar | VENTRESCA |  | 13.75 | 0 | Residential | 1 | MANAHAWKIN | 8050 | 18 | SOLARCITY CORPORATION | AC Electric | No | Complete | 2014-10-06 | 2015-05-11 | 2015-05-19 | 2015-05-19
SRP29936 | SREC Solar | CASEY |  | 11.925 | 0 | Residential | 1 | FRANKLIN | 8322 | 15 | SOLARCITY CORPORATION | AC Electric | No | Complete | 2014-10-06 | 2014-11-20 | 2014-12-02 | 2014-12-02
SRP29938 | SREC Solar | PARKER |  | 6.75 | 0 | Residential | 1 | EASTAMPTON TWP | 8060 | 13 | SOLARCITY CORPORATION | PSE&G BPU | No | Complete | 2014-10-06 | 2015-02-06 | 2015-02-11 | 2015-02-11
SRP29940 | SREC Solar | YZAGUIRRE |  | 9.5 | 0 | Residential | 1 | PARAMUS | 7652 | 7 | SOLARCITY CORPORATION | PSE&G BPU | No | Complete | 2014-10-06 | 2015-01-15 | 2015-01-26 | 2015-01-26
SRP29942 | SREC Solar | BARTLETT |  | 2.55 | 0 | Residential | 1 | TOMS RIVER | 8757 | 18 | VIVINT SOLAR | JCP&L | No | QC Selected | 2014-10-06 | 2015-04-28
SRP29943 | SREC Solar | ENGLE |  | 5.67 | 0 | Residential |  | NORTH BRUNSWICK | 8902 | 11 | TRINITY HEATING AND AIR | PSE&G BPU | No | Complete | 2014-10-06 | 2014-10-24 | 2014-11-05 | 2014-11-05
SRP29944 | SREC Solar | DRAHOS |  | 7.905 | 0 | Residential | 1 | SOUTH AMBOY | 8879 | 11 | VIVINT SOLAR | JCP&L | No | Complete | 2014-10-06 | 2015-04-02 | 2015-04-07 | 2015-04-07
SRP29945 | SREC Solar | BADESSA |  | 8.925 | 0 | Residential | 1 | SICKLERVILLE | 8081 | 14 | SOLARCITY CORPORATION | AC Electric | No | Complete | 2014-10-06 | 2015-02-12 | 2015-02-16 | 2015-02-16
SRP29946 | SREC Solar | KIM |  | 6.76 | 0 | Residential | 1 | HILLSBOROUGH | 8844 | 5 | SUNGEVITY, INC. | PSE&G BPU | No | Complete | 2014-10-06 | 2015-03-23 | 2015-03-30 | 2015-03-30
SRP29947 | SREC Solar | NGUYEN |  | 6.63 | 0 | Residential | 1 | EGG HARBOR TWP | 8234 | 19 | SOLARCITY CORPORATION | AC Electric | No | Complete | 2014-10-06 | 2014-12-11 | 2014-12-23 | 2014-12-23
SRP29948 | SREC Solar | MATCHICA |  | 10.2 | 0 | Residential | 1 | WILLINGBORO | 8046 | 13 | VIVINT SOLAR | PSE&G BPU | No | Complete | 2014-10-06 | 2015-02-12 | 2015-02-16 | 2015-02-16
SRP29949 | SREC Solar | CHADWICK |  | 6.375 | 0 | Residential |  | TOMS RIVER | 8753 | 18 | TRINITY HEATING AND AIR | JCP&L | No | Complete | 2014-10-06 | 2014-10-21 | 2014-11-25 | 2014-11-25
SRP29952 | SREC Solar | NATALE |  | 3.57 | 0 | Residential | 1 | PENNSAUKEN | 8109 | 14 | VIVINT SOLAR | PSE&G BPU | No | Complete | 2014-10-06 | 2015-03-31 | 2015-04-14 | 2015-04-14
SRP29954 | SREC Solar | MILETTA |  | 19.38 | 0 | Residential | 1 | BRIDGETON | 8302 | 20 | TRINITY HEATING AND AIR | AC Electric | No | Complete | 2014-10-06 | 2015-01-28 | 2015-03-09 | 2015-03-09
SRP29957 | SREC Solar | MIRANDA |  | 8 | 0 | Residential | 1 | CEDAR BROOK | 8018 | 14 | CODE GREEN SOLAR, LLC | AC Electric | No | Complete | 2014-10-06 | 2015-04-21 | 2015-05-06 | 2015-05-06
SRP29958 | SREC Solar | TOFANI |  | 7.14 | 0 | Residential | 1 | DEPTFORD TWP | 8096 | 15 | SOLARCITY CORPORATION | PSE&G BPU | No | Complete | 2014-10-06 | 2015-02-03 | 2015-02-05 | 2015-02-05
SRP29959 | SREC Solar | HAYES |  | 12 | 0 | Residential | 1 | MAYS LANDING | 8330 | 19 | SUN UP ZERO DOWN | AC Electric | No | Complete | 2014-10-06 | 2015-02-03 | 2015-03-18 | 2015-03-18
SRP29960 | SREC Solar | CROXTON |  | 4.59 | 0 | Residential | 1 | GLASSBORO | 8028 | 15 | TRINITY HEATING AND AIR | AC Electric | No | Complete | 2014-10-06 | 2014-12-08 | 2014-12-26 | 2014-12-26
SRP29961 | SREC Solar | HERNANDEZ |  | 5.61 | 0 | Residential | 1 | WESTAMPTON | 8060 | 13 | VIVINT SOLAR | PSE&G BPU | No | Complete | 2014-10-06 | 2015-02-07 | 2015-02-12 | 2015-02-12
SRP29962 | SREC Solar | GARCIA |  | 3.06 | 0 | Residential | 1 | VINELAND | 8360 | 20 | SOLARCITY CORPORATION | Vineland Muni Elec | No | Complete | 2014-10-06 | 2015-02-04 | 2015-02-09 | 2015-02-09
SRP29963 | SREC Solar | REID |  | 8.84 | 0 | Residential | 1 | EWING | 8638 | 12 | POWERLUTIONS, LLC | PSE&G BPU | No | Complete | 2014-10-06 | 2015-02-04 | 2015-02-09 | 2015-02-09
SRP29966 | SREC Solar | OCONNOR |  | 7.14 | 0 | Residential | 1 | PARLIN | 8859 | 11 | RELIABLE POWER SERVICES, INC. | JCP&L | No | Complete | 2014-10-06 | 2014-11-19 | 2014-12-02 | 2014-12-02
SRP29967 | SREC Solar | COUGHLAN |  | 6.885 | 0 | Residential | 1 | SWEDESBORO | 8085 | 15 | TRINITY HEATING AND AIR | AC Electric | No | QA SELECTED | 2014-10-06 | 2015-05-18
SRP29968 | SREC Solar | BERMINGHAM |  | 7.905 | 0 | Residential | 1 | NEPTUNE CITY | 7763 | 17 | NJR HOME SERVICES | JCP&L | No | Complete | 2014-10-06 | 2015-02-06 | 2015-02-11 | 2015-02-11
SRP29969 | SREC Solar | LABARRE |  | 8.25 | 0 | Residential | 1 | BRICK | 8724 | 18 | TRINITY HEATING AND AIR | JCP&L | No | Complete | 2014-10-06 | 2014-12-30 | 2015-01-19 | 2015-01-19
SRP29970 | SREC Solar | KRAMER |  | 8.25 | 0 | Residential | 1 | OAKHURST | 7755 | 17 | PRO CUSTOM SOLAR | JCP&L | No | Complete | 2014-10-06 | 2014-10-28 | 2014-11-14 | 2014-11-14
SRP29974 | SREC Solar | EMES |  | 7.848 | 0 | Residential | 1 | NEWTONVILLE | 8346 | 19 | GEOSCAPE SOLAR | AC Electric | No | QA SELECTED | 2014-10-06 | 2015-05-27
SRP29977 | SREC Solar | HASKINS |  | 5.355 | 0 | Residential | 1 | WILLINGBORO | 8046 | 13 | VIVINT SOLAR | PSE&G BPU | No | Complete | 2014-10-06 | 2014-12-19 | 2015-01-09 | 2015-01-09
SRP29978 | SREC Solar | NETO |  | 7.5 | 0 | Residential | 1 | LONG BRANCH | 7740 | 17 | PRO CUSTOM SOLAR | JCP&L | No | Complete | 2014-10-06 | 2014-10-28 | 2014-11-14 | 2014-11-14
SRP29979 | SREC Solar | JOHNSON |  | 14.535 | 0 | Residential | 1 | TOMS RIVER | 8753 | 18 | VIVINT SOLAR | JCP&L | No | QA SELECTED | 2014-10-06 | 2015-05-19
SRP29980 | SREC Solar | SCHURKMAN |  | 10 | 0 | Residential | 1 | LAKEWOOD | 8701 | 18 | PRO CUSTOM SOLAR | JCP&L | No | Complete | 2014-10-06 | 2014-12-10 | 2015-02-02 | 2015-02-02
SRP29981 | SREC Solar | ZAMBRANO |  | 3.57 | 0 | Residential | 1 | UNION | 7083 | 10 | VIVINT SOLAR | PSE&G BPU | No | Complete | 2014-10-06 | 2015-02-19 | 2015-02-25 | 2015-02-25
SRP29982 | SREC Solar | MCCRACKEN |  | 6.375 | 0 | Residential | 1 | SAYREVILLE | 8872 | 11 | VIVINT SOLAR | JCP&L | No | Complete | 2014-10-06 | 2015-04-22 | 2015-05-06 | 2015-05-06
SRP29983 | SREC Solar | MANGINI |  | 4.675 | 0 | Residential | 0 | BRIELLE | 8730 | 17 | ALTERIS RENEWABLES DBA RGS ENERGY | JCP&L | No | Complete | 2014-10-06 | 2014-12-30 | 2015-02-10 | 2015-02-10
SRP29984 | SREC Solar | PERAINO |  | 9.35 | 0 | Residential | 1 | HAMILTON | 8690 | 12 | TRINITY HEATING AND AIR | PSE&G BPU | No | Complete | 2014-10-06 | 2014-12-08 | 2014-12-22 | 2014-12-22
SRP29985 | SREC Solar | BLACK |  | 4.335 | 0 | Residential | 1 | DOVER | 7801 | 3 | VIVINT SOLAR | JCP&L | No | Complete | 2014-10-06 | 2015-04-15 | 2015-04-23 | 2015-04-23
SRP29986 | SREC Solar | BOGUSLAVSKY |  | 10.965 | 0 | Residential | 0 | BRIDGEWATER | 8807 | 5 | SUN 101 LLC | JCP&L | No | Complete | 2014-10-06 | 2015-05-06 | 2015-05-20 | 2015-05-20
SRP29987 | SREC Solar | MUZYKA |  | 7.14 | 0 | Residential | 1 | FORKED RIVER | 8751 | 18 | ALLSEASON CONSTRUCTION | JCP&L | No | Complete | 2014-10-06 | 2015-04-28 | 2015-05-15 | 2015-05-15
SRP29988 | SREC Solar | CARRILLO |  | 6.63 | 0 | Residential | 1 | SPOTSWOOD | 8884 | 11 | VIVINT SOLAR | JCP&L | No | Complete | 2014-10-06 | 2015-02-03 | 2015-02-05 | 2015-02-05
SRP29989 | SREC Solar | MITTAL |  | 7.194 | 0 | Residential | 0 | EAST BRUNSWICK | 8816 | 11 | GREEN APPLE ENERGY SYSTEMS, LLC | PSE&G BPU | No | Complete | 2014-10-06 | 2014-10-21 | 2014-10-27 | 2014-10-27
SRP29990 | SREC Solar | WASSERMAN |  | 8.67 | 0 | Residential | 1 | SPOTSWOOD | 8884 | 11 | VIVINT SOLAR | JCP&L | No | Complete | 2014-10-06 | 2015-04-30 | 2015-05-12 | 2015-05-12
SRP29993 | SREC Solar | LASHLEY |  | 9.69 | 0 | Residential | 1 | CAPE MAY COURT HOUSE | 8210 | 21 | PRO CUSTOM SOLAR | AC Electric | No | Complete | 2014-10-06 | 2015-01-08 | 2015-01-19 | 2015-01-19
SRP29994 | SREC Solar | GAUTHIER |  | 8.67 | 0 | Residential | 1 | SWEDESBORO | 8085 | 15 | ALLSEASON CONSTRUCTION | AC Electric | No | Complete | 2014-10-06 | 2015-04-15 | 2015-04-27 | 2015-04-27
SRP29998 | SREC Solar | REINHARDT |  | 9.99 | 0 | Residential | 1 | NEWTON | 7860 | 1 | ROOF DIAGNOSTICS INC | JCP&L | No | Complete | 2014-10-06 | 2015-02-12 | 2015-03-19 | 2015-03-19
SRP30003 | SREC Solar | COTTRELL |  | 15.045 | 0 | Residential | 1 | DOROTHY | 8317 | 19 | ALLSEASON CONSTRUCTION | AC Electric | No | Complete | 2014-10-06 | 2015-04-03 | 2015-04-29 | 2015-04-29
SRP30007 | SREC Solar | HEGARTY |  | 10 | 0 | Residential | 1 | LEBANON | 8833 | 4 | ASTON SOLAR | JCP&L | No | Complete | 2014-10-06 | 2015-02-24 | 2015-05-06 | 2015-05-06
SRP30008 | SREC Solar | SPACKMAN |  | 7.65 | 0 | Residential | 1 | WEST BERLIN | 8091 | 14 | ALLSEASON CONSTRUCTION | AC Electric | No | Complete | 2014-10-06 | 2015-04-02 | 2015-04-13 | 2015-04-13
SRP30009 | SREC Solar | SAAMUNDSEN |  | 5.61 | 0 | Residential | 1 | GALLOWAY | 8205 | 19 | ALLSEASON CONSTRUCTION | AC Electric | No | Complete | 2014-10-06 | 2015-03-20 | 2015-04-01 | 2015-04-01
SRP30011 | SREC Solar | SULLIVANO |  | 8.16 | 0 | Residential | 1 | LEHT | 8087 | 18 | ALLSEASON CONSTRUCTION | AC Electric | No | Complete | 2014-10-06 | 2015-03-24 | 2015-04-03 | 2015-04-03
SRP30014 | SREC Solar | EDWARDS |  | 5.1 | 0 | Residential | 1 | MANAHAWKIN | 8050 | 18 | ALLSEASON CONSTRUCTION | AC Electric | No | Complete | 2014-10-06 | 2015-03-20 | 2015-04-15 | 2015-04-15
SRP30015 | SREC Solar | SRINIVASAN |  | 4.035 | 0 | Residential | 1 | HOWELL | 7731 | 17 | ROOF DIAGNOSTICS INC | JCP&L | No | Complete | 2014-10-06 | 2015-02-10 | 2015-02-12 | 2015-02-12
SRP30017 | SREC Solar | RIVERA |  | 6.885 | 0 | Residential | 1 | CHERRY HILL | 8002 | 14 | VIVINT SOLAR | PSE&G BPU | No | Complete | 2014-10-06 | 2014-12-12 | 2014-12-23 | 2014-12-23
SRP30018 | SREC Solar | ELMSTEAD |  | 5.775 | 0 | Residential | 1 | JERSEY CITY | 7305 | 8 | ROOF DIAGNOSTICS INC | PSE&G BPU | No | Complete | 2014-10-06 | 2015-02-10 | 2015-02-12 | 2015-02-12
SRP30020 | SREC Solar | LESNIAK |  | 8.1 | 0 | Residential | 1 | SPOTSWOOD | 8884 | 11 | TRINITY HEATING AND AIR | JCP&L | No | Complete | 2014-10-06 | 2014-11-05 | 2014-12-02 | 2014-12-02
SRP30021 | SREC Solar | SETHURAMAN |  | 4.59 | 0 | Residential | 1 | EAST BRUNSWICK | 8816 | 11 | VIVINT SOLAR | PSE&G BPU | No | Complete | 2014-10-06 | 2015-02-22 | 2015-02-26 | 2015-02-26
SRP30022 | SREC Solar | SLANEY |  | 13.26 | 0 | Residential | 1 | NORTH CAPE MAY | 8204 | 21 | ACOS ENERGY, LLC | AC Electric | No | Complete | 2014-10-06 | 2015-02-05 | 2015-02-07 | 2015-02-07
SRP30026 | SREC Solar | NGUYEN |  | 12.24 | 0 | Residential | 1 | EGG HARBOR TWP | 8234 | 19 | ACOS ENERGY, LLC | AC Electric | No | Complete | 2014-10-06 | 2015-02-04 | 2015-02-09 | 2015-02-09
SRP30028 | SREC Solar | CHIARELLO |  | 6.12 | 0 | Residential | 1 | OLD BRIDGE | 8857 | 11 | VIVINT SOLAR | JCP&L | No | Complete | 2014-10-06 | 2015-04-02 | 2015-05-14 | 2015-05-14
SRP30030 | SREC Solar | SLAUGHTER |  | 6.63 | 0 | Residential | 1 | MARMORA | 8223 | 21 | ACOS ENERGY, LLC | AC Electric | No | Complete | 2014-10-06 | 2015-01-28 | 2015-02-03 | 2015-02-03
SRP30033 | SREC Solar | CHRISTIAN |  | 7.14 | 0 | Residential | 1 | EAST BRUNSWICK | 8816 | 11 | VIVINT SOLAR | PSE&G BPU | No | Complete | 2014-10-06 | 2015-05-07 | 2015-05-19 | 2015-05-19
SRP30034 | SREC Solar | PUCA |  | 9.945 | 0 | Residential | 1 | BORDENTOWN | 8505 | 13 | TRINITY HEATING AND AIR | PSE&G BPU | No | Complete | 2014-10-06 | 2014-11-06 | 2014-11-24 | 2014-11-24
SRP30035 | SREC Solar | WINCHELL |  | 3.575 | 0 | Residential | 0 | HANCOCK BRIDGE | 8038 | 16 | RCL ENTERPRISES INC. | AC Electric | No | Complete | 2014-10-06 | 2014-12-09 | 2014-12-16 | 2014-12-16
SRP30036 | SREC Solar | BLISSETT |  | 2.805 | 0 | Residential | 1 | WILLINGBORO | 8046 | 13 | VIVINT SOLAR | PSE&G BPU | No | Complete | 2014-10-06 | 2014-12-12 | 2014-12-23 | 2014-12-23
SRP30039 | SREC Solar | SHARP |  | 4.335 | 0 | Residential | 1 | MARLTON | 8053 | 13 | VIVINT SOLAR | PSE&G BPU | No | Complete | 2014-10-06 | 2015-02-17 | 2015-02-20 | 2015-02-20
SRP30041 | SREC Solar | CZAJKOWSKI |  | 3.825 | 0 | Residential | 1 | BAYVILLE | 8721 | 18 | TRINITY HEATING AND AIR | JCP&L | No | Complete | 2014-10-06 | 2014-11-06 | 2014-12-01 | 2014-12-01
SRP30042 | SREC Solar | LOCASCIO |  | 9.945 | 0 | Residential | 1 | FAIRFIELD | 7004 | 9 | VIVINT SOLAR | PSE&G BPU | No | Complete | 2014-10-06 | 2014-12-18 | 2015-01-05 | 2015-01-05
SRP30044 | SREC Solar | MANCINI |  | 4.08 | 0 | Residential | 1 | SEASIDE PARK | 8752 | 18 | TRINITY HEATING AND AIR | JCP&L | No | Complete | 2014-10-06 | 2014-10-24 | 2014-11-05 | 2014-11-05
SRP30045 | SREC Solar | ALLEN |  | 7.65 | 0 | Residential | 1 | VOORHEES | 8043 | 14 | VIVINT SOLAR | PSE&G BPU | No | Complete | 2014-10-06 | 2015-04-22 | 2015-04-30 | 2015-04-30
SRP30046 | SREC Solar | HOLM |  | 9.36 | 0 | Residential | 1 | JACKSON | 8527 | 18 | TRINITY HEATING AND AIR | JCP&L | No | Complete | 2014-10-06 | 2014-11-13 | 2014-12-18 | 2014-12-18
SRP30047 | SREC Solar | BALAISIUS |  | 8.415 | 0 | Residential | 1 | FLANDERS | 7836 | 3 | VIVINT SOLAR | JCP&L | No | Complete | 2014-10-06 | 2015-03-24 | 2015-05-18 | 2015-05-18
SRP30048 | SREC Solar | FLINT |  | 5.355 | 0 | Residential | 1 | PENNSAUKEN | 8109 | 14 | VIVINT SOLAR | PSE&G BPU | No | Complete | 2014-10-06 | 2015-05-13 | 2015-05-27 | 2015-05-27
SRP30049 | SREC Solar | YAU |  | 3.9 | 0 | Residential | 1 | SOMERSET | 8873 | 5 | TRINITY HEATING AND AIR | PSE&G BPU | No | Complete | 2014-10-06 | 2014-12-02 | 2014-12-10 | 2014-12-10
SRP30051 | SREC Solar | SCHAFER |  | 11.73 | 0 | Residential | 1 | NEPTUNE | 7753 | 17 | VIVINT SOLAR | JCP&L | No | QA SELECTED | 2014-10-06 | 2015-05-20
SRP30052 | SREC Solar | DEFILIPPO |  | 3.9 | 0 | Residential | 1 | BRICK | 8724 | 18 | TRINITY HEATING AND AIR | JCP&L | No | Complete | 2014-10-06 | 2014-12-26 | 2015-02-10 | 2015-02-10
SRP30054 | SREC Solar | DAVIES |  | 5.61 | 0 | Residential | 1 | FLORENCE | 8518 | 13 | TRINITY HEATING AND AIR | PSE&G BPU | No | Complete | 2014-10-06 | 2014-11-24 | 2014-12-16 | 2014-12-16
SRP30055 | SREC Solar | BRANCATO |  | 11.22 | 0 | Residential | 1 | EAST BRUNSWICK | 8816 | 11 | VIVINT SOLAR | PSE&G BPU | No | Complete | 2014-10-06 | 2015-02-18 | 2015-03-24 | 2015-03-24
SRP30061 | SREC Solar | MCDOUGALD |  | 7.905 | 0 | Residential | 1 | WILLINGBORO | 8046 | 13 | VIVINT SOLAR | PSE&G BPU | No | Complete | 2014-10-06 | 2014-12-18 | 2015-01-05 | 2015-01-05
SRP30065 | SREC Solar | DELOS REYES |  | 5.1 | 0 | Residential | 1 | BRIDGEWATER | 8807 | 5 | VIVINT SOLAR | JCP&L | No | Complete | 2014-10-09 | 2015-05-12 | 2015-05-26 | 2015-05-26
SRP30066 | SREC Solar | VALENCIO |  | 3.57 | 0 | Residential | 1 | RANDOLPH | 7869 | 3 | VIVINT SOLAR | JCP&L | No | Complete | 2014-10-09 | 2015-03-04 | 2015-03-18 | 2015-03-18
SRP30070 | SREC Solar | THOMPSON |  | 6.12 | 0 | Residential | 1 | SOUTH AMBOY | 8879 | 11 | VIVINT SOLAR | JCP&L | No | Complete | 2014-10-09 | 2015-03-20 | 2015-04-01 | 2015-04-01
SRP30071 | SREC Solar | NIXON |  | 6.63 | 0 | Residential | 1 | PORT READING | 7064 | 11 | VIVINT SOLAR | PSE&G BPU | No | QA SELECTED | 2014-10-09 | 2015-05-20
SRP30073 | SREC Solar | RIVERA |  | 5.865 | 0 | Residential | 1 | AVENEL | 7001 | 11 | VIVINT SOLAR | PSE&G BPU | No | Complete | 2014-10-09 | 2015-04-22 | 2015-05-06 | 2015-05-06
SRP30076 | SREC Solar | VAN NORDEN |  | 7.65 | 0 | Residential | 1 | WILLINGBORO | 8046 | 13 | VIVINT SOLAR | PSE&G BPU | No | Complete | 2014-10-09 | 2015-02-17 | 2015-02-27 | 2015-02-27
SRP30078 | SREC Solar | PHILLIPS |  | 6.63 | 0 | Residential | 1 | SOMERSET | 8873 | 5 | VIVINT SOLAR | PSE&G BPU | No | Complete | 2014-10-09 | 2015-04-03 | 2015-05-18 | 2015-05-18
SRP30079 | SREC Solar | OCONNOR |  | 7.395 | 0 | Residential | 1 | AUDUBON | 8106 | 14 | VIVINT SOLAR | PSE&G BPU | No | Complete | 2014-10-09 | 2015-02-07 | 2015-02-12 | 2015-02-12
SRP30082 | SREC Solar | MCCOY |  | 8.16 | 0 | Residential | 1 | LINDEN | 7036 | 10 | VIVINT SOLAR | PSE&G BPU | No | Complete | 2014-10-09 | 2015-01-29 | 2015-03-20 | 2015-03-20
SRP30083 | SREC Solar | DOLBY |  | 4.59 | 0 | Residential | 1 | BERGENFIELD | 7621 | 7 | VIVINT SOLAR | PSE&G BPU | No | Complete | 2014-10-09 | 2015-02-07 | 2015-03-19 | 2015-03-19
SRP30084 | SREC Solar | HOWELL |  | 3.315 | 0 | Residential | 1 | WILLINGBORO | 8046 | 13 | VIVINT SOLAR | PSE&G BPU | No | Complete | 2014-10-09 | 2014-12-18 | 2015-01-07 | 2015-01-07
SRP30085 | SREC Solar | KEYWORTH |  | 5.865 | 0 | Residential | 1 | PARSIPPANY | 7054 | 3 | VIVINT SOLAR | JCP&L | No | Complete | 2014-10-09 | 2014-11-04 | 2014-11-12 | 2014-11-12
SRP30086 | SREC Solar | COHEN |  | 3.06 | 0 | Residential | 1 | EAST BRUNSWICK | 8816 | 11 | VIVINT SOLAR | PSE&G BPU | No | Complete | 2014-10-09 | 2015-02-22 | 2015-02-25 | 2015-02-25
SRP30087 | SREC Solar | SULLIVAN |  | 2.295 | 0 | Residential | 1 | KENVIL | 7847 | 3 | VIVINT SOLAR | JCP&L | No | Complete | 2014-10-09 | 2015-02-27 | 2015-03-16 | 2015-03-16
SRP30091 | SREC Solar | ROTUNDO |  | 8.67 | 0 | Residential | 1 | SUCCASUNNA | 7876 | 3 | VIVINT SOLAR | JCP&L | No | Complete | 2014-10-09 | 2015-03-12 | 2015-03-27 | 2015-03-27
SRP30092 | SREC Solar | FORD |  | 6.63 | 0 | Residential | 1 | WILLINGBORO | 8046 | 13 | VIVINT SOLAR | PSE&G BPU | No | Complete | 2014-10-09 | 2015-03-17 | 2015-04-15 | 2015-04-15
SRP30096 | SREC Solar | NEUPANE |  | 3.06 | 0 | Residential | 1 | UNION | 7083 | 10 | VIVINT SOLAR | PSE&G BPU | No | QA SELECTED | 2014-10-09 | 2015-05-27
SRP30097 | SREC Solar | DELEON |  | 9.69 | 0 | Residential | 1 | SAYREVILLE | 8872 | 11 | VIVINT SOLAR | JCP&L | No | Complete | 2014-10-09 | 2015-03-04 | 2015-04-06 | 2015-04-06
SRP30102 | SREC Solar | JULIAN |  | 4.08 | 0 | Residential | 1 | FORDS | 8863 | 11 | VIVINT SOLAR | PSE&G BPU | No | Complete | 2014-10-09 | 2015-03-20 | 2015-04-01 | 2015-04-01
SRP30103 | SREC Solar | CORNELISON |  | 2.805 | 0 | Residential | 1 | TOMS RIVER | 8753 | 18 | VIVINT SOLAR | JCP&L | No | Complete | 2014-10-09 | 2015-02-03 | 2015-02-05 | 2015-02-05
SRP30110 | SREC Solar | LEVINSON |  | 10.455 | 0 | Residential | 1 | CHERRY HILL | 8003 | 14 | VIVINT SOLAR | PSE&G BPU | No | Complete | 2014-10-09 | 2015-04-28 | 2015-05-15 | 2015-05-15
SRP30115 | SREC Solar | LEWIS |  | 5.61 | 0 | Residential | 1 | FORDS | 8863 | 11 | VIVINT SOLAR | PSE&G BPU | No | Complete | 2014-10-09 | 2015-04-08 | 2015-04-21 | 2015-04-21
SRP30119 | SREC Solar | WILLIAMS |  | 5.1 | 0 | Residential | 1 | WILLINGBORO | 8046 | 13 | VIVINT SOLAR | PSE&G BPU | No | Complete | 2014-10-09 | 2014-12-19 | 2015-01-07 | 2015-01-07
SRP30120 | SREC Solar | STANTON |  | 6.63 | 0 | Residential | 1 | PISCATAWAY | 8854 | 11 | VIVINT SOLAR | PSE&G BPU | No | Complete | 2014-10-09 | 2015-02-27 | 2015-04-10 | 2015-04-10
SRP30121 | SREC Solar | IDROVO |  | 6.12 | 0 | Residential | 1 | WOODBRIDGE | 7095 | 11 | VIVINT SOLAR | PSE&G BPU | No | QC Selected | 2014-10-09 | 2015-05-12
SRP30122 | SREC Solar | MAY BYNES |  | 7.395 | 0 | Residential | 1 | PISCATAWAY | 8854 | 11 | VIVINT SOLAR | PSE&G BPU | No | Complete | 2014-10-09 | 2015-03-25 | 2015-04-06 | 2015-04-06
SRP30123 | SREC Solar | RILEY |  | 8.67 | 0 | Residential | 1 | MT LAUREL | 8054 | 13 | VIVINT SOLAR | PSE&G BPU | No | Complete | 2014-10-09 | 2014-11-19 | 2014-12-02 | 2014-12-02
SRP30124 | SREC Solar | RINKE |  | 3.43 | 0 | Residential | 1 | HASBROUCK HTS | 7604 | 7 | VIVINT SOLAR | PSE&G BPU | No | Complete | 2014-10-09 | 2015-04-02 | 2015-04-07 | 2015-04-07
SRP30125 | SREC Solar | MURPHY |  | 8.925 | 0 | Residential | 1 | CHERRY HILL | 8003 | 14 | VIVINT SOLAR | PSE&G BPU | No | Complete | 2014-10-09 | 2015-02-03 | 2015-02-05 | 2015-02-05
SRP30130 | SREC Solar | PANDYA |  | 9.18 | 0 | Residential | 1 | WESTAMPTON | 8060 | 13 | TRINITY HEATING AND AIR | PSE&G BPU | No | Complete | 2014-10-09 | 2014-11-13 | 2014-12-02 | 2014-12-02
SRP30131 | SREC Solar | MORRIS |  | 3.825 | 0 | Residential | 1 | TOMS RIVER | 8757 | 18 | VIVINT SOLAR | JCP&L | No | Complete | 2014-10-09 | 2015-02-04 | 2015-02-09 | 2015-02-09
SRP30132 | SREC Solar | APPLEGATE |  | 8.16 | 0 | Residential | 1 | TOMAS RIVER | 8757 | 18 | VIVINT SOLAR | JCP&L | No | Complete | 2014-10-09 | 2015-04-02 | 2015-04-29 | 2015-04-29
SRP30133 | SREC Solar | WILLIAMS |  | 5.355 | 0 | Residential | 1 | WILLINGBORO | 8046 | 13 | VIVINT SOLAR | PSE&G BPU | No | Complete | 2014-10-09 | 2015-05-12 | 2015-05-26 | 2015-05-26
SRP30134 | SREC Solar | SERAFIN |  | 7.65 | 0 | Residential | 1 | PINE BEACH | 8741 | 18 | TRINITY HEATING AND AIR | JCP&L | No | Complete | 2014-10-09 | 2014-11-20 | 2014-12-04 | 2014-12-04
SRP30135 | SREC Solar | COVE |  | 7.83 | 0 | Residential | 1 | SOMERSET | 8873 | 5 | TRINITY HEATING AND AIR | PSE&G BPU | No | Complete | 2014-10-09 | 2014-11-19 | 2014-12-02 | 2014-12-02
SRP30136 | SREC Solar | GALVAN |  | 7.02 | 0 | Residential | 1 | EGG HARBOR TWP | 8234 | 19 | TRINITY HEATING AND AIR | AC Electric | No | Complete | 2014-10-09 | 2014-12-12 | 2014-12-23 | 2014-12-23
SRP30137 | SREC Solar | ROMASKA |  | 8.525 | 0 | Residential | 1 | SICKLERVILLE | 8081 | 14 | TRINITY HEATING AND AIR | AC Electric | No | Install Complete | 2014-10-09 | 2015-03-24
SRP30138 | SREC Solar | GIBARDI |  | 9.99 | 0 | Residential | 1 | COLONIA | 7067 | 10 | TRINITY HEATING AND AIR | PSE&G BPU | No | Complete | 2014-10-09 | 2015-02-10 | 2015-04-10 | 2015-04-10
SRP30142 | SREC Solar | RUIZ |  | 6.6 | 0 | Residential | 1 | HACKENSACK | 7601 | 7 | TRINITY HEATING AND AIR | PSE&G BPU | No | Complete | 2014-10-09 | 2015-04-03 | 2015-04-10 | 2015-04-10
SRP30143 | SREC Solar | PHILLIPS |  | 6.6 | 0 | Residential | 1 | EAST ORANGE | 7017 | 9 | TRINITY HEATING AND AIR | PSE&G BPU | No | Complete | 2014-12-15 | 2015-03-10 | 2015-03-25 | 2015-03-25
SRP30144 | SREC Solar | MANN |  | 9.18 | 0 | Residential | 1 | BEACHWOOD | 8722 | 18 | TRINITY HEATING AND AIR | JCP&L | No | Complete | 2014-10-09 | 2014-11-07 | 2014-11-21 | 2014-11-21
SRP30145 | SREC Solar | HOWARD |  | 9 | 0 | Residential | 1 | FRANKLIN TWP | 8873 | 5 | SOLARCITY CORPORATION | PSE&G BPU | No | Complete | 2014-10-09 | 2015-01-20 | 2015-01-28 | 2015-01-28
SRP30146 | SREC Solar | GLORIOSO |  | 10.464 | 0 | Residential | 0 | NEPTUNE | 7753 | 17 | SEA BRIGHT SOLAR, LLC | JCP&L | No | Complete | 2014-10-09 | 2014-12-02 | 2014-12-09 | 2014-12-09
SRP30147 | SREC Solar | WINEGAR |  | 7.65 | 0 | Residential | 0 | SOUTHAMPTON | 8088 | 13 | POWELL ENERGY AND SOLAR | PSE&G BPU | No | Complete | 2014-10-09 | 2014-12-01 | 2015-02-03 | 2015-02-03
SRP30154 | SREC Solar | KIENHOFFER |  | 12.24 | 0 | Residential | 1 | BRICK | 8723 | 18 | SEA BRIGHT SOLAR, LLC | JCP&L | No | Complete | 2014-10-09 | 2015-01-15 | 2015-02-10 | 2015-02-10
SRP30155 | SREC Solar | FREDA |  | 8.238 | 0 | Residential | 1 | GLASSBORO | 8028 | 15 | WHITMAN CONSTRUCTION | AC Electric | No | Complete | 2014-10-09 | 2015-03-11 | 2015-03-26 | 2015-03-26
SRP30156 | SREC Solar | ZUGEL |  | 17.658 | 0 | Residential | 1 | HOLMDEL | 7733 | 17 | SEA BRIGHT SOLAR, LLC | JCP&L | No | Complete | 2014-10-09 | 2014-12-01 | 2015-01-07 | 2015-01-07
SRP30157 | SREC Solar | ZUGEL |  | 35.316 | 0 | Residential | 1 | HOLMDEL | 7733 | 17 | SEA BRIGHT SOLAR, LLC | JCP&L | No | Complete | 2014-10-09 | 2014-12-01 | 2015-01-13 | 2015-01-13
SRP30158 | SREC Solar | AUSTIN |  | 8.67 | 0 | Residential | 1 | PENNSAUKEN TOWNSHIP | 8110 | 14 | SOLARCITY CORPORATION | PSE&G BPU | No | Complete | 2014-10-09 | 2015-01-30 | 2015-02-09 | 2015-02-09
SRP30159 | SREC Solar | ZUGEL |  | 35.316 | 0 | Residential | 1 | HOLMDEL | 7733 | 17 | SEA BRIGHT SOLAR, LLC | JCP&L | No | Complete | 2014-10-09 | 2014-12-01 | 2015-01-13 | 2015-01-13
SRP30161 | SREC Solar | TOTH |  | 6.25 | 0 | Residential | 1 | KEANSBURG | 7734 | 17 | SOLARCITY CORPORATION | JCP&L | No | Complete | 2014-10-09 | 2014-11-03 | 2014-11-10 | 2014-11-10
SRP30165 | SREC Solar | FORSMAN |  | 5.4 | 0 | Residential | 0 | WOODSTOWN | 8098 | 16 | GREEN CITIES ENERGY LLC | AC Electric | No | Complete | 2014-10-09 | 2015-02-05 | 2015-02-07 | 2015-02-07
SRP30167 | SREC Solar | TRICARICO |  | 10.2 | 0 | Residential | 1 | LAKEWOOD | 8701 | 18 | KOPP ELECTRIC COMPANY | JCP&L | No | QA SELECTED | 2014-10-09 | 2015-05-20
SRP30169 | SREC Solar | HERRMANN |  | 2.915 | 0 | Residential | 0 | LAKE HIAWATHA | 7034 | 3 | ECOLOGICAL SYSTEMS-MANALAPAN | JCP&L | No | Complete | 2014-10-09 | 2014-12-22 | 2015-03-17 | 2015-03-17
SRP30170 | SREC Solar | MAPLES |  | 7.5 | 0 | Residential | 1 | EGG HARBOR TOWNSHIP | 8233 | 19 | SUN UP ZERO DOWN | AC Electric | No | Complete | 2014-10-09 | 2014-12-19 | 2015-01-06 | 2015-01-06
SRP30172 | SREC Solar | SIMMONS |  | 9.69 | 0 | Residential | 1 | FRANKLINVILLE | 8322 | 15 | RCL ENTERPRISES INC. | AC Electric | No | Complete | 2014-10-09 | 2015-03-09 | 2015-03-26 | 2015-03-26
SRP30174 | SREC Solar | PATRICK JR |  | 8.925 | 0 | Residential | 1 | SALEM | 8079 | 16 | RCL ENTERPRISES INC. | AC Electric | No | Complete | 2014-10-09 | 2015-02-26 | 2015-04-10 | 2015-04-10
SRP30179 | SREC Solar | ANTHONY SR |  | 3.825 | 0 | Residential | 1 | LINDENWOLD | 8021 | 14 | SOLARCITY CORPORATION | AC Electric | No | Complete | 2014-10-09 | 2015-01-15 | 2015-01-30 | 2015-01-30
SRP30181 | SREC Solar | PETERS |  | 7.685 | 0 | Residential | 1 | HEWITT | 7421 | 6 | SOLARCITY CORPORATION | Orange & Rockland Elec | No | Complete | 2014-10-09 | 2015-03-31 | 2015-04-14 | 2015-04-14
SRP30182 | SREC Solar | WADE |  | 17.25 | 0 | Residential | 1 | SOUTH HARRISON TWP | 8062 | 15 | SOLARCITY CORPORATION | AC Electric | No | Complete | 2014-10-09 | 2014-12-31 | 2015-01-14 | 2015-01-14
SRP30186 | SREC Solar | SCHMITZ |  | 7 | 0 | Residential | 1 | EHT | 8234 | 19 | SOLARCITY CORPORATION | AC Electric | No | Complete | 2014-10-09 | 2014-11-26 | 2014-12-11 | 2014-12-11
SRP30187 | SREC Solar | SANCHEZ |  | 3.75 | 0 | Residential | 1 | VINELAND | 8361 | 20 | SOLARCITY CORPORATION | Vineland Muni Elec | No | Complete | 2014-10-09 | 2015-01-20 | 2015-01-28 | 2015-01-28
SRP30188 | SREC Solar | PEDEN |  | 13.26 | 0 | Residential | 1 | WATERFORD | 8089 | 14 | SOLARCITY CORPORATION | AC Electric | No | Complete | 2014-10-09 | 2015-01-15 | 2015-02-16 | 2015-02-16
SRP30189 | SREC Solar | TEGTMEYER |  | 5.25 | 0 | Residential | 1 | MANSFIELD TWP BUR | 8022 | 13 | SOLARCITY CORPORATION | PSE&G BPU | No | Complete | 2014-10-09 | 2015-01-07 | 2015-01-21 | 2015-01-21
SRP30190 | SREC Solar | NICHOLSON |  | 6.63 | 0 | Residential | 1 | GLENDORA | 8029 | 14 | SOLARCITY CORPORATION | PSE&G BPU | No | Complete | 2014-10-09 | 2015-02-07 | 2015-02-12 | 2015-02-12
SRP30192 | SREC Solar | MACARO |  | 5.25 | 0 | Residential | 1 | CRANBURY | 8512 | 11 | SOLARCITY CORPORATION | PSE&G BPU | No | Complete | 2014-10-09 | 2014-12-23 | 2015-01-09 | 2015-01-09
SRP30194 | SREC Solar | STANLEY |  | 9.18 | 0 | Residential | 1 | SWEDESBORO | 8085 | 15 | TRINITY HEATING AND AIR | AC Electric | No | Complete | 2014-10-09 | 2014-10-20 | 2014-10-29 | 2014-10-29
SRP30195 | SREC Solar | LARE |  | 11.22 | 0 | Residential | 1 | RIO GRANDE | 8242 | 21 | TRINITY HEATING AND AIR | AC Electric | No | Complete | 2014-10-09 | 2014-10-22 | 2014-11-05 | 2014-11-05
SRP30196 | SREC Solar | FORLINE |  | 9.18 | 0 | Residential | 1 | MOORESTOWN | 8057 | 13 | TRINITY HEATING AND AIR | PSE&G BPU | No | Complete | 2014-10-09 | 2014-10-20 | 2014-10-29 | 2014-10-29
SRP30199 | SREC Solar | SUTERA |  | 9.555 | 0 | Residential | 1 | MANCHESTER | 8759 | 18 | TRINITY HEATING AND AIR | JCP&L | No | Complete | 2014-10-09 | 2014-10-24 | 2014-11-05 | 2014-11-05
SRP30202 | SREC Solar | ROBERTS |  | 8.16 | 0 | Residential | 1 | MULLICA HILL | 8062 | 15 | SOLARCITY CORPORATION | AC Electric | No | QA SELECTED | 2014-10-09 | 2015-02-12
SRP30206 | SREC Solar | KOTHARI |  | 12.24 | 0 | Residential | 1 | NORTH BRUNSWICK | 8902 | 11 | AMPERICON | PSE&G BPU | No | Complete | 2014-10-09 | 2015-03-11 | 2015-03-25 | 2015-03-25
SRP30207 | SREC Solar | RIVERA |  | 7.65 | 0 | Residential | 1 | PENNSAUKEN TOWNSHIP | 8110 | 14 | SOLARCITY CORPORATION | PSE&G BPU | No | Complete | 2014-10-09 | 2014-11-13 | 2015-01-05 | 2015-01-05
SRP30209 | SREC Solar | ESQUILIN |  | 10.25 | 0 | Residential | 1 | SOUTH ORANGE | 7079 | 9 | ASTRUM SOLAR, LLC | PSE&G BPU | No | Complete | 2014-10-09 | 2014-12-02 | 2014-12-09 | 2014-12-09
SRP30210 | SREC Solar | CROUCH |  | 11.22 | 0 | Residential | 1 | HAMMONTON | 8037 | 19 | SOLARCITY CORPORATION | AC Electric | No | Complete | 2014-10-09 | 2015-01-15 | 2015-01-26 | 2015-01-26
SRP30211 | SREC Solar | JOHNSON |  | 9.72 | 0 | Residential | 1 | BLAIRSTOWN | 7825 | 2 | PRO CUSTOM SOLAR | JCP&L | No | Complete | 2014-10-09 | 2015-01-08 | 2015-01-20 | 2015-01-20
SRP30213 | SREC Solar | PISACRETA |  | 8.06 | 0 | Residential | 1 | SWEDESBORO | 8085 | 15 | SUNRUN INSTALLATION SERVICES, INC | AC Electric | No | QA SELECTED | 2014-10-09 | 2015-03-19
SRP30216 | SREC Solar | PONCE |  | 6.3 | 0 | Residential | 1 | DOVER | 7801 | 3 | PRO CUSTOM SOLAR | JCP&L | No | Complete | 2014-10-09 | 2014-12-09 | 2014-12-23 | 2014-12-23
SRP30217 | SREC Solar | BILARDO |  | 16.775 | 0 | Residential | 1 | MONROE | 8831 | 11 | TRINITY HEATING AND AIR | JCP&L | No | Complete | 2014-10-09 | 2015-01-20 | 2015-01-28 | 2015-01-28
SRP30218 | SREC Solar | VILLEGAS |  | 9.5 | 0 | Residential | 1 | FAIR LAWN | 7410 | 7 | PRO CUSTOM SOLAR | PSE&G BPU | No | Complete | 2014-10-09 | 2015-01-08 | 2015-03-12 | 2015-03-12
SRP30223 | SREC Solar | KEEBLER |  | 15.555 | 0 | Residential | 1 | ERIAL | 8081 | 14 | SOLARCITY CORPORATION | AC Electric | No | QA SELECTED | 2014-10-09 | 2015-02-06
SRP30225 | SREC Solar | WOLOSZYN III |  | 10.5 | 0 | Residential | 1 | TRENTON | 8620 | 12 | SOLARCITY CORPORATION | PSE&G BPU | No | Complete | 2014-10-09 | 2015-02-27 | 2015-03-12 | 2015-03-12
SRP30226 | SREC Solar | JAY |  | 7.14 | 0 | Residential | 1 | CHERRY HILL | 8003 | 14 | SOLARCITY CORPORATION | PSE&G BPU | No | Complete | 2014-10-09 | 2015-02-05 | 2015-02-24 | 2015-02-24
SRP30228 | SREC Solar | PEREZ |  | 9.62 | 0 | Residential | 1 | LAKEWOOD | 8701 | 18 | POWERLUTIONS, LLC | JCP&L | No | Complete | 2014-10-09 | 2015-02-05 | 2015-02-09 | 2015-02-09
SRP30229 | SREC Solar | BIANCO | RON SON FOODS INC. | 42.5 | 0 | Commercial | 0 | SWEDESBORO | 8085 | 15 | ASTRUM SOLAR, LLC | AC Electric | No | Complete | 2014-10-09 | 2015-02-13 | 2015-02-22 | 2015-02-22
SRP30230 | SREC Solar | LOVROVIC |  | 5.865 | 0 | Residential | 1 | MANAHAWKIN | 8050 | 18 | RELIABLE POWER SERVICES, INC. | AC Electric | No | QA SELECTED | 2014-10-09 | 2015-05-19
SRP30231 | SREC Solar | BURGER |  | 7.02 | 0 | Residential | 1 | FAR HILLS | 7931 | 5 | ASTRUM SOLAR, LLC | JCP&L | No | Complete | 2014-10-09 | 2014-11-26 | 2014-12-11 | 2014-12-11
SRP30237 | SREC Solar | ZHOU |  | 7 | 0 | Residential | 1 | CHERRY HILL | 8034 | 14 | SOLARCITY CORPORATION | PSE&G BPU | No | Complete | 2014-10-09 | 2014-11-20 | 2014-12-26 | 2014-12-26
SRP30238 | SREC Solar | RAUSCHER |  | 4.845 | 0 | Residential | 1 | SICKLERVILLE | 8081 | 14 | SOLARCITY CORPORATION | AC Electric | No | Complete | 2014-10-09 | 2015-02-13 | 2015-02-22 | 2015-02-22
SRP30241 | SREC Solar | REID |  | 4.125 | 0 | Residential | 1 | BLOOMFIELD | 7003 | 9 | TRINITY HEATING AND AIR | PSE&G BPU | No | Complete | 2014-10-09 | 2015-02-17 | 2015-02-26 | 2015-02-26
SRP30242 | SREC Solar | SCHOCK |  | 5.865 | 0 | Residential | 1 | WOOLWICH | 8085 | 15 | TRINITY HEATING AND AIR | AC Electric | No | Complete | 2014-10-09 | 2014-11-20 | 2014-12-29 | 2014-12-29
SRP30245 | SREC Solar | SOHNI |  | 5.98 | 0 | Residential | 0 | HILLSBOROUGH | 8844 | 5 | SUNRUN INSTALLATION SERVICES, INC | PSE&G BPU | No | Complete | 2014-10-09 | 2015-03-04 | 2015-03-20 | 2015-03-20
SRP30249 | SREC Solar | BIRCHLER |  | 26.775 | 0 | Residential | 1 | FAIRFIELD | 7004 | 9 | VIVINT SOLAR | PSE&G BPU | No | QC Selected | 2014-10-12 | 2015-05-12
SRP30251 | SREC Solar | LUKAC |  | 5.61 | 0 | Residential | 1 | BOUND BROOK | 8805 | 5 | VIVINT SOLAR | PSE&G BPU | No | Complete | 2014-10-12 | 2015-03-12 | 2015-03-24 | 2015-03-24
SRP30252 | SREC Solar | MANDEL |  | 6.885 | 0 | Residential | 1 | OLD BRIDGE | 8857 | 11 | VIVINT SOLAR | JCP&L | No | QC Selected | 2014-10-12 | 2015-05-06
SRP30254 | SREC Solar | SETTEMBRINO |  | 4.08 | 0 | Residential | 1 | BOUND BROOK | 8805 | 5 | VIVINT SOLAR | PSE&G BPU | No | Complete | 2014-10-12 | 2015-02-03 | 2015-02-06 | 2015-02-06
SRP30259 | SREC Solar | AVSHALUMOV |  | 5.61 | 0 | Residential | 1 | EAST BRUNSWICK | 8816 | 11 | VIVINT SOLAR | PSE&G BPU | No | QC Selected | 2014-10-12 | 2015-05-12
SRP30260 | SREC Solar | FORAN |  | 4.59 | 0 | Residential | 1 | BOUND BROOK | 8805 | 5 | VIVINT SOLAR | PSE&G BPU | No | Complete | 2014-10-12 | 2015-03-04 | 2015-03-18 | 2015-03-18
SRP30261 | SREC Solar | RESNICK |  | 10.2 | 0 | Residential | 1 | PENNSAUKEN | 8109 | 14 | VIVINT SOLAR | PSE&G BPU | No | Complete | 2014-10-12 | 2015-02-24 | 2015-03-03 | 2015-03-03
SRP30263 | SREC Solar | RAMIREZ |  | 7.14 | 0 | Residential | 1 | PARLIN | 8859 | 11 | VIVINT SOLAR | JCP&L | No | QA SELECTED | 2014-10-12 | 2015-05-14
SRP30265 | SREC Solar | HACK |  | 7.395 | 0 | Residential | 1 | OLD BRIDGE | 8857 | 11 | VIVINT SOLAR | JCP&L | No | Complete | 2014-10-12 | 2015-02-17 | 2015-03-09 | 2015-03-09
SRP30268 | SREC Solar | GARCIA |  | 6.12 | 0 | Residential | 1 | EAST BRUNSWICK | 8816 | 11 | VIVINT SOLAR | PSE&G BPU | No | Complete | 2014-10-12 | 2015-03-31 | 2015-04-14 | 2015-04-14
SRP30269 | SREC Solar | LOPEZ |  | 3.57 | 0 | Residential | 1 | SOUTH AMBOY | 8879 | 11 | VIVINT SOLAR | JCP&L | No | Complete | 2014-10-12 | 2015-02-07 | 2015-02-12 | 2015-02-12
SRP30270 | SREC Solar | BARNHARD |  | 8.67 | 0 | Residential | 1 | SUCCASUNNA | 7876 | 3 | VIVINT SOLAR | JCP&L | No | Complete | 2014-10-12 | 2014-12-19 | 2015-01-07 | 2015-01-07
SRP30271 | SREC Solar | BRENNAN |  | 7.395 | 0 | Residential | 1 | SOUTH AMBOY | 8879 | 11 | VIVINT SOLAR | JCP&L | No | Complete | 2014-10-12 | 2015-01-22 | 2015-02-16 | 2015-02-16
SRP30276 | SREC Solar | DISANTO |  | 6.885 | 0 | Residential | 1 | WHARTON | 7885 | 3 | VIVINT SOLAR | JCP&L | No | Complete | 2014-10-12 | 2015-05-13 | 2015-05-27 | 2015-05-27
SRP30278 | SREC Solar | ADAMS |  | 5.355 | 0 | Residential | 1 | WILLINGBORO | 8046 | 13 | VIVINT SOLAR | PSE&G BPU | No | QA SELECTED | 2014-10-12 | 2015-05-20
SRP30279 | SREC Solar | CHAN |  | 10.2 | 0 | Residential | 1 | EAST BRUNSWICK | 8816 | 11 | VIVINT SOLAR | PSE&G BPU | No | Complete | 2014-10-12 | 2015-01-22 | 2015-01-30 | 2015-01-30
SRP30280 | SREC Solar | DINGER |  | 7.395 | 0 | Residential | 1 | UNION BEACH | 7735 | 17 | VIVINT SOLAR | JCP&L | No | Complete | 2014-10-12 | 2015-04-02 | 2015-04-13 | 2015-04-13
SRP30282 | SREC Solar | CRATER |  | 7.905 | 0 | Residential | 1 | PARLIN | 8859 | 11 | VIVINT SOLAR | JCP&L | No | Complete | 2014-10-12 | 2015-02-24 | 2015-03-03 | 2015-03-03
SRP30286 | SREC Solar | ARAUJO |  | 6.12 | 0 | Residential | 1 | BRIDGEWATER | 8807 | 5 | VIVINT SOLAR | PSE&G BPU | No | Complete | 2014-10-12 | 2015-05-12 | 2015-05-21 | 2015-05-21
SRP30288 | SREC Solar | NORMAN |  | 6.375 | 0 | Residential | 1 | WESTAMPTON | 8060 | 13 | VIVINT SOLAR | PSE&G BPU | No | Install Complete | 2014-10-12 | 2015-04-22
SRP30290 | SREC Solar | BLUE |  | 2.55 | 0 | Residential | 1 | WESTAMPTON | 8060 | 13 | VIVINT SOLAR | PSE&G BPU | No | Complete | 2014-10-12 | 2015-04-29 | 2015-05-15 | 2015-05-15
SRP30291 | SREC Solar | SIMPKINS |  | 6.12 | 0 | Residential | 1 | DELANCO | 8075 | 13 | VIVINT SOLAR | PSE&G BPU | No | Complete | 2014-10-12 | 2015-04-30 | 2015-05-12 | 2015-05-12
SRP30294 | SREC Solar | UBUNGEN |  | 8.415 | 0 | Residential | 1 | UNION | 7083 | 10 | VIVINT SOLAR | PSE&G BPU | No | Complete | 2014-10-12 | 2015-02-07 | 2015-02-12 | 2015-02-12
SRP30295 | SREC Solar | PETERS |  | 4.335 | 0 | Residential | 1 | PENNSAUKEN | 8109 | 14 | VIVINT SOLAR | PSE&G BPU | No | Complete | 2014-10-12 | 2015-02-24 | 2015-03-03 | 2015-03-03
SRP30296 | SREC Solar | BONGIOVANNI |  | 8.67 | 0 | Residential | 1 | PARLIN | 8859 | 11 | VIVINT SOLAR | JCP&L | No | Complete | 2014-10-12 | 2015-02-22 | 2015-02-25 | 2015-02-25
SRP30298 | SREC Solar | HUERTAS |  | 6.885 | 0 | Residential | 1 | WESTAMPTON | 8060 | 13 | VIVINT SOLAR | PSE&G BPU | No | Complete | 2014-10-12 | 2015-02-24 | 2015-04-10 | 2015-04-10
SRP30300 | SREC Solar | KOLB |  | 7.14 | 0 | Residential | 1 | BRIDGEWATER | 8807 | 5 | VIVINT SOLAR | PSE&G BPU | No | Complete | 2014-10-12 | 2015-02-17 | 2015-02-26 | 2015-02-26
SRP30302 | SREC Solar | HARDCASTLE |  | 7.14 | 0 | Residential | 1 | MT LAUREL | 8054 | 13 | VIVINT SOLAR | PSE&G BPU | No | Complete | 2014-10-12 | 2015-02-24 | 2015-04-10 | 2015-04-10
SRP30303 | SREC Solar | HOFFECKER |  | 10.455 | 0 | Residential | 1 | CHERRY HILL | 8002 | 14 | VIVINT SOLAR | PSE&G BPU | No | Complete | 2014-10-12 | 2015-02-07 | 2015-02-11 | 2015-02-11
SRP30304 | SREC Solar | DOWDNEY |  | 3.825 | 0 | Residential | 1 | PENNSAUKEN | 8109 | 14 | VIVINT SOLAR | PSE&G BPU | No | Complete | 2014-10-12 | 2015-05-12 | 2015-05-21 | 2015-05-21
SRP30305 | SREC Solar | ST AMOUR |  | 4.08 | 0 | Residential | 1 | PARLIN | 8859 | 11 | VIVINT SOLAR | JCP&L | No | QA SELECTED | 2014-10-12 | 2015-05-20
SRP30306 | SREC Solar | FASANO |  | 6.885 | 0 | Residential | 1 | BRIDGEWATER | 8807 | 5 | VIVINT SOLAR | PSE&G BPU | No | Complete | 2014-10-12 | 2015-03-19 | 2015-03-31 | 2015-03-31
SRP30309 | SREC Solar | BAPTISTA |  | 8.67 | 0 | Residential | 1 | BRIDGEWATER | 8807 | 5 | VIVINT SOLAR | PSE&G BPU | No | Complete | 2014-10-12 | 2015-02-22 | 2015-02-25 | 2015-02-25
SRP30310 | SREC Solar | BOONE |  | 5.1 | 0 | Residential | 1 | PARSIPPANY | 7054 | 3 | VIVINT SOLAR | JCP&L | No | Complete | 2014-10-12 | 2015-04-30 | 2015-05-12 | 2015-05-12
SRP30312 | SREC Solar | CASTRO |  | 5.355 | 0 | Residential | 1 | UNION | 7083 | 10 | VIVINT SOLAR | PSE&G BPU | No | QA SELECTED | 2014-10-12 | 2015-05-20
SRP30315 | SREC Solar | LAM |  | 7.65 | 0 | Residential | 1 | EGG HARBOR | 8234 | 19 | TRINITY HEATING AND AIR | AC Electric | No | Complete | 2014-10-12 | 2014-10-20 | 2014-12-04 | 2014-12-04
SRP30316 | SREC Solar | DETTORRE |  | 6.12 | 0 | Residential | 1 | TOTOWA | 7512 | 6 | VIVINT SOLAR | PSE&G BPU | No | Complete | 2014-10-12 | 2015-04-02 | 2015-04-13 | 2015-04-13
SRP30318 | SREC Solar | GILSENAN |  | 7.14 | 0 | Residential | 1 | LIVINGSTON | 7039 | 9 | VIVINT SOLAR | PSE&G BPU | No | Complete | 2014-10-12 | 2015-02-03 | 2015-02-05 | 2015-02-05
SRP30321 | SREC Solar | DEDOMENICO |  | 18.09 | 0 | Residential | 1 | FREEHOLD | 7728 | 17 | TRINITY HEATING AND AIR | JCP&L | No | Complete | 2014-10-12 | 2014-11-05 | 2014-11-20 | 2014-11-20
SRP30328 | SREC Solar | ROMANI |  | 11 | 0 | Residential | 1 | FREEHOLD | 7728 | 17 | SOLARCITY CORPORATION | JCP&L | No | Complete | 2014-10-12 | 2015-04-15 | 2015-04-23 | 2015-04-23
SRP30334 | SREC Solar | WOLFSON |  | 5.5 | 0 | Residential | 1 | MANALAPAN | 7726 | 17 | SOLARCITY CORPORATION | JCP&L | No | Complete | 2014-10-12 | 2014-12-31 | 2015-01-20 | 2015-01-20
SRP30343 | SREC Solar | MARKUS |  | 9 | 0 | Residential | 1 | WOODBRIDGE | 7001 | 11 | SOLARCITY CORPORATION | PSE&G BPU | No | Complete | 2014-10-12 | 2015-02-05 | 2015-02-07 | 2015-02-07
SRP30344 | SREC Solar | KURALE |  | 3 | 0 | Residential | 1 | EDISON | 8820 | 11 | SOLARCITY CORPORATION | PSE&G BPU | No | Complete | 2014-10-12 | 2014-12-04 | 2014-12-17 | 2014-12-17
SRP30345 | SREC Solar | GRIFFITH |  | 8.925 | 0 | Residential | 1 | TURNERSVILLE | 8012 | 14 | SOLARCITY CORPORATION | AC Electric | No | Complete | 2014-10-12 | 2015-01-30 | 2015-03-17 | 2015-03-17
SRP30346 | SREC Solar | FEDERANKO |  | 14.025 | 0 | Residential | 1 | SALEM | 8079 | 16 | RCL ENTERPRISES INC. | AC Electric | No | Complete | 2014-10-12 | 2015-02-26 | 2015-03-12 | 2015-03-12
SRP30348 | SREC Solar | SINGH |  | 15.4 | 0 | Residential | 1 | BERKELY HEIGHTS | 7922 | 10 | TRINITY HEATING AND AIR | JCP&L | No | QA SELECTED | 2014-10-12 | 2015-05-20
SRP30349 | SREC Solar | CAVALLARO |  | 17.595 | 0 | Residential | 1 | WOODSTOWN | 8098 | 16 | RCL ENTERPRISES INC. | AC Electric | No | Complete | 2014-10-12 | 2014-12-23 | 2015-01-09 | 2015-01-09
SRP30351 | SREC Solar | SCHAFFER |  | 7.65 | 0 | Residential | 1 | MARMORA | 8223 | 21 | RCL ENTERPRISES INC. | AC Electric | No | Complete | 2014-10-12 | 2014-12-30 | 2015-01-19 | 2015-01-19
SRP30352 | SREC Solar | FRITZ |  | 10.5 | 0 | Residential | 1 | NEW GRETNA | 8224 | 13 | SUN UP ZERO DOWN | AC Electric | No | Complete | 2014-10-12 | 2014-12-04 | 2015-02-03 | 2015-02-03
SRP30353 | SREC Solar | DELA MOTTE |  | 8.67 | 0 | Residential | 1 | MYSTIC ISLANDS | 8087 | 18 | NEW JERSEY CLEAN ENERGY SOLUTIONS | AC Electric | No | Complete | 2014-10-12 | 2015-03-24 | 2015-04-03 | 2015-04-03
SRP30355 | SREC Solar | WILLIAMS |  | 6.48 | 0 | Residential | 0 | SOUTH ORANGE | 7079 | 9 | ASTRUM SOLAR, LLC | PSE&G BPU | No | Complete | 2014-10-12 | 2015-02-12 | 2015-02-16 | 2015-02-16
SRP30356 | SREC Solar | WONG |  | 7.56 | 0 | Residential | 1 | SUCCASUNNA | 7876 | 3 | TRINITY HEATING AND AIR | JCP&L | No | Complete | 2014-10-12 | 2014-10-20 | 2014-10-29 | 2014-10-29
SRP30357 | SREC Solar | ELIA | FRALINGER ENGINEERING PA | 118.32 | 0 | Commercial | 1 | BRIDGETON | 8302 | 20 | RCL ENTERPRISES INC. | AC Electric | No | Complete | 2014-10-12 | 2015-01-22 | 2015-01-28 | 2015-01-28
SRP30358 | SREC Solar | KEOWN III |  | 13.75 | 0 | Residential | 1 | MOUNT EPHRAIM | 8059 | 14 | CODE GREEN SOLAR, LLC | PSE&G BPU | No | QC Selected | 2014-10-12 | 2015-04-30
SRP30360 | SREC Solar | SMITH |  | 15.3 | 0 | Residential | 1 | MONTAQUE | 7827 | 1 | ALTERNATIVE ENERGY ASSOCIATES | JCP&L | No | Complete | 2014-10-12 | 2014-12-31 | 2015-01-13 | 2015-01-13
SRP30361 | SREC Solar | SCHENA |  | 7.83 | 0 | Residential | 1 | BEACHWOOD | 8722 | 18 | TRINITY HEATING AND AIR | JCP&L | No | Complete | 2014-10-12 | 2014-10-28 | 2014-11-14 | 2014-11-14
SRP30362 | SREC Solar | KARDOS |  | 16.83 | 0 | Residential | 1 | PHILLIPSBURG | 8865 | 2 | ALTERNATIVE ENERGY ASSOCIATES | JCP&L | No | Complete | 2014-10-12 | 2014-12-31 | 2015-01-13 | 2015-01-13
SRP30363 | SREC Solar | GRANDRIMO |  | 6.885 | 0 | Residential | 1 | SICKLERVILLE | 8081 | 14 | SOLARCITY CORPORATION | AC Electric | No | Complete | 2014-10-12 | 2015-01-28 | 2015-03-19 | 2015-03-19
SRP30364 | SREC Solar | WEBB |  | 11.22 | 0 | Residential | 1 | GLOUCESTER TWP | 8081 | 14 | SOLARCITY CORPORATION | AC Electric | No | Complete | 2014-10-12 | 2015-01-06 | 2015-01-15 | 2015-01-15
SRP30365 | SREC Solar | WEINER |  | 10.2 | 0 | Residential | 1 | CHERRY HILL | 8003 | 14 | SOLARCITY CORPORATION | PSE&G BPU | No | Complete | 2014-10-12 | 2015-05-13 | 2015-05-27 | 2015-05-27
SRP30372 | SREC Solar | GAITI |  | 20.9 | 0 | Residential | 1 | HOPEWELL | 8525 | 12 | TRINITY HEATING AND AIR | PSE&G BPU | No | Complete | 2014-10-12 | 2014-11-26 | 2015-02-06 | 2015-02-06
SRP30374 | SREC Solar | RUMPF |  | 12.75 | 0 | Residential | 1 | MONROE TWP | 8094 | 15 | SOLARCITY CORPORATION | AC Electric | No | Complete | 2014-10-12 | 2015-03-25 | 2015-04-14 | 2015-04-14
SRP30375 | SREC Solar | MAZZU |  | 8.25 | 0 | Residential | 1 | FARMINGDALE | 7727 | 17 | KOPP ELECTRIC COMPANY | JCP&L | No | QA SELECTED | 2014-10-12 | 2015-05-20
SRP30377 | SREC Solar | MULHERN |  | 9.9 | 0 | Residential | 1 | LAKEHURST | 8733 | 18 | KOPP ELECTRIC COMPANY | JCP&L | No | QA SELECTED | 2014-10-12 | 2015-05-20
SRP30379 | SREC Solar | TRICARICO |  | 15.675 | 0 | Residential | 1 | HILLSBOROUGH | 8844 | 5 | TRINITY HEATING AND AIR | PSE&G BPU | No | Complete | 2014-10-12 | 2015-01-15 | 2015-03-12 | 2015-03-12
SRP30380 | SREC Solar | HOOGVILET |  | 8.925 | 0 | Residential | 1 | HOWELL | 7731 | 17 | TRINITY HEATING AND AIR | JCP&L | No | Complete | 2014-10-12 | 2014-11-13 | 2014-12-29 | 2014-12-29
SRP30383 | SREC Solar | SINDHA |  | 8.829 | 0 | Residential | 0 | PISCATAWAY | 8854 | 11 | GEOPEAK ENERGY LLC | PSE&G BPU | No | Complete | 2014-10-12 | 2014-12-31 | 2015-01-13 | 2015-01-13
SRP30384 | SREC Solar | VENEZIA |  | 11 | 0 | Residential | 0 | TOTOWA | 7512 | 6 | TRINITY HEATING AND AIR | PSE&G BPU | No | Complete | 2014-10-12 | 2015-01-07 | 2015-01-14 | 2015-01-14
SRP30385 | SREC Solar | WATERBURY |  | 6.63 | 0 | Residential | 0 | WEST DEPTFORD | 8096 | 15 | TRINITY HEATING AND AIR | PSE&G BPU | No | Complete | 2014-10-12 | 2014-12-02 | 2014-12-09 | 2014-12-09
SRP30386 | SREC Solar | BRANCIFORTE |  | 16.47 | 0 | Residential | 0 | CREAM RIDGE | 8514 | 17 | TRINITY HEATING AND AIR | JCP&L | No | Complete | 2014-10-12 | 2014-11-19 | 2014-12-29 | 2014-12-29
SRP30387 | SREC Solar | PERLMAN |  | 9.72 | 0 | Residential | 1 | ALLENTOWN | 8501 | 17 | TRINITY HEATING AND AIR | JCP&L | No | Complete | 2014-10-12 | 2014-10-20 | 2014-10-28 | 2014-10-28
SRP30388 | SREC Solar | CSUPA |  | 5.46 | 0 | Residential | 1 | HOWELL | 7731 | 17 | REC SOLAR, INC. | JCP&L | No | Complete | 2014-10-12 | 2015-03-13 | 2015-03-26 | 2015-03-26
SRP30396 | SREC Solar | HOFFMAN |  | 17.34 | 0 | Residential | 1 | MAYS LANDINGS | 8330 | 19 | SOLARCITY CORPORATION | AC Electric | No | Complete | 2014-10-12 | 2015-02-04 | 2015-02-13 | 2015-02-13
SRP30398 | SREC Solar | SAVOTH |  | 7 | 0 | Residential | 1 | OCEAN ACRES | 8050 | 18 | SOLARCITY CORPORATION | AC Electric | No | Complete | 2014-10-12 | 2015-01-15 | 2015-01-30 | 2015-01-30
SRP30400 | SREC Solar | ILLYES |  | 5.41 | 0 | Residential | 1 | WEST ORANGE | 7052 | 9 | ROOF DIAGNOSTICS INC | PSE&G BPU | No | Complete | 2014-10-12 | 2015-02-10 | 2015-02-13 | 2015-02-13
SRP30401 | SREC Solar | KELLY |  | 3.96 | 0 | Residential | 1 | WOOD RIDGE | 7075 | 7 | ROOF DIAGNOSTICS INC | PSE&G BPU | No | Complete | 2014-10-12 | 2015-02-10 | 2015-02-13 | 2015-02-13
SRP30404 | SREC Solar | BANDEIRA |  | 9.9 | 0 | Residential | 1 | ELIZABETH | 7201 | 10 | ROOF DIAGNOSTICS INC | PSE&G BPU | No | Complete | 2014-10-12 | 2015-03-20 | 2015-05-06 | 2015-05-06
SRP30405 | SREC Solar | MODI |  | 6.54 | 0 | Residential | 0 | AVENEL | 7001 | 11 | SEA BRIGHT SOLAR, LLC | PSE&G BPU | No | Complete | 2014-10-12 | 2015-02-20 | 2015-03-12 | 2015-03-12
SRP30406 | SREC Solar | CATALFAMO |  | 26.52 | 0 | Residential | 0 | CHESTERFIELD | 8515 | 13 | A CLEAR ALTERNATIVE, INC | PSE&G BPU | No | QA SELECTED | 2014-10-12 | 2015-05-07
SRP30407 | SREC Solar | GUTTO |  | 6.6 | 0 | Residential | 1 | WARETOWN | 8758 | 18 | ROOF DIAGNOSTICS INC | JCP&L | No | Complete | 2014-10-12 | 2015-01-29 | 2015-01-30 | 2015-01-30
SRP30409 | SREC Solar | DOCKERY |  | 3.49 | 0 | Residential | 1 | WARETOWN | 8758 | 18 | ROOF DIAGNOSTICS INC | JCP&L | No | Complete | 2014-10-12 | 2015-02-10 | 2015-02-13 | 2015-02-13
SRP30410 | SREC Solar | SCUDERI |  | 10.725 | 0 | Residential | 1 | BEACHWOOD | 8722 | 18 | KOPP ELECTRIC COMPANY | JCP&L | No | Complete | 2014-10-12 | 2014-12-09 | 2014-12-29 | 2014-12-29
SRP30412 | SREC Solar | WILFORD |  | 8.25 | 0 | Residential | 1 | BRICK | 8723 | 18 | TRINITY HEATING AND AIR | JCP&L | No | QA SELECTED | 2014-10-12 | 2015-05-14
SRP30413 | SREC Solar | MANUSK |  | 3.49 | 0 | Residential | 1 | NUTLEY | 7110 | 9 | ROOF DIAGNOSTICS INC | PSE&G BPU | No | Complete | 2014-10-12 | 2015-02-10 | 2015-02-13 | 2015-02-13
SRP30415 | SREC Solar | WANLESS |  | 9.36 | 0 | Residential | 1 | HAZLET | 7730 | 17 | TRINITY HEATING AND AIR | JCP&L | No | Complete | 2014-10-12 | 2015-01-08 | 2015-01-20 | 2015-01-20
SRP30416 | SREC Solar | SORBELLO |  | 7.665 | 0 | Residential | 1 | SEWELL | 8080 | 15 | ROOF DIAGNOSTICS INC | AC Electric | No | QA SELECTED | 2014-10-12 | 2015-03-19
SRP30419 | SREC Solar | BERARD |  | 12.5 | 0 | Residential | 1 | LONG VALLEY | 7853 | 3 | SOLARCITY CORPORATION | JCP&L | No | Complete | 2014-10-12 | 2015-03-25 | 2015-04-14 | 2015-04-14
SRP30420 | SREC Solar | BACON |  | 7.15 | 0 | Residential | 1 | BRICK | 8723 | 18 | KOPP ELECTRIC COMPANY | JCP&L | No | QA SELECTED | 2014-10-12 | 2015-05-20
SRP30421 | SREC Solar | KELLY |  | 7.14 | 0 | Residential | 1 | BELLMAWR | 8031 | 14 | SOLARCITY CORPORATION | PSE&G BPU | No | Complete | 2014-10-12 | 2014-11-05 | 2014-12-18 | 2014-12-18
SRP30422 | SREC Solar | SHULTIS |  | 7.975 | 0 | Residential | 1 | MANCHESTER | 8759 | 18 | KOPP ELECTRIC COMPANY | JCP&L | No | QA SELECTED | 2014-10-12 | 2015-05-20
SRP30423 | SREC Solar | LEWITTER |  | 10.25 | 0 | Residential | 1 | ELIZABETH | 7208 | 10 | SOLARCITY CORPORATION | PSE&G BPU | No | Complete | 2014-10-12 | 2015-01-20 | 2015-01-30 | 2015-01-30
SRP30424 | SREC Solar | BARON |  | 4.335 | 0 | Residential | 1 | SAYREVILLE | 8872 | 11 | NEW JERSEY CLEAN ENERGY SOLUTIONS | JCP&L | No | Complete | 2014-10-12 | 2014-12-17 | 2015-01-07 | 2015-01-07
SRP30427 | SREC Solar | MAC GREGOR |  | 3.57 | 0 | Residential | 1 | OAKLYN | 8107 | 14 | TRINITY HEATING AND AIR | PSE&G BPU | No | Complete | 2014-10-12 | 2014-10-20 | 2014-11-24 | 2014-11-24
SRP30429 | SREC Solar | BENGIVENGA |  | 8.32 | 0 | Residential | 1 | BEACHWOOD | 8722 | 18 | TRINITY HEATING AND AIR | JCP&L | No | Complete | 2014-10-12 | 2015-02-06 | 2015-02-12 | 2015-02-12
SRP30431 | SREC Solar | BORCHERS |  | 8.67 | 0 | Residential | 1 | BLACKWOOD | 8012 | 14 | SOLARCITY CORPORATION | PSE&G BPU | No | Complete | 2014-10-12 | 2015-01-28 | 2015-02-04 | 2015-02-04
SRP30432 | SREC Solar | WEBB |  | 6.375 | 0 | Residential | 1 | MT HOLLY | 8060 | 13 | VIVINT SOLAR | PSE&G BPU | No | Complete | 2014-10-12 | 2015-03-19 | 2015-03-30 | 2015-03-30
SRP30436 | SREC Solar | BENNET |  | 8.16 | 0 | Residential | 1 | WILLINGBORO | 8046 | 13 | VIVINT SOLAR | PSE&G BPU | No | Complete | 2014-10-12 | 2014-12-19 | 2015-01-07 | 2015-01-07
SRP30438 | SREC Solar | BROWN |  | 6.63 | 0 | Residential | 0 | SAYREVILLLE | 8872 | 11 | VIVINT SOLAR | JCP&L | No | Complete | 2014-10-12 | 2015-02-07 | 2015-02-11 | 2015-02-11
SRP30440 | SREC Solar | AVALOS |  | 11.07 | 0 | Residential | 1 | DOVER | 7801 | 3 | ROOF DIAGNOSTICS INC | JCP&L | No | Complete | 2014-10-12 | 2015-02-10 | 2015-02-13 | 2015-02-13
SRP30442 | SREC Solar | MARANG |  | 7.56 | 0 | Residential | 1 | BEACHWOOD | 8722 | 18 | ROOF DIAGNOSTICS INC | JCP&L | No | Complete | 2014-10-12 | 2015-01-08 | 2015-01-20 | 2015-01-20
SRP30443 | SREC Solar | DOLLBERG |  | 8.415 | 0 | Residential |  | FAIRFIELD | 7004 | 9 | VIVINT SOLAR | PSE&G BPU | No | Complete | 2014-10-12 | 2014-11-04 | 2014-12-09 | 2014-12-09
SRP30444 | SREC Solar | ZMIJEWSKI |  | 9.945 | 0 | Residential | 1 | SPOTSWOOD | 8884 | 11 | VIVINT SOLAR | JCP&L | No | Complete | 2014-10-12 | 2015-01-20 | 2015-01-30 | 2015-01-30
SRP30448 | SREC Solar | ASSAL |  | 6.63 | 0 | Residential | 1 | JACKSON | 8527 | 18 | TRINITY HEATING AND AIR | JCP&L | No | Complete | 2014-10-12 | 2014-10-20 | 2014-12-02 | 2014-12-02
SRP30449 | SREC Solar | SCHOCK |  | 7.49 | 0 | Residential | 1 | HAMILTON | 8690 | 12 | ROOF DIAGNOSTICS INC | PSE&G BPU | No | Complete | 2014-10-12 | 2015-02-24 | 2015-03-04 | 2015-03-04
SRP30451 | SREC Solar | ZHANG |  | 9.435 | 0 | Residential | 1 | WATCHUNG | 7069 | 5 | VIVINT SOLAR | PSE&G BPU | No | Complete | 2014-10-12 | 2015-05-12 | 2015-05-26 | 2015-05-26
SRP30452 | SREC Solar | FAROOK |  | 9.69 | 0 | Residential | 1 | FORDS | 8863 | 11 | VIVINT SOLAR | PSE&G BPU | No | Complete | 2014-10-12 | 2015-02-07 | 2015-03-17 | 2015-03-17
SRP30454 | SREC Solar | HARMON |  | 4.845 | 0 | Residential | 1 | JACKSON | 8527 | 18 | ROOF DIAGNOSTICS INC | JCP&L | No | Complete | 2014-10-12 | 2015-03-02 | 2015-03-11 | 2015-03-11
SRP30455 | SREC Solar | IAMES |  | 7.395 | 0 | Residential | 1 | VILLAS | 8251 | 21 | ALLSEASON CONSTRUCTION | AC Electric | No | Complete | 2014-10-12 | 2015-03-18 | 2015-03-30 | 2015-03-30
SRP30457 | SREC Solar | YEZZI |  | 3.57 | 0 | Residential | 1 | PENNSAUKEN | 8109 | 14 | VIVINT SOLAR | PSE&G BPU | No | Complete | 2014-10-12 | 2015-02-17 | 2015-02-20 | 2015-02-20
SRP30458 | SREC Solar | BROOKS |  | 7.905 | 0 | Residential | 1 | CHERRY HILL | 8003 | 14 | VIVINT SOLAR | PSE&G BPU | No | Complete | 2014-10-13 | 2015-01-28 | 2015-01-30 | 2015-01-30
SRP30460 | SREC Solar | SAVAGE |  | 7.395 | 0 | Residential | 1 | TOMS RIVER | 8757 | 18 | ROOF DIAGNOSTICS INC | JCP&L | No | Complete | 2014-10-12 | 2015-01-15 | 2015-01-26 | 2015-01-26
SRP30462 | SREC Solar | SEWARD |  | 8.98 | 0 | Residential | 1 | BURLINGTON | 8016 | 13 | ROOF DIAGNOSTICS INC | PSE&G BPU | No | Complete | 2014-10-12 | 2015-02-11 | 2015-02-13 | 2015-02-13
SRP30464 | SREC Solar | TODD |  | 7.65 | 0 | Residential | 1 | SOMERSET | 8873 | 5 | VIVINT SOLAR | PSE&G BPU | No | Complete | 2014-10-12 | 2015-04-03 | 2015-04-13 | 2015-04-13
SRP30465 | SREC Solar | RAZAVI |  | 6.885 | 0 | Residential | 1 | TOMS RIVER | 8755 | 18 | KOPP ELECTRIC COMPANY | JCP&L | No | Complete | 2014-10-12 | 2014-12-09 | 2014-12-16 | 2014-12-16
SRP30470 | SREC Solar | WILSON |  | 7.14 | 0 | Residential | 1 | LAWNSIDE | 8045 | 14 | VIVINT SOLAR | PSE&G BPU | No | Complete | 2014-10-12 | 2015-02-03 | 2015-03-17 | 2015-03-17
SRP30472 | SREC Solar | MILLER |  | 3 | 0 | Residential | 1 | CHERRY HILL | 8003 | 14 | GREEN ENERGY CONSTRUCTION AND CONSULTING | PSE&G BPU | No | Complete | 2014-10-12 | 2015-05-14 | 2015-05-26 | 2015-05-26
SRP30473 | SREC Solar | PRICE |  | 2.35 | 0 | Residential | 1 | NEWTON | 7860 | 1 | TGI SOLUTIONS | JCP&L | No | Complete | 2014-10-12 | 2014-12-09 | 2015-02-12 | 2015-02-12
SRP30476 | SREC Solar | LACEY |  | 4.875 | 0 | Residential | 1 | MONMOUTH BEACH | 7750 | 17 | WHITMAN CONSTRUCTION | JCP&L | No | Complete | 2014-10-12 | 2015-03-23 | 2015-03-30 | 2015-03-30
SRP30477 | SREC Solar | MAGNANINI |  | 4.59 | 0 | Residential | 1 | BARNEGAT | 8005 | 18 | NJR HOME SERVICES. | JCP&L | No | Complete | 2014-10-12 | 2014-12-02 | 2015-02-03 | 2015-02-03
SRP30479 | SREC Solar | RICHT |  | 8.84 | 0 | Residential | 1 | LAKEWOOD | 8701 | 18 | POWERLUTIONS, LLC | JCP&L | No | Complete | 2014-10-12 | 2015-02-06 | 2015-03-20 | 2015-03-20
SRP30480 | SREC Solar | LIO |  | 12.25 | 0 | Residential | 0 | PRINCETON | 8540 | 12 | GREEN POWER ENERGY LLC | PSE&G BPU | No | Complete | 2014-10-12 | 2015-03-02 | 2015-03-12 | 2015-03-12
SRP30481 | SREC Solar | DWYER |  | 6.885 | 0 | Residential | 1 | LEONARDO | 7737 | 17 | NJR HOME SERVICES. | JCP&L | No | Complete | 2014-10-12 | 2014-12-02 | 2014-12-26 | 2014-12-26
SRP30482 | SREC Solar | DANDEO |  | 9.625 | 0 | Residential | 1 | TOMS RIVER | 8757 | 18 | TRINITY HEATING AND AIR | JCP&L | No | Complete | 2014-10-12 | 2014-12-12 | 2015-01-06 | 2015-01-06
SRP30483 | SREC Solar | RUDD |  | 9.69 | 0 | Residential | 1 | NEPTUNE | 7753 | 17 | VIVINT SOLAR | JCP&L | No | Complete | 2014-10-12 | 2015-02-17 | 2015-02-26 | 2015-02-26
SRP30484 | SREC Solar | CLARK |  | 7.905 | 0 | Residential | 1 | DEPTFORD TWP | 8096 | 15 | SOLARCITY CORPORATION | PSE&G BPU | No | Complete | 2014-10-12 | 2015-02-13 | 2015-02-22 | 2015-02-22
SRP30485 | SREC Solar | O'BYRNE |  | 8.58 | 0 | Residential | 1 | TRENTON | 8618 | 12 | EXACT SOLAR | PSE&G BPU | No | Complete | 2014-10-12 | 2014-12-31 | 2015-01-14 | 2015-01-14
SRP30488 | SREC Solar | RODRIGUEZ |  | 7.395 | 0 | Residential | 1 | BOONTON | 7005 | 3 | VIVINT SOLAR | JCP&L | No | Complete | 2014-10-12 | 2015-02-17 | 2015-02-22 | 2015-02-22
SRP30489 | SREC Solar | NAGY |  | 8.415 | 0 | Residential | 1 | BAYVILLE | 8721 | 18 | RELIABLE POWER SERVICES, INC. | JCP&L | No | Complete | 2014-10-12 | 2014-12-02 | 2014-12-10 | 2014-12-10
SRP30490 | SREC Solar | LIPARI |  | 3.75 | 0 | Residential |  | HASBROUCK HEIGHTS | 7604 | 7 | SOLARCITY CORPORATION | PSE&G BPU | No | Complete | 2014-10-12 | 2014-12-10 | 2015-01-06 | 2015-01-06
SRP30491 | SREC Solar | CAMMARATO |  | 7.8 | 0 | Residential | 1 | MIDDLETOWN | 7748 | 17 | SUNBLUE ENERGY | JCP&L | No | Complete | 2014-10-12 | 2015-01-06 | 2015-01-15 | 2015-01-15
SRP30492 | SREC Solar | KACZKA |  | 9.18 | 0 | Residential | 1 | WARETOWN | 8758 | 18 | RELIABLE POWER SERVICES, INC. | JCP&L | No | Complete | 2014-10-12 | 2014-12-19 | 2015-01-09 | 2015-01-09
SRP30493 | SREC Solar | BUCKLEY |  | 7.14 | 0 | Residential | 1 | TUCKERTON | 8087 | 18 | SOLARCITY CORPORATION | AC Electric | No | Complete | 2014-10-12 | 2015-01-29 | 2015-02-04 | 2015-02-04
SRP30495 | SREC Solar | DURKIN |  | 4.845 | 0 | Residential | 1 | EDISON | 8817 | 11 | RELIABLE POWER SERVICES, INC. | PSE&G BPU | No | QA SELECTED | 2014-10-12 | 2015-05-19
SRP30496 | SREC Solar | HARING |  | 10.2 | 0 | Residential | 1 | CHERRY HILL | 8034 | 14 | SOLARCITY CORPORATION | PSE&G BPU | No | Complete | 2014-10-12 | 2015-01-30 | 2015-02-09 | 2015-02-09
SRP30497 | SREC Solar | BERGMAN |  | 3.75 | 0 | Residential | 0 | BEACH HAVEN | 8088 | 13 | NJ SENSIBLE SOLAR | AC Electric | No | Complete | 2014-10-12 | 2015-03-11 | 2015-04-29 | 2015-04-29
SRP30498 | SREC Solar | BEAVER |  | 9.435 | 0 | Residential | 1 | FLORENCE | 8518 | 13 | RELIABLE POWER SERVICES, INC. | PSE&G BPU | No | Complete | 2014-10-12 | 2015-02-07 | 2015-02-12 | 2015-02-12
SRP30499 | SREC Solar | PACQUING |  | 10.2 | 0 | Residential | 1 | BARGAINTOWN | 8234 | 19 | SOLARCITY CORPORATION | AC Electric | No | Complete | 2014-10-12 | 2015-02-20 | 2015-02-27 | 2015-02-27
SRP30500 | SREC Solar | WALTER |  | 4.845 | 0 | Residential | 1 | BELFORD | 7718 | 17 | RELIABLE POWER SERVICES, INC. | JCP&L | No | Complete | 2014-10-12 | 2014-12-02 | 2014-12-09 | 2014-12-09
SRP30501 | SREC Solar | MASSI |  | 3.825 | 0 | Residential | 1 | GLOUCESTER TWP | 8029 | 14 | SOLARCITY CORPORATION | PSE&G BPU | No | Complete | 2014-10-12 | 2015-01-20 | 2015-02-16 | 2015-02-16
SRP30502 | SREC Solar | BAILEY |  | 3.825 | 0 | Residential | 1 | JERSEY CITY | 7305 | 8 | TRINITY HEATING AND AIR | PSE&G BPU | No | Complete | 2014-10-12 | 2015-03-25 | 2015-04-06 | 2015-04-06
SRP30503 | SREC Solar | WOSCZYNA |  | 7.905 | 0 | Residential | 1 | MAGNOLIA | 8049 | 14 | SOLARCITY CORPORATION | PSE&G BPU | No | QA SELECTED | 2014-10-12 | 2015-05-13
SRP30504 | SREC Solar | RAGHOO |  | 6.12 | 0 | Residential | 1 | BARRINGTON | 8007 | 14 | SOLARCITY CORPORATION | PSE&G BPU | No | Complete | 2014-10-12 | 2015-02-05 | 2015-02-24 | 2015-02-24
SRP30509 | SREC Solar | FRAGOSO |  | 4.845 | 0 | Residential | 1 | UNION | 7083 | 10 | VIVINT SOLAR | PSE&G BPU | No | Complete | 2014-10-12 | 2014-11-07 | 2014-11-24 | 2014-11-24
SRP30514 | SREC Solar | MCNULTY |  | 6.885 | 0 | Residential | 1 | CHERRY HILL | 8034 | 14 | SOLARCITY CORPORATION | PSE&G BPU | No | Complete | 2014-10-12 | 2015-02-13 | 2015-02-22 | 2015-02-22
SRP30516 | SREC Solar | QUINN |  | 6.63 | 0 | Residential | 1 | WILLAS | 8251 | 21 | ALLSEASON CONSTRUCTION | AC Electric | No | Complete | 2014-10-12 | 2015-04-15 | 2015-04-27 | 2015-04-27
SRP30517 | SREC Solar | MUNOZ |  | 5.1 | 0 | Residential | 1 | DOVER | 7801 | 3 | VIVINT SOLAR | JCP&L | No | Complete | 2014-10-12 | 2015-02-04 | 2015-02-07 | 2015-02-07
SRP30518 | SREC Solar | MONTONE |  | 5.865 | 0 | Residential | 1 | WILLINGBORO | 8046 | 13 | VIVINT SOLAR | PSE&G BPU | No | Complete | 2014-10-12 | 2015-02-04 | 2015-03-09 | 2015-03-09
SRP30520 | SREC Solar | PAGANI |  | 5.865 | 0 | Residential | 1 | WILLINGBORO | 8046 | 13 | VIVINT SOLAR | PSE&G BPU | No | Complete | 2014-10-12 | 2014-12-12 | 2014-12-23 | 2014-12-23
SRP30521 | SREC Solar | COLELLA |  | 10.455 | 0 | Residential | 1 | BRIDGETON | 8302 | 20 | ALLSEASON CONSTRUCTION | AC Electric | No | QA SELECTED | 2014-10-12 | 2015-05-22
SRP30522 | SREC Solar | TOOTER |  | 4.335 | 0 | Residential | 1 | SPOTSWOOD | 8884 | 11 | VIVINT SOLAR | JCP&L | No | Complete | 2014-10-12 | 2015-04-29 | 2015-05-15 | 2015-05-15
SRP30523 | SREC Solar | LEBOWITZ |  | 14.5 | 0 | Residential | 1 | HIGHLAND PARK | 8904 | 11 | SOLARCITY CORPORATION | PSE&G BPU | No | Complete | 2014-10-12 | 2015-03-20 | 2015-03-31 | 2015-03-31
SRP30525 | SREC Solar | ZITO |  | 8.415 | 0 | Residential | 1 | LANOKA HARBOR | 8734 | 18 | ALLSEASON CONSTRUCTION | JCP&L | No | Complete | 2014-10-12 | 2015-04-02 | 2015-04-13 | 2015-04-13
SRP30532 | SREC Solar | GANDHI |  | 9.75 | 0 | Residential | 1 | SAYREVILLE | 8872 | 11 | SOLARCITY CORPORATION | JCP&L | No | Complete | 2014-10-12 | 2014-10-24 | 2014-11-05 | 2014-11-05
SRP30533 | SREC Solar | OOMMEN |  | 5.94 | 0 | Residential | 1 | BERGENFIELD | 7621 | 7 | TRIM-O-TECH, LLC | PSE&G BPU | No | Complete | 2014-10-12 | 2014-11-06 | 2014-11-24 | 2014-11-24
SRP30536 | SREC Solar | BERNHARDT |  | 8.67 | 0 | Residential | 1 | CEDARVILLE | 8311 | 20 | ALLSEASON CONSTRUCTION | AC Electric | No | Complete | 2014-10-12 | 2015-03-31 | 2015-04-14 | 2015-04-14
SRP30537 | SREC Solar | PAPPACHEN |  | 9.75 | 0 | Residential | 1 | MONTVILLE | 7045 | 3 | SOLARCITY CORPORATION | JCP&L | No | Complete | 2014-10-12 | 2015-04-21 | 2015-05-01 | 2015-05-01
SRP30539 | SREC Solar | ROLSTAD |  | 9.35 | 0 | Residential | 1 | LAKE HOPATCONG | 7849 | 3 | TRINITY HEATING AND AIR | JCP&L | No | Complete | 2014-10-13 | 2015-01-08 | 2015-03-20 | 2015-03-20
SRP30544 | SREC Solar | ANDREACI |  | 6.63 | 0 | Residential | 1 | EHT | 8234 | 19 | ALLSEASON CONSTRUCTION | AC Electric | No | Complete | 2014-10-12 | 2015-03-18 | 2015-03-30 | 2015-03-30
SRP30545 | SREC Solar | DELGADO |  | 5.355 | 0 | Residential | 1 | SPOTSWOOD | 8884 | 11 | VIVINT SOLAR | JCP&L | No | Complete | 2014-10-12 | 2015-04-29 | 2015-05-15 | 2015-05-15
SRP30546 | SREC Solar | DELIA |  | 5.355 | 0 | Residential | 1 | GALLOWAY | 8205 | 19 | ALLSEASON CONSTRUCTION | AC Electric | No | Complete | 2014-10-12 | 2015-03-06 | 2015-03-16 | 2015-03-16
SRP30547 | SREC Solar | RAMOS |  | 5.75 | 0 | Residential | 1 | TOMS RIVER | 8753 | 18 | SOLARCITY CORPORATION | JCP&L | No | QC Selected | 2014-10-12 | 2015-05-13
SRP30548 | SREC Solar | SCHWANTES |  | 7.14 | 0 | Residential | 1 | WILLINGBORO | 8046 | 13 | VIRON CONSULTING GROUP | PSE&G BPU | No | Complete | 2014-10-12 | 2015-03-11 | 2015-03-24 | 2015-03-24
SRP30549 | SREC Solar | MAIER |  | 7.65 | 0 | Residential | 1 | BARNEGAT | 8005 | 18 | ALLSEASON CONSTRUCTION | AC Electric | No | Install Complete | 2014-10-12 | 2015-04-28
SRP30552 | SREC Solar | EVANS |  | 6.63 | 0 | Residential | 1 | WILLINGBORO | 8046 | 13 | VIVINT SOLAR | PSE&G BPU | No | Complete | 2014-10-12 | 2015-02-19 | 2015-02-26 | 2015-02-26
SRP30553 | SREC Solar | JULES |  | 8.67 | 0 | Residential | 1 | GALLOWAY | 8205 | 19 | ALLSEASON CONSTRUCTION | AC Electric | No | Complete | 2014-10-12 | 2015-03-24 | 2015-04-02 | 2015-04-02
SRP30555 | SREC Solar | SANTOS |  | 4.845 | 0 | Residential | 1 | WILLINGBORO | 8046 | 13 | VIVINT SOLAR | PSE&G BPU | No | Complete | 2014-10-12 | 2015-01-07 | 2015-02-07 | 2015-02-07
SRP30563 | SREC Solar | ZENGERLE |  | 4.75 | 0 | Residential | 1 | DUNELLEN | 8812 | 11 | SOLARCITY CORPORATION | PSE&G BPU | No | Complete | 2014-10-12 | 2015-02-07 | 2015-03-09 | 2015-03-09
SRP30566 | SREC Solar | STILES |  | 11.475 | 0 | Residential | 1 | BERLIN | 8009 | 14 | SOLARCITY CORPORATION | AC Electric | No | QA SELECTED | 2014-10-12 | 2015-02-13
SRP30567 | SREC Solar | REILLY |  | 2.8 | 0 | Residential | 1 | BRIELLE | 8730 | 17 | WHITMAN CONSTRUCTION | JCP&L | No | Complete | 2014-10-12 | 2015-05-12 | 2015-05-21 | 2015-05-21
SRP30568 | SREC Solar | NETTI |  | 7.14 | 0 | Residential | 1 | HAZLET | 7730 | 17 | VIVINT SOLAR | JCP&L | No | Complete | 2014-10-12 | 2015-04-28 | 2015-05-18 | 2015-05-18
SRP30569 | SREC Solar | MERCEDA |  | 5.61 | 0 | Residential | 1 | COLONIA | 7067 | 10 | VIVINT SOLAR | PSE&G BPU | No | Complete | 2014-10-12 | 2015-04-02 | 2015-04-09 | 2015-04-09
SRP30573 | SREC Solar | SULLIVAN |  | 11.95 | 0 | Residential | 1 | JACKSON | 8527 | 18 | WHITMAN CONSTRUCTION | JCP&L | No | QA SELECTED | 2014-10-12 | 2015-05-19
SRP30574 | SREC Solar | MORAN |  | 15.3 | 0 | Residential |  | BLAIRSTOWN | 7825 | 2 | ALTERNATIVE ENERGY ASSOCIATES | JCP&L | No | Complete | 2014-10-12 | 2014-12-31 | 2015-01-13 | 2015-01-13
SRP30575 | SREC Solar | COLEMAN |  | 8.16 | 0 | Residential | 1 | SOMERSET | 8873 | 5 | VIVINT SOLAR | PSE&G BPU | No | Complete | 2014-10-12 | 2015-04-03 | 2015-04-13 | 2015-04-13
SRP30578 | SREC Solar | NELSON |  | 5.395 | 0 | Residential | 1 | ISELIN | 8830 | 11 | ROOF DIAGNOSTICS INC | PSE&G BPU | No | Complete | 2014-10-12 | 2015-02-11 | 2015-03-20 | 2015-03-20
SRP30579 | SREC Solar | ALEXESCU |  | 8.25 | 0 | Residential | 1 | MORRISTOWN | 7960 | 3 | SOLARCITY CORPORATION | JCP&L | No | Complete | 2014-10-12 | 2015-01-19 | 2015-01-28 | 2015-01-28
SRP30580 | SREC Solar | LAPARCH |  | 14.025 | 0 | Residential |  | PHILLIPSBURG | 8865 | 2 | ALTERNATIVE ENERGY ASSOCIATES | JCP&L | No | Complete | 2014-10-12 | 2014-12-16 | 2015-01-06 | 2015-01-06
SRP30585 | SREC Solar | ST. JOHN |  | 4.335 | 0 | Residential | 1 | WILLINGBORO | 8046 | 13 | VIVINT SOLAR | PSE&G BPU | No | Complete | 2014-10-12 | 2015-03-12 | 2015-03-27 | 2015-03-27
SRP30587 | SREC Solar | GELINO |  | 5.1 | 0 | Residential | 1 | BRANCHBURG | 8876 | 5 | VIVINT SOLAR | JCP&L | No | Complete | 2014-10-12 | 2015-02-07 | 2015-02-11 | 2015-02-11
SRP30589 | SREC Solar | BARAKA |  | 2.55 | 0 | Residential | 1 | VOORHEES | 8043 | 14 | VIVINT SOLAR | PSE&G BPU | No | Install Complete | 2014-10-12 | 2015-04-24
SRP30590 | SREC Solar | LOVELAND JR |  | 18.36 | 0 | Residential | 1 | SALEM | 8079 | 16 | RCL ENTERPRISES INC. | AC Electric | No | Complete | 2014-10-12 | 2014-12-30 | 2015-01-20 | 2015-01-20
SRP30592 | SREC Solar | GREENE |  | 4.845 | 0 | Residential | 1 | WILLINGBORO | 8046 | 13 | VIVINT SOLAR | PSE&G BPU | No | Complete | 2014-10-12 | 2015-02-17 | 2015-02-26 | 2015-02-26
SRP30593 | SREC Solar | MCCARTNEY |  | 7.14 | 0 | Residential | 1 | MT LAUREL | 8054 | 13 | VIVINT SOLAR | PSE&G BPU | No | QA SELECTED | 2014-10-12 | 2015-05-29
SRP30594 | SREC Solar | DARIENZO |  | 10.07 | 0 | Residential | 0 | CHESTER | 7930 | 3 | GROUP SOLAR | JCP&L | No | Complete | 2014-10-12 | 2014-12-23 | 2015-01-09 | 2015-01-09
SRP30596 | SREC Solar | VANBENBERGE |  | 6.63 | 0 | Residential | 1 | TOMS RIVER | 8753 | 18 | VIVINT SOLAR | JCP&L | No | Complete | 2014-10-12 | 2015-04-22 | 2015-04-30 | 2015-04-30
SRP30600 | SREC Solar | GAWRON |  | 4.845 | 0 | Residential | 1 | PARLIN | 8859 | 11 | VIVINT SOLAR | JCP&L | No | Complete | 2014-10-12 | 2015-05-14 | 2015-05-27 | 2015-05-27
SRP30601 | SREC Solar | PFLUGH |  | 6.89 | 0 | Residential | 0 | RAMSEY | 7446 | 7 | GROUP SOLAR | Orange & Rockland Elec | No | Complete | 2014-10-13 | 2015-02-10 | 2015-04-29 | 2015-04-29
SRP30602 | SREC Solar | HURLEY |  | 5.1 | 0 | Residential | 1 | CHERRY HILL | 8007 | 14 | VIVINT SOLAR | PSE&G BPU | No | QC Selected | 2014-10-12 | 2015-05-20
SRP30604 | SREC Solar | LOUIE |  | 6.375 | 0 | Residential | 1 | MT LAUREL | 8054 | 13 | VIVINT SOLAR | PSE&G BPU | No | Complete | 2014-10-12 | 2015-04-30 | 2015-05-12 | 2015-05-12
SRP30605 | SREC Solar | SWACK |  | 7.14 | 0 | Residential | 1 | GLOUCESTER TWP | 8012 | 14 | SOLARCITY CORPORATION | AC Electric | No | Complete | 2014-10-12 | 2015-01-20 | 2015-02-16 | 2015-02-16
SRP30607 | SREC Solar | LEVY |  | 8 | 0 | Residential | 1 | MONROE TOWNSHIP | 8831 | 11 | SOLARCITY CORPORATION | JCP&L | No | Complete | 2014-10-12 | 2015-01-19 | 2015-01-28 | 2015-01-28
SRP30612 | SREC Solar | KORMAN |  | 7.905 | 0 | Residential | 1 | PEQUANNOCK | 7440 | 3 | VIVINT SOLAR | JCP&L | No | QA SELECTED | 2014-10-12 | 2015-05-27
SRP30613 | SREC Solar | STACHIOTTI |  | 7.905 | 0 | Residential | 1 | PENNSAUKEN TOWNSHIP | 8109 | 14 | SOLARCITY CORPORATION | PSE&G BPU | No | Complete | 2014-10-12 | 2014-11-19 | 2014-12-04 | 2014-12-04
SRP30616 | SREC Solar | SHAUGER |  | 6.885 | 0 | Residential | 1 | DENVILLE | 7834 | 3 | VIVINT SOLAR | JCP&L | No | Complete | 2014-10-12 | 2015-03-18 | 2015-03-30 | 2015-03-30
SRP30619 | SREC Solar | SAUL |  | 19.125 | 0 | Residential | 1 | CHERRY HILL | 8003 | 14 | SOLARCITY CORPORATION | PSE&G BPU | No | Complete | 2014-10-12 | 2015-01-19 | 2015-01-28 | 2015-01-28
SRP30620 | SREC Solar | SOLIMAN |  | 8.16 | 0 | Residential | 1 | WOODBURY | 8096 | 15 | SOLARCITY CORPORATION | PSE&G BPU | No | Complete | 2014-10-12 | 2015-03-18 | 2015-04-09 | 2015-04-09
SRP30621 | SREC Solar | BOJER |  | 5.1 | 0 | Residential | 1 | CHERRY HILL | 8003 | 14 | VIVINT SOLAR | PSE&G BPU | No | QC Selected | 2014-10-12 | 2015-05-27
SRP30622 | SREC Solar | MOWBRAY |  | 4.845 | 0 | Residential | 1 | FLANDERS | 7836 | 3 | VIVINT SOLAR | JCP&L | No | QA SELECTED | 2014-10-12 | 2015-05-20
SRP30623 | SREC Solar | BENSHOOF |  | 8.16 | 0 | Residential | 1 | FLANDERS | 7836 | 3 | VIVINT SOLAR | JCP&L | No | QC Selected | 2014-10-12 | 2015-05-27
SRP30624 | SREC Solar | HOLMES |  | 6.885 | 0 | Residential | 1 | PENNSAUKEN | 8109 | 14 | VIVINT SOLAR | PSE&G BPU | No | Complete | 2014-10-12 | 2015-02-10 | 2015-02-13 | 2015-02-13
SRP30626 | SREC Solar | CARPENTER |  | 7.14 | 0 | Residential | 1 | TURNERSVILLE | 8080 | 15 | SOLARCITY CORPORATION | AC Electric | No | Complete | 2014-10-12 | 2015-02-10 | 2015-03-20 | 2015-03-20
SRP30627 | SREC Solar | PEREZ |  | 5.61 | 0 | Residential | 1 | WILLINGBORO | 8046 | 13 | VIVINT SOLAR | PSE&G BPU | No | Complete | 2014-10-12 | 2014-12-19 | 2015-01-09 | 2015-01-09
SRP30629 | SREC Solar | GETTA |  | 9.18 | 0 | Residential | 1 | TOMS RIVER | 8755 | 18 | VIVINT SOLAR | JCP&L | No | Complete | 2014-10-12 | 2015-02-17 | 2015-02-20 | 2015-02-20
SRP30632 | SREC Solar | MOLDE |  | 5.1 | 0 | Residential | 1 | WHARTON | 7885 | 3 | VIVINT SOLAR | JCP&L | No | Complete | 2014-10-12 | 2015-02-24 | 2015-05-06 | 2015-05-06
SRP30633 | SREC Solar | ARRIGO |  | 8.37 | 0 | Residential | 1 | MANCHESTER | 8759 | 18 | TRINITY HEATING AND AIR | JCP&L | No | Complete | 2014-10-12 | 2014-10-27 | 2014-11-04 | 2014-11-04
SRP30634 | SREC Solar | BOLTON |  | 7.395 | 0 | Residential | 1 | MT. LAUREL | 8054 | 13 | VIVINT SOLAR | PSE&G BPU | No | Complete | 2014-10-12 | 2015-02-19 | 2015-02-26 | 2015-02-26
SRP30638 | SREC Solar | MENDEZ |  | 6.63 | 0 | Residential | 1 | UNION | 7083 | 10 | VIVINT SOLAR | PSE&G BPU | No | Complete | 2014-10-12 | 2015-03-04 | 2015-03-20 | 2015-03-20
SRP30643 | SREC Solar | BURKE |  | 7.14 | 0 | Residential | 1 | STRATFORD | 8084 | 14 | SOLARCITY CORPORATION | AC Electric | No | QA SELECTED | 2014-10-12 | 2015-02-12
SRP30644 | SREC Solar | LETTS |  | 4.335 | 0 | Residential | 1 | NEPTUNE | 7753 | 17 | VIVINT SOLAR | JCP&L | No | Complete | 2014-10-12 | 2015-03-11 | 2015-03-24 | 2015-03-24
SRP30655 | SREC Solar | YILDIRIM |  | 4.75 | 0 | Residential | 1 | CLIFTON | 7012 | 6 | SOLARCITY CORPORATION | PSE&G BPU | No | Complete | 2014-10-12 | 2015-05-06 | 2015-05-20 | 2015-05-20
SRP30657 | SREC Solar | OHARA |  | 11.475 | 0 | Residential | 1 | HADDON TWP | 8108 | 14 | VIVINT SOLAR | PSE&G BPU | No | Complete | 2014-10-12 | 2015-04-22 | 2015-05-06 | 2015-05-06
SRP30658 | SREC Solar | MAURIELLO |  | 10.25 | 0 | Residential | 1 | FARMINGDALE | 7727 | 17 | SOLARCITY CORPORATION | JCP&L | No | Complete | 2014-10-12 | 2015-02-13 | 2015-04-10 | 2015-04-10
SRP30660 | SREC Solar | MINKOWICZ |  | 4.86 | 0 | Residential | 1 | FREEHOLD | 7728 | 17 | TRINITY HEATING AND AIR | JCP&L | No | Complete | 2014-10-12 | 2014-10-28 | 2014-11-26 | 2014-11-26
SRP30663 | SREC Solar | ANDUJAR |  | 5.355 | 0 | Residential | 1 | VINELAND | 8360 | 20 | SOLARCITY CORPORATION | Vineland Muni Elec | No | Complete | 2014-10-12 | 2015-01-20 | 2015-01-28 | 2015-01-28
SRP30666 | SREC Solar | MACLELLAN |  | 7.395 | 0 | Residential | 1 | MIDDLETOWN | 7748 | 17 | VIVINT SOLAR | JCP&L | No | Complete | 2014-10-12 | 2015-02-19 | 2015-02-26 | 2015-02-26
SRP30667 | SREC Solar | LAM |  | 7.14 | 0 | Residential | 1 | CHERRY HILL | 8034 | 14 | TRINITY HEATING AND AIR | PSE&G BPU | No | Complete | 2014-10-12 | 2014-10-28 | 2014-11-26 | 2014-11-26
SRP30668 | SREC Solar | LIMBAGA |  | 6.12 | 0 | Residential | 1 | AUDUBON | 8106 | 14 | SOLARCITY CORPORATION | PSE&G BPU | No | Complete | 2014-10-12 | 2015-02-10 | 2015-02-12 | 2015-02-12
SRP30669 | SREC Solar | PAVENTA |  | 9.69 | 0 | Residential | 1 | TOTOWA | 7512 | 6 | VIVINT SOLAR | PSE&G BPU | No | Complete | 2014-10-12 | 2015-03-11 | 2015-03-24 | 2015-03-24
SRP30670 | SREC Solar | MESA |  | 3.06 | 0 | Residential | 1 | PENNSAUKEN | 8109 | 14 | VIVINT SOLAR | PSE&G BPU | No | QC Selected | 2014-10-12 | 2015-05-20
SRP30671 | SREC Solar | JONES |  | 11.985 | 0 | Residential | 1 | GALLOWAY | 8205 | 19 | ACOS ENERGY, LLC | AC Electric | No | Complete | 2014-10-12 | 2014-11-20 | 2014-12-04 | 2014-12-04
SRP30672 | SREC Solar | GREGG |  | 7.65 | 0 | Residential | 1 | ELMER | 8318 | 16 | SOLARCITY CORPORATION | AC Electric | No | Complete | 2014-10-12 | 2014-12-30 | 2015-01-15 | 2015-01-15
SRP30673 | SREC Solar | PINTO |  | 6.76 | 0 | Residential | 1 | GALLOWAY | 8205 | 19 | TRINITY HEATING AND AIR | AC Electric | No | Complete | 2014-10-12 | 2014-12-23 | 2015-02-02 | 2015-02-02
SRP30674 | SREC Solar | MULL |  | 9.18 | 0 | Residential | 1 | PENNSAUKEN | 8109 | 14 | VIVINT SOLAR | PSE&G BPU | No | Complete | 2014-10-12 | 2015-05-12 | 2015-05-26 | 2015-05-26
SRP30675 | SREC Solar | IANNOTTI |  | 10.2 | 0 | Residential | 1 | SEWELL | 8080 | 15 | ACOS ENERGY, LLC | AC Electric | No | Complete | 2014-10-12 | 2014-11-19 | 2014-12-22 | 2014-12-22
SRP30678 | SREC Solar | ORTIZ |  | 6.375 | 0 | Residential | 1 | GALLOWAY | 8205 | 19 | ACOS ENERGY, LLC | AC Electric | No | Complete | 2014-10-12 | 2014-11-19 | 2014-12-04 | 2014-12-04
SRP30682 | SREC Solar | NELSON |  | 16.83 | 0 | Residential | 1 | WHITING | 8759 | 18 | ACOS ENERGY, LLC | JCP&L | No | Complete | 2014-10-12 | 2015-01-28 | 2015-02-03 | 2015-02-03
SRP30685 | SREC Solar | CONBOY |  | 8.25 | 0 | Residential | 1 | BROWNS MILLS | 8015 | 13 | TRINITY HEATING AND AIR | JCP&L | No | Complete | 2014-10-12 | 2015-02-17 | 2015-02-22 | 2015-02-22
SRP30686 | SREC Solar | FALCONE |  | 8.16 | 0 | Residential | 1 | PARSIPPANY | 7054 | 3 | VIVINT SOLAR | JCP&L | No | Complete | 2014-10-12 | 2015-02-27 | 2015-03-12 | 2015-03-12
SRP30687 | SREC Solar | SCHILLIG |  | 3.825 | 0 | Residential | 1 | PENNSAUKEN | 8110 | 14 | VIVINT SOLAR | PSE&G BPU | No | QA SELECTED | 2014-10-12 | 2015-05-20
SRP30688 | SREC Solar | JOHNSON |  | 6.63 | 0 | Residential | 1 | WILLINGBORO | 8046 | 13 | VIVINT SOLAR | PSE&G BPU | No | Complete | 2014-10-12 | 2015-05-14 | 2015-05-22 | 2015-05-22
SRP30690 | SREC Solar | FELICIANO |  | 9.25 | 0 | Residential | 1 | EGG HARBOR TWP | 8234 | 19 | SUN UP ZERO DOWN | AC Electric | No | Complete | 2014-10-12 | 2015-02-03 | 2015-03-24 | 2015-03-24
SRP30692 | SREC Solar | ARMAS |  | 16.5 | 0 | Residential | 0 | LONG VALLEY | 7853 | 3 | TRINITY HEATING AND AIR | JCP&L | No | Complete | 2014-10-12 | 2014-12-19 | 2015-01-05 | 2015-01-05
SRP30695 | SREC Solar | JONES |  | 9.69 | 0 | Residential | 1 | WILLINGBORO | 8046 | 13 | VIVINT SOLAR | PSE&G BPU | No | Complete | 2014-10-12 | 2015-02-03 | 2015-02-05 | 2015-02-05
SRP30696 | SREC Solar | MATTHIS |  | 10.2 | 0 | Residential | 1 | SICKLERVILLE | 8081 | 14 | ACOS ENERGY, LLC | AC Electric | No | Complete | 2014-10-12 | 2015-02-13 | 2015-02-22 | 2015-02-22
SRP30698 | SREC Solar | POLO ODAR |  | 6.885 | 0 | Residential | 1 | PLEASANTVILLE | 8232 | 19 | ACOS ENERGY, LLC | AC Electric | No | Complete | 2014-10-12 | 2015-02-25 | 2015-03-17 | 2015-03-17
SRP30700 | SREC Solar | BLUM |  | 5.39 | 0 | Residential | 1 | JACKSON | 8527 | 18 | TRINITY HEATING AND AIR | JCP&L | No | Complete | 2014-10-12 | 2014-10-20 | 2014-10-28 | 2014-10-28
SRP30701 | SREC Solar | ESPOSITO |  | 6.63 | 0 | Residential | 1 | KEYPORT | 7735 | 17 | VIVINT SOLAR | JCP&L | No | Complete | 2014-10-12 | 2015-02-07 | 2015-02-11 | 2015-02-11
SRP30702 | SREC Solar | SUMNERS |  | 10.5 | 0 | Residential | 1 | LAWRENCEVILLE | 8648 | 12 | ROOF DIAGNOSTICS INC | PSE&G BPU | No | QA SELECTED | 2014-10-12 | 2015-05-27
SRP30706 | SREC Solar | LAMONICA |  | 8.16 | 0 | Residential | 1 | BRICK | 8724 | 18 | TRINITY HEATING AND AIR | JCP&L | No | Complete | 2014-10-12 | 2014-11-26 | 2014-12-12 | 2014-12-12
SRP30707 | SREC Solar | COLON |  | 4.675 | 0 | Residential | 1 | ELMWOOD PARK | 7407 | 7 | ROOF DIAGNOSTICS INC | PSE&G BPU | No | Complete | 2014-10-12 | 2015-02-11 | 2015-02-13 | 2015-02-13
SRP30708 | SREC Solar | HERIG |  | 3.57 | 0 | Residential | 1 | KENVIL | 7847 | 3 | VIVINT SOLAR | JCP&L | No | Complete | 2014-10-12 | 2015-01-28 | 2015-01-30 | 2015-01-30
SRP30710 | SREC Solar | POSEY-SADAOWSKEY |  | 6.12 | 0 | Residential | 1 | DEL HAVEN | 8251 | 21 | ACOS ENERGY, LLC | AC Electric | No | Complete | 2014-10-12 | 2014-11-20 | 2014-12-04 | 2014-12-04
SRP30711 | SREC Solar | MELVIN |  | 5.5 | 0 | Residential | 0 | LITTLE YORK | 8834 | 4 | TRINITY HEATING AND AIR | JCP&L | No | Complete | 2014-10-12 | 2015-01-19 | 2015-01-28 | 2015-01-28
SRP30712 | SREC Solar | CORCORAN |  | 5.5 | 0 | Residential | 1 | BARNEGAT | 8005 | 18 | ROOF DIAGNOSTICS INC | JCP&L | No | Complete | 2014-10-12 | 2015-03-24 | 2015-04-02 | 2015-04-02
SRP30714 | SREC Solar | TREJO |  | 6.885 | 0 | Residential | 1 | WILLINGBORO | 8046 | 13 | VIVINT SOLAR | PSE&G BPU | No | Complete | 2014-10-12 | 2015-02-07 | 2015-02-11 | 2015-02-11
SRP30715 | SREC Solar | CHAO |  | 8.64 | 0 | Residential | 1 | MEDFORD | 8055 | 13 | ABSOLUTELY ENERGIZED SOLAR, LLC | PSE&G BPU | No | Complete | 2014-10-12 | 2015-01-08 | 2015-01-20 | 2015-01-20
SRP30720 | SREC Solar | FEELEY |  | 5.355 | 0 | Residential | 1 | DOLANCO | 8075 | 13 | VIVINT SOLAR | PSE&G BPU | No | QA SELECTED | 2014-10-12 | 2015-05-21
SRP30721 | SREC Solar | SCOTT |  | 8.415 | 0 | Residential | 1 | WILLINGBORO | 8046 | 13 | VIVINT SOLAR | PSE&G BPU | No | Complete | 2014-10-12 | 2015-04-02 | 2015-04-13 | 2015-04-13
SRP30722 | SREC Solar | KENT |  | 9.45 | 0 | Residential | 1 | ABERDEEN | 7747 | 17 | ROOF DIAGNOSTICS INC | JCP&L | No | Complete | 2014-10-12 | 2015-01-15 | 2015-01-26 | 2015-01-26
SRP30723 | SREC Solar | SHYU |  | 6.12 | 0 | Residential | 1 | EAST BRUNSWICK | 8816 | 11 | VIVINT SOLAR | JCP&L | No | Complete | 2014-10-12 | 2015-04-02 | 2015-05-14 | 2015-05-14
SRP30724 | SREC Solar | KRAJEWSKI |  | 5.2 | 0 | Residential | 0 | TOMS RIVER | 8757 | 18 | TRINITY HEATING AND AIR | Not Known | No | Complete | 2014-10-12 | 2014-12-01 | 2014-12-18 | 2014-12-18
SRP30725 | SREC Solar | BIRCH |  | 8.925 | 0 | Residential | 1 | WILLINGBORO | 8046 | 13 | VIVINT SOLAR | PSE&G BPU | No | Complete | 2014-10-12 | 2015-02-07 | 2015-02-11 | 2015-02-11
SRP30727 | SREC Solar | KRUMBEIN |  | 8.25 | 0 | Residential | 1 | CHERRY HILL | 8002 | 14 | ROOF DIAGNOSTICS INC | PSE&G BPU | No | Complete | 2014-10-12 | 2015-03-03 | 2015-03-18 | 2015-03-18
SRP30728 | SREC Solar | AROCHO |  | 14.28 | 0 | Residential | 1 | PERTH AMBOY | 8861 | 11 | VIVINT SOLAR | PSE&G BPU | No | Complete | 2014-10-12 | 2015-03-18 | 2015-03-30 | 2015-03-30
SRP30729 | SREC Solar | CENTONZE |  | 11.985 | 0 | Residential | 1 | FAIRFIELD | 7004 | 9 | VIVINT SOLAR | PSE&G BPU | No | Complete | 2014-10-12 | 2015-03-20 | 2015-04-01 | 2015-04-01
SRP30731 | SREC Solar | CROPPER |  | 6.375 | 0 | Residential | 1 | WILLINGBORO | 8046 | 13 | VIVINT SOLAR | PSE&G BPU | No | Complete | 2014-10-12 | 2015-04-07 | 2015-04-16 | 2015-04-16
SRP30732 | SREC Solar | GANGEMI |  | 9.945 | 0 | Residential | 1 | FAIRFIELD | 7004 | 9 | VIVINT SOLAR | PSE&G BPU | No | Complete | 2014-10-12 | 2015-03-10 | 2015-03-24 | 2015-03-24
SRP30734 | SREC Solar | DOUGLAS |  | 10.2 | 0 | Residential | 1 | WESTAMPTON | 8060 | 13 | VIVINT SOLAR | PSE&G BPU | No | QA SELECTED | 2014-10-12 | 2015-05-20
SRP30735 | SREC Solar | DAVIES |  | 8.67 | 0 | Residential | 1 | WILLINGBORO | 8046 | 13 | VIVINT SOLAR | PSE&G BPU | No | Complete | 2014-10-13 | 2015-02-17 | 2015-02-20 | 2015-02-20
SRP30738 | SREC Solar | NEUGOLD |  | 11.22 | 0 | Residential | 1 | FAIRFIELD | 7004 | 9 | VIVINT SOLAR | PSE&G BPU | No | Complete | 2014-10-12 | 2015-04-03 | 2015-04-13 | 2015-04-13
SRP30741 | SREC Solar | SEIPLE |  | 10.464 | 0 | Residential | 0 | WOODSTOWN | 8098 | 16 | GEOPEAK ENERGY LLC | AC Electric | No | Complete | 2014-10-12 | 2015-02-13 | 2015-02-22 | 2015-02-22
SRP30742 | SREC Solar | KENNA |  | 7 | 0 | Residential | 1 | WASHINGTON TOWNSHIP | 8691 | 12 | SOLARCITY CORPORATION | PSE&G BPU | No | Complete | 2014-10-12 | 2015-03-04 | 2015-03-19 | 2015-03-19
SRP30743 | SREC Solar | TERZI |  | 6.75 | 0 | Residential | 0 | MAPLEWOOD | 7040 | 9 | ASTRUM SOLAR, LLC | PSE&G BPU | No | Complete | 2014-10-12 | 2014-12-12 | 2014-12-23 | 2014-12-23
SRP30745 | SREC Solar | TRICOCCI |  | 8.415 | 0 | Residential | 1 | WESTAMPTON | 8060 | 13 | VIVINT SOLAR | PSE&G BPU | No | Complete | 2014-10-12 | 2015-03-04 | 2015-03-20 | 2015-03-20
SRP30747 | SREC Solar | LADAO JR. |  | 8.25 | 0 | Residential | 1 | METUCHEN | 8840 | 11 | ASTRUM SOLAR, LLC | PSE&G BPU | No | QA SELECTED | 2014-10-12 | 2015-05-29
SRP30748 | SREC Solar | SAHAI |  | 5.865 | 0 | Residential | 1 | PARLIN | 8859 | 11 | VIVINT SOLAR | JCP&L | No | Complete | 2014-10-12 | 2015-02-17 | 2015-02-20 | 2015-02-20
SRP30750 | SREC Solar | RATHOD |  | 7.905 | 0 | Residential | 1 | SICKLERVILLE | 8081 | 14 | SOLARCITY CORPORATION | AC Electric | No | Complete | 2014-10-12 | 2015-02-20 | 2015-03-19 | 2015-03-19
SRP30753 | SREC Solar | WAKABAYASHI |  | 6.12 | 0 | Residential | 1 | CHERRY HILL | 8002 | 14 | VIVINT SOLAR | PSE&G BPU | No | Complete | 2014-10-12 | 2015-05-07 | 2015-05-19 | 2015-05-19
SRP30756 | SREC Solar | MARKOWITZ |  | 8.32 | 0 | Residential | 0 | HAMILTON TWP | 8619 | 12 | TRINITY HEATING AND AIR | PSE&G BPU | No | Complete | 2014-10-12 | 2015-01-07 | 2015-01-21 | 2015-01-21
SRP30758 | SREC Solar | ZHOU |  | 3.825 | 0 | Residential | 1 | CHERRY HILL | 8003 | 14 | VIVINT SOLAR | PSE&G BPU | No | Complete | 2014-10-12 | 2015-02-19 | 2015-02-26 | 2015-02-26
SRP30759 | SREC Solar | MATURI |  | 6.5 | 0 | Residential | 1 | EGG HARBOR TWP | 8234 | 19 | SUN UP ZERO DOWN | AC Electric | No | Complete | 2014-10-12 | 2014-12-10 | 2015-02-02 | 2015-02-02
SRP30760 | SREC Solar | GIORDANO |  | 3.06 | 0 | Residential | 1 | TOMS RIVER | 8753 | 18 | VIVINT SOLAR | JCP&L | No | Complete | 2014-10-12 | 2014-11-07 | 2014-11-24 | 2014-11-24
SRP30761 | SREC Solar | RODRIGUEZ |  | 6.885 | 0 | Residential | 1 | NORTHFIELD | 8225 | 19 | SOLARCITY CORPORATION | AC Electric | No | Complete | 2014-10-12 | 2015-01-22 | 2015-01-30 | 2015-01-30
SRP30762 | SREC Solar | HOULIS |  | 4.313 | 0 | Residential | 1 | MANAHAWKIN | 8050 | 18 | WHITMAN CONSTRUCTION | AC Electric | No | Complete | 2014-10-12 | 2015-04-24 | 2015-05-08 | 2015-05-08
SRP30763 | SREC Solar | LORENZO |  | 7.395 | 0 | Residential | 1 | PARLIN | 8859 | 11 | VIVINT SOLAR | JCP&L | No | Complete | 2014-10-12 | 2015-04-03 | 2015-05-14 | 2015-05-14
SRP30764 | SREC Solar | RODRIGUEZ |  | 3.75 | 0 | Residential | 1 | LINDEN | 7036 | 10 | SOLARCITY CORPORATION | PSE&G BPU | No | Complete | 2014-10-12 | 2015-02-27 | 2015-03-12 | 2015-03-12
SRP30765 | SREC Solar | CARROLL |  | 9.25 | 0 | Residential | 1 | BARGAINTOWN | 8232 | 19 | RCL ENTERPRISES INC. | AC Electric | No | Install Complete | 2014-10-12 | 2015-04-23
SRP30766 | SREC Solar | LOW |  | 7.288 | 0 | Residential | 1 | OCEAN | 7712 | 17 | WHITMAN CONSTRUCTION | JCP&L | No | Complete | 2014-10-12 | 2015-04-15 | 2015-05-06 | 2015-05-06
SRP30768 | SREC Solar | HUNSICKER |  | 13.25 | 0 | Residential | 1 | SPARTA TOWNSHIP | 7871 | 1 | SOLARCITY CORPORATION | JCP&L | No | Complete | 2014-10-12 | 2015-04-14 | 2015-04-21 | 2015-04-21
SRP30770 | SREC Solar | LIN |  | 8.64 | 0 | Residential | 0 | PISCATAWAY | 8854 | 11 | US CLEAN ENERGY LLC | PSE&G BPU | No | Complete | 2014-10-21 | 2015-05-01 | 2015-05-13 | 2015-05-13
SRP30771 | SREC Solar | BRISTOW |  | 3.5 | 0 | Residential | 1 | RIVERTON | 8077 | 13 | SOLARCITY CORPORATION | PSE&G BPU | No | Complete | 2014-10-21 | 2015-04-03 | 2015-04-29 | 2015-04-29
SRP30775 | SREC Solar | CLEAVER |  | 5.355 | 0 | Residential | 1 | BARNEGAT | 8050 | 18 | NJR HOME SERVICES | AC Electric | No | Complete | 2014-10-13 | 2015-04-14 | 2015-04-21 | 2015-04-21
SRP30777 | SREC Solar | PETRACCA |  | 7.65 | 0 | Residential | 1 | BRICK | 8723 | 18 | TRINITY HEATING AND AIR | JCP&L | No | Complete | 2014-10-13 | 2015-02-11 | 2015-02-13 | 2015-02-13
SRP30778 | SREC Solar | INGRAM |  | 6.12 | 0 | Residential | 1 | TOMS RIVER | 8757 | 18 | RELIABLE POWER SERVICES, INC. | JCP&L | No | Complete | 2014-10-13 | 2014-12-09 | 2014-12-29 | 2014-12-29
SRP30780 | SREC Solar | SQUASHIC |  | 21.42 | 0 | Residential | 1 | MANCHESTER | 8759 | 18 | NJR HOME SERVICES | JCP&L | No | Complete | 2014-10-13 | 2015-02-11 | 2015-03-17 | 2015-03-17
SRP30783 | SREC Solar | PRADO |  | 5.25 | 0 | Residential | 1 | ELIZABETH | 7206 | 10 | SOLARCITY CORPORATION | PSE&G BPU | No | QC Selected | 2014-10-13 | 2015-03-18
SRP30784 | SREC Solar | SIDLER |  | 27.54 | 0 | Residential | 1 | FRANKLIN TWP | 8344 | 15 | RCL ENTERPRISES INC. | AC Electric | No | QA SELECTED | 2014-10-13 | 2015-05-13
SRP30785 | SREC Solar | MEYERS |  | 11.985 | 0 | Residential | 1 | WEST CREEK | 8092 | 18 | RELIABLE POWER SERVICES, INC. | AC Electric | No | Complete | 2014-10-13 | 2015-03-18 | 2015-03-30 | 2015-03-30
SRP30788 | SREC Solar | VICARI |  | 7.975 | 0 | Residential |  | HOWELL | 7731 | 17 | TRINITY HEATING AND AIR | JCP&L | No | Complete | 2014-10-13 | 2014-11-24 | 2014-12-16 | 2014-12-16
SRP30790 | SREC Solar | JARVIS |  | 11 | 0 | Residential | 1 | EGG HARBOR TWP | 8234 | 19 | SUN UP ZERO DOWN | AC Electric | No | Complete | 2014-10-13 | 2014-12-19 | 2014-12-29 | 2014-12-29
SRP30791 | SREC Solar | BENT |  | 6 | 0 | Residential | 1 | EGG HARBOR TWP | 8234 | 19 | SUN UP ZERO DOWN | AC Electric | No | Complete | 2014-10-13 | 2014-12-10 | 2015-01-07 | 2015-01-07
SRP30792 | SREC Solar | DYMERSKI |  | 8.16 | 0 | Residential | 1 | KEANSBURG | 7734 | 17 | ROOF DIAGNOSTICS INC | JCP&L | No | Complete | 2014-10-13 | 2015-01-15 | 2015-01-30 | 2015-01-30
SRP30793 | SREC Solar | HILLMAN |  | 7.685 | 0 | Residential | 0 | WEST CREEK | 8092 | 18 | EZNERGY LLC | AC Electric | No | Complete | 2014-10-13 | 2015-01-13 | 2015-02-05 | 2015-02-05
SRP30794 | SREC Solar | ZAIDI |  | 3.75 | 0 | Residential | 1 | HIGHTSTOWN | 8520 | 12 | SOLARCITY CORPORATION | AC Electric | No | Complete | 2014-10-13 | 2015-03-25 | 2015-04-29 | 2015-04-29
SRP30795 | SREC Solar | WEISS |  | 7.65 | 0 | Residential | 1 | JACKSON | 7719 | 17 | NJR HOME SERVICES | JCP&L | No | Complete | 2014-10-13 | 2015-01-07 | 2015-01-14 | 2015-01-14
SRP30796 | SREC Solar | SOKOLOVSKI |  | 14.535 | 0 | Residential | 1 | FREEHOLD | 7728 | 17 | TRINITY HEATING AND AIR | JCP&L | No | Complete | 2014-10-13 | 2015-04-15 | 2015-04-27 | 2015-04-27
SRP30797 | SREC Solar | FERONE |  | 6.375 | 0 | Residential | 1 | TOMS RIVER | 8757 | 18 | NJR HOME SERVICES | JCP&L | No | Complete | 2014-10-13 | 2014-12-31 | 2015-02-10 | 2015-02-10
SRP30798 | SREC Solar | MCKEEVER-LAMAINE |  | 9.18 | 0 | Residential | 1 | ABSECON | 8201 | 19 | ALLSEASON CONSTRUCTION | AC Electric | No | Complete | 2014-10-13 | 2015-04-08 | 2015-04-29 | 2015-04-29
SRP30799 | SREC Solar | PADALINO |  | 16.065 | 0 | Residential | 1 | LAWRENCE TWP | 8648 | 12 | EZNERGY LLC | PSE&G BPU | No | Complete | 2014-10-13 | 2014-10-24 | 2014-11-05 | 2014-11-05
SRP30800 | SREC Solar | CORBIN |  | 4.845 | 0 | Residential | 1 | ABESCON | 8201 | 19 | SOLARCITY CORPORATION | AC Electric | No | Complete | 2014-10-13 | 2015-02-26 | 2015-05-18 | 2015-05-18
SRP30804 | SREC Solar | WHISLER |  | 7.25 | 0 | Residential | 1 | WILLIAMSTOWN | 8037 | 19 | SUN UP ZERO DOWN | AC Electric | No | Complete | 2014-10-13 | 2014-12-30 | 2015-01-15 | 2015-01-15
SRP30805 | SREC Solar | FARMER |  | 2.08 | 0 | Residential | 1 | TOMS RIVER | 8757 | 18 | SOLARCITY CORPORATION | JCP&L | No | QA SELECTED | 2014-10-13 | 2015-05-20
SRP30806 | SREC Solar | BUSAN |  | 6.12 | 0 | Residential | 1 | GLOUCESTER CITY | 8030 | 14 | TRINITY HEATING AND AIR | PSE&G BPU | No | Complete | 2014-10-13 | 2015-02-17 | 2015-04-10 | 2015-04-10
SRP30807 | SREC Solar | GREEN |  | 12 | 0 | Residential | 1 | EGG HARBOR TWP | 8234 | 19 | SUN UP ZERO DOWN | AC Electric | No | Complete | 2014-10-13 | 2014-11-24 | 2014-12-16 | 2014-12-16
SRP30809 | SREC Solar | O'NEILL |  | 8.925 | 0 | Residential | 1 | ALBION | 8009 | 14 | SOLARCITY CORPORATION | AC Electric | No | Complete | 2014-10-13 | 2015-01-23 | 2015-02-04 | 2015-02-04
SRP30810 | SREC Solar | VERUVA |  | 7.194 | 0 | Residential | 0 | PISCATAWAY | 8854 | 11 | GEOPEAK ENERGY LLC | PSE&G BPU | No | Complete | 2014-10-13 | 2015-01-08 | 2015-01-20 | 2015-01-20
SRP30811 | SREC Solar | LEETH |  | 5.775 | 0 | Residential | 1 | MOUNT HOLLY | 8060 | 13 | TRINITY HEATING AND AIR | PSE&G BPU | No | Complete | 2014-10-13 | 2014-12-23 | 2015-01-09 | 2015-01-09
SRP30812 | SREC Solar | STRANG |  | 9.69 | 0 | Residential | 1 | CANTON | 8079 | 16 | RCL ENTERPRISES INC. | AC Electric | No | Complete | 2014-10-13 | 2014-12-23 | 2015-01-09 | 2015-01-09
SRP30814 | SREC Solar | KOOISTRA |  | 9.18 | 0 | Residential | 1 | SEWELL | 8080 | 15 | TRINITY HEATING AND AIR | AC Electric | No | QA SELECTED | 2014-10-13 | 2015-05-26
SRP30815 | SREC Solar | BAZEMORE |  | 7.28 | 0 | Residential | 1 | EAST ORANGE | 7017 | 9 | TRINITY HEATING AND AIR | PSE&G BPU | No | Complete | 2014-10-13 | 2015-01-13 | 2015-01-26 | 2015-01-26
SRP30819 | SREC Solar | SCHAEFFER |  | 6.12 | 0 | Residential | 1 | LUMBERTON | 8048 | 13 | VIVINT SOLAR | PSE&G BPU | No | Complete | 2014-10-21 | 2015-03-11 | 2015-03-25 | 2015-03-25
SRP30820 | SREC Solar | RUSSO |  | 6.375 | 0 | Residential | 1 | ISELIN | 8830 | 11 | VIVINT SOLAR | PSE&G BPU | No | QA SELECTED | 2014-10-21 | 2015-05-19
SRP30821 | SREC Solar | REYNOLDS |  | 9.18 | 0 | Residential | 1 | WILLINGBORO | 8046 | 13 | VIVINT SOLAR | PSE&G BPU | No | Complete | 2014-10-21 | 2015-03-12 | 2015-03-27 | 2015-03-27
SRP30825 | SREC Solar | LILLY |  | 8.16 | 0 | Residential | 1 | WILLINGBORO | 8046 | 13 | VIVINT SOLAR | PSE&G BPU | No | Complete | 2014-10-21 | 2015-02-27 | 2015-03-16 | 2015-03-16
SRP30826 | SREC Solar | ROSARIO |  | 5.865 | 0 | Residential | 1 | SPOTSWOOD | 8884 | 11 | VIVINT SOLAR | JCP&L | No | Complete | 2014-10-21 | 2015-05-12 | 2015-05-26 | 2015-05-26
SRP30828 | SREC Solar | LEE |  | 3.57 | 0 | Residential | 1 | WILLINGBORO | 8046 | 13 | VIVINT SOLAR | PSE&G BPU | No | Complete | 2014-10-21 | 2015-02-07 | 2015-02-11 | 2015-02-11
SRP30829 | SREC Solar | PULEO |  | 6.885 | 0 | Residential | 1 | TOMS RIVER | 8755 | 18 | VIVINT SOLAR | JCP&L | No | Complete | 2014-10-21 | 2015-04-30 | 2015-05-12 | 2015-05-12
SRP30832 | SREC Solar | INGRAM |  | 6.885 | 0 | Residential | 1 | WESTAMPTON | 8060 | 13 | VIVINT SOLAR | PSE&G BPU | No | Complete | 2014-10-21 | 2015-02-17 | 2015-02-20 | 2015-02-20
SRP30833 | SREC Solar | SMIT |  | 7.14 | 0 | Residential | 1 | TOMS RIVER | 8753 | 18 | VIVINT SOLAR | JCP&L | No | Complete | 2014-10-21 | 2015-04-24 | 2015-05-08 | 2015-05-08
SRP30835 | SREC Solar | SPERAN |  | 7.65 | 0 | Residential | 1 | WESTAMPTON | 8060 | 13 | VIVINT SOLAR | PSE&G BPU | No | Complete | 2015-01-19 | 2015-02-22 | 2015-03-24 | 2015-03-24
SRP30837 | SREC Solar | LOPEZ |  | 9.18 | 0 | Residential | 1 | KEANSBURG | 7734 | 17 | VIVINT SOLAR | JCP&L | No | Complete | 2014-10-21 | 2015-02-22 | 2015-02-25 | 2015-02-25
SRP30838 | SREC Solar | PUELSCH |  | 9.435 | 0 | Residential | 1 | BRIDGEWATER | 8807 | 5 | VIVINT SOLAR | PSE&G BPU | No | QC Selected | 2014-10-21 | 2015-05-06
SRP30840 | SREC Solar | DOSS |  | 3.315 | 0 | Residential | 1 | KEARNY | 7032 | 8 | VIVINT SOLAR | PSE&G BPU | No | Complete | 2014-10-21 | 2015-04-02 | 2015-04-09 | 2015-04-09
SRP30841 | SREC Solar | VNENCHAK |  | 6.63 | 0 | Residential | 1 | FLANDERS | 7836 | 3 | VIVINT SOLAR | JCP&L | No | Complete | 2014-10-21 | 2015-04-02 | 2015-04-09 | 2015-04-09
SRP30842 | SREC Solar | MORAGA |  | 6.375 | 0 | Residential | 1 | MT LAUREL | 8054 | 13 | VIVINT SOLAR | PSE&G BPU | No | Complete | 2014-10-21 | 2015-03-19 | 2015-03-31 | 2015-03-31
SRP30843 | SREC Solar | GROSSO |  | 13.515 | 0 | Residential | 1 | TOMS RIVER | 8753 | 18 | VIVINT SOLAR | JCP&L | No | Complete | 2014-10-21 | 2015-04-24 | 2015-05-08 | 2015-05-08
SRP30844 | SREC Solar | ROBINSON |  | 8.67 | 0 | Residential | 1 | WILLINGBORO | 8046 | 13 | VIVINT SOLAR | PSE&G BPU | No | Complete | 2014-10-21 | 2014-12-18 | 2015-01-07 | 2015-01-07
SRP30845 | SREC Solar | COLE |  | 12.75 | 0 | Residential | 1 | FAIRFIELD | 7004 | 9 | VIVINT SOLAR | PSE&G BPU | No | Complete | 2014-10-21 | 2014-12-18 | 2015-01-07 | 2015-01-07
SRP30848 | SREC Solar | REED |  | 5.1 | 0 | Residential | 1 | NEWARK | 7106 | 9 | TRINITY HEATING AND AIR | PSE&G BPU | No | Complete | 2014-10-21 | 2015-03-04 | 2015-04-22 | 2015-04-22
SRP30854 | SREC Solar | GONZALEZ |  | 4.08 | 0 | Residential | 1 | PENNSAUKEN | 8109 | 14 | VIVINT SOLAR | PSE&G BPU | No | Complete | 2014-10-21 | 2015-02-17 | 2015-03-09 | 2015-03-09
SRP30855 | SREC Solar | MCKOY |  | 4.08 | 0 | Residential | 1 | SOMERSET | 8873 | 5 | VIVINT SOLAR | PSE&G BPU | No | Complete | 2014-10-21 | 2014-12-01 | 2014-12-10 | 2014-12-10
SRP30856 | SREC Solar | APOSTOL |  | 7.65 | 0 | Residential | 1 | PARLIN | 8859 | 11 | VIVINT SOLAR | JCP&L | No | Complete | 2014-10-21 | 2014-11-07 | 2014-11-24 | 2014-11-24
SRP30857 | SREC Solar | ERHART |  | 7.14 | 0 | Residential | 1 | MANVILLE | 8835 | 5 | VIVINT SOLAR | PSE&G BPU | No | Complete | 2014-10-21 | 2015-03-04 | 2015-03-20 | 2015-03-20
SRP30859 | SREC Solar | SCOTT |  | 8.415 | 0 | Residential | 1 | WILLINGBORO | 8046 | 13 | VIVINT SOLAR | PSE&G BPU | No | Complete | 2014-10-21 | 2015-02-24 | 2015-04-10 | 2015-04-10
SRP30863 | SREC Solar | TSANG |  | 11.772 | 0 | Residential | 1 | HOWELL | 7731 | 17 | SEA BRIGHT SOLAR, LLC | JCP&L | No | Complete | 2014-10-21 | 2015-01-13 | 2015-02-16 | 2015-02-16
SRP30865 | SREC Solar | WODAKOW |  | 6.12 | 0 | Residential | 1 | MANALAPAN | 7726 | 17 | TRINITY HEATING AND AIR | JCP&L | No | Complete | 2014-10-21 | 2015-01-05 | 2015-02-16 | 2015-02-16
SRP30866 | SREC Solar | KERN |  | 7.02 | 0 | Residential | 0 | SCOTCH PLAINS | 7076 | 10 | SPECTRUM ENERGY INC | PSE&G BPU | No | QC Selected | 2014-10-21 | 2015-05-19
SRP30867 | SREC Solar | GOTO |  | 14.535 | 0 | Residential | 1 | MICKLETON | 8056 | 15 | SOLARCITY CORPORATION | AC Electric | No | Complete | 2014-10-21 | 2015-02-26 | 2015-05-06 | 2015-05-06
SRP30868 | SREC Solar | MONELL |  | 7.7 | 0 | Residential | 1 | WALDWICK | 7463 | 7 | SOLAR HOME NJ LLC | PSE&G BPU | No | Complete | 2014-10-21 | 2015-02-26 | 2015-03-12 | 2015-03-12
SRP30869 | SREC Solar | FLANNERY |  | 9.945 | 0 | Residential | 1 | PT PLEASANT | 8742 | 18 | KOPP ELECTRIC COMPANY | JCP&L | No | Complete | 2014-10-21 | 2015-05-07 | 2015-05-19 | 2015-05-19
SRP30870 | SREC Solar | TAGUWA |  | 10.455 | 0 | Residential | 1 | BRIDGETON | 8302 | 20 | SEA BRIGHT SOLAR, LLC | AC Electric | No | Complete | 2014-10-21 | 2015-01-13 | 2015-01-21 | 2015-01-21
SRP30873 | SREC Solar | PULLIAM |  | 4.59 | 0 | Residential | 1 | NEWARK | 7108 | 9 | TRINITY HEATING AND AIR | PSE&G BPU | No | Complete | 2014-10-21 | 2015-03-04 | 2015-03-18 | 2015-03-18
SRP30874 | SREC Solar | PAPA |  | 21.33 | 0 | Residential | 1 | TOMS RIVER | 8753 | 18 | TRINITY HEATING AND AIR | JCP&L | No | Complete | 2014-10-21 | 2014-11-07 | 2014-12-22 | 2014-12-22
SRP30875 | SREC Solar | HOLMES III |  | 7.905 | 0 | Residential | 1 | MILLVILLE | 8332 | 20 | SOLARCITY CORPORATION | AC Electric | No | Complete | 2014-10-21 | 2015-01-19 | 2015-02-10 | 2015-02-10
SRP30876 | SREC Solar | GUERRA |  | 8.96 | 0 | Residential | 1 | CARLSTADT | 7072 | 7 | PRO CUSTOM SOLAR | PSE&G BPU | No | Complete | 2014-10-21 | 2014-12-12 | 2014-12-23 | 2014-12-23
SRP30878 | SREC Solar | HALDEMAN | KENNEDY-HALDEMAN FORD | 311.1 | 0 | Residential | 1 | HAMILTON | 8619 | 12 | E2/ECTA INC. | PSE&G BPU | No | Complete | 2014-10-21 | 2015-02-04 | 2015-02-24 | 2015-02-24
SRP30879 | SREC Solar | ELEY |  | 4.59 | 0 | Residential | 1 | HADDONFIELD | 8033 | 14 | SOLARCITY CORPORATION | PSE&G BPU | No | Complete | 2014-10-21 | 2015-03-25 | 2015-04-14 | 2015-04-14
SRP30883 | SREC Solar | WECK |  | 5.865 | 0 | Residential | 1 | JACKSON | 8527 | 18 | TRINITY HEATING AND AIR | JCP&L | No | Complete | 2014-10-21 | 2014-12-30 | 2015-01-15 | 2015-01-15
SRP30884 | SREC Solar | DUFFY |  | 9.69 | 0 | Residential | 1 | JACKSON | 8527 | 18 | TRINITY HEATING AND AIR | JCP&L | No | Complete | 2014-10-21 | 2014-12-12 | 2015-01-06 | 2015-01-06
SRP30887 | SREC Solar | GOLABEK |  | 5.775 | 0 | Residential | 1 | FORKED RIVER | 8731 | 18 | TRINITY HEATING AND AIR | JCP&L | No | Complete | 2014-10-21 | 2015-01-29 | 2015-02-04 | 2015-02-04
SRP30888 | SREC Solar | MARCHESE |  | 14.535 | 0 | Residential | 1 | JACKSON | 8527 | 18 | TRINITY HEATING AND AIR | JCP&L | No | Complete | 2014-10-21 | 2014-11-06 | 2014-12-22 | 2014-12-22
SRP30891 | SREC Solar | OLLIVIERRE |  | 4.77 | 0 | Residential | 0 | TEANECK | 7666 | 7 | GROUP SOLAR | PSE&G BPU | No | Complete | 2014-10-21 | 2015-02-10 | 2015-02-13 | 2015-02-13
SRP30895 | SREC Solar | DOOLEY | TARGET STORES INC | 362.34 | 0 | Commercial | 1 | VOORHEES | 8043 | 14 | GREENSKIES RENEWABLE ENERGY LLC | PSE&G BPU | No | Complete | 2014-10-21 | 2015-01-07 | 2015-01-14 | 2015-01-14
SRP30896 | SREC Solar | DOOLEY | TARGET STORES INC | 592.92 | 0 | Commercial | 1 | MOUNT LAUREL | 8054 | 13 | GREENSKIES RENEWABLE ENERGY LLC | PSE&G BPU | No | Complete | 2014-10-21 | 2015-01-14 | 2015-02-10 | 2015-02-10
SRP30898 | SREC Solar | DOOLEY | TARGET STORES INC. | 494.1 | 0 | Commercial | 1 | DELRAN | 8075 | 13 | GREENSKIES RENEWABLE ENERGY LLC | PSE&G BPU | No | Complete | 2014-10-21 | 2014-12-31 | 2015-01-14 | 2015-01-14
SRP30899 | SREC Solar | DOOLEY | TARGET STORES INC. | 329.4 | 0 | Commercial | 1 | BURLINGTON | 8016 | 13 | GREENSKIES RENEWABLE ENERGY LLC | PSE&G BPU | No | Complete | 2014-10-21 | 2015-01-07 | 2015-01-14 | 2015-01-14
SRP30900 | SREC Solar | COLAIANNI |  | 9.69 | 0 | Residential | 1 | GALLOWAY | 8205 | 19 | ALLSEASON CONSTRUCTION | AC Electric | No | Complete | 2014-10-21 | 2015-03-14 | 2015-03-26 | 2015-03-26
SRP30901 | SREC Solar | BERGERON |  | 10.5 | 0 | Residential | 1 | EHT | 08234 | 19 | SUN UP ZERO DOWN | AC Electric | No | QA SELECTED | 2014-10-21 | 2015-02-03
SRP30902 | SREC Solar | DIORIO |  | 5.5 | 0 | Residential | 1 | NORTHFIELD | 8225 | 19 | SUN UP ZERO DOWN | AC Electric | No | Complete | 2014-10-21 | 2014-12-10 | 2015-01-07 | 2015-01-07
SRP30903 | SREC Solar | DANIEL |  | 9 | 0 | Residential | 1 | MAYS LANDING | 8330 | 19 | SUN UP ZERO DOWN | AC Electric | No | Complete | 2014-10-21 | 2014-12-04 | 2015-02-03 | 2015-02-03
SRP30904 | SREC Solar | TERRITO |  | 4.655 | 0 | Residential | 1 | DOVER | 7801 | 3 | SUNGEVITY, INC. | JCP&L | No | Complete | 2014-10-21 | 2014-11-26 | 2014-12-10 | 2014-12-10
SRP30905 | SREC Solar | NODAR |  | 5.75 | 0 | Residential | 1 | BEACH HAVEN | 8008 | 18 | SUNGEVITY, INC. | AC Electric | No | QA SELECTED | 2014-10-21 | 2015-05-21
SRP30907 | SREC Solar | PIERSANTI |  | 10.8 | 0 | Residential | 0 | CAPE MAY | 8204 | 21 | CNC SOLAR | AC Electric | No | Complete | 2014-10-21 | 2015-04-08 | 2015-04-16 | 2015-04-16
SRP30908 | SREC Solar | FRIEND |  | 8.25 | 0 | Residential | 1 | MONTCLAIR | 7043 | 9 | SOLARCITY CORPORATION | PSE&G BPU | No | Complete | 2014-10-21 | 2015-01-19 | 2015-01-30 | 2015-01-30
SRP30909 | SREC Solar | PADKI |  | 5.75 | 0 | Residential | 1 | MONMOUTH JUNCTION | 8852 | 11 | SUNGEVITY, INC. | PSE&G BPU | No | Complete | 2014-10-21 | 2015-02-12 | 2015-02-16 | 2015-02-16
SRP30910 | SREC Solar | LOTT |  | 9.75 | 0 | Residential | 1 | SICKLERVILLE | 8081 | 14 | SUNGEVITY, INC. | AC Electric | No | Complete | 2014-10-21 | 2015-04-30 | 2015-05-12 | 2015-05-12
SRP30911 | SREC Solar | FIGNER |  | 6 | 0 | Residential | 1 | TOMS RIVER | 8753 | 18 | SUNGEVITY, INC. | JCP&L | No | Complete | 2014-10-21 | 2015-04-13 | 2015-04-20 | 2015-04-20
SRP30912 | SREC Solar | CAMPBELL |  | 5.25 | 0 | Residential | 1 | HOPATCONG | 7843 | 1 | SUNGEVITY, INC. | JCP&L | No | Complete | 2014-10-21 | 2014-12-10 | 2015-01-06 | 2015-01-06
SRP30913 | SREC Solar | MILLS |  | 12.24 | 0 | Residential | 1 | PITTSGROVE | 8318 | 16 | RCL ENTERPRISES INC. | AC Electric | No | Complete | 2014-10-21 | 2015-02-24 | 2015-03-03 | 2015-03-03
SRP30917 | SREC Solar | DIGIROLAMO |  | 9.8 | 0 | Residential | 0 | JACKSON | 8527 | 18 | PARADISE SOLAR LLC | JCP&L | No | Complete | 2014-11-10 | 2015-02-26 | 2015-04-14 | 2015-04-14
SRP30920 | SREC Solar | SOOKHRAM |  | 8.16 | 0 | Residential | 1 | SOMERSET | 8873 | 5 | SEA BRIGHT SOLAR, LLC | PSE&G BPU | No | Complete | 2014-10-21 | 2014-12-31 | 2015-01-14 | 2015-01-14
SRP30921 | SREC Solar | PATEL |  | 7.56 | 0 | Residential | 1 | EDISON | 8820 | 11 | TRINITY HEATING AND AIR | PSE&G BPU | No | Complete | 2014-10-21 | 2014-10-28 | 2014-12-01 | 2014-12-01
SRP30922 | SREC Solar | ORTIZ |  | 17.658 | 0 | Residential | 0 | WESTAMPTON | 8060 | 13 | SEA BRIGHT SOLAR, LLC | PSE&G BPU | No | Complete | 2014-10-21 | 2015-03-18 | 2015-03-30 | 2015-03-30
SRP30923 | SREC Solar | STEUER |  | 10.965 | 0 | Residential | 1 | MANAHAWKIN | 8050 | 18 | RELIABLE POWER SERVICES, INC. | AC Electric | No | QA SELECTED | 2014-10-21 | 2015-05-26
SRP30924 | SREC Solar | KNOTT |  | 8.91 | 0 | Residential | 1 | MARLTON | 8053 | 13 | TRINITY HEATING AND AIR | PSE&G BPU | No | Complete | 2014-10-21 | 2014-12-03 | 2014-12-18 | 2014-12-18
SRP30926 | SREC Solar | SMITH |  | 10.175 | 0 | Residential | 1 | JACKSON | 8527 | 18 | TRINITY HEATING AND AIR | JCP&L | No | Complete | 2014-10-21 | 2015-02-12 | 2015-02-16 | 2015-02-16
SRP30927 | SREC Solar | MCLAREN |  | 3.43 | 0 | Residential | 1 | MAPLEWOOD | 7040 | 9 | SUNGEVITY, INC. | PSE&G BPU | No | QA SELECTED | 2014-11-10 | 2015-05-19
SRP30928 | SREC Solar | RUBIN |  | 4.335 | 0 | Residential | 1 | COLUMBUS | 8022 | 13 | TRINITY HEATING AND AIR | PSE&G BPU | No | Complete | 2014-10-21 | 2015-01-29 | 2015-02-04 | 2015-02-04
SRP30929 | SREC Solar | AYERS |  | 3.185 | 0 | Residential | 1 | BAYONNE | 7002 | 8 | SUNGEVITY, INC. | PSE&G BPU | No | Complete | 2014-10-21 | 2015-02-07 | 2015-04-22 | 2015-04-22
SRP30930 | SREC Solar | MURRAY |  | 13.2 | 0 | Residential | 1 | TOMS RIVER | 8753 | 18 | TRINITY HEATING AND AIR | JCP&L | No | Complete | 2014-10-21 | 2014-12-02 | 2014-12-18 | 2014-12-18
SRP30933 | SREC Solar | FRANCIS |  | 3.06 | 0 | Residential | 1 | MAPLEWOOD | 7040 | 9 | TRINITY HEATING AND AIR | PSE&G BPU | No | Complete | 2014-10-21 | 2014-11-06 | 2014-11-24 | 2014-11-24
SRP30935 | SREC Solar | EDELMAN |  | 11.475 | 0 | Residential | 1 | FREEHOLD | 7728 | 17 | TRINITY HEATING AND AIR | JCP&L | No | Complete | 2014-10-21 | 2014-12-23 | 2015-01-09 | 2015-01-09
SRP30938 | SREC Solar | HORN |  | 4.59 | 0 | Residential | 1 | WILLIAMSTOWN | 8085 | 15 | TRINITY HEATING AND AIR | AC Electric | No | Complete | 2014-10-21 | 2014-10-28 | 2014-12-02 | 2014-12-02
SRP30940 | SREC Solar | COCCIOLONE |  | 7.905 | 0 | Residential | 1 | BELLMAWR | 8031 | 14 | SOLARCITY CORPORATION | PSE&G BPU | No | Complete | 2014-10-21 | 2015-02-13 | 2015-02-20 | 2015-02-20
SRP30941 | SREC Solar | FERNICOLA |  | 12.5 | 0 | Residential | 1 | HOLMDEL | 7733 | 17 | SOLARCITY CORPORATION | JCP&L | No | Complete | 2014-10-21 | 2015-04-08 | 2015-04-21 | 2015-04-21
SRP30942 | SREC Solar | DYALL |  | 2.75 | 0 | Residential | 1 | HASKELL | 7420 | 6 | SOLARCITY CORPORATION | JCP&L | No | Complete | 2014-10-21 | 2014-12-29 | 2015-01-09 | 2015-01-09
SRP30944 | SREC Solar | NESNAY |  | 13 | 0 | Residential | 1 | MT LAUREL | 8054 | 13 | SOLARCITY CORPORATION | PSE&G BPU | No | Complete | 2014-10-21 | 2015-02-05 | 2015-02-07 | 2015-02-07
SRP30947 | SREC Solar | ALDRIDGE |  | 10.965 | 0 | Residential | 1 | MONROE TWP | 8094 | 15 | SOLARCITY CORPORATION | AC Electric | No | Complete | 2014-10-21 | 2015-01-30 | 2015-02-09 | 2015-02-09
SRP30951 | SREC Solar | HUANG |  | 11.22 | 0 | Residential | 1 | EVESHAM TWP | 8053 | 13 | SOLARCITY CORPORATION | PSE&G BPU | No | Complete | 2014-10-21 | 2015-02-04 | 2015-02-09 | 2015-02-09
SRP30952 | SREC Solar | LYONS |  | 5.1 | 0 | Residential | 1 | MANTUA | 8051 | 15 | SOLARCITY CORPORATION | AC Electric | No | Complete | 2014-10-21 | 2014-12-16 | 2014-12-22 | 2014-12-22
SRP30953 | SREC Solar | CUFFY |  | 4 | 0 | Residential | 1 | TEANECK | 7666 | 7 | SOLARCITY CORPORATION | PSE&G BPU | No | Complete | 2014-10-21 | 2015-02-13 | 2015-04-29 | 2015-04-29
SRP30959 | SREC Solar | COCO |  | 9.435 | 0 | Residential | 1 | GLOUCESTER TOWNSHIP | 8012 | 14 | SOLARCITY CORPORATION | PSE&G BPU | No | Complete | 2014-10-21 | 2015-02-13 | 2015-03-24 | 2015-03-24
SRP30960 | SREC Solar | BODDIE |  | 3.06 | 0 | Residential | 1 | CHERRY HILL | 8003 | 14 | SOLARCITY CORPORATION | PSE&G BPU | No | Complete | 2014-10-21 | 2015-03-24 | 2015-04-02 | 2015-04-02
SRP30964 | SREC Solar | SWEENEY |  | 3.825 | 0 | Residential | 1 | HAMILTON TOWNSHIP | 8330 | 19 | SOLARCITY CORPORATION | AC Electric | No | QA SELECTED | 2014-10-21 | 2015-02-06
SRP30965 | SREC Solar | PATEL |  | 7 | 0 | Residential | 1 | HIGHTSTOWN | 8520 | 12 | SOLARCITY CORPORATION | JCP&L | No | Complete | 2014-10-21 | 2014-12-26 | 2015-02-02 | 2015-02-02
SRP30966 | SREC Solar | LISANTI |  | 13 | 0 | Residential | 1 | WEST LONG BRANCH | 7764 | 17 | SOLARCITY CORPORATION | JCP&L | No | Complete | 2014-10-21 | 2014-12-09 | 2014-12-23 | 2014-12-23
SRP30967 | SREC Solar | GIAMPOLO |  | 24.84 | 0 | Residential | 1 | EDISON | 8837 | 11 | PRO CUSTOM SOLAR | PSE&G BPU | No | QC Selected | 2014-10-21 | 2015-03-10
SRP30968 | SREC Solar | EMICK |  | 10.965 | 0 | Residential | 1 | WILLIAMSTOWN | 8094 | 15 | ALLSEASON CONSTRUCTION | AC Electric | No | QC Selected | 2014-10-21 | 2015-05-11
SRP30969 | SREC Solar | ARNONE |  | 13.77 | 0 | Residential | 1 | DORCHESTER | 8316 | 20 | ALLSEASON CONSTRUCTION | AC Electric | No | Complete | 2014-10-21 | 2015-04-28 | 2015-05-15 | 2015-05-15
SRP30972 | SREC Solar | SCHOENHAAR |  | 4.4 | 0 | Residential | 0 | HAMILTON TWP | 8690 | 12 | ALTERIS RENEWABLES DBA RGS ENERGY | PSE&G BPU | No | Complete | 2014-10-21 | 2015-03-11 | 2015-03-26 | 2015-03-26
SRP30974 | SREC Solar | CRUZ |  | 10.464 | 0 | Residential | 1 | SHAMONG | 8088 | 13 | SEA BRIGHT SOLAR, LLC | AC Electric | No | Complete | 2014-10-21 | 2014-12-31 | 2015-02-10 | 2015-02-10
SRP30975 | SREC Solar | HUMMEL |  | 9.5 | 0 | Residential | 1 | WILLIAMSTOWN | 8094 | 15 | SUNGEVITY, INC. | AC Electric | No | Complete | 2014-11-10 | 2015-02-25 | 2015-03-11 | 2015-03-11
SRP30976 | SREC Solar | ABAMONTE |  | 6.12 | 0 | Residential | 1 | TOMS RIVER | 8753 | 18 | RELIABLE POWER SERVICES, INC. | JCP&L | No | Complete | 2014-10-21 | 2014-12-08 | 2014-12-11 | 2014-12-11
SRP30978 | SREC Solar | VENDITTI |  | 5.88 | 0 | Residential | 1 | BRIGANTINE | 8203 | 19 | SUNGEVITY, INC. | AC Electric | No | Complete | 2014-10-21 | 2015-01-23 | 2015-02-04 | 2015-02-04
SRP30979 | SREC Solar | HALL |  | 16 | 0 | Residential | 1 | MAYS LANDING | 8234 | 19 | SUN UP ZERO DOWN | AC Electric | No | Complete | 2014-10-21 | 2015-05-08 | 2015-05-18 | 2015-05-18
SRP30981 | SREC Solar | NAIR |  | 6.615 | 0 | Residential | 1 | EAST BRUNSWICK | 8816 | 11 | SUNGEVITY, INC. | JCP&L | No | Complete | 2014-10-21 | 2015-03-25 | 2015-04-23 | 2015-04-23
SRP30982 | SREC Solar | ROLLER |  | 14.5 | 0 | Residential | 1 | ALLOWAY | 8001 | 16 | RCL ENTERPRISES INC. | AC Electric | No | Complete | 2014-10-21 | 2015-02-22 | 2015-04-20 | 2015-04-20
SRP30983 | SREC Solar | DINARI |  | 5.5 | 0 | Residential | 1 | WOODBRIDGE TWP | 7067 | 10 | SOLARCITY CORPORATION | PSE&G BPU | No | Complete | 2014-10-21 | 2015-01-30 | 2015-02-09 | 2015-02-09
SRP30984 | SREC Solar | REED |  | 7.65 | 0 | Residential | 1 | MONROEVILLE | 8343 | 16 | RCL ENTERPRISES INC. | AC Electric | No | Complete | 2014-10-21 | 2015-02-22 | 2015-02-26 | 2015-02-26
SRP30985 | SREC Solar | COUNCIL |  | 7 | 0 | Residential | 1 | WINSLOW TWP | 8081 | 14 | SOLARCITY CORPORATION | AC Electric | No | QA SELECTED | 2014-10-21 | 2015-03-25
SRP30986 | SREC Solar | PINHAL |  | 4.77 | 0 | Residential | 0 | PERTH AMBOY | 8861 | 11 | EZNERGY LLC | PSE&G BPU | No | Complete | 2014-11-03 | 2015-01-13 | 2015-02-24 | 2015-02-24
SRP30988 | SREC Solar | CINOWSKI |  | 6.885 | 0 | Residential | 1 | RIO GRANDE | 8242 | 21 | ACOS ENERGY, LLC | AC Electric | No | Complete | 2014-10-21 | 2015-02-04 | 2015-02-09 | 2015-02-09
SRP30991 | SREC Solar | NOBLE |  | 9.75 | 0 | Residential | 1 | FREEHOLD | 7728 | 17 | SOLARCITY CORPORATION | JCP&L | No | Complete | 2014-10-21 | 2014-12-08 | 2015-01-07 | 2015-01-07
SRP30993 | SREC Solar | KNOX |  | 5.25 | 0 | Residential | 1 | HILLSBOROUGH TWP | 8844 | 5 | SOLARCITY CORPORATION | PSE&G BPU | No | Complete | 2014-10-21 | 2015-02-04 | 2015-02-09 | 2015-02-09
SRP30994 | SREC Solar | RODRIGUEZ |  | 7.7 | 0 | Residential | 0 | BRIDGEWATER | 8807 | 5 | ALTERIS RENEWABLES DBA RGS ENERGY | PSE&G BPU | No | Complete | 2014-10-21 | 2015-03-02 | 2015-04-15 | 2015-04-15
SRP30995 | SREC Solar | GOLDMAN |  | 4.08 | 0 | Residential | 1 | GALLOWAY | 8205 | 19 | ALLSEASON CONSTRUCTION | AC Electric | No | Complete | 2014-10-21 | 2015-03-06 | 2015-03-16 | 2015-03-16
SRP30996 | SREC Solar | PINEO |  | 10.2 | 0 | Residential | 1 | MARMORA | 8223 | 21 | ALLSEASON CONSTRUCTION | AC Electric | No | Complete | 2014-10-21 | 2015-04-08 | 2015-04-16 | 2015-04-16
SRP30998 | SREC Solar | CHAMBERS |  | 10.2 | 0 | Residential | 1 | MT ROYAL | 8061 | 15 | ALLSEASON CONSTRUCTION | AC Electric | No | Install Complete | 2014-10-21 | 2015-04-17
SRP30999 | SREC Solar | ERAZO |  | 2.75 | 0 | Residential | 1 | WOODLAND PARK | 7424 | 6 | SOLARCITY CORPORATION | PSE&G BPU | No | Complete | 2014-10-21 | 2015-01-30 | 2015-02-09 | 2015-02-09
SRP31002 | SREC Solar | GARGULLO |  | 6.375 | 0 | Residential | 1 | HAMILTON TOWNSHIP | 8330 | 19 | SOLARCITY CORPORATION | AC Electric | No | QA SELECTED | 2014-10-21 | 2015-02-03
SRP31003 | SREC Solar | NAGEL |  | 7.65 | 0 | Residential | 1 | GREEN CREEK | 8219 | 21 | SOLARCITY CORPORATION | AC Electric | No | Complete | 2014-10-21 | 2015-02-22 | 2015-02-25 | 2015-02-25
SRP31005 | SREC Solar | CAMPOS |  | 7.7 | 0 | Residential | 1 | BAYVILLE | 8721 | 18 | TRINITY HEATING AND AIR | JCP&L | No | Complete | 2014-10-21 | 2015-02-04 | 2015-03-20 | 2015-03-20
SRP31006 | SREC Solar | PISTONE |  | 8.415 | 0 | Residential | 1 | HAMMONTON | 8037 | 19 | ALLSEASON CONSTRUCTION | AC Electric | No | QA SELECTED | 2014-10-21 | 2015-04-17
SRP31007 | SREC Solar | SCHLEIFER |  | 9.435 | 0 | Residential | 1 | BRICK | 8724 | 18 | TRINITY HEATING AND AIR | JCP&L | No | Complete | 2014-10-21 | 2015-02-04 | 2015-02-09 | 2015-02-09
SRP31008 | SREC Solar | RUIZ |  | 8.16 | 0 | Residential | 1 | EHT | 8234 | 19 | ALLSEASON CONSTRUCTION | AC Electric | No | Complete | 2014-10-21 | 2015-04-15 | 2015-05-14 | 2015-05-14
SRP31009 | SREC Solar | IACOVELLI |  | 3.06 | 0 | Residential | 1 | BARNEGAT | 8005 | 18 | ALLSEASON CONSTRUCTION | AC Electric | No | QC Selected | 2014-10-21 | 2015-05-11
SRP31010 | SREC Solar | PEREZ |  | 4.845 | 0 | Residential | 1 | CARDIFF | 8234 | 19 | ALLSEASON CONSTRUCTION | AC Electric | No | QC Selected | 2014-10-21 | 2015-05-29
SRP31012 | SREC Solar | NEWELL |  | 10.725 | 0 | Residential | 0 | NEWTON | 7860 | 1 | TGI SOLUTIONS | JCP&L | No | Complete | 2014-10-21 | 2014-11-19 | 2014-12-04 | 2014-12-04
SRP31013 | SREC Solar | YENNIE |  | 2.04 | 0 | Residential | 0 | TOTOWA | 8512 | 11 | VIVINT SOLAR | PSE&G BPU | No | Complete | 2014-10-21 | 2015-03-12 | 2015-03-24 | 2015-03-24
SRP31014 | SREC Solar | SOURITZIDIS |  | 8.8 | 0 | Residential | 1 | CLIFTON | 7103 | 9 | PRO CUSTOM SOLAR | PSE&G BPU | No | Complete | 2014-10-21 | 2015-01-13 | 2015-01-21 | 2015-01-21
SRP31015 | SREC Solar | BURGESS |  | 9.75 | 0 | Residential | 1 | OLD BRIDGE | 8859 | 11 | PRO CUSTOM SOLAR | JCP&L | No | Complete | 2014-10-21 | 2014-12-23 | 2015-01-07 | 2015-01-07
SRP31018 | SREC Solar | MARKLE |  | 10.5 | 0 | Residential | 1 | UNION | 7083 | 10 | PRO CUSTOM SOLAR | PSE&G BPU | No | Complete | 2014-10-21 | 2014-12-23 | 2015-01-09 | 2015-01-09
SRP31019 | SREC Solar | EDWARDS |  | 5.063 | 0 | Residential | 1 | COOKSTOWN | 8511 | 13 | WHITMAN CONSTRUCTION | JCP&L | No | Complete | 2014-10-21 | 2015-02-22 | 2015-02-25 | 2015-02-25
SRP31020 | SREC Solar | MARROQUIN |  | 9.75 | 0 | Residential | 1 | OCEAN TWP | 7712 | 17 | SOLARCITY CORPORATION | JCP&L | No | Complete | 2014-10-21 | 2015-02-07 | 2015-02-12 | 2015-02-12
SRP31021 | SREC Solar | FULLMER |  | 6.63 | 0 | Residential | 1 | MAYS LANDING | 8330 | 19 | ALLSEASON CONSTRUCTION | AC Electric | No | Complete | 2014-10-21 | 2015-03-31 | 2015-04-14 | 2015-04-14
SRP31024 | SREC Solar | RAMIREZ |  | 8.16 | 0 | Residential | 1 | EHT | 8234 | 19 | ALLSEASON CONSTRUCTION | AC Electric | No | Complete | 2014-10-21 | 2015-04-08 | 2015-04-16 | 2015-04-16
SRP31025 | SREC Solar | WEIMER |  | 11.73 | 0 | Residential | 1 | WILLIAMSTOWN | 8094 | 15 | ALLSEASON CONSTRUCTION | AC Electric | No | Complete | 2014-10-21 | 2015-03-31 | 2015-04-10 | 2015-04-10
SRP31027 | SREC Solar | CHESIMSKI |  | 9.945 | 0 | Residential | 1 | LITTLE EGG HARBOR | 8087 | 18 | ALLSEASON CONSTRUCTION | AC Electric | No | Complete | 2014-10-21 | 2015-03-31 | 2015-04-10 | 2015-04-10
SRP31029 | SREC Solar | SPENCE |  | 12.495 | 0 | Residential | 1 | PLEASANTVILLE | 8232 | 19 | ALLSEASON CONSTRUCTION | AC Electric | No | Complete | 2014-10-21 | 2015-05-14 | 2015-05-26 | 2015-05-26
SRP31032 | SREC Solar | STRACENSKY |  | 8.67 | 0 | Residential | 1 | LANOKA HARBOR | 8734 | 18 | ALLSEASON CONSTRUCTION | JCP&L | No | Complete | 2014-10-21 | 2015-02-22 | 2015-02-26 | 2015-02-26
SRP31033 | SREC Solar | STRACENSKY |  | 5.355 | 0 | Residential | 1 | LANOKA HARBOR | 8734 | 18 | ALLSEASON CONSTRUCTION | JCP&L | No | Complete | 2014-10-21 | 2015-03-31 | 2015-04-10 | 2015-04-10
SRP31034 | SREC Solar | LEINO |  | 11.475 | 0 | Residential | 1 | PENNSVILLE | 8070 | 16 | ALLSEASON CONSTRUCTION | AC Electric | No | Complete | 2014-10-21 | 2015-03-31 | 2015-04-14 | 2015-04-14
SRP31035 | SREC Solar | ARMAGNO |  | 11.985 | 0 | Residential | 1 | BARNEGAT | 8005 | 18 | ALLSEASON CONSTRUCTION | AC Electric | No | Complete | 2014-11-03 | 2015-03-02 | 2015-03-11 | 2015-03-11
SRP31036 | SREC Solar | MATTHEWS | EILEEN MCALONAN AND FRANCIS, HER | 8.16 | 0 | Residential | 0 | ALLOWAY | 8001 | 16 | R U BRIGHT LLC | AC Electric | No | QA SELECTED | 2014-10-21 | 2015-05-06
SRP31039 | SREC Solar | VAGNOZZI |  | 16.83 | 0 | Residential | 0 | PENNINGTON | 8534 | 12 | ALIEN FUEL INC | PSE&G BPU | No | Complete | 2014-10-21 | 2014-11-26 | 2014-12-12 | 2014-12-12
SRP31040 | SREC Solar | FITZPATRICK |  | 7.8 | 0 | Residential | 0 | TOMS RIVER | 8753 | 18 | TRINITY HEATING AND AIR | JCP&L | No | Complete | 2014-10-21 | 2014-12-23 | 2015-01-15 | 2015-01-15
SRP31043 | SREC Solar | GALLOZA |  | 9.18 | 0 | Residential | 1 | DOVER | 7801 | 3 | VIVINT SOLAR | JCP&L | No | Complete | 2014-10-27 | 2015-03-10 | 2015-03-24 | 2015-03-24
SRP31047 | SREC Solar | POLLARD |  | 15.045 | 0 | Residential | 1 | BURLINGTON | 8018 | 14 | VIVINT SOLAR | PSE&G BPU | No | QC Selected | 2014-10-27 | 2015-05-20
SRP31048 | SREC Solar | MUSCADIN |  | 3.57 | 0 | Residential | 1 | UNION | 7083 | 10 | VIVINT SOLAR | PSE&G BPU | No | Complete | 2014-10-27 | 2015-02-17 | 2015-02-22 | 2015-02-22
SRP31049 | SREC Solar | MISCIAGNA |  | 4.845 | 0 | Residential | 1 | AVENEL | 7001 | 11 | VIVINT SOLAR | PSE&G BPU | No | Complete | 2014-10-27 | 2015-02-07 | 2015-03-20 | 2015-03-20
SRP31051 | SREC Solar | KORCZAK |  | 5.145 | 0 | Residential | 1 | SADDLE BROOK | 7663 | 7 | VIVINT SOLAR | PSE&G BPU | No | Complete | 2014-10-27 | 2014-12-01 | 2014-12-10 | 2014-12-10
SRP31052 | SREC Solar | CRIBBIN |  | 8.925 | 0 | Residential | 1 | N MIDDLETOWN | 7748 | 17 | VIVINT SOLAR | JCP&L | No | Complete | 2014-10-27 | 2015-04-15 | 2015-05-06 | 2015-05-06
SRP31055 | SREC Solar | RAMIREZ |  | 6.375 | 0 | Residential | 1 | MAPLE SHADE | 8052 | 13 | VIVINT SOLAR | PSE&G BPU | No | Complete | 2014-10-27 | 2015-04-02 | 2015-04-09 | 2015-04-09
SRP31057 | SREC Solar | KING |  | 7.905 | 0 | Residential | 1 | VOORHEES | 8043 | 14 | VIVINT SOLAR | PSE&G BPU | No | Complete | 2014-10-27 | 2015-02-17 | 2015-02-27 | 2015-02-27
SRP31060 | SREC Solar | WOODS |  | 7.395 | 0 | Residential | 1 | WILLINGBORO | 8046 | 13 | VIVINT SOLAR | PSE&G BPU | No | Complete | 2014-10-27 | 2015-02-04 | 2015-02-09 | 2015-02-09
SRP31064 | SREC Solar | VU |  | 4.59 | 0 | Residential | 1 | SUCCASUNNA | 7876 | 3 | VIVINT SOLAR | JCP&L | No | Complete | 2014-10-27 | 2015-01-23 | 2015-02-04 | 2015-02-04
SRP31065 | SREC Solar | CRUZ |  | 6.63 | 0 | Residential | 1 | PARLIN | 8859 | 11 | VIVINT SOLAR | JCP&L | No | Complete | 2014-10-27 | 2015-03-04 | 2015-03-20 | 2015-03-20
SRP31067 | SREC Solar | WATERS |  | 2.55 | 0 | Residential | 1 | VOORHEES | 8043 | 14 | VIVINT SOLAR | PSE&G BPU | No | QC Selected | 2014-10-27 | 2015-04-28
SRP31070 | SREC Solar | PONISCIAK |  | 6.12 | 0 | Residential | 1 | WILLINGBORO | 8046 | 13 | VIVINT SOLAR | PSE&G BPU | No | Complete | 2014-10-27 | 2015-04-02 | 2015-04-09 | 2015-04-09
SRP31072 | SREC Solar | EARNEY |  | 5.355 | 0 | Residential | 1 | HADDON TOWNSHIP | 8108 | 14 | VIVINT SOLAR | PSE&G BPU | No | Complete | 2014-10-27 | 2015-04-22 | 2015-05-14 | 2015-05-14
SRP31075 | SREC Solar | NOVKOVIC |  | 4.845 | 0 | Residential | 1 | BRDIGEWATER | 8807 | 5 | VIVINT SOLAR | PSE&G BPU | No | Complete | 2014-10-27 | 2015-02-27 | 2015-03-16 | 2015-03-16
SRP31076 | SREC Solar | PATRIZI |  | 4.845 | 0 | Residential | 1 | PENNSAUKEN | 8109 | 14 | VIVINT SOLAR | PSE&G BPU | No | Complete | 2014-10-27 | 2015-02-18 | 2015-02-27 | 2015-02-27
SRP31077 | SREC Solar | SEREDA |  | 5.355 | 0 | Residential | 1 | BRIDGEWATER | 8807 | 5 | VIVINT SOLAR | PSE&G BPU | No | Complete | 2014-10-27 | 2015-02-27 | 2015-03-12 | 2015-03-12
SRP31079 | SREC Solar | VIGGIANO |  | 3.825 | 0 | Residential | 1 | PENNSAUKEN | 8109 | 14 | VIVINT SOLAR | PSE&G BPU | No | Complete | 2014-10-27 | 2015-02-24 | 2015-03-04 | 2015-03-04
SRP31080 | SREC Solar | CALDERON |  | 5.355 | 0 | Residential | 1 | PENNSAUKEN | 8110 | 14 | VIVINT SOLAR | PSE&G BPU | No | Complete | 2014-10-27 | 2015-04-30 | 2015-05-12 | 2015-05-12
SRP31081 | SREC Solar | GONZALEZ |  | 4.59 | 0 | Residential | 1 | DOVER | 7801 | 3 | VIVINT SOLAR | JCP&L | No | Complete | 2014-10-27 | 2015-02-07 | 2015-02-11 | 2015-02-11
SRP31083 | SREC Solar | ELLISON |  | 5.865 | 0 | Residential | 1 | WILLINGBORO | 8046 | 13 | VIVINT SOLAR | PSE&G BPU | No | Complete | 2014-10-27 | 2015-02-27 | 2015-03-12 | 2015-03-12
SRP31086 | SREC Solar | CONNOLLY |  | 5.61 | 0 | Residential | 1 | TOMS RIVER | 8753 | 18 | VIVINT SOLAR | JCP&L | No | Complete | 2014-10-27 | 2015-04-28 | 2015-05-08 | 2015-05-08
SRP31088 | SREC Solar | BOJACK |  | 2.295 | 0 | Residential | 1 | FAIRFIELD | 7004 | 9 | VIVINT SOLAR | PSE&G BPU | No | Complete | 2014-10-27 | 2015-02-22 | 2015-02-25 | 2015-02-25
SRP31089 | SREC Solar | ARROWOOD |  | 11.985 | 0 | Residential | 1 | FAIRFIELD | 7004 | 9 | VIVINT SOLAR | PSE&G BPU | No | QC Selected | 2014-10-27 | 2015-05-12
SRP31090 | SREC Solar | MASTALES |  | 5.1 | 0 | Residential | 1 | BOUND BROOK | 8805 | 5 | VIVINT SOLAR | PSE&G BPU | No | Complete | 2014-10-27 | 2015-03-04 | 2015-03-19 | 2015-03-19
SRP31092 | SREC Solar | UZZO |  | 7.905 | 0 | Residential | 1 | CHERRY HILL | 8002 | 14 | VIVINT SOLAR | PSE&G BPU | No | Complete | 2014-10-27 | 2015-04-02 | 2015-04-09 | 2015-04-09
SRP31093 | SREC Solar | VARDEN |  | 4.335 | 0 | Residential | 1 | EDGEWATER PARK | 8010 | 13 | VIVINT SOLAR | PSE&G BPU | No | Complete | 2014-10-27 | 2015-04-03 | 2015-04-13 | 2015-04-13
SRP31096 | SREC Solar | ZIRPOLI |  | 9.18 | 0 | Residential | 1 | FAIRFIELD | 7004 | 9 | VIVINT SOLAR | PSE&G BPU | No | Complete | 2014-10-27 | 2015-02-05 | 2015-02-07 | 2015-02-07
SRP31098 | SREC Solar | SHEELEY |  | 10.71 | 0 | Residential | 1 | BRANCHBURG | 8876 | 5 | VIVINT SOLAR | JCP&L | No | Complete | 2014-10-27 | 2015-03-06 | 2015-03-16 | 2015-03-16
SRP31099 | SREC Solar | SMITH |  | 6.885 | 0 | Residential | 1 | WILLINGBORO | 8046 | 13 | VIVINT SOLAR | PSE&G BPU | No | Complete | 2014-10-27 | 2014-12-18 | 2014-12-29 | 2014-12-29
SRP31100 | SREC Solar | BISTANY |  | 8.415 | 0 | Residential | 1 | KENDALL PARK | 8824 | 11 | VIVINT SOLAR | PSE&G BPU | No | Complete | 2014-10-27 | 2015-04-02 | 2015-04-09 | 2015-04-09
SRP31101 | SREC Solar | GIFFIN |  | 5.1 | 0 | Residential | 1 | WILLINGBORO | 8046 | 13 | VIVINT SOLAR | PSE&G BPU | No | Complete | 2014-10-27 | 2015-01-30 | 2015-02-27 | 2015-02-27
SRP31102 | SREC Solar | LOCKETTE |  | 13.26 | 0 | Residential | 1 | WILLINGBORO | 8046 | 13 | VIVINT SOLAR | PSE&G BPU | No | Complete | 2014-10-27 | 2015-02-24 | 2015-03-03 | 2015-03-03
SRP31104 | SREC Solar | MYERS |  | 3 | 0 | Residential | 1 | TRENTON | 8618 | 12 | SOLARCITY CORPORATION | PSE&G BPU | No | Complete | 2014-10-27 | 2015-01-30 | 2015-02-09 | 2015-02-09
SRP31106 | SREC Solar | MAFFEI |  | 10.965 | 0 | Residential | 1 | EVESHAM | 8053 | 13 | SOLARCITY CORPORATION | AC Electric | No | Complete | 2014-10-27 | 2015-02-03 | 2015-02-05 | 2015-02-05
SRP31109 | SREC Solar | SWEITZER |  | 13.77 | 0 | Residential | 1 | BURLEGH | 8210 | 21 | RCL ENTERPRISES INC. | AC Electric | No | Complete | 2014-10-27 | 2015-04-16 | 2015-04-22 | 2015-04-22
SRP31110 | SREC Solar | READ |  | 6.63 | 0 | Residential | 1 | BRIDGETON | 8302 | 20 | RCL ENTERPRISES INC. | AC Electric | No | Complete | 2014-10-27 | 2015-02-27 | 2015-03-16 | 2015-03-16
SRP31111 | SREC Solar | BLACK |  | 10.2 | 0 | Residential | 1 | N CAPE MAY | 8204 | 21 | RCL ENTERPRISES INC. | AC Electric | No | Complete | 2014-10-27 | 2015-04-15 | 2015-04-23 | 2015-04-23
SRP31114 | SREC Solar | MANYAK |  | 17.085 | 0 | Residential | 1 | VILLAS | 8251 | 21 | RCL ENTERPRISES INC. | AC Electric | No | Complete | 2014-10-27 | 2015-02-27 | 2015-03-16 | 2015-03-16
SRP31115 | SREC Solar | FALCO |  | 7.395 | 0 | Residential | 1 | MANCHESTER | 8759 | 18 | NJR HOME SERVICES | JCP&L | No | Complete | 2014-10-27 | 2015-03-10 | 2015-03-25 | 2015-03-25
SRP31116 | SREC Solar | WEISS |  | 5.865 | 0 | Residential | 1 | OCEAN | 7712 | 17 | NJR HOME SERVICES | JCP&L | No | Complete | 2014-10-27 | 2014-12-31 | 2015-01-20 | 2015-01-20
SRP31118 | SREC Solar | PAJEWSKI |  | 10.45 | 0 | Residential | 1 | COLONIAL | 7067 | 10 | TRINITY HEATING AND AIR | PSE&G BPU | No | Complete | 2014-10-27 | 2015-02-12 | 2015-02-16 | 2015-02-16
SRP31119 | SREC Solar | MCELWEE |  | 4.08 | 0 | Residential | 1 | TOMS RIVER | 8723 | 18 | TRINITY HEATING AND AIR | JCP&L | No | Complete | 2014-10-27 | 2014-11-19 | 2014-12-02 | 2014-12-02
SRP31120 | SREC Solar | CABANERO |  | 4.59 | 0 | Residential | 1 | UNION | 7083 | 10 | TRINITY HEATING AND AIR | PSE&G BPU | No | Complete | 2014-10-27 | 2014-11-19 | 2014-12-02 | 2014-12-02
SRP31121 | SREC Solar | LAWLOR |  | 10.2 | 0 | Residential | 1 | COOKSTOWN | 08511 | 13 | TRINITY HEATING AND AIR | JCP&L | No | Complete | 2014-10-27 | 2015-03-06 | 2015-04-10 | 2015-04-10
SRP31122 | SREC Solar | NGUYEN |  | 8.525 | 0 | Residential | 1 | EGG HARBOR TOWNSHIP | 8234 | 19 | TRINITY HEATING AND AIR | AC Electric | No | Complete | 2014-10-27 | 2014-12-08 | 2015-02-03 | 2015-02-03
SRP31124 | SREC Solar | DALEY |  | 5.49 | 0 | Residential | 1 | FARMINGDALE | 7727 | 17 | ROOF DIAGNOSTICS INC | JCP&L | No | Complete | 2014-10-27 | 2015-05-01 | 2015-05-06 | 2015-05-06
SRP31125 | SREC Solar | RODRIGUEZ |  | 11.61 | 0 | Residential | 1 | EGG HARBOR TOWNSHIP | 8234 | 19 | TRINITY HEATING AND AIR | AC Electric | No | Complete | 2014-10-27 | 2014-11-06 | 2014-11-21 | 2014-11-21
SRP31126 | SREC Solar | BATALHA |  | 2.08 | 0 | Residential | 1 | BAYVILLE | 8721 | 18 | TRINITY HEATING AND AIR | JCP&L | No | Complete | 2014-10-27 | 2014-12-19 | 2015-01-05 | 2015-01-05
SRP31127 | SREC Solar | LYNOTT |  | 6.5 | 0 | Residential | 0 | LAKEWOOD | 8701 | 18 | TRINITY HEATING AND AIR | JCP&L | No | Complete | 2014-10-27 | 2014-11-25 | 2014-12-11 | 2014-12-11
SRP31128 | SREC Solar | COSTA |  | 8.16 | 0 | Residential | 1 | EGG HARBOR TOWNSHIP | 8234 | 19 | TRINITY HEATING AND AIR | AC Electric | No | Complete | 2014-10-27 | 2015-02-12 | 2015-02-26 | 2015-02-26
SRP31130 | SREC Solar | VENEZIANO |  | 9.36 | 0 | Residential | 1 | ENGLISHTOWN | 7728 | 17 | SUNRUN INSTALLATION SERVICES, INC | JCP&L | No | Complete | 2014-10-27 | 2015-03-30 | 2015-04-23 | 2015-04-23
SRP31131 | SREC Solar | WARD |  | 10.965 | 0 | Residential | 1 | BARNEGAT | 8005 | 18 | ALLSEASON CONSTRUCTION | AC Electric | No | Complete | 2014-10-27 | 2015-04-13 | 2015-04-27 | 2015-04-27
SRP31132 | SREC Solar | SIDES |  | 11.445 | 0 | Residential | 0 | SCOTCH PLAINS | 7076 | 10 | SUNTUITY | PSE&G BPU | No | Complete | 2014-10-27 | 2015-02-22 | 2015-02-25 | 2015-02-25
SRP31133 | SREC Solar | ZABICKI | THE GODDARD SCHOOL | 47.67 | 0 | School Other | 1 | CLINTON | 8809 | 4 | NJ SOLAR POWER, LLC | JCP&L | No | Complete | 2014-10-27 | 2015-02-18 | 2015-02-27 | 2015-02-27
SRP31137 | SREC Solar | DURSO |  | 8.64 | 0 | Residential | 0 | LONG VALLEY | 7853 | 3 | TRINITY HEATING AND AIR | JCP&L | No | Complete | 2014-10-27 | 2014-11-06 | 2014-11-21 | 2014-11-21
SRP31139 | SREC Solar | PERSICO |  | 9.18 | 0 | Residential | 1 | LAKEHURST | 8733 | 18 | KOPP ELECTRIC COMPANY | JCP&L | No | Complete | 2014-10-27 | 2015-05-07 | 2015-05-19 | 2015-05-19
SRP31141 | SREC Solar | HILL |  | 10.25 | 0 | Residential | 1 | ENGLISHTOWN | 7726 | 17 | SOLARCITY CORPORATION | JCP&L | No | Complete | 2014-10-27 | 2015-01-21 | 2015-01-28 | 2015-01-28
SRP31142 | SREC Solar | COOMBS |  | 14.025 | 0 | Residential | 1 | EHT | 8234 | 19 | ALLSEASON CONSTRUCTION | AC Electric | No | Complete | 2014-10-27 | 2015-04-17 | 2015-04-22 | 2015-04-22
SRP31143 | SREC Solar | GIUGLIANO |  | 5.61 | 0 | Residential | 1 | LEHT | 8087 | 18 | ALLSEASON CONSTRUCTION | AC Electric | No | Complete | 2014-10-27 | 2015-05-14 | 2015-05-27 | 2015-05-27
SRP31148 | SREC Solar | SACCHETTI |  | 13.77 | 0 | Residential | 1 | GALLOWAY | 8201 | 19 | ACOS ENERGY, LLC | AC Electric | No | QA SELECTED | 2014-10-27 | 2015-05-22
SRP31149 | SREC Solar | KLINGERMAN |  | 13.26 | 0 | Residential | 1 | GALLOWAY | 8220 | 19 | ALLSEASON CONSTRUCTION | AC Electric | No | Complete | 2014-10-27 | 2015-04-13 | 2015-04-27 | 2015-04-27
SRP31151 | SREC Solar | KLEIN |  | 10.455 | 0 | Residential | 1 | MAYS LANDING | 8330 | 19 | ALLSEASON CONSTRUCTION | AC Electric | No | Complete | 2014-10-27 | 2015-04-15 | 2015-04-23 | 2015-04-23
SRP31152 | SREC Solar | OMARA |  | 6.98 | 0 | Residential | 1 | HAMILTON | 8690 | 12 | ROOF DIAGNOSTICS INC | PSE&G BPU | No | Complete | 2014-10-27 | 2015-03-03 | 2015-03-18 | 2015-03-18
SRP31154 | SREC Solar | KAPLAN |  | 3.49 | 0 | Residential | 1 | HIGHLAND PARK | 8904 | 11 | ROOF DIAGNOSTICS INC | PSE&G BPU | No | Complete | 2014-10-27 | 2015-04-08 | 2015-04-16 | 2015-04-16
SRP31155 | SREC Solar | NOVAK |  | 11 | 0 | Residential | 1 | SUSSEX | 7461 | 1 | ROOF DIAGNOSTICS INC | JCP&L | No | Complete | 2014-10-27 | 2015-02-22 | 2015-04-29 | 2015-04-29
SRP31157 | SREC Solar | SULLIVAN |  | 10.725 | 0 | Residential | 1 | PRINCETON | 8540 | 12 | ROOF DIAGNOSTICS INC | PSE&G BPU | No | Complete | 2014-10-27 | 2015-04-08 | 2015-04-16 | 2015-04-16
SRP31160 | SREC Solar | BLANCH |  | 4.845 | 0 | Residential | 1 | LEONARDO | 7737 | 17 | TRINITY HEATING AND AIR | JCP&L | No | Complete | 2014-10-27 | 2014-11-13 | 2014-12-02 | 2014-12-02
SRP31161 | SREC Solar | DUGGAN |  | 5.225 | 0 | Residential | 0 | LAVALETTE | 8735 | 18 | TRINITY HEATING AND AIR | JCP&L | No | Complete | 2014-10-27 | 2014-11-20 | 2015-03-24 | 2015-03-24
SRP31162 | SREC Solar | THORSON |  | 6.75 | 0 | Residential | 1 | LITTLE EGG HARBOR | 8087 | 18 | WHITMAN CONSTRUCTION | AC Electric | No | QA SELECTED | 2014-10-27 | 2015-04-23
SRP31164 | SREC Solar | TIRMAL |  | 7.288 | 0 | Residential | 1 | PRINCETON | 8540 | 12 | WHITMAN CONSTRUCTION | PSE&G BPU | No | Complete | 2014-10-27 | 2015-03-11 | 2015-03-25 | 2015-03-25
SRP31166 | SREC Solar | PARADIZOY |  | 2.1 | 0 | Residential | 1 | COLONIA | 7067 | 10 | WHITMAN CONSTRUCTION | PSE&G BPU | No | Complete | 2014-10-27 | 2015-05-13 | 2015-05-27 | 2015-05-27
SRP31168 | SREC Solar | AHMED |  | 16.75 | 0 | Residential | 1 | MILLSTONE TWP | 8510 | 17 | ECOMEN SOLAR LLC | JCP&L | No | Complete | 2014-10-27 | 2015-05-06 | 2015-05-20 | 2015-05-20
SRP31169 | SREC Solar | AMOYELLE |  | 7.28 | 0 | Residential | 1 | LAKEWOOD | 8701 | 18 | POWERLUTIONS, LLC | JCP&L | No | Complete | 2014-10-27 | 2015-02-04 | 2015-02-09 | 2015-02-09
SRP31170 | SREC Solar | DICKER |  | 11.44 | 0 | Residential | 1 | LAKEWOOD | 8701 | 18 | POWERLUTIONS, LLC | JCP&L | No | Complete | 2014-10-27 | 2015-02-06 | 2015-03-20 | 2015-03-20
SRP31172 | SREC Solar | REED |  | 8.67 | 0 | Residential | 1 | EHT | 8234 | 19 | ALLSEASON CONSTRUCTION | AC Electric | No | Complete | 2014-10-27 | 2015-02-17 | 2015-04-09 | 2015-04-09
SRP31173 | SREC Solar | LARKIN |  | 8.16 | 0 | Residential | 1 | BARNEGAT | 8005 | 18 | ALLSEASON CONSTRUCTION | AC Electric | No | Complete | 2014-10-27 | 2015-05-06 | 2015-05-21 | 2015-05-21
SRP31175 | SREC Solar | COURTNEY |  | 8.925 | 0 | Residential | 1 | WEST CREEK | 8092 | 18 | ALLSEASON CONSTRUCTION | AC Electric | No | QC Selected | 2014-10-27 | 2015-05-06
SRP31177 | SREC Solar | SONG |  | 12.25 | 0 | Residential | 1 | MONTGOMERY TWP | 8558 | 5 | SOLARCITY CORPORATION | PSE&G BPU | No | Complete | 2014-10-27 | 2015-02-13 | 2015-03-18 | 2015-03-18
SRP31184 | SREC Solar | CRUM |  | 18 | 0 | Residential | 1 | TOMS RIVER | 8753 | 18 | ECOMEN SOLAR LLC | JCP&L | No | Complete | 2014-10-27 | 2015-05-01 | 2015-05-06 | 2015-05-06
SRP31185 | SREC Solar | LESHKOWITZ |  | 10.14 | 0 | Residential | 1 | LAKEWOOD | 8701 | 18 | POWERLUTIONS, LLC | JCP&L | No | Complete | 2014-10-27 | 2015-02-05 | 2015-03-17 | 2015-03-17
SRP31187 | SREC Solar | PRAKASH |  | 6.12 | 0 | Residential | 1 | SOMERSET | 8873 | 5 | TRINITY HEATING AND AIR | PSE&G BPU | No | Complete | 2014-10-27 | 2014-12-08 | 2014-12-22 | 2014-12-22
SRP31188 | SREC Solar | DENARO |  | 8.615 | 0 | Residential | 1 | EDISON | 8837 | 11 | ROOF DIAGNOSTICS INC | PSE&G BPU | No | Complete | 2014-10-27 | 2015-05-14 | 2015-05-26 | 2015-05-26
SRP31191 | SREC Solar | HEMMINGS |  | 3.6 | 0 | Residential | 1 | HILLSBOROUGH | 8844 | 5 | WHITMAN CONSTRUCTION | PSE&G BPU | No | QA SELECTED | 2014-10-27 | 2015-05-19
SRP31192 | SREC Solar | COURSEN |  | 3.038 | 0 | Residential | 1 | BRICK | 8723 | 18 | WHITMAN CONSTRUCTION | JCP&L | No | Complete | 2014-10-27 | 2015-03-20 | 2015-04-01 | 2015-04-01
SRP31194 | SREC Solar | FERNANDEZ |  | 5.98 | 0 | Residential | 1 | MONROE | 8831 | 11 | ROOF DIAGNOSTICS INC | JCP&L | No | Complete | 2014-10-27 | 2015-04-08 | 2015-04-16 | 2015-04-16
SRP31197 | SREC Solar | BAGARIA | GDB INTERNATIONAL | 175.56 | 0 | Commercial | 0 | NEW BRUNSWICK | 8901 | 11 | SOLAR ENERGY SYSTEMS | PSE&G BPU | No | Complete | 2014-11-10 | 2015-01-30 | 2015-03-03 | 2015-03-03
SRP31200 | SREC Solar | MATOS |  | 6.875 | 0 | Residential | 1 | LONG BRANCH | 7740 | 17 | ROOF DIAGNOSTICS INC | JCP&L | No | Complete | 2014-10-27 | 2015-03-24 | 2015-04-02 | 2015-04-02
SRP31201 | SREC Solar | CLARK |  | 5.745 | 0 | Residential | 1 | SUSSEX | 7461 | 1 | ROOF DIAGNOSTICS INC | JCP&L | No | QA SELECTED | 2014-10-27 | 2015-05-27
SRP31202 | SREC Solar | DONAHUE |  | 4.675 | 0 | Residential | 1 | CLIFTON | 7013 | 6 | ROOF DIAGNOSTICS INC | PSE&G BPU | No | Complete | 2014-10-27 | 2015-02-07 | 2015-02-13 | 2015-02-13
SRP31203 | SREC Solar | SINGH |  | 8.725 | 0 | Residential | 1 | HILLSBOROUGH | 8844 | 5 | ROOF DIAGNOSTICS INC | PSE&G BPU | No | Complete | 2014-10-27 | 2015-03-19 | 2015-03-31 | 2015-03-31
SRP31204 | SREC Solar | DIVVER |  | 8.98 | 0 | Residential | 1 | TOMS RIVER | 8754 | 18 | ROOF DIAGNOSTICS INC | JCP&L | No | Complete | 2014-10-27 | 2015-04-08 | 2015-04-20 | 2015-04-20
SRP31205 | SREC Solar | MALINSKY |  | 9 | 0 | Residential | 1 | MAYS LANDING | 8330 | 19 | SUN UP ZERO DOWN | AC Electric | No | QA SELECTED | 2014-10-27 | 2015-05-08
SRP31208 | SREC Solar | SESSA |  | 5.61 | 0 | Residential | 1 | FORKED RIVER | 8731 | 18 | ACOS ENERGY, LLC | JCP&L | No | Complete | 2014-10-27 | 2015-02-07 | 2015-02-12 | 2015-02-12
SRP31209 | SREC Solar | RIGGS-SESSA |  | 7.395 | 0 | Residential | 1 | BARNEGAT | 8005 | 18 | ACOS ENERGY, LLC | JCP&L | No | Complete | 2014-10-27 | 2015-02-05 | 2015-02-07 | 2015-02-07
SRP31210 | SREC Solar | WEST |  | 10.455 | 0 | Residential | 1 | VILLAS | 8251 | 21 | ACOS ENERGY, LLC | AC Electric | No | Complete | 2014-10-27 | 2015-02-05 | 2015-02-07 | 2015-02-07
SRP31211 | SREC Solar | MARGULIS |  | 9 | 0 | Residential | 1 | NORTHFIELD | 8225 | 19 | SUN UP ZERO DOWN | AC Electric | No | Complete | 2014-10-27 | 2015-04-30 | 2015-05-06 | 2015-05-06
SRP31213 | SREC Solar | MATTHEWS |  | 15.3 | 0 | Residential | 1 | ERMA | 8204 | 21 | ACOS ENERGY, LLC | AC Electric | No | Complete | 2014-10-27 | 2015-02-25 | 2015-04-22 | 2015-04-22
SRP31214 | SREC Solar | LENTZ |  | 9.69 | 0 | Residential | 1 | MANCHESTER | 8759 | 18 | ACOS ENERGY, LLC | JCP&L | No | Complete | 2014-10-27 | 2015-03-04 | 2015-03-20 | 2015-03-20
SRP31215 | SREC Solar | SHEIKH |  | 5.25 | 0 | Residential | 1 | OLD BRIDGE | 8857 | 11 | SOLARCITY CORPORATION | JCP&L | No | Complete | 2014-10-27 | 2015-03-20 | 2015-04-10 | 2015-04-10
SRP31218 | SREC Solar | BERRY |  | 3.25 | 0 | Residential | 1 | NUTLEY | 7110 | 9 | SOLARCITY CORPORATION | PSE&G BPU | No | Complete | 2014-10-27 | 2015-03-20 | 2015-04-01 | 2015-04-01
SRP31224 | SREC Solar | LEMON |  | 6.63 | 0 | Residential | 1 | TURNERSVILLE | 8012 | 14 | SOLARCITY CORPORATION | AC Electric | No | Complete | 2014-10-27 | 2015-02-04 | 2015-02-09 | 2015-02-09
SRP31226 | SREC Solar | PARK |  | 7.14 | 0 | Residential | 1 | CHERRY HILL | 8003 | 14 | VIVINT SOLAR | PSE&G BPU | No | Complete | 2014-10-27 | 2015-02-17 | 2015-02-22 | 2015-02-22
SRP31227 | SREC Solar | MADRIGAL |  | 3.825 | 0 | Residential | 1 | NORTH HALEDON | 7508 | 6 | VIVINT SOLAR | PSE&G BPU | No | Complete | 2014-10-27 | 2015-03-11 | 2015-03-25 | 2015-03-25
SRP31230 | SREC Solar | BUIRCH |  | 7.905 | 0 | Residential | 1 | BRIDGETON | 8302 | 20 | RCL ENTERPRISES INC. | AC Electric | No | Complete | 2014-10-27 | 2015-03-09 | 2015-03-26 | 2015-03-26
SRP31231 | SREC Solar | MOTYKA |  | 8.37 | 0 | Residential | 0 | BLAIRSTOWN | 7825 | 2 | NJR HOME SERVICES | JCP&L | No | Complete | 2014-10-27 | 2015-02-12 | 2015-02-16 | 2015-02-16
SRP31232 | SREC Solar | PALMER |  | 7.65 | 0 | Residential | 1 | BARNEGAT | 8005 | 18 | NJR HOME SERVICES | AC Electric | No | Complete | 2014-10-27 | 2015-04-23 | 2015-05-08 | 2015-05-08
SRP31233 | SREC Solar | LARDINELLI |  | 5.61 | 0 | Residential | 1 | TOMS RIVER | 8753 | 18 | NJR HOME SERVICES | JCP&L | No | Complete | 2014-10-27 | 2014-12-19 | 2015-01-07 | 2015-01-07
SRP31234 | SREC Solar | NGUYEN |  | 7.8 | 0 | Residential | 0 | SICKLERVILLE | 8081 | 14 | EXACT SOLAR | AC Electric | No | Complete | 2014-10-27 | 2015-04-13 | 2015-04-29 | 2015-04-29
SRP31235 | SREC Solar | ALAM |  | 7.595 | 0 | Residential | 1 | FREEHOLD | 7728 | 17 | SUNGEVITY, INC. | JCP&L | No | Complete | 2014-10-27 | 2014-11-18 | 2014-12-04 | 2014-12-04
SRP31237 | SREC Solar | LEWIS |  | 9.49 | 0 | Residential | 1 | SUSSEX | 7461 | 1 | ROOF DIAGNOSTICS INC | JCP&L | No | Complete | 2014-10-27 | 2015-03-03 | 2015-03-18 | 2015-03-18
SRP31239 | SREC Solar | CONTE |  | 3.235 | 0 | Residential | 1 | TOMS RIVER | 8755 | 18 | ROOF DIAGNOSTICS INC | JCP&L | No | Complete | 2014-10-27 | 2015-02-07 | 2015-02-12 | 2015-02-12
SRP31241 | SREC Solar | LUONG |  | 8.16 | 0 | Residential | 1 | EHT | 8234 | 19 | TRINITY HEATING AND AIR | AC Electric | No | QA SELECTED | 2014-10-27 | 2015-05-13
SRP31242 | SREC Solar | DAVIS |  | 4.125 | 0 | Residential | 0 | MAPLEWOOD | 7040 | 9 | TRINITY HEATING AND AIR | PSE&G BPU | No | Complete | 2014-10-27 | 2014-12-30 | 2015-02-06 | 2015-02-06
SRP31243 | SREC Solar | RANKINS |  | 9.35 | 0 | Residential | 1 | MARLTON | 8053 | 13 | TRINITY HEATING AND AIR | PSE&G BPU | No | Complete | 2014-10-27 | 2014-12-10 | 2015-01-06 | 2015-01-06
SRP31245 | SREC Solar | DOWLA |  | 5.865 | 0 | Residential | 1 | EAST BRUNSWICK | 8816 | 11 | VIVINT SOLAR | PSE&G BPU | No | Complete | 2014-10-27 | 2015-02-17 | 2015-02-20 | 2015-02-20
SRP31246 | SREC Solar | CHUA |  | 6.63 | 0 | Residential | 1 | UNION | 7083 | 10 | VIVINT SOLAR | PSE&G BPU | No | Complete | 2014-10-27 | 2015-03-06 | 2015-05-22 | 2015-05-22
SRP31248 | SREC Solar | SARACINELLO |  | 4.94 | 0 | Residential | 1 | DUMONT | 7628 | 7 | SUNGEVITY, INC. | PSE&G BPU | No | Complete | 2014-10-27 | 2015-03-10 | 2015-03-24 | 2015-03-24
SRP31249 | SREC Solar | ROMERO |  | 5 | 0 | Residential | 1 | CLIFTON | 7013 | 6 | SUNGEVITY, INC. | PSE&G BPU | No | Complete | 2014-10-27 | 2015-04-22 | 2015-05-06 | 2015-05-06
SRP31253 | SREC Solar | INGERSON |  | 4.08 | 0 | Residential | 1 | CHERRY HILL | 8002 | 14 | VIVINT SOLAR | PSE&G BPU | No | Complete | 2014-10-27 | 2015-02-05 | 2015-02-13 | 2015-02-13
SRP31256 | SREC Solar | AMIN |  | 7.395 | 0 | Residential | 1 | BRIDGEWATER | 8807 | 5 | VIVINT SOLAR | PSE&G BPU | No | QA SELECTED | 2014-10-27 | 2015-05-27
SRP31257 | SREC Solar | BROWN |  | 3.825 | 0 | Residential | 1 | PISCATAWAY | 8854 | 11 | VIVINT SOLAR | PSE&G BPU | No | Complete | 2014-10-27 | 2015-04-28 | 2015-05-08 | 2015-05-08
SRP31258 | SREC Solar | GOINES |  | 4.335 | 0 | Residential | 1 | WILLINGBORO | 8046 | 13 | VIVINT SOLAR | PSE&G BPU | No | Complete | 2014-10-27 | 2015-04-22 | 2015-05-06 | 2015-05-06
SRP31261 | SREC Solar | MINCK |  | 4.59 | 0 | Residential | 1 | WESTAMPTON | 8060 | 13 | VIVINT SOLAR | PSE&G BPU | No | Complete | 2014-10-27 | 2015-05-12 | 2015-05-21 | 2015-05-21
SRP31262 | SREC Solar | PAUL |  | 10.455 | 0 | Residential | 1 | WILLINGBORO | 8046 | 13 | VIVINT SOLAR | PSE&G BPU | No | Complete | 2014-10-27 | 2015-04-22 | 2015-05-06 | 2015-05-06
SRP31264 | SREC Solar | MARTINO |  | 6.885 | 0 | Residential | 1 | PARLIN | 8859 | 11 | VIVINT SOLAR | JCP&L | No | Complete | 2014-10-27 | 2015-02-24 | 2015-03-03 | 2015-03-03
SRP31265 | SREC Solar | GRILLO |  | 5.61 | 0 | Residential | 1 | CHERRY HILL | 8034 | 14 | VIVINT SOLAR | PSE&G BPU | No | Complete | 2014-10-27 | 2015-02-03 | 2015-02-05 | 2015-02-05
SRP31266 | SREC Solar | FOSTER |  | 8.16 | 0 | Residential | 1 | LUMBERTON | 8048 | 13 | VIVINT SOLAR | PSE&G BPU | No | Complete | 2014-10-27 | 2015-05-12 | 2015-05-26 | 2015-05-26
SRP31267 | SREC Solar | THOMPSON |  | 3.825 | 0 | Residential | 1 | UNION | 7083 | 10 | VIVINT SOLAR | PSE&G BPU | No | Complete | 2014-10-27 | 2015-03-06 | 2015-03-16 | 2015-03-16
SRP31268 | SREC Solar | SUGGES |  | 5.1 | 0 | Residential | 1 | UNION | 7083 | 10 | VIVINT SOLAR | PSE&G BPU | No | Complete | 2014-10-27 | 2015-03-04 | 2015-03-18 | 2015-03-18
SRP31269 | SREC Solar | SCIACCHITANO |  | 5.355 | 0 | Residential | 1 | FAIRFIELD | 7004 | 9 | VIVINT SOLAR | PSE&G BPU | No | Complete | 2014-10-27 | 2015-05-06 | 2015-05-20 | 2015-05-20
SRP31271 | SREC Solar | SAFIR |  | 9.69 | 0 | Residential | 1 | FAIRFIELD | 7004 | 9 | VIVINT SOLAR | PSE&G BPU | No | Complete | 2014-10-27 | 2014-12-18 | 2015-01-07 | 2015-01-07
SRP31273 | SREC Solar | PIERRE |  | 5.865 | 0 | Residential | 1 | WILLINGBORO | 8046 | 13 | VIVINT SOLAR | PSE&G BPU | No | Complete | 2014-10-27 | 2015-04-02 | 2015-04-29 | 2015-04-29
SRP31274 | SREC Solar | PHILLIPS |  | 5.355 | 0 | Residential | 1 | WILLINGBORO | 8046 | 13 | VIVINT SOLAR | PSE&G BPU | No | Complete | 2014-10-27 | 2015-04-03 | 2015-04-13 | 2015-04-13
SRP31276 | SREC Solar | TAYLOR |  | 8.67 | 0 | Residential | 1 | PARLIN | 8859 | 11 | VIVINT SOLAR | JCP&L | No | Complete | 2014-10-27 | 2015-04-16 | 2015-04-22 | 2015-04-22
SRP31279 | SREC Solar | MODELL |  | 6.2 | 0 | Residential | 1 | MONROE TWP | 8831 | 11 | WHITMAN CONSTRUCTION | JCP&L | No | Complete | 2014-10-27 | 2015-04-15 | 2015-05-01 | 2015-05-01
SRP31282 | SREC Solar | LAYTON |  | 8.67 | 0 | Residential | 1 | AVENEL | 7001 | 11 | VIVINT SOLAR | PSE&G BPU | No | QC Selected | 2014-11-03 | 2015-05-07
SRP31284 | SREC Solar | ROBINSON |  | 4.845 | 0 | Residential | 1 | WILLINGBORO | 8046 | 13 | VIVINT SOLAR | JCP&L | No | Complete | 2014-11-03 | 2015-04-07 | 2015-04-20 | 2015-04-20
SRP31285 | SREC Solar | AWTRY |  | 9.69 | 0 | Residential | 1 | BOUND BROOK | 8805 | 5 | VIVINT SOLAR | PSE&G BPU | No | Complete | 2014-11-03 | 2015-03-18 | 2015-05-06 | 2015-05-06
SRP31286 | SREC Solar | SACHS |  | 11.22 | 0 | Residential | 1 | PISCATAWAY | 8854 | 11 | VIVINT SOLAR | PSE&G BPU | No | QC Selected | 2014-11-03 | 2015-02-22
SRP31288 | SREC Solar | GUARDABASCIO |  | 15.555 | 0 | Residential | 1 | FAIRFIELD | 7004 | 9 | VIVINT SOLAR | PSE&G BPU | No | Complete | 2014-11-03 | 2015-02-05 | 2015-02-07 | 2015-02-07
SRP31290 | SREC Solar | JOHNSON |  | 8.67 | 0 | Residential | 1 | EDGEWATER PARK | 8010 | 13 | VIVINT SOLAR | PSE&G BPU | No | Complete | 2014-11-03 | 2015-02-24 | 2015-03-04 | 2015-03-04
SRP31291 | SREC Solar | DIEDRICK |  | 5.355 | 0 | Residential | 1 | WILLINGBORO | 8046 | 13 | VIVINT SOLAR | PSE&G BPU | No | Complete | 2014-11-03 | 2015-02-05 | 2015-02-07 | 2015-02-07
SRP31293 | SREC Solar | FARBER |  | 7.905 | 0 | Residential | 1 | MARLTON | 8053 | 13 | VIVINT SOLAR | PSE&G BPU | No | Complete | 2014-11-03 | 2015-02-05 | 2015-03-09 | 2015-03-09
SRP31295 | SREC Solar | FLADGER |  | 6.63 | 0 | Residential | 1 | WILLINGBORO | 8046 | 13 | VIVINT SOLAR | PSE&G BPU | No | Complete | 2014-11-03 | 2015-04-15 | 2015-04-23 | 2015-04-23
SRP31300 | SREC Solar | NEARY |  | 14.535 | 0 | Residential | 1 | CHERRY HILL | 8084 | 14 | VIVINT SOLAR | PSE&G BPU | No | Complete | 2014-11-03 | 2015-04-15 | 2015-04-23 | 2015-04-23
SRP31301 | SREC Solar | LAGASCA |  | 4.335 | 0 | Residential | 1 | PISCATAWAY | 8854 | 11 | VIVINT SOLAR | PSE&G BPU | No | Complete | 2014-11-03 | 2015-04-15 | 2015-04-23 | 2015-04-23
SRP31302 | SREC Solar | COGER |  | 7.14 | 0 | Residential | 1 | SOUTH TOMS RIVER | 8757 | 18 | VIVINT SOLAR | JCP&L | No | Complete | 2014-11-03 | 2014-12-18 | 2015-01-05 | 2015-01-05
SRP31303 | SREC Solar | WILKERSON |  | 7.65 | 0 | Residential | 1 | WILLINGBORO | 8046 | 13 | VIVINT SOLAR | PSE&G BPU | No | Complete | 2014-11-03 | 2015-02-27 | 2015-04-10 | 2015-04-10
SRP31306 | SREC Solar | BARRECA |  | 9.435 | 0 | Residential | 1 | WOODLAND PARK | 7424 | 6 | VIVINT SOLAR | PSE&G BPU | No | Complete | 2014-11-03 | 2015-03-12 | 2015-03-26 | 2015-03-26
SRP31309 | SREC Solar | WILLIAMS |  | 6.63 | 0 | Residential | 1 | VOORHEES | 8043 | 14 | VIVINT SOLAR | PSE&G BPU | No | Complete | 2014-11-03 | 2015-04-22 | 2015-04-30 | 2015-04-30
SRP31310 | SREC Solar | PATE |  | 12.24 | 0 | Residential | 1 | WILLINGBORO | 8046 | 13 | VIVINT SOLAR | PSE&G BPU | No | Complete | 2014-11-03 | 2015-03-11 | 2015-03-25 | 2015-03-25
SRP31311 | SREC Solar | KITZIG |  | 5.1 | 0 | Residential | 1 | WESTAMPTON | 8060 | 13 | VIVINT SOLAR | PSE&G BPU | No | Complete | 2014-11-03 | 2015-02-04 | 2015-02-07 | 2015-02-07
SRP31314 | SREC Solar | HICKS |  | 4.845 | 0 | Residential | 1 | WILLINGBORO | 8046 | 13 | VIVINT SOLAR | PSE&G BPU | No | Complete | 2014-11-03 | 2015-02-04 | 2015-02-07 | 2015-02-07
SRP31316 | SREC Solar | D'AMICO |  | 4.845 | 0 | Residential | 1 | CHERRY HILL | 8034 | 14 | VIVINT SOLAR | PSE&G BPU | No | Complete | 2014-11-03 | 2015-04-22 | 2015-04-30 | 2015-04-30
SRP31317 | SREC Solar | CAMACHO |  | 3.315 | 0 | Residential | 1 | TOMS RIVER | 8757 | 18 | VIVINT SOLAR | JCP&L | No | Complete | 2014-11-03 | 2015-04-24 | 2015-05-08 | 2015-05-08
SRP31321 | SREC Solar | SANTOS |  | 4.845 | 0 | Residential | 1 | WILLINGBORO | 8046 | 13 | VIVINT SOLAR | PSE&G BPU | No | Complete | 2014-11-03 | 2015-02-24 | 2015-03-04 | 2015-03-04
SRP31323 | SREC Solar | ZYCHLINSKI |  | 4.59 | 0 | Residential | 1 | DUNELLEN | 8812 | 11 | VIVINT SOLAR | PSE&G BPU | No | Complete | 2014-11-03 | 2015-04-02 | 2015-04-09 | 2015-04-09
SRP31325 | SREC Solar | WISTUBA |  | 10.455 | 0 | Residential | 1 | SOUTH AMBOY | 8879 | 11 | VIVINT SOLAR | JCP&L | No | Complete | 2014-11-03 | 2015-02-17 | 2015-02-22 | 2015-02-22
SRP31326 | SREC Solar | SAMALONIS |  | 5.865 | 0 | Residential | 1 | GLENDORA | 8029 | 14 | VIVINT SOLAR | PSE&G BPU | No | Complete | 2014-11-03 | 2015-04-30 | 2015-05-12 | 2015-05-12
SRP31328 | SREC Solar | SEKE |  | 6.12 | 0 | Residential | 1 | WILLINGBORO | 8046 | 13 | VIVINT SOLAR | PSE&G BPU | No | Complete | 2014-11-03 | 2015-04-02 | 2015-04-09 | 2015-04-09
SRP31329 | SREC Solar | TRIVEDI |  | 7.905 | 0 | Residential | 1 | COLONIA | 7067 | 10 | VIVINT SOLAR | PSE&G BPU | No | Complete | 2014-11-03 | 2015-04-02 | 2015-04-07 | 2015-04-07
SRP31333 | SREC Solar | LUTZ |  | 6.12 | 0 | Residential | 1 | WILLINGBORO | 8046 | 13 | VIVINT SOLAR | PSE&G BPU | No | Complete | 2014-11-03 | 2015-04-03 | 2015-04-13 | 2015-04-13
SRP31334 | SREC Solar | HANLEY |  | 9.435 | 0 | Residential | 1 | PERTH AMBOY | 8861 | 11 | VIVINT SOLAR | PSE&G BPU | No | Complete | 2014-11-03 | 2015-02-17 | 2015-02-22 | 2015-02-22
SRP31338 | SREC Solar | JORDAN |  | 9.945 | 0 | Residential | 1 | LAWNSIDE | 8045 | 14 | VIVINT SOLAR | PSE&G BPU | No | Complete | 2014-11-03 | 2015-02-27 | 2015-03-16 | 2015-03-16
SRP31339 | SREC Solar | MUSSELMAN |  | 2.25 | 0 | Residential | 1 | PRINCETON | 8540 | 12 | SOLARCITY CORPORATION | PSE&G BPU | No | Complete | 2014-11-03 | 2015-03-24 | 2015-04-02 | 2015-04-02
SRP31340 | SREC Solar | BLACK |  | 14.79 | 0 | Residential | 1 | METUCHEN | 8840 | 11 | VIVINT SOLAR | PSE&G BPU | No | QC Selected | 2014-11-03 | 2015-05-12
SRP31341 | SREC Solar | HOWARTH |  | 3.315 | 0 | Residential | 1 | WILLINGBORO | 8046 | 13 | VIVINT SOLAR | PSE&G BPU | No | Complete | 2014-11-03 | 2015-02-05 | 2015-02-09 | 2015-02-09
SRP31342 | SREC Solar | JOHNSON |  | 14.535 | 0 | Residential | 1 | GLOUCESTER CITY | 8030 | 14 | SOLARCITY CORPORATION | PSE&G BPU | No | Complete | 2014-11-03 | 2015-03-25 | 2015-04-14 | 2015-04-14
SRP31344 | SREC Solar | CORTESE |  | 11.73 | 0 | Residential | 1 | ABSECON | 8201 | 19 | SOLARCITY CORPORATION | AC Electric | No | Complete | 2014-11-03 | 2015-04-30 | 2015-05-06 | 2015-05-06
SRP31347 | SREC Solar | IACOVINO |  | 4.42 | 0 | Residential | 1 | BELLMAWR | 8031 | 14 | SOLARCITY CORPORATION | PSE&G BPU | No | Complete | 2014-11-03 | 2015-05-06 | 2015-05-20 | 2015-05-20
SRP31350 | SREC Solar | SUKHRAM |  | 10.464 | 0 | Residential | 1 | PRINCETON | 8540 | 12 | SEA BRIGHT SOLAR, LLC | PSE&G BPU | No | Complete | 2014-11-03 | 2015-02-27 | 2015-03-16 | 2015-03-16
SRP31352 | SREC Solar | ORTIZ |  | 5.75 | 0 | Residential | 1 | WILLINGBORO | 8046 | 13 | EZNERGY LLC | PSE&G BPU | No | Complete | 2014-11-03 | 2015-05-07 | 2015-05-19 | 2015-05-19
SRP31353 | SREC Solar | BRAVANTE |  | 6.867 | 0 | Residential | 0 | NORMANDY BEACH | 8739 | 18 | SEA BRIGHT SOLAR, LLC | JCP&L | No | Complete | 2014-11-03 | 2015-02-23 | 2015-04-10 | 2015-04-10
SRP31354 | SREC Solar | MACECSKO |  | 16.35 | 0 | Residential | 0 | FORKED RIVER | 8731 | 18 | SEA BRIGHT SOLAR, LLC | JCP&L | No | Complete | 2014-11-03 | 2014-12-30 | 2015-01-19 | 2015-01-19
SRP31355 | SREC Solar | SEAL |  | 11.445 | 0 | Residential | 0 | MANCHESTER | 8759 | 18 | SEA BRIGHT SOLAR, LLC | JCP&L | No | Complete | 2014-11-03 | 2014-12-31 | 2015-01-14 | 2015-01-14
SRP31356 | SREC Solar | DAKAS |  | 4.325 | 0 | Residential | 1 | MARLBORO | 7746 | 17 | WHITMAN CONSTRUCTION | JCP&L | No | QC Selected | 2014-11-03 | 2015-05-06
SRP31357 | SREC Solar | PUELLES |  | 8.16 | 0 | Residential | 1 | BARGAINTOWN | 8234 | 19 | ALLSEASON CONSTRUCTION | AC Electric | No | Complete | 2014-11-03 | 2015-04-08 | 2015-04-16 | 2015-04-16
SRP31359 | SREC Solar | DIIENNO |  | 6.375 | 0 | Residential | 1 | MANAHAWKIN | 8050 | 18 | ALLSEASON CONSTRUCTION | AC Electric | No | Complete | 2014-11-03 | 2015-03-05 | 2015-03-16 | 2015-03-16
SRP31361 | SREC Solar | DESAI |  | 7.65 | 0 | Residential | 1 | BORDENTOWN | 8505 | 13 | EZNERGY LLC | PSE&G BPU | No | Complete | 2014-11-03 | 2014-12-17 | 2014-12-22 | 2014-12-22
SRP31362 | SREC Solar | BEDWARD |  | 9.75 | 0 | Residential | 0 | NEPTUNE | 7753 | 17 | ECOMEN SOLAR LLC | JCP&L | No | Complete | 2014-11-03 | 2015-02-13 | 2015-02-22 | 2015-02-22
SRP31365 | SREC Solar | ACTON |  | 11.73 | 0 | Residential | 1 | WEST CREEK | 8092 | 18 | RELIABLE POWER SERVICES, INC. | AC Electric | No | QA SELECTED | 2014-11-03 | 2015-05-26
SRP31366 | SREC Solar | COCUZZA |  | 5.865 | 0 | Residential | 1 | BARNEGAT | 8055 | 13 | RELIABLE POWER SERVICES, INC. | JCP&L | No | Complete | 2014-11-03 | 2015-01-19 | 2015-03-09 | 2015-03-09
SRP31367 | SREC Solar | GAUGHRAN |  | 6.885 | 0 | Residential | 1 | TINTON FALLS | 7753 | 17 | RELIABLE POWER SERVICES, INC. | JCP&L | No | Complete | 2014-11-03 | 2014-12-23 | 2015-01-07 | 2015-01-07
SRP31368 | SREC Solar | MANDEL |  | 5.355 | 0 | Residential | 1 | LAKEWOOD | 8701 | 18 | RELIABLE POWER SERVICES, INC. | JCP&L | No | Complete | 2014-11-03 | 2015-01-19 | 2015-01-30 | 2015-01-30
SRP31369 | SREC Solar | PUCKETT |  | 7.65 | 0 | Residential | 1 | DUNELLEN | 8812 | 11 | RELIABLE POWER SERVICES, INC. | PSE&G BPU | No | QA SELECTED | 2014-11-03 | 2015-05-15
SRP31370 | SREC Solar | CZEKALSKI |  | 8 | 0 | Residential | 1 | PISCATAWAY | 8854 | 11 | PRO CUSTOM SOLAR | PSE&G BPU | No | Complete | 2014-11-03 | 2015-01-05 | 2015-02-10 | 2015-02-10
SRP31374 | SREC Solar | LINCHO |  | 8.91 | 0 | Residential | 1 | EDISON | 8837 | 11 | TRINITY HEATING AND AIR | PSE&G BPU | No | Complete | 2014-11-03 | 2015-04-02 | 2015-04-07 | 2015-04-07
SRP31375 | SREC Solar | CENTANNI |  | 10.53 | 0 | Residential | 1 | MANAHAWKIN | 8050 | 18 | TRINITY HEATING AND AIR | AC Electric | No | Complete | 2014-11-03 | 2015-04-21 | 2015-05-06 | 2015-05-06
SRP31376 | SREC Solar | GARRISON |  | 11 | 0 | Residential | 0 | PITTSGROVER | 8318 | 16 | RCL ENTERPRISES INC. | AC Electric | No | Complete | 2014-11-03 | 2015-04-27 | 2015-05-14 | 2015-05-14
SRP31377 | SREC Solar | KERR |  | 9.18 | 0 | Residential | 1 | BARNEGAT | 8005 | 18 | ALLSEASON CONSTRUCTION | JCP&L | No | Complete | 2014-11-03 | 2015-05-11 | 2015-05-21 | 2015-05-21
SRP31379 | SREC Solar | MCCLURE |  | 6.375 | 0 | Residential | 1 | VINELAND | 8360 | 20 | ALLSEASON CONSTRUCTION | Vineland Muni Elec | No | Complete | 2014-11-03 | 2015-03-31 | 2015-04-14 | 2015-04-14
SRP31383 | SREC Solar | DEGENNARO |  | 9 | 0 | Residential | 1 | GERMANIA | 8215 | 19 | SUN UP ZERO DOWN | AC Electric | No | Complete | 2014-11-03 | 2015-02-19 | 2015-02-26 | 2015-02-26
SRP31387 | SREC Solar | SCARFUTO |  | 9.945 | 0 | Residential | 1 | JACKSON | 8527 | 18 | TRIM-O-TECH, LLC | JCP&L | No | Complete | 2014-11-03 | 2015-03-31 | 2015-04-14 | 2015-04-14
SRP31388 | SREC Solar | ROSSI |  | 4.5 | 0 | Residential | 1 | HAMILTON TWP | 8610 | 12 | SUNGEVITY, INC. | PSE&G BPU | No | Complete | 2014-11-03 | 2015-02-12 | 2015-02-16 | 2015-02-16
SRP31389 | SREC Solar | RYDAROWSKI |  | 8.25 | 0 | Residential | 1 | EASTAMPTON | 8060 | 13 | TRINITY HEATING AND AIR | PSE&G BPU | No | Complete | 2014-11-03 | 2014-12-04 | 2015-02-03 | 2015-02-03
SRP31391 | SREC Solar | CADE-MOORE |  | 8.75 | 0 | Residential | 1 | SOMERS POINT | 8244 | 19 | SUN UP ZERO DOWN | AC Electric | No | QA SELECTED | 2014-11-03 | 2015-02-13
SRP31397 | SREC Solar | FONSECA |  | 10.26 | 0 | Residential | 1 | MANCHESTER | 8759 | 18 | TRINITY HEATING AND AIR | JCP&L | No | Complete | 2014-11-03 | 2014-12-10 | 2015-01-15 | 2015-01-15
SRP31398 | SREC Solar | NGUYEN | LOVELACE DENTAL | 37.44 | 0 | Commercial | 0 | SICKELRVILLE | 8081 | 14 | EXACT SOLAR | AC Electric | No | Complete | 2014-11-03 | 2015-04-28 | 2015-05-15 | 2015-05-15
SRP31399 | SREC Solar | SQUICCIARINI |  | 3.12 | 0 | Residential | 1 | TOMS RIVER | 8757 | 18 | TRINITY HEATING AND AIR | JCP&L | No | Complete | 2014-11-03 | 2014-12-19 | 2015-01-05 | 2015-01-05
SRP31401 | SREC Solar | PANIGROSSO |  | 7.15 | 0 | Residential | 1 | BRICK | 8723 | 18 | TRINITY HEATING AND AIR | JCP&L | No | Complete | 2014-11-03 | 2015-02-22 | 2015-02-25 | 2015-02-25
SRP31405 | SREC Solar | THOMPSON |  | 5.5 | 0 | Residential | 1 | CLIFTON | 7014 | 6 | SOLARCITY CORPORATION | PSE&G BPU | No | Complete | 2014-11-03 | 2015-04-15 | 2015-04-27 | 2015-04-27
SRP31406 | SREC Solar | KUHN |  | 5.49 | 0 | Residential | 1 | BOONTON | 7005 | 3 | ROOF DIAGNOSTICS INC | JCP&L | No | Complete | 2014-11-03 | 2015-04-08 | 2015-04-16 | 2015-04-16
SRP31408 | SREC Solar | VELEZ |  | 3.745 | 0 | Residential | 1 | NORTH MIDDLETOWN | 7748 | 17 | ROOF DIAGNOSTICS INC | JCP&L | No | Complete | 2014-11-03 | 2015-03-03 | 2015-03-18 | 2015-03-18
SRP31411 | SREC Solar | OSMUNDSEN |  | 15.3 | 0 | Residential | 1 | SWAINTON | 8210 | 21 | RCL ENTERPRISES INC. | AC Electric | No | Complete | 2014-11-03 | 2015-03-04 | 2015-03-20 | 2015-03-20
SRP31414 | SREC Solar | ABAD |  | 5.1 | 0 | Residential | 1 | SAYREVILLE | 8872 | 11 | ROOF DIAGNOSTICS INC | JCP&L | No | Complete | 2014-11-03 | 2015-02-17 | 2015-02-22 | 2015-02-22
SRP31417 | SREC Solar | VALENTIN |  | 6.375 | 0 | Residential | 1 | MCKEE CITY | 8234 | 19 | RCL ENTERPRISES INC. | AC Electric | No | Complete | 2014-11-03 | 2015-04-22 | 2015-04-30 | 2015-04-30
SRP31419 | SREC Solar | GRENIER |  | 7.98 | 0 | Residential | 1 | LAKEHURST | 8759 | 18 | ROOF DIAGNOSTICS INC | JCP&L | No | Complete | 2014-11-03 | 2015-03-05 | 2015-03-16 | 2015-03-16
SRP31420 | SREC Solar | JOHNSON |  | 11.275 | 0 | Residential | 0 | LAWRENCEVILLE | 8648 | 12 | ROOF DIAGNOSTICS INC | PSE&G BPU | No | Complete | 2014-11-03 | 2015-04-22 | 2015-05-08 | 2015-05-08
SRP31421 | SREC Solar | WHEELER |  | 4.94 | 0 | Residential | 1 | BAYVILLE | 8721 | 18 | TRINITY HEATING AND AIR | JCP&L | No | Complete | 2014-11-03 | 2014-11-24 | 2014-12-16 | 2014-12-16
SRP31422 | SREC Solar | HEIM |  | 11.825 | 0 | Residential | 1 | NEWTON | 7860 | 1 | TRINITY HEATING AND AIR | JCP&L | No | Complete | 2014-11-03 | 2014-12-12 | 2014-12-26 | 2014-12-26
SRP31423 | SREC Solar | RAMKAWSKI |  | 6.12 | 0 | Residential | 1 | BAYVILLE | 8721 | 18 | TRINITY HEATING AND AIR | JCP&L | No | Complete | 2014-11-03 | 2014-12-19 | 2015-01-05 | 2015-01-05
SRP31424 | SREC Solar | KALINA |  | 10.92 | 0 | Residential | 1 | DELRAN | 8075 | 13 | CODE GREEN SOLAR, LLC | PSE&G BPU | No | Complete | 2014-11-03 | 2015-01-13 | 2015-01-21 | 2015-01-21
SRP31425 | SREC Solar | SHAW |  | 7.02 | 0 | Residential | 1 | SWEDESBORO | 8085 | 15 | TRINITY HEATING AND AIR | AC Electric | No | Complete | 2014-11-03 | 2014-12-04 | 2014-12-29 | 2014-12-29
SRP31426 | SREC Solar | BERKS |  | 8.32 | 0 | Residential | 1 | PARLIN STATE PARK | 8318 | 16 | CODE GREEN SOLAR, LLC | AC Electric | No | Complete | 2014-11-03 | 2015-01-23 | 2015-02-04 | 2015-02-04
SRP31427 | SREC Solar | CONTE |  | 5.49 | 0 | Residential | 1 | CARTERET | 7008 | 11 | ROOF DIAGNOSTICS INC | PSE&G BPU | No | Complete | 2014-11-03 | 2015-03-04 | 2015-03-20 | 2015-03-20
SRP31428 | SREC Solar | COCOZZIELLO |  | 5.235 | 0 | Residential | 1 | OLD BRIDGE | 8857 | 11 | ROOF DIAGNOSTICS INC | JCP&L | No | Complete | 2014-11-03 | 2015-03-03 | 2015-03-18 | 2015-03-18
SRP31429 | SREC Solar | BRAMLEY |  | 11.235 | 0 | Residential | 1 | WALL | 7719 | 17 | ROOF DIAGNOSTICS INC | JCP&L | No | Complete | 2014-11-03 | 2015-03-05 | 2015-03-16 | 2015-03-16
SRP31431 | SREC Solar | FUSCO |  | 6.325 | 0 | Residential | 1 | LITTLE EGG HARBOR | 8087 | 18 | TRINITY HEATING AND AIR | AC Electric | No | Complete | 2014-11-03 | 2015-04-07 | 2015-04-20 | 2015-04-20
SRP31432 | SREC Solar | VERDEROSA |  | 5.235 | 0 | Residential | 1 | EAST HANOVER | 7936 | 3 | ROOF DIAGNOSTICS INC | JCP&L | No | Complete | 2014-11-03 | 2015-02-23 | 2015-02-27 | 2015-02-27
SRP31435 | SREC Solar | RISALVATO |  | 9.9 | 0 | Residential | 0 | BARNEGAT | 8005 | 18 | TRINITY HEATING AND AIR | AC Electric | No | Complete | 2014-11-03 | 2015-02-12 | 2015-04-14 | 2015-04-14
SRP31437 | SREC Solar | BARA |  | 9.99 | 0 | Residential | 1 | BRICK | 8723 | 18 | TRINITY HEATING AND AIR | JCP&L | No | Complete | 2014-11-03 | 2014-11-24 | 2014-12-16 | 2014-12-16
SRP31441 | SREC Solar | SWABY |  | 4.25 | 0 | Residential | 1 | LINDEN | 7036 | 10 | SOLARCITY CORPORATION | PSE&G BPU | No | Complete | 2014-11-03 | 2015-01-21 | 2015-01-28 | 2015-01-28
SRP31445 | SREC Solar | GRAJO |  | 6.885 | 0 | Residential | 1 | SOMERDALE | 8083 | 14 | SOLARCITY CORPORATION | AC Electric | No | Complete | 2014-11-03 | 2015-01-30 | 2015-02-24 | 2015-02-24
SRP31449 | SREC Solar | CARPINELLO |  | 9.25 | 0 | Residential | 1 | HAMILTON TOWNSHIP | 8619 | 12 | SOLARCITY CORPORATION | PSE&G BPU | No | Complete | 2014-11-03 | 2015-02-13 | 2015-03-26 | 2015-03-26
SRP31450 | SREC Solar | KHANLIAN |  | 2.805 | 0 | Residential | 1 | MOORESTOWN | 8057 | 13 | SOLARCITY CORPORATION | PSE&G BPU | No | Complete | 2014-11-03 | 2015-02-27 | 2015-04-10 | 2015-04-10
SRP31451 | SREC Solar | CHERRY |  | 4.25 | 0 | Residential | 1 | UNION BEACH | 7735 | 17 | SOLARCITY CORPORATION | JCP&L | No | Complete | 2014-11-03 | 2014-12-19 | 2015-02-02 | 2015-02-02
SRP31452 | SREC Solar | KOTLAREK |  | 7.75 | 0 | Residential | 1 | DELRAN TWP | 8075 | 13 | SOLARCITY CORPORATION | PSE&G BPU | No | Complete | 2014-11-03 | 2015-01-28 | 2015-02-04 | 2015-02-04
SRP31453 | SREC Solar | RAMOS |  | 5 | 0 | Residential | 1 | PARLIN | 8859 | 11 | SOLARCITY CORPORATION | JCP&L | No | Complete | 2014-11-03 | 2015-02-22 | 2015-03-27 | 2015-03-27
SRP31456 | SREC Solar | PATEREK |  | 5.1 | 0 | Residential | 0 | ROSELLE | 7203 | 10 | TRINITY HEATING AND AIR | PSE&G BPU | No | Complete | 2014-11-03 | 2014-12-31 | 2015-01-14 | 2015-01-14
SRP31457 | SREC Solar | GILMORE |  | 12.5 | 0 | Residential | 1 | ANDOVER | 7821 | 1 | SOLARCITY CORPORATION | JCP&L | No | Complete | 2014-11-03 | 2015-04-15 | 2015-04-27 | 2015-04-27
SRP31458 | SREC Solar | SMITH JR |  | 13.75 | 0 | Residential | 1 | FAR HILLS | 7931 | 5 | SOLARCITY CORPORATION | JCP&L | No | Complete | 2014-11-03 | 2015-02-04 | 2015-02-09 | 2015-02-09
SRP31459 | SREC Solar | GORLEWSKI |  | 9.18 | 0 | Residential | 1 | ERIAL | 8081 | 14 | SOLARCITY CORPORATION | AC Electric | No | Complete | 2014-11-03 | 2015-02-03 | 2015-02-05 | 2015-02-05
SRP31460 | SREC Solar | QUINN |  | 9.69 | 0 | Residential | 1 | WESTAMPTON | 8060 | 13 | NEW JERSEY CLEAN ENERGY SOLUTIONS | PSE&G BPU | No | Complete | 2014-11-03 | 2015-02-26 | 2015-03-11 | 2015-03-11
SRP31461 | SREC Solar | MCDANIEL |  | 7.65 | 0 | Residential | 1 | BEACHWOOD | 8722 | 18 | RELIABLE POWER SERVICES, INC. | JCP&L | No | Complete | 2014-11-03 | 2015-03-19 | 2015-03-31 | 2015-03-31
SRP31463 | SREC Solar | COTTONE |  | 12.495 | 0 | Residential | 1 | TURNERSVILLE | 8012 | 14 | SOLARCITY CORPORATION | AC Electric | No | Complete | 2014-11-03 | 2015-01-29 | 2015-02-07 | 2015-02-07
SRP31465 | SREC Solar | HARVEY |  | 10.464 | 0 | Residential | 0 | WOODSTOWN | 8098 | 16 | GEOPEAK ENERGY LLC | AC Electric | No | Complete | 2014-11-03 | 2015-02-03 | 2015-02-22 | 2015-02-22
SRP31469 | SREC Solar | BAJAJ |  | 12.04 | 0 | Residential | 1 | BELLE MEAD | 8502 | 5 | ASTON SOLAR | PSE&G BPU | No | Complete | 2014-11-03 | 2015-01-28 | 2015-03-27 | 2015-03-27
SRP31470 | SREC Solar | SMITH |  | 5.1 | 0 | Residential | 0 | LINDEN | 7036 | 10 | ASTRUM SOLAR, LLC | PSE&G BPU | No | Complete | 2014-11-03 | 2015-02-12 | 2015-02-16 | 2015-02-16
SRP31474 | SREC Solar | EARLE |  | 12.24 | 0 | Residential | 1 | LEHT | 8087 | 18 | TRINITY HEATING AND AIR | AC Electric | No | QA SELECTED | 2014-11-03 | 2015-05-07
SRP31475 | SREC Solar | COIRO |  | 2.75 | 0 | Residential | 0 | FANWOOD | 7023 | 10 | TRINITY HEATING AND AIR | PSE&G BPU | No | Complete | 2014-11-03 | 2014-12-30 | 2015-02-03 | 2015-02-03
SRP31476 | SREC Solar | HARTIGAN |  | 10.07 | 0 | Residential | 0 | WANAQUE | 7465 | 6 | GROUP SOLAR | JCP&L | No | Complete | 2014-11-03 | 2015-03-04 | 2015-03-18 | 2015-03-18
SRP31478 | SREC Solar | SHAW |  | 5.83 | 0 | Residential | 0 | LITTLE FALLS | 7424 | 6 | GROUP SOLAR | PSE&G BPU | No | Complete | 2014-11-03 | 2015-02-17 | 2015-02-26 | 2015-02-26
SRP31479 | SREC Solar | NOSTRO |  | 8.16 | 0 | Residential | 1 | MANCHESTER | 8759 | 18 | NJR HOME SERVICES | JCP&L | No | Complete | 2014-11-03 | 2014-12-30 | 2015-01-15 | 2015-01-15
SRP31480 | SREC Solar | KINARD |  | 2.295 | 0 | Residential | 1 | SOUTH AMBOY | 8879 | 11 | VIVINT SOLAR | JCP&L | No | Complete | 2014-11-03 | 2015-02-22 | 2015-03-27 | 2015-03-27
SRP31483 | SREC Solar | MONTALVO |  | 5.61 | 0 | Residential | 1 | FORDS | 8863 | 11 | VIVINT SOLAR | PSE&G BPU | No | Complete | 2014-11-03 | 2015-05-12 | 2015-05-21 | 2015-05-21
SRP31487 | SREC Solar | SOFRANKO |  | 5.1 | 0 | Residential | 1 | WOODBRIDGE | 7095 | 11 | VIVINT SOLAR | PSE&G BPU | No | Complete | 2014-11-03 | 2015-02-27 | 2015-03-12 | 2015-03-12
SRP31488 | SREC Solar | PROUT | PROUT FUNERAL HOME INC | 2.415 | 0 | Residential | 0 | VERONA | 7044 | 9 | ABSOLUTELY ENERGIZED SOLAR, LLC | PSE&G BPU | No | Complete | 2014-11-03 | 2015-03-11 | 2015-04-22 | 2015-04-22
SRP31491 | SREC Solar | ANTOSH |  | 7.905 | 0 | Residential | 1 | MARLBORO TWP | 7746 | 17 | SOLARCITY CORPORATION | JCP&L | No | Complete | 2014-11-03 | 2015-03-20 | 2015-04-10 | 2015-04-10
SRP31494 | SREC Solar | KUBIAK |  | 5.5 | 0 | Residential | 1 | EHT | 8234 | 19 | TRINITY HEATING AND AIR | AC Electric | No | QA SELECTED | 2014-11-03 | 2015-02-12
SRP31495 | SREC Solar | HARTMAN |  | 4.845 | 0 | Residential | 1 | JACKSON | 8527 | 18 | TRINITY HEATING AND AIR | JCP&L | No | Complete | 2014-11-03 | 2015-01-08 | 2015-02-10 | 2015-02-10
SRP31497 | SREC Solar | LOPINA |  | 7 | 0 | Residential | 1 | KENILWORTH | 7033 | 10 | SOLARCITY CORPORATION | PSE&G BPU | No | Complete | 2014-11-03 | 2015-01-20 | 2015-01-28 | 2015-01-28
SRP31499 | SREC Solar | MAHONEY |  | 8.25 | 0 | Residential | 1 | MANALAPAN | 7726 | 17 | SOLARCITY CORPORATION | JCP&L | No | Complete | 2014-11-03 | 2015-03-25 | 2015-04-10 | 2015-04-10
SRP31501 | SREC Solar | SIMPSON |  | 6.63 | 0 | Residential | 1 | MONROE TOWNSHIP | 8094 | 15 | SOLARCITY CORPORATION | AC Electric | No | Complete | 2014-11-03 | 2015-01-28 | 2015-02-04 | 2015-02-04
SRP31503 | SREC Solar | SARMENTOS |  | 8.67 | 0 | Residential | 1 | BOUND BROOK | 8805 | 5 | VIVINT SOLAR | PSE&G BPU | No | QC Selected | 2014-11-03 | 2015-05-12
SRP31504 | SREC Solar | COHEN |  | 3.825 | 0 | Residential | 1 | FORDS | 8863 | 11 | VIVINT SOLAR | PSE&G BPU | No | Complete | 2014-11-03 | 2015-03-11 | 2015-03-25 | 2015-03-25
SRP31505 | SREC Solar | CHAYKO |  | 7.65 | 0 | Residential | 1 | EAST BRUNSWICK | 8816 | 11 | VIVINT SOLAR | PSE&G BPU | No | Complete | 2014-11-03 | 2015-04-02 | 2015-04-07 | 2015-04-07
SRP31508 | SREC Solar | SCHAEFER |  | 4.59 | 0 | Residential | 1 | MAPLE SHADE | 8052 | 13 | TRINITY HEATING AND AIR | PSE&G BPU | No | Complete | 2014-11-03 | 2015-03-20 | 2015-04-01 | 2015-04-01
SRP31509 | SREC Solar | THUKALIL |  | 3.825 | 0 | Residential | 1 | EAST RUTHERFORD | 7073 | 7 | TRINITY HEATING AND AIR | PSE&G BPU | No | Complete | 2014-11-03 | 2015-01-07 | 2015-01-20 | 2015-01-20
SRP31513 | SREC Solar | TOBIN |  | 7.75 | 0 | Residential | 1 | MANALAPAN TWP | 7726 | 17 | SOLARCITY CORPORATION | JCP&L | No | Complete | 2014-11-03 | 2015-03-24 | 2015-04-02 | 2015-04-02
SRP31517 | SREC Solar | LISS |  | 11.985 | 0 | Residential | 1 | WINSLOW TWP | 8081 | 14 | SOLARCITY CORPORATION | AC Electric | No | Complete | 2014-11-03 | 2015-04-28 | 2015-05-15 | 2015-05-15
SRP31519 | SREC Solar | MENSHE |  | 16 | 0 | Residential | 1 | LEBANON | 8833 | 4 | SOLARCITY CORPORATION | JCP&L | No | Complete | 2014-11-03 | 2015-02-13 | 2015-02-22 | 2015-02-22
SRP31520 | SREC Solar | MOSKO |  | 5.725 | 0 | Residential | 1 | MARLTON | 8053 | 13 | WHITMAN CONSTRUCTION | PSE&G BPU | No | Complete | 2014-11-03 | 2015-01-20 | 2015-01-28 | 2015-01-28
SRP31522 | SREC Solar | PROVENZANO |  | 8.8 | 0 | Residential | 0 | KENDALL PARK | 8824 | 11 | TRINITY HEATING AND AIR | PSE&G BPU | No | Complete | 2014-11-03 | 2014-11-25 | 2014-12-09 | 2014-12-09
SRP31523 | SREC Solar | LISS |  | 8.06 | 0 | Residential | 1 | BAYVILLE | 8721 | 18 | TRINITY HEATING AND AIR | JCP&L | No | Complete | 2014-11-03 | 2014-11-25 | 2014-12-11 | 2014-12-11
SRP31526 | SREC Solar | LYLES |  | 6.75 | 0 | Residential | 1 | SOMERSET | 8873 | 5 | SOLARCITY CORPORATION | PSE&G BPU | No | QA SELECTED | 2014-11-03 | 2015-05-13
SRP31527 | SREC Solar | FELLENZ |  | 15.75 | 0 | Residential | 1 | OCEAN TWP | 7712 | 17 | SOLARCITY CORPORATION | JCP&L | No | Complete | 2014-11-03 | 2015-01-20 | 2015-03-20 | 2015-03-20
SRP31528 | SREC Solar | TWORZYANSKI |  | 4.845 | 0 | Residential | 1 | GLOURCESTER TWP | 8081 | 14 | SOLARCITY CORPORATION | AC Electric | No | Complete | 2014-11-03 | 2014-12-22 | 2015-01-26 | 2015-01-26
SRP31529 | SREC Solar | PROVENZANO |  | 12 | 0 | Residential | 1 | STANHOPE | 7874 | 1 | SOLARCITY CORPORATION | JCP&L | No | Complete | 2014-11-03 | 2015-03-20 | 2015-04-01 | 2015-04-01
SRP31535 | SREC Solar | IBIRONGBE |  | 8.16 | 0 | Residential | 1 | SICKLERVILLE | 8081 | 14 | NEW JERSEY CLEAN ENERGY SOLUTIONS | AC Electric | No | Complete | 2014-11-03 | 2015-04-23 | 2015-05-06 | 2015-05-06
SRP31539 | SREC Solar | MANN |  | 2.013 | 0 | Residential | 1 | PISCATAWAY | 8854 | 11 | WHITMAN CONSTRUCTION | PSE&G BPU | No | Complete | 2014-11-03 | 2015-04-15 | 2015-04-23 | 2015-04-23
SRP31540 | SREC Solar | GROSS |  | 15.125 | 0 | Residential | 1 | JACKSON | 8527 | 18 | TRINITY HEATING AND AIR | JCP&L | No | Complete | 2014-11-03 | 2014-12-08 | 2015-02-03 | 2015-02-03
SRP31541 | SREC Solar | GURCAN |  | 6.21 | 0 | Residential | 1 | HANOVER | 7981 | 3 | ROOF DIAGNOSTICS INC | JCP&L | No | Complete | 2014-11-03 | 2015-01-23 | 2015-02-04 | 2015-02-04
SRP31542 | SREC Solar | RANERE |  | 7.235 | 0 | Residential | 1 | HAMMONTON | 8037 | 19 | ROOF DIAGNOSTICS INC | AC Electric | No | QA SELECTED | 2014-11-03 | 2015-05-22
SRP31544 | SREC Solar | CARLUCCIO |  | 5.72 | 0 | Residential | 1 | CLIFTON | 7014 | 6 | SUNGEVITY, INC. | PSE&G BPU | No | Complete | 2014-11-03 | 2015-02-07 | 2015-02-12 | 2015-02-12
SRP31545 | SREC Solar | PEREZ |  | 5.25 | 0 | Residential | 1 | TEANECK | 7666 | 7 | SUNGEVITY, INC. | PSE&G BPU | No | Complete | 2014-11-03 | 2015-02-07 | 2015-02-12 | 2015-02-12
SRP31546 | SREC Solar | MOHAMMED |  | 4.68 | 0 | Residential | 1 | IRVINGTON | 7111 | 9 | SUNGEVITY, INC. | PSE&G BPU | No | Complete | 2014-11-03 | 2015-02-07 | 2015-02-12 | 2015-02-12
SRP31547 | SREC Solar | REID |  | 3 | 0 | Residential | 1 | RUMSON | 7760 | 17 | SUNGEVITY, INC. | JCP&L | No | Complete | 2014-11-03 | 2014-12-08 | 2014-12-26 | 2014-12-26
SRP31549 | SREC Solar | LOGALBO |  | 6.24 | 0 | Residential | 0 | LAVALLETTE | 8735 | 18 | TRINITY HEATING AND AIR | JCP&L | No | Complete | 2014-11-03 | 2014-12-09 | 2014-12-29 | 2014-12-29
SRP31551 | SREC Solar | MERCURIO |  | 7.975 | 0 | Residential | 1 | TOMS RIVER | 8755 | 18 | TRINITY HEATING AND AIR | JCP&L | No | Complete | 2014-11-03 | 2014-12-26 | 2015-01-09 | 2015-01-09
SRP31554 | SREC Solar | FERENCZ |  | 7.7 | 0 | Residential | 0 | MONROE | 8831 | 11 | TRINITY HEATING AND AIR | JCP&L | No | Complete | 2014-11-03 | 2015-01-08 | 2015-01-20 | 2015-01-20
SRP31555 | SREC Solar | LIFSON |  | 6.885 | 0 | Residential | 0 | FAIRLAWN | 7410 | 7 | TRINITY HEATING AND AIR | PSE&G BPU | No | Complete | 2014-11-03 | 2014-12-12 | 2014-12-23 | 2014-12-23
SRP31556 | SREC Solar | WIHLBORG |  | 11.5 | 0 | Residential | 1 | TOMS RIVER | 8753 | 18 | SOLARCITY CORPORATION | JCP&L | No | Complete | 2014-11-03 | 2015-01-30 | 2015-02-09 | 2015-02-09
SRP31560 | SREC Solar | DELGADO |  | 7.25 | 0 | Residential | 1 | ELIZABETH | 7202 | 10 | SOLARCITY CORPORATION | PSE&G BPU | No | Complete | 2014-11-03 | 2015-02-07 | 2015-02-12 | 2015-02-12
SRP31561 | SREC Solar | AULETTO |  | 3.825 | 0 | Residential | 1 | DEPTFORD TWP | 8096 | 15 | SOLARCITY CORPORATION | PSE&G BPU | No | Complete | 2014-11-03 | 2015-02-26 | 2015-04-13 | 2015-04-13
SRP31562 | SREC Solar | DALLEY |  | 4.335 | 0 | Residential | 1 | HAMMONTON | 8037 | 19 | SOLARCITY CORPORATION | AC Electric | No | Complete | 2014-11-03 | 2014-12-19 | 2015-01-05 | 2015-01-05
SRP31564 | SREC Solar | GRANT |  | 6.63 | 0 | Residential | 1 | CLAYTON | 8312 | 15 | SOLARCITY CORPORATION | AC Electric | No | Complete | 2014-11-03 | 2015-05-06 | 2015-05-20 | 2015-05-20
SRP31566 | SREC Solar | CAFASSO |  | 6.25 | 0 | Residential | 1 | NORTH BERGEN | 7047 | 8 | SOLARCITY CORPORATION | PSE&G BPU | No | Complete | 2014-11-03 | 2015-04-28 | 2015-05-08 | 2015-05-08
SRP31572 | SREC Solar | WILLIAMSON |  | 5.25 | 0 | Residential | 1 | EGG HARBOR TOWNSHIP | 8234 | 19 | SOLARCITY CORPORATION | AC Electric | No | Complete | 2014-11-03 | 2014-12-23 | 2015-02-02 | 2015-02-02
SRP31574 | SREC Solar | MILUNEC |  | 17 | 0 | Residential | 1 | PHILLIPSBURG | 8865 | 2 | SOLARCITY CORPORATION | JCP&L | No | Complete | 2014-11-03 | 2015-04-07 | 2015-04-20 | 2015-04-20
SRP31577 | SREC Solar | CLINE |  | 8.415 | 0 | Residential | 1 | LAKE COMO | 7719 | 17 | VIVINT SOLAR | JCP&L | No | Complete | 2014-11-10 | 2015-04-30 | 2015-05-12 | 2015-05-12
SRP31579 | SREC Solar | WEBER |  | 11.22 | 0 | Residential | 1 | SOUTH AMBOY | 8879 | 11 | VIVINT SOLAR | JCP&L | No | Complete | 2014-11-10 | 2015-02-22 | 2015-02-25 | 2015-02-25
SRP31580 | SREC Solar | FERRIS |  | 6.375 | 0 | Residential | 1 | SOMERSET | 8873 | 5 | VIVINT SOLAR | PSE&G BPU | No | QA SELECTED | 2014-11-10 | 2015-05-20
SRP31581 | SREC Solar | PONTIERI |  | 9.945 | 0 | Residential | 1 | EAST BRUNSWICK | 8816 | 11 | VIVINT SOLAR | JCP&L | No | QC Selected | 2014-11-10 | 2015-04-09
SRP31585 | SREC Solar | PALUBNIAK |  | 3.57 | 0 | Residential | 1 | BRANCHBURG | 8876 | 5 | VIVINT SOLAR | JCP&L | No | Complete | 2014-11-10 | 2015-02-05 | 2015-02-22 | 2015-02-22
SRP31588 | SREC Solar | VERGARA |  | 4.335 | 0 | Residential | 1 | DOVER | 7801 | 3 | VIVINT SOLAR | JCP&L | No | Complete | 2014-11-10 | 2015-02-05 | 2015-02-07 | 2015-02-07
SRP31593 | SREC Solar | LINDSON |  | 3.06 | 0 | Residential | 1 | SOUTH AMBOY | 8879 | 11 | VIVINT SOLAR | JCP&L | No | Complete | 2014-11-10 | 2015-02-04 | 2015-02-07 | 2015-02-07
SRP31594 | SREC Solar | WEIN |  | 5.865 | 0 | Residential | 1 | OLD BRIDGE | 8857 | 11 | VIVINT SOLAR | JCP&L | No | QA SELECTED | 2014-11-10 | 2015-05-13
SRP31595 | SREC Solar | BAUERLE |  | 9.18 | 0 | Residential | 1 | PENNSAUKEN | 8109 | 14 | VIVINT SOLAR | PSE&G BPU | No | QA SELECTED | 2014-11-10 | 2015-05-29
SRP31597 | SREC Solar | YU |  | 2.04 | 0 | Residential | 1 | N MIDDLETOWN | 7748 | 17 | VIVINT SOLAR | JCP&L | No | Complete | 2014-11-10 | 2015-04-28 | 2015-05-08 | 2015-05-08
SRP31599 | SREC Solar | NAGALIN |  | 9.945 | 0 | Residential | 1 | E. BRUNSWICK | 8816 | 11 | VIVINT SOLAR | PSE&G BPU | No | Complete | 2014-11-10 | 2015-04-30 | 2015-05-12 | 2015-05-12
SRP31600 | SREC Solar | CHAPMAN |  | 4.845 | 0 | Residential | 1 | WILLINGBORO | 8046 | 13 | VIVINT SOLAR | PSE&G BPU | No | Complete | 2014-11-10 | 2015-02-05 | 2015-02-09 | 2015-02-09
SRP31602 | SREC Solar | DIVIZIO |  | 15.3 | 0 | Residential | 1 | SAYREVILLE | 8872 | 11 | VIVINT SOLAR | JCP&L | No | Complete | 2014-11-10 | 2015-03-03 | 2015-03-11 | 2015-03-11
SRP31603 | SREC Solar | WHITE |  | 4.59 | 0 | Residential | 1 | DUNELLEN | 8812 | 11 | VIVINT SOLAR | PSE&G BPU | No | Complete | 2014-11-10 | 2015-04-30 | 2015-05-12 | 2015-05-12
SRP31606 | SREC Solar | LANZANO |  | 14.79 | 0 | Residential | 1 | EAST BRUNSWICK | 8816 | 11 | VIVINT SOLAR | PSE&G BPU | No | Complete | 2014-11-10 | 2015-02-22 | 2015-02-25 | 2015-02-25
SRP31608 | SREC Solar | SHEARN |  | 5.865 | 0 | Residential | 1 | KEANSBURG | 7734 | 17 | VIVINT SOLAR | JCP&L | No | Complete | 2014-11-10 | 2015-02-17 | 2015-02-20 | 2015-02-20
SRP31612 | SREC Solar | FORSYTHE |  | 8.925 | 0 | Residential | 1 | SUCCASUNNA | 7876 | 3 | VIVINT SOLAR | JCP&L | No | Complete | 2014-11-10 | 2015-02-22 | 2015-03-27 | 2015-03-27
SRP31613 | SREC Solar | MOKAR |  | 2.805 | 0 | Residential | 1 | SOUTH AMBOY | 8879 | 11 | VIVINT SOLAR | JCP&L | No | Complete | 2014-11-10 | 2015-03-04 | 2015-03-19 | 2015-03-19
SRP31616 | SREC Solar | LOPEZ |  | 4.845 | 0 | Residential | 1 | WESTAMPTON | 8060 | 13 | VIVINT SOLAR | PSE&G BPU | No | Complete | 2014-11-10 | 2015-05-14 | 2015-05-27 | 2015-05-27
SRP31617 | SREC Solar | KELLY |  | 5.1 | 0 | Residential | 1 | PT. PLEASANT | 8742 | 18 | VIVINT SOLAR | JCP&L | No | Complete | 2014-11-10 | 2015-02-24 | 2015-03-04 | 2015-03-04
SRP31619 | SREC Solar | TALIERCIO |  | 9.18 | 0 | Residential | 1 | EAST BRUNSWICK | 8816 | 11 | VIVINT SOLAR | PSE&G BPU | No | QC Selected | 2014-11-10 | 2015-04-22
SRP31624 | SREC Solar | RICKETTS |  | 11.5 | 0 | Residential | 1 | CINNAMINSON | 8077 | 13 | SOLARCITY CORPORATION | PSE&G BPU | No | Complete | 2014-11-10 | 2015-04-02 | 2015-04-13 | 2015-04-13
SRP31626 | SREC Solar | COSENTINO |  | 9.69 | 0 | Residential | 1 | TOMS RIVER | 8753 | 18 | VIVINT SOLAR | JCP&L | No | QC Selected | 2014-11-10 | 2015-04-28
SRP31628 | SREC Solar | GREEN |  | 6.885 | 0 | Residential | 1 | WILLINGBORO | 8046 | 13 | VIVINT SOLAR | PSE&G BPU | No | Complete | 2014-11-10 | 2015-02-24 | 2015-03-04 | 2015-03-04
SRP31630 | SREC Solar | RING |  | 3.25 | 0 | Residential | 1 | WALL TOWNSHIP | 7719 | 17 | SOLARCITY CORPORATION | JCP&L | No | Complete | 2014-11-10 | 2015-02-22 | 2015-04-09 | 2015-04-09
SRP31631 | SREC Solar | CORSELLO |  | 4.08 | 0 | Residential | 1 | BLACKWOOD | 8012 | 14 | SOLARCITY CORPORATION | PSE&G BPU | No | Complete | 2014-11-10 | 2014-12-30 | 2015-02-10 | 2015-02-10
SRP31632 | SREC Solar | BEQAJ |  | 17.5 | 0 | Residential | 1 | SCOTCH PLAINS | 7076 | 10 | SOLARCITY CORPORATION | PSE&G BPU | No | Complete | 2014-11-10 | 2015-03-19 | 2015-04-01 | 2015-04-01
SRP31633 | SREC Solar | SORYAL |  | 6.6 | 0 | Residential | 1 | EAST BRUNSWICK | 8816 | 11 | PRO CUSTOM SOLAR | PSE&G BPU | No | Complete | 2014-11-10 | 2015-02-19 | 2015-02-25 | 2015-02-25
SRP31634 | SREC Solar | SYDLOSKY |  | 11.5 | 0 | Residential | 1 | JACKSON | 8527 | 18 | SOLARCITY CORPORATION | JCP&L | No | Complete | 2014-11-10 | 2015-02-07 | 2015-02-12 | 2015-02-12
SRP31635 | SREC Solar | SINGH |  | 3.06 | 0 | Residential | 1 | BLACKWOOD | 8012 | 14 | SOLARCITY CORPORATION | PSE&G BPU | No | Complete | 2014-11-10 | 2014-12-19 | 2015-01-05 | 2015-01-05
SRP31638 | SREC Solar | FLORES |  | 3.75 | 0 | Residential | 1 | FREEHOLD | 7728 | 17 | SOLARCITY CORPORATION | JCP&L | No | Install Complete | 2014-11-10 | 2015-04-24
SRP31639 | SREC Solar | SULLIVAN |  | 10.25 | 0 | Residential | 1 | JACKSON | 8527 | 18 | SOLARCITY CORPORATION | JCP&L | No | Complete | 2014-11-10 | 2015-02-04 | 2015-02-09 | 2015-02-09
SRP31640 | SREC Solar | CARUANO |  | 7.65 | 0 | Residential | 1 | MARLBORO | 7746 | 17 | RELIABLE POWER SERVICES, INC. | JCP&L | No | Complete | 2014-11-10 | 2015-05-15 | 2015-05-27 | 2015-05-27
SRP31642 | SREC Solar | SHEPARD |  | 5.3 | 0 | Residential | 0 | S TOMS RIVER | 8757 | 18 | EZNERGY LLC | JCP&L | No | Complete | 2014-11-10 | 2015-01-08 | 2015-01-21 | 2015-01-21
SRP31643 | SREC Solar | KUSER | FERNBROOK BED & BREAKFAST | 20.16 | 0 | Commercial | 0 | CHESTERFIELD | 8515 | 13 | A CLEAR ALTERNATIVE, INC | PSE&G BPU | No | QA SELECTED | 2014-11-10 | 2015-05-26
SRP31648 | SREC Solar | DRISCOLL |  | 10.75 | 0 | Residential | 1 | FREEHOLD | 7728 | 17 | SOLARCITY CORPORATION | JCP&L | No | Complete | 2014-11-10 | 2015-03-20 | 2015-04-01 | 2015-04-01
SRP31650 | SREC Solar | WALLACE |  | 4.5 | 0 | Residential | 1 | ELIZABETH | 7208 | 10 | SOLARCITY CORPORATION | PSE&G BPU | No | Complete | 2014-11-10 | 2015-02-19 | 2015-02-24 | 2015-02-24
SRP31653 | SREC Solar | ZELEK |  | 3.538 | 0 | Residential | 1 | BRICK | 8724 | 18 | WHITMAN CONSTRUCTION | JCP&L | No | Complete | 2014-11-10 | 2015-03-18 | 2015-04-01 | 2015-04-01
SRP31655 | SREC Solar | LOVELACE |  | 3 | 0 | Residential | 0 | SICKLERVILLE | 8081 | 14 | EXACT SOLAR | AC Electric | No | QC Selected | 2014-11-10 | 2015-01-07
SRP31658 | SREC Solar | RYAN |  | 13.005 | 0 | Residential | 0 | MONROE TOWNSHIP | 8831 | 11 | ASTRUM SOLAR, LLC | JCP&L | No | Complete | 2014-11-10 | 2015-02-12 | 2015-02-16 | 2015-02-16
SRP31659 | SREC Solar | OVALLE |  | 5.4 | 0 | Residential | 0 | PATERSON | 7522 | 6 | ASTRUM SOLAR, LLC | PSE&G BPU | No | QC Selected | 2014-11-10 | 2015-04-15
SRP31661 | SREC Solar | HIMMELSTEIN | SURFSIDE CASUAL CORP | 110.4 | 0 | Commercial | 0 | MANAHAWKIN | 8050 | 18 | TRINITY HEATING AND AIR | AC Electric | No | Complete | 2014-11-10 | 2014-12-19 | 2015-01-05 | 2015-01-05
SRP31663 | SREC Solar | GONCE |  | 5.46 | 0 | Residential | 1 | JAMESBURG | 8831 | 11 | TRINITY HEATING AND AIR | JCP&L | No | Complete | 2014-11-10 | 2014-12-12 | 2014-12-26 | 2014-12-26
SRP31666 | SREC Solar | ANASTAS |  | 10.455 | 0 | Residential | 0 | ABSECON | 8205 | 19 | TRINITY HEATING AND AIR | AC Electric | No | Complete | 2014-11-10 | 2015-02-12 | 2015-02-26 | 2015-02-26
SRP31667 | SREC Solar | SKWIRUT |  | 11.48 | 0 | Residential | 0 | SALEM | 8079 | 16 | RCL ENTERPRISES INC. | AC Electric | No | Complete | 2014-11-10 | 2015-02-22 | 2015-02-26 | 2015-02-26
SRP31668 | SREC Solar | VANDERMEIREN |  | 4.578 | 0 | Residential | 0 | LINDEN | 7036 | 10 | GEOPEAK ENERGY LLC | PSE&G BPU | No | Complete | 2014-11-10 | 2015-03-19 | 2015-03-31 | 2015-03-31
SRP31670 | SREC Solar | RATTAZZI |  | 4.35 | 0 | Residential | 1 | PARKERTOWN | 8087 | 18 | WHITMAN CONSTRUCTION | AC Electric | No | Complete | 2014-11-10 | 2015-04-23 | 2015-05-06 | 2015-05-06
SRP31673 | SREC Solar | CADMAN |  | 9.5 | 0 | Residential | 1 | RUMSON | 7760 | 17 | SOLARCITY CORPORATION | JCP&L | No | Complete | 2014-11-10 | 2015-01-22 | 2015-04-30 | 2015-04-30
SRP31677 | SREC Solar | PLOE |  | 4.335 | 0 | Residential | 1 | BARNEGAT | 8005 | 18 | NJR HOME SERVICES | AC Electric | No | Complete | 2014-11-10 | 2015-05-14 | 2015-05-26 | 2015-05-26
SRP31680 | SREC Solar | MAURO |  | 4.95 | 0 | Residential | 1 | SECAUCUS | 7094 | 8 | TRINITY HEATING AND AIR | PSE&G BPU | No | Complete | 2014-11-10 | 2015-04-24 | 2015-05-08 | 2015-05-08
SRP31682 | SREC Solar | MONCAYO |  | 7.14 | 0 | Residential | 1 | TOMS RIVER | 8753 | 18 | KOPP ELECTRIC COMPANY | JCP&L | No | QC Selected | 2014-11-10 | 2015-05-13
SRP31684 | SREC Solar | D'ANNA |  | 8.25 | 0 | Residential | 1 | FREEHOLD | 7728 | 17 | TRINITY HEATING AND AIR | JCP&L | No | Complete | 2014-11-10 | 2015-02-04 | 2015-02-09 | 2015-02-09
SRP31688 | SREC Solar | ROSAS |  | 6.05 | 0 | Residential | 1 | SWEDESBORO | 8085 | 15 | TRINITY HEATING AND AIR | AC Electric | No | Complete | 2014-11-10 | 2014-12-30 | 2015-01-15 | 2015-01-15
SRP31690 | SREC Solar | CONWAY |  | 16.32 | 0 | Residential | 0 | BAYVILLE | 8721 | 18 | TRINITY HEATING AND AIR | JCP&L | No | Complete | 2014-11-10 | 2015-02-13 | 2015-02-22 | 2015-02-22
SRP31692 | SREC Solar | SOLLNER |  | 8.502 | 0 | Residential | 0 | FLEMINGTON | 8822 | 4 | SEA BRIGHT SOLAR, LLC | JCP&L | No | Complete | 2014-11-10 | 2015-02-27 | 2015-03-16 | 2015-03-16
SRP31695 | SREC Solar | PATEL |  | 10.335 | 0 | Residential | 0 | EDISON | 8820 | 11 | PATEL BUILDERS | PSE&G BPU | No | Complete | 2014-11-10 | 2014-12-30 | 2015-02-03 | 2015-02-03
SRP31696 | SREC Solar | SHAH |  | 10.6 | 0 | Residential | 0 | PISCATAWAY | 8854 | 11 | PATEL BUILDERS | PSE&G BPU | No | Complete | 2014-11-10 | 2014-12-30 | 2015-01-20 | 2015-01-20
SRP31702 | SREC Solar | RUTA |  | 5.46 | 0 | Residential | 1 | JACKSON | 8527 | 18 | REC SOLAR, INC. | JCP&L | No | Complete | 2014-11-10 | 2015-03-18 | 2015-03-27 | 2015-03-27
SRP31704 | SREC Solar | DIANTONIO |  | 5.83 | 0 | Residential | 0 | SEA ISLE CITY | 8234 | 19 | EZNERGY LLC | AC Electric | No | Complete | 2014-11-10 | 2015-04-21 | 2015-05-06 | 2015-05-06
SRP31707 | SREC Solar | WALKER |  | 15.555 | 0 | Residential | 1 | BRIDGETON | 8302 | 20 | SEA BRIGHT SOLAR, LLC | AC Electric | No | QA SELECTED | 2014-11-10 | 2015-05-22
SRP31708 | SREC Solar | JARIN |  | 11.985 | 0 | Residential | 1 | MANAHAWKIN | 8050 | 18 | SEA BRIGHT SOLAR, LLC | AC Electric | No | Complete | 2014-11-10 | 2015-05-08 | 2015-05-18 | 2015-05-18
SRP31709 | SREC Solar | RENNY |  | 20.435 | 0 | Residential | 0 | LINWOOD | 8221 | 19 | SEA BRIGHT SOLAR, LLC | AC Electric | No | Complete | 2014-11-10 | 2015-03-18 | 2015-03-30 | 2015-03-30
SRP31710 | SREC Solar | JOUBERT |  | 7.14 | 0 | Residential | 1 | LITTLE EGG HARBOR | 8087 | 18 | ALLSEASON CONSTRUCTION | AC Electric | No | Complete | 2014-11-10 | 2015-03-20 | 2015-03-31 | 2015-03-31
SRP31711 | SREC Solar | MATHIS |  | 14.535 | 0 | Residential | 1 | NEWPORT | 8345 | 20 | ALLSEASON CONSTRUCTION | AC Electric | No | Complete | 2014-11-10 | 2015-03-31 | 2015-04-14 | 2015-04-14
SRP31712 | SREC Solar | KULA |  | 9.435 | 0 | Residential | 1 | BAYVILLE | 8721 | 18 | ALLSEASON CONSTRUCTION | JCP&L | No | Complete | 2014-11-10 | 2015-03-24 | 2015-04-02 | 2015-04-02
SRP31713 | SREC Solar | JOHNSON |  | 11.22 | 0 | Residential | 1 | UPPER DEERFIELD | 8302 | 20 | ALLSEASON CONSTRUCTION | AC Electric | No | Complete | 2014-11-10 | 2015-04-08 | 2015-04-16 | 2015-04-16
SRP31717 | SREC Solar | KRATCHMAN |  | 9.18 | 0 | Residential | 1 | CHERRY HILL | 8002 | 14 | ALLSEASON CONSTRUCTION | PSE&G BPU | No | Complete | 2014-11-10 | 2015-03-31 | 2015-04-14 | 2015-04-14
SRP31718 | SREC Solar | MEGRONIGLE |  | 5.61 | 0 | Residential | 1 | SCULLVILLE | 8234 | 19 | ALLSEASON CONSTRUCTION | AC Electric | No | Complete | 2014-11-10 | 2015-04-27 | 2015-04-30 | 2015-04-30
SRP31719 | SREC Solar | MALIA |  | 2.1 | 0 | Residential | 1 | BARNEGAT | 8005 | 18 | WHITMAN CONSTRUCTION | JCP&L | No | Complete | 2014-11-10 | 2015-03-18 | 2015-03-30 | 2015-03-30
SRP31722 | SREC Solar | YAROSH |  | 14.3 | 0 | Residential | 1 | JACKSON | 8527 | 18 | TRINITY HEATING AND AIR | JCP&L | No | Complete | 2014-11-10 | 2015-01-07 | 2015-01-21 | 2015-01-21
SRP31723 | SREC Solar | GIUFFI |  | 18.2 | 0 | Residential | 1 | JACKSON | 8527 | 18 | TRINITY HEATING AND AIR | JCP&L | No | Complete | 2014-11-10 | 2014-12-01 | 2014-12-18 | 2014-12-18
SRP31726 | SREC Solar | PATEL |  | 7.8 | 0 | Residential | 1 | PISCATWAY | 8854 | 11 | ASTON SOLAR | PSE&G BPU | No | Complete | 2014-11-10 | 2015-04-30 | 2015-05-06 | 2015-05-06
SRP31730 | SREC Solar | MAHONEY |  | 7.395 | 0 | Residential | 1 | MANAHAWKIN | 8050 | 18 | NJR HOME SERVICES | AC Electric | No | Complete | 2014-11-10 | 2015-03-04 | 2015-03-18 | 2015-03-18
SRP31731 | SREC Solar | CRANMER |  | 12.15 | 0 | Residential | 1 | HOWELL | 7731 | 17 | NEW JERSEY CLEAN ENERGY SOLUTIONS | JCP&L | No | Complete | 2014-11-10 | 2015-02-27 | 2015-03-11 | 2015-03-11
SRP31732 | SREC Solar | COOPER |  | 6.5 | 0 | Residential | 1 | LITTLE SILVER | 7739 | 17 | SEA BRIGHT SOLAR, LLC | JCP&L | No | Complete | 2014-11-10 | 2015-03-03 | 2015-03-11 | 2015-03-11
SRP31734 | SREC Solar | CHATURVEDI |  | 7.975 | 0 | Residential | 0 | HILLSDALE | 7642 | 7 | A CLEAR ALTERNATIVE, INC | PSE&G BPU | No | Complete | 2014-11-10 | 2015-04-08 | 2015-05-22 | 2015-05-22
SRP31738 | SREC Solar | MACKIC |  | 7 | 0 | Residential | 1 | GARFIELD | 7026 | 7 | SOLARCITY CORPORATION | PSE&G BPU | No | Complete | 2014-11-10 | 2015-04-28 | 2015-05-08 | 2015-05-08
SRP31739 | SREC Solar | SCANZANO |  | 11.07 | 0 | Residential | 1 | MULLICA HILL | 8062 | 15 | SOLARCITY CORPORATION | AC Electric | No | QA SELECTED | 2014-11-10 | 2015-03-25
SRP31741 | SREC Solar | LUK |  | 5.72 | 0 | Residential | 0 | EDISON | 8820 | 11 | SUNRUN INSTALLATION SERVICES, INC | PSE&G BPU | No | Complete | 2014-11-10 | 2015-03-30 | 2015-04-10 | 2015-04-10
SRP31747 | SREC Solar | MAY |  | 5.25 | 0 | Residential | 1 | BLACKWOOD | 8012 | 14 | SOLARCITY CORPORATION | PSE&G BPU | No | QC Selected | 2014-11-10 | 2015-05-29
SRP31748 | SREC Solar | FALTUM |  | 9 | 0 | Residential | 1 | HAMILTON | 8619 | 12 | SOLARCITY CORPORATION | PSE&G BPU | No | QA SELECTED | 2014-11-10 | 2015-05-13
SRP31749 | SREC Solar | SZOVATI |  | 12.24 | 0 | Residential | 1 | PAULSBORO | 8066 | 15 | SOLARCITY CORPORATION | AC Electric | No | QA SELECTED | 2014-11-10 | 2015-03-25
SRP31751 | SREC Solar | PRASAD |  | 9.36 | 0 | Residential | 0 | SOMERSET | 8873 | 5 | GREEN POWER ENERGY LLC | PSE&G BPU | No | Complete | 2014-11-10 | 2015-01-13 | 2015-01-26 | 2015-01-26
SRP31753 | SREC Solar | ANDERSON |  | 6.36 | 0 | Residential | 0 | DENVILLE | 7834 | 3 | GROUP SOLAR | JCP&L | No | Complete | 2014-11-10 | 2015-02-23 | 2015-04-29 | 2015-04-29
SRP31761 | SREC Solar | CYMANSKI |  | 7.75 | 0 | Residential | 1 | BARNEGAT TWP | 8005 | 18 | SOLARCITY CORPORATION | JCP&L | No | Complete | 2014-11-10 | 2015-01-19 | 2015-02-07 | 2015-02-07
SRP31765 | SREC Solar | MOFFA |  | 7.65 | 0 | Residential | 1 | EVESHAM TWP | 8053 | 13 | SOLARCITY CORPORATION | AC Electric | No | QA SELECTED | 2014-11-10 | 2015-02-06
SRP31768 | SREC Solar | BAIK |  | 4.335 | 0 | Residential | 1 | BORDENTOWN | 8505 | 13 | TRINITY HEATING AND AIR | PSE&G BPU | No | Complete | 2014-11-10 | 2014-12-30 | 2015-02-10 | 2015-02-10
SRP31770 | SREC Solar | HOFFMAN |  | 11.73 | 0 | Residential | 1 | LINWOOD | 8221 | 19 | RCL ENTERPRISES INC. | AC Electric | No | Complete | 2014-11-10 | 2015-04-29 | 2015-05-12 | 2015-05-12
SRP31771 | SREC Solar | POLISKI |  | 12.24 | 0 | Residential | 1 | HANCOCKS BRIDGE | 8038 | 16 | RCL ENTERPRISES INC. | AC Electric | No | Complete | 2014-11-10 | 2015-02-27 | 2015-03-12 | 2015-03-12
SRP31772 | SREC Solar | OWINGS |  | 13.5 | 0 | Residential | 1 | SWEDESBORO | 8085 | 15 | RCL ENTERPRISES INC. | AC Electric | No | Complete | 2014-11-10 | 2015-02-27 | 2015-03-12 | 2015-03-12
SRP31773 | SREC Solar | RODRIGUEZ |  | 6.6 | 0 | Residential | 1 | ATCO | 8004 | 14 | SOLAR SOLUTIONS LLC | AC Electric | No | Complete | 2014-11-10 | 2015-02-04 | 2015-02-24 | 2015-02-24
SRP31774 | SREC Solar | DWORKIS |  | 5.865 | 0 | Residential | 1 | BARNEGAT | 8005 | 18 | RELIABLE POWER SERVICES, INC. | JCP&L | No | Complete | 2014-11-10 | 2015-01-19 | 2015-01-28 | 2015-01-28
SRP31775 | SREC Solar | CHECHELE |  | 8.415 | 0 | Residential | 1 | TOMS RIVER | 8753 | 18 | RELIABLE POWER SERVICES, INC. | JCP&L | No | Complete | 2014-11-10 | 2015-01-20 | 2015-01-28 | 2015-01-28
SRP31776 | SREC Solar | SCHWARTZ |  | 11.22 | 0 | Residential | 1 | JACKSON | 8527 | 18 | TRINITY HEATING AND AIR | JCP&L | No | Complete | 2014-11-10 | 2015-01-07 | 2015-02-10 | 2015-02-10
SRP31785 | SREC Solar | SINKEWITZ |  | 5.886 | 0 | Residential | 0 | LAKEHURST | 8733 | 18 | SEA BRIGHT SOLAR, LLC | JCP&L | No | Complete | 2014-11-10 | 2015-01-13 | 2015-02-13 | 2015-02-13
SRP31786 | SREC Solar | SCOTT |  | 16.775 | 0 | Residential | 0 | PISCATAWAY | 8854 | 11 | TRINITY HEATING AND AIR | PSE&G BPU | No | Complete | 2014-11-10 | 2014-12-23 | 2015-02-02 | 2015-02-02
SRP31787 | SREC Solar | FERET |  | 13.2 | 0 | Residential | 1 | JACKSON | 8527 | 18 | TRINITY HEATING AND AIR | JCP&L | No | Complete | 2014-11-10 | 2015-01-19 | 2015-02-16 | 2015-02-16
SRP31789 | SREC Solar | PATEL |  | 7.905 | 0 | Residential | 1 | SWEDESBORO | 8085 | 15 | SOLARCITY CORPORATION | AC Electric | No | QA SELECTED | 2014-11-10 | 2015-03-25
SRP31790 | SREC Solar | SACHS |  | 6 | 0 | Residential | 1 | TOMS RIVER | 8753 | 18 | SOLARCITY CORPORATION | JCP&L | No | Complete | 2014-11-10 | 2014-12-30 | 2015-01-15 | 2015-01-15
SRP31792 | SREC Solar | SCHWAB |  | 2.4 | 0 | Residential | 1 | WASHINGTON | 7882 | 2 | WHITMAN CONSTRUCTION | JCP&L | No | Complete | 2014-11-10 | 2015-04-30 | 2015-05-12 | 2015-05-12
SRP31793 | SREC Solar | LEE |  | 3.463 | 0 | Residential | 1 | SOMERSET | 8873 | 5 | WHITMAN CONSTRUCTION | PSE&G BPU | No | QC Selected | 2014-11-10 | 2015-05-06
SRP31795 | SREC Solar | DAVISON |  | 6.76 | 0 | Residential | 1 | JACKSON | 8527 | 18 | TRINITY HEATING AND AIR | JCP&L | No | Complete | 2014-11-10 | 2015-01-07 | 2015-01-21 | 2015-01-21
SRP31796 | SREC Solar | MOUNT |  | 7.8 | 0 | Residential | 0 | SOUTH HAMPTON | 8088 | 13 | TRINITY HEATING AND AIR | PSE&G BPU | No | Complete | 2014-11-10 | 2014-12-08 | 2014-12-22 | 2014-12-22
SRP31798 | SREC Solar | GOULD SR |  | 29.07 | 0 | Residential | 1 | FAIRFIELD | 8302 | 20 | SEA BRIGHT SOLAR, LLC | AC Electric | No | Complete | 2014-11-10 | 2015-05-14 | 2015-05-26 | 2015-05-26
SRP31799 | SREC Solar | HABERMAN |  | 10.92 | 0 | Residential | 1 | JACKSON | 8527 | 18 | TRINITY HEATING AND AIR | JCP&L | No | Complete | 2014-11-10 | 2014-12-19 | 2015-01-05 | 2015-01-05
SRP31800 | SREC Solar | KADLUBOWSKI |  | 8.415 | 0 | Residential | 1 | MANAHAWKIN | 8050 | 18 | SEA BRIGHT SOLAR, LLC | AC Electric | No | Complete | 2014-11-10 | 2015-03-11 | 2015-03-25 | 2015-03-25
SRP31801 | SREC Solar | RILEY |  | 6.885 | 0 | Residential | 1 | MILLVILLE | 8332 | 20 | SEA BRIGHT SOLAR, LLC | AC Electric | No | Complete | 2014-11-10 | 2015-05-14 | 2015-05-26 | 2015-05-26
SRP31805 | SREC Solar | MOLNAR |  | 8.415 | 0 | Residential | 1 | JACKSON | 8527 | 18 | TRINITY HEATING AND AIR | JCP&L | No | Complete | 2014-11-10 | 2015-01-20 | 2015-02-04 | 2015-02-04
SRP31806 | SREC Solar | MAZZEO |  | 7.75 | 0 | Residential | 1 | BARNEGAT | 8005 | 18 | SOLARCITY CORPORATION | JCP&L | No | Complete | 2014-11-10 | 2015-02-07 | 2015-04-09 | 2015-04-09
SRP31807 | SREC Solar | CAMPBELL |  | 8.925 | 0 | Residential | 1 | CHERRY HILL | 8002 | 14 | SOLARCITY CORPORATION | PSE&G BPU | No | Complete | 2014-11-10 | 2015-01-19 | 2015-02-16 | 2015-02-16
SRP31810 | SREC Solar | KOLB |  | 5.5 | 0 | Residential | 1 | BRICK | 8723 | 18 | TRINITY HEATING AND AIR | JCP&L | No | Complete | 2014-11-10 | 2015-04-10 | 2015-05-14 | 2015-05-14
SRP31811 | SREC Solar | COMER |  | 4.59 | 0 | Residential | 1 | VINELAND | 8360 | 20 | SOLARCITY CORPORATION | Vineland Muni Elec | No | Complete | 2014-11-10 | 2015-02-04 | 2015-02-07 | 2015-02-07
SRP31812 | SREC Solar | MUNOZ |  | 4 | 0 | Residential | 1 | BERKELEY TWP | 8721 | 18 | SOLARCITY CORPORATION | JCP&L | No | Complete | 2014-11-10 | 2015-02-05 | 2015-02-24 | 2015-02-24
SRP31815 | SREC Solar | RODRIGUES |  | 4.05 | 0 | Residential | 0 | NUTLEY | 7110 | 9 | TICO'S ROOFING | PSE&G BPU | No | Complete | 2014-11-10 | 2015-04-21 | 2015-05-06 | 2015-05-06
SRP31816 | SREC Solar | SARANIN |  | 9.1 | 0 | Residential | 0 | BORDENTOWN | 8505 | 13 | SPECTRUM ENERGY INC | PSE&G BPU | No | Complete | 2014-11-10 | 2015-05-19 | 2015-05-22 | 2015-05-22
SRP31819 | SREC Solar | OVETSKY |  | 2.04 | 0 | Residential | 1 | EAST BRUNSWICK | 8816 | 11 | SOLARCITY CORPORATION | JCP&L | No | Complete | 2014-11-10 | 2015-02-04 | 2015-02-09 | 2015-02-09
SRP31820 | SREC Solar | TEOLI |  | 10.2 | 0 | Residential | 1 | PENNS GROVE | 8069 | 16 | SOLARCITY CORPORATION | AC Electric | No | QA SELECTED | 2014-11-10 | 2015-03-25
SRP31821 | SREC Solar | TONZELLI |  | 7.395 | 0 | Residential | 1 | STAFFORD TWP | 8050 | 18 | SOLARCITY CORPORATION | AC Electric | No | Complete | 2014-11-10 | 2015-05-07 | 2015-05-18 | 2015-05-18
SRP31822 | SREC Solar | DELLANGELO JR. |  | 7.905 | 0 | Residential | 1 | VINELAND | 8360 | 20 | SOLARCITY CORPORATION | AC Electric | No | QA SELECTED | 2014-11-10 | 2015-02-26
SRP31823 | SREC Solar | MARTINEZ |  | 6.5 | 0 | Residential | 1 | RAHWAY | 7065 | 10 | SOLARCITY CORPORATION | PSE&G BPU | No | Complete | 2014-11-10 | 2015-01-16 | 2015-02-04 | 2015-02-04
SRP31824 | SREC Solar | GASHI |  | 6.75 | 0 | Residential | 1 | LODI | 7644 | 7 | SOLARCITY CORPORATION | PSE&G BPU | No | Complete | 2014-11-10 | 2015-04-02 | 2015-04-13 | 2015-04-13
SRP31826 | SREC Solar | DEJESUS |  | 6.63 | 0 | Residential | 1 | TRENTON | 8690 | 12 | SOLARCITY CORPORATION | PSE&G BPU | No | Complete | 2014-11-10 | 2015-04-10 | 2015-05-13 | 2015-05-13
SRP31830 | SREC Solar | MURPHY |  | 11.22 | 0 | Residential | 1 | WILLIAMSTOWN | 8094 | 15 | SOLARCITY CORPORATION | AC Electric | No | Complete | 2014-11-10 | 2015-02-12 | 2015-03-25 | 2015-03-25
SRP31831 | SREC Solar | BOYD |  | 3.57 | 0 | Residential | 1 | PINE HILL | 8021 | 14 | SOLARCITY CORPORATION | AC Electric | No | QA SELECTED | 2014-11-10 | 2015-02-06
SRP31835 | SREC Solar | DESANTOS |  | 10.175 | 0 | Residential | 1 | NORTH BRUNSWICK | 8902 | 11 | TRINITY HEATING AND AIR | PSE&G BPU | No | Complete | 2014-11-10 | 2015-02-12 | 2015-03-24 | 2015-03-24
SRP31837 | SREC Solar | BRUNEMEYER |  | 4.335 | 0 | Residential | 1 | BAYVILLE | 8721 | 18 | TRINITY HEATING AND AIR | JCP&L | No | Complete | 2014-11-10 | 2015-02-18 | 2015-02-27 | 2015-02-27
SRP31838 | SREC Solar | KERR |  | 9.625 | 0 | Residential | 1 | PENNSAUKEN | 8110 | 14 | TRINITY HEATING AND AIR | PSE&G BPU | No | Complete | 2014-11-10 | 2015-01-22 | 2015-01-28 | 2015-01-28
SRP31839 | SREC Solar | HIRSH |  | 3.315 | 0 | Residential | 1 | BARGAINTOWN | 8234 | 19 | TRINITY HEATING AND AIR | AC Electric | No | Complete | 2014-11-10 | 2015-03-20 | 2015-04-01 | 2015-04-01
SRP31840 | SREC Solar | STALLWORTH |  | 5.61 | 0 | Residential | 1 | JACKSON | 8527 | 18 | TRINITY HEATING AND AIR | JCP&L | No | Complete | 2014-11-10 | 2015-02-04 | 2015-02-09 | 2015-02-09
SRP31841 | SREC Solar | FITZPATRICK |  | 10.75 | 0 | Residential | 1 | NEWTON | 7860 | 1 | SOLARCITY CORPORATION | JCP&L | No | Complete | 2014-11-10 | 2015-01-29 | 2015-02-04 | 2015-02-04
SRP31842 | SREC Solar | DONOHUE |  | 14.25 | 0 | Residential | 1 | ENGLISHTOWN | 7726 | 17 | SOLARCITY CORPORATION | JCP&L | No | Complete | 2014-11-10 | 2015-04-24 | 2015-05-08 | 2015-05-08
SRP31846 | SREC Solar | BORBONE |  | 5.94 | 0 | Residential | 1 | HOWELL | 7731 | 17 | TRINITY HEATING AND AIR | JCP&L | No | Complete | 2014-11-10 | 2014-12-09 | 2014-12-29 | 2014-12-29
SRP31847 | SREC Solar | HOUSE |  | 11.55 | 0 | Residential | 0 | MIDLAND PARK | 7432 | 7 | TRINITY HEATING AND AIR | PSE&G BPU | No | Complete | 2014-11-10 | 2015-03-25 | 2015-04-06 | 2015-04-06
SRP31848 | SREC Solar | GUZZI |  | 5.61 | 0 | Residential | 1 | BRICK | 8724 | 18 | TRINITY HEATING AND AIR | JCP&L | No | Complete | 2014-11-10 | 2015-01-07 | 2015-01-21 | 2015-01-21
SRP31849 | SREC Solar | MANSFIELD |  | 6.875 | 0 | Residential | 1 | BRICK | 8723 | 18 | TRINITY HEATING AND AIR | JCP&L | No | Complete | 2014-11-10 | 2015-02-12 | 2015-02-16 | 2015-02-16
SRP31851 | SREC Solar | STRONSTORFF |  | 10.2 | 0 | Residential | 1 | COLUMBUS | 8022 | 13 | TRINITY HEATING AND AIR | PSE&G BPU | No | QA SELECTED | 2014-11-10 | 2015-05-27
SRP31852 | SREC Solar | MINNELLA |  | 7.28 | 0 | Residential | 1 | JACKSON | 8527 | 18 | TRINITY HEATING AND AIR | JCP&L | No | Complete | 2014-11-10 | 2015-02-03 | 2015-02-05 | 2015-02-05
SRP31854 | SREC Solar | MACFIE |  | 8.16 | 0 | Residential | 1 | COLONIA | 7067 | 10 | TRINITY HEATING AND AIR | PSE&G BPU | No | Complete | 2014-11-10 | 2014-12-30 | 2015-01-15 | 2015-01-15
SRP31855 | SREC Solar | LESCHOT |  | 4.845 | 0 | Residential | 0 | FREEHOLD | 7728 | 17 | TRINITY HEATING AND AIR | JCP&L | No | Complete | 2014-11-10 | 2014-12-30 | 2015-01-15 | 2015-01-15
SRP31856 | SREC Solar | PORZIO |  | 13.26 | 0 | Residential | 1 | MANCHESTER | 8759 | 18 | TRINITY HEATING AND AIR | JCP&L | No | Complete | 2014-11-10 | 2015-02-11 | 2015-02-13 | 2015-02-13
SRP31857 | SREC Solar | GILES |  | 10.92 | 0 | Residential | 1 | JACKSON | 8527 | 18 | TRINITY HEATING AND AIR | JCP&L | No | Complete | 2014-11-10 | 2014-12-09 | 2015-01-06 | 2015-01-06
SRP31858 | SREC Solar | FRANK |  | 29.975 | 0 | Residential | 1 | JACKSON | 8527 | 18 | TRINITY HEATING AND AIR | JCP&L | No | Complete | 2014-11-10 | 2014-12-31 | 2015-02-10 | 2015-02-10
SRP31859 | SREC Solar | SCIANCALEPORE |  | 4.513 | 0 | Residential | 1 | TOMS RIVER | 8757 | 18 | WHITMAN CONSTRUCTION | JCP&L | No | Complete | 2014-11-10 | 2015-02-27 | 2015-03-16 | 2015-03-16
SRP31860 | SREC Solar | GOLDENBAUM |  | 7.5 | 0 | Residential | 1 | HAMILTON | 8610 | 12 | SOLAR ADVANTAGE, LLC | PSE&G BPU | No | Complete | 2014-11-10 | 2015-03-11 | 2015-04-09 | 2015-04-09
SRP31861 | SREC Solar | SIMONELLI |  | 12.22 | 0 | Residential | 1 | MANAHAWKIN | 8050 | 18 | TRINITY HEATING AND AIR | AC Electric | No | Complete | 2014-11-10 | 2015-01-07 | 2015-02-07 | 2015-02-07
SRP31862 | SREC Solar | VECCHIO |  | 8.25 | 0 | Residential | 1 | MANCHESTER | 8759 | 18 | EZNERGY LLC | JCP&L | No | Complete | 2014-11-10 | 2015-02-18 | 2015-03-11 | 2015-03-11
SRP31864 | SREC Solar | RAMOS |  | 12.75 | 0 | Residential | 1 | FREEHOLD | 7728 | 17 | TRINITY HEATING AND AIR | JCP&L | No | Complete | 2014-11-10 | 2015-02-12 | 2015-02-16 | 2015-02-16
SRP31865 | SREC Solar | ACUNA |  | 8.16 | 0 | Residential | 1 | WESTAMPTON | 8060 | 13 | VIVINT SOLAR | PSE&G BPU | No | QA SELECTED | 2014-11-17 | 2015-05-20
SRP31866 | SREC Solar | STARK |  | 7.65 | 0 | Residential | 1 | ROCKAWAY | 7866 | 3 | VIVINT SOLAR | JCP&L | No | Complete | 2014-11-17 | 2015-04-09 | 2015-04-21 | 2015-04-21
SRP31868 | SREC Solar | NASH |  | 6.885 | 0 | Residential | 1 | WESTAMPTON | 8060 | 13 | VIVINT SOLAR | PSE&G BPU | No | Complete | 2014-11-17 | 2015-03-25 | 2015-04-14 | 2015-04-14
SRP31872 | SREC Solar | ROTH |  | 2.805 | 0 | Residential | 1 | WILLINGBORO | 8046 | 13 | VIVINT SOLAR | PSE&G BPU | No | Complete | 2014-11-17 | 2015-03-19 | 2015-04-01 | 2015-04-01
SRP31876 | SREC Solar | PUGLIA |  | 8.16 | 0 | Residential | 1 | FLANDERS | 7836 | 3 | VIVINT SOLAR | JCP&L | No | Complete | 2014-11-17 | 2015-02-12 | 2015-02-16 | 2015-02-16
SRP31878 | SREC Solar | ZEUNER |  | 9.435 | 0 | Residential | 1 | WILLINGBORO | 8046 | 13 | VIVINT SOLAR | PSE&G BPU | No | Install Complete | 2014-11-17 | 2015-04-15
SRP31880 | SREC Solar | HAYEK |  | 9.945 | 0 | Residential | 1 | FAIRFIELD | 7004 | 9 | VIVINT SOLAR | PSE&G BPU | No | Complete | 2014-11-17 | 2015-02-12 | 2015-02-16 | 2015-02-16
SRP31881 | SREC Solar | D'AMATO |  | 5.1 | 0 | Residential | 1 | HAZLET | 7730 | 17 | VIVINT SOLAR | JCP&L | No | Complete | 2014-11-17 | 2015-04-02 | 2015-05-14 | 2015-05-14
SRP31883 | SREC Solar | DAVIS |  | 7.65 | 0 | Residential | 1 | TOMS RIVER | 8753 | 18 | VIVINT SOLAR | JCP&L | No | Complete | 2014-11-17 | 2015-02-05 | 2015-02-13 | 2015-02-13
SRP31884 | SREC Solar | MEDEFINDT |  | 10.71 | 0 | Residential | 1 | TOMS RIVER | 8753 | 18 | VIVINT SOLAR | JCP&L | No | Complete | 2014-11-17 | 2015-02-17 | 2015-02-27 | 2015-02-27
SRP31886 | SREC Solar | KRUZEL |  | 6.63 | 0 | Residential | 1 | BRIDGEWATER | 8807 | 5 | VIVINT SOLAR | PSE&G BPU | No | Complete | 2014-11-17 | 2015-02-27 | 2015-03-16 | 2015-03-16
SRP31887 | SREC Solar | MEEKINS |  | 7.395 | 0 | Residential | 1 | WILLINGBORO | 8046 | 13 | VIVINT SOLAR | PSE&G BPU | No | QA SELECTED | 2014-11-17 | 2015-05-12
SRP31888 | SREC Solar | MOLINA |  | 5.61 | 0 | Residential | 1 | EDISON | 8817 | 11 | VIVINT SOLAR | PSE&G BPU | No | Complete | 2014-11-17 | 2015-05-12 | 2015-05-21 | 2015-05-21
SRP31890 | SREC Solar | DAVIS |  | 7.395 | 0 | Residential | 1 | WILLINGBORO | 8046 | 13 | VIVINT SOLAR | PSE&G BPU | No | Complete | 2014-11-17 | 2015-04-02 | 2015-04-07 | 2015-04-07
SRP31891 | SREC Solar | BULIYAT |  | 8.415 | 0 | Residential | 1 | SOMERSET | 8873 | 5 | VIVINT SOLAR | PSE&G BPU | No | Complete | 2014-11-17 | 2015-05-12 | 2015-05-21 | 2015-05-21
SRP31893 | SREC Solar | CRANMER |  | 9.18 | 0 | Residential | 1 | BEACHWOOD | 8722 | 18 | VIVINT SOLAR | JCP&L | No | Complete | 2014-11-17 | 2015-03-11 | 2015-03-24 | 2015-03-24
SRP31894 | SREC Solar | STANBACK |  | 3.57 | 0 | Residential | 1 | WILLINGBORO | 8046 | 13 | VIVINT SOLAR | PSE&G BPU | No | Complete | 2014-11-17 | 2015-02-27 | 2015-03-12 | 2015-03-12
SRP31896 | SREC Solar | CLARK |  | 9.435 | 0 | Residential | 1 | WILLINGBORO | 8046 | 13 | VIVINT SOLAR | PSE&G BPU | No | Complete | 2014-11-17 | 2015-03-11 | 2015-03-25 | 2015-03-25
SRP31899 | SREC Solar | PATRICK |  | 8.925 | 0 | Residential | 1 | WESTAMPTON | 8060 | 13 | VIVINT SOLAR | PSE&G BPU | No | Complete | 2014-11-17 | 2015-04-03 | 2015-04-29 | 2015-04-29
SRP31900 | SREC Solar | QUAGLIA |  | 6.12 | 0 | Residential | 1 | WOODBRIDGE | 7095 | 11 | VIVINT SOLAR | PSE&G BPU | No | Complete | 2014-11-17 | 2015-02-05 | 2015-02-13 | 2015-02-13
SRP31901 | SREC Solar | DEVOE |  | 6.375 | 0 | Residential | 1 | BUDD LAKE | 7828 | 3 | VIVINT SOLAR | JCP&L | No | Complete | 2014-11-17 | 2015-03-18 | 2015-05-13 | 2015-05-13
SRP31904 | SREC Solar | RANDALL |  | 4.49 | 0 | Residential | 1 | TRENTON | 8638 | 12 | ROOF DIAGNOSTICS INC | PSE&G BPU | No | Complete | 2014-11-17 | 2015-04-08 | 2015-04-16 | 2015-04-16
SRP31905 | SREC Solar | VUKOSAVOVIC |  | 5.98 | 0 | Residential | 1 | CLIFTON | 7014 | 6 | ROOF DIAGNOSTICS INC | PSE&G BPU | No | Complete | 2014-11-17 | 2015-03-03 | 2015-03-18 | 2015-03-18
SRP31908 | SREC Solar | ROTHSCHILD | SLG STORE | 82.6 | 0 | Commercial | 0 | LAKEWOOD | 8701 | 18 | TRINITY HEATING AND AIR | JCP&L | No | Complete | 2014-11-17 | 2015-01-06 | 2015-01-14 | 2015-01-14
SRP31909 | SREC Solar | ROTHSCHILD | NPGS II, INC. | 177 | 0 | Commercial | 0 | LAKEWOOD | 8701 | 18 | TRINITY HEATING AND AIR | JCP&L | No | Complete | 2014-11-17 | 2014-12-31 | 2015-01-20 | 2015-01-20
SRP31910 | SREC Solar | HICKS |  | 5.61 | 0 | Residential | 1 | PENNSAUKEN | 8110 | 14 | VIVINT SOLAR | PSE&G BPU | No | Complete | 2014-11-17 | 2015-02-05 | 2015-02-13 | 2015-02-13
SRP31911 | SREC Solar | ROTHSCHILD | NWG STORE LLC | 228.92 | 0 | Commercial | 0 | JACKSON | 8527 | 18 | TRINITY HEATING AND AIR | JCP&L | No | Complete | 2014-11-17 | 2015-02-05 | 2015-02-24 | 2015-02-24
SRP31913 | SREC Solar | PIAZZA |  | 10.14 | 0 | Residential | 1 | JACKSON | 8527 | 18 | TRINITY HEATING AND AIR | JCP&L | No | Complete | 2014-11-17 | 2015-01-29 | 2015-02-04 | 2015-02-04
SRP31916 | SREC Solar | GAVRIIL |  | 5.355 | 0 | Residential | 1 | NEPTUNE | 7753 | 17 | TRINITY HEATING AND AIR | JCP&L | No | Complete | 2014-11-17 | 2015-02-18 | 2015-02-27 | 2015-02-27
SRP31919 | SREC Solar | GRAY |  | 8.8 | 0 | Residential | 1 | JACKSON | 8527 | 18 | TRINITY HEATING AND AIR | JCP&L | No | Complete | 2014-11-17 | 2014-12-30 | 2015-01-15 | 2015-01-15
SRP31920 | SREC Solar | FRISBIE |  | 8.8 | 0 | Residential | 0 | JACKSON | 8527 | 18 | TRINITY HEATING AND AIR | JCP&L | No | Complete | 2014-11-17 | 2014-12-16 | 2015-01-06 | 2015-01-06
SRP31922 | SREC Solar | TORRI |  | 8.25 | 0 | Residential | 1 | ISELIN | 8830 | 11 | TRINITY HEATING AND AIR | PSE&G BPU | No | Complete | 2014-11-17 | 2015-02-06 | 2015-02-12 | 2015-02-12
SRP31923 | SREC Solar | MCCLAREN |  | 8.16 | 0 | Residential | 1 | LITTLE EGG HARBOR | 8087 | 18 | TRINITY HEATING AND AIR | AC Electric | No | Complete | 2014-11-17 | 2015-03-31 | 2015-04-14 | 2015-04-14
SRP31924 | SREC Solar | STRAUGHN |  | 11.73 | 0 | Residential | 1 | JACKSON | 8527 | 18 | TRINITY HEATING AND AIR | JCP&L | No | Complete | 2014-11-17 | 2015-04-22 | 2015-04-30 | 2015-04-30
SRP31925 | SREC Solar | ROTH |  | 12.22 | 0 | Residential | 1 | JACKSON | 8527 | 18 | TRINITY HEATING AND AIR | JCP&L | No | Complete | 2014-11-17 | 2015-03-24 | 2015-04-02 | 2015-04-02
SRP31927 | SREC Solar | VINK |  | 5.865 | 0 | Residential | 1 | VILLAS | 8251 | 21 | SOLARCITY CORPORATION | AC Electric | No | QA SELECTED | 2014-11-17 | 2015-03-25
SRP31929 | SREC Solar | PURRY |  | 10.965 | 0 | Residential | 1 | JACKSON | 8527 | 18 | TRINITY HEATING AND AIR | JCP&L | No | Complete | 2014-11-17 | 2015-02-13 | 2015-02-22 | 2015-02-22
SRP31931 | SREC Solar | WASSERMAN |  | 7.14 | 0 | Residential | 1 | EGG HARBOR TOWNSHIP | 8234 | 19 | SOLARCITY CORPORATION | AC Electric | No | Complete | 2014-11-17 | 2015-05-11 | 2015-05-21 | 2015-05-21
SRP31932 | SREC Solar | JONES |  | 9.69 | 0 | Residential | 1 | MAGNOLIA | 8049 | 14 | SOLARCITY CORPORATION | PSE&G BPU | No | Complete | 2014-11-17 | 2015-01-21 | 2015-01-28 | 2015-01-28
SRP31934 | SREC Solar | SURDI |  | 7.8 | 0 | Residential | 1 | PORT READING | 7064 | 11 | TRINITY HEATING AND AIR | PSE&G BPU | No | Complete | 2014-11-17 | 2014-12-08 | 2014-12-22 | 2014-12-22
SRP31935 | SREC Solar | MEN |  | 9.69 | 0 | Residential | 1 | HILLSBOROUGH | 8844 | 5 | TRINITY HEATING AND AIR | PSE&G BPU | No | QA SELECTED | 2014-11-17 | 2015-05-18
SRP31936 | SREC Solar | RAJAGOPALAN |  | 7.425 | 0 | Residential | 0 | PRINCETON JCT | 8550 | 12 | TRINITY HEATING AND AIR | PSE&G BPU | No | Complete | 2014-11-17 | 2015-02-17 | 2015-02-20 | 2015-02-20
SRP31937 | SREC Solar | CHILA |  | 6.12 | 0 | Residential | 1 | GIBBSTOWN | 8027 | 15 | TRINITY HEATING AND AIR | AC Electric | No | Complete | 2014-11-17 | 2015-02-03 | 2015-05-06 | 2015-05-06
SRP31938 | SREC Solar | RHONE |  | 3.375 | 0 | Residential | 1 | BEVERLY | 8010 | 13 | WHITMAN CONSTRUCTION | PSE&G BPU | No | Complete | 2014-11-17 | 2015-04-15 | 2015-04-23 | 2015-04-23
SRP31939 | SREC Solar | FISH |  | 8.32 | 0 | Residential | 1 | SICKLERVILLE | 8081 | 14 | REC SOLAR, INC. | AC Electric | No | QA SELECTED | 2014-11-17 | 2015-03-14
SRP31941 | SREC Solar | PALAGANO |  | 9.1 | 0 | Residential | 1 | ROBBINSVILLE | 8691 | 12 | REC SOLAR, INC. | PSE&G BPU | No | Complete | 2014-11-17 | 2015-03-13 | 2015-03-26 | 2015-03-26
SRP31947 | SREC Solar | TERRANOVA |  | 17.01 | 0 | Residential | 1 | COLTS NECK | 7722 | 17 | NEW JERSEY CLEAN ENERGY SOLUTIONS | JCP&L | No | Complete | 2014-11-17 | 2015-04-22 | 2015-05-08 | 2015-05-08
SRP31954 | SREC Solar | KEELEY |  | 12.925 | 0 | Residential | 1 | JACKSON | 8527 | 18 | TRINITY HEATING AND AIR | JCP&L | No | Complete | 2014-11-17 | 2015-01-20 | 2015-01-28 | 2015-01-28
SRP31956 | SREC Solar | PUCILLA |  | 14.56 | 0 | Residential | 1 | JACKSON | 8527 | 18 | TRINITY HEATING AND AIR | JCP&L | No | Complete | 2014-11-17 | 2014-12-30 | 2015-01-15 | 2015-01-15
SRP31957 | SREC Solar | HENRY |  | 11 | 0 | Residential | 1 | COLUMBUS | 8022 | 13 | TRINITY HEATING AND AIR | PSE&G BPU | No | Complete | 2014-11-17 | 2014-12-10 | 2015-01-06 | 2015-01-06
SRP31958 | SREC Solar | CELLA |  | 7.395 | 0 | Residential | 1 | TOMS RIVER | 8753 | 18 | TRINITY HEATING AND AIR | JCP&L | No | Complete | 2014-11-17 | 2015-02-07 | 2015-02-12 | 2015-02-12
SRP31959 | SREC Solar | BRAY |  | 12.24 | 0 | Residential | 1 | BRICK | 8723 | 18 | KOPP ELECTRIC COMPANY | JCP&L | No | Complete | 2014-11-17 | 2015-05-14 | 2015-05-22 | 2015-05-22
SRP31960 | SREC Solar | DEMBOWSKI |  | 8.67 | 0 | Residential | 1 | SOUTH AMBOY | 8879 | 11 | TRINITY HEATING AND AIR | JCP&L | No | Complete | 2014-11-17 | 2014-12-09 | 2014-12-16 | 2014-12-16
SRP31961 | SREC Solar | SEITZ |  | 12.75 | 0 | Residential | 1 | GOSHEN | 8218 | 21 | RCL ENTERPRISES INC. | AC Electric | No | Complete | 2014-11-17 | 2015-05-07 | 2015-05-18 | 2015-05-18
SRP31963 | SREC Solar | TAYLOR |  | 7.14 | 0 | Residential | 1 | NORTH WILDWOOD | 8260 | 21 | RCL ENTERPRISES INC. | AC Electric | No | Complete | 2014-11-17 | 2015-04-22 | 2015-05-01 | 2015-05-01
SRP31964 | SREC Solar | HEIL |  | 12.24 | 0 | Residential | 1 | ELMER | 8318 | 16 | RCL ENTERPRISES INC. | AC Electric | No | QA SELECTED | 2014-11-17 | 2015-05-26
SRP31965 | SREC Solar | AHL |  | 10.71 | 0 | Residential | 1 | ALLOWAY | 8001 | 16 | RCL ENTERPRISES INC. | AC Electric | No | Complete | 2014-11-17 | 2015-04-22 | 2015-05-01 | 2015-05-01
SRP31966 | SREC Solar | SOKORAI |  | 10.2 | 0 | Residential | 1 | CAPE MAY COURT HOUSE | 8210 | 21 | RCL ENTERPRISES INC. | AC Electric | No | Complete | 2014-11-17 | 2015-04-15 | 2015-04-27 | 2015-04-27
SRP31969 | SREC Solar | ZATORSKI |  | 7.14 | 0 | Residential | 1 | WAYNE | 7470 | 6 | TRINITY HEATING AND AIR | PSE&G BPU | No | Complete | 2014-11-17 | 2015-03-06 | 2015-03-16 | 2015-03-16
SRP31970 | SREC Solar | NEWBY |  | 4.16 | 0 | Residential | 1 | CLARK | 7066 | 10 | SOLAR ADVANTAGE, LLC | PSE&G BPU | No | Complete | 2014-11-17 | 2015-03-04 | 2015-03-19 | 2015-03-19
SRP31972 | SREC Solar | PATEL |  | 4.16 | 0 | Residential | 1 | OLD BRIDGE | 8857 | 11 | SOLAR ADVANTAGE, LLC | JCP&L | No | Complete | 2014-11-17 | 2015-04-22 | 2015-05-06 | 2015-05-06
SRP31975 | SREC Solar | WADDELL |  | 3.57 | 0 | Residential | 1 | CLIFTON | 7014 | 6 | TRINITY HEATING AND AIR | PSE&G BPU | No | Complete | 2014-11-17 | 2015-04-10 | 2015-04-20 | 2015-04-20
SRP31976 | SREC Solar | SCERBAK |  | 4.95 | 0 | Residential | 1 | CLIFTON | 7013 | 6 | TRINITY HEATING AND AIR | PSE&G BPU | No | Complete | 2014-11-17 | 2015-05-07 | 2015-05-19 | 2015-05-19
SRP31979 | SREC Solar | SACKERMAN |  | 4.98 | 0 | Residential | 1 | MARLBORO | 7746 | 17 | ROOF DIAGNOSTICS INC | JCP&L | No | Complete | 2014-11-17 | 2015-01-29 | 2015-01-30 | 2015-01-30
SRP31980 | SREC Solar | GREENBERGER |  | 11.22 | 0 | Residential | 1 | JACKSON | 8527 | 18 | TRINITY HEATING AND AIR | JCP&L | No | Complete | 2014-11-17 | 2015-02-17 | 2015-02-27 | 2015-02-27
SRP31983 | SREC Solar | IZZO |  | 7.49 | 0 | Residential | 1 | BEACHWOOD | 8722 | 18 | ROOF DIAGNOSTICS INC | JCP&L | No | Complete | 2014-11-17 | 2015-02-11 | 2015-02-13 | 2015-02-13
SRP31984 | SREC Solar | BROWN |  | 5.745 | 0 | Residential | 1 | WOODBRIDGE | 7095 | 11 | ROOF DIAGNOSTICS INC | PSE&G BPU | No | Complete | 2014-11-17 | 2015-03-03 | 2015-03-18 | 2015-03-18
SRP31985 | SREC Solar | MARKMANN |  | 3.35 | 0 | Residential | 1 | FLEMINGTON | 8822 | 4 | WHITMAN CONSTRUCTION | JCP&L | No | Complete | 2014-11-17 | 2015-03-11 | 2015-03-25 | 2015-03-25
SRP31987 | SREC Solar | LARA |  | 4.845 | 0 | Residential | 1 | HOWELL | 7731 | 17 | KOPP ELECTRIC COMPANY | JCP&L | No | Complete | 2014-11-17 | 2015-04-30 | 2015-05-06 | 2015-05-06
SRP31988 | SREC Solar | VERG |  | 6.235 | 0 | Residential | 1 | EDISON TWP | 8820 | 11 | ROOF DIAGNOSTICS INC | PSE&G BPU | No | Complete | 2014-11-17 | 2015-03-05 | 2015-03-19 | 2015-03-19
SRP31996 | SREC Solar | TIBERIO |  | 9.945 | 0 | Residential | 1 | ABSECON | 8201 | 19 | ACOS ENERGY, LLC | AC Electric | No | Complete | 2014-11-17 | 2015-02-25 | 2015-04-14 | 2015-04-14
SRP31999 | SREC Solar | DUBEY |  | 6 | 0 | Residential | 0 | ISELIN | 8830 | 11 | SOLAR ADVANTAGE, LLC | PSE&G BPU | No | QA SELECTED | 2014-11-17 | 2015-05-13
SRP32001 | SREC Solar | CAMPBELL |  | 10.2 | 0 | Residential | 0 | CAPE MAY COURT HOUSE | 8210 | 21 | OCEAN SOLAR, LLC | AC Electric | No | Complete | 2014-11-17 | 2015-02-13 | 2015-02-22 | 2015-02-22
SRP32002 | SREC Solar | CAPRIOTTI |  | 10.455 | 0 | Residential | 1 | HOWELL | 7731 | 17 | RELIABLE POWER SERVICES, INC. | JCP&L | No | QA SELECTED | 2014-11-17 | 2015-05-28
SRP32004 | SREC Solar | DOURANAKIS |  | 19.17 | 0 | Residential | 1 | FAIRFIELD | 7004 | 9 | PRO CUSTOM SOLAR | PSE&G BPU | No | Complete | 2014-11-17 | 2014-12-31 | 2015-01-28 | 2015-01-28
SRP32005 | SREC Solar | CORSELLO |  | 13 | 0 | Residential | 1 | LIVINGSTON | 7039 | 9 | PRO CUSTOM SOLAR | PSE&G BPU | No | Complete | 2014-11-17 | 2014-12-30 | 2015-02-26 | 2015-02-26
SRP32014 | SREC Solar | DEFRANCISCO |  | 9.945 | 0 | Residential | 1 | BELLMAWR | 8031 | 14 | SOLARCITY CORPORATION | PSE&G BPU | No | Complete | 2014-11-17 | 2014-12-30 | 2015-01-15 | 2015-01-15
SRP32016 | SREC Solar | DOBSON | INTL FLAVORS AND FRAGRANCES, INC | 851.19 | 0 | Commercial | 1 | HAZLET | 7730 | 17 | GEOPEAK ENERGY LLC | JCP&L | No | Complete | 2014-11-17 | 2015-02-16 | 2015-03-27 | 2015-03-27
SRP32018 | SREC Solar | MORGANTI |  | 11.75 | 0 | Residential | 1 | CEDAR BROOK | 8018 | 14 | SUN UP ZERO DOWN | AC Electric | No | Complete | 2014-11-17 | 2015-02-13 | 2015-02-26 | 2015-02-26
SRP32022 | SREC Solar | NELSON |  | 7.98 | 0 | Residential | 1 | DEPTFORD | 8096 | 15 | ROOF DIAGNOSTICS INC | PSE&G BPU | No | Complete | 2014-11-17 | 2015-05-14 | 2015-05-26 | 2015-05-26
SRP32023 | SREC Solar | DEVITO |  | 5.235 | 0 | Residential | 1 | FORKED RIVER | 8731 | 18 | ROOF DIAGNOSTICS INC | JCP&L | No | Complete | 2014-11-17 | 2015-02-10 | 2015-02-13 | 2015-02-13
SRP32024 | SREC Solar | LONG |  | 16.32 | 0 | Residential | 1 | WOODSTOWN | 8098 | 16 | SOLARCITY CORPORATION | AC Electric | No | Complete | 2014-11-17 | 2015-04-30 | 2015-05-13 | 2015-05-13
SRP32029 | SREC Solar | OVERTON |  | 7.5 | 0 | Residential | 1 | WEST DEPTFORD | 8098 | 16 | SOLARCITY CORPORATION | PSE&G BPU | No | Complete | 2014-11-17 | 2014-12-26 | 2015-02-02 | 2015-02-02
SRP32030 | SREC Solar | ABDELAZIZ |  | 6.49 | 0 | Residential | 1 | HOWELL | 7731 | 17 | ROOF DIAGNOSTICS INC | JCP&L | No | Complete | 2014-11-17 | 2015-03-04 | 2015-04-09 | 2015-04-09
SRP32031 | SREC Solar | NAWN |  | 16.17 | 0 | Residential | 0 | SKILLMAN | 8558 | 5 | SUN 101 LLC | PSE&G BPU | No | Complete | 2014-11-17 | 2015-03-25 | 2015-04-06 | 2015-04-06
SRP32033 | SREC Solar | NAWN |  | 76.44 | 0 | Residential | 0 | SKILLMAN | 8558 | 5 | SUN 101 LLC | PSE&G BPU | No | Complete | 2014-11-17 | 2015-03-25 | 2015-05-18 | 2015-05-18
SRP32035 | SREC Solar | HEMPLE |  | 9 | 0 | Residential | 1 | BRIDGETON | 8302 | 20 | SUN UP ZERO DOWN | AC Electric | No | Complete | 2014-11-17 | 2015-02-18 | 2015-02-27 | 2015-02-27
SRP32049 | SREC Solar | PATEL |  | 3.49 | 0 | Residential | 1 | NORTH BERGEN | 7047 | 8 | ROOF DIAGNOSTICS INC | PSE&G BPU | No | Complete | 2014-11-17 | 2015-04-08 | 2015-04-20 | 2015-04-20
SRP32051 | SREC Solar | DUGGAN |  | 5.49 | 0 | Residential | 1 | FLEMINGTON | 8822 | 4 | ROOF DIAGNOSTICS INC | JCP&L | No | Complete | 2014-11-17 | 2015-04-08 | 2015-04-20 | 2015-04-20
SRP32052 | SREC Solar | REMITE |  | 6.725 | 0 | Residential | 1 | FORKED RIVER | 8731 | 18 | ROOF DIAGNOSTICS INC | JCP&L | No | Complete | 2014-11-17 | 2015-03-03 | 2015-03-18 | 2015-03-18
SRP32056 | SREC Solar | BENDER |  | 6.12 | 0 | Residential | 1 | SEWELL | 8080 | 15 | TRINITY HEATING AND AIR | AC Electric | No | QA SELECTED | 2014-11-17 | 2015-05-22
SRP32061 | SREC Solar | LEOTSAKAS |  | 8 | 0 | Residential | 1 | TOMS RIVER | 8757 | 18 | SOLARCITY CORPORATION | JCP&L | No | Complete | 2014-11-17 | 2015-02-17 | 2015-02-22 | 2015-02-22
SRP32062 | SREC Solar | MARX |  | 11 | 0 | Residential | 1 | MANCHESTER | 8757 | 18 | TRINITY HEATING AND AIR | JCP&L | No | Complete | 2014-11-17 | 2015-01-28 | 2015-02-04 | 2015-02-04
SRP32063 | SREC Solar | HYNSON |  | 5.5 | 0 | Residential | 1 | HOPATCONG | 7843 | 1 | TRINITY HEATING AND AIR | JCP&L | No | Complete | 2014-11-17 | 2014-12-16 | 2015-02-06 | 2015-02-06
SRP32064 | SREC Solar | LYNN |  | 5.67 | 0 | Residential | 1 | TRENTON | 8610 | 12 | TRINITY HEATING AND AIR | PSE&G BPU | No | Complete | 2014-11-17 | 2014-12-12 | 2014-12-26 | 2014-12-26
SRP32068 | SREC Solar | MARTINE |  | 6.25 | 0 | Residential | 1 | ENGLISHTOWN | 7726 | 17 | SOLARCITY CORPORATION | JCP&L | No | Complete | 2014-11-17 | 2015-03-23 | 2015-03-30 | 2015-03-30
SRP32069 | SREC Solar | SCHEDDIN |  | 7.65 | 0 | Residential | 1 | JACKSON | 8527 | 18 | SOLARCITY CORPORATION | JCP&L | No | Complete | 2014-11-17 | 2015-04-08 | 2015-04-22 | 2015-04-22
SRP32071 | SREC Solar | GABELL |  | 7.14 | 0 | Residential | 1 | KEANSBURG | 7734 | 17 | VIVINT SOLAR | JCP&L | No | Complete | 2014-11-17 | 2015-04-09 | 2015-04-21 | 2015-04-21
SRP32072 | SREC Solar | MASTRODONATO |  | 5.25 | 0 | Residential | 1 | MAPLEWOOD | 7040 | 9 | ASTRUM SOLAR, LLC | PSE&G BPU | No | Complete | 2014-11-17 | 2014-12-02 | 2015-02-06 | 2015-02-06
SRP32080 | SREC Solar | ANDERSON |  | 3.49 | 0 | Residential | 1 | LONG BRANCH | 7740 | 17 | ROOF DIAGNOSTICS INC | JCP&L | No | Complete | 2014-11-17 | 2015-02-10 | 2015-02-13 | 2015-02-13
SRP32084 | SREC Solar | HUMMELL |  | 5.98 | 0 | Residential | 1 | MAYS LANDING | 8330 | 19 | ROOF DIAGNOSTICS INC | AC Electric | No | QA SELECTED | 2014-11-17 | 2015-03-13
SRP32085 | SREC Solar | MISK |  | 14.25 | 0 | Residential | 1 | ENGLEWOOD CLIFFS BOR | 7632 | 7 | SOLARCITY CORPORATION | PSE&G BPU | No | Complete | 2014-11-17 | 2015-04-30 | 2015-05-12 | 2015-05-12
SRP32087 | SREC Solar | DEANS |  | 8.25 | 0 | Residential | 1 | MILLVILLE | 8332 | 20 | SOLARCITY CORPORATION | AC Electric | No | Complete | 2014-11-17 | 2015-02-06 | 2015-02-12 | 2015-02-12
SRP32093 | SREC Solar | VILLA |  | 9.45 | 0 | Residential | 1 | WARREN | 8812 | 11 | ROOF DIAGNOSTICS INC | PSE&G BPU | No | Complete | 2014-11-17 | 2015-02-10 | 2015-02-12 | 2015-02-12
SRP32103 | SREC Solar | HORTER |  | 5.61 | 0 | Residential | 1 | EGG HARBOR TOWNSHIP | 8234 | 19 | ALLSEASON CONSTRUCTION | AC Electric | No | Complete | 2014-11-17 | 2015-04-15 | 2015-04-23 | 2015-04-23
SRP32104 | SREC Solar | YULA |  | 9.18 | 0 | Residential | 1 | SICKLERVILLE | 8081 | 14 | ALLSEASON CONSTRUCTION | AC Electric | No | QC Selected | 2014-11-17 | 2015-04-24
SRP32106 | SREC Solar | SCOTTO |  | 5.1 | 0 | Residential | 1 | HAZLET | 7730 | 17 | RELIABLE POWER SERVICES, INC. | JCP&L | No | QA SELECTED | 2014-11-17 | 2015-05-15
SRP32107 | SREC Solar | DEIBERT |  | 12.099 | 0 | Residential | 1 | SMITHVILLE | 8205 | 19 | GEOSCAPE SOLAR | AC Electric | No | Complete | 2014-11-17 | 2015-04-03 | 2015-04-29 | 2015-04-29
SRP32108 | SREC Solar | EVERLINE |  | 17.5 | 0 | Residential | 1 | BRIDGETON | 8302 | 20 | RCL ENTERPRISES INC. | AC Electric | No | QA SELECTED | 2014-11-17 | 2015-05-07
SRP32109 | SREC Solar | HADRABA |  | 6.12 | 0 | Residential | 1 | WOODBURY HEIGHTS | 8097 | 15 | RCL ENTERPRISES INC. | PSE&G BPU | No | Complete | 2014-11-17 | 2015-04-23 | 2015-05-08 | 2015-05-08
SRP32110 | SREC Solar | HYMER |  | 6.12 | 0 | Residential | 1 | POLE TAVERN | 8318 | 16 | RCL ENTERPRISES INC. | AC Electric | No | Complete | 2014-11-17 | 2015-04-15 | 2015-04-27 | 2015-04-27
SRP32111 | SREC Solar | YALE |  | 8.925 | 0 | Residential | 1 | MANCHESTER | 8759 | 18 | NJR HOME SERVICES | JCP&L | No | Complete | 2014-11-17 | 2015-02-27 | 2015-03-16 | 2015-03-16
SRP32113 | SREC Solar | HOLM |  | 10.26 | 0 | Residential | 0 | MULLICA HILL | 8062 | 15 | KAITANNA SOLAR, LLC | AC Electric | No | QA SELECTED | 2014-11-17 | 2015-05-29
SRP32119 | SREC Solar | VALLIANOS |  | 10.464 | 0 | Residential | 0 | CHERRY HILL | 8033 | 14 | GEOPEAK ENERGY LLC | PSE&G BPU | No | Complete | 2014-11-17 | 2015-01-15 | 2015-01-26 | 2015-01-26
SRP32120 | SREC Solar | LEGENSKI |  | 5.865 | 0 | Residential | 1 | GLOUCESTER TWP | 8029 | 14 | SOLARCITY CORPORATION | PSE&G BPU | No | Complete | 2014-11-17 | 2014-12-30 | 2015-01-15 | 2015-01-15
SRP32123 | SREC Solar | RAPHAEL |  | 5.865 | 0 | Residential | 1 | ABSECON HIGHLANDS | 8201 | 19 | SOLARCITY CORPORATION | AC Electric | No | Complete | 2014-11-17 | 2015-02-05 | 2015-02-24 | 2015-02-24
SRP32124 | SREC Solar | MAZZOLA |  | 6.63 | 0 | Residential | 1 | ABSECON | 8201 | 19 | SOLARCITY CORPORATION | AC Electric | No | QA SELECTED | 2014-11-17 | 2015-03-13
SRP32127 | SREC Solar | MAIBACH |  | 16.575 | 0 | Residential | 1 | JACKSON | 8527 | 18 | TRINITY HEATING AND AIR | JCP&L | No | Complete | 2014-11-17 | 2015-01-07 | 2015-01-21 | 2015-01-21
SRP32130 | SREC Solar | CROTTY |  | 11.96 | 0 | Residential | 0 | MT LAUREL | 8054 | 13 | POWER OVERHAUL, LLC | PSE&G BPU | No | Complete | 2014-11-17 | 2015-04-09 | 2015-04-21 | 2015-04-21
SRP32131 | SREC Solar | BUCKLEY |  | 4.845 | 0 | Residential | 1 | EWING | 8618 | 12 | TRINITY HEATING AND AIR | PSE&G BPU | No | Complete | 2014-11-17 | 2015-01-13 | 2015-01-26 | 2015-01-26
SRP32135 | SREC Solar | LAWRENCE |  | 7.905 | 0 | Residential | 1 | BARNEGAT | 8005 | 18 | NJR HOME SERVICES | AC Electric | No | Complete | 2014-11-17 | 2015-03-20 | 2015-03-31 | 2015-03-31
SRP32136 | SREC Solar | RISDON |  | 4.59 | 0 | Residential | 1 | MILLVILLE | 8332 | 20 | SEA BRIGHT SOLAR, LLC | AC Electric | No | QA SELECTED | 2014-11-17 | 2015-05-06
SRP32137 | SREC Solar | TOOKMANIAN |  | 9.315 | 0 | Residential | 0 | BUDD LAKE | 7828 | 3 | GEORGE J KELLER & SONS | JCP&L | No | Complete | 2014-11-17 | 2015-01-28 | 2015-02-07 | 2015-02-07
SRP32139 | SREC Solar | ACOSTA-MARTINEZ |  | 3.06 | 0 | Residential | 1 | PENNSAUKEN | 8110 | 14 | SOLARCITY CORPORATION | PSE&G BPU | No | Complete | 2014-11-24 | 2014-12-26 | 2015-02-02 | 2015-02-02
SRP32140 | SREC Solar | GREHL |  | 6.885 | 0 | Residential | 1 | CHERRY HILL | 8003 | 14 | SOLARCITY CORPORATION | PSE&G BPU | No | Complete | 2014-11-24 | 2015-04-02 | 2015-04-13 | 2015-04-13
SRP32141 | SREC Solar | PAK |  | 11.772 | 0 | Residential | 0 | TITUSVILLE | 8560 | 12 | GEOPEAK ENERGY LLC | PSE&G BPU | No | QA SELECTED | 2014-11-24 | 2015-05-27
SRP32143 | SREC Solar | CROWN |  | 6.375 | 0 | Residential | 0 | PILESGROVE | 8098 | 16 | RCL ENTERPRISES INC. | AC Electric | No | Complete | 2014-11-24 | 2015-03-12 | 2015-03-25 | 2015-03-25
SRP32146 | SREC Solar | CAPRITTI |  | 6.885 | 0 | Residential | 1 | COLUMBUS | 8022 | 13 | SOLARCITY CORPORATION | PSE&G BPU | No | Complete | 2014-11-24 | 2014-12-26 | 2015-02-02 | 2015-02-02
SRP32148 | SREC Solar | GOLDBERG |  | 4.5 | 0 | Residential | 1 | VENTNOR | 8406 | 19 | GREEN ENERGY CONSTRUCTION AND CONSULTING | AC Electric | No | Install Complete | 2014-11-24 | 2015-04-28
SRP32151 | SREC Solar | SEAMAN |  | 13 | 0 | Residential | 1 | MANSFIELD TWP | 8022 | 13 | SOLARCITY CORPORATION | AC Electric | No | Complete | 2014-11-24 | 2015-01-28 | 2015-02-04 | 2015-02-04
SRP32152 | SREC Solar | GONZALEZ |  | 9.69 | 0 | Residential | 1 | AVENEL | 7001 | 11 | VIVINT SOLAR | PSE&G BPU | No | Complete | 2014-11-24 | 2015-02-17 | 2015-02-22 | 2015-02-22
SRP32153 | SREC Solar | CHOWDHURY |  | 6.375 | 0 | Residential | 1 | TOTOWA | 7512 | 6 | VIVINT SOLAR | PSE&G BPU | No | Complete | 2014-11-24 | 2015-02-27 | 2015-03-12 | 2015-03-12
SRP32154 | SREC Solar | CARPENITO |  | 6.63 | 0 | Residential | 1 | SPOTSWOOD | 8884 | 11 | VIVINT SOLAR | JCP&L | No | Complete | 2014-11-24 | 2015-04-30 | 2015-05-12 | 2015-05-12
SRP32155 | SREC Solar | CASSABRIA |  | 5.61 | 0 | Residential | 1 | GLOUCESTER TWP | 8012 | 14 | SOLARCITY CORPORATION | PSE&G BPU | No | Complete | 2014-11-24 | 2015-05-06 | 2015-05-20 | 2015-05-20
SRP32156 | SREC Solar | ANDERSON |  | 5.355 | 0 | Residential | 1 | WILINGBORO | 8046 | 13 | VIVINT SOLAR | PSE&G BPU | No | Complete | 2014-11-24 | 2015-04-02 | 2015-04-07 | 2015-04-07
SRP32157 | SREC Solar | PERKINS |  | 8.25 | 0 | Residential | 1 | VINELAND | 8360 | 20 | RCL ENTERPRISES INC. | AC Electric | No | QA SELECTED | 2014-11-24 | 2015-05-20
SRP32163 | SREC Solar | RIVERA |  | 7.395 | 0 | Residential | 1 | WILLINGBORO | 8046 | 13 | VIVINT SOLAR | PSE&G BPU | No | Complete | 2014-11-24 | 2015-03-12 | 2015-03-25 | 2015-03-25
SRP32165 | SREC Solar | BRIGGS |  | 9.945 | 0 | Residential | 1 | WESTAMPTON | 8060 | 13 | VIVINT SOLAR | PSE&G BPU | No | Complete | 2014-11-24 | 2015-02-07 | 2015-02-12 | 2015-02-12
SRP32166 | SREC Solar | ARROYO |  | 6.375 | 0 | Residential | 1 | WESTAMPTON | 8060 | 13 | VIVINT SOLAR | PSE&G BPU | No | Complete | 2014-11-24 | 2015-04-22 | 2015-04-30 | 2015-04-30
SRP32172 | SREC Solar | PURNELL |  | 4.08 | 0 | Residential | 1 | WILLINGBORO | 8046 | 13 | VIVINT SOLAR | PSE&G BPU | No | Complete | 2014-11-24 | 2015-03-19 | 2015-03-30 | 2015-03-30
SRP32174 | SREC Solar | MCARTHUR |  | 4.08 | 0 | Residential | 1 | KEANSBURG | 7734 | 17 | VIVINT SOLAR | JCP&L | No | Complete | 2014-11-24 | 2015-04-02 | 2015-05-14 | 2015-05-14
SRP32177 | SREC Solar | LINDEBORN |  | 6.36 | 0 | Residential | 0 | WENONAH | 8090 | 15 | GREEN CITIES ENERGY LLC | PSE&G BPU | No | Complete | 2014-11-24 | 2015-02-05 | 2015-02-07 | 2015-02-07
SRP32178 | SREC Solar | CROFT |  | 6 | 0 | Residential | 1 | CINNAMINSON | 8077 | 13 | SOLARCITY CORPORATION | PSE&G BPU | No | Complete | 2014-11-24 | 2015-02-07 | 2015-02-12 | 2015-02-12
SRP32180 | SREC Solar | MARTINEZ |  | 7.905 | 0 | Residential | 1 | BLACKWOOD | 8012 | 14 | VIVINT SOLAR | PSE&G BPU | No | Complete | 2014-11-24 | 2015-04-22 | 2015-04-30 | 2015-04-30
SRP32184 | SREC Solar | RUFFIN |  | 6 | 0 | Residential | 1 | SICKLERVILLE | 8081 | 14 | SUN UP ZERO DOWN | AC Electric | No | Complete | 2014-11-24 | 2015-05-08 | 2015-05-18 | 2015-05-18
SRP32185 | SREC Solar | ZARENKIEWICZ |  | 9.52 | 0 | Residential | 0 | BRIDGEWATER | 8807 | 5 | GEORGE J KELLER & SONS | PSE&G BPU | No | Complete | 2014-11-24 | 2015-02-19 | 2015-02-26 | 2015-02-26
SRP32186 | SREC Solar | HASEK | TARGET CORPORATION - STORE T1224 | 687.47 | 0 | Commercial | 0 | BRIDGEWATER | 8807 | 5 | ENTER SOLAR LLC | PSE&G BPU | No | Complete | 2014-11-24 | 2015-02-10 | 2015-02-24 | 2015-02-24
SRP32187 | SREC Solar | HASEK | TARGET CORPORATION -STORE T1155 | 544.425 | 0 | Commercial | 0 | WATCHUNG | 7069 | 5 | ENTER SOLAR LLC | PSE&G BPU | No | Complete | 2014-11-24 | 2015-02-10 | 2015-02-24 | 2015-02-24
SRP32195 | SREC Solar | CHARLESTON |  | 6.12 | 0 | Residential | 1 | SOMERSET | 8873 | 5 | TRINITY HEATING AND AIR | PSE&G BPU | No | Complete | 2014-11-24 | 2015-03-19 | 2015-04-01 | 2015-04-01
SRP32196 | SREC Solar | NAPOLITANO |  | 4.59 | 0 | Residential | 1 | TOMS RIVER | 8755 | 18 | TRINITY HEATING AND AIR | JCP&L | No | Complete | 2014-11-24 | 2015-01-07 | 2015-01-21 | 2015-01-21
SRP32198 | SREC Solar | SMYTH |  | 10.725 | 0 | Residential | 1 | TUCKERTON | 8087 | 18 | TRINITY HEATING AND AIR | AC Electric | No | QA SELECTED | 2014-11-24 | 2015-02-12
SRP32199 | SREC Solar | PALUMBO |  | 12.65 | 0 | Residential | 1 | SOUTHAMPTON | 8088 | 13 | TRINITY HEATING AND AIR | PSE&G BPU | No | Complete | 2014-11-24 | 2015-03-06 | 2015-04-09 | 2015-04-09
SRP32202 | SREC Solar | SANISLO |  | 6.63 | 0 | Residential | 1 | BEACHWOOD | 8722 | 18 | RELIABLE POWER SERVICES, INC. | JCP&L | No | QA SELECTED | 2014-11-24 | 2015-05-15
SRP32203 | SREC Solar | HORSEY |  | 7.49 | 0 | Residential | 1 | PHILLIPSBURG | 8865 | 2 | ROOF DIAGNOSTICS INC | JCP&L | No | Complete | 2014-11-24 | 2015-04-22 | 2015-05-08 | 2015-05-08
SRP32208 | SREC Solar | SINGH |  | 4.745 | 0 | Residential | 1 | BURLINGTON | 8016 | 13 | ROOF DIAGNOSTICS INC | PSE&G BPU | No | Complete | 2014-11-24 | 2015-04-02 | 2015-04-13 | 2015-04-13
SRP32213 | SREC Solar | MACLEOD |  | 12.96 | 0 | Residential | 1 | HOWELL | 7731 | 17 | TRINITY HEATING AND AIR | JCP&L | No | Complete | 2014-11-24 | 2015-05-14 | 2015-05-22 | 2015-05-22
SRP32214 | SREC Solar | MANZANO |  | 13.26 | 0 | Residential | 1 | JACKSON | 8527 | 18 | TRINITY HEATING AND AIR | JCP&L | No | Complete | 2014-11-24 | 2015-03-18 | 2015-03-27 | 2015-03-27
SRP32217 | SREC Solar | CASINO |  | 5.25 | 0 | Residential | 1 | SOUTH AMBOY | 8879 | 11 | SOLARCITY CORPORATION | JCP&L | No | Complete | 2014-11-24 | 2015-03-19 | 2015-04-01 | 2015-04-01
SRP32218 | SREC Solar | MADRID |  | 4.08 | 0 | Residential | 1 | SOMERDALE | 8083 | 14 | SOLARCITY CORPORATION | PSE&G BPU | No | QA SELECTED | 2014-11-24 | 2015-05-14
SRP32219 | SREC Solar | GARNER |  | 3.51 | 0 | Residential | 1 | FARMINGDALE | 7727 | 17 | NEW JERSEY CLEAN ENERGY SOLUTIONS | JCP&L | No | Complete | 2014-11-24 | 2015-04-22 | 2015-05-08 | 2015-05-08
SRP32220 | SREC Solar | SLEPOI |  | 11.22 | 0 | Residential | 0 | MOUNTAINSIDE | 7092 | 10 | TRINITY HEATING AND AIR | JCP&L | No | QA SELECTED | 2014-11-24 | 2015-05-27
SRP32221 | SREC Solar | QUINN |  | 6.6 | 0 | Residential | 1 | HADDON TOWNSHIP | 8108 | 14 | TRINITY HEATING AND AIR | PSE&G BPU | No | Complete | 2014-11-24 | 2015-02-18 | 2015-02-24 | 2015-02-24
SRP32222 | SREC Solar | BEHAN |  | 7.425 | 0 | Residential | 0 | FREEHOLD | 7728 | 17 | TRINITY HEATING AND AIR | JCP&L | No | Complete | 2014-11-24 | 2015-02-04 | 2015-02-09 | 2015-02-09
SRP32223 | SREC Solar | CONNELLY |  | 9.435 | 0 | Residential | 1 | JACKSON | 8527 | 18 | TRINITY HEATING AND AIR | JCP&L | No | Complete | 2014-11-24 | 2015-05-18 | 2015-05-27 | 2015-05-27
SRP32224 | SREC Solar | YOA |  | 8.25 | 0 | Residential | 0 | OCEAN VIEW | 8230 | 21 | TRINITY HEATING AND AIR | AC Electric | No | Complete | 2014-11-24 | 2015-04-03 | 2015-04-29 | 2015-04-29
SRP32225 | SREC Solar | DEFRANCO |  | 8.925 | 0 | Residential | 1 | MONTCLAIR | 7042 | 9 | TRINITY HEATING AND AIR | PSE&G BPU | No | Complete | 2014-11-24 | 2015-02-27 | 2015-04-29 | 2015-04-29
SRP32226 | SREC Solar | BRUNO |  | 6.5 | 0 | Residential | 1 | SOMERS POINT | 8244 | 19 | SUN UP ZERO DOWN | AC Electric | No | Complete | 2014-11-24 | 2015-02-13 | 2015-03-18 | 2015-03-18
SRP32233 | SREC Solar | JACOB |  | 7.14 | 0 | Residential | 1 | UNION BEACH | 7735 | 17 | TRINITY HEATING AND AIR | JCP&L | No | QA SELECTED | 2014-11-24 | 2015-05-22
SRP32234 | SREC Solar | TRUEBA |  | 6.63 | 0 | Residential | 1 | LANOKA HARBOR | 8734 | 18 | TRINITY HEATING AND AIR | JCP&L | No | Complete | 2014-11-24 | 2015-04-17 | 2015-04-27 | 2015-04-27
SRP32236 | SREC Solar | CAVALLO |  | 10.26 | 0 | Residential | 0 | MANALAPAN | 7726 | 17 | TRINITY HEATING AND AIR | JCP&L | No | Complete | 2014-11-24 | 2015-02-17 | 2015-02-22 | 2015-02-22
SRP32237 | SREC Solar | HEMPHILL |  | 11.985 | 0 | Residential | 0 | EDGEWATER PARK | 8010 | 13 | TRINITY HEATING AND AIR | PSE&G BPU | No | Complete | 2014-11-24 | 2015-02-04 | 2015-03-09 | 2015-03-09
SRP32238 | SREC Solar | STEMETZKI |  | 7.65 | 0 | Residential | 0 | WALL | 7719 | 17 | TRINITY HEATING AND AIR | JCP&L | No | Complete | 2014-11-24 | 2015-05-07 | 2015-05-19 | 2015-05-19
SRP32239 | SREC Solar | WILSON |  | 5.1 | 0 | Residential | 1 | TINTON FALLS | 7724 | 17 | TRINITY HEATING AND AIR | JCP&L | No | Complete | 2014-11-24 | 2015-02-12 | 2015-02-16 | 2015-02-16
SRP32240 | SREC Solar | BUNSEY |  | 3.57 | 0 | Residential | 1 | BEACH HAVEN | 8008 | 18 | TRINITY HEATING AND AIR | AC Electric | No | Complete | 2014-11-24 | 2015-04-02 | 2015-04-13 | 2015-04-13
SRP32241 | SREC Solar | COSTA |  | 12.375 | 0 | Residential | 1 | SEAVIEW | 8021 | 14 | TRINITY HEATING AND AIR | AC Electric | No | Complete | 2014-11-24 | 2015-04-02 | 2015-04-13 | 2015-04-13
SRP32242 | SREC Solar | ALICIA |  | 7.65 | 0 | Residential | 1 | JACKSON | 8527 | 18 | TRINITY HEATING AND AIR | JCP&L | No | Complete | 2014-11-24 | 2014-12-31 | 2015-03-17 | 2015-03-17
SRP32243 | SREC Solar | KENNY |  | 7.65 | 0 | Residential | 1 | SOUTH PLAINFIELD | 7080 | 11 | TRINITY HEATING AND AIR | PSE&G BPU | No | Complete | 2014-11-24 | 2015-02-19 | 2015-02-26 | 2015-02-26
SRP32244 | SREC Solar | BETTS |  | 10.14 | 0 | Residential | 1 | JACKSON | 8527 | 18 | TRINITY HEATING AND AIR | JCP&L | No | Complete | 2014-11-24 | 2014-12-19 | 2015-02-02 | 2015-02-02
SRP32245 | SREC Solar | GEFFKEN |  | 3.575 | 0 | Residential | 1 | FARMINGDALE | 7727 | 17 | TRINITY HEATING AND AIR | JCP&L | No | Complete | 2014-11-24 | 2014-12-31 | 2015-01-14 | 2015-01-14
SRP32252 | SREC Solar | GOLDBERG |  | 13.475 | 0 | Residential | 0 | MEDFORD | 8055 | 13 | A CLEAR ALTERNATIVE, INC | AC Electric | No | QC Selected | 2014-11-24 | 2015-04-15
SRP32253 | SREC Solar | HAZELHURST |  | 7.84 | 0 | Residential | 0 | SOMERVILLE | 8876 | 5 | PINNACLE EXTERIORS INC | PSE&G BPU | No | Complete | 2014-11-24 | 2015-02-25 | 2015-03-11 | 2015-03-11
SRP32257 | SREC Solar | HACKER |  | 3.57 | 0 | Residential | 1 | MOUNT LAUREL | 8054 | 13 | TRINITY HEATING AND AIR | PSE&G BPU | No | Complete | 2014-11-24 | 2015-02-17 | 2015-02-22 | 2015-02-22
SRP32258 | SREC Solar | ZAMORA |  | 3.12 | 0 | Residential | 1 | LINDEN | 7036 | 10 | REC SOLAR, INC. | PSE&G BPU | No | Complete | 2014-11-24 | 2015-03-18 | 2015-03-27 | 2015-03-27
SRP32259 | SREC Solar | GREEN |  | 11.44 | 0 | Residential | 1 | BARNEGAT | 8005 | 18 | REC SOLAR, INC. | JCP&L | No | Complete | 2014-11-24 | 2015-03-30 | 2015-04-10 | 2015-04-10
SRP32263 | SREC Solar | MILSOM |  | 9.625 | 0 | Residential | 1 | PENNINGTON | 8534 | 12 | TRINITY HEATING AND AIR | PSE&G BPU | No | Complete | 2014-11-24 | 2014-12-23 | 2015-01-15 | 2015-01-15
SRP32265 | SREC Solar | BLAIR |  | 4.49 | 0 | Residential | 1 | BRICK | 8724 | 18 | ROOF DIAGNOSTICS INC | JCP&L | No | Complete | 2014-11-24 | 2015-04-08 | 2015-04-16 | 2015-04-16
SRP32268 | SREC Solar | CRYER |  | 6.725 | 0 | Residential | 1 | MT. LAUREL | 8054 | 13 | ROOF DIAGNOSTICS INC | PSE&G BPU | No | Complete | 2014-11-24 | 2015-04-22 | 2015-05-01 | 2015-05-01
SRP32269 | SREC Solar | REED |  | 6.325 | 0 | Residential | 1 | JACKSON | 8527 | 18 | TRINITY HEATING AND AIR | JCP&L | No | Complete | 2014-11-24 | 2015-01-28 | 2015-02-04 | 2015-02-04
SRP32271 | SREC Solar | HACKER |  | 10.2 | 0 | Residential | 1 | MOUNT LAUREL | 8054 | 13 | TRINITY HEATING AND AIR | PSE&G BPU | No | Complete | 2014-11-24 | 2015-02-17 | 2015-04-10 | 2015-04-10
SRP32272 | SREC Solar | HOUGHTON |  | 7.14 | 0 | Residential | 1 | BRICK | 8724 | 18 | TRINITY HEATING AND AIR | JCP&L | No | Complete | 2014-11-24 | 2015-04-08 | 2015-04-21 | 2015-04-21
SRP32273 | SREC Solar | NOVAK |  | 11.985 | 0 | Residential | 1 | MARLTON | 8053 | 13 | TRINITY HEATING AND AIR | PSE&G BPU | No | Complete | 2014-11-24 | 2015-01-28 | 2015-02-04 | 2015-02-04
SRP32274 | SREC Solar | RAFTOR |  | 10.455 | 0 | Residential | 1 | JACKSON | 8527 | 18 | TRINITY HEATING AND AIR | JCP&L | No | Complete | 2014-11-24 | 2015-02-13 | 2015-02-22 | 2015-02-22
SRP32276 | SREC Solar | KOKOLUS |  | 11.825 | 0 | Residential | 1 | JACKSON | 8527 | 18 | TRINITY HEATING AND AIR | JCP&L | No | Complete | 2014-11-24 | 2015-01-22 | 2015-01-30 | 2015-01-30
SRP32278 | SREC Solar | AKSAN |  | 11.73 | 0 | Residential | 1 | JACKSON | 8527 | 18 | TRINITY HEATING AND AIR | JCP&L | No | Complete | 2014-11-24 | 2015-02-24 | 2015-02-27 | 2015-02-27
SRP32279 | SREC Solar | WHALEN JR |  | 11.73 | 0 | Residential | 1 | JACKSON | 8527 | 18 | TRINITY HEATING AND AIR | JCP&L | No | Complete | 2014-11-24 | 2015-02-07 | 2015-02-12 | 2015-02-12
SRP32280 | SREC Solar | BARRERES |  | 8.67 | 0 | Residential | 1 | TOMS RIVER | 8753 | 18 | TRINITY HEATING AND AIR | JCP&L | No | Complete | 2014-11-24 | 2014-12-26 | 2015-02-02 | 2015-02-02
SRP32284 | SREC Solar | SHINN |  | 3.06 | 0 | Residential | 1 | TOMS RIVER | 8757 | 18 | TRINITY HEATING AND AIR | JCP&L | No | Complete | 2014-11-24 | 2015-01-28 | 2015-02-04 | 2015-02-04
SRP32288 | SREC Solar | SHAROFSKY |  | 6.885 | 0 | Residential | 1 | CHERRY HILL | 8003 | 14 | SOLARCITY CORPORATION | PSE&G BPU | No | Complete | 2014-11-24 | 2015-02-07 | 2015-03-17 | 2015-03-17
SRP32289 | SREC Solar | CIURCZAK |  | 7.65 | 0 | Residential | 1 | TOMS RIVER | 8753 | 18 | NJR HOME SERVICES | JCP&L | No | Complete | 2014-11-24 | 2015-02-10 | 2015-02-13 | 2015-02-13
SRP32290 | SREC Solar | WEST |  | 12.495 | 0 | Residential | 1 | SOUTH TOMS RIVER | 8757 | 18 | NJR HOME SERVICES | JCP&L | No | Complete | 2014-11-24 | 2015-01-07 | 2015-01-21 | 2015-01-21
SRP32291 | SREC Solar | LEMANSKI |  | 6.63 | 0 | Residential | 1 | BARNEGAT | 8005 | 18 | NJR HOME SERVICES | JCP&L | No | Complete | 2014-11-24 | 2014-12-31 | 2015-01-20 | 2015-01-20
SRP32293 | SREC Solar | MENDES |  | 9.69 | 0 | Residential | 1 | BRICK | 8723 | 18 | NJR HOME SERVICES | JCP&L | No | Complete | 2014-11-24 | 2015-03-24 | 2015-04-02 | 2015-04-02
SRP32294 | SREC Solar | DAWSEY |  | 5.98 | 0 | Residential | 1 | NORTH PLAINFIELD | 7063 | 10 | ROOF DIAGNOSTICS INC | PSE&G BPU | No | Complete | 2014-11-24 | 2015-03-04 | 2015-03-18 | 2015-03-18
SRP32295 | SREC Solar | IAMONTE |  | 6.12 | 0 | Residential | 1 | BARNEGAT | 8005 | 18 | NJR HOME SERVICES | JCP&L | No | Complete | 2014-11-24 | 2015-01-30 | 2015-02-05 | 2015-02-05
SRP32296 | SREC Solar | NEVIN |  | 6.235 | 0 | Residential | 1 | CLIFTON | 7012 | 6 | ROOF DIAGNOSTICS INC | PSE&G BPU | No | Complete | 2014-11-24 | 2015-04-02 | 2015-04-13 | 2015-04-13
SRP32297 | SREC Solar | NANDWANA |  | 9.36 | 0 | Residential | 0 | EDISON | 8820 | 11 | EXACT SOLAR | PSE&G BPU | No | Complete | 2014-11-24 | 2015-04-03 | 2015-04-15 | 2015-04-15
SRP32300 | SREC Solar | HEAD |  | 4.98 | 0 | Residential | 1 | HAMILTON | 8690 | 12 | ROOF DIAGNOSTICS INC | PSE&G BPU | No | Complete | 2014-11-24 | 2015-04-02 | 2015-04-23 | 2015-04-23
SRP32301 | SREC Solar | MORITZ |  | 9.18 | 0 | Residential | 1 | TUCKERTON | 8087 | 18 | NJR HOME SERVICES | AC Electric | No | Complete | 2014-11-24 | 2015-04-29 | 2015-05-12 | 2015-05-12
SRP32303 | SREC Solar | MCALISTER |  | 7.65 | 0 | Residential | 1 | BARNEGAT | 8005 | 18 | NJR HOME SERVICES | JCP&L | No | Complete | 2014-11-24 | 2015-02-10 | 2015-02-13 | 2015-02-13
SRP32306 | SREC Solar | ALLEN |  | 5.355 | 0 | Residential | 1 | RAHWAY | 7065 | 10 | ROOF DIAGNOSTICS INC | PSE&G BPU | No | Complete | 2014-11-24 | 2015-03-24 | 2015-04-02 | 2015-04-02
SRP32313 | SREC Solar | MCCORMICK |  | 7.905 | 0 | Residential | 1 | JACKSON | 8527 | 18 | TRINITY HEATING AND AIR | JCP&L | No | Complete | 2014-11-24 | 2015-03-12 | 2015-03-25 | 2015-03-25
SRP32314 | SREC Solar | RUSSELL |  | 7.395 | 0 | Residential | 1 | BAYVILLE | 8721 | 18 | NJR HOME SERVICES | JCP&L | No | Complete | 2014-11-24 | 2015-03-10 | 2015-04-15 | 2015-04-15
SRP32315 | SREC Solar | KOLETIS |  | 22.185 | 0 | Residential | 1 | JACKSON | 8527 | 18 | TRINITY HEATING AND AIR | JCP&L | No | Complete | 2014-11-24 | 2015-01-07 | 2015-01-21 | 2015-01-21
SRP32318 | SREC Solar | ALBANESE |  | 8.98 | 0 | Residential | 1 | MONTAGUE | 7827 | 1 | ROOF DIAGNOSTICS INC | JCP&L | No | Complete | 2014-11-24 | 2015-04-08 | 2015-04-16 | 2015-04-16
SRP32319 | SREC Solar | MAHARAJ |  | 5.75 | 0 | Residential | 1 | CARTERET | 7008 | 11 | ONFORCE SOLAR | PSE&G BPU | No | Complete | 2014-11-24 | 2015-02-22 | 2015-02-25 | 2015-02-25
SRP32321 | SREC Solar | BELVIN |  | 6.63 | 0 | Residential | 1 | TOMS RIVER | 8757 | 18 | TRINITY HEATING AND AIR | JCP&L | No | Complete | 2014-11-24 | 2015-01-22 | 2015-01-28 | 2015-01-28
SRP32323 | SREC Solar | DEGRIGOLI |  | 7.7 | 0 | Residential | 1 | TOMS RIVER | 8755 | 18 | TRINITY HEATING AND AIR | JCP&L | No | Complete | 2014-11-24 | 2015-02-17 | 2015-02-22 | 2015-02-22
SRP32327 | SREC Solar | FETLOW |  | 8.16 | 0 | Residential | 1 | PENNSAUKEN | 8109 | 14 | SOLARCITY CORPORATION | PSE&G BPU | No | Complete | 2014-11-24 | 2015-02-07 | 2015-02-12 | 2015-02-12
SRP32333 | SREC Solar | KADER |  | 8.235 | 0 | Residential | 1 | KENDALL PARK | 8824 | 11 | ROOF DIAGNOSTICS INC | PSE&G BPU | No | Complete | 2014-11-24 | 2015-04-02 | 2015-05-14 | 2015-05-14
SRP32338 | SREC Solar | FERREIRA |  | 8.75 | 0 | Residential | 1 | ELIZABETH | 7202 | 10 | SOLARCITY CORPORATION | PSE&G BPU | No | QC Selected | 2014-11-24 | 2015-04-02
SRP32339 | SREC Solar | ANGLEY |  | 6.49 | 0 | Residential | 1 | PISCATAWAY | 8854 | 11 | ROOF DIAGNOSTICS INC | PSE&G BPU | No | Complete | 2014-11-24 | 2015-03-10 | 2015-03-25 | 2015-03-25
SRP32340 | SREC Solar | BARBATO |  | 9.52 | 0 | Residential | 1 | TOTOWA | 7512 | 6 | PRO CUSTOM SOLAR | PSE&G BPU | No | Complete | 2014-11-24 | 2015-01-07 | 2015-01-21 | 2015-01-21
SRP32342 | SREC Solar | SANTANGELO |  | 27 | 0 | Residential | 1 | EAST HANOVER | 7936 | 3 | PRO CUSTOM SOLAR | JCP&L | No | Complete | 2014-11-24 | 2015-02-18 | 2015-02-27 | 2015-02-27
SRP32346 | SREC Solar | DEWATERS |  | 21.675 | 0 | Residential | 0 | JACKSON | 8527 | 18 | TRINITY HEATING AND AIR | JCP&L | No | Complete | 2014-11-24 | 2015-01-08 | 2015-02-10 | 2015-02-10
SRP32347 | SREC Solar | LAMA |  | 12.42 | 0 | Residential | 1 | GLENWOOD | 7418 | 1 | ROOF DIAGNOSTICS INC | JCP&L | No | Complete | 2014-11-24 | 2015-01-23 | 2015-02-04 | 2015-02-04
SRP32352 | SREC Solar | NGUYEN |  | 7.395 | 0 | Residential | 1 | GLOUCESTER | 8030 | 14 | SOLARCITY CORPORATION | PSE&G BPU | No | Complete | 2014-11-24 | 2015-02-12 | 2015-02-16 | 2015-02-16
SRP32355 | SREC Solar | HIRSCH |  | 6.725 | 0 | Residential | 1 | LODI | 7644 | 7 | ROOF DIAGNOSTICS INC | PSE&G BPU | No | Complete | 2014-11-24 | 2015-03-04 | 2015-05-18 | 2015-05-18
SRP32361 | SREC Solar | WALSER |  | 10.455 | 0 | Residential | 1 | VILLAS | 8251 | 21 | ALLSEASON CONSTRUCTION | AC Electric | No | QA SELECTED | 2014-11-24 | 2015-05-14
SRP32363 | SREC Solar | GILLMAN |  | 5.75 | 0 | Residential | 1 | RINGWOOD | 7456 | 6 | SOLARCITY CORPORATION | JCP&L | No | Complete | 2014-11-24 | 2015-02-05 | 2015-02-07 | 2015-02-07
SRP32367 | SREC Solar | WOLVERTON |  | 10.2 | 0 | Residential | 1 | GALLOWAY | 8205 | 19 | ALLSEASON CONSTRUCTION | AC Electric | No | Complete | 2014-11-24 | 2015-04-10 | 2015-04-16 | 2015-04-16
SRP32368 | SREC Solar | SPENCER |  | 5.61 | 0 | Residential | 1 | PLEASANTVILLE | 8232 | 19 | ALLSEASON CONSTRUCTION | AC Electric | No | Complete | 2014-11-24 | 2015-05-14 | 2015-05-26 | 2015-05-26
SRP32370 | SREC Solar | KOHLER |  | 13.25 | 0 | Residential | 1 | LITTLE EGG HARBOR | 8087 | 18 | RCL ENTERPRISES INC. | AC Electric | No | Complete | 2014-11-24 | 2015-05-07 | 2015-05-19 | 2015-05-19
SRP32372 | SREC Solar | SERRANO |  | 9.945 | 0 | Residential | 1 | GREEN CREEK | 8219 | 21 | RCL ENTERPRISES INC. | AC Electric | No | Complete | 2014-11-24 | 2015-05-07 | 2015-05-19 | 2015-05-19
SRP32374 | SREC Solar | DADLANI |  | 11.118 | 0 | Residential | 0 | PRINCETON | 8540 | 12 | GREEN POWER ENERGY LLC | PSE&G BPU | No | Complete | 2014-11-24 | 2015-04-27 | 2015-05-06 | 2015-05-06
SRP32376 | SREC Solar | GOLIEB |  | 8.25 | 0 | Residential | 0 | EAST WINDSOR | 8560 | 12 | SEA BRIGHT SOLAR, LLC | JCP&L | No | Complete | 2014-11-24 | 2014-12-31 | 2015-01-14 | 2015-01-14
SRP32381 | SREC Solar | BEGGS |  | 8.5 | 0 | Residential | 1 | EGG HARBOR | 8234 | 19 | EZNERGY LLC | AC Electric | No | Complete | 2014-11-24 | 2015-05-14 | 2015-05-26 | 2015-05-26
SRP32382 | SREC Solar | BAUMGARTNER |  | 6 | 0 | Residential | 1 | PHILLIPSBURG | 8865 | 2 | EZNERGY LLC | JCP&L | No | Complete | 2014-11-24 | 2015-04-16 | 2015-04-27 | 2015-04-27
SRP32384 | SREC Solar | SCLAFANI |  | 4.98 | 0 | Residential | 1 | TOMS RIVER | 8757 | 18 | ROOF DIAGNOSTICS INC | JCP&L | No | Complete | 2014-11-24 | 2015-03-19 | 2015-04-01 | 2015-04-01
SRP32389 | SREC Solar | LEWICKI |  | 7.98 | 0 | Residential | 1 | LITTLE EGG HARBOR | 8087 | 18 | ROOF DIAGNOSTICS INC | AC Electric | No | QA SELECTED | 2014-11-24 | 2015-05-22
SRP32392 | SREC Solar | CUNNINGHAM |  | 4.335 | 0 | Residential | 1 | WILLINGBORO | 8046 | 13 | VIVINT SOLAR | PSE&G BPU | No | Complete | 2014-11-24 | 2015-02-27 | 2015-03-12 | 2015-03-12
SRP32397 | SREC Solar | SUTTON |  | 16.52 | 0 | Residential | 1 | OAKHURST | 7755 | 17 | PRO CUSTOM SOLAR | JCP&L | No | Complete | 2014-11-24 | 2015-02-12 | 2015-02-16 | 2015-02-16
SRP32399 | SREC Solar | EFIRD |  | 7.425 | 0 | Residential | 1 | WESTAMPTON TWP | 8060 | 13 | TRINITY HEATING AND AIR | PSE&G BPU | No | Complete | 2014-11-24 | 2015-01-13 | 2015-01-26 | 2015-01-26
SRP32400 | SREC Solar | BARBERIO |  | 8.925 | 0 | Residential | 1 | COLUMBUS | 8022 | 13 | ROOF DIAGNOSTICS INC | PSE&G BPU | No | Complete | 2014-11-24 | 2015-04-02 | 2015-04-13 | 2015-04-13
SRP32401 | SREC Solar | TAKAKJY |  | 11.2 | 0 | Residential | 0 | CHERRY HILL | 8002 | 14 | MOORE ENERGY LLC. | PSE&G BPU | No | Complete | 2014-11-24 | 2015-02-25 | 2015-03-11 | 2015-03-11
SRP32406 | SREC Solar | DIMEO |  | 5.865 | 0 | Residential | 1 | FORDS | 8863 | 11 | RELIABLE POWER SERVICES, INC. | PSE&G BPU | No | QA SELECTED | 2014-11-24 | 2015-05-15
SRP32409 | SREC Solar | VERMEAL |  | 4.08 | 0 | Residential | 1 | SOUTH TOMS RIVER | 8757 | 18 | VIVINT SOLAR | JCP&L | No | Complete | 2014-11-24 | 2015-04-30 | 2015-05-12 | 2015-05-12
SRP32410 | SREC Solar | VNENCAK |  | 9.18 | 0 | Residential | 1 | DOVER | 7801 | 3 | VIVINT SOLAR | JCP&L | No | QC Selected | 2014-11-24 | 2015-05-12
SRP32414 | SREC Solar | NARANJO |  | 4.335 | 0 | Residential | 1 | WOODBRIDGE | 7095 | 11 | VIVINT SOLAR | PSE&G BPU | No | Complete | 2014-11-24 | 2015-05-11 | 2015-05-21 | 2015-05-21
SRP32417 | SREC Solar | MOELLER |  | 4.845 | 0 | Residential | 1 | SUCCASUNNA | 7876 | 3 | VIVINT SOLAR | JCP&L | No | Complete | 2014-11-24 | 2015-03-19 | 2015-04-01 | 2015-04-01
SRP32419 | SREC Solar | WOODHULL |  | 5.1 | 0 | Residential | 1 | WOODBRIDGE | 7095 | 11 | VIVINT SOLAR | PSE&G BPU | No | Complete | 2014-11-24 | 2015-02-17 | 2015-02-20 | 2015-02-20
SRP32421 | SREC Solar | BRACHT |  | 2.805 | 0 | Residential | 1 | SOUTH AMBOY | 8879 | 11 | VIVINT SOLAR | JCP&L | No | Complete | 2014-11-24 | 2015-02-03 | 2015-02-05 | 2015-02-05
SRP32431 | SREC Solar | SLAVICEK |  | 8.415 | 0 | Residential | 1 | SOUTH AMBOY | 8879 | 11 | VIVINT SOLAR | JCP&L | No | Complete | 2014-11-24 | 2015-04-02 | 2015-05-14 | 2015-05-14
SRP32432 | SREC Solar | NALBONE |  | 3.5 | 0 | Residential | 1 | CLIFTON CITY | 7011 | 6 | SOLARCITY CORPORATION | PSE&G BPU | No | Complete | 2014-11-24 | 2015-04-28 | 2015-05-08 | 2015-05-08
SRP32440 | SREC Solar | TAALU |  | 7.65 | 0 | Residential | 1 | MANVILLE | 8835 | 5 | VIVINT SOLAR | PSE&G BPU | No | Complete | 2014-11-24 | 2015-03-04 | 2015-04-29 | 2015-04-29
SRP32442 | SREC Solar | THOMPSON |  | 7.65 | 0 | Residential | 1 | BLACKWOOD | 8012 | 14 | VIVINT SOLAR | PSE&G BPU | No | QA SELECTED | 2014-11-24 | 2015-05-20
SRP32445 | SREC Solar | RONDINELLA | ZEKRO ENTERPRISES LLC | 18.2 | 0 | Commercial | 0 | SOMERS POINT | 8244 | 19 | MOORE ENERGY LLC. | AC Electric | No | Complete | 2014-11-24 | 2015-02-20 | 2015-02-26 | 2015-02-26
SRP32446 | SREC Solar | THERIANOS |  | 10.6 | 0 | Residential | 0 | CALIFON | 7830 | 4 | SEA BRIGHT SOLAR, LLC | JCP&L | No | Complete | 2014-11-24 | 2015-01-30 | 2015-03-26 | 2015-03-26
SRP32449 | SREC Solar | GRADY |  | 7.65 | 0 | Residential | 1 | WILLINGBORO | 8046 | 13 | VIVINT SOLAR | PSE&G BPU | No | Complete | 2014-11-24 | 2015-04-02 | 2015-04-09 | 2015-04-09
SRP32450 | SREC Solar | BIELORY |  | 13.26 | 0 | Residential | 1 | LAKEWOOD | 8701 | 18 | NJR HOME SERVICES | JCP&L | No | Complete | 2014-11-24 | 2015-02-10 | 2015-02-13 | 2015-02-13
SRP32451 | SREC Solar | HARE |  | 6.12 | 0 | Residential | 1 | CHERRY HILL | 8034 | 14 | VIVINT SOLAR | PSE&G BPU | No | Complete | 2014-11-24 | 2015-04-22 | 2015-04-30 | 2015-04-30
SRP32452 | SREC Solar | GOLLAPUDI |  | 5.61 | 0 | Residential | 0 | CHESTERFIELD | 8515 | 13 | TRINITY HEATING AND AIR | PSE&G BPU | No | Complete | 2014-11-24 | 2014-12-23 | 2015-01-13 | 2015-01-13
SRP32454 | SREC Solar | FABBIOLI |  | 7.15 | 0 | Residential | 1 | MAPLE SHADE | 8052 | 13 | TRINITY HEATING AND AIR | PSE&G BPU | No | Complete | 2014-11-24 | 2015-03-25 | 2015-04-14 | 2015-04-14
SRP32455 | SREC Solar | HESSLER |  | 3.315 | 0 | Residential | 1 | WILLINGBORO | 8046 | 13 | VIVINT SOLAR | PSE&G BPU | No | Complete | 2014-11-24 | 2015-03-25 | 2015-04-14 | 2015-04-14
SRP32457 | SREC Solar | LOPEZ |  | 8.16 | 0 | Residential | 1 | CHERRY HILL | 8003 | 14 | VIVINT SOLAR | PSE&G BPU | No | QA SELECTED | 2014-11-24 | 2015-05-19
SRP32460 | SREC Solar | BAILEY | HOLLAND TWP BOARD OF ED | 318.6 | 0 | School Public K-12 | 1 | MILFORD | 8848 | 4 | GREEN ELECTRIC SERVICES | JCP&L | No | Complete | 2014-12-01 | 2015-02-16 | 2015-03-04 | 2015-03-04
SRP32462 | SREC Solar | JOHNSON |  | 9.18 | 0 | Residential | 1 | CARNEYS POINT | 8069 | 16 | RCL ENTERPRISES INC. | AC Electric | No | Complete | 2014-12-01 | 2015-04-29 | 2015-05-12 | 2015-05-12
SRP32464 | SREC Solar | GEIGER |  | 7.25 | 0 | Residential | 1 | FLANDERS | 7836 | 3 | GEORGE J KELLER & SONS | JCP&L | No | Complete | 2014-12-01 | 2015-02-17 | 2015-02-22 | 2015-02-22
SRP32466 | SREC Solar | MORRISON |  | 6.325 | 0 | Residential | 0 | MT HOLLY | 8060 | 13 | A CLEAR ALTERNATIVE, INC | PSE&G BPU | No | Complete | 2014-12-01 | 2015-01-28 | 2015-02-04 | 2015-02-04
SRP32467 | SREC Solar | SCHNEIDER |  | 5.5 | 0 | Residential | 1 | JACKSON | 8527 | 18 | SOLARCITY CORPORATION | JCP&L | No | Complete | 2014-12-01 | 2015-02-12 | 2015-02-16 | 2015-02-16
SRP32468 | SREC Solar | DIAZ |  | 4 | 0 | Residential | 0 | NEPTUNE | 7753 | 17 | SOLARCITY CORPORATION | JCP&L | No | Complete | 2014-12-01 | 2015-03-25 | 2015-04-14 | 2015-04-14
SRP32469 | SREC Solar | MATUSOV |  | 9.18 | 0 | Residential | 1 | MARLTON | 8043 | 14 | TRINITY HEATING AND AIR | PSE&G BPU | No | Complete | 2014-12-01 | 2015-02-24 | 2015-03-03 | 2015-03-03
SRP32470 | SREC Solar | SIMON |  | 9 | 0 | Residential | 1 | EHT | 8234 | 19 | SUN UP ZERO DOWN | AC Electric | No | Complete | 2014-12-01 | 2015-05-11 | 2015-05-19 | 2015-05-19
SRP32475 | SREC Solar | SHAH |  | 4 | 0 | Residential | 1 | UNION | 7083 | 10 | SOLARCITY CORPORATION | PSE&G BPU | No | Complete | 2014-12-01 | 2015-03-19 | 2015-04-01 | 2015-04-01
SRP32478 | SREC Solar | SHOTWELL |  | 6.375 | 0 | Residential | 1 | COLUMBIA | 7832 | 2 | SOLARCITY CORPORATION | JCP&L | No | Complete | 2014-12-01 | 2015-02-17 | 2015-02-22 | 2015-02-22
SRP32479 | SREC Solar | GODINHO |  | 6.24 | 0 | Residential | 1 | JACKSON | 8527 | 18 | SOLAR ADVANTAGE, LLC | JCP&L | No | Complete | 2014-12-01 | 2015-04-30 | 2015-05-22 | 2015-05-22
SRP32480 | SREC Solar | SCHMIDT |  | 5.355 | 0 | Residential | 1 | SEA ISLE CITY | 8243 | 21 | SOLARCITY CORPORATION | AC Electric | No | QA SELECTED | 2014-12-01 | 2015-03-25
SRP32481 | SREC Solar | WERNER |  | 8.5 | 0 | Residential | 1 | VOORHEES TWP | 8043 | 14 | SOLAR ADVANTAGE, LLC | PSE&G BPU | No | Complete | 2014-12-01 | 2015-03-19 | 2015-04-01 | 2015-04-01
SRP32483 | SREC Solar | KALSI |  | 6.25 | 0 | Residential | 1 | ISELIN | 8830 | 11 | SOLAR ADVANTAGE, LLC | PSE&G BPU | No | QC Selected | 2014-12-01 | 2015-04-30
SRP32490 | SREC Solar | BERNREUTHER |  | 7.905 | 0 | Residential | 1 | SOUTHAMPTON | 8088 | 13 | SOLARCITY CORPORATION | PSE&G BPU | No | Complete | 2014-12-01 | 2015-03-20 | 2015-04-01 | 2015-04-01
SRP32491 | SREC Solar | COOPER-BEY |  | 6.325 | 0 | Residential | 0 | PARLIN | 8859 | 11 | A CLEAR ALTERNATIVE, INC | JCP&L | No | Complete | 2014-12-01 | 2015-01-28 | 2015-02-03 | 2015-02-03
SRP32494 | SREC Solar | DAVIS |  | 4.335 | 0 | Residential | 1 | PENNSAUKEN | 8810 | 11 | SOLARCITY CORPORATION | PSE&G BPU | No | Complete | 2014-12-01 | 2015-02-24 | 2015-02-27 | 2015-02-27
SRP32496 | SREC Solar | COTTER |  | 9.945 | 0 | Residential | 1 | EGG HARBOR TWP | 8234 | 19 | TRINITY HEATING AND AIR | AC Electric | No | Complete | 2014-12-01 | 2015-01-07 | 2015-02-10 | 2015-02-10
SRP32497 | SREC Solar | HOJNACKI |  | 8.415 | 0 | Residential | 1 | FORKED RIVER | 8731 | 18 | TRINITY HEATING AND AIR | JCP&L | No | Complete | 2014-12-01 | 2014-12-26 | 2015-01-13 | 2015-01-13
SRP32500 | SREC Solar | FRIZZELL |  | 9.945 | 0 | Residential | 1 | GALLOWAY | 8201 | 19 | ALLSEASON CONSTRUCTION | AC Electric | No | Complete | 2014-12-01 | 2015-04-03 | 2015-04-15 | 2015-04-15
SRP32502 | SREC Solar | PAPA |  | 13.75 | 0 | Residential | 1 | EDISON | 8817 | 11 | PRO CUSTOM SOLAR | PSE&G BPU | No | Complete | 2014-12-01 | 2015-02-23 | 2015-03-03 | 2015-03-03
SRP32507 | SREC Solar | DIETRICH |  | 8.925 | 0 | Residential | 1 | OLD BRIDGE | 8857 | 11 | VIVINT SOLAR | JCP&L | No | Complete | 2014-12-01 | 2015-05-14 | 2015-05-27 | 2015-05-27
SRP32512 | SREC Solar | KERZELIS |  | 5.865 | 0 | Residential | 1 | FAIRFIELD | 7004 | 9 | VIVINT SOLAR | PSE&G BPU | No | Complete | 2014-12-01 | 2015-04-30 | 2015-05-12 | 2015-05-12
SRP32514 | SREC Solar | FRANZI |  | 16.83 | 0 | Residential | 1 | FAIRFIELD | 7004 | 9 | VIVINT SOLAR | PSE&G BPU | No | Complete | 2014-12-01 | 2015-04-08 | 2015-04-16 | 2015-04-16
SRP32515 | SREC Solar | KEGEL |  | 5.865 | 0 | Residential | 1 | CHERRY HILL | 8002 | 14 | VIVINT SOLAR | PSE&G BPU | No | Complete | 2014-12-01 | 2015-02-03 | 2015-03-09 | 2015-03-09
SRP32517 | SREC Solar | JONES |  | 4.845 | 0 | Residential | 1 | WILLINGBORO | 8046 | 13 | VIVINT SOLAR | PSE&G BPU | No | Complete | 2014-12-01 | 2015-03-06 | 2015-03-16 | 2015-03-16
SRP32518 | SREC Solar | BURGERT |  | 12.75 | 0 | Residential | 1 | OLD BRIDGE | 8857 | 11 | VIVINT SOLAR | JCP&L | No | Complete | 2014-12-01 | 2015-04-02 | 2015-04-13 | 2015-04-13
SRP32520 | SREC Solar | ASELTA |  | 3.825 | 0 | Residential | 1 | TOMS RIVER | 8753 | 18 | VIVINT SOLAR | JCP&L | No | Complete | 2014-12-01 | 2015-04-28 | 2015-05-08 | 2015-05-08
SRP32521 | SREC Solar | DOLAN |  | 7.14 | 0 | Residential | 1 | SOUTH AMBOY | 8879 | 11 | VIVINT SOLAR | JCP&L | No | Complete | 2014-12-01 | 2015-02-17 | 2015-02-22 | 2015-02-22
SRP32522 | SREC Solar | ADKINS |  | 8.16 | 0 | Residential | 1 | WILLINGBORO | 8046 | 13 | VIVINT SOLAR | PSE&G BPU | No | Complete | 2014-12-01 | 2015-04-22 | 2015-05-06 | 2015-05-06
SRP32523 | SREC Solar | COLLIMORE |  | 3.75 | 0 | Residential | 1 | JACKSON | 8527 | 18 | SOLARCITY CORPORATION | JCP&L | No | Complete | 2014-12-01 | 2015-04-24 | 2015-05-08 | 2015-05-08
SRP32524 | SREC Solar | EDWIN |  | 8.5 | 0 | Residential | 1 | WILLINGBORO | 8046 | 13 | VIVINT SOLAR | PSE&G BPU | No | Complete | 2014-12-01 | 2015-04-30 | 2015-05-12 | 2015-05-12
SRP32526 | SREC Solar | HAMPE |  | 7.14 | 0 | Residential | 1 | BOONTON | 7005 | 3 | VIVINT SOLAR | JCP&L | No | Complete | 2014-12-01 | 2015-05-06 | 2015-05-20 | 2015-05-20
SRP32527 | SREC Solar | DADDIO |  | 9.69 | 0 | Residential | 1 | OLD BRIDGE | 8857 | 11 | VIVINT SOLAR | JCP&L | No | Complete | 2014-12-01 | 2015-04-08 | 2015-05-18 | 2015-05-18
SRP32528 | SREC Solar | HAWKINS |  | 3.825 | 0 | Residential | 1 | BOUND BROOK | 8805 | 5 | VIVINT SOLAR | JCP&L | No | Complete | 2014-12-01 | 2015-02-27 | 2015-03-12 | 2015-03-12
SRP32529 | SREC Solar | HASHER |  | 6.375 | 0 | Residential | 1 | TOMS RIVER | 8757 | 18 | VIVINT SOLAR | JCP&L | No | Complete | 2014-12-01 | 2015-04-24 | 2015-05-08 | 2015-05-08
SRP32532 | SREC Solar | MOWBRAY |  | 6.885 | 0 | Residential | 1 | CALIFON | 7830 | 4 | VIVINT SOLAR | JCP&L | No | Complete | 2014-12-01 | 2015-05-07 | 2015-05-19 | 2015-05-19
SRP32533 | SREC Solar | NISIVOCCIA |  | 13.26 | 0 | Residential | 1 | FAIRFIELD | 7004 | 9 | VIVINT SOLAR | PSE&G BPU | No | Complete | 2014-12-01 | 2015-05-12 | 2015-05-20 | 2015-05-20
SRP32534 | SREC Solar | PRESSMAN |  | 7.25 | 0 | Residential | 1 | CLIFTON | 7013 | 6 | SOLARCITY CORPORATION | PSE&G BPU | No | Complete | 2014-12-01 | 2015-02-04 | 2015-02-09 | 2015-02-09
SRP32541 | SREC Solar | RAYMER |  | 4.335 | 0 | Residential | 1 | MANVILLE | 8835 | 5 | VIVINT SOLAR | PSE&G BPU | No | Complete | 2014-12-01 | 2015-02-24 | 2015-03-04 | 2015-03-04
SRP32543 | SREC Solar | BOOKER |  | 7.14 | 0 | Residential | 1 | BRICK | 8723 | 18 | RELIABLE POWER SERVICES, INC. | JCP&L | No | Complete | 2014-12-01 | 2015-03-30 | 2015-04-10 | 2015-04-10
SRP32544 | SREC Solar | GORWOOD |  | 4.59 | 0 | Residential | 1 | TOMS RIVER | 8753 | 18 | RELIABLE POWER SERVICES, INC. | JCP&L | No | Complete | 2014-12-01 | 2015-05-15 | 2015-05-27 | 2015-05-27
SRP32545 | SREC Solar | HETHERINGTON |  | 5.1 | 0 | Residential | 1 | TINTON FALLS | 7724 | 17 | RELIABLE POWER SERVICES, INC. | JCP&L | No | Complete | 2014-12-01 | 2015-05-15 | 2015-05-27 | 2015-05-27
SRP32547 | SREC Solar | ARZT |  | 8.415 | 0 | Residential | 1 | BRICK | 8723 | 18 | RELIABLE POWER SERVICES, INC. | JCP&L | No | Complete | 2014-12-01 | 2015-03-20 | 2015-03-31 | 2015-03-31
SRP32551 | SREC Solar | SWANSON |  | 7.395 | 0 | Residential | 1 | MORGANVILLE | 7751 | 17 | TRINITY HEATING AND AIR | JCP&L | No | Complete | 2014-12-01 | 2015-02-07 | 2015-02-12 | 2015-02-12
SRP32553 | SREC Solar | BANFIELD |  | 6.63 | 0 | Residential | 1 | BRICK | 8723 | 18 | TRINITY HEATING AND AIR | JCP&L | No | Complete | 2014-12-01 | 2015-02-07 | 2015-03-17 | 2015-03-17
SRP32554 | SREC Solar | MORRIS |  | 6.72 | 0 | Residential | 1 | MANCHESTER | 8759 | 18 | KOPP ELECTRIC COMPANY | JCP&L | No | Complete | 2014-12-01 | 2015-05-14 | 2015-05-22 | 2015-05-22
SRP32555 | SREC Solar | LICANDRO |  | 4.59 | 0 | Residential | 1 | MANCHESTER | 8759 | 18 | KOPP ELECTRIC COMPANY | JCP&L | No | Complete | 2014-12-01 | 2015-05-14 | 2015-05-22 | 2015-05-22
SRP32556 | SREC Solar | HOLDBROOK |  | 9.52 | 0 | Residential | 0 | DEPTFORD | 8096 | 15 | ACCREDITED SOLAR AND WIND | PSE&G BPU | No | Complete | 2015-01-05 | 2015-04-22 | 2015-04-30 | 2015-04-30
SRP32557 | SREC Solar | MORRISON |  | 4.845 | 0 | Residential | 1 | TOMS RIVER | 8753 | 18 | TRINITY HEATING AND AIR | JCP&L | No | Complete | 2014-12-01 | 2015-02-24 | 2015-03-03 | 2015-03-03
SRP32559 | SREC Solar | FOELL |  | 7.65 | 0 | Residential | 1 | MARLTON | 8053 | 13 | TRINITY HEATING AND AIR | PSE&G BPU | No | Complete | 2014-12-01 | 2015-02-07 | 2015-03-09 | 2015-03-09
SRP32567 | SREC Solar | HARTMAN |  | 6.12 | 0 | Residential | 1 | LITTLE EGG HARBOR | 8087 | 18 | TRINITY HEATING AND AIR | AC Electric | No | Complete | 2014-12-01 | 2015-04-16 | 2015-04-27 | 2015-04-27
SRP32569 | SREC Solar | MERSINGER |  | 11.985 | 0 | Residential | 1 | JACKSON | 8527 | 18 | TRINITY HEATING AND AIR | JCP&L | No | Complete | 2014-12-01 | 2015-01-13 | 2015-01-21 | 2015-01-21
SRP32571 | SREC Solar | ORLANDO |  | 5.61 | 0 | Residential | 1 | WHITING | 8759 | 18 | TRINITY HEATING AND AIR | JCP&L | No | Complete | 2014-12-01 | 2015-01-22 | 2015-01-28 | 2015-01-28
SRP32573 | SREC Solar | CORINO |  | 4.08 | 0 | Residential | 1 | WHITING | 8759 | 18 | TRINITY HEATING AND AIR | JCP&L | No | Complete | 2014-12-01 | 2014-12-30 | 2015-01-15 | 2015-01-15
SRP32574 | SREC Solar | BITTING |  | 6.63 | 0 | Residential | 1 | NORTH CAPE MAY | 8204 | 21 | TRINITY HEATING AND AIR | AC Electric | No | Complete | 2014-12-01 | 2015-04-15 | 2015-05-01 | 2015-05-01
SRP32576 | SREC Solar | SEPANSKI |  | 4.335 | 0 | Residential | 1 | WHITING | 8759 | 18 | TRINITY HEATING AND AIR | JCP&L | No | Complete | 2014-12-01 | 2015-01-20 | 2015-01-28 | 2015-01-28
SRP32578 | SREC Solar | CZACHOR |  | 15.045 | 0 | Residential | 1 | FAIRFIELD | 7004 | 9 | VIVINT SOLAR | PSE&G BPU | No | Complete | 2014-12-01 | 2015-03-18 | 2015-03-27 | 2015-03-27
SRP32579 | SREC Solar | OSBORNE |  | 5.865 | 0 | Residential | 1 | DEPTFORD | 8096 | 15 | TRINITY HEATING AND AIR | PSE&G BPU | No | Complete | 2014-12-01 | 2015-03-20 | 2015-04-01 | 2015-04-01
SRP32580 | SREC Solar | YORK |  | 15.81 | 0 | Residential | 1 | FAIRFIELD | 7004 | 9 | VIVINT SOLAR | PSE&G BPU | No | Complete | 2014-12-01 | 2015-04-08 | 2015-04-21 | 2015-04-21
SRP32581 | SREC Solar | ARA |  | 6.12 | 0 | Residential | 1 | EGG HARBOR TWP | 8234 | 19 | TRINITY HEATING AND AIR | AC Electric | No | QA SELECTED | 2014-12-01 | 2015-04-17
SRP32583 | SREC Solar | VALENTIN |  | 7.65 | 0 | Residential | 1 | LAKE HIAWATHA | 7034 | 3 | TRINITY HEATING AND AIR | JCP&L | No | Complete | 2014-12-01 | 2015-02-04 | 2015-02-09 | 2015-02-09
SRP32584 | SREC Solar | MARRONE |  | 11.985 | 0 | Residential | 1 | JACKSON | 8527 | 18 | TRINITY HEATING AND AIR | JCP&L | No | Complete | 2014-12-01 | 2015-04-01 | 2015-05-14 | 2015-05-14
SRP32585 | SREC Solar | FINAN |  | 5.61 | 0 | Residential | 1 | ABSECON | 8201 | 19 | TRINITY HEATING AND AIR | AC Electric | No | QA SELECTED | 2014-12-01 | 2015-05-18
SRP32586 | SREC Solar | HOLLINGSHEAD |  | 4.59 | 0 | Residential | 1 | SOUTH TOMS RIVER | 8757 | 18 | VIVINT SOLAR | JCP&L | No | Complete | 2014-12-01 | 2015-04-23 | 2015-05-06 | 2015-05-06
SRP32587 | SREC Solar | LIN |  | 2.805 | 0 | Residential | 1 | CRANBURY | 8512 | 11 | TRINITY HEATING AND AIR | JCP&L | No | Complete | 2014-12-01 | 2015-02-18 | 2015-02-24 | 2015-02-24
SRP32588 | SREC Solar | JORDAN |  | 15.045 | 0 | Residential | 1 | WILLINGBORO | 8046 | 13 | VIVINT SOLAR | PSE&G BPU | No | Complete | 2014-12-01 | 2015-04-03 | 2015-04-13 | 2015-04-13
SRP32591 | SREC Solar | ORTIZ |  | 6.63 | 0 | Residential | 1 | PENNSAUKEN | 8110 | 14 | VIVINT SOLAR | PSE&G BPU | No | QA SELECTED | 2014-12-01 | 2015-05-27
SRP32592 | SREC Solar | RIVERA |  | 7.905 | 0 | Residential | 1 | SAYREVILLE | 8872 | 11 | VIVINT SOLAR | JCP&L | No | Complete | 2014-12-01 | 2015-04-02 | 2015-05-14 | 2015-05-14
SRP32594 | SREC Solar | KOEHLER |  | 5.1 | 0 | Residential | 1 | PENNSAUKEN | 8109 | 14 | VIVINT SOLAR | PSE&G BPU | No | Complete | 2014-12-01 | 2015-02-27 | 2015-04-09 | 2015-04-09
SRP32595 | SREC Solar | PEDDIE |  | 14.28 | 0 | Residential | 1 | FORKED RIVER | 8731 | 18 | VIVINT SOLAR | JCP&L | No | Complete | 2014-12-01 | 2015-05-06 | 2015-05-20 | 2015-05-20
SRP32596 | SREC Solar | GAUNTT |  | 10.71 | 0 | Residential | 1 | WESTAMPTON | 8060 | 13 | VIVINT SOLAR | PSE&G BPU | No | Install Complete | 2014-12-01 | 2015-04-22
SRP32597 | SREC Solar | VELASCO |  | 5.61 | 0 | Residential | 1 | FORDS | 8863 | 11 | SOLARCITY CORPORATION | PSE&G BPU | No | Complete | 2014-12-01 | 2015-02-12 | 2015-02-16 | 2015-02-16
SRP32598 | SREC Solar | KAPLAN |  | 12.495 | 0 | Residential | 1 | RARITAN | 8869 | 5 | TRINITY HEATING AND AIR | PSE&G BPU | No | Complete | 2014-12-01 | 2015-03-04 | 2015-03-18 | 2015-03-18
SRP32599 | SREC Solar | TAVERA |  | 6.63 | 0 | Residential | 1 | UNION | 7083 | 10 | TRINITY HEATING AND AIR | PSE&G BPU | No | Complete | 2014-12-01 | 2015-03-12 | 2015-03-25 | 2015-03-25
SRP32601 | SREC Solar | LEE |  | 7.5 | 0 | Residential | 1 | EAST BRUNSWICK | 8816 | 11 | SOLARCITY CORPORATION | PSE&G BPU | No | Complete | 2014-12-01 | 2015-04-30 | 2015-05-12 | 2015-05-12
SRP32603 | SREC Solar | BRILL | GREEN VILLAGE GARDEN CENTER | 23.25 | 0 | Commercial | 0 | GREEN VILLAGE | 7935 | 3 | VIRON CONSULTING GROUP | JCP&L | No | QC Selected | 2014-12-01 | 2015-04-21
SRP32605 | SREC Solar | TANN |  | 6 | 0 | Residential | 1 | MONTCLAIR | 7042 | 9 | SOLARCITY CORPORATION | PSE&G BPU | No | Complete | 2014-12-01 | 2015-01-15 | 2015-03-19 | 2015-03-19
SRP32607 | SREC Solar | SWINSON |  | 4.845 | 0 | Residential | 1 | WILLINGBORO | 8046 | 13 | SOLARCITY CORPORATION | PSE&G BPU | No | Complete | 2014-12-01 | 2015-04-15 | 2015-04-27 | 2015-04-27
SRP32609 | SREC Solar | DEMARZO |  | 4.75 | 0 | Residential | 1 | OLD TAPPAN | 7675 | 7 | SOLARCITY CORPORATION | Orange & Rockland Elec | No | Complete | 2014-12-01 | 2015-04-15 | 2015-04-27 | 2015-04-27
SRP32611 | SREC Solar | LEANG |  | 4.08 | 0 | Residential | 1 | PENNSAUKEN TWP | 8110 | 14 | SOLARCITY CORPORATION | PSE&G BPU | No | Complete | 2014-12-01 | 2014-12-26 | 2015-02-02 | 2015-02-02
SRP32613 | SREC Solar | SPINA |  | 3.25 | 0 | Residential | 1 | MIDDLESEX | 8846 | 11 | SOLARCITY CORPORATION | PSE&G BPU | No | Complete | 2014-12-01 | 2015-05-13 | 2015-05-27 | 2015-05-27
SRP32614 | SREC Solar | LINAHAN |  | 4.845 | 0 | Residential | 1 | CHERRY HILL | 8034 | 14 | SOLARCITY CORPORATION | PSE&G BPU | No | Complete | 2014-12-01 | 2015-05-12 | 2015-05-21 | 2015-05-21
SRP32618 | SREC Solar | DIGIACANTO | SYMRISE INCORPORATED | 421.2 | 0 | Commercial | 1 | TETERBORO | 7603 | 7 | VANGUARD ENERGY PARTNERS, LLC | PSE&G BPU | No | Complete | 2014-12-01 | 2015-04-01 | 2015-05-26 | 2015-05-26
SRP32621 | SREC Solar | PLAIN |  | 8.67 | 0 | Residential | 1 | CLIFTON | 7012 | 6 | PRO CUSTOM SOLAR | PSE&G BPU | No | Complete | 2014-12-01 | 2015-01-13 | 2015-01-21 | 2015-01-21
SRP32623 | SREC Solar | DAVIS |  | 4.745 | 0 | Residential | 1 | RED BANK | 7701 | 17 | ROOF DIAGNOSTICS INC | JCP&L | No | QC Selected | 2014-12-01 | 2015-04-22
SRP32624 | SREC Solar | RANDALL |  | 6.885 | 0 | Residential | 1 | HADDON TWP | 8108 | 14 | SOLARCITY CORPORATION | PSE&G BPU | No | Complete | 2014-12-01 | 2015-03-18 | 2015-03-27 | 2015-03-27
SRP32625 | SREC Solar | LU |  | 7 | 0 | Residential | 0 | WEST WINDSOR | 8550 | 12 | GREENTECH SOLAR USA, LLC | PSE&G BPU | No | QC Selected | 2014-12-01 | 2015-05-12
SRP32626 | SREC Solar | MCCALL |  | 4.845 | 0 | Residential | 0 | LAWRENCE TWP | 8648 | 12 | ASTRUM SOLAR, LLC | PSE&G BPU | No | Complete | 2014-12-01 | 2015-02-12 | 2015-02-16 | 2015-02-16
SRP32627 | SREC Solar | SURINSKI |  | 8.75 | 0 | Residential | 1 | TOMS RIVER | 8753 | 18 | SOLARCITY CORPORATION | JCP&L | No | Complete | 2014-12-01 | 2015-02-04 | 2015-02-09 | 2015-02-09
SRP32628 | SREC Solar | MANUEL |  | 14.79 | 0 | Residential | 0 | SOUTHAMPTON | 8088 | 13 | ASTRUM SOLAR, LLC | PSE&G BPU | No | Complete | 2014-12-01 | 2015-02-17 | 2015-02-22 | 2015-02-22
SRP32629 | SREC Solar | ZHANG |  | 7 | 0 | Residential | 0 | SOUTH BRUNSWICK | 8810 | 11 | GREENTECH SOLAR USA, LLC | PSE&G BPU | No | Complete | 2014-12-01 | 2015-05-12 | 2015-05-22 | 2015-05-22
SRP32632 | SREC Solar | DIANGELO |  | 14.28 | 0 | Residential | 1 | CHERRY HILL | 8002 | 14 | SOLARCITY CORPORATION | PSE&G BPU | No | Complete | 2015-01-12 | 2015-05-06 | 2015-05-20 | 2015-05-20
SRP32634 | SREC Solar | BUELL |  | 6 | 0 | Residential | 0 | FLANDERS | 7836 | 3 | GEORGE J KELLER & SONS | JCP&L | No | Complete | 2014-12-01 | 2015-02-18 | 2015-02-24 | 2015-02-24
SRP32635 | SREC Solar | MODELO JR |  | 6.885 | 0 | Residential | 0 | CINNAMINSON | 8077 | 13 | TRINITY HEATING AND AIR | PSE&G BPU | No | Complete | 2014-12-01 | 2015-02-04 | 2015-02-13 | 2015-02-13
SRP32637 | SREC Solar | STUCK |  | 8 | 0 | Residential | 1 | WASHINGTON | 7882 | 2 | GEORGE J KELLER & SONS | JCP&L | No | Complete | 2014-12-01 | 2015-02-17 | 2015-02-20 | 2015-02-20
SRP32638 | SREC Solar | ROSENHAUS |  | 5.61 | 0 | Residential | 1 | COLUMBUS | 8022 | 13 | TRINITY HEATING AND AIR | PSE&G BPU | No | Complete | 2014-12-01 | 2014-12-31 | 2015-01-14 | 2015-01-14
SRP32639 | SREC Solar | SCHAECHTER |  | 7.02 | 0 | Residential | 1 | FLANDERS | 7836 | 3 | GEORGE J KELLER & SONS | JCP&L | No | Complete | 2014-12-01 | 2015-02-24 | 2015-03-27 | 2015-03-27
SRP32640 | SREC Solar | FERRARA JR. |  | 13.005 | 0 | Residential | 1 | WEST DEPTFORD | 8093 | 15 | SOLARCITY CORPORATION | PSE&G BPU | No | Complete | 2014-12-01 | 2015-02-13 | 2015-03-17 | 2015-03-17
SRP32643 | SREC Solar | VANDERWEKKE |  | 12.75 | 0 | Residential | 0 | POMPTON PLAINS | 7444 | 3 | TRINITY HEATING AND AIR | JCP&L | No | Complete | 2014-12-01 | 2015-02-12 | 2015-04-03 | 2015-04-03
SRP32644 | SREC Solar | ZAMORA |  | 3.12 | 0 | Residential | 1 | LINDEN | 7036 | 10 | REC SOLAR, INC. | PSE&G BPU | No | QA SELECTED | 2014-12-01 | 2015-05-27
SRP32646 | SREC Solar | ABARCA |  | 4.25 | 0 | Residential | 1 | TRENTON | 8611 | 12 | SOLARCITY CORPORATION | PSE&G BPU | No | Complete | 2014-12-01 | 2015-04-15 | 2015-04-27 | 2015-04-27
SRP32655 | SREC Solar | CAMP |  | 12.495 | 0 | Residential | 0 | ELDORA | 8270 | 21 | TRINITY HEATING AND AIR | AC Electric | No | Complete | 2014-12-01 | 2015-04-16 | 2015-05-14 | 2015-05-14
SRP32660 | SREC Solar | SPAETH |  | 5.235 | 0 | Residential | 1 | TEANECK | 7666 | 7 | ROOF DIAGNOSTICS INC | PSE&G BPU | No | Complete | 2014-12-01 | 2015-04-30 | 2015-05-06 | 2015-05-06
SRP32662 | SREC Solar | LAPINSON |  | 10.71 | 0 | Residential | 1 | CHERRY HILL | 8003 | 14 | TRINITY HEATING AND AIR | PSE&G BPU | No | Complete | 2014-12-01 | 2015-01-20 | 2015-01-28 | 2015-01-28
SRP32664 | SREC Solar | RODDY |  | 7.905 | 0 | Residential | 1 | MANAHAWKIN | 8050 | 18 | TRINITY HEATING AND AIR | AC Electric | No | QA SELECTED | 2014-12-01 | 2015-02-13
SRP32666 | SREC Solar | ECKERT |  | 13.26 | 0 | Residential | 0 | MONTCLAIR | 7043 | 9 | TRINITY HEATING AND AIR | PSE&G BPU | No | Complete | 2014-12-01 | 2015-02-27 | 2015-03-12 | 2015-03-12
SRP32668 | SREC Solar | CUTRI-FRENCH |  | 9.35 | 0 | Residential | 0 | GLEN GARDNER | 8826 | 4 | TRINITY HEATING AND AIR | JCP&L | No | Complete | 2014-12-01 | 2015-02-17 | 2015-02-20 | 2015-02-20
SRP32669 | SREC Solar | TENDERA |  | 5.865 | 0 | Residential | 1 | BORDENTOWN | 8505 | 13 | TRINITY HEATING AND AIR | PSE&G BPU | No | Complete | 2014-12-01 | 2015-02-10 | 2015-02-12 | 2015-02-12
SRP32670 | SREC Solar | BAILEY | HOLLAND TWP BOE | 329.22 | 0 | School Public K-12 | 1 | MILFORD | 8848 | 4 | GREEN ELECTRIC SERVICES | JCP&L | No | Complete | 2014-12-01 | 2015-02-16 | 2015-04-23 | 2015-04-23
SRP32671 | SREC Solar | KABA |  | 10.71 | 0 | Residential | 1 | PARLIN | 8859 | 11 | VIVINT SOLAR | JCP&L | No | Complete | 2014-12-01 | 2015-02-03 | 2015-03-17 | 2015-03-17
SRP32672 | SREC Solar | JACKSON |  | 9.945 | 0 | Residential | 1 | FORDS | 8863 | 11 | VIVINT SOLAR | PSE&G BPU | No | Complete | 2014-12-01 | 2015-04-08 | 2015-04-16 | 2015-04-16
SRP32674 | SREC Solar | WELLINS |  | 6.375 | 0 | Residential | 1 | HASKELL | 7420 | 6 | VIVINT SOLAR | JCP&L | No | Complete | 2014-12-01 | 2015-01-28 | 2015-01-30 | 2015-01-30
SRP32675 | SREC Solar | HOISS |  | 5.355 | 0 | Residential | 1 | WILLNGBORO | 8046 | 13 | VIVINT SOLAR | PSE&G BPU | No | Complete | 2014-12-01 | 2015-02-17 | 2015-02-22 | 2015-02-22
SRP32676 | SREC Solar | HOKE |  | 2.04 | 0 | Residential | 1 | GIBBSBORO | 8026 | 14 | TRINITY HEATING AND AIR | AC Electric | No | Complete | 2014-12-01 | 2015-04-16 | 2015-04-22 | 2015-04-22
SRP32679 | SREC Solar | RIGGS |  | 8.16 | 0 | Residential | 1 | MT LAUREL | 8054 | 13 | TRINITY HEATING AND AIR | PSE&G BPU | No | Complete | 2014-12-01 | 2015-01-28 | 2015-03-09 | 2015-03-09
SRP32680 | SREC Solar | RUOCCO |  | 9.435 | 0 | Residential | 1 | MOUNT LAUREL | 8054 | 13 | VIVINT SOLAR | PSE&G BPU | No | QA SELECTED | 2014-12-01 | 2015-05-22
SRP32687 | SREC Solar | WALLACE |  | 7.65 | 0 | Residential | 1 | WILLINGBORO | 8046 | 13 | VIVINT SOLAR | PSE&G BPU | No | Complete | 2014-12-01 | 2015-02-17 | 2015-02-22 | 2015-02-22
SRP32688 | SREC Solar | BACHMANN |  | 2.805 | 0 | Residential | 1 | WHARTON | 7885 | 3 | VIVINT SOLAR | JCP&L | No | Complete | 2014-12-01 | 2015-04-30 | 2015-05-15 | 2015-05-15
SRP32691 | SREC Solar | VOIGT |  | 8.67 | 0 | Residential | 1 | BEACHWOOD | 8722 | 18 | VIVINT SOLAR | JCP&L | No | Complete | 2014-12-01 | 2015-02-27 | 2015-04-09 | 2015-04-09
SRP32692 | SREC Solar | TAYLOR |  | 8.67 | 0 | Residential | 1 | WHARTON | 7885 | 3 | VIVINT SOLAR | JCP&L | No | QC Selected | 2014-12-01 | 2015-05-06
SRP32694 | SREC Solar | STEWART |  | 6.12 | 0 | Residential | 1 | WILLINGBORO | 8046 | 13 | VIVINT SOLAR | PSE&G BPU | No | Complete | 2014-12-01 | 2015-03-19 | 2015-04-01 | 2015-04-01
SRP32698 | SREC Solar | STANLEY |  | 4.59 | 0 | Residential | 1 | MIDDLETOWN | 7748 | 17 | VIVINT SOLAR | JCP&L | No | Complete | 2014-12-01 | 2015-03-04 | 2015-03-19 | 2015-03-19
SRP32699 | SREC Solar | HARRIES |  | 3.825 | 0 | Residential | 1 | HIGHLAND | 7732 | 17 | TRINITY HEATING AND AIR | JCP&L | No | Complete | 2014-12-01 | 2015-01-15 | 2015-01-30 | 2015-01-30
SRP32700 | SREC Solar | KENNEDY |  | 7.65 | 0 | Residential | 0 | HOWEEL | 7731 | 17 | TRINITY HEATING AND AIR | JCP&L | No | Complete | 2014-12-01 | 2015-03-31 | 2015-04-14 | 2015-04-14
SRP32702 | SREC Solar | RICCIARDI |  | 11.73 | 0 | Residential | 0 | MANCHESTER | 8759 | 18 | TRINITY HEATING AND AIR | JCP&L | No | Complete | 2014-12-01 | 2015-03-18 | 2015-03-27 | 2015-03-27
SRP32703 | SREC Solar | EVANS |  | 3.825 | 0 | Residential | 1 | HIGHLAND | 7732 | 17 | TRINITY HEATING AND AIR | JCP&L | No | Complete | 2014-12-01 | 2015-01-15 | 2015-01-26 | 2015-01-26
SRP32706 | SREC Solar | LOGGIA |  | 3.315 | 0 | Residential | 1 | SEWELL | 8080 | 15 | TRINITY HEATING AND AIR | AC Electric | No | Complete | 2014-12-01 | 2015-04-02 | 2015-04-13 | 2015-04-13
SRP32708 | SREC Solar | TINI |  | 6.63 | 0 | Residential | 1 | AUDUBON | 8106 | 14 | SOLARCITY CORPORATION | PSE&G BPU | No | Complete | 2014-12-01 | 2015-04-30 | 2015-05-12 | 2015-05-12
SRP32710 | SREC Solar | TARTAGLIA |  | 5.25 | 0 | Residential | 1 | CLARKSBORO | 8020 | 15 | SUNGEVITY, INC. | AC Electric | No | Complete | 2014-12-01 | 2015-02-07 | 2015-02-12 | 2015-02-12
SRP32714 | SREC Solar | DELANZO |  | 10.2 | 0 | Residential | 1 | CAPE MAY COURT HOUSE | 8210 | 21 | RCL ENTERPRISES INC. | AC Electric | No | Complete | 2014-12-01 | 2015-05-07 | 2015-05-19 | 2015-05-19
SRP32715 | SREC Solar | SCHAFFER |  | 10.965 | 0 | Residential | 1 | MARMORA | 8223 | 21 | RCL ENTERPRISES INC. | AC Electric | No | QA SELECTED | 2014-12-01 | 2015-05-07
SRP32717 | SREC Solar | GREEN |  | 8.415 | 0 | Residential | 1 | QUINTON | 8072 | 16 | RCL ENTERPRISES INC. | AC Electric | No | Complete | 2014-12-01 | 2015-02-16 | 2015-02-20 | 2015-02-20
SRP32723 | SREC Solar | CLEMENTE |  | 5.355 | 0 | Residential | 1 | HOWELL | 7731 | 17 | SOLARCITY CORPORATION | JCP&L | No | Complete | 2014-12-01 | 2015-03-19 | 2015-04-01 | 2015-04-01
SRP32728 | SREC Solar | BOOMER |  | 11.49 | 0 | Residential | 1 | SOMERSET | 8873 | 5 | ROOF DIAGNOSTICS INC | PSE&G BPU | No | QC Selected | 2014-12-01 | 2015-04-08
SRP32729 | SREC Solar | DELLISANTI |  | 8.235 | 0 | Residential | 1 | PARSIPANNY | 7054 | 3 | ROOF DIAGNOSTICS INC | JCP&L | No | Complete | 2014-12-01 | 2015-03-04 | 2015-03-18 | 2015-03-18
SRP32731 | SREC Solar | REED |  | 4.235 | 0 | Residential | 1 | LAKEWOOD | 8701 | 18 | ROOF DIAGNOSTICS INC | JCP&L | No | Complete | 2014-12-01 | 2015-02-22 | 2015-02-26 | 2015-02-26
SRP32732 | SREC Solar | BUONSANTO |  | 3.98 | 0 | Residential | 1 | BLOOMFIELD | 7003 | 9 | ROOF DIAGNOSTICS INC | PSE&G BPU | No | Complete | 2014-12-01 | 2015-04-08 | 2015-04-16 | 2015-04-16
SRP32733 | SREC Solar | GOLDENTHAL |  | 6.98 | 0 | Residential | 1 | MARLBORO | 7746 | 17 | ROOF DIAGNOSTICS INC | JCP&L | No | QC Selected | 2014-12-01 | 2015-03-31
SRP32735 | SREC Solar | SLAVICEK |  | 5.355 | 0 | Residential | 1 | SOUTH AMBOY | 8879 | 11 | VIVINT SOLAR | JCP&L | No | Complete | 2014-12-08 | 2015-04-02 | 2015-04-13 | 2015-04-13
SRP32736 | SREC Solar | SIZELOVE |  | 9.945 | 0 | Residential | 1 | BEACHWOOD | 8722 | 18 | VIVINT SOLAR | JCP&L | No | QA SELECTED | 2014-12-08 | 2015-05-20
SRP32737 | SREC Solar | RUSH |  | 7.395 | 0 | Residential | 1 | MT HOLLY | 8060 | 13 | VIVINT SOLAR | PSE&G BPU | No | Complete | 2014-12-08 | 2015-04-30 | 2015-05-12 | 2015-05-12
SRP32738 | SREC Solar | PAPAYIANIS |  | 9.18 | 0 | Residential | 1 | BOONTON | 7005 | 3 | VIVINT SOLAR | JCP&L | No | Complete | 2014-12-08 | 2015-04-23 | 2015-05-06 | 2015-05-06
SRP32741 | SREC Solar | BRITO |  | 12.24 | 0 | Residential | 1 | AVENEL | 7001 | 11 | VIVINT SOLAR | PSE&G BPU | No | Complete | 2014-12-08 | 2015-04-03 | 2015-04-13 | 2015-04-13
SRP32742 | SREC Solar | HAYEVY |  | 4.08 | 0 | Residential | 1 | SOMERVILLE | 8876 | 5 | VIVINT SOLAR | JCP&L | No | Complete | 2014-12-08 | 2015-01-22 | 2015-01-30 | 2015-01-30
SRP32743 | SREC Solar | LEE |  | 7.395 | 0 | Residential | 1 | WILLINGBORO | 8046 | 13 | VIVINT SOLAR | PSE&G BPU | No | Complete | 2014-12-08 | 2015-04-02 | 2015-04-13 | 2015-04-13
SRP32748 | SREC Solar | BUCKLEY |  | 6.885 | 0 | Residential | 1 | WILLINGBORO | 8046 | 13 | VIVINT SOLAR | PSE&G BPU | No | Complete | 2014-12-08 | 2015-05-12 | 2015-05-21 | 2015-05-21
SRP32750 | SREC Solar | WOOD |  | 12.495 | 0 | Residential | 1 | SUCCASUNNA | 7876 | 3 | VIVINT SOLAR | JCP&L | No | Complete | 2014-12-08 | 2015-03-31 | 2015-04-14 | 2015-04-14
SRP32753 | SREC Solar | RAMOS |  | 3.5 | 0 | Residential | 1 | PASSAIC | 7055 | 6 | ROOF DIAGNOSTICS INC | PSE&G BPU | No | Complete | 2014-12-08 | 2015-02-06 | 2015-02-11 | 2015-02-11
SRP32754 | SREC Solar | GOOLSARRAN |  | 5.67 | 0 | Residential | 1 | JERSEY CITY | 7304 | 8 | ROOF DIAGNOSTICS INC | PSE&G BPU | No | Complete | 2014-12-08 | 2015-03-10 | 2015-03-18 | 2015-03-18
SRP32757 | SREC Solar | ALMODOVAR |  | 4.745 | 0 | Residential | 1 | LODI | 7644 | 7 | ROOF DIAGNOSTICS INC | PSE&G BPU | No | Complete | 2014-12-08 | 2015-04-08 | 2015-04-16 | 2015-04-16
SRP32759 | SREC Solar | DONOVAN |  | 6.49 | 0 | Residential | 1 | MANASQUAN | 8736 | 17 | ROOF DIAGNOSTICS INC | JCP&L | No | Complete | 2014-12-08 | 2015-04-02 | 2015-04-07 | 2015-04-07
SRP32762 | SREC Solar | TROYANO |  | 6.235 | 0 | Residential | 1 | TRENTON | 8620 | 12 | ROOF DIAGNOSTICS INC | PSE&G BPU | No | Complete | 2014-12-08 | 2015-04-08 | 2015-05-14 | 2015-05-14
SRP32763 | SREC Solar | SILVESTRI |  | 3.235 | 0 | Residential | 1 | TOMS RIVER | 8755 | 18 | ROOF DIAGNOSTICS INC | JCP&L | No | Complete | 2014-12-08 | 2015-04-08 | 2015-05-14 | 2015-05-14
SRP32766 | SREC Solar | CRYSTAL |  | 12.32 | 0 | Residential | 0 | BERGENFIELD | 7621 | 7 | GEOPEAK ENERGY LLC | PSE&G BPU | No | Complete | 2014-12-08 | 2015-04-03 | 2015-04-07 | 2015-04-07
SRP32767 | SREC Solar | LUCAS |  | 7.56 | 0 | Residential | 0 | TOMS RIVER | 8753 | 18 | GEOPEAK ENERGY LLC | JCP&L | No | Complete | 2014-12-08 | 2015-02-04 | 2015-02-07 | 2015-02-07
SRP32768 | SREC Solar | MCGUIRE |  | 9.9 | 0 | Residential | 0 | RANDOLPH | 7869 | 3 | TRINITY HEATING AND AIR | JCP&L | No | Complete | 2014-12-08 | 2015-01-22 | 2015-04-03 | 2015-04-03
SRP32775 | SREC Solar | SPECHT |  | 11.25 | 0 | Residential | 1 | MAYS LANDING | 8330 | 19 | SUN UP ZERO DOWN | AC Electric | No | Complete | 2014-12-08 | 2015-05-11 | 2015-05-19 | 2015-05-19
SRP32776 | SREC Solar | MINOR |  | 10.25 | 0 | Residential | 1 | WILLIAMSTOWN | 8094 | 15 | SUN UP ZERO DOWN | AC Electric | No | QA SELECTED | 2014-12-08 | 2015-02-12
SRP32777 | SREC Solar | PACULA |  | 9 | 0 | Residential | 1 | SOMERS POINT | 8244 | 19 | SUN UP ZERO DOWN | AC Electric | No | Complete | 2014-12-08 | 2015-02-13 | 2015-03-24 | 2015-03-24
SRP32778 | SREC Solar | PACULA |  | 12.75 | 0 | Residential | 1 | SOMERS POINT | 8244 | 19 | SUN UP ZERO DOWN | AC Electric | No | QA SELECTED | 2014-12-08 | 2015-05-11
SRP32780 | SREC Solar | BLAKE |  | 9.69 | 0 | Residential | 1 | TOMS RIVER | 8757 | 18 | VIVINT SOLAR | JCP&L | No | QC Selected | 2014-12-08 | 2015-03-20
SRP32781 | SREC Solar | LEUNG |  | 3.06 | 0 | Residential | 0 | PRINCETON JUNCTION | 8550 | 12 | SOLARCITY CORPORATION | PSE&G BPU | No | Complete | 2014-12-08 | 2015-02-27 | 2015-03-12 | 2015-03-12
SRP32783 | SREC Solar | HURLEY |  | 11.445 | 0 | Residential | 0 | EAST WINDSOR | 8520 | 12 | SEA BRIGHT SOLAR, LLC | JCP&L | No | Complete | 2014-12-08 | 2015-01-30 | 2015-02-05 | 2015-02-05
SRP32785 | SREC Solar | CHASALOW |  | 7.28 | 0 | Residential | 0 | PENNINGTON | 8534 | 12 | EXACT SOLAR | PSE&G BPU | No | Complete | 2014-12-08 | 2015-03-19 | 2015-03-31 | 2015-03-31
SRP32786 | SREC Solar | STEWART |  | 3.92 | 0 | Residential | 1 | WESTWOOD | 7675 | 7 | SUNGEVITY, INC. | PSE&G BPU | No | Complete | 2014-12-08 | 2015-02-13 | 2015-04-22 | 2015-04-22
SRP32787 | SREC Solar | BELTON |  | 8.82 | 0 | Residential | 1 | EASTAMPTON | 8060 | 13 | SUNGEVITY, INC. | PSE&G BPU | No | Complete | 2014-12-08 | 2015-02-13 | 2015-02-22 | 2015-02-22
SRP32788 | SREC Solar | BASHIR |  | 12.75 | 0 | Residential | 0 | MT LAUREL | 8054 | 13 | SUNGEVITY, INC. | PSE&G BPU | No | Complete | 2014-12-08 | 2015-02-13 | 2015-02-22 | 2015-02-22
SRP32789 | SREC Solar | HERBERT |  | 15.5 | 0 | Residential | 1 | EWING TOWNSHIP | 8638 | 12 | SUNGEVITY, INC. | PSE&G BPU | No | QC Selected | 2014-12-08 | 2015-01-23
SRP32790 | SREC Solar | SINFH |  | 6.625 | 0 | Residential | 0 | CARTERET | 7008 | 11 | CODE GREEN SOLAR, LLC | PSE&G BPU | No | Complete | 2014-12-08 | 2015-01-07 | 2015-01-20 | 2015-01-20
SRP32792 | SREC Solar | MUNGIN |  | 8.5 | 0 | Residential | 1 | PISCATAWAY | 8854 | 11 | PRO CUSTOM SOLAR | PSE&G BPU | No | Complete | 2014-12-08 | 2015-01-23 | 2015-02-16 | 2015-02-16
SRP32795 | SREC Solar | DARE |  | 16.83 | 0 | Residential | 1 | STOW CREEK | 8302 | 20 | RCL ENTERPRISES INC. | AC Electric | No | Complete | 2014-12-08 | 2015-05-13 | 2015-05-26 | 2015-05-26
SRP32800 | SREC Solar | LIMONE |  | 8.96 | 0 | Residential | 0 | NORTHFIELD | 8225 | 19 | OCEAN SOLAR, LLC | AC Electric | No | Complete | 2014-12-08 | 2015-03-25 | 2015-04-10 | 2015-04-10
SRP32802 | SREC Solar | REYES |  | 9.69 | 0 | Residential | 1 | PISCATAWAY | 8854 | 11 | SOLARCITY CORPORATION | PSE&G BPU | No | Complete | 2014-12-08 | 2015-05-07 | 2015-05-19 | 2015-05-19
SRP32804 | SREC Solar | ROJAS |  | 8 | 0 | Residential | 1 | PARLIN | 8859 | 11 | SOLARCITY CORPORATION | JCP&L | No | Complete | 2014-12-08 | 2015-03-12 | 2015-03-24 | 2015-03-24
SRP32805 | SREC Solar | PORRETTA |  | 16.35 | 0 | Residential | 1 | HAMMONTON | 8037 | 19 | SEA BRIGHT SOLAR, LLC | AC Electric | No | Complete | 2014-12-08 | 2015-03-19 | 2015-05-19 | 2015-05-19
SRP32807 | SREC Solar | MACHADO CUE |  | 14.535 | 0 | Residential | 1 | ELIZABETH | 7202 | 10 | SOLARCITY CORPORATION | PSE&G BPU | No | Complete | 2014-12-08 | 2015-04-02 | 2015-04-13 | 2015-04-13
SRP32811 | SREC Solar | MENDILOW |  | 7.25 | 0 | Residential | 1 | LAWRENCE TWP | 8648 | 12 | SOLARCITY CORPORATION | PSE&G BPU | No | Complete | 2014-12-08 | 2015-04-30 | 2015-05-15 | 2015-05-15
SRP32812 | SREC Solar | KELLY |  | 6.5 | 0 | Residential | 1 | SOMERSET | 8873 | 5 | SUNGEVITY, INC. | PSE&G BPU | No | Complete | 2014-12-08 | 2015-02-13 | 2015-02-22 | 2015-02-22
SRP32813 | SREC Solar | BARADI |  | 7.02 | 0 | Residential | 1 | HILLSBOROUGH | 8844 | 5 | SUNGEVITY, INC. | PSE&G BPU | No | Complete | 2014-12-08 | 2015-02-13 | 2015-03-18 | 2015-03-18
SRP32814 | SREC Solar | YOUNG |  | 6 | 0 | Residential | 1 | TURNERSVILLE | 8012 | 14 | SUNGEVITY, INC. | AC Electric | No | Complete | 2014-12-08 | 2015-02-17 | 2015-04-20 | 2015-04-20
SRP32815 | SREC Solar | VIGNOLINI |  | 4.9 | 0 | Residential | 1 | LONG BRANCH | 7740 | 17 | SUNGEVITY, INC. | JCP&L | No | Complete | 2014-12-08 | 2015-02-13 | 2015-03-26 | 2015-03-26
SRP32816 | SREC Solar | DOBOS |  | 9.75 | 0 | Residential | 1 | BORDENTOWN | 8505 | 13 | SUNGEVITY, INC. | PSE&G BPU | No | Complete | 2014-12-08 | 2015-02-13 | 2015-02-22 | 2015-02-22
SRP32818 | SREC Solar | VIGLIOTTI |  | 4.5 | 0 | Residential | 0 | LODI | 7644 | 7 | SUNGEVITY, INC. | PSE&G BPU | No | Complete | 2014-12-08 | 2015-03-31 | 2015-04-14 | 2015-04-14
SRP32819 | SREC Solar | BURKE |  | 9 | 0 | Residential | 1 | GLOUCESTER TOWNSHIP | 8012 | 14 | SUNGEVITY, INC. | PSE&G BPU | No | Complete | 2014-12-08 | 2015-02-13 | 2015-03-24 | 2015-03-24
SRP32820 | SREC Solar | IOVINE |  | 6.25 | 0 | Residential | 1 | WEST DEPTFORD TWP | 8096 | 15 | SUNGEVITY, INC. | PSE&G BPU | No | Complete | 2014-12-08 | 2015-02-13 | 2015-02-22 | 2015-02-22
SRP32821 | SREC Solar | BIRD |  | 5.5 | 0 | Residential | 0 | HILLSBOROUGH | 8844 | 5 | SUNGEVITY, INC. | PSE&G BPU | No | Complete | 2014-12-08 | 2015-02-13 | 2015-02-22 | 2015-02-22
SRP32822 | SREC Solar | SPIEGEL |  | 5.88 | 0 | Residential | 1 | PLAINSBORO TOWNSHIP | 8536 | 11 | SUNGEVITY, INC. | PSE&G BPU | No | Complete | 2014-12-08 | 2015-02-13 | 2015-02-22 | 2015-02-22
SRP32824 | SREC Solar | PATEL |  | 5.355 | 0 | Residential | 1 | GALLOWAY | 8205 | 19 | ALLSEASON CONSTRUCTION | AC Electric | No | Complete | 2014-12-08 | 2015-04-08 | 2015-04-20 | 2015-04-20
SRP32825 | SREC Solar | PASQUINI |  | 5.1 | 0 | Residential | 1 | TURNERSVILLE | 8012 | 14 | ALLSEASON CONSTRUCTION | AC Electric | No | Complete | 2014-12-08 | 2015-04-15 | 2015-04-27 | 2015-04-27
SRP32829 | SREC Solar | BALKO |  | 8.925 | 0 | Residential | 1 | LITTLE EGG HARBOR | 8087 | 18 | ALLSEASON CONSTRUCTION | AC Electric | No | Complete | 2014-12-08 | 2015-04-15 | 2015-04-23 | 2015-04-23
SRP32830 | SREC Solar | HUND |  | 4 | 0 | Residential | 1 | EGG HARBOR TOWNSHIP | 8234 | 19 | EZNERGY LLC | AC Electric | No | Complete | 2014-12-08 | 2015-04-23 | 2015-05-08 | 2015-05-08
SRP32835 | SREC Solar | RAGONE |  | 7.49 | 0 | Residential | 1 | WEST WINDSOR | 8550 | 12 | ROOF DIAGNOSTICS INC | PSE&G BPU | No | Complete | 2014-12-08 | 2015-04-08 | 2015-05-14 | 2015-05-14
SRP32839 | SREC Solar | KENNEDY | FINANCIAL SERVICES INC | 300.39 | 0 | Commercial | 0 | GLEN ROCK | 7452 | 7 | PFISTER ENERGY, INC. | PSE&G BPU | No | Complete | 2014-12-08 | 2015-02-06 | 2015-02-11 | 2015-02-11
SRP32842 | SREC Solar | MOTT |  | 5.98 | 0 | Residential | 1 | MIDDLESEX | 8846 | 11 | ROOF DIAGNOSTICS INC | PSE&G BPU | No | Complete | 2014-12-08 | 2015-03-19 | 2015-04-01 | 2015-04-01
SRP32847 | SREC Solar | HERNANDEZ |  | 7.49 | 0 | Residential | 1 | EDGEWATER PARK | 8010 | 13 | ROOF DIAGNOSTICS INC | PSE&G BPU | No | Complete | 2014-12-08 | 2015-04-08 | 2015-04-16 | 2015-04-16
SRP32851 | SREC Solar | DEMELFI |  | 13.235 | 0 | Residential | 1 | RANDOLPH | 7869 | 3 | ROOF DIAGNOSTICS INC | JCP&L | No | Complete | 2014-12-08 | 2015-03-10 | 2015-03-25 | 2015-03-25
SRP32853 | SREC Solar | HARTMAN |  | 11.49 | 0 | Residential | 1 | WHITING | 8759 | 18 | ROOF DIAGNOSTICS INC | JCP&L | No | Complete | 2014-12-08 | 2015-03-04 | 2015-03-18 | 2015-03-18
SRP32856 | SREC Solar | RABBANI |  | 4.98 | 0 | Residential | 1 | PISCATAWAY | 8854 | 11 | ROOF DIAGNOSTICS INC | PSE&G BPU | No | Complete | 2014-12-08 | 2015-04-22 | 2015-05-06 | 2015-05-06
SRP32862 | SREC Solar | LIN |  | 5.865 | 0 | Residential | 1 | WESTFIELD | 7090 | 10 | SOLARCITY CORPORATION | PSE&G BPU | No | Complete | 2014-12-08 | 2015-03-25 | 2015-05-13 | 2015-05-13
SRP32866 | SREC Solar | WILDRICK |  | 7.905 | 0 | Residential | 1 | MIDDLETOWN | 7748 | 17 | TRINITY HEATING AND AIR | JCP&L | No | Complete | 2014-12-08 | 2015-02-04 | 2015-02-09 | 2015-02-09
SRP32872 | SREC Solar | MODY |  | 10.2 | 0 | Residential | 0 | MONMOUTH JUNCTION | 8852 | 11 | AMPERICON | PSE&G BPU | No | Complete | 2014-12-08 | 2015-03-04 | 2015-03-12 | 2015-03-12
SRP32873 | SREC Solar | KOPPARAPU |  | 9.69 | 0 | Residential | 1 | SUMMIT | 7901 | 10 | SOLARCITY CORPORATION | JCP&L | No | Complete | 2014-12-08 | 2015-04-09 | 2015-04-21 | 2015-04-21
SRP32877 | SREC Solar | PUGLIA |  | 8.16 | 0 | Residential | 1 | FREEHOLD | 7728 | 17 | TRINITY HEATING AND AIR | JCP&L | No | Complete | 2014-12-08 | 2015-02-26 | 2015-03-11 | 2015-03-11
SRP32878 | SREC Solar | MCINTOSH |  | 9.69 | 0 | Residential | 1 | JACKSON | 8527 | 18 | TRINITY HEATING AND AIR | JCP&L | No | Complete | 2014-12-08 | 2015-01-12 | 2015-01-19 | 2015-01-19
SRP32879 | SREC Solar | MACALINCAG |  | 4.08 | 0 | Residential | 1 | JACKSON | 8527 | 18 | TRINITY HEATING AND AIR | JCP&L | No | Complete | 2014-12-08 | 2015-03-31 | 2015-04-14 | 2015-04-14
SRP32885 | SREC Solar | RODAS |  | 4.75 | 0 | Residential | 0 | PATERSON | 7502 | 6 | ROOF DIAGNOSTICS INC | PSE&G BPU | No | Complete | 2014-12-08 | 2015-05-14 | 2015-05-26 | 2015-05-26
SRP32886 | SREC Solar | BALLOTTA |  | 7.49 | 0 | Residential | 1 | MANCHESTER | 8759 | 18 | ROOF DIAGNOSTICS INC | JCP&L | No | Complete | 2014-12-08 | 2015-03-04 | 2015-04-15 | 2015-04-15
SRP32887 | SREC Solar | CRANT |  | 5.98 | 0 | Residential | 1 | MARLBORO | 7746 | 17 | ROOF DIAGNOSTICS INC | JCP&L | No | Complete | 2014-12-08 | 2015-05-01 | 2015-05-06 | 2015-05-06
SRP32893 | SREC Solar | DEANE |  | 10.98 | 0 | Residential | 1 | BRICK | 8724 | 18 | ROOF DIAGNOSTICS INC | JCP&L | No | Complete | 2014-12-08 | 2015-04-08 | 2015-04-16 | 2015-04-16
SRP32896 | SREC Solar | LEE |  | 2.805 | 0 | Residential | 0 | EDGEWATER | 7020 | 7 | TRINITY HEATING AND AIR | PSE&G BPU | No | Complete | 2014-12-08 | 2015-01-22 | 2015-01-30 | 2015-01-30
SRP32898 | SREC Solar | DELGADO |  | 3.57 | 0 | Residential | 0 | GARFIELD | 7026 | 7 | TRINITY HEATING AND AIR | PSE&G BPU | No | Complete | 2014-12-08 | 2015-04-02 | 2015-04-07 | 2015-04-07
SRP32899 | SREC Solar | VANDERWEKKE |  | 8.415 | 0 | Residential | 0 | TOWACO | 7082 | 3 | TRINITY HEATING AND AIR | JCP&L | No | Complete | 2014-12-08 | 2015-02-07 | 2015-03-20 | 2015-03-20
SRP32900 | SREC Solar | LOWNES |  | 5.355 | 0 | Residential | 1 | DEPTFORD | 8036 | 13 | TRINITY HEATING AND AIR | PSE&G BPU | No | Complete | 2014-12-08 | 2015-04-22 | 2015-04-30 | 2015-04-30
SRP32901 | SREC Solar | GRIGLAK |  | 8.98 | 0 | Residential | 1 | LODI BORO | 7644 | 7 | ROOF DIAGNOSTICS INC | PSE&G BPU | No | Complete | 2014-12-08 | 2015-03-04 | 2015-03-18 | 2015-03-18
SRP32905 | SREC Solar | JAGGER |  | 4.59 | 0 | Residential | 1 | BRICK | 8724 | 18 | TRINITY HEATING AND AIR | JCP&L | No | Complete | 2014-12-08 | 2015-03-24 | 2015-05-01 | 2015-05-01
SRP32906 | SREC Solar | GILLEECE |  | 4.235 | 0 | Residential | 1 | MIDDLESEX | 8846 | 11 | ROOF DIAGNOSTICS INC | PSE&G BPU | No | Complete | 2014-12-08 | 2015-03-18 | 2015-03-30 | 2015-03-30
SRP32907 | SREC Solar | FUSON |  | 5.775 | 0 | Residential | 1 | DUNELLEN | 8812 | 11 | TRINITY HEATING AND AIR | PSE&G BPU | No | Complete | 2014-12-08 | 2015-05-12 | 2015-05-20 | 2015-05-20
SRP32909 | SREC Solar | TRAN |  | 7.905 | 0 | Residential | 0 | HASBROUCK HEIGHTS | 7604 | 7 | TRINITY HEATING AND AIR | PSE&G BPU | No | Complete | 2014-12-08 | 2015-04-01 | 2015-04-14 | 2015-04-14
SRP32911 | SREC Solar | KERN |  | 5.225 | 0 | Residential | 1 | SOUTH AMBOY | 8879 | 11 | TRINITY HEATING AND AIR | JCP&L | No | Complete | 2014-12-08 | 2015-02-17 | 2015-03-27 | 2015-03-27
SRP32913 | SREC Solar | NELSON |  | 5.355 | 0 | Residential | 0 | OLD BRIDGE | 8857 | 11 | TRINITY HEATING AND AIR | JCP&L | No | Complete | 2014-12-08 | 2015-03-04 | 2015-03-18 | 2015-03-18
SRP32917 | SREC Solar | GOLWALA |  | 6.6 | 0 | Residential | 0 | HASBROUCK HEIGHTS | 7604 | 7 | TRINITY HEATING AND AIR | PSE&G BPU | No | Complete | 2014-12-08 | 2015-01-30 | 2015-04-03 | 2015-04-03
SRP32923 | SREC Solar | GEIGER |  | 12.24 | 0 | Residential | 1 | OCEAN | 7712 | 17 | TRINITY HEATING AND AIR | JCP&L | No | Complete | 2014-12-08 | 2015-02-17 | 2015-02-20 | 2015-02-20
SRP32927 | SREC Solar | SMITH |  | 4.845 | 0 | Residential | 1 | SOMERDALE BORO | 8083 | 14 | SOLARCITY CORPORATION | PSE&G BPU | No | Complete | 2014-12-08 | 2015-04-15 | 2015-04-27 | 2015-04-27
SRP32932 | SREC Solar | RODRIGUEZ |  | 7.395 | 0 | Residential | 1 | FLORENCE | 8518 | 13 | TRINITY HEATING AND AIR | PSE&G BPU | No | Complete | 2014-12-08 | 2015-01-20 | 2015-02-16 | 2015-02-16
SRP32933 | SREC Solar | TREMBLEY |  | 5.865 | 0 | Residential | 1 | BAYVILLE | 8721 | 18 | TRINITY HEATING AND AIR | JCP&L | No | Complete | 2014-12-08 | 2015-03-12 | 2015-04-15 | 2015-04-15
SRP32941 | SREC Solar | GOHEL |  | 4.59 | 0 | Residential | 0 | JACKSON | 8527 | 18 | TRINITY HEATING AND AIR | JCP&L | No | Complete | 2014-12-08 | 2015-04-01 | 2015-04-07 | 2015-04-07
SRP32942 | SREC Solar | DONOVAN |  | 5.61 | 0 | Residential | 1 | MIDDLETOWN | 7748 | 17 | TRINITY HEATING AND AIR | JCP&L | No | Complete | 2014-12-08 | 2015-01-20 | 2015-01-28 | 2015-01-28
SRP32944 | SREC Solar | COOPER |  | 7.28 | 0 | Residential | 1 | CLIFTON | 7011 | 6 | PRO CUSTOM SOLAR | PSE&G BPU | No | Complete | 2014-12-08 | 2015-01-05 | 2015-01-13 | 2015-01-13
SRP32945 | SREC Solar | BEUKEMA |  | 5.235 | 0 | Residential | 1 | TRENTON | 8620 | 12 | ROOF DIAGNOSTICS INC | PSE&G BPU | No | Complete | 2014-12-08 | 2015-03-04 | 2015-03-18 | 2015-03-18
SRP32946 | SREC Solar | BROWNE |  | 5.865 | 0 | Residential | 1 | HAMILTON | 8619 | 12 | SOLARCITY CORPORATION | PSE&G BPU | No | Complete | 2014-12-08 | 2015-03-24 | 2015-04-02 | 2015-04-02
SRP32950 | SREC Solar | WETZEL SR |  | 3 | 0 | Residential | 1 | BUENA | 8310 | 19 | SOLARCITY CORPORATION | AC Electric | No | QA SELECTED | 2014-12-08 | 2015-04-03
SRP32952 | SREC Solar | OLEARY |  | 4.49 | 0 | Residential | 1 | TOMS RIVER | 8753 | 18 | ROOF DIAGNOSTICS INC | JCP&L | No | Complete | 2014-12-08 | 2015-04-08 | 2015-04-16 | 2015-04-16
SRP32955 | SREC Solar | APPEL |  | 7.54 | 0 | Residential | 1 | CINNAMINSON | 8077 | 13 | SOLARCITY CORPORATION | PSE&G BPU | No | Complete | 2014-12-08 | 2015-04-08 | 2015-04-21 | 2015-04-21
SRP32956 | SREC Solar | FIOTO |  | 10.75 | 0 | Residential | 1 | MONROE TWP | 8831 | 11 | SOLARCITY CORPORATION | JCP&L | No | Complete | 2014-12-08 | 2015-04-28 | 2015-05-08 | 2015-05-08
SRP32962 | SREC Solar | GORAB |  | 9.156 | 0 | Residential | 0 | SPARTA | 7871 | 1 | SEA BRIGHT SOLAR, LLC | JCP&L | No | Complete | 2014-12-08 | 2015-04-01 | 2015-04-07 | 2015-04-07
SRP32965 | SREC Solar | CATOVIC |  | 8.502 | 0 | Residential | 0 | FRANKLIN PARK | 8823 | 5 | GEOPEAK ENERGY LLC | PSE&G BPU | No | Complete | 2014-12-08 | 2015-03-20 | 2015-04-01 | 2015-04-01
SRP32968 | SREC Solar | FEEHAN |  | 10.455 | 0 | Residential | 1 | PT PLEASANT | 8742 | 18 | TRINITY HEATING AND AIR | JCP&L | No | Complete | 2014-12-08 | 2015-04-24 | 2015-05-08 | 2015-05-08
SRP32969 | SREC Solar | HAZEN |  | 6.05 | 0 | Residential | 1 | POINT PLEASANT | 8742 | 18 | TRINITY HEATING AND AIR | JCP&L | No | Complete | 2014-12-08 | 2015-02-17 | 2015-02-27 | 2015-02-27
SRP32970 | SREC Solar | DUCOLI |  | 13.23 | 0 | Residential | 1 | BAYVILLE | 8721 | 18 | TRINITY HEATING AND AIR | JCP&L | No | Complete | 2014-12-08 | 2015-01-23 | 2015-02-04 | 2015-02-04
SRP32972 | SREC Solar | GREENBERGER |  | 6.12 | 0 | Residential | 1 | MANCHESTER | 8759 | 18 | TRINITY HEATING AND AIR | JCP&L | No | Complete | 2014-12-08 | 2015-02-17 | 2015-02-22 | 2015-02-22
SRP32973 | SREC Solar | OLIVERIO |  | 7.65 | 0 | Residential | 1 | JACKSON | 8527 | 18 | TRINITY HEATING AND AIR | JCP&L | No | Complete | 2014-12-08 | 2015-01-28 | 2015-02-07 | 2015-02-07
SRP32974 | SREC Solar | SIWIK |  | 7.65 | 0 | Residential | 1 | LINDEN | 7036 | 10 | TRINITY HEATING AND AIR | PSE&G BPU | No | Complete | 2014-12-08 | 2015-02-04 | 2015-02-09 | 2015-02-09
SRP32975 | SREC Solar | SAHOO |  | 7.14 | 0 | Residential | 1 | BRIDGEWATER | 8807 | 5 | TRINITY HEATING AND AIR | PSE&G BPU | No | QC Selected | 2014-12-08 | 2015-04-24
SRP32976 | SREC Solar | CZIMCHARO |  | 9.945 | 0 | Residential | 0 | HOWELL | 7731 | 17 | TRINITY HEATING AND AIR | JCP&L | No | Complete | 2014-12-08 | 2015-04-23 | 2015-05-06 | 2015-05-06
SRP32978 | SREC Solar | KOEHL |  | 11.475 | 0 | Residential | 1 | JACKSON | 8527 | 18 | TRINITY HEATING AND AIR | JCP&L | No | Complete | 2014-12-08 | 2015-01-20 | 2015-03-17 | 2015-03-17
SRP32980 | SREC Solar | WARDLOW |  | 5.61 | 0 | Residential | 1 | SEASIDE HEIGHTS | 8751 | 18 | TRINITY HEATING AND AIR | JCP&L | No | Complete | 2014-12-08 | 2015-02-17 | 2015-02-20 | 2015-02-20
SRP32983 | SREC Solar | URQUIA |  | 6.375 | 0 | Residential | 1 | WILLIAMSTOWN | 8094 | 15 | SOLARCITY CORPORATION | AC Electric | No | Complete | 2014-12-08 | 2015-04-28 | 2015-05-15 | 2015-05-15
SRP32984 | SREC Solar | NOTARIANNI |  | 6.25 | 0 | Residential | 1 | HAMILTON | 8610 | 12 | SOLAR ADVANTAGE, LLC | PSE&G BPU | No | Complete | 2014-12-08 | 2015-03-11 | 2015-03-26 | 2015-03-26
SRP32989 | SREC Solar | GELENS |  | 4.845 | 0 | Residential | 1 | WARETOWN | 8758 | 18 | TRINITY HEATING AND AIR | JCP&L | No | Complete | 2014-12-08 | 2015-02-07 | 2015-02-12 | 2015-02-12
SRP32991 | SREC Solar | DARE |  | 10.71 | 0 | Residential | 1 | STOW CREEK | 8302 | 20 | RCL ENTERPRISES INC. | AC Electric | No | Complete | 2014-12-08 | 2015-05-13 | 2015-05-26 | 2015-05-26
SRP33000 | SREC Solar | HANDFORD |  | 2.2 | 0 | Residential | 1 | BORDENTOWN | 8505 | 13 | WHITMAN CONSTRUCTION | PSE&G BPU | No | QA SELECTED | 2014-12-08 | 2015-05-20
SRP33001 | SREC Solar | SARRO |  | 6.6 | 0 | Residential | 1 | OLD BRIDGE | 8857 | 11 | TRINITY HEATING AND AIR | JCP&L | No | Complete | 2014-12-08 | 2015-02-07 | 2015-02-12 | 2015-02-12
SRP33002 | SREC Solar | ALLISON |  | 6.375 | 0 | Residential | 1 | CHERRY HILL | 8003 | 14 | VIVINT SOLAR | PSE&G BPU | No | QC Selected | 2014-12-08 | 2015-05-27
SRP33003 | SREC Solar | ANDRIULLI |  | 5.61 | 0 | Residential | 1 | TOMS RIVER | 8757 | 18 | VIVINT SOLAR | JCP&L | No | Complete | 2014-12-08 | 2015-04-28 | 2015-05-08 | 2015-05-08
SRP33004 | SREC Solar | ARECHAVALA |  | 9.18 | 0 | Residential | 1 | MARLTON | 8053 | 13 | VIVINT SOLAR | PSE&G BPU | No | Complete | 2014-12-22 | 2015-04-30 | 2015-05-15 | 2015-05-15
SRP33005 | SREC Solar | BARICAUA |  | 5.355 | 0 | Residential | 1 | PISCATAWAY | 8854 | 11 | VIVINT SOLAR | PSE&G BPU | No | Complete | 2014-12-08 | 2015-03-06 | 2015-03-16 | 2015-03-16
SRP33006 | SREC Solar | MARIN |  | 5.61 | 0 | Residential | 1 | ATLANTIC CITY | 8401 | 19 | ALLSEASON CONSTRUCTION | AC Electric | No | Complete | 2014-12-08 | 2015-04-10 | 2015-04-16 | 2015-04-16
SRP33010 | SREC Solar | KUSMICK |  | 6.63 | 0 | Residential | 1 | METUCHEN | 8840 | 11 | VIVINT SOLAR | PSE&G BPU | No | Complete | 2014-12-08 | 2015-04-30 | 2015-05-12 | 2015-05-12
SRP33011 | SREC Solar | REVAK |  | 5.355 | 0 | Residential | 1 | LAUREL SPRINGS | 8021 | 14 | VIVINT SOLAR | AC Electric | No | QA SELECTED | 2014-12-08 | 2015-05-26
SRP33012 | SREC Solar | TEPPER |  | 11.55 | 0 | Residential | 1 | CHERRY HILL | 8003 | 14 | TRINITY HEATING AND AIR | PSE&G BPU | No | Complete | 2014-12-08 | 2015-01-06 | 2015-01-14 | 2015-01-14
SRP33015 | SREC Solar | SIMMONS |  | 5.355 | 0 | Residential | 1 | WESTAMPTON | 8060 | 13 | VIVINT SOLAR | PSE&G BPU | No | Complete | 2014-12-08 | 2015-04-29 | 2015-05-15 | 2015-05-15
SRP33016 | SREC Solar | TOMORE |  | 8.16 | 0 | Residential | 1 | MIDDLESEX | 8846 | 11 | VIVINT SOLAR | PSE&G BPU | No | Complete | 2014-12-08 | 2015-04-22 | 2015-05-06 | 2015-05-06
SRP33017 | SREC Solar | VERDEROSA |  | 9.435 | 0 | Residential | 1 | TOMS RIVER | 8753 | 18 | VIVINT SOLAR | JCP&L | No | Complete | 2014-12-08 | 2015-03-04 | 2015-04-15 | 2015-04-15
SRP33020 | SREC Solar | WESTFIELD |  | 12.495 | 0 | Residential | 1 | PISCATAWAY | 8854 | 11 | VIVINT SOLAR | PSE&G BPU | No | Complete | 2014-12-08 | 2015-04-02 | 2015-05-14 | 2015-05-14
SRP33023 | SREC Solar | MOORE |  | 6.885 | 0 | Residential | 1 | PENNSAUKEN | 8109 | 14 | VIVINT SOLAR | PSE&G BPU | No | Complete | 2014-12-08 | 2015-04-29 | 2015-05-15 | 2015-05-15
SRP33024 | SREC Solar | NEWMAN |  | 9.69 | 0 | Residential | 1 | BEACHWOOD | 8722 | 18 | VIVINT SOLAR | JCP&L | No | Complete | 2014-12-08 | 2015-04-02 | 2015-04-13 | 2015-04-13
SRP33025 | SREC Solar | JOHNSON |  | 5.865 | 0 | Residential | 1 | LUMBERTON | 8048 | 13 | VIVINT SOLAR | PSE&G BPU | No | QA SELECTED | 2014-12-08 | 2015-05-29
SRP33028 | SREC Solar | EMMERSON-BOLT |  | 9.435 | 0 | Residential | 1 | JACKSON | 8527 | 18 | SOLARCITY CORPORATION | JCP&L | No | Complete | 2014-12-08 | 2015-04-02 | 2015-04-29 | 2015-04-29
SRP33029 | SREC Solar | AEDLA |  | 6.375 | 0 | Residential | 1 | MOUNTAINSIDE | 7092 | 10 | SOLARCITY CORPORATION | PSE&G BPU | No | Complete | 2014-12-08 | 2015-04-08 | 2015-04-16 | 2015-04-16
SRP33031 | SREC Solar | A. PATTERSON |  | 6.12 | 0 | Residential | 1 | BOUND BROOK BORO | 8805 | 5 | SOLARCITY CORPORATION | PSE&G BPU | No | Complete | 2014-12-08 | 2015-04-22 | 2015-04-30 | 2015-04-30
SRP33033 | SREC Solar | BRUCATO |  | 18.105 | 0 | Residential | 1 | MIDDLETOWN | 7748 | 17 | SOLARCITY CORPORATION | JCP&L | No | Complete | 2014-12-08 | 2015-03-18 | 2015-03-30 | 2015-03-30
SRP33034 | SREC Solar | LACHMANEN |  | 4.98 | 0 | Residential | 1 | RAHWAY | 7065 | 10 | ROOF DIAGNOSTICS INC | PSE&G BPU | No | Complete | 2014-12-08 | 2015-04-08 | 2015-04-16 | 2015-04-16
SRP33036 | SREC Solar | GRANT |  | 10.71 | 0 | Residential | 1 | WILLINGBORO | 8046 | 13 | SOLARCITY CORPORATION | PSE&G BPU | No | Complete | 2014-12-08 | 2015-03-20 | 2015-04-01 | 2015-04-01
SRP33037 | SREC Solar | RIPKE |  | 5.235 | 0 | Residential | 1 | EAST RUTHERFORD | 7073 | 7 | ROOF DIAGNOSTICS INC | PSE&G BPU | No | Complete | 2014-12-08 | 2015-04-08 | 2015-05-22 | 2015-05-22
SRP33040 | SREC Solar | SMITH |  | 3.57 | 0 | Residential | 1 | MT HOLLY | 8060 | 13 | VIVINT SOLAR | PSE&G BPU | No | Install Complete | 2014-12-08 | 2015-04-24
SRP33042 | SREC Solar | WAGNER |  | 4.235 | 0 | Residential | 1 | LAKEHURST | 8733 | 18 | ROOF DIAGNOSTICS INC | JCP&L | No | QC Selected | 2014-12-08 | 2015-03-10
SRP33043 | SREC Solar | WILLOUGHBY |  | 9.435 | 0 | Residential | 1 | MT HOLLY | 8060 | 13 | VIVINT SOLAR | PSE&G BPU | No | Complete | 2014-12-08 | 2015-05-12 | 2015-05-21 | 2015-05-21
SRP33045 | SREC Solar | NUREDINOSKI |  | 7.49 | 0 | Residential | 1 | MATAWAN | 7747 | 17 | ROOF DIAGNOSTICS INC | JCP&L | No | Complete | 2014-12-08 | 2015-03-18 | 2015-03-30 | 2015-03-30
SRP33047 | SREC Solar | GADSON |  | 11.22 | 0 | Residential | 1 | PISCATAWAY | 8854 | 11 | VIVINT SOLAR | PSE&G BPU | No | Complete | 2014-12-08 | 2015-04-02 | 2015-04-13 | 2015-04-13
SRP33048 | SREC Solar | CRUZ |  | 4.845 | 0 | Residential | 1 | VINELAND | 8360 | 20 | SOLARCITY CORPORATION | Vineland Muni Elec | No | QC Selected | 2014-12-08 | 2015-04-24
SRP33050 | SREC Solar | DZIEKAN |  | 4.335 | 0 | Residential | 1 | BEACHWOOD | 8722 | 18 | VIVINT SOLAR | JCP&L | No | Complete | 2014-12-08 | 2015-04-02 | 2015-04-13 | 2015-04-13
SRP33052 | SREC Solar | GLASS |  | 6.63 | 0 | Residential | 1 | MARLTON | 8053 | 13 | VIVINT SOLAR | PSE&G BPU | No | Complete | 2014-12-08 | 2015-02-22 | 2015-04-09 | 2015-04-09
SRP33056 | SREC Solar | MALKO |  | 12.495 | 0 | Residential | 1 | CHERRY HILL | 8003 | 14 | VIVINT SOLAR | PSE&G BPU | No | QA SELECTED | 2014-12-08 | 2015-05-20
SRP33057 | SREC Solar | SHEEHY |  | 8.415 | 0 | Residential | 1 | TOMS RIVER | 8753 | 18 | VIVINT SOLAR | JCP&L | No | Complete | 2014-12-08 | 2015-05-06 | 2015-05-20 | 2015-05-20
SRP33060 | SREC Solar | O SHEA |  | 2.04 | 0 | Residential | 1 | BELMAR | 7719 | 17 | VIVINT SOLAR | JCP&L | No | Complete | 2014-12-08 | 2015-04-22 | 2015-04-30 | 2015-04-30
SRP33062 | SREC Solar | KAUFMAN |  | 7.905 | 0 | Residential | 1 | EAST BRUNSWICK | 8816 | 11 | VIVINT SOLAR | PSE&G BPU | No | Complete | 2014-12-08 | 2015-05-07 | 2015-05-19 | 2015-05-19
SRP33065 | SREC Solar | DANCIAK |  | 4.08 | 0 | Residential | 1 | WHARTON | 7885 | 3 | VIVINT SOLAR | JCP&L | No | Complete | 2014-12-08 | 2015-02-07 | 2015-02-12 | 2015-02-12
SRP33067 | SREC Solar | HICKMAN |  | 13.875 | 0 | Residential | 1 | WILLIAMSTOWN | 8094 | 15 | SUNGEVITY, INC. | AC Electric | No | QA SELECTED | 2014-12-08 | 2015-05-29
SRP33074 | SREC Solar | RISO |  | 12.32 | 0 | Residential | 1 | LAKEHURST | 8733 | 18 | KOPP ELECTRIC COMPANY | JCP&L | No | Complete | 2014-12-15 | 2015-05-14 | 2015-05-22 | 2015-05-22
SRP33076 | SREC Solar | SUAREZ |  | 9.555 | 0 | Residential | 0 | EDISON | 8817 | 11 | SUN 101 LLC | PSE&G BPU | No | Complete | 2014-12-15 | 2015-04-08 | 2015-04-22 | 2015-04-22
SRP33077 | SREC Solar | FOURNIER | L'OREAL USA PRODUCTS INC | 242.76 | 0 | Commercial | 1 | PISCATAWAY | 8854 | 11 | GEOPEAK ENERGY LLC | PSE&G BPU | No | Complete | 2014-12-15 | 2015-01-20 | 2015-03-27 | 2015-03-27
SRP33080 | SREC Solar | CRESPO |  | 4.08 | 0 | Residential | 1 | WILLINGBORO | 8046 | 13 | VIVINT SOLAR | PSE&G BPU | No | Complete | 2014-12-15 | 2015-04-24 | 2015-05-08 | 2015-05-08
SRP33081 | SREC Solar | AFFLERBACK |  | 6.885 | 0 | Residential | 0 | WILLINGBORO | 8046 | 13 | VIVINT SOLAR | PSE&G BPU | No | Complete | 2014-12-15 | 2015-04-08 | 2015-04-16 | 2015-04-16
SRP33082 | SREC Solar | COTTOM |  | 5.865 | 0 | Residential | 1 | EDGEWATER PARK | 8010 | 13 | VIVINT SOLAR | PSE&G BPU | No | Complete | 2014-12-15 | 2015-04-07 | 2015-04-20 | 2015-04-20
SRP33086 | SREC Solar | ORAM |  | 8.67 | 0 | Residential | 1 | BRIDGEWATER | 8805 | 5 | VIVINT SOLAR | PSE&G BPU | No | Complete | 2014-12-15 | 2015-03-12 | 2015-03-24 | 2015-03-24
SRP33096 | SREC Solar | COLLINS |  | 6.375 | 0 | Residential | 1 | LAWNSIDE | 8045 | 14 | VIVINT SOLAR | PSE&G BPU | No | Complete | 2014-12-15 | 2015-02-27 | 2015-03-12 | 2015-03-12
SRP33097 | SREC Solar | PALING |  | 5.1 | 0 | Residential | 1 | TOMS RIVER | 8753 | 18 | VIVINT SOLAR | JCP&L | No | Complete | 2014-12-15 | 2015-03-18 | 2015-04-09 | 2015-04-09
SRP33098 | SREC Solar | KABA |  | 8.925 | 0 | Residential | 1 | TOMS RIVER | 8753 | 18 | VIVINT SOLAR | JCP&L | No | QA SELECTED | 2014-12-15 | 2015-05-20
SRP33099 | SREC Solar | SAMUELS |  | 5.355 | 0 | Residential | 1 | PENNSAUKEN | 8110 | 14 | VIVINT SOLAR | PSE&G BPU | No | Complete | 2014-12-15 | 2015-02-04 | 2015-02-13 | 2015-02-13
SRP33102 | SREC Solar | WASSERMAN |  | 3.57 | 0 | Residential | 1 | UNION | 7083 | 10 | VIVINT SOLAR | PSE&G BPU | No | Complete | 2014-12-15 | 2015-02-03 | 2015-02-05 | 2015-02-05
SRP33103 | SREC Solar | BENYULA |  | 9.435 | 0 | Residential | 0 | MOUNT LAUREL | 8054 | 13 | VIVINT SOLAR | PSE&G BPU | No | Complete | 2014-12-15 | 2015-04-02 | 2015-04-09 | 2015-04-09
SRP33105 | SREC Solar | KELLY |  | 5.865 | 0 | Residential | 0 | EDGEWATER PARK | 8010 | 13 | VIVINT SOLAR | PSE&G BPU | No | Complete | 2014-12-15 | 2015-04-15 | 2015-05-06 | 2015-05-06
SRP33106 | SREC Solar | PAREDES |  | 3.06 | 0 | Residential | 1 | WILLINGBORO | 8046 | 13 | VIVINT SOLAR | PSE&G BPU | No | Complete | 2014-12-15 | 2015-04-30 | 2015-05-15 | 2015-05-15
SRP33109 | SREC Solar | PREISER |  | 12.495 | 0 | Residential | 1 | JACKSON | 8527 | 18 | TRINITY HEATING AND AIR | JCP&L | No | Complete | 2014-12-15 | 2015-01-29 | 2015-02-04 | 2015-02-04
SRP33111 | SREC Solar | ASLANIAN |  | 6.375 | 0 | Residential | 0 | ROCKAWAY | 7866 | 3 | TRINITY HEATING AND AIR | JCP&L | No | Complete | 2014-12-15 | 2015-04-02 | 2015-04-07 | 2015-04-07
SRP33112 | SREC Solar | WEISS-WALTERS |  | 10.71 | 0 | Residential | 1 | TOMS RIVER | 8757 | 18 | TRINITY HEATING AND AIR | JCP&L | No | Complete | 2014-12-15 | 2015-03-25 | 2015-04-10 | 2015-04-10
SRP33113 | SREC Solar | WATSON |  | 14.025 | 0 | Residential | 1 | BRICK | 8724 | 18 | TRINITY HEATING AND AIR | JCP&L | No | Complete | 2014-12-15 | 2015-02-12 | 2015-02-16 | 2015-02-16
SRP33118 | SREC Solar | STEWART |  | 10.455 | 0 | Residential | 1 | MOUNT LAUREL | 8054 | 13 | VIVINT SOLAR | PSE&G BPU | No | Complete | 2014-12-15 | 2015-03-04 | 2015-03-19 | 2015-03-19
SRP33126 | SREC Solar | POTTS |  | 9.435 | 0 | Residential | 1 | BORDENTOWN | 8505 | 13 | VIVINT SOLAR | PSE&G BPU | No | Complete | 2014-12-15 | 2015-04-22 | 2015-05-06 | 2015-05-06
SRP33127 | SREC Solar | OLIVER |  | 13.005 | 0 | Residential | 1 | BAYVILLE | 8721 | 18 | ACOS ENERGY, LLC | JCP&L | No | Complete | 2014-12-15 | 2015-05-04 | 2015-05-15 | 2015-05-15
SRP33132 | SREC Solar | POLK |  | 9.945 | 0 | Residential | 1 | FLANDERS | 7836 | 3 | VIVINT SOLAR | JCP&L | No | Complete | 2014-12-15 | 2015-03-04 | 2015-03-19 | 2015-03-19
SRP33137 | SREC Solar | DECANDIA |  | 6.885 | 0 | Residential | 1 | PARLIN | 8859 | 11 | VIVINT SOLAR | JCP&L | No | Complete | 2014-12-15 | 2015-02-07 | 2015-02-12 | 2015-02-12
SRP33141 | SREC Solar | GEBHART |  | 15.81 | 0 | Residential | 1 | TOMS RIVER | 8757 | 18 | VIVINT SOLAR | JCP&L | No | Complete | 2014-12-15 | 2015-05-14 | 2015-05-27 | 2015-05-27
SRP33142 | SREC Solar | O'BRIEN |  | 5.61 | 0 | Residential | 1 | PENNSAUKEN | 8109 | 14 | VIVINT SOLAR | PSE&G BPU | No | Complete | 2014-12-15 | 2015-04-28 | 2015-05-14 | 2015-05-14
SRP33143 | SREC Solar | GARRETT |  | 5.72 | 0 | Residential | 1 | JACKSON | 8527 | 18 | TRINITY HEATING AND AIR | JCP&L | No | Complete | 2014-12-15 | 2015-04-02 | 2015-04-07 | 2015-04-07
SRP33144 | SREC Solar | WILLIAMS |  | 4.59 | 0 | Residential | 1 | IRVINGTON | 7111 | 9 | TRINITY HEATING AND AIR | PSE&G BPU | No | Complete | 2014-12-15 | 2015-03-04 | 2015-03-18 | 2015-03-18
SRP33146 | SREC Solar | VANARD |  | 13.005 | 0 | Residential | 1 | EDGEWATER PARK | 8010 | 13 | VIVINT SOLAR | PSE&G BPU | No | Complete | 2014-12-15 | 2015-04-07 | 2015-04-20 | 2015-04-20
SRP33149 | SREC Solar | BLACKMAN |  | 6.63 | 0 | Residential | 1 | OLD BRIDGE | 8857 | 11 | VIVINT SOLAR | JCP&L | No | Complete | 2014-12-15 | 2015-03-12 | 2015-03-25 | 2015-03-25
SRP33151 | SREC Solar | BASKO |  | 12.24 | 0 | Residential | 1 | JACKSON | 8527 | 18 | TRINITY HEATING AND AIR | JCP&L | No | Complete | 2014-12-15 | 2015-03-24 | 2015-04-23 | 2015-04-23
SRP33152 | SREC Solar | LUTCHMAN |  | 4 | 0 | Residential | 1 | WEST ORANGE | 7052 | 9 | SOLARCITY CORPORATION | PSE&G BPU | No | Complete | 2014-12-15 | 2015-04-02 | 2015-04-07 | 2015-04-07
SRP33157 | SREC Solar | WINDT |  | 8.415 | 0 | Residential | 1 | STANHOPE | 7874 | 1 | SOLARCITY CORPORATION | JCP&L | No | Complete | 2014-12-15 | 2015-04-24 | 2015-05-08 | 2015-05-08
SRP33164 | SREC Solar | COLEMAN |  | 6.63 | 0 | Residential | 1 | EGG HARBOR TWP | 8234 | 19 | ALLSEASON CONSTRUCTION | AC Electric | No | Complete | 2014-12-15 | 2015-04-28 | 2015-05-08 | 2015-05-08
SRP33165 | SREC Solar | BALLES |  | 6.63 | 0 | Residential | 1 | EGG HARBOR TWP | 8234 | 19 | ALLSEASON CONSTRUCTION | AC Electric | No | Complete | 2014-12-15 | 2015-02-20 | 2015-03-03 | 2015-03-03
SRP33166 | SREC Solar | TENNANT |  | 8.67 | 0 | Residential | 1 | BARNEGAT | 8005 | 18 | RELIABLE POWER SERVICES, INC. | AC Electric | No | Complete | 2014-12-15 | 2015-05-13 | 2015-05-26 | 2015-05-26
SRP33167 | SREC Solar | BRAY |  | 6.63 | 0 | Residential | 1 | BARNEGAT | 8005 | 18 | RELIABLE POWER SERVICES, INC. | JCP&L | No | Complete | 2014-12-15 | 2015-03-20 | 2015-03-31 | 2015-03-31
SRP33171 | SREC Solar | JARDINE |  | 9.25 | 0 | Residential | 1 | WEST TUCKERTON | 8087 | 18 | EZNERGY LLC | AC Electric | No | Complete | 2014-12-15 | 2015-04-29 | 2015-05-12 | 2015-05-12
SRP33172 | SREC Solar | MCKEONE |  | 8.5 | 0 | Residential | 1 | NORTHFIELD | 8225 | 19 | SUN UP ZERO DOWN | AC Electric | No | Complete | 2014-12-15 | 2015-04-15 | 2015-04-27 | 2015-04-27
SRP33173 | SREC Solar | BIELSKI |  | 5 | 0 | Residential | 1 | HACKETTSTOWN | 7840 | 2 | SUNGEVITY, INC. | JCP&L | No | QA SELECTED | 2014-12-15 | 2015-05-22
SRP33174 | SREC Solar | YOUNG |  | 5.25 | 0 | Residential | 1 | HOPEWELL | 8525 | 12 | SUNGEVITY, INC. | PSE&G BPU | No | Complete | 2014-12-15 | 2015-02-22 | 2015-02-26 | 2015-02-26
SRP33175 | SREC Solar | RHUBART |  | 7.395 | 0 | Residential | 1 | CANTON | 8079 | 16 | RCL ENTERPRISES INC. | AC Electric | No | Complete | 2014-12-15 | 2015-04-07 | 2015-04-20 | 2015-04-20
SRP33176 | SREC Solar | TOMASELLO |  | 7.14 | 0 | Residential | 1 | ABSECON HIGHLANDS | 8201 | 19 | RCL ENTERPRISES INC. | AC Electric | No | Complete | 2014-12-15 | 2015-04-29 | 2015-05-12 | 2015-05-12
SRP33182 | SREC Solar | DICKEL |  | 16.83 | 0 | Residential | 1 | FRANKLINVILLE | 8322 | 15 | RCL ENTERPRISES INC. | AC Electric | No | Complete | 2014-12-15 | 2015-05-07 | 2015-05-19 | 2015-05-19
SRP33183 | SREC Solar | THOMAS |  | 13.77 | 0 | Residential | 1 | BRIDGETON | 8302 | 20 | RCL ENTERPRISES INC. | AC Electric | No | Complete | 2014-12-15 | 2015-04-22 | 2015-05-01 | 2015-05-01
SRP33184 | SREC Solar | ALFANO |  | 7.395 | 0 | Residential | 0 | BARGAINTOWN | 8234 | 19 | RCL ENTERPRISES INC. | AC Electric | No | Complete | 2014-12-15 | 2015-04-08 | 2015-04-29 | 2015-04-29
SRP33186 | SREC Solar | HOFF | CASTLE RIDGE FARM | 16.065 | 0 | Farm | 1 | HARMONY TWP | 8865 | 2 | EZNERGY LLC | JCP&L | No | Complete | 2014-12-15 | 2015-04-16 | 2015-04-22 | 2015-04-22
SRP33187 | SREC Solar | MULLHOLLAND |  | 5.6 | 0 | Residential | 0 | NORTH BRUNSWICK | 8902 | 11 | SKYLINE SOLAR | PSE&G BPU | No | Complete | 2014-12-15 | 2015-04-16 | 2015-04-22 | 2015-04-22
SRP33188 | SREC Solar | GRIMALDI |  | 9.72 | 0 | Residential | 1 | LAWRENCE TWP | 8648 | 12 | GEORGE J KELLER & SONS | PSE&G BPU | No | Complete | 2014-12-15 | 2015-04-24 | 2015-05-08 | 2015-05-08
SRP33190 | SREC Solar | TASSO |  | 6.63 | 0 | Residential | 1 | MONROE | 8831 | 11 | TRINITY HEATING AND AIR | JCP&L | No | Complete | 2014-12-15 | 2015-05-18 | 2015-05-27 | 2015-05-27
SRP33194 | SREC Solar | JONES |  | 6.375 | 0 | Residential | 1 | CRANFORD | 7016 | 10 | SOLARCITY CORPORATION | PSE&G BPU | No | Complete | 2014-12-15 | 2015-04-21 | 2015-04-30 | 2015-04-30
SRP33195 | SREC Solar | JONES |  | 6.325 | 0 | Residential | 1 | LIVINGSTON | 7039 | 9 | TRINITY HEATING AND AIR | PSE&G BPU | No | Complete | 2014-12-15 | 2015-01-13 | 2015-01-26 | 2015-01-26
SRP33196 | SREC Solar | CAMARA |  | 13.26 | 0 | Residential | 1 | TOMS RIVER | 8753 | 18 | TRINITY HEATING AND AIR | JCP&L | No | Complete | 2014-12-15 | 2015-02-04 | 2015-02-09 | 2015-02-09
SRP33197 | SREC Solar | DELEDDA |  | 7.15 | 0 | Residential | 1 | BRICK | 8723 | 18 | TRINITY HEATING AND AIR | JCP&L | No | Complete | 2014-12-15 | 2015-01-07 | 2015-01-21 | 2015-01-21
SRP33203 | SREC Solar | LAMELA |  | 8.925 | 0 | Residential | 1 | PINE BEACH | 8741 | 18 | SOLARCITY CORPORATION | JCP&L | No | Complete | 2014-12-15 | 2015-05-06 | 2015-05-20 | 2015-05-20
SRP33206 | SREC Solar | TIBERI |  | 9.945 | 0 | Residential | 1 | JACKSON | 8527 | 18 | TRINITY HEATING AND AIR | JCP&L | No | Complete | 2014-12-15 | 2015-02-07 | 2015-02-12 | 2015-02-12
SRP33207 | SREC Solar | BEVINS |  | 14.79 | 0 | Residential | 1 | MANCHESTER | 8759 | 18 | TRINITY HEATING AND AIR | JCP&L | No | Complete | 2014-12-15 | 2015-03-11 | 2015-03-24 | 2015-03-24
SRP33211 | SREC Solar | MUNOZ |  | 8.67 | 0 | Residential | 1 | COLONIA | 7067 | 10 | TRINITY HEATING AND AIR | PSE&G BPU | No | QC Selected | 2014-12-15 | 2015-04-28
SRP33213 | SREC Solar | LEAR |  | 5.61 | 0 | Residential | 1 | SOUTH AMBOY | 8879 | 11 | VIVINT SOLAR | JCP&L | No | Complete | 2014-12-15 | 2015-02-07 | 2015-02-11 | 2015-02-11
SRP33214 | SREC Solar | LOPEZ |  | 7.65 | 0 | Residential | 1 | LODI | 7644 | 7 | TRINITY HEATING AND AIR | PSE&G BPU | No | Complete | 2014-12-15 | 2015-03-06 | 2015-03-16 | 2015-03-16
SRP33220 | SREC Solar | MCBRIDE |  | 9.88 | 0 | Residential | 1 | TURNERSVILLE | 8012 | 14 | SOLARCITY CORPORATION | AC Electric | No | QC Selected | 2014-12-15 | 2015-05-15
SRP33225 | SREC Solar | NARA |  | 8.41 | 0 | Residential | 0 | HAMILTON | 8690 | 12 | GEOPEAK ENERGY LLC | PSE&G BPU | No | Complete | 2014-12-15 | 2015-05-06 | 2015-05-21 | 2015-05-21
SRP33228 | SREC Solar | NINAN |  | 7.395 | 0 | Residential | 1 | MICKLETON | 8056 | 15 | SOLARCITY CORPORATION | AC Electric | No | QA SELECTED | 2014-12-15 | 2015-03-25
SRP33234 | SREC Solar | ZAUG |  | 7.395 | 0 | Residential | 1 | LONG VALLEY | 7853 | 3 | SOLARCITY CORPORATION | JCP&L | No | Complete | 2014-12-15 | 2015-04-22 | 2015-04-30 | 2015-04-30
SRP33235 | SREC Solar | BALDI |  | 7.905 | 0 | Residential | 1 | BARRINGTON BORO | 8007 | 14 | SOLARCITY CORPORATION | PSE&G BPU | No | Complete | 2014-12-15 | 2015-04-08 | 2015-04-16 | 2015-04-16
SRP33236 | SREC Solar | BUNNELL |  | 4.59 | 0 | Residential | 1 | LEHT | 8087 | 18 | ALLSEASON CONSTRUCTION | AC Electric | No | Complete | 2014-12-15 | 2015-05-06 | 2015-05-20 | 2015-05-20
SRP33237 | SREC Solar | LUBERTAZZI |  | 15.555 | 0 | Residential | 1 | JACKSON | 8527 | 18 | SOLARCITY CORPORATION | JCP&L | No | QA SELECTED | 2015-01-26 | 2015-04-28
SRP33248 | SREC Solar | TURI |  | 5.865 | 0 | Residential | 1 | TOMS RIVER | 8757 | 18 | SOLARCITY CORPORATION | JCP&L | No | Complete | 2014-12-15 | 2015-03-25 | 2015-04-14 | 2015-04-14
SRP33252 | SREC Solar | LEE |  | 5.355 | 0 | Residential | 1 | HARVEY CEDARS | 8008 | 18 | SOLARCITY CORPORATION | AC Electric | No | Complete | 2014-12-15 | 2015-04-30 | 2015-05-12 | 2015-05-12
SRP33253 | SREC Solar | ROGER |  | 8.16 | 0 | Residential | 1 | WILLINGBORO | 8046 | 13 | SOLARCITY CORPORATION | PSE&G BPU | No | Complete | 2014-12-15 | 2015-03-25 | 2015-04-15 | 2015-04-15
SRP33257 | SREC Solar | KRESKER |  | 6.12 | 0 | Residential | 1 | MANCHESTER | 8759 | 18 | SOLARCITY CORPORATION | JCP&L | No | Complete | 2014-12-15 | 2015-04-02 | 2015-04-13 | 2015-04-13
SRP33259 | SREC Solar | LEOTTA-HAWKES |  | 13.515 | 0 | Residential | 1 | BRICK | 8724 | 18 | SOLARCITY CORPORATION | JCP&L | No | Complete | 2014-12-15 | 2015-05-07 | 2015-05-20 | 2015-05-20
SRP33261 | SREC Solar | WILLIAMS |  | 4.08 | 0 | Residential | 1 | IRVINGTON | 7111 | 9 | TRINITY HEATING AND AIR | PSE&G BPU | No | Complete | 2014-12-15 | 2015-04-22 | 2015-04-30 | 2015-04-30
SRP33262 | SREC Solar | RUTTER |  | 5.1 | 0 | Residential | 1 | GLOUCESTER | 8012 | 14 | SOLARCITY CORPORATION | AC Electric | No | Complete | 2014-12-15 | 2015-03-20 | 2015-04-23 | 2015-04-23
SRP33270 | SREC Solar | MILSOP |  | 3.57 | 0 | Residential | 0 | WILLINGBORO | 8046 | 13 | TRINITY HEATING AND AIR | PSE&G BPU | No | Complete | 2014-12-15 | 2015-01-20 | 2015-02-16 | 2015-02-16
SRP33271 | SREC Solar | COOK |  | 4.845 | 0 | Residential | 1 | TOMS RIVER | 8757 | 18 | TRINITY HEATING AND AIR | JCP&L | No | Complete | 2014-12-15 | 2015-03-11 | 2015-03-24 | 2015-03-24
SRP33272 | SREC Solar | DELLAS |  | 22.95 | 0 | Residential | 1 | COLD SPRING | 8204 | 21 | ACOS ENERGY, LLC | AC Electric | No | QA SELECTED | 2014-12-15 | 2015-05-22
SRP33275 | SREC Solar | VESCE |  | 7.975 | 0 | Residential | 1 | MIDDLETOWN | 7748 | 17 | TRINITY HEATING AND AIR | JCP&L | No | Complete | 2014-12-15 | 2015-02-18 | 2015-02-24 | 2015-02-24
SRP33277 | SREC Solar | SCHMIDT |  | 5.775 | 0 | Residential | 1 | EDGEWATER PARK | 8010 | 13 | TRINITY HEATING AND AIR | PSE&G BPU | No | Complete | 2014-12-15 | 2015-01-28 | 2015-01-30 | 2015-01-30
SRP33280 | SREC Solar | HAAS |  | 4.59 | 0 | Residential | 1 | RIVERSIDE | 8075 | 13 | VIVINT SOLAR | PSE&G BPU | No | Complete | 2014-12-15 | 2015-04-30 | 2015-05-12 | 2015-05-12
SRP33281 | SREC Solar | GUGLER |  | 3.06 | 0 | Residential | 1 | WHARTON | 7885 | 3 | VIVINT SOLAR | JCP&L | No | QA SELECTED | 2014-12-15 | 2015-05-29
SRP33284 | SREC Solar | DI NICOLA |  | 14.025 | 0 | Residential | 1 | MARLTON | 8053 | 13 | VIVINT SOLAR | PSE&G BPU | No | Complete | 2014-12-15 | 2015-02-17 | 2015-03-24 | 2015-03-24
SRP33289 | SREC Solar | IACONE |  | 9.715 | 0 | Residential | 0 | EDISON | 8820 | 11 | SEA BRIGHT SOLAR, LLC | PSE&G BPU | No | Complete | 2014-12-15 | 2015-05-12 | 2015-05-20 | 2015-05-20
SRP33292 | SREC Solar | NGUYEN |  | 12.24 | 0 | Residential | 1 | WILLIAMSTOWN | 8904 | 11 | SEA BRIGHT SOLAR, LLC | AC Electric | No | Complete | 2014-12-15 | 2015-04-13 | 2015-04-20 | 2015-04-20
SRP33293 | SREC Solar | DHOPTE |  | 8.16 | 0 | Residential | 1 | CHESTERFIELD TOWNSHIP | 8515 | 13 | SOLARCITY CORPORATION | PSE&G BPU | No | Complete | 2014-12-15 | 2015-03-18 | 2015-03-30 | 2015-03-30
SRP33294 | SREC Solar | BLOOMFIELD |  | 12.75 | 0 | Residential | 1 | MANCHESTER | 8759 | 18 | SEA BRIGHT SOLAR, LLC | JCP&L | No | Complete | 2014-12-15 | 2015-02-06 | 2015-03-17 | 2015-03-17
SRP33296 | SREC Solar | QUIGLEY |  | 3.06 | 0 | Residential | 1 | WHITING | 8759 | 18 | TRINITY HEATING AND AIR | JCP&L | No | Complete | 2014-12-15 | 2015-01-28 | 2015-02-04 | 2015-02-04
SRP33299 | SREC Solar | ESPOSITO |  | 4.59 | 0 | Residential | 1 | WOODBRIDGE | 7095 | 11 | TRINITY HEATING AND AIR | PSE&G BPU | No | Complete | 2014-12-15 | 2015-04-22 | 2015-04-30 | 2015-04-30
SRP33300 | SREC Solar | MCCALL |  | 7.65 | 0 | Residential | 1 | JACKSON | 8527 | 18 | TRINITY HEATING AND AIR | JCP&L | No | Complete | 2014-12-15 | 2015-01-20 | 2015-01-28 | 2015-01-28
SRP33301 | SREC Solar | PORFIDO |  | 7.65 | 0 | Residential | 1 | TOTOWA | 7512 | 6 | TRINITY HEATING AND AIR | PSE&G BPU | No | Complete | 2014-12-15 | 2015-02-17 | 2015-04-03 | 2015-04-03
SRP33304 | SREC Solar | BOLSVERT |  | 14.1 | 0 | Residential | 1 | BUDD LAKE | 7828 | 3 | GEORGE J KELLER & SONS | JCP&L | No | Complete | 2014-12-15 | 2015-04-30 | 2015-05-15 | 2015-05-15
SRP33309 | SREC Solar | LICANDRO |  | 7.84 | 0 | Residential | 1 | BRICK | 8723 | 18 | KOPP ELECTRIC COMPANY | JCP&L | No | Complete | 2014-12-15 | 2015-05-14 | 2015-05-22 | 2015-05-22
SRP33310 | SREC Solar | DESIMONE |  | 2.963 | 0 | Residential | 1 | WHITING | 8759 | 18 | WHITMAN CONSTRUCTION | JCP&L | No | Complete | 2014-12-15 | 2015-05-06 | 2015-05-20 | 2015-05-20
SRP33313 | SREC Solar | HASANOEDDIN |  | 10.2 | 0 | Residential | 1 | MATAWAN | 7747 | 17 | SOLARCITY CORPORATION | JCP&L | No | Complete | 2014-12-15 | 2015-04-29 | 2015-05-13 | 2015-05-13
SRP33314 | SREC Solar | VECCHIO |  | 3.57 | 0 | Residential | 1 | MINE HILL | 7803 | 3 | SOLARCITY CORPORATION | JCP&L | No | QC Selected | 2014-12-15 | 2015-05-06
SRP33323 | SREC Solar | STROMAN |  | 4 | 0 | Residential | 1 | WILLINGBORO | 8046 | 13 | SOLARCITY CORPORATION | PSE&G BPU | No | Complete | 2014-12-15 | 2015-02-07 | 2015-02-12 | 2015-02-12
SRP33325 | SREC Solar | BROOKS SR. |  | 10.2 | 0 | Residential | 1 | SHILOH | 8353 | 20 | RCL ENTERPRISES INC. | AC Electric | No | Complete | 2014-12-15 | 2015-04-07 | 2015-04-21 | 2015-04-21
SRP33327 | SREC Solar | HARPER |  | 10.5 | 0 | Residential | 1 | MULLICA HILL | 8062 | 15 | SUNGEVITY, INC. | AC Electric | No | Complete | 2014-12-15 | 2015-03-19 | 2015-04-10 | 2015-04-10
SRP33332 | SREC Solar | ALICEA |  | 7.905 | 0 | Residential | 1 | JACKSON | 8527 | 18 | SOLARCITY CORPORATION | JCP&L | No | Complete | 2014-12-15 | 2015-04-02 | 2015-04-13 | 2015-04-13
SRP33333 | SREC Solar | SHINE |  | 11.985 | 0 | Residential | 1 | WILLINGBORO | 8046 | 13 | SOLARCITY CORPORATION | PSE&G BPU | No | Complete | 2014-12-15 | 2015-02-22 | 2015-02-25 | 2015-02-25
SRP33334 | SREC Solar | KANE |  | 7.65 | 0 | Residential | 1 | EGG HARBOR TOWNSHIP | 8234 | 19 | SOLARCITY CORPORATION | AC Electric | No | QA SELECTED | 2014-12-15 | 2015-03-25
SRP33337 | SREC Solar | FRYAR |  | 6.63 | 0 | Residential | 1 | HADDON HEIGHTS | 8035 | 14 | SOLARCITY CORPORATION | PSE&G BPU | No | QC Selected | 2014-12-15 | 2015-05-13
SRP33340 | SREC Solar | PAREDES |  | 7.25 | 0 | Residential | 1 | PISCATAWAY TOWNSHIP | 8854 | 11 | SOLARCITY CORPORATION | PSE&G BPU | No | Complete | 2014-12-15 | 2015-02-16 | 2015-02-20 | 2015-02-20
SRP33344 | SREC Solar | VLIET |  | 11.985 | 0 | Residential | 1 | LAURELDALE | 8330 | 19 | SOLARCITY CORPORATION | AC Electric | No | QA SELECTED | 2014-12-15 | 2015-05-07
SRP33346 | SREC Solar | KAPLAN |  | 11.73 | 0 | Residential | 1 | OAKHURST | 7755 | 17 | TRINITY HEATING AND AIR | JCP&L | No | Complete | 2014-12-15 | 2015-04-02 | 2015-04-07 | 2015-04-07
SRP33347 | SREC Solar | GURAL |  | 8.67 | 0 | Residential | 1 | TOMS RIVER | 8757 | 18 | TRINITY HEATING AND AIR | JCP&L | No | QA SELECTED | 2014-12-15 | 2015-05-29
SRP33348 | SREC Solar | DIMSEY |  | 8.16 | 0 | Residential | 1 | TOMS RIVER | 8753 | 18 | TRINITY HEATING AND AIR | JCP&L | No | Complete | 2014-12-15 | 2015-04-22 | 2015-05-01 | 2015-05-01
SRP33349 | SREC Solar | DAMATO |  | 7.65 | 0 | Residential | 1 | TOMS RIVER | 8757 | 18 | TRINITY HEATING AND AIR | JCP&L | No | Complete | 2014-12-15 | 2015-02-17 | 2015-02-22 | 2015-02-22
SRP33350 | SREC Solar | DELCONTE |  | 5.865 | 0 | Residential | 1 | SOMERDALE | 8083 | 14 | TRINITY HEATING AND AIR | PSE&G BPU | No | Complete | 2014-12-15 | 2015-03-25 | 2015-04-10 | 2015-04-10
SRP33351 | SREC Solar | MATTEO |  | 7.14 | 0 | Residential | 1 | JACKSON | 8527 | 18 | TRINITY HEATING AND AIR | JCP&L | No | QC Selected | 2014-12-15 | 2015-03-25
SRP33352 | SREC Solar | KRAESE |  | 11.55 | 0 | Residential | 1 | OLD BRIDGE | 8857 | 11 | TRINITY HEATING AND AIR | JCP&L | No | QA SELECTED | 2014-12-15 | 2015-05-27
SRP33354 | SREC Solar | SHEHADEH |  | 6.05 | 0 | Residential | 1 | NORTH BERGEN | 7047 | 8 | TRINITY HEATING AND AIR | PSE&G BPU | No | Complete | 2014-12-15 | 2015-04-16 | 2015-04-22 | 2015-04-22
SRP33355 | SREC Solar | RIVERA |  | 6.12 | 0 | Residential | 1 | VINELAND | 8361 | 20 | SOLARCITY CORPORATION | Vineland Muni Elec | No | Complete | 2014-12-22 | 2015-04-03 | 2015-04-29 | 2015-04-29
SRP33363 | SREC Solar | HELLER |  | 8.1 | 0 | Residential | 1 | SWEDESBORO | 8085 | 15 | SOLARCITY CORPORATION | AC Electric | No | QA SELECTED | 2014-12-22 | 2015-03-25
SRP33365 | SREC Solar | REYNOLDS |  | 6.12 | 0 | Residential | 1 | PISCATAWAY | 8854 | 11 | VIVINT SOLAR | PSE&G BPU | No | Complete | 2014-12-22 | 2015-05-06 | 2015-05-20 | 2015-05-20
SRP33367 | SREC Solar | PALKO |  | 4.08 | 0 | Residential | 1 | BRIDGEWATER | 8807 | 5 | VIVINT SOLAR | PSE&G BPU | No | Complete | 2014-12-22 | 2015-02-27 | 2015-03-11 | 2015-03-11
SRP33368 | SREC Solar | MOURA |  | 5.61 | 0 | Residential | 1 | ROSELLE | 7203 | 10 | VIVINT SOLAR | PSE&G BPU | No | Complete | 2014-12-22 | 2015-04-17 | 2015-04-27 | 2015-04-27
SRP33369 | SREC Solar | WERNERSBACH |  | 9.435 | 0 | Residential | 1 | CLIFFWOOD BEACH | 7735 | 17 | VIVINT SOLAR | JCP&L | No | Complete | 2014-12-22 | 2015-05-06 | 2015-05-21 | 2015-05-21
SRP33370 | SREC Solar | TROTTER |  | 5.865 | 0 | Residential | 1 | FLANDERS | 7836 | 3 | VIVINT SOLAR | JCP&L | No | Complete | 2014-12-22 | 2015-03-11 | 2015-03-24 | 2015-03-24
SRP33372 | SREC Solar | ROSEI |  | 5.61 | 0 | Residential | 1 | BOUND BROOK | 8805 | 5 | VIVINT SOLAR | PSE&G BPU | No | QA SELECTED | 2014-12-22 | 2015-05-14
SRP33373 | SREC Solar | ADAMO |  | 3.06 | 0 | Residential | 1 | WAYNE | 7470 | 6 | VIVINT SOLAR | JCP&L | No | Complete | 2014-12-22 | 2015-05-06 | 2015-05-20 | 2015-05-20
SRP33374 | SREC Solar | SCHAEFER |  | 6.375 | 0 | Residential | 1 | JACKSON | 8527 | 18 | TRINITY HEATING AND AIR | JCP&L | No | Complete | 2014-12-22 | 2015-01-29 | 2015-02-04 | 2015-02-04
SRP33377 | SREC Solar | KASERER |  | 6.76 | 0 | Residential | 1 | LAWRENCE TWP | 8648 | 12 | SOLARCITY CORPORATION | PSE&G BPU | No | QA SELECTED | 2014-12-22 | 2015-05-13
SRP33379 | SREC Solar | EYTEL |  | 8.925 | 0 | Residential | 1 | SOUTHAMPTON | 8088 | 13 | ALLSEASON CONSTRUCTION | PSE&G BPU | No | QA SELECTED | 2014-12-22 | 2015-05-15
SRP33381 | SREC Solar | DESAI |  | 5.61 | 0 | Residential | 0 | EMERSON | 7630 | 7 | TRINITY HEATING AND AIR | PSE&G BPU | No | QC Selected | 2014-12-22 | 2015-04-23
SRP33382 | SREC Solar | GIRTON |  | 3.06 | 0 | Residential | 1 | NEPTUNE | 7753 | 17 | TRINITY HEATING AND AIR | JCP&L | No | Complete | 2014-12-22 | 2015-01-22 | 2015-01-28 | 2015-01-28
SRP33383 | SREC Solar | MUNOZ |  | 5.61 | 0 | Residential | 1 | BAYVILLE | 8721 | 18 | TRINITY HEATING AND AIR | JCP&L | No | Complete | 2014-12-22 | 2015-02-18 | 2015-02-24 | 2015-02-24
SRP33384 | SREC Solar | DELANEY | SPRINGFIELD VILLAGE SENIOR RESIDEN | 50.22 | 0 | Residential | 0 | NEWARK | 7103 | 9 | MERCHANT ELECTRIC & LIGHTING SERVICE INC | PSE&G BPU | No | QA SELECTED | 2014-12-22 | 2015-05-19
SRP33385 | SREC Solar | DELANEY | THE PLAZA AT SPRINGFIELD VILLAGE | 22.68 | 0 | Residential | 0 | NEWARK | 7103 | 9 | MERCHANT ELECTRIC & LIGHTING SERVICE INC | PSE&G BPU | No | Complete | 2014-12-22 | 2015-02-19 | 2015-04-15 | 2015-04-15
SRP33386 | SREC Solar | DELANEY | THE PLAZA AT SPRINGFIELD VILLAGE | 22.68 | 0 | Residential | 0 | NEWARK | 7103 | 9 | MERCHANT ELECTRIC & LIGHTING SERVICE INC | PSE&G BPU | No | Complete | 2014-12-22 | 2015-02-19 | 2015-02-24 | 2015-02-24
SRP33387 | SREC Solar | SMITH |  | 3.06 | 0 | Residential | 1 | LITTTLE EGG HARBOR | 8087 | 18 | TRINITY HEATING AND AIR | AC Electric | No | Complete | 2014-12-22 | 2015-04-07 | 2015-04-21 | 2015-04-21
SRP33388 | SREC Solar | MERRIWEATHER |  | 5.25 | 0 | Residential | 1 | SCOTCH PLAINS | 7076 | 10 | PRO CUSTOM SOLAR | PSE&G BPU | No | QA SELECTED | 2014-12-22 | 2015-05-13
SRP33389 | SREC Solar | NGUYEN |  | 7.14 | 0 | Residential | 1 | PENNSAUKEN TOWNSHIP | 8110 | 14 | SOLARCITY CORPORATION | PSE&G BPU | No | Complete | 2014-12-22 | 2015-02-04 | 2015-02-07 | 2015-02-07
SRP33398 | SREC Solar | COLLINGE |  | 8.75 | 0 | Residential | 1 | BELLMAWR | 8031 | 14 | SUNGEVITY, INC. | PSE&G BPU | No | Complete | 2014-12-22 | 2015-01-28 | 2015-02-24 | 2015-02-24
SRP33400 | SREC Solar | BHATT |  | 5 | 0 | Residential | 0 | FLANDERS | 7836 | 3 | SUNGEVITY, INC. | JCP&L | No | Complete | 2014-12-22 | 2015-02-04 | 2015-03-20 | 2015-03-20
SRP33401 | SREC Solar | MARTINEZ |  | 8.415 | 0 | Residential | 1 | STANHOPE | 7874 | 1 | SOLARCITY CORPORATION | JCP&L | No | Complete | 2014-12-22 | 2015-03-24 | 2015-04-02 | 2015-04-02
SRP33406 | SREC Solar | SPELLMAN |  | 6.375 | 0 | Residential | 1 | NATIONAL PARK | 8063 | 15 | SOLARCITY CORPORATION | PSE&G BPU | No | Complete | 2014-12-22 | 2015-03-18 | 2015-03-27 | 2015-03-27
SRP33412 | SREC Solar | BROZAS |  | 7 | 0 | Residential | 1 | HILLSBOROUGH | 8844 | 5 | SUNGEVITY, INC. | PSE&G BPU | No | Complete | 2014-12-22 | 2015-03-30 | 2015-04-10 | 2015-04-10
SRP33413 | SREC Solar | GEORGE |  | 8.67 | 0 | Residential | 1 | TOMS RIVER | 8753 | 18 | RELIABLE POWER SERVICES, INC. | JCP&L | No | QA SELECTED | 2014-12-22 | 2015-05-28
SRP33415 | SREC Solar | MACMILLAN |  | 11.985 | 0 | Residential | 1 | WHITING | 8759 | 18 | VIVINT SOLAR | JCP&L | No | QA SELECTED | 2014-12-22 | 2015-05-27
SRP33417 | SREC Solar | SANTOS |  | 5.1 | 0 | Residential | 1 | DOVER | 7801 | 3 | VIVINT SOLAR | JCP&L | No | QA SELECTED | 2014-12-22 | 2015-05-20
SRP33418 | SREC Solar | PIRILLI |  | 11.88 | 0 | Residential | 1 | TINTON FALLS | 7724 | 17 | SOLARCITY CORPORATION | JCP&L | No | Complete | 2014-12-22 | 2015-04-08 | 2015-04-16 | 2015-04-16
SRP33419 | SREC Solar | MARUT |  | 8.67 | 0 | Residential | 1 | BEACHWOOD | 8722 | 18 | VIVINT SOLAR | JCP&L | No | QC Selected | 2014-12-22 | 2015-04-24
SRP33421 | SREC Solar | MORGANTE |  | 4.59 | 0 | Residential | 0 | ROCKAWAY | 7866 | 3 | VIVINT SOLAR | JCP&L | No | QC Selected | 2014-12-22 | 2015-05-07
SRP33422 | SREC Solar | STEWART |  | 7.905 | 0 | Residential | 1 | LAWNSIDE | 8045 | 14 | VIVINT SOLAR | PSE&G BPU | No | QA SELECTED | 2014-12-22 | 2015-05-20
SRP33423 | SREC Solar | SILVA |  | 6.12 | 0 | Residential | 1 | DOVER | 7801 | 3 | VIVINT SOLAR | JCP&L | No | Complete | 2014-12-22 | 2015-02-22 | 2015-05-06 | 2015-05-06
SRP33426 | SREC Solar | PALIR |  | 3.06 | 0 | Residential | 1 | MIDDLESEX | 8846 | 11 | VIVINT SOLAR | PSE&G BPU | No | QA SELECTED | 2014-12-22 | 2015-05-14
SRP33427 | SREC Solar | GONZALEZ |  | 4.59 | 0 | Residential | 1 | EAST BRUNSWICK | 8816 | 11 | VIVINT SOLAR | PSE&G BPU | No | Complete | 2014-12-22 | 2015-05-11 | 2015-05-21 | 2015-05-21
SRP33430 | SREC Solar | MOSKAL |  | 8.16 | 0 | Residential | 1 | FRANKLIN | 8873 | 5 | VIVINT SOLAR | PSE&G BPU | No | Complete | 2014-12-22 | 2015-04-21 | 2015-04-30 | 2015-04-30
SRP33431 | SREC Solar | FORERO |  | 6.375 | 0 | Residential | 1 | HACKETTSTOWN | 7840 | 2 | VIVINT SOLAR | JCP&L | No | Complete | 2014-12-22 | 2015-04-24 | 2015-05-01 | 2015-05-01
SRP33433 | SREC Solar | DESSISO |  | 5.355 | 0 | Residential | 1 | WILLINGBORO | 8046 | 13 | VIVINT SOLAR | PSE&G BPU | No | Complete | 2014-12-22 | 2015-03-18 | 2015-04-15 | 2015-04-15
SRP33436 | SREC Solar | SAMU |  | 10.965 | 0 | Residential | 1 | CARTERET | 7008 | 11 | SOLARCITY CORPORATION | JCP&L | No | Complete | 2014-12-22 | 2015-03-18 | 2015-03-31 | 2015-03-31
SRP33437 | SREC Solar | HENDERSON |  | 14.535 | 0 | Residential | 1 | EVESHAM | 8053 | 13 | VIVINT SOLAR | PSE&G BPU | No | QA SELECTED | 2014-12-22 | 2015-05-14
SRP33440 | SREC Solar | BATTISTA |  | 4.59 | 0 | Residential | 1 | ROCKAWAY | 7866 | 3 | VIVINT SOLAR | JCP&L | No | QC Selected | 2014-12-22 | 2015-04-29
SRP33445 | SREC Solar | BERRY |  | 10.71 | 0 | Residential | 1 | SOUTH AMBOY | 8879 | 11 | VIVINT SOLAR | JCP&L | No | Complete | 2014-12-22 | 2015-02-07 | 2015-02-11 | 2015-02-11
SRP33446 | SREC Solar | BROWN |  | 7.395 | 0 | Residential | 1 | WILLINGBORO | 8046 | 13 | VIVINT SOLAR | PSE&G BPU | No | Complete | 2014-12-22 | 2015-02-17 | 2015-02-20 | 2015-02-20
SRP33447 | SREC Solar | CIAGLIA |  | 9.435 | 0 | Residential | 1 | FAIRFIELD | 7004 | 9 | VIVINT SOLAR | PSE&G BPU | No | Complete | 2014-12-22 | 2015-02-07 | 2015-02-11 | 2015-02-11
SRP33448 | SREC Solar | DROUET |  | 3.825 | 0 | Residential | 1 | MIDDLETOWN | 7748 | 17 | VIVINT SOLAR | JCP&L | No | QC Selected | 2014-12-22 | 2015-05-11
SRP33450 | SREC Solar | JACKSON |  | 5.1 | 0 | Residential | 1 | WILLINGBORO | 8046 | 13 | VIVINT SOLAR | PSE&G BPU | No | Complete | 2014-12-22 | 2015-04-01 | 2015-04-09 | 2015-04-09
SRP33452 | SREC Solar | TAYLOR-OSWALD |  | 2.55 | 0 | Residential | 1 | WHARTON | 7885 | 3 | VIVINT SOLAR | JCP&L | No | Complete | 2014-12-22 | 2015-02-22 | 2015-02-25 | 2015-02-25
SRP33453 | SREC Solar | LETELLIER |  | 5.355 | 0 | Residential | 1 | WILLINGBORO | 8046 | 13 | VIVINT SOLAR | PSE&G BPU | No | Complete | 2015-01-26 | 2015-03-18 | 2015-03-31 | 2015-03-31
SRP33455 | SREC Solar | PARIKH |  | 4.335 | 0 | Residential | 1 | E BRUNSWICK | 8816 | 11 | VIVINT SOLAR | JCP&L | No | Complete | 2014-12-22 | 2015-04-30 | 2015-05-15 | 2015-05-15
SRP33457 | SREC Solar | RICE |  | 9.435 | 0 | Residential | 1 | WILLINGBORO | 8046 | 13 | VIVINT SOLAR | PSE&G BPU | No | Complete | 2014-12-22 | 2015-02-27 | 2015-04-09 | 2015-04-09
SRP33462 | SREC Solar | GUIMARAES |  | 6.63 | 0 | Residential | 1 | TOTOWA | 7512 | 6 | VIVINT SOLAR | PSE&G BPU | No | Complete | 2014-12-22 | 2015-02-22 | 2015-02-25 | 2015-02-25
SRP33470 | SREC Solar | DISTEFANO |  | 4.845 | 0 | Residential | 1 | ABERDEEN | 7747 | 17 | TRINITY HEATING AND AIR | JCP&L | No | Complete | 2014-12-22 | 2015-04-29 | 2015-05-15 | 2015-05-15
SRP33471 | SREC Solar | SATHU |  | 8.67 | 0 | Residential | 1 | EAST BRUNSWICK | 8816 | 11 | VIVINT SOLAR | PSE&G BPU | No | QA SELECTED | 2014-12-22 | 2015-05-20
SRP33472 | SREC Solar | YOUNG |  | 15.555 | 0 | Residential | 1 | JACKSON | 8527 | 18 | TRINITY HEATING AND AIR | JCP&L | No | Complete | 2014-12-22 | 2015-01-20 | 2015-02-04 | 2015-02-04
SRP33473 | SREC Solar | MCBRIDE |  | 4.675 | 0 | Residential | 1 | NEWARK | 7112 | 9 | TRINITY HEATING AND AIR | PSE&G BPU | No | QC Selected | 2014-12-22 | 2015-04-22
SRP33478 | SREC Solar | MANN |  | 5.61 | 0 | Residential | 1 | BARNEGAT | 8005 | 18 | NJR HOME SERVICES | AC Electric | No | Complete | 2014-12-22 | 2015-04-29 | 2015-05-12 | 2015-05-12
SRP33479 | SREC Solar | VAN SCIVER |  | 3.825 | 0 | Residential | 1 | EDGEWATER PARK | 8010 | 13 | VIVINT SOLAR | PSE&G BPU | No | QA SELECTED | 2014-12-22 | 2015-05-12
SRP33482 | SREC Solar | GUADIAN |  | 10.2 | 0 | Residential | 1 | MARLTON | 8053 | 13 | ALLSEASON CONSTRUCTION | PSE&G BPU | No | Complete | 2014-12-22 | 2015-04-30 | 2015-05-12 | 2015-05-12
SRP33484 | SREC Solar | DOBIESZ |  | 8.67 | 0 | Residential | 1 | PARLIN | 8859 | 11 | VIVINT SOLAR | JCP&L | No | Complete | 2014-12-22 | 2015-04-29 | 2015-05-15 | 2015-05-15
SRP33486 | SREC Solar | NETTA |  | 6.12 | 0 | Residential | 1 | ROSELLE PARK | 7204 | 10 | VIVINT SOLAR | PSE&G BPU | No | Complete | 2014-12-22 | 2015-02-22 | 2015-02-27 | 2015-02-27
SRP33490 | SREC Solar | SHAH |  | 10.2 | 0 | Residential | 1 | GALLOWAY | 8205 | 19 | ALLSEASON CONSTRUCTION | AC Electric | No | Complete | 2014-12-22 | 2015-04-14 | 2015-04-21 | 2015-04-21
SRP33491 | SREC Solar | MCDOWELL |  | 6.12 | 0 | Residential | 1 | POMONA | 8215 | 19 | ALLSEASON CONSTRUCTION | AC Electric | No | Complete | 2014-12-22 | 2015-04-22 | 2015-05-01 | 2015-05-01
SRP33494 | SREC Solar | GIOVANNI |  | 10.71 | 0 | Residential | 1 | TOMS RIVER | 7757 | 17 | RELIABLE POWER SERVICES, INC. | JCP&L | No | QA SELECTED | 2014-12-22 | 2015-05-15
SRP33495 | SREC Solar | DIONISIO-PETRO |  | 15.045 | 0 | Residential | 1 | BAYVILLE | 8721 | 18 | RELIABLE POWER SERVICES, INC. | JCP&L | No | Complete | 2014-12-22 | 2015-04-30 | 2015-05-06 | 2015-05-06
SRP33496 | SREC Solar | FROEHLICH |  | 7.65 | 0 | Residential | 1 | MANCHESTER | 8759 | 18 | RELIABLE POWER SERVICES, INC. | JCP&L | No | Complete | 2014-12-22 | 2015-04-30 | 2015-05-06 | 2015-05-06
SRP33497 | SREC Solar | KOENIG |  | 7.395 | 0 | Residential | 1 | RIDGEFIELD PARK | 7660 | 7 | TRINITY HEATING AND AIR | PSE&G BPU | No | Complete | 2014-12-22 | 2015-03-31 | 2015-05-06 | 2015-05-06
SRP33499 | SREC Solar | SAWICKIE |  | 2.04 | 0 | Residential | 1 | WHITING | 8759 | 18 | TRINITY HEATING AND AIR | JCP&L | No | Complete | 2014-12-22 | 2015-05-18 | 2015-05-27 | 2015-05-27
SRP33503 | SREC Solar | MCDOWELL |  | 9.435 | 0 | Residential | 1 | GALLOWAY | 8205 | 19 | ALLSEASON CONSTRUCTION | AC Electric | No | Complete | 2014-12-22 | 2015-04-30 | 2015-05-12 | 2015-05-12
SRP33504 | SREC Solar | HENNICKE | OLIVERIE FUNERAL HOME | 23.65 | 0 | Commercial | 0 | MANCHESTER | 8759 | 18 | TRINITY HEATING AND AIR | JCP&L | No | Complete | 2014-12-22 | 2015-02-17 | 2015-02-27 | 2015-02-27
SRP33507 | SREC Solar | BOYLE |  | 8.4 | 0 | Residential | 1 | EDGEWATER PARK TWP | 8010 | 13 | GREEN POWER ENERGY LLC | PSE&G BPU | No | Complete | 2014-12-22 | 2015-04-03 | 2015-04-13 | 2015-04-13
SRP33511 | SREC Solar | RESENDE |  | 6 | 0 | Residential | 1 | WOODBRIDGE TWP | 7067 | 10 | SOLAR ADVANTAGE, LLC | PSE&G BPU | No | Complete | 2014-12-22 | 2015-03-25 | 2015-05-14 | 2015-05-14
SRP33514 | SREC Solar | DZIERWINKSKI |  | 7.395 | 0 | Residential | 1 | MILLVILLE | 8332 | 20 | SOLARCITY CORPORATION | AC Electric | No | Complete | 2014-12-22 | 2015-03-25 | 2015-05-06 | 2015-05-06
SRP33521 | SREC Solar | PIERRE |  | 3.71 | 0 | Residential | 0 | LINDEN | 7036 | 10 | GROUP SOLAR | PSE&G BPU | No | Complete | 2014-12-22 | 2015-02-26 | 2015-03-11 | 2015-03-11
SRP33524 | SREC Solar | KALAS |  | 7.95 | 0 | Residential | 0 | LINGSTON | 7039 | 9 | GROUP SOLAR | PSE&G BPU | No | Complete | 2014-12-22 | 2015-03-11 | 2015-03-25 | 2015-03-25
SRP33527 | SREC Solar | GARCIA |  | 5.5 | 0 | Residential | 1 | KEYPORT | 7735 | 17 | PRO CUSTOM SOLAR | JCP&L | No | Complete | 2014-12-22 | 2015-02-12 | 2015-02-16 | 2015-02-16
SRP33528 | SREC Solar | SAFOS |  | 7.65 | 0 | Residential | 1 | PENNSAUKEN TWP | 8109 | 14 | SOLARCITY CORPORATION | PSE&G BPU | No | Complete | 2014-12-22 | 2015-02-16 | 2015-02-20 | 2015-02-20
SRP33530 | SREC Solar | ZARKA |  | 9 | 0 | Residential | 1 | ASBURY | 8802 | 4 | EZNERGY LLC | JCP&L | No | Complete | 2014-12-22 | 2015-01-07 | 2015-01-21 | 2015-01-21
SRP33535 | SREC Solar | PACKARD |  | 9.075 | 0 | Residential | 0 | BORDENTOWN | 8505 | 13 | AMPED ON SOLAR | PSE&G BPU | No | Complete | 2014-12-22 | 2015-04-27 | 2015-05-06 | 2015-05-06
SRP33538 | SREC Solar | HARTER |  | 6.54 | 0 | Residential | 0 | MORRISTOWN | 7960 | 3 | GREEN POWER ENERGY LLC | JCP&L | No | Complete | 2014-12-22 | 2015-02-24 | 2015-03-03 | 2015-03-03
SRP33540 | SREC Solar | CAPES |  | 10.725 | 0 | Residential | 1 | BODENTOWN | 8505 | 13 | TRINITY HEATING AND AIR | PSE&G BPU | No | Complete | 2014-12-22 | 2015-02-07 | 2015-03-09 | 2015-03-09
SRP33542 | SREC Solar | LEJDA |  | 4.335 | 0 | Residential | 1 | BARNEGAT | 8005 | 18 | TRINITY HEATING AND AIR | JCP&L | No | Complete | 2014-12-22 | 2015-03-11 | 2015-03-24 | 2015-03-24
SRP33544 | SREC Solar | QUINONES |  | 7.425 | 0 | Residential | 1 | ELIZABETH | 7202 | 10 | TRINITY HEATING AND AIR | PSE&G BPU | No | QC Selected | 2014-12-22 | 2015-03-12
SRP33546 | SREC Solar | BUTCHER |  | 6.54 | 0 | Residential | 0 | LEBANON | 8833 | 4 | GREEN POWER ENERGY LLC | JCP&L | No | Complete | 2014-12-22 | 2015-02-18 | 2015-02-24 | 2015-02-24
SRP33552 | SREC Solar | RADO |  | 12.75 | 0 | Residential | 1 | JACKSON | 8527 | 18 | TRINITY HEATING AND AIR | JCP&L | No | Complete | 2014-12-22 | 2015-01-22 | 2015-01-30 | 2015-01-30
SRP33558 | SREC Solar | SIMBOL |  | 10.2 | 0 | Residential | 1 | ENGLISHTOWN | 7726 | 17 | SOLARCITY CORPORATION | JCP&L | No | Complete | 2014-12-22 | 2015-04-09 | 2015-04-21 | 2015-04-21
SRP33559 | SREC Solar | KHAN |  | 14.28 | 0 | Residential | 1 | CHERRY HILL | 8003 | 14 | SOLARCITY CORPORATION | PSE&G BPU | No | Complete | 2014-12-22 | 2015-03-24 | 2015-04-20 | 2015-04-20
SRP33563 | SREC Solar | SICCONNE |  | 9.945 | 0 | Residential | 1 | JACKSON | 8527 | 18 | SOLARCITY CORPORATION | JCP&L | No | Complete | 2014-12-22 | 2015-03-25 | 2015-04-14 | 2015-04-14
SRP33565 | SREC Solar | ENG |  | 6.5 | 0 | Residential | 1 | MARLBORO TOWNSHIP | 7746 | 17 | SOLARCITY CORPORATION | JCP&L | No | Complete | 2014-12-22 | 2015-04-22 | 2015-05-01 | 2015-05-01
SRP33571 | SREC Solar | FRANJMAN | COMPETITION PROP CORP | 25.2 | 0 | Commercial | 0 | WALL | 7719 | 17 | TRINITY HEATING AND AIR | JCP&L | No | Complete | 2014-12-22 | 2015-02-04 | 2015-03-20 | 2015-03-20
SRP33573 | SREC Solar | LAM |  | 4.5 | 0 | Residential | 1 | RIDGEFIELD PARK | 7660 | 7 | SUNGEVITY, INC. | PSE&G BPU | No | Complete | 2014-12-22 | 2015-02-10 | 2015-02-13 | 2015-02-13
SRP33576 | SREC Solar | HONIG |  | 6.5 | 0 | Residential | 1 | SOMERSET | 8873 | 5 | SOLARCITY CORPORATION | PSE&G BPU | No | Complete | 2014-12-22 | 2015-01-28 | 2015-03-09 | 2015-03-09
SRP33580 | SREC Solar | STAFFORD |  | 4.5 | 0 | Residential | 1 | PENNSVILLE | 8070 | 16 | SUNGEVITY, INC. | AC Electric | No | Complete | 2014-12-22 | 2015-01-23 | 2015-03-09 | 2015-03-09
SRP33581 | SREC Solar | PEREZ |  | 7 | 0 | Residential | 1 | PENNSAUKEN TOWNSHIP | 8109 | 14 | SUNGEVITY, INC. | PSE&G BPU | No | Complete | 2014-12-22 | 2015-01-23 | 2015-02-04 | 2015-02-04
SRP33582 | SREC Solar | DELP |  | 13.005 | 0 | Residential | 1 | SOUTHAMPTON TWP | 8088 | 13 | SOLARCITY CORPORATION | PSE&G BPU | No | Complete | 2014-12-22 | 2015-02-17 | 2015-02-22 | 2015-02-22
SRP33583 | SREC Solar | BERGMAN |  | 6.25 | 0 | Residential | 1 | MT LAUREL | 8054 | 13 | SUNGEVITY, INC. | PSE&G BPU | No | Complete | 2014-12-22 | 2015-01-23 | 2015-02-04 | 2015-02-04
SRP33590 | SREC Solar | SHERIDAN |  | 9.54 | 0 | Residential | 0 | BRICK | 8723 | 18 | EZNERGY LLC | JCP&L | No | Complete | 2014-12-22 | 2015-04-29 | 2015-05-13 | 2015-05-13
SRP33591 | SREC Solar | NISHINAKA |  | 15.435 | 0 | Residential | 1 | HAMMONTON | 8037 | 19 | SUNGEVITY, INC. | AC Electric | No | Complete | 2014-12-22 | 2015-04-07 | 2015-04-21 | 2015-04-21
SRP33598 | SREC Solar | JOLIUS |  | 3.57 | 0 | Residential | 1 | TOMS RIVER | 8757 | 18 | TRINITY HEATING AND AIR | JCP&L | No | Complete | 2014-12-22 | 2015-01-20 | 2015-02-04 | 2015-02-04
SRP33599 | SREC Solar | FELDHANN |  | 6.63 | 0 | Residential | 1 | HALEDON | 7508 | 6 | TRINITY HEATING AND AIR | PSE&G BPU | No | Complete | 2014-12-22 | 2015-01-22 | 2015-03-12 | 2015-03-12
SRP33604 | SREC Solar | REGAN |  | 4.59 | 0 | Residential | 1 | WHITING | 8759 | 18 | TRINITY HEATING AND AIR | JCP&L | No | Complete | 2014-12-22 | 2015-03-18 | 2015-04-23 | 2015-04-23
SRP33605 | SREC Solar | SERENI |  | 7.14 | 0 | Residential | 1 | EWING | 8628 | 12 | TRINITY HEATING AND AIR | PSE&G BPU | No | Complete | 2014-12-22 | 2015-02-13 | 2015-03-24 | 2015-03-24
SRP33608 | SREC Solar | DISNEY |  | 6.885 | 0 | Residential | 1 | JACKSON | 8527 | 18 | TRINITY HEATING AND AIR | JCP&L | No | Complete | 2014-12-22 | 2015-02-13 | 2015-02-22 | 2015-02-22
SRP33611 | SREC Solar | CARROLL |  | 7.14 | 0 | Residential | 1 | JACKSON | 8527 | 18 | TRINITY HEATING AND AIR | JCP&L | No | Complete | 2014-12-22 | 2015-01-20 | 2015-02-04 | 2015-02-04
SRP33612 | SREC Solar | PANEQUE |  | 18.615 | 0 | Residential | 1 | JACKSON | 8527 | 18 | TRINITY HEATING AND AIR | JCP&L | No | Complete | 2014-12-22 | 2015-01-29 | 2015-02-04 | 2015-02-04
SRP33613 | SREC Solar | TARRICONE |  | 6.375 | 0 | Residential | 1 | WHITING | 8759 | 18 | TRINITY HEATING AND AIR | JCP&L | No | Complete | 2014-12-22 | 2015-02-13 | 2015-02-22 | 2015-02-22
SRP33617 | SREC Solar | FALLS |  | 6.5 | 0 | Residential | 0 | HAINESPORT | 8036 | 13 | AMPED ON SOLAR | PSE&G BPU | No | Complete | 2014-12-22 | 2015-04-27 | 2015-05-06 | 2015-05-06
SRP33624 | SREC Solar | BADA |  | 10.71 | 0 | Residential | 1 | ERMA | 8204 | 21 | ALLSEASON CONSTRUCTION | AC Electric | No | Complete | 2014-12-22 | 2015-05-11 | 2015-05-20 | 2015-05-20
SRP33625 | SREC Solar | GREENE |  | 9.69 | 0 | Residential | 1 | WOODRIDGE | 7075 | 7 | PRO CUSTOM SOLAR | PSE&G BPU | No | Complete | 2014-12-22 | 2015-03-10 | 2015-05-13 | 2015-05-13
SRP33628 | SREC Solar | KOHLI |  | 8.502 | 0 | Residential | 0 | FAIR LAWN | 7410 | 7 | EVOKE SOLAR | PSE&G BPU | No | Complete | 2014-12-22 | 2015-02-06 | 2015-02-11 | 2015-02-11
SRP33630 | SREC Solar | NEFF |  | 9.435 | 0 | Residential | 1 | EASTAMPTON | 8060 | 13 | SOLARCITY CORPORATION | PSE&G BPU | No | Complete | 2014-12-22 | 2015-03-25 | 2015-04-10 | 2015-04-10
SRP33632 | SREC Solar | AYERS |  | 9.5 | 0 | Residential | 1 | LOGAN | 8085 | 15 | POWELL ENERGY AND SOLAR | AC Electric | No | Complete | 2014-12-22 | 2015-04-21 | 2015-05-06 | 2015-05-06
SRP33633 | SREC Solar | WICHECHAUS | TRIAD TOOL & DIE CO | 377.59 | 0 | Residential | 0 | BRANCHBURG | 8876 | 5 | TRINITY HEATING AND AIR | JCP&L | No | QA SELECTED | 2014-12-22 | 2015-05-22
SRP33636 | SREC Solar | QUINN |  | 7.395 | 0 | Residential | 1 | MANALAPAN | 7726 | 17 | TRINITY HEATING AND AIR | JCP&L | No | Complete | 2015-02-16 | 2015-02-22 | 2015-02-27 | 2015-02-27
SRP33637 | SREC Solar | HENRIQUEZ |  | 8.415 | 0 | Residential | 1 | STAFFORD TOWNSHIP | 8050 | 18 | TRINITY HEATING AND AIR | AC Electric | No | Complete | 2014-12-29 | 2015-04-02 | 2015-04-07 | 2015-04-07
SRP33638 | SREC Solar | DEVITO |  | 7.65 | 0 | Residential | 1 | JACKSON | 8527 | 18 | TRINITY HEATING AND AIR | JCP&L | No | Complete | 2014-12-22 | 2015-04-02 | 2015-05-14 | 2015-05-14
SRP33639 | SREC Solar | GORDON |  | 9.18 | 0 | Residential | 1 | HAMILTON | 8690 | 12 | TRINITY HEATING AND AIR | PSE&G BPU | No | QA SELECTED | 2014-12-22 | 2015-05-18
SRP33640 | SREC Solar | COLLETTE |  | 9.18 | 0 | Residential | 0 | SOUTHAMPTON | 8088 | 13 | TRINITY HEATING AND AIR | PSE&G BPU | No | Complete | 2014-12-22 | 2015-03-25 | 2015-04-15 | 2015-04-15
SRP33643 | SREC Solar | GOVIL |  | 9.99 | 0 | Residential | 0 | EDISON | 8820 | 11 | ASTRUM SOLAR, LLC | PSE&G BPU | No | Complete | 2014-12-22 | 2015-02-22 | 2015-02-25 | 2015-02-25
SRP33645 | SREC Solar | SALES |  | 12.495 | 0 | Residential | 0 | TOMS RIVER | 8755 | 18 | ASTRUM SOLAR, LLC | JCP&L | No | Complete | 2014-12-22 | 2015-02-17 | 2015-02-22 | 2015-02-22
SRP33648 | SREC Solar | MACK |  | 7.65 | 0 | Residential | 1 | FLEMINGTON | 8822 | 4 | TRINITY HEATING AND AIR | JCP&L | No | Complete | 2014-12-22 | 2015-04-01 | 2015-04-09 | 2015-04-09
SRP33649 | SREC Solar | SCHWEIZER |  | 5.61 | 0 | Residential | 1 | NEPTUNE | 7753 | 17 | TRINITY HEATING AND AIR | JCP&L | No | Complete | 2014-12-22 | 2015-04-30 | 2015-05-18 | 2015-05-18
SRP33650 | SREC Solar | TROJAN |  | 9.18 | 0 | Residential | 1 | FREEHOLD | 7728 | 17 | TRINITY HEATING AND AIR | JCP&L | No | Complete | 2014-12-22 | 2015-01-22 | 2015-01-28 | 2015-01-28
SRP33651 | SREC Solar | ROSS |  | 9.69 | 0 | Residential | 1 | EGG HARBOR CITY | 8215 | 19 | TRINITY HEATING AND AIR | AC Electric | No | Complete | 2014-12-22 | 2015-04-21 | 2015-05-01 | 2015-05-01
SRP33655 | SREC Solar | GARCIA |  | 7.02 | 0 | Residential | 1 | PENNSAUKEN | 8110 | 14 | SUNRUN INSTALLATION SERVICES, INC | PSE&G BPU | No | Complete | 2014-12-29 | 2015-04-21 | 2015-04-30 | 2015-04-30
SRP33658 | SREC Solar | MAGYAR |  | 4.25 | 0 | Residential | 1 | ISELIN | 8830 | 11 | SOLAR ADVANTAGE, LLC | PSE&G BPU | No | Complete | 2014-12-29 | 2015-04-07 | 2015-04-14 | 2015-04-14
SRP33659 | SREC Solar | THERESE |  | 8.58 | 0 | Residential | 1 | JACKSON | 8527 | 18 | REC SOLAR, INC. | JCP&L | No | Complete | 2014-12-29 | 2015-03-23 | 2015-03-30 | 2015-03-30
SRP33665 | SREC Solar | RUDOLPH |  | 7.25 | 0 | Residential | 1 | MARLTON | 8053 | 13 | SUNGEVITY, INC. | PSE&G BPU | No | Complete | 2014-12-29 | 2015-02-23 | 2015-03-03 | 2015-03-03
SRP33666 | SREC Solar | FRANGIOSA |  | 6.25 | 0 | Residential | 1 | MAYWOOD | 7607 | 7 | SUNGEVITY, INC. | PSE&G BPU | No | Complete | 2014-12-29 | 2015-03-04 | 2015-03-18 | 2015-03-18
SRP33674 | SREC Solar | COLLIER | PILLAR OF FIRE - OFFICES | 80.73 | 0 | Commercial | 1 | FRANKLIN TWP | 8873 | 5 | FUTURE SOLUTIONS CONTRACTING, LLC | PSE&G BPU | No | Complete | 2014-12-29 | 2015-04-16 | 2015-04-22 | 2015-04-22
SRP33676 | SREC Solar | COLLIER | PILLAR OF FIRE - ALMA PREP | 47.61 | 0 | Commercial | 1 | FRANKLIN | 8873 | 5 | FUTURE SOLUTIONS CONTRACTING, LLC | PSE&G BPU | No | Complete | 2014-12-29 | 2015-04-17 | 2015-04-22 | 2015-04-22
SRP33678 | SREC Solar | WEST |  | 7.395 | 0 | Residential | 1 | CHERRY HILL | 8002 | 14 | VIVINT SOLAR | PSE&G BPU | No | QC Selected | 2014-12-29 | 2015-05-14
SRP33679 | SREC Solar | YESSAIN |  | 2.805 | 0 | Residential | 1 | MANVILLE | 8835 | 5 | VIVINT SOLAR | PSE&G BPU | No | Complete | 2014-12-29 | 2015-02-22 | 2015-02-25 | 2015-02-25
SRP33684 | SREC Solar | STORMS |  | 4.59 | 0 | Residential | 1 | MT LAUREL | 8094 | 15 | VIVINT SOLAR | PSE&G BPU | No | Complete | 2014-12-29 | 2015-04-01 | 2015-04-09 | 2015-04-09
SRP33686 | SREC Solar | SCOTT |  | 7.905 | 0 | Residential | 1 | WILLINGBORO | 8046 | 13 | VIVINT SOLAR | PSE&G BPU | No | Complete | 2014-12-29 | 2015-04-01 | 2015-04-09 | 2015-04-09
SRP33689 | SREC Solar | SILVA |  | 9.945 | 0 | Residential | 1 | KEYPORT | 7735 | 17 | VIVINT SOLAR | JCP&L | No | QA SELECTED | 2014-12-29 | 2015-05-20
SRP33690 | SREC Solar | ECKLES |  | 5.355 | 0 | Residential | 1 | PENNSAUKEN | 8109 | 14 | VIVINT SOLAR | PSE&G BPU | No | Complete | 2014-12-29 | 2015-02-22 | 2015-04-09 | 2015-04-09
SRP33692 | SREC Solar | COSTANZA |  | 4.98 | 0 | Residential | 1 | BRICK | 8723 | 18 | NRG HOME SOLAR | JCP&L | No | Complete | 2014-12-29 | 2015-04-08 | 2015-04-16 | 2015-04-16
SRP33695 | SREC Solar | STYLER |  | 5.98 | 0 | Residential | 1 | HOWELL | 7731 | 17 | NRG HOME SOLAR | JCP&L | No | Complete | 2014-12-29 | 2015-04-10 | 2015-04-20 | 2015-04-20
SRP33701 | SREC Solar | BAROT |  | 7.65 | 0 | Residential | 1 | POMONA | 8240 | 19 | ALLSEASON CONSTRUCTION | AC Electric | No | Complete | 2014-12-29 | 2015-04-14 | 2015-05-06 | 2015-05-06
SRP33702 | SREC Solar | POLNEY |  | 10.2 | 0 | Residential | 1 | ROSEMONT | 8559 | 4 | TRINITY HEATING AND AIR | JCP&L | No | QC Selected | 2014-12-29 | 2015-04-01
SRP33705 | SREC Solar | BIRD |  | 11.5 | 0 | Residential | 1 | EGG HARBOR TWP | 8234 | 19 | SUN UP ZERO DOWN | AC Electric | No | QA SELECTED | 2014-12-29 | 2015-05-27
SRP33706 | SREC Solar | SCHWALENBERG |  | 5.5 | 0 | Residential | 1 | WEST DEPTFORD | 8086 | 15 | SUN UP ZERO DOWN | PSE&G BPU | No | Complete | 2014-12-29 | 2015-05-11 | 2015-05-18 | 2015-05-18
SRP33711 | SREC Solar | PERLMAN |  | 9.9 | 0 | Residential | 1 | JACKSON | 8527 | 18 | TRINITY HEATING AND AIR | JCP&L | No | Complete | 2014-12-29 | 2015-02-11 | 2015-03-26 | 2015-03-26
SRP33712 | SREC Solar | FERRELL |  | 6.885 | 0 | Residential | 1 | BURLINGTON | 8016 | 13 | TRINITY HEATING AND AIR | PSE&G BPU | No | Complete | 2014-12-29 | 2015-01-13 | 2015-01-26 | 2015-01-26
SRP33714 | SREC Solar | FRAISTAT |  | 3.315 | 0 | Residential | 1 | MANCHESTER | 8759 | 18 | TRINITY HEATING AND AIR | JCP&L | No | Complete | 2014-12-29 | 2015-04-01 | 2015-05-14 | 2015-05-14
SRP33717 | SREC Solar | LEIBRECHT |  | 5.355 | 0 | Residential | 1 | BURLINGTON | 8016 | 13 | TRINITY HEATING AND AIR | PSE&G BPU | No | Complete | 2014-12-29 | 2015-03-31 | 2015-04-15 | 2015-04-15
SRP33721 | SREC Solar | MCLAUGHLIN |  | 10.2 | 0 | Residential | 1 | BRICK | 8724 | 18 | NJR HOME SERVICES | JCP&L | No | QC Selected | 2014-12-29 | 2015-05-06
SRP33722 | SREC Solar | TAYLOR |  | 10.71 | 0 | Residential | 1 | TOMS RIVER | 8753 | 18 | NJR HOME SERVICES | JCP&L | No | Complete | 2014-12-29 | 2015-04-14 | 2015-05-01 | 2015-05-01
SRP33726 | SREC Solar | MCCRACKEN |  | 9.435 | 0 | Residential | 1 | SAYREVILLE | 8872 | 11 | TRINITY HEATING AND AIR | JCP&L | No | Complete | 2014-12-29 | 2015-01-20 | 2015-01-28 | 2015-01-28
SRP33727 | SREC Solar | HESTON |  | 6.5 | 0 | Residential | 1 | MARLTON | 8053 | 13 | SUN UP ZERO DOWN | PSE&G BPU | No | QA SELECTED | 2014-12-29 | 2015-05-14
SRP33728 | SREC Solar | CIMINO |  | 10.2 | 0 | Residential | 1 | JACKSON | 8527 | 18 | TRINITY HEATING AND AIR | JCP&L | No | Complete | 2014-12-29 | 2015-03-24 | 2015-04-02 | 2015-04-02
SRP33730 | SREC Solar | AMATO |  | 8 | 0 | Residential | 1 | BLACKWOOD | 8012 | 14 | SUN UP ZERO DOWN | PSE&G BPU | No | Complete | 2014-12-29 | 2015-05-14 | 2015-05-22 | 2015-05-22
SRP33735 | SREC Solar | FERRARA |  | 13.26 | 0 | Residential | 1 | WEST DEPTFORD | 8086 | 15 | SOLARCITY CORPORATION | PSE&G BPU | No | Complete | 2014-12-29 | 2015-04-08 | 2015-04-29 | 2015-04-29
SRP33739 | SREC Solar | LUNA | COMMUNITY ENTERPRISES CO | 5.17 | 0 | Commercial | 1 | BELLMAWR | 8031 | 14 | ARTHUR R TODD ELECTRICAL CONTRACTOR INC. | PSE&G BPU | No | QA SELECTED | 2014-12-29 | 2015-05-27
SRP33742 | SREC Solar | LEOPIZZI |  | 19.17 | 0 | Residential | 1 | TOTOWA | 7512 | 6 | PRO CUSTOM SOLAR | PSE&G BPU | No | Complete | 2014-12-29 | 2015-04-01 | 2015-04-14 | 2015-04-14
SRP33743 | SREC Solar | ALBERTO |  | 7.65 | 0 | Residential | 1 | TOMS RIVER | 8755 | 18 | SOLARCITY CORPORATION | JCP&L | No | QC Selected | 2014-12-29 | 2015-04-21
SRP33748 | SREC Solar | SONG |  | 12.04 | 0 | Residential | 0 | GREENBROOK | 8812 | 11 | PRO CUSTOM SOLAR | PSE&G BPU | No | Complete | 2014-12-29 | 2015-02-16 | 2015-02-20 | 2015-02-20
SRP33756 | SREC Solar | SPANGENBERG |  | 6.25 | 0 | Residential | 1 | UNION | 7083 | 10 | SOLARCITY CORPORATION | PSE&G BPU | No | QC Selected | 2014-12-29 | 2015-04-09
SRP33758 | SREC Solar | NAKOVICH |  | 6.63 | 0 | Residential | 1 | CRANFORD | 7016 | 10 | SOLARCITY CORPORATION | PSE&G BPU | No | Complete | 2014-12-29 | 2015-04-08 | 2015-04-21 | 2015-04-21
SRP33761 | SREC Solar | PAGAN |  | 7.65 | 0 | Residential | 1 | BELLMAWR BORO | 8031 | 14 | SOLARCITY CORPORATION | PSE&G BPU | No | Complete | 2014-12-29 | 2015-04-22 | 2015-05-01 | 2015-05-01
SRP33762 | SREC Solar | STINGER |  | 5.1 | 0 | Residential | 0 | WEST DEPTFORD | 8096 | 15 | SOLARCITY CORPORATION | PSE&G BPU | No | Complete | 2014-12-29 | 2015-03-20 | 2015-04-01 | 2015-04-01
SRP33763 | SREC Solar | WHITBECK |  | 7.65 | 0 | Residential | 1 | HADDON | 8107 | 14 | TRINITY HEATING AND AIR | PSE&G BPU | No | Complete | 2014-12-29 | 2015-03-25 | 2015-05-13 | 2015-05-13
SRP33764 | SREC Solar | QUILIO |  | 8.16 | 0 | Residential | 1 | MANAHAWKIN | 8050 | 18 | TRINITY HEATING AND AIR | AC Electric | No | Complete | 2014-12-29 | 2015-04-23 | 2015-05-06 | 2015-05-06
SRP33765 | SREC Solar | ARTHUR |  | 5.61 | 0 | Residential | 1 | SCOTCH PLAINS | 7076 | 10 | TRINITY HEATING AND AIR | PSE&G BPU | No | Complete | 2014-12-29 | 2015-02-22 | 2015-02-25 | 2015-02-25
SRP33770 | SREC Solar | MERCER |  | 6.885 | 0 | Residential | 1 | WHITING | 8759 | 18 | TRINITY HEATING AND AIR | JCP&L | No | Complete | 2014-12-29 | 2015-04-01 | 2015-04-14 | 2015-04-14
SRP33789 | SREC Solar | RACKI |  | 5.49 | 0 | Residential | 1 | SEWAREN | 7077 | 11 | NRG HOME SOLAR | PSE&G BPU | No | QA SELECTED | 2014-12-29 | 2015-05-27
SRP33790 | SREC Solar | HUGHES |  | 5.98 | 0 | Residential | 1 | NEWFOUNDLAND | 7435 | 6 | NRG HOME SOLAR | JCP&L | No | Complete | 2014-12-29 | 2015-04-08 | 2015-04-16 | 2015-04-16
SRP33793 | SREC Solar | HOLDEN |  | 5.49 | 0 | Residential | 1 | STOCKHOLM | 7460 | 1 | NRG HOME SOLAR | JCP&L | No | Complete | 2014-12-29 | 2015-04-10 | 2015-04-20 | 2015-04-20
SRP33797 | SREC Solar | TOFF |  | 8.98 | 0 | Residential | 1 | BAYVILLE | 8721 | 18 | NRG HOME SOLAR | JCP&L | No | Complete | 2014-12-29 | 2015-03-18 | 2015-03-31 | 2015-03-31
SRP33798 | SREC Solar | IACOVO |  | 4.49 | 0 | Residential | 1 | CLIFTON | 7013 | 6 | NRG HOME SOLAR | PSE&G BPU | No | Complete | 2014-12-29 | 2015-04-17 | 2015-04-27 | 2015-04-27
SRP33799 | SREC Solar | DOAN |  | 7.49 | 0 | Residential | 0 | MANCHESTER | 8759 | 18 | NRG HOME SOLAR | JCP&L | No | Complete | 2014-12-29 | 2015-04-10 | 2015-05-14 | 2015-05-14
SRP33803 | SREC Solar | POLLOCK |  | 5.46 | 0 | Residential | 1 | LAWNSIDE | 8045 | 14 | SUNRUN INSTALLATION SERVICES, INC | PSE&G BPU | No | QA SELECTED | 2014-12-29 | 2015-05-27
SRP33806 | SREC Solar | CARPENTER |  | 11.49 | 0 | Residential | 1 | NEW EGYPT | 8533 | 18 | NRG HOME SOLAR | JCP&L | No | Complete | 2014-12-29 | 2015-04-10 | 2015-04-20 | 2015-04-20
SRP33812 | SREC Solar | RODRIGUEZ |  | 8.645 | 0 | Residential | 1 | ROCKAWAY | 7866 | 3 | NRG HOME SOLAR | JCP&L | No | QA SELECTED | 2014-12-29 | 2015-04-14
SRP33814 | SREC Solar | RAPPLEYEA |  | 5.98 | 0 | Residential | 1 | TOMS RIVER | 8757 | 18 | NRG HOME SOLAR | JCP&L | No | Complete | 2014-12-29 | 2015-04-10 | 2015-05-14 | 2015-05-14
SRP33818 | SREC Solar | DELA CRUZ |  | 7.49 | 0 | Residential | 1 | BORDENTOWN | 8505 | 13 | NRG HOME SOLAR | PSE&G BPU | No | Complete | 2014-12-29 | 2015-04-10 | 2015-04-20 | 2015-04-20
SRP33821 | SREC Solar | WEIR |  | 3.235 | 0 | Residential | 1 | SOUTH HACKENSACK | 7606 | 7 | NRG HOME SOLAR | PSE&G BPU | No | Complete | 2014-12-29 | 2015-04-09 | 2015-04-21 | 2015-04-21
SRP33822 | SREC Solar | OKINE |  | 7.49 | 0 | Residential | 1 | WAST WINDSOR | 8520 | 12 | NRG HOME SOLAR | JCP&L | No | Complete | 2014-12-29 | 2015-03-04 | 2015-03-20 | 2015-03-20
SRP33830 | SREC Solar | COVINGTON |  | 6.49 | 0 | Residential | 1 | MORRISTOWN | 7960 | 3 | NRG HOME SOLAR | JCP&L | No | Complete | 2014-12-29 | 2015-03-04 | 2015-03-20 | 2015-03-20
SRP33831 | SREC Solar | SINGH |  | 4.745 | 0 | Residential | 1 | PISCATAWAY | 8854 | 11 | NRG HOME SOLAR | PSE&G BPU | No | Complete | 2014-12-29 | 2015-04-10 | 2015-04-20 | 2015-04-20
SRP33832 | SREC Solar | TREVINO |  | 5.49 | 0 | Residential | 1 | HILLSBOROUGH | 8844 | 5 | NRG HOME SOLAR | PSE&G BPU | No | Complete | 2014-12-29 | 2015-04-17 | 2015-04-29 | 2015-04-29
SRP33841 | SREC Solar | SULLINS |  | 4.49 | 0 | Residential | 1 | NEPTUNE | 7753 | 17 | NRG HOME SOLAR | JCP&L | No | Complete | 2014-12-29 | 2015-04-10 | 2015-04-20 | 2015-04-20
SRP33842 | SREC Solar | KSEPKA |  | 4.235 | 0 | Residential | 1 | LINDEN | 7036 | 10 | NRG HOME SOLAR | PSE&G BPU | No | Complete | 2014-12-29 | 2015-04-17 | 2015-04-29 | 2015-04-29
SRP33846 | SREC Solar | TUCHOL |  | 8.725 | 0 | Residential | 1 | FREEHOLD | 7728 | 17 | NRG HOME SOLAR | JCP&L | No | Complete | 2014-12-29 | 2015-04-10 | 2015-04-20 | 2015-04-20
SRP33847 | SREC Solar | MONAGHAN |  | 3.49 | 0 | Residential | 1 | NEW BRUNSWICK | 8901 | 11 | NRG HOME SOLAR | PSE&G BPU | No | QA SELECTED | 2014-12-29 | 2015-05-27
SRP33849 | SREC Solar | BARAJAS |  | 11.49 | 0 | Residential | 1 | TOMS RIVER | 8753 | 18 | NRG HOME SOLAR | JCP&L | No | QA SELECTED | 2014-12-29 | 2015-05-15
SRP33850 | SREC Solar | PERALTA |  | 7.235 | 0 | Residential | 1 | FREEHOLD | 7728 | 17 | NRG HOME SOLAR | JCP&L | No | Complete | 2014-12-29 | 2015-04-10 | 2015-04-20 | 2015-04-20
SRP33857 | SREC Solar | WICKBERG |  | 11.49 | 0 | Residential | 1 | BRICK | 8724 | 18 | NRG HOME SOLAR | JCP&L | No | Complete | 2014-12-29 | 2015-04-08 | 2015-04-16 | 2015-04-16
SRP33862 | SREC Solar | TRAVIS |  | 5.98 | 0 | Residential | 1 | MATAWAN | 7747 | 17 | NRG HOME SOLAR | JCP&L | No | Complete | 2014-12-29 | 2015-04-08 | 2015-04-16 | 2015-04-16
SRP33870 | SREC Solar | RAKHIT |  | 5.49 | 0 | Residential | 1 | HACKETTSTOWN | 7840 | 2 | NRG HOME SOLAR | JCP&L | No | Complete | 2015-01-05 | 2015-04-14 | 2015-04-21 | 2015-04-21
SRP33886 | SREC Solar | SISCO JR |  | 4.98 | 0 | Residential | 1 | CLIFTON | 7013 | 6 | NRG HOME SOLAR | PSE&G BPU | No | Complete | 2015-01-05 | 2015-04-08 | 2015-04-16 | 2015-04-16
SRP33887 | SREC Solar | DONOVAN |  | 4.235 | 0 | Residential | 1 | OCEANPORT | 7757 | 17 | NRG HOME SOLAR | JCP&L | No | Complete | 2015-01-05 | 2015-04-10 | 2015-04-20 | 2015-04-20
SRP33890 | SREC Solar | BREE |  | 4.94 | 0 | Residential | 1 | LAKEWOOD | 8701 | 18 | POWERLUTIONS, LLC | JCP&L | No | Complete | 2015-01-05 | 2015-03-18 | 2015-03-30 | 2015-03-30
SRP33893 | SREC Solar | CHENG |  | 8.1 | 0 | Residential | 1 | MARTINSVILLE | 8836 | 5 | NEW JERSEY CLEAN ENERGY SOLUTIONS | PSE&G BPU | No | QA SELECTED | 2015-01-05 | 2015-05-20
SRP33896 | SREC Solar | CONDE |  | 3.745 | 0 | Residential | 1 | LONG VALLEY | 7853 | 3 | NRG HOME SOLAR | JCP&L | No | Complete | 2015-01-05 | 2015-04-10 | 2015-04-20 | 2015-04-20
SRP33898 | SREC Solar | SUBHAN |  | 7.8 | 0 | Residential | 1 | LAWRENCE TWP MER | 8648 | 12 | SOLARCITY CORPORATION | PSE&G BPU | No | Complete | 2015-01-05 | 2015-05-12 | 2015-05-26 | 2015-05-26
SRP33900 | SREC Solar | RUSSER |  | 10.965 | 0 | Residential | 1 | PARLIN | 8859 | 11 | SOLARCITY CORPORATION | JCP&L | No | QC Selected | 2015-01-05 | 2015-04-22
SRP33902 | SREC Solar | FORCHEIMER |  | 8.06 | 0 | Residential | 1 | LAKEWOOD | 8701 | 18 | POWERLUTIONS, LLC | JCP&L | No | Complete | 2015-01-05 | 2015-05-06 | 2015-05-21 | 2015-05-21
SRP33903 | SREC Solar | VERGARA |  | 10 | 0 | Residential | 0 | PRINCETON | 8540 | 12 | GREENTECH SOLAR USA, LLC | PSE&G BPU | No | Complete | 2015-01-05 | 2015-05-12 | 2015-05-22 | 2015-05-22
SRP33904 | SREC Solar | SCHMERTZ |  | 5.559 | 0 | Residential | 0 | RED BANK | 7701 | 17 | SEA BRIGHT SOLAR, LLC | JCP&L | No | Complete | 2015-01-05 | 2015-02-22 | 2015-02-26 | 2015-02-26
SRP33912 | SREC Solar | KOFMAN |  | 26.88 | 0 | Residential | 0 | FAR HILLS | 7931 | 5 | TEZIKOVKA, LLC | JCP&L | No | Complete | 2015-01-05 | 2015-02-19 | 2015-02-24 | 2015-02-24
SRP33915 | SREC Solar | LIBETTI |  | 10.2 | 0 | Residential | 1 | BRIGANTINE | 8203 | 19 | SEA BRIGHT SOLAR, LLC | AC Electric | No | QA SELECTED | 2015-01-05 | 2015-05-27
SRP33917 | SREC Solar | HARRIS |  | 9.18 | 0 | Residential | 1 | PITTSGROVE | 8318 | 16 | SEA BRIGHT SOLAR, LLC | AC Electric | No | QC Selected | 2015-01-05 | 2015-05-14
SRP33918 | SREC Solar | DUONG |  | 7.02 | 0 | Residential | 1 | WEST ORANGE | 7052 | 9 | SUNGEVITY, INC. | PSE&G BPU | No | Complete | 2015-01-05 | 2015-02-04 | 2015-03-19 | 2015-03-19
SRP33923 | SREC Solar | SEKHER |  | 4.08 | 0 | Residential | 0 | HILLSBOROUGH | 8844 | 5 | TRINITY HEATING AND AIR | PSE&G BPU | No | Complete | 2015-01-05 | 2015-02-10 | 2015-02-13 | 2015-02-13
SRP33924 | SREC Solar | CAMPBELL |  | 3.25 | 0 | Residential | 1 | CEDAR GROVE | 7009 | 9 | SOLARCITY CORPORATION | PSE&G BPU | No | Complete | 2015-01-05 | 2015-03-18 | 2015-04-29 | 2015-04-29
SRP33930 | SREC Solar | KORZENIOWSKI |  | 3.825 | 0 | Residential | 0 | POINT PLEASANT | 8742 | 18 | TRINITY HEATING AND AIR | JCP&L | No | Complete | 2015-01-05 | 2015-03-18 | 2015-03-27 | 2015-03-27
SRP33931 | SREC Solar | SALBERG |  | 8.16 | 0 | Residential | 0 | MANALAPAN | 7726 | 17 | TRINITY HEATING AND AIR | JCP&L | No | Complete | 2015-01-05 | 2015-02-10 | 2015-05-22 | 2015-05-22
SRP33932 | SREC Solar | GOMES |  | 17.085 | 0 | Residential | 0 | ERMA | 8204 | 21 | RCL ENTERPRISES INC. | AC Electric | No | Complete | 2015-01-05 | 2015-05-07 | 2015-05-19 | 2015-05-19
SRP33935 | SREC Solar | FASCIANO |  | 11.73 | 0 | Residential | 1 | SECAUCUS | 7094 | 8 | TRINITY HEATING AND AIR | PSE&G BPU | No | QA SELECTED | 2015-01-05 | 2015-05-12
SRP33936 | SREC Solar | BROWN |  | 10.71 | 0 | Residential | 1 | JACKSON | 8527 | 18 | TRINITY HEATING AND AIR | JCP&L | No | Complete | 2015-01-05 | 2015-02-06 | 2015-02-12 | 2015-02-12
SRP33937 | SREC Solar | PEREZ |  | 6.885 | 0 | Residential | 1 | KEYPORT | 7735 | 17 | VIVINT SOLAR | JCP&L | No | QC Selected | 2015-01-05 | 2015-05-12
SRP33940 | SREC Solar | WEISE |  | 6.12 | 0 | Residential | 1 | ROSELLE | 7203 | 10 | TRINITY HEATING AND AIR | PSE&G BPU | No | QC Selected | 2015-01-05 | 2015-04-29
SRP33942 | SREC Solar | KERR |  | 17.595 | 0 | Residential | 1 | JACKSON | 8527 | 18 | TRINITY HEATING AND AIR | JCP&L | No | Complete | 2015-01-05 | 2015-02-12 | 2015-02-16 | 2015-02-16
SRP33944 | SREC Solar | BAUTZ |  | 8.67 | 0 | Residential | 1 | DELRAN | 8075 | 13 | VIVINT SOLAR | PSE&G BPU | No | QA SELECTED | 2015-01-05 | 2015-05-12
SRP33945 | SREC Solar | DZEMA |  | 12.1 | 0 | Residential | 1 | CLARK | 7066 | 10 | TRINITY HEATING AND AIR | PSE&G BPU | No | Complete | 2015-01-05 | 2015-02-07 | 2015-04-15 | 2015-04-15
SRP33947 | SREC Solar | GASALBERTI |  | 7.905 | 0 | Residential | 1 | LITTLE FALLS | 7424 | 6 | VIVINT SOLAR | PSE&G BPU | No | Complete | 2015-01-05 | 2015-05-12 | 2015-05-21 | 2015-05-21
SRP33948 | SREC Solar | GOTTMAN |  | 6.12 | 0 | Residential | 1 | TOMS RIVER | 8753 | 18 | VIVINT SOLAR | JCP&L | No | Complete | 2015-01-05 | 2015-04-29 | 2015-05-13 | 2015-05-13
SRP33950 | SREC Solar | GUGLIOTTA |  | 5.61 | 0 | Residential | 1 | PARLIN | 8859 | 11 | VIVINT SOLAR | JCP&L | No | Complete | 2015-01-05 | 2015-02-22 | 2015-04-09 | 2015-04-09
SRP33952 | SREC Solar | HALADA |  | 10.965 | 0 | Residential | 1 | MIDDLESEX | 8846 | 11 | VIVINT SOLAR | PSE&G BPU | No | Complete | 2015-01-05 | 2015-05-06 | 2015-05-20 | 2015-05-20
SRP33953 | SREC Solar | LUNA | COMMUNITY ENTERPRISES CO | 5.17 | 0 | Commercial | 1 | BELLMAWR | 8031 | 14 | ARTHUR R TODD ELECTRICAL CONTRACTOR INC. | PSE&G BPU | No | QC Selected | 2015-01-05 | 2015-05-22
SRP33954 | SREC Solar | HERNANDEZ |  | 9.435 | 0 | Residential | 1 | PERTH AMBOY | 8861 | 11 | VIVINT SOLAR | PSE&G BPU | No | Complete | 2015-01-05 | 2015-04-24 | 2015-05-01 | 2015-05-01
SRP33955 | SREC Solar | INNAMORATO |  | 6.63 | 0 | Residential | 1 | MOUNT LAUREL | 8054 | 13 | VIVINT SOLAR | PSE&G BPU | No | QA SELECTED | 2015-01-05 | 2015-05-20
SRP33956 | SREC Solar | HEIMOWITZ | CALISADI REALTY LLC | 39.53 | 0 | Commercial | 0 | RAHWAY | 7065 | 10 | TRINITY HEATING AND AIR | PSE&G BPU | No | Complete | 2015-01-05 | 2015-03-02 | 2015-03-11 | 2015-03-11
SRP33957 | SREC Solar | KEILITZ |  | 6.375 | 0 | Residential | 1 | BEACHWOOD | 8722 | 18 | VIVINT SOLAR | JCP&L | No | Complete | 2015-01-05 | 2015-04-17 | 2015-04-29 | 2015-04-29
SRP33958 | SREC Solar | SALEEB |  | 9.69 | 0 | Residential | 1 | BASKING RIDGE | 7920 | 5 | TRINITY HEATING AND AIR | JCP&L | No | Complete | 2015-01-05 | 2015-01-29 | 2015-02-04 | 2015-02-04
SRP33959 | SREC Solar | PEIFFER |  | 7.65 | 0 | Residential | 1 | SWEDESBORO | 8085 | 15 | TRINITY HEATING AND AIR | AC Electric | No | Complete | 2015-01-05 | 2015-04-16 | 2015-04-22 | 2015-04-22
SRP33960 | SREC Solar | BRODIE |  | 5.61 | 0 | Residential | 1 | GARWOOD | 7027 | 10 | TRINITY HEATING AND AIR | PSE&G BPU | No | QA SELECTED | 2015-01-05 | 2015-05-20
SRP33963 | SREC Solar | PEREZ |  | 5.5 | 0 | Residential | 1 | NEWARK | 7104 | 9 | TRINITY HEATING AND AIR | PSE&G BPU | No | QC Selected | 2015-01-05 | 2015-04-01
SRP33965 | SREC Solar | EBERHARDT |  | 9.945 | 0 | Residential | 1 | BUDD LAKE | 7828 | 3 | TRINITY HEATING AND AIR | JCP&L | No | Complete | 2015-01-05 | 2015-03-12 | 2015-03-26 | 2015-03-26
SRP33966 | SREC Solar | MERENDINO |  | 6.375 | 0 | Residential | 1 | MOUNT LAUREL | 8054 | 13 | VIVINT SOLAR | PSE&G BPU | No | Complete | 2015-01-05 | 2015-04-16 | 2015-04-22 | 2015-04-22
SRP33967 | SREC Solar | TEJANI |  | 5.1 | 0 | Residential | 1 | SOMERSET | 8873 | 5 | TRINITY HEATING AND AIR | PSE&G BPU | No | Complete | 2015-01-05 | 2015-04-01 | 2015-04-14 | 2015-04-14
SRP33969 | SREC Solar | QUIAPO |  | 8.415 | 0 | Residential | 1 | PARLIN | 8859 | 11 | VIVINT SOLAR | JCP&L | No | Complete | 2015-01-05 | 2015-03-20 | 2015-04-01 | 2015-04-01
SRP33970 | SREC Solar | REESE |  | 6.375 | 0 | Residential | 1 | CLIFFWOOD BEACH | 7735 | 17 | VIVINT SOLAR | JCP&L | No | QA SELECTED | 2015-01-05 | 2015-05-20
SRP33972 | SREC Solar | SHELLEM |  | 7.905 | 0 | Residential | 1 | MOUNT LAUREL | 8054 | 13 | VIVINT SOLAR | PSE&G BPU | No | QA SELECTED | 2015-01-05 | 2015-05-22
SRP33973 | SREC Solar | PORTER |  | 8.16 | 0 | Residential | 1 | SOMERSET | 8873 | 5 | TRINITY HEATING AND AIR | PSE&G BPU | No | Complete | 2015-01-05 | 2015-03-04 | 2015-04-09 | 2015-04-09
SRP33974 | SREC Solar | SOLA |  | 8.925 | 0 | Residential | 1 | TOMS RIVER | 8757 | 18 | TRINITY HEATING AND AIR | JCP&L | No | QC Selected | 2015-02-16 | 2015-05-20
SRP33975 | SREC Solar | CIARROCCA |  | 14.28 | 0 | Residential | 1 | MARLTON | 8053 | 13 | TRINITY HEATING AND AIR | AC Electric | No | QA SELECTED | 2015-01-05 | 2015-05-07
SRP33976 | SREC Solar | REBOZO |  | 19.125 | 0 | Residential | 1 | CLINTON | 8809 | 4 | TRINITY HEATING AND AIR | JCP&L | No | QA SELECTED | 2015-01-05 | 2015-05-27
SRP33977 | SREC Solar | HARKINS |  | 8.64 | 0 | Residential | 1 | CALIFON | 7830 | 4 | TRINITY HEATING AND AIR | JCP&L | No | Complete | 2015-01-05 | 2015-02-05 | 2015-02-07 | 2015-02-07
SRP33979 | SREC Solar | CRAWFORD |  | 5.355 | 0 | Residential | 1 | BAYVILLE | 8721 | 18 | TRINITY HEATING AND AIR | JCP&L | No | Complete | 2015-01-05 | 2015-02-10 | 2015-02-12 | 2015-02-12
SRP33983 | SREC Solar | MAHAN |  | 7.905 | 0 | Residential | 1 | TOMS RIVER | 8753 | 18 | TRINITY HEATING AND AIR | JCP&L | No | Complete | 2015-01-05 | 2015-03-24 | 2015-04-02 | 2015-04-02
SRP33985 | SREC Solar | PATEL |  | 6.49 | 0 | Residential | 1 | PARSIPANNY | 7054 | 3 | NRG HOME SOLAR | JCP&L | No | Complete | 2015-01-05 | 2015-04-08 | 2015-05-18 | 2015-05-18
SRP33989 | SREC Solar | DALOCANOG |  | 3.49 | 0 | Residential | 1 | TOMS RIVER | 8757 | 18 | NRG HOME SOLAR | JCP&L | No | Complete | 2015-01-05 | 2015-04-10 | 2015-04-21 | 2015-04-21
SRP33990 | SREC Solar | LINDSTROM |  | 10.2 | 0 | Residential | 0 | EATONTOWN | 7724 | 17 | TRINITY HEATING AND AIR | JCP&L | No | Complete | 2015-01-05 | 2015-05-06 | 2015-05-20 | 2015-05-20
SRP33995 | SREC Solar | CERTO |  | 7.521 | 0 | Residential | 0 | LUMBERTON | 8048 | 13 | SEA BRIGHT SOLAR, LLC | PSE&G BPU | No | Complete | 2015-01-05 | 2015-02-22 | 2015-02-26 | 2015-02-26
SRP34001 | SREC Solar | RIVERS |  | 5.49 | 0 | Residential | 1 | BOGOTA | 7603 | 7 | NRG HOME SOLAR | PSE&G BPU | No | Complete | 2015-01-05 | 2015-04-08 | 2015-04-16 | 2015-04-16
SRP34005 | SREC Solar | MOORS |  | 8.16 | 0 | Residential | 1 | BROWNS MILLS | 8015 | 13 | TRINITY HEATING AND AIR | JCP&L | No | Complete | 2015-01-05 | 2015-03-04 | 2015-04-09 | 2015-04-09
SRP34007 | SREC Solar | MOCK |  | 14.535 | 0 | Residential | 1 | SOUTHAMPTON | 8088 | 13 | TRINITY HEATING AND AIR | PSE&G BPU | No | Complete | 2015-01-05 | 2015-04-15 | 2015-05-01 | 2015-05-01
SRP34009 | SREC Solar | ANTON VERA |  | 7.02 | 0 | Residential | 0 | LINDEN | 7036 | 10 | ALLIANCE COOPERATIVE ENERGY | PSE&G BPU | No | Complete | 2015-01-05 | 2015-03-10 | 2015-03-25 | 2015-03-25
SRP34014 | SREC Solar | BANKS |  | 13.75 | 0 | Residential | 1 | MT HOLLY | 8060 | 13 | TRINITY HEATING AND AIR | PSE&G BPU | No | Complete | 2015-01-05 | 2015-04-01 | 2015-04-14 | 2015-04-14
SRP34015 | SREC Solar | SHAPIRO |  | 8.925 | 0 | Residential | 1 | EGG HARBOR TOWNSHIP | 8215 | 19 | ALLSEASON CONSTRUCTION | AC Electric | No | Complete | 2015-01-05 | 2015-05-14 | 2015-05-26 | 2015-05-26
SRP34017 | SREC Solar | CHIAFULLO |  | 7.14 | 0 | Residential | 1 | LONG BRANCH | 7740 | 17 | TRINITY HEATING AND AIR | JCP&L | No | Complete | 2015-01-05 | 2015-02-17 | 2015-03-26 | 2015-03-26
SRP34021 | SREC Solar | BERNARDINI |  | 6 | 0 | Residential | 1 | OCEAN CITY | 8226 | 21 | SUNGEVITY, INC. | AC Electric | No | Complete | 2015-01-05 | 2015-04-15 | 2015-05-19 | 2015-05-19
SRP34026 | SREC Solar | REAM |  | 18 | 0 | Residential | 1 | COOKSTOWN | 8511 | 13 | SUNGEVITY, INC. | JCP&L | No | Complete | 2015-01-05 | 2015-02-17 | 2015-02-26 | 2015-02-26
SRP34027 | SREC Solar | MARCANTUONO |  | 7.14 | 0 | Residential | 1 | MANALAPAN | 7726 | 17 | TRINITY HEATING AND AIR | JCP&L | No | Complete | 2015-01-05 | 2015-02-24 | 2015-03-03 | 2015-03-03
SRP34028 | SREC Solar | BASKERVILLE |  | 6.25 | 0 | Residential | 1 | PISCATAWAY | 8854 | 11 | SUNGEVITY, INC. | PSE&G BPU | No | Complete | 2015-01-05 | 2015-02-04 | 2015-02-09 | 2015-02-09
SRP34029 | SREC Solar | TRAFICANTE |  | 12.25 | 0 | Residential | 1 | HALEDON | 7508 | 6 | SUNGEVITY, INC. | PSE&G BPU | No | Complete | 2015-01-05 | 2015-02-10 | 2015-02-12 | 2015-02-12
SRP34030 | SREC Solar | FRY |  | 7.595 | 0 | Residential | 1 | SOMERVILLE | 8876 | 5 | SUNGEVITY, INC. | PSE&G BPU | No | Complete | 2015-01-05 | 2015-05-06 | 2015-05-20 | 2015-05-20
SRP34031 | SREC Solar | WIERZBICKI |  | 4.5 | 0 | Residential | 1 | SKILLMAN | 8558 | 5 | SUNGEVITY, INC. | PSE&G BPU | No | QC Selected | 2015-01-05 | 2015-05-20
SRP34032 | SREC Solar | BANSAL |  | 9.945 | 0 | Residential | 1 | DAYTON | 8810 | 11 | TRINITY HEATING AND AIR | PSE&G BPU | No | Complete | 2015-01-05 | 2015-04-30 | 2015-05-06 | 2015-05-06
SRP34035 | SREC Solar | KAMMERMAN |  | 6.76 | 0 | Residential | 1 | HILLSBOROUGH | 8844 | 5 | SUNGEVITY, INC. | PSE&G BPU | No | Complete | 2015-01-05 | 2015-02-04 | 2015-02-09 | 2015-02-09
SRP34036 | SREC Solar | HECK |  | 6.72 | 0 | Residential | 0 | TOMS RIVER | 8757 | 18 | KOPP ELECTRIC COMPANY | JCP&L | No | Complete | 2015-01-05 | 2015-03-11 | 2015-03-24 | 2015-03-24
SRP34037 | SREC Solar | FROMM |  | 20.8 | 0 | Residential | 1 | FREEHOLD | 7728 | 17 | POWERLUTIONS, LLC | JCP&L | No | QA SELECTED | 2015-01-05 | 2015-05-27
SRP34038 | SREC Solar | MOORE |  | 8 | 0 | Residential | 1 | MT. LAUREL TWP | 8054 | 13 | SUNGEVITY, INC. | PSE&G BPU | No | Complete | 2015-01-05 | 2015-02-10 | 2015-02-12 | 2015-02-12
SRP34039 | SREC Solar | GARTON |  | 9.75 | 0 | Residential | 1 | DEERFIELD | 8313 | 20 | SUN UP ZERO DOWN | AC Electric | No | QA SELECTED | 2015-01-05 | 2015-05-13
SRP34040 | SREC Solar | WEINSTEIN |  | 4.94 | 0 | Residential | 1 | LAKEWOOD | 8701 | 18 | POWERLUTIONS, LLC | JCP&L | No | Complete | 2015-01-05 | 2015-05-06 | 2015-05-20 | 2015-05-20
SRP34044 | SREC Solar | GRAHAM |  | 5.5 | 0 | Residential | 1 | AUDUBON | 8106 | 14 | RCL ENTERPRISES INC. | PSE&G BPU | No | Complete | 2015-01-05 | 2015-04-16 | 2015-04-22 | 2015-04-22
SRP34050 | SREC Solar | DEVECKA |  | 9 | 0 | Residential | 1 | TOMS RIVER | 8753 | 18 | SUNGEVITY, INC. | JCP&L | No | Complete | 2015-01-05 | 2015-04-15 | 2015-04-27 | 2015-04-27
SRP34051 | SREC Solar | SINHA |  | 3.675 | 0 | Residential | 1 | BRIDGEWATER TWP | 8807 | 5 | SUNGEVITY, INC. | PSE&G BPU | No | QC Selected | 2015-01-05 | 2015-05-11
SRP34052 | SREC Solar | TOMAFSKY |  | 5.5 | 0 | Residential | 1 | DEPTFORD | 8096 | 15 | SUNGEVITY, INC. | PSE&G BPU | No | Complete | 2015-01-05 | 2015-04-28 | 2015-05-18 | 2015-05-18
SRP34055 | SREC Solar | BENSON |  | 7.75 | 0 | Residential | 1 | MANCHESTER TWP | 8759 | 18 | SUNGEVITY, INC. | JCP&L | No | QC Selected | 2015-01-05 | 2015-04-07
SRP34057 | SREC Solar | BURGE |  | 7.75 | 0 | Residential | 1 | HAMMONTON | 8037 | 19 | SUN UP ZERO DOWN | AC Electric | No | QA SELECTED | 2015-01-05 | 2015-05-13
SRP34059 | SREC Solar | BEAVER |  | 17.85 | 0 | Residential | 1 | EGG HARBOR TWP | 8234 | 19 | TRINITY HEATING AND AIR | AC Electric | No | QA SELECTED | 2015-01-05 | 2015-05-13
SRP34063 | SREC Solar | POST |  | 5.61 | 0 | Residential | 1 | NORTH HALEDON | 7508 | 6 | TRINITY HEATING AND AIR | PSE&G BPU | No | Complete | 2015-01-05 | 2015-04-02 | 2015-04-07 | 2015-04-07
SRP34064 | SREC Solar | FRIENDLY |  | 10.455 | 0 | Residential | 1 | PT PLEASANT BCH | 8742 | 18 | TRINITY HEATING AND AIR | JCP&L | No | Complete | 2015-01-05 | 2015-04-02 | 2015-04-29 | 2015-04-29
SRP34065 | SREC Solar | SPINA |  | 10.2 | 0 | Residential | 1 | WALL | 7719 | 17 | TRINITY HEATING AND AIR | JCP&L | No | Complete | 2015-01-05 | 2015-03-18 | 2015-03-31 | 2015-03-31
SRP34066 | SREC Solar | LEE |  | 10.71 | 0 | Residential | 1 | JACKSON | 8527 | 18 | TRINITY HEATING AND AIR | JCP&L | No | Complete | 2015-01-05 | 2015-02-17 | 2015-02-22 | 2015-02-22
SRP34068 | SREC Solar | PAXTON |  | 7.14 | 0 | Residential | 1 | MANCHESTER | 8759 | 18 | SOLARCITY CORPORATION | JCP&L | No | Complete | 2015-01-05 | 2015-04-02 | 2015-04-29 | 2015-04-29
SRP34070 | SREC Solar | FILANDRO |  | 5.5 | 0 | Residential | 1 | CHERRY HILL | 8003 | 14 | ASTRUM SOLAR, LLC | PSE&G BPU | No | Complete | 2015-01-05 | 2015-02-05 | 2015-03-17 | 2015-03-17
SRP34072 | SREC Solar | LASPADA |  | 6.867 | 0 | Residential | 0 | MULLICA | 8215 | 19 | TRINITY HEATING AND AIR | AC Electric | No | Complete | 2015-01-05 | 2015-04-02 | 2015-04-07 | 2015-04-07
SRP34073 | SREC Solar | LEIST |  | 6.375 | 0 | Residential | 0 | ATLANTIC HIGHLANDS | 7716 | 17 | TRINITY HEATING AND AIR | JCP&L | No | Complete | 2015-01-05 | 2015-03-31 | 2015-04-14 | 2015-04-14
SRP34075 | SREC Solar | SCHNORRBUSCH |  | 4.59 | 0 | Residential | 1 | JACKSON | 8527 | 18 | TRINITY HEATING AND AIR | JCP&L | No | Complete | 2015-01-05 | 2015-01-29 | 2015-02-04 | 2015-02-04
SRP34077 | SREC Solar | FIELD |  | 6 | 0 | Residential | 1 | MAYS LANDING | 8330 | 19 | SUN UP ZERO DOWN | AC Electric | No | QA SELECTED | 2015-01-05 | 2015-05-13
SRP34078 | SREC Solar | GOVERNALE |  | 6.63 | 0 | Residential | 1 | MANCHESTER | 8759 | 18 | ACOS ENERGY, LLC | JCP&L | No | Complete | 2015-01-05 | 2015-03-23 | 2015-03-30 | 2015-03-30
SRP34081 | SREC Solar | MAGEE |  | 5.1 | 0 | Residential | 1 | NORTH WILDWOOD | 8260 | 21 | RCL ENTERPRISES INC. | AC Electric | No | QA SELECTED | 2015-01-05 | 2015-05-13
SRP34082 | SREC Solar | PIRO |  | 8.925 | 0 | Residential | 1 | ERMA | 8204 | 21 | RCL ENTERPRISES INC. | AC Electric | No | Complete | 2015-01-05 | 2015-05-07 | 2015-05-19 | 2015-05-19
SRP34085 | SREC Solar | BENNETT |  | 8.5 | 0 | Residential | 1 | SOMERS POINT | 8244 | 19 | SUN UP ZERO DOWN | AC Electric | No | QA SELECTED | 2015-01-05 | 2015-02-12
SRP34086 | SREC Solar | LOPES |  | 5.865 | 0 | Residential | 1 | UNION | 7083 | 10 | SOLARCITY CORPORATION | PSE&G BPU | No | QC Selected | 2015-01-05 | 2015-05-12
SRP34087 | SREC Solar | FLOOD |  | 8.67 | 0 | Residential | 1 | WEST DEPTFORD | 8096 | 15 | SOLARCITY CORPORATION | PSE&G BPU | No | Complete | 2015-01-05 | 2015-03-18 | 2015-03-27 | 2015-03-27
SRP34088 | SREC Solar | LISCHIN |  | 10.5 | 0 | Residential | 1 | NORTHFIELD | 8225 | 19 | SUN UP ZERO DOWN | AC Electric | No | Complete | 2015-01-05 | 2015-05-11 | 2015-05-18 | 2015-05-18
SRP34095 | SREC Solar | FLETCHER |  | 5.865 | 0 | Residential | 1 | BERLIN | 8009 | 14 | SOLARCITY CORPORATION | AC Electric | No | QA SELECTED | 2015-01-05 | 2015-04-22
SRP34097 | SREC Solar | PRESTON |  | 8.415 | 0 | Residential | 1 | WILLINGBORO | 8046 | 13 | SOLARCITY CORPORATION | PSE&G BPU | No | Complete | 2015-01-05 | 2015-03-25 | 2015-04-10 | 2015-04-10
SRP34102 | SREC Solar | BROOMHEAD |  | 5.98 | 0 | Residential | 1 | CINNAMINSON | 8077 | 13 | SOLARCITY CORPORATION | PSE&G BPU | No | Complete | 2015-01-05 | 2015-04-29 | 2015-05-13 | 2015-05-13
SRP34104 | SREC Solar | FALCONIERO |  | 10.965 | 0 | Residential | 1 | MOUNT LAUREL | 8010 | 13 | SOLARCITY CORPORATION | PSE&G BPU | No | Complete | 2015-01-05 | 2015-04-22 | 2015-04-30 | 2015-04-30
SRP34107 | SREC Solar | HOYOS |  | 6.63 | 0 | Residential | 0 | HAZLET | 7730 | 17 | SOLARCITY CORPORATION | JCP&L | No | Complete | 2015-01-05 | 2015-03-31 | 2015-04-14 | 2015-04-14
SRP34109 | SREC Solar | RICHMOND |  | 13.77 | 0 | Residential | 1 | OAKHURST | 7755 | 17 | SOLARCITY CORPORATION | JCP&L | No | Complete | 2015-01-05 | 2015-04-02 | 2015-04-13 | 2015-04-13
SRP34134 | SREC Solar | THOMAS |  | 11.985 | 0 | Residential | 1 | EDISON | 8817 | 11 | SOLARCITY CORPORATION | PSE&G BPU | No | QC Selected | 2015-01-05 | 2015-05-14
SRP34135 | SREC Solar | SALAMA |  | 5.61 | 0 | Residential | 1 | OLD BRIDGE | 8857 | 11 | SOLARCITY CORPORATION | JCP&L | No | QC Selected | 2015-01-05 | 2015-04-02
SRP34137 | SREC Solar | CURTIS |  | 6.375 | 0 | Residential | 1 | MOUNT LAUREL | 8054 | 13 | SOLARCITY CORPORATION | PSE&G BPU | No | Complete | 2015-01-05 | 2015-04-29 | 2015-05-13 | 2015-05-13
SRP34139 | SREC Solar | RATKOSKI |  | 2.805 | 0 | Residential | 1 | HOLMDEL | 7733 | 17 | SOLARCITY CORPORATION | JCP&L | No | Complete | 2015-01-05 | 2015-04-03 | 2015-04-29 | 2015-04-29
SRP34145 | SREC Solar | ALEXANDER |  | 8.16 | 0 | Residential | 1 | LAUREL SPRINGS | 8021 | 14 | SOLARCITY CORPORATION | PSE&G BPU | No | Complete | 2015-01-05 | 2015-03-25 | 2015-04-06 | 2015-04-06
SRP34155 | SREC Solar | OXLEY |  | 6.5 | 0 | Residential | 1 | ISELIN | 8830 | 11 | SOLAR ADVANTAGE, LLC | PSE&G BPU | No | Complete | 2015-01-05 | 2015-03-04 | 2015-03-19 | 2015-03-19
SRP34157 | SREC Solar | MARTIN |  | 10.71 | 0 | Residential | 1 | LITTLE EGG HARBOR | 8087 | 18 | NJR HOME SERVICES | AC Electric | No | Complete | 2015-01-05 | 2015-05-14 | 2015-05-26 | 2015-05-26
SRP34163 | SREC Solar | MONASSERI |  | 7.395 | 0 | Residential | 1 | JAMESBURG | 8831 | 11 | SOLARCITY CORPORATION | JCP&L | No | Complete | 2015-01-05 | 2015-02-24 | 2015-03-04 | 2015-03-04
SRP34167 | SREC Solar | PENDLETON |  | 14.79 | 0 | Residential | 1 | JACKSON | 8527 | 18 | TRINITY HEATING AND AIR | JCP&L | No | Complete | 2015-01-05 | 2015-02-12 | 2015-03-27 | 2015-03-27
SRP34168 | SREC Solar | SCALAMONTI |  | 10.2 | 0 | Residential | 1 | OLD BRIDGE | 8857 | 11 | TRINITY HEATING AND AIR | JCP&L | No | QA SELECTED | 2015-01-05 | 2015-05-27
SRP34171 | SREC Solar | ESPIRITU |  | 6.885 | 0 | Residential | 1 | MONROE TWP | 8831 | 11 | TRINITY HEATING AND AIR | JCP&L | No | Complete | 2015-01-05 | 2015-02-17 | 2015-02-20 | 2015-02-20
SRP34175 | SREC Solar | KHAN |  | 3.235 | 0 | Residential | 1 | PISCATAWAY | 8854 | 11 | NRG HOME SOLAR | PSE&G BPU | No | Complete | 2015-01-05 | 2015-04-08 | 2015-05-14 | 2015-05-14
SRP34176 | SREC Solar | COOPER |  | 9.69 | 0 | Residential | 1 | TEANECK | 7666 | 7 | TRINITY HEATING AND AIR | PSE&G BPU | No | Complete | 2015-01-05 | 2015-04-08 | 2015-04-16 | 2015-04-16
SRP34180 | SREC Solar | GIOVANETTI |  | 13.005 | 0 | Residential | 1 | JACKSON | 8527 | 18 | TRINITY HEATING AND AIR | JCP&L | No | Complete | 2015-01-12 | 2015-03-13 | 2015-03-26 | 2015-03-26
SRP34181 | SREC Solar | ROST |  | 4.59 | 0 | Residential | 1 | COLUMBUS | 8022 | 13 | TRINITY HEATING AND AIR | PSE&G BPU | No | Complete | 2015-01-12 | 2015-03-25 | 2015-04-15 | 2015-04-15
SRP34183 | SREC Solar | KEYSER |  | 5.1 | 0 | Residential | 1 | TOMS RIVER | 8753 | 18 | TRINITY HEATING AND AIR | JCP&L | No | Complete | 2015-01-12 | 2015-02-17 | 2015-02-27 | 2015-02-27
SRP34186 | SREC Solar | COCHRAN |  | 8.925 | 0 | Residential | 1 | TOMS RIVER | 8753 | 18 | TRINITY HEATING AND AIR | JCP&L | No | Complete | 2015-01-12 | 2015-04-15 | 2015-05-01 | 2015-05-01
SRP34187 | SREC Solar | O REILLY |  | 5.355 | 0 | Residential | 1 | LAVALLETTE | 8735 | 18 | TRINITY HEATING AND AIR | JCP&L | No | Complete | 2015-01-12 | 2015-04-22 | 2015-04-30 | 2015-04-30
SRP34189 | SREC Solar | COHEN |  | 10.71 | 0 | Residential | 1 | BARNEGAT | 8005 | 18 | TRINITY HEATING AND AIR | JCP&L | No | Complete | 2015-01-12 | 2015-05-11 | 2015-05-21 | 2015-05-21
SRP34191 | SREC Solar | FORTUNOFF |  | 3.57 | 0 | Residential | 1 | SOMERSET | 8873 | 5 | TRINITY HEATING AND AIR | PSE&G BPU | No | Complete | 2015-01-12 | 2015-02-07 | 2015-03-03 | 2015-03-03
SRP34192 | SREC Solar | JACKSON |  | 4.125 | 0 | Residential | 1 | EAST ORANGE | 7018 | 9 | TRINITY HEATING AND AIR | PSE&G BPU | No | Complete | 2015-01-12 | 2015-03-11 | 2015-03-24 | 2015-03-24
SRP34193 | SREC Solar | DAVID |  | 6.375 | 0 | Residential | 1 | CRANFORD | 7016 | 10 | TRINITY HEATING AND AIR | PSE&G BPU | No | Complete | 2015-01-12 | 2015-04-02 | 2015-04-09 | 2015-04-09
SRP34194 | SREC Solar | MYERS |  | 3.315 | 0 | Residential | 1 | LAKEWOOD | 8701 | 18 | TRINITY HEATING AND AIR | JCP&L | No | Complete | 2015-01-12 | 2015-04-01 | 2015-04-14 | 2015-04-14
SRP34196 | SREC Solar | VANDEVER |  | 7.65 | 0 | Residential | 1 | DENNISVILLE | 8214 | 21 | TRINITY HEATING AND AIR | AC Electric | No | Complete | 2015-01-12 | 2015-04-15 | 2015-04-27 | 2015-04-27
SRP34198 | SREC Solar | MCMURRAY |  | 9.945 | 0 | Residential | 1 | WALL TWP | 7719 | 17 | TRINITY HEATING AND AIR | JCP&L | No | Complete | 2015-01-12 | 2015-04-08 | 2015-04-21 | 2015-04-21
SRP34199 | SREC Solar | PEREZ |  | 6.12 | 0 | Residential | 1 | BARNEGAT | 8005 | 18 | TRINITY HEATING AND AIR | JCP&L | No | Complete | 2015-01-05 | 2015-02-22 | 2015-02-25 | 2015-02-25
SRP34200 | SREC Solar | KOENIG |  | 9.18 | 0 | Residential | 1 | MAYWOOD | 7607 | 7 | TRINITY HEATING AND AIR | PSE&G BPU | No | Complete | 2015-01-12 | 2015-04-29 | 2015-05-13 | 2015-05-13
SRP34202 | SREC Solar | NACE |  | 5.2 | 0 | Residential | 1 | GLOUCESTER TWP | 8012 | 14 | SOLARCITY CORPORATION | AC Electric | No | QC Selected | 2015-01-12 | 2015-04-29
SRP34208 | SREC Solar | HARRISON |  | 7.905 | 0 | Residential | 1 | WILLINGBORO | 8046 | 13 | SOLARCITY CORPORATION | PSE&G BPU | No | Complete | 2015-01-12 | 2015-02-22 | 2015-02-25 | 2015-02-25
SRP34212 | SREC Solar | GALLAGHER |  | 7.65 | 0 | Residential | 1 | PENNSAUKEN | 8109 | 14 | SOLARCITY CORPORATION | PSE&G BPU | No | QC Selected | 2015-01-12 | 2015-04-17
SRP34216 | SREC Solar | ROSA |  | 3.235 | 0 | Residential | 1 | CARTERET | 7008 | 11 | NRG HOME SOLAR | PSE&G BPU | No | Complete | 2015-01-12 | 2015-04-10 | 2015-04-21 | 2015-04-21
SRP34218 | SREC Solar | MERALI |  | 5.98 | 0 | Residential | 1 | FREEHOLD | 7728 | 17 | NRG HOME SOLAR | JCP&L | No | Complete | 2015-01-12 | 2015-04-16 | 2015-04-27 | 2015-04-27
SRP34225 | SREC Solar | GATEWOOD |  | 8.16 | 0 | Residential | 1 | FARMINGTON | 8234 | 19 | SOLARCITY CORPORATION | AC Electric | No | QA SELECTED | 2015-01-12 | 2015-04-13
SRP34226 | SREC Solar | ZHUANG |  | 8.415 | 0 | Residential | 1 | MATAWAN | 7747 | 17 | TRINITY HEATING AND AIR | JCP&L | No | QA SELECTED | 2015-01-12 | 2015-05-27
SRP34228 | SREC Solar | BROWN |  | 21.32 | 0 | Residential | 1 | WESTVILLE | 8093 | 15 | CODE GREEN SOLAR, LLC | PSE&G BPU | No | Complete | 2015-01-12 | 2015-02-23 | 2015-03-03 | 2015-03-03
SRP34230 | SREC Solar | ALBERTO |  | 7.14 | 0 | Residential | 1 | TOMS RIVER | 8755 | 18 | SOLARCITY CORPORATION | JCP&L | No | QA SELECTED | 2015-01-12 | 2015-04-22
SRP34231 | SREC Solar | FITZGERALD |  | 13.77 | 0 | Residential | 1 | BRICK | 8723 | 18 | TRINITY HEATING AND AIR | JCP&L | No | Complete | 2015-01-12 | 2015-02-05 | 2015-02-07 | 2015-02-07
SRP34233 | SREC Solar | PEREZ |  | 8.67 | 0 | Residential | 1 | SWEDESBORO | 8085 | 15 | TRINITY HEATING AND AIR | AC Electric | No | Complete | 2015-01-12 | 2015-04-29 | 2015-05-12 | 2015-05-12
SRP34234 | SREC Solar | JENSEN |  | 10.175 | 0 | Residential | 1 | MANCHESTER | 8759 | 18 | TRINITY HEATING AND AIR | JCP&L | No | Complete | 2015-01-12 | 2015-02-07 | 2015-02-12 | 2015-02-12
SRP34237 | SREC Solar | BROWN |  | 9.435 | 0 | Residential | 1 | WILLINGBORO | 8046 | 13 | TRINITY HEATING AND AIR | PSE&G BPU | No | Complete | 2015-01-12 | 2015-01-13 | 2015-02-24 | 2015-02-24
SRP34238 | SREC Solar | KILDUFF | GOLDEN RULE KARATE | 26.1 | 0 | Commercial | 1 | OXFORD | 7863 | 2 | SEA BRIGHT SOLAR, LLC | JCP&L | No | Complete | 2015-01-12 | 2015-03-03 | 2015-03-11 | 2015-03-11
SRP34239 | SREC Solar | ATHANOSIS |  | 3.06 | 0 | Residential | 1 | TUCKERTON | 8087 | 18 | ALLSEASON CONSTRUCTION | AC Electric | No | Complete | 2015-01-12 | 2015-05-08 | 2015-05-18 | 2015-05-18
SRP34252 | SREC Solar | AWER |  | 7.34 | 0 | Residential | 1 | SOUTH PLAINFIELD | 7080 | 11 | NRG HOME SOLAR | PSE&G BPU | No | Complete | 2015-01-12 | 2015-04-08 | 2015-04-16 | 2015-04-16
SRP34253 | SREC Solar | SINGH |  | 3.235 | 0 | Residential | 1 | CARTERET | 7008 | 11 | NRG HOME SOLAR | PSE&G BPU | No | Complete | 2015-01-12 | 2015-05-14 | 2015-05-26 | 2015-05-26
SRP34255 | SREC Solar | RAHN |  | 10.5 | 0 | Residential | 1 | EGG HARBOR TOWNSHIP | 8234 | 19 | SUN UP ZERO DOWN | AC Electric | No | QA SELECTED | 2015-01-12 | 2015-05-13
SRP34258 | SREC Solar | DEVITA |  | 8.16 | 0 | Residential | 1 | TOMS RIVER | 8753 | 18 | VIVINT SOLAR | JCP&L | No | Complete | 2015-01-12 | 2015-05-12 | 2015-05-20 | 2015-05-20
SRP34263 | SREC Solar | FREDA |  | 8.67 | 0 | Residential | 1 | FAIRFIELD | 7004 | 9 | VIVINT SOLAR | PSE&G BPU | No | Complete | 2015-01-12 | 2015-03-04 | 2015-03-18 | 2015-03-18
SRP34264 | SREC Solar | DEMORE |  | 10.71 | 0 | Residential | 1 | PITTSGROVE | 8318 | 16 | SEA BRIGHT SOLAR, LLC | AC Electric | No | Complete | 2015-01-12 | 2015-05-06 | 2015-05-20 | 2015-05-20
SRP34265 | SREC Solar | GOLDSTEIN |  | 4.845 | 0 | Residential | 1 | UNION BEACH | 7735 | 17 | VIVINT SOLAR | JCP&L | No | Complete | 2015-01-12 | 2015-03-11 | 2015-03-24 | 2015-03-24
SRP34266 | SREC Solar | VASILOPOLOUS |  | 9.24 | 0 | Residential | 1 | CLIFTON | 7013 | 6 | PRO CUSTOM SOLAR | PSE&G BPU | No | Complete | 2015-01-12 | 2015-03-11 | 2015-03-24 | 2015-03-24
SRP34268 | SREC Solar | FERRIERO |  | 7.65 | 0 | Residential | 1 | SMITHVILLE | 8205 | 19 | ALLSEASON CONSTRUCTION | AC Electric | No | Complete | 2015-01-12 | 2015-04-28 | 2015-05-13 | 2015-05-13
SRP34272 | SREC Solar | RUSSO |  | 8.67 | 0 | Residential | 1 | MANCHESTER | 8759 | 18 | NJR HOME SERVICES | JCP&L | No | Complete | 2015-01-12 | 2015-02-07 | 2015-02-12 | 2015-02-12
SRP34273 | SREC Solar | MISDARY |  | 17.595 | 0 | Residential | 1 | JACKSON | 8527 | 18 | TRINITY HEATING AND AIR | JCP&L | No | Complete | 2015-01-12 | 2015-02-18 | 2015-02-26 | 2015-02-26
SRP34278 | SREC Solar | DISTEFANO |  | 8.415 | 0 | Residential | 1 | FREEHOLD | 7728 | 17 | RELIABLE POWER SERVICES, INC. | JCP&L | No | QA SELECTED | 2015-01-12 | 2015-05-28
SRP34279 | SREC Solar | GUZMAN |  | 7.14 | 0 | Residential | 1 | BEACHWOOD | 8722 | 18 | VIVINT SOLAR | JCP&L | No | QC Selected | 2015-01-12 | 2015-05-19
SRP34280 | SREC Solar | BORBORAH |  | 4.25 | 0 | Residential | 1 | EDISON | 8820 | 11 | SUNGEVITY, INC. | PSE&G BPU | No | Complete | 2015-01-12 | 2015-02-22 | 2015-02-26 | 2015-02-26
SRP34281 | SREC Solar | LOMBARDI |  | 5.355 | 0 | Residential | 1 | FAIRFIELD | 7004 | 9 | VIVINT SOLAR | PSE&G BPU | No | Complete | 2015-01-12 | 2015-02-27 | 2015-03-12 | 2015-03-12
SRP34282 | SREC Solar | BARTOLINO |  | 8 | 0 | Residential | 1 | SICKLERVILLE | 8081 | 14 | SUNGEVITY, INC. | AC Electric | No | Complete | 2015-01-12 | 2015-03-18 | 2015-03-30 | 2015-03-30
SRP34284 | SREC Solar | HERR |  | 9 | 0 | Residential | 1 | TOMS RIVER | 8753 | 18 | SUNGEVITY, INC. | JCP&L | No | Complete | 2015-01-12 | 2015-02-07 | 2015-02-12 | 2015-02-12
SRP34285 | SREC Solar | REID |  | 4.5 | 0 | Residential | 1 | HILLSBOROUGH | 8844 | 5 | SUNGEVITY, INC. | PSE&G BPU | No | Complete | 2015-01-12 | 2015-02-22 | 2015-02-27 | 2015-02-27
SRP34291 | SREC Solar | MYERS |  | 4.59 | 0 | Residential | 1 | DELANCO | 8075 | 13 | VIVINT SOLAR | PSE&G BPU | No | Complete | 2015-01-12 | 2015-03-18 | 2015-03-27 | 2015-03-27
SRP34292 | SREC Solar | PENNELLO |  | 3.825 | 0 | Residential | 1 | MIDDLETOWN | 7748 | 17 | VIVINT SOLAR | JCP&L | No | QC Selected | 2015-01-12 | 2015-04-24
SRP34294 | SREC Solar | OWENS |  | 5.1 | 0 | Residential | 1 | WILLINGBORO | 8046 | 13 | VIVINT SOLAR | PSE&G BPU | No | Complete | 2015-01-12 | 2015-04-29 | 2015-05-13 | 2015-05-13
SRP34298 | SREC Solar | SIMON |  | 6.63 | 0 | Residential | 0 | LITTLE EGG HARBOR | 8087 | 18 | TRINITY HEATING AND AIR | AC Electric | No | Complete | 2015-01-12 | 2015-05-07 | 2015-05-19 | 2015-05-19
SRP34300 | SREC Solar | FULTON |  | 13.26 | 0 | Residential | 1 | JACKSON | 8527 | 18 | TRINITY HEATING AND AIR | JCP&L | No | Complete | 2015-01-12 | 2015-02-18 | 2015-02-27 | 2015-02-27
SRP34302 | SREC Solar | BOWENS |  | 6.885 | 0 | Residential | 1 | BEACHWOOD | 8722 | 18 | VIVINT SOLAR | JCP&L | No | Complete | 2015-01-12 | 2015-05-06 | 2015-05-21 | 2015-05-21
SRP34306 | SREC Solar | PLATANELLA |  | 5.46 | 0 | Residential | 1 | VINELAND | 8361 | 20 | SOLARCITY CORPORATION | Vineland Muni Elec | No | Complete | 2015-01-12 | 2015-03-20 | 2015-04-09 | 2015-04-09
SRP34308 | SREC Solar | MADREPERL |  | 5.865 | 0 | Residential | 1 | LONG BRANCH | 7740 | 17 | TRINITY HEATING AND AIR | JCP&L | No | Complete | 2015-01-12 | 2015-03-31 | 2015-04-23 | 2015-04-23
SRP34314 | SREC Solar | GIANFRANCISCO |  | 3.57 | 0 | Residential | 0 | COLONIA | 7067 | 10 | ASTRUM SOLAR, LLC | PSE&G BPU | No | Complete | 2015-01-12 | 2015-04-30 | 2015-05-12 | 2015-05-12
SRP34318 | SREC Solar | GALLAGHER |  | 7.905 | 0 | Residential | 1 | AUDUBON | 8106 | 14 | SOLARCITY CORPORATION | PSE&G BPU | No | Complete | 2015-01-12 | 2015-04-02 | 2015-04-07 | 2015-04-07
SRP34321 | SREC Solar | NARSINGHANI |  | 4.14 | 0 | Residential | 0 | MONMOUTH JUNCTION | 8852 | 11 | GEOPEAK ENERGY LLC | PSE&G BPU | No | QA SELECTED | 2015-01-12 | 2015-05-27
SRP34322 | SREC Solar | STETLER |  | 5.865 | 0 | Residential | 1 | PARLIN | 8859 | 11 | VIVINT SOLAR | JCP&L | No | Complete | 2015-01-12 | 2015-04-17 | 2015-04-29 | 2015-04-29
SRP34335 | SREC Solar | BONNES |  | 8.67 | 0 | Residential | 1 | WILLINGBORO | 8046 | 13 | VIVINT SOLAR | PSE&G BPU | No | Complete | 2015-01-12 | 2015-04-30 | 2015-05-12 | 2015-05-12
SRP34337 | SREC Solar | SHAH |  | 2.805 | 0 | Residential | 1 | PARSIPPANY | 7054 | 3 | VIVINT SOLAR | JCP&L | No | Complete | 2015-01-12 | 2015-02-27 | 2015-03-12 | 2015-03-12
SRP34342 | SREC Solar | SLAVICEK |  | 9.18 | 0 | Residential | 1 | SAYREVILLE | 8872 | 11 | VIVINT SOLAR | JCP&L | No | Complete | 2015-01-12 | 2015-04-02 | 2015-04-07 | 2015-04-07
SRP34344 | SREC Solar | THOMPSETT |  | 15 | 0 | Residential | 1 | JACKSON | 8527 | 18 | SOLARCITY CORPORATION | JCP&L | No | Install Complete | 2015-01-12 | 2015-04-22
SRP34353 | SREC Solar | RITZ |  | 5.355 | 0 | Residential | 1 | BLACKWOOD | 8012 | 14 | SOLARCITY CORPORATION | PSE&G BPU | No | Complete | 2015-01-12 | 2015-03-25 | 2015-04-06 | 2015-04-06
SRP34356 | SREC Solar | HARVEY |  | 6.375 | 0 | Residential | 1 | SOUTH TOMS RIVER | 8757 | 18 | TRINITY HEATING AND AIR | JCP&L | No | Complete | 2015-01-12 | 2015-05-07 | 2015-05-19 | 2015-05-19
SRP34358 | SREC Solar | BELLUCCI |  | 6.885 | 0 | Residential | 1 | LONG BRANCH | 7740 | 17 | TRINITY HEATING AND AIR | JCP&L | No | Complete | 2015-01-12 | 2015-04-24 | 2015-05-01 | 2015-05-01
SRP34361 | SREC Solar | ZARILLO |  | 11.985 | 0 | Residential | 1 | FAIRFIELD | 7004 | 9 | VIVINT SOLAR | PSE&G BPU | No | Complete | 2015-01-12 | 2015-04-29 | 2015-05-15 | 2015-05-15
SRP34362 | SREC Solar | ZHANG |  | 5.61 | 0 | Residential | 1 | UNION | 7083 | 10 | VIVINT SOLAR | PSE&G BPU | No | Complete | 2015-01-12 | 2015-04-09 | 2015-05-18 | 2015-05-18
SRP34363 | SREC Solar | PLETCHON |  | 5.355 | 0 | Residential | 1 | TOMS RIVER | 8755 | 18 | VIVINT SOLAR | JCP&L | No | QC Selected | 2015-01-12 | 2015-05-07
SRP34366 | SREC Solar | DEASY |  | 10 | 0 | Residential | 1 | SOMERSPOINT | 8244 | 19 | SUN UP ZERO DOWN | AC Electric | No | Complete | 2015-01-12 | 2015-05-01 | 2015-05-06 | 2015-05-06
SRP34368 | SREC Solar | ROBBINS |  | 8.91 | 0 | Residential | 1 | LAWRENCE | 8648 | 12 | NEW JERSEY CLEAN ENERGY SOLUTIONS | PSE&G BPU | No | Complete | 2015-01-12 | 2015-04-17 | 2015-04-29 | 2015-04-29
SRP34369 | SREC Solar | FEICHT |  | 10.2 | 0 | Residential | 1 | MANCHESTER | 8759 | 18 | TRINITY HEATING AND AIR | JCP&L | No | Complete | 2015-01-12 | 2015-03-31 | 2015-04-14 | 2015-04-14
SRP34371 | SREC Solar | VIOLA |  | 5.61 | 0 | Residential | 0 | TOTOWA | 7512 | 6 | TRINITY HEATING AND AIR | PSE&G BPU | No | Complete | 2015-01-12 | 2015-02-17 | 2015-02-22 | 2015-02-22
SRP34372 | SREC Solar | CANDELA |  | 5.355 | 0 | Residential | 1 | BARNEGAT | 8005 | 18 | NJR HOME SERVICES | JCP&L | No | Complete | 2015-01-12 | 2015-03-20 | 2015-04-09 | 2015-04-09
SRP34375 | SREC Solar | D'IMPERIO III |  | 3.57 | 0 | Residential | 1 | VINELAND | 8361 | 20 | SOLARCITY CORPORATION | Vineland Muni Elec | No | Complete | 2015-01-12 | 2015-05-11 | 2015-05-20 | 2015-05-20
SRP34377 | SREC Solar | BLOOM |  | 4.77 | 0 | Residential | 0 | HOBOKEN | 7030 | 8 | RED BRIDGE GROUPE | PSE&G BPU | No | Complete | 2015-01-12 | 2015-03-12 | 2015-04-29 | 2015-04-29
SRP34378 | SREC Solar | ROSS |  | 3.64 | 0 | Residential | 0 | HOBOKEN | 7030 | 8 | RED BRIDGE GROUPE | PSE&G BPU | No | Complete | 2015-01-12 | 2015-04-03 | 2015-04-10 | 2015-04-10
SRP34380 | SREC Solar | NAINI |  | 3.64 | 0 | Residential | 0 | HOBOKEN | 7030 | 8 | RED BRIDGE GROUPE | PSE&G BPU | No | Complete | 2015-01-12 | 2015-04-03 | 2015-04-07 | 2015-04-07
SRP34382 | SREC Solar | SKULSKI |  | 7.14 | 0 | Residential | 1 | PARLIN | 8859 | 11 | VIVINT SOLAR | JCP&L | No | Complete | 2015-01-12 | 2015-02-22 | 2015-02-25 | 2015-02-25
SRP34385 | SREC Solar | BEVERLY |  | 7.395 | 0 | Residential | 1 | TOMS RIVER | 8753 | 18 | VIVINT SOLAR | JCP&L | No | Complete | 2015-01-12 | 2015-03-19 | 2015-03-31 | 2015-03-31
SRP34387 | SREC Solar | BELARDO |  | 10.2 | 0 | Residential | 1 | PISCATAWAY | 8854 | 11 | VIVINT SOLAR | PSE&G BPU | No | QA SELECTED | 2015-01-12 | 2015-05-20
SRP34389 | SREC Solar | ALONGI |  | 5.1 | 0 | Residential | 1 | UNION BEACH | 7735 | 17 | VIVINT SOLAR | JCP&L | No | Complete | 2015-01-12 | 2015-04-02 | 2015-04-13 | 2015-04-13
SRP34390 | SREC Solar | CARACCIOLO |  | 8.16 | 0 | Residential | 1 | EAST BRUNSWICK | 8816 | 11 | VIVINT SOLAR | PSE&G BPU | No | Complete | 2015-01-12 | 2015-02-24 | 2015-03-26 | 2015-03-26
SRP34394 | SREC Solar | LONGO |  | 11.985 | 0 | Residential | 1 | FREEHOLD | 7728 | 17 | SOLARCITY CORPORATION | JCP&L | No | QC Selected | 2015-01-12 | 2015-04-15
SRP34396 | SREC Solar | DONOHUE |  | 7.395 | 0 | Residential | 1 | JACKSON | 8527 | 18 | TRINITY HEATING AND AIR | JCP&L | No | Complete | 2015-01-12 | 2015-02-12 | 2015-02-16 | 2015-02-16
SRP34398 | SREC Solar | PARKER |  | 12.24 | 0 | Residential | 1 | LAKEHURST | 8733 | 18 | TRINITY HEATING AND AIR | JCP&L | No | Complete | 2015-01-12 | 2015-05-12 | 2015-05-20 | 2015-05-20
SRP34408 | SREC Solar | LAWRENCE |  | 6.63 | 0 | Residential | 1 | YARDVILLE | 8620 | 12 | TRINITY HEATING AND AIR | PSE&G BPU | No | QA SELECTED | 2015-01-12 | 2015-05-27
SRP34409 | SREC Solar | CVELIC |  | 10.71 | 0 | Residential | 1 | WAYNE | 7470 | 6 | VIVINT SOLAR | PSE&G BPU | No | Complete | 2015-01-12 | 2015-04-30 | 2015-05-18 | 2015-05-18
SRP34413 | SREC Solar | KROPIEWNICKI |  | 9.435 | 0 | Residential | 1 | BRICK | 8723 | 18 | TRINITY HEATING AND AIR | JCP&L | No | QA SELECTED | 2015-01-12 | 2015-04-29
SRP34415 | SREC Solar | LORENZO |  | 6.885 | 0 | Residential | 1 | TOMS RIVER | 8755 | 18 | TRINITY HEATING AND AIR | JCP&L | No | Complete | 2015-01-12 | 2015-04-22 | 2015-04-30 | 2015-04-30
SRP34419 | SREC Solar | JOHNSTON |  | 7.395 | 0 | Residential | 1 | CHERRY HILL | 8002 | 14 | VIVINT SOLAR | PSE&G BPU | No | Complete | 2015-01-12 | 2015-04-08 | 2015-04-16 | 2015-04-16
SRP34420 | SREC Solar | REIS |  | 10.45 | 0 | Residential | 1 | WEST LONG BRANCH | 7764 | 17 | TRINITY HEATING AND AIR | JCP&L | No | Complete | 2015-01-12 | 2015-02-24 | 2015-02-27 | 2015-02-27
SRP34422 | SREC Solar | ANDERSON |  | 8.925 | 0 | Residential | 1 | BARNEGAT | 8005 | 18 | TRINITY HEATING AND AIR | JCP&L | No | Complete | 2015-01-12 | 2015-03-11 | 2015-03-24 | 2015-03-24
SRP34425 | SREC Solar | ZEISES |  | 8.925 | 0 | Residential | 1 | DEPTFORD | 8096 | 15 | TRINITY HEATING AND AIR | PSE&G BPU | No | Complete | 2015-01-12 | 2015-04-23 | 2015-05-06 | 2015-05-06
SRP34429 | SREC Solar | KOHL |  | 9.435 | 0 | Residential | 1 | ISLAND HEIGHTS | 8732 | 18 | SOLARCITY CORPORATION | JCP&L | No | QC Selected | 2015-01-12 | 2015-05-14
SRP34430 | SREC Solar | CORGLIANO |  | 4.08 | 0 | Residential | 1 | BELLMAWR | 8031 | 14 | SOLARCITY CORPORATION | PSE&G BPU | No | Complete | 2015-01-12 | 2015-04-02 | 2015-04-07 | 2015-04-07
SRP34431 | SREC Solar | GUDIS |  | 7.905 | 0 | Residential | 1 | PENNSAUKEN | 8109 | 14 | VIVINT SOLAR | PSE&G BPU | No | QC Selected | 2015-01-12 | 2015-04-30
SRP34434 | SREC Solar | GILES |  | 5.61 | 0 | Residential | 1 | CLIFFWOOD | 7721 | 17 | VIVINT SOLAR | JCP&L | No | Complete | 2015-01-12 | 2015-05-14 | 2015-05-27 | 2015-05-27
SRP34437 | SREC Solar | MONTANA |  | 4.08 | 0 | Residential | 1 | UNION | 7083 | 10 | VIVINT SOLAR | PSE&G BPU | No | Complete | 2015-01-12 | 2015-03-18 | 2015-03-27 | 2015-03-27
SRP34439 | SREC Solar | SEEL |  | 6.12 | 0 | Residential | 1 | MOORESTOWN | 8057 | 13 | VIVINT SOLAR | PSE&G BPU | No | Complete | 2015-01-12 | 2015-04-29 | 2015-05-15 | 2015-05-15
SRP34443 | SREC Solar | MATOS |  | 5.1 | 0 | Residential | 1 | WILLINGBORO | 8046 | 13 | VIVINT SOLAR | PSE&G BPU | No | Complete | 2015-01-12 | 2015-04-08 | 2015-04-21 | 2015-04-21
SRP34445 | SREC Solar | GOTTA |  | 5.355 | 0 | Residential | 1 | PARLIN | 8859 | 11 | VIVINT SOLAR | JCP&L | No | QC Selected | 2015-01-12 | 2015-04-17
SRP34446 | SREC Solar | LIMA |  | 8.16 | 0 | Residential | 1 | WAYNE | 7470 | 6 | VIVINT SOLAR | PSE&G BPU | No | Complete | 2015-01-12 | 2015-04-17 | 2015-04-29 | 2015-04-29
SRP34447 | SREC Solar | KRUSE |  | 5.355 | 0 | Residential | 1 | PARIPPANY | 7054 | 3 | VIVINT SOLAR | JCP&L | No | Complete | 2015-01-12 | 2015-02-24 | 2015-03-04 | 2015-03-04
SRP34448 | SREC Solar | KAMIURA |  | 7.395 | 0 | Residential | 1 | RANDOLPH | 7869 | 3 | VIVINT SOLAR | JCP&L | No | Complete | 2015-01-12 | 2015-04-15 | 2015-05-06 | 2015-05-06
SRP34455 | SREC Solar | KURIEKKATTIL |  | 6.5 | 0 | Residential | 1 | TEANECK | 7666 | 7 | SOLARCITY CORPORATION | PSE&G BPU | No | Complete | 2015-01-12 | 2015-05-14 | 2015-05-22 | 2015-05-22
SRP34458 | SREC Solar | LOUGHRAN |  | 11.772 | 0 | Residential | 0 | BRIDGEWATER | 8807 | 5 | GEOPEAK ENERGY LLC | PSE&G BPU | No | Complete | 2015-01-12 | 2015-04-30 | 2015-05-13 | 2015-05-13
SRP34461 | SREC Solar | COLEMAN |  | 7.14 | 0 | Residential | 1 | WILLINGBORO | 8046 | 13 | VIVINT SOLAR | PSE&G BPU | No | Complete | 2015-01-12 | 2015-04-08 | 2015-04-21 | 2015-04-21
SRP34463 | SREC Solar | DELCID |  | 3.06 | 0 | Residential | 1 | BAYVILLE | 8721 | 18 | VIVINT SOLAR | JCP&L | No | Complete | 2015-01-12 | 2015-04-29 | 2015-05-15 | 2015-05-15
SRP34464 | SREC Solar | CAFIERO |  | 6.12 | 0 | Residential | 1 | FAIRFIELD | 7004 | 9 | VIVINT SOLAR | PSE&G BPU | No | Complete | 2015-01-12 | 2015-04-02 | 2015-04-13 | 2015-04-13
SRP34467 | SREC Solar | ARMSTRONG |  | 8.925 | 0 | Residential | 1 | BEACHWOOD | 8722 | 18 | VIVINT SOLAR | JCP&L | No | Complete | 2015-01-12 | 2015-05-12 | 2015-05-21 | 2015-05-21
SRP34473 | SREC Solar | SKARA |  | 4.59 | 0 | Residential | 1 | LIVINGSTON | 7039 | 9 | TRINITY HEATING AND AIR | PSE&G BPU | No | Complete | 2015-01-12 | 2015-04-16 | 2015-04-22 | 2015-04-22
SRP34474 | SREC Solar | MONTA |  | 10.455 | 0 | Residential | 1 | TOMS RIVER | 8753 | 18 | TRINITY HEATING AND AIR | JCP&L | No | Complete | 2015-01-12 | 2015-04-09 | 2015-04-21 | 2015-04-21
SRP34475 | SREC Solar | SANTUCCI |  | 9.435 | 0 | Residential | 1 | MARLBORO | 7746 | 17 | TRINITY HEATING AND AIR | JCP&L | No | Complete | 2015-01-12 | 2015-04-29 | 2015-05-13 | 2015-05-13
SRP34476 | SREC Solar | CALIMANO |  | 11.985 | 0 | Residential | 1 | JACKSON | 8527 | 18 | TRINITY HEATING AND AIR | JCP&L | No | Complete | 2015-01-12 | 2015-03-18 | 2015-03-27 | 2015-03-27
SRP34477 | SREC Solar | DAMATO |  | 7.65 | 0 | Residential | 1 | TOMS RIVER | 8757 | 18 | TRINITY HEATING AND AIR | JCP&L | No | Complete | 2015-01-12 | 2015-03-24 | 2015-04-02 | 2015-04-02
SRP34478 | SREC Solar | COHOSE |  | 9.435 | 0 | Residential | 1 | MARLBORO | 7746 | 17 | TRINITY HEATING AND AIR | JCP&L | No | Complete | 2015-01-12 | 2015-03-12 | 2015-03-27 | 2015-03-27
SRP34479 | SREC Solar | MUSTAFA |  | 16.32 | 0 | Residential | 1 | JACKSON | 8527 | 18 | TRINITY HEATING AND AIR | JCP&L | No | Complete | 2015-01-12 | 2015-02-07 | 2015-02-12 | 2015-02-12
SRP34480 | SREC Solar | PITLAK |  | 9.69 | 0 | Residential | 1 | JACKSON | 8527 | 18 | TRINITY HEATING AND AIR | JCP&L | No | Complete | 2015-01-12 | 2015-04-30 | 2015-05-06 | 2015-05-06
SRP34481 | SREC Solar | RICHARDS |  | 8.925 | 0 | Residential | 1 | JACKSON | 8527 | 18 | TRINITY HEATING AND AIR | JCP&L | No | Complete | 2015-01-12 | 2015-04-02 | 2015-04-07 | 2015-04-07
SRP34482 | SREC Solar | O'GARA |  | 6.12 | 0 | Residential | 1 | WHITING | 8759 | 18 | TRINITY HEATING AND AIR | JCP&L | No | Complete | 2015-01-12 | 2015-04-02 | 2015-04-13 | 2015-04-13
SRP34483 | SREC Solar | CHEUNG |  | 4.59 | 0 | Residential | 1 | EAST BRUNSWICK | 8816 | 11 | TRINITY HEATING AND AIR | JCP&L | No | Complete | 2015-01-12 | 2015-03-24 | 2015-04-02 | 2015-04-02
SRP34484 | SREC Solar | SCHENONE |  | 3.57 | 0 | Residential | 1 | WHITING | 8759 | 18 | TRINITY HEATING AND AIR | JCP&L | No | Complete | 2015-01-12 | 2015-04-01 | 2015-05-13 | 2015-05-13
SRP34487 | SREC Solar | DUNN |  | 14.28 | 0 | Residential | 1 | JACKSON | 8527 | 18 | TRINITY HEATING AND AIR | JCP&L | No | Complete | 2015-01-12 | 2015-02-17 | 2015-02-27 | 2015-02-27
SRP34488 | SREC Solar | JOHNSON |  | 7.14 | 0 | Residential | 1 | WILLINGBORO | 8046 | 13 | VIVINT SOLAR | PSE&G BPU | No | Complete | 2015-01-19 | 2015-04-03 | 2015-04-13 | 2015-04-13
SRP34489 | SREC Solar | LUKE |  | 7.65 | 0 | Residential | 1 | WILLINGBORO | 8046 | 13 | VIVINT SOLAR | PSE&G BPU | No | Complete | 2015-01-19 | 2015-03-11 | 2015-03-24 | 2015-03-24
SRP34494 | SREC Solar | WILSON |  | 5.61 | 0 | Residential | 1 | WILLINGBORO | 8046 | 13 | VIVINT SOLAR | PSE&G BPU | No | Complete | 2015-01-19 | 2015-04-02 | 2015-04-13 | 2015-04-13
SRP34496 | SREC Solar | VEGA |  | 7.395 | 0 | Residential | 1 | N BRUNSWICK | 8902 | 11 | VIVINT SOLAR | PSE&G BPU | No | QA SELECTED | 2015-01-19 | 2015-05-12
SRP34501 | SREC Solar | CHOKSEY |  | 3.315 | 0 | Residential | 0 | EAST RUTHERFORD | 7073 | 7 | TRINITY HEATING AND AIR | PSE&G BPU | No | Complete | 2015-01-19 | 2015-03-24 | 2015-04-02 | 2015-04-02
SRP34503 | SREC Solar | DE BELEN |  | 6.63 | 0 | Residential | 1 | CLIFTON | 7014 | 6 | TRINITY HEATING AND AIR | PSE&G BPU | No | Complete | 2015-01-19 | 2015-03-12 | 2015-03-27 | 2015-03-27
SRP34504 | SREC Solar | YELLAULA |  | 10.71 | 0 | Residential | 1 | EAST BRUNSWICK | 8816 | 11 | TRINITY HEATING AND AIR | PSE&G BPU | No | Complete | 2015-01-19 | 2015-04-22 | 2015-05-01 | 2015-05-01
SRP34505 | SREC Solar | IMANUEL |  | 10.725 | 0 | Residential | 0 | CHATHAM | 7928 | 3 | TRINITY HEATING AND AIR | JCP&L | No | Complete | 2015-01-19 | 2015-04-08 | 2015-05-22 | 2015-05-22
SRP34506 | SREC Solar | VOGEL |  | 4.59 | 0 | Residential | 1 | BASKING RIDGE | 7920 | 5 | TRINITY HEATING AND AIR | JCP&L | No | Complete | 2015-01-19 | 2015-03-10 | 2015-03-24 | 2015-03-24
SRP34507 | SREC Solar | STEGIEL |  | 16.065 | 0 | Residential | 1 | JACKSON | 8527 | 18 | TRINITY HEATING AND AIR | JCP&L | No | Complete | 2015-01-19 | 2015-03-25 | 2015-04-10 | 2015-04-10
SRP34509 | SREC Solar | GRANT |  | 5.355 | 0 | Residential | 1 | SOUTH AMBOY | 8879 | 11 | VIVINT SOLAR | JCP&L | No | Complete | 2015-01-19 | 2015-02-27 | 2015-03-11 | 2015-03-11
SRP34511 | SREC Solar | ELEAZER |  | 6.125 | 0 | Residential | 1 | WILLIAMSTOWN | 8094 | 15 | ASTRUM SOLAR, LLC | AC Electric | No | Complete | 2015-01-19 | 2015-02-17 | 2015-02-20 | 2015-02-20
SRP34515 | SREC Solar | BLOOMFIELD |  | 7.8 | 0 | Residential | 0 | SKILLMAN | 8558 | 5 | SUNRUN INSTALLATION SERVICES, INC | PSE&G BPU | No | Complete | 2015-02-02 | 2015-03-02 | 2015-04-21 | 2015-04-21
SRP34519 | SREC Solar | HISSNER |  | 10.455 | 0 | Residential | 1 | CLINTON | 8809 | 4 | GREEN POWER ENERGY LLC | JCP&L | No | Complete | 2015-01-19 | 2015-02-18 | 2015-02-26 | 2015-02-26
SRP34526 | SREC Solar | BECKER |  | 5.5 | 0 | Residential | 1 | HILLSBOROUGH | 8844 | 5 | SPECTRUM ENERGY INC | PSE&G BPU | No | Complete | 2015-01-19 | 2015-03-18 | 2015-05-06 | 2015-05-06
SRP34529 | SREC Solar | CHRUSZCZ |  | 8.16 | 0 | Residential | 1 | JACKSON | 8527 | 18 | TRINITY HEATING AND AIR | JCP&L | No | Complete | 2015-01-19 | 2015-04-02 | 2015-04-07 | 2015-04-07
SRP34531 | SREC Solar | PATEL |  | 10.71 | 0 | Residential | 1 | JACKSON | 8527 | 18 | TRINITY HEATING AND AIR | JCP&L | No | Complete | 2015-01-19 | 2015-04-30 | 2015-05-18 | 2015-05-18
SRP34532 | SREC Solar | KIRBY-JETER |  | 7.395 | 0 | Residential | 1 | JACKSON | 8527 | 18 | TRINITY HEATING AND AIR | JCP&L | No | QA SELECTED | 2015-01-19 | 2015-05-22
SRP34542 | SREC Solar | REITER |  | 9.945 | 0 | Residential | 1 | MULLICA HILL | 8062 | 15 | RCL ENTERPRISES INC. | AC Electric | No | QA SELECTED | 2015-01-19 | 2015-05-07
SRP34548 | SREC Solar | ORIOLA | RIDGEVIEW ESTATES | 49.45 | 0 | Residential | 0 | SUSSEX | 7461 | 1 | KG BUILDERS - RE DIVISION | Unknown | No | Complete | 2015-01-19 | 2015-04-03 | 2015-04-10 | 2015-04-10
SRP34549 | SREC Solar | HOLDBROOK |  | 5.61 | 0 | Residential | 0 | DEPTFORD | 8096 | 15 | ACCREDITED SOLAR AND WIND | PSE&G BPU | No | Complete | 2015-01-19 | 2015-04-22 | 2015-04-30 | 2015-04-30
SRP34550 | SREC Solar | SHAH |  | 4.59 | 0 | Residential | 0 | VOORHEES | 8043 | 14 | TRINITY HEATING AND AIR | PSE&G BPU | No | QA SELECTED | 2015-01-19 | 2015-05-20
SRP34551 | SREC Solar | MULLER |  | 8.67 | 0 | Residential | 1 | BEACHWOOD | 8722 | 18 | TRINITY HEATING AND AIR | JCP&L | No | Complete | 2015-01-19 | 2015-03-24 | 2015-04-23 | 2015-04-23
SRP34553 | SREC Solar | DEMARTINO |  | 11.73 | 0 | Residential | 1 | MATAWAN | 7747 | 17 | TRINITY HEATING AND AIR | JCP&L | No | Complete | 2015-01-19 | 2015-04-08 | 2015-04-16 | 2015-04-16
SRP34554 | SREC Solar | SUNDHEIMER |  | 5.865 | 0 | Residential | 0 | BRICK | 8723 | 18 | TRINITY HEATING AND AIR | JCP&L | No | Complete | 2015-01-19 | 2015-02-12 | 2015-02-16 | 2015-02-16
SRP34558 | SREC Solar | MARIN |  | 7.14 | 0 | Residential | 1 | LANDING | 7850 | 3 | TRINITY HEATING AND AIR | JCP&L | No | QC Selected | 2015-01-19 | 2015-05-12
SRP34559 | SREC Solar | WATSON |  | 19.125 | 0 | Residential | 1 | BRICK | 8724 | 18 | TRINITY HEATING AND AIR | JCP&L | No | QA SELECTED | 2015-01-19 | 2015-05-27
SRP34560 | SREC Solar | DI AMBROSIO |  | 11.73 | 0 | Residential | 1 | JACKSON | 8527 | 18 | TRINITY HEATING AND AIR | JCP&L | No | Complete | 2015-01-19 | 2015-04-01 | 2015-04-14 | 2015-04-14
SRP34561 | SREC Solar | MOLNAR |  | 11.475 | 0 | Residential | 1 | COLTS NECK | 7722 | 17 | TRINITY HEATING AND AIR | JCP&L | No | QC Selected | 2015-01-19 | 2015-05-20
SRP34562 | SREC Solar | ANNUNZIATA |  | 7.905 | 0 | Residential | 1 | NEPTUNE | 7753 | 17 | TRINITY HEATING AND AIR | JCP&L | No | QA SELECTED | 2015-01-19 | 2015-05-27
SRP34565 | SREC Solar | KING |  | 8.415 | 0 | Residential | 1 | JACKSON | 8527 | 18 | TRINITY HEATING AND AIR | JCP&L | No | Complete | 2015-01-19 | 2015-03-24 | 2015-04-03 | 2015-04-03
SRP34567 | SREC Solar | TETLACK |  | 9.18 | 0 | Residential | 1 | JACKSON | 8527 | 18 | TRINITY HEATING AND AIR | JCP&L | No | Complete | 2015-01-19 | 2015-04-29 | 2015-05-15 | 2015-05-15
SRP34575 | SREC Solar | SCHMIDT |  | 14.56 | 0 | Residential | 0 | MARLTON | 8053 | 13 | EXACT SOLAR | PSE&G BPU | No | Complete | 2015-01-26 | 2015-04-29 | 2015-05-13 | 2015-05-13
SRP34576 | SREC Solar | GIBNEY |  | 3.12 | 0 | Residential | 0 | PRINCETON | 8540 | 12 | EXACT SOLAR | PSE&G BPU | No | QA SELECTED | 2015-01-19 | 2015-05-27
SRP34581 | SREC Solar | GARCIA |  | 6.12 | 0 | Residential | 1 | OLD BRIDGE | 8857 | 11 | TRINITY HEATING AND AIR | JCP&L | No | QA SELECTED | 2015-01-19 | 2015-05-27
SRP34582 | SREC Solar | VETRO |  | 4.59 | 0 | Residential | 1 | BAYVILLE | 8721 | 18 | TRINITY HEATING AND AIR | JCP&L | No | QA SELECTED | 2015-01-19 | 2015-05-20
SRP34585 | SREC Solar | SETTLE |  | 7.905 | 0 | Residential | 1 | ROSELLE | 7203 | 10 | TRINITY HEATING AND AIR | PSE&G BPU | No | Complete | 2015-01-19 | 2015-04-24 | 2015-05-22 | 2015-05-22
SRP34591 | SREC Solar | PATEL |  | 5.865 | 0 | Residential | 1 | PARSIPPANY | 7054 | 3 | VIVINT SOLAR | JCP&L | No | Complete | 2015-01-19 | 2015-05-07 | 2015-05-19 | 2015-05-19
SRP34594 | SREC Solar | MARQUES |  | 10.2 | 0 | Residential | 1 | JACKSON | 8527 | 18 | SOLARCITY CORPORATION | JCP&L | No | Complete | 2015-01-19 | 2015-04-15 | 2015-04-27 | 2015-04-27
SRP34595 | SREC Solar | KUZINSKI |  | 9.435 | 0 | Residential | 1 | MT LAUREL | 8054 | 13 | VIVINT SOLAR | PSE&G BPU | No | Complete | 2015-01-19 | 2015-04-22 | 2015-05-14 | 2015-05-14
SRP34597 | SREC Solar | INMAN |  | 5.1 | 0 | Residential | 1 | MT HOLLY | 8060 | 13 | VIVINT SOLAR | PSE&G BPU | No | QA SELECTED | 2015-01-19 | 2015-05-22
SRP34598 | SREC Solar | BUSARI |  | 4.42 | 0 | Residential | 1 | WOODBRIDGE | 8863 | 11 | SOLARCITY CORPORATION | PSE&G BPU | No | Complete | 2015-01-19 | 2015-04-08 | 2015-04-16 | 2015-04-16
SRP34600 | SREC Solar | CAMP |  | 7.14 | 0 | Residential | 1 | MAYS LANDING | 8330 | 19 | RCL ENTERPRISES INC. | AC Electric | No | Complete | 2015-01-19 | 2015-05-13 | 2015-05-26 | 2015-05-26
SRP34601 | SREC Solar | SANDS |  | 3.575 | 0 | Residential | 0 | SCOTCH PLAINS | 7076 | 10 | ALTERIS RENEWABLES DBA RGS ENERGY | PSE&G BPU | No | QA SELECTED | 2015-01-19 | 2015-05-28
SRP34603 | SREC Solar | LEWIS |  | 14.28 | 0 | Residential | 1 | JACKSON | 8527 | 18 | TRINITY HEATING AND AIR | JCP&L | No | Complete | 2015-03-16 | 2015-04-07 | 2015-04-20 | 2015-04-20
SRP34604 | SREC Solar | MATSUMOTO |  | 7.14 | 0 | Residential | 1 | BRIDGETON | 8302 | 20 | TRINITY HEATING AND AIR | AC Electric | No | Complete | 2015-01-19 | 2015-04-15 | 2015-05-01 | 2015-05-01
SRP34605 | SREC Solar | HARVEY |  | 4.59 | 0 | Residential | 1 | MOUNT HOLLY | 8060 | 13 | SOLARCITY CORPORATION | PSE&G BPU | No | Complete | 2015-01-19 | 2015-03-24 | 2015-04-23 | 2015-04-23
SRP34606 | SREC Solar | POMPONIO |  | 12.495 | 0 | Residential | 1 | JACKSON | 8527 | 18 | TRINITY HEATING AND AIR | JCP&L | No | Complete | 2015-01-19 | 2015-03-24 | 2015-04-02 | 2015-04-02
SRP34609 | SREC Solar | VENTO |  | 5.865 | 0 | Residential | 1 | MILLVILLE | 8332 | 20 | SOLARCITY CORPORATION | AC Electric | No | Complete | 2015-01-19 | 2015-04-22 | 2015-04-30 | 2015-04-30
SRP34611 | SREC Solar | KAPLAN |  | 21.93 | 0 | Residential | 1 | BOONTON TWP | 7005 | 3 | SOLARCITY CORPORATION | JCP&L | No | Complete | 2015-01-19 | 2015-04-03 | 2015-04-10 | 2015-04-10
SRP34617 | SREC Solar | PELUSO |  | 11.73 | 0 | Residential | 1 | SOMERSET | 8873 | 5 | SOLARCITY CORPORATION | PSE&G BPU | No | QC Selected | 2015-01-19 | 2015-04-22
SRP34619 | SREC Solar | MEDILIEN |  | 4.08 | 0 | Residential | 1 | SOUTH PLAINFIELD | 7080 | 11 | SOLARCITY CORPORATION | PSE&G BPU | No | QC Selected | 2015-01-19 | 2015-05-14
SRP34620 | SREC Solar | ACOSTA |  | 7.65 | 0 | Residential | 1 | WILLINGBORO | 8046 | 13 | VIVINT SOLAR | PSE&G BPU | No | Complete | 2015-01-19 | 2015-04-17 | 2015-04-29 | 2015-04-29
SRP34626 | SREC Solar | CHESTER |  | 5.61 | 0 | Residential | 1 | SOMERSET | 8873 | 5 | SOLARCITY CORPORATION | PSE&G BPU | No | Complete | 2015-01-19 | 2015-03-12 | 2015-03-24 | 2015-03-24
SRP34628 | SREC Solar | KARTEY |  | 6.12 | 0 | Residential | 1 | TOMS RIVER | 8757 | 18 | SOLARCITY CORPORATION | JCP&L | No | QC Selected | 2015-01-19 | 2015-05-14
SRP34631 | SREC Solar | FRIEDLANDER |  | 9.18 | 0 | Residential | 1 | BRIDGEWATER | 8807 | 5 | VIVINT SOLAR | PSE&G BPU | No | Complete | 2015-01-19 | 2015-05-06 | 2015-05-21 | 2015-05-21
SRP34633 | SREC Solar | AHERN |  | 8.925 | 0 | Residential | 1 | MT LAUREL | 8054 | 13 | VIVINT SOLAR | PSE&G BPU | No | Complete | 2015-01-19 | 2015-03-20 | 2015-04-01 | 2015-04-01
SRP34636 | SREC Solar | ARMSTEAD |  | 7.905 | 0 | Residential | 1 | WILLINGBORO | 8046 | 13 | VIVINT SOLAR | PSE&G BPU | No | Complete | 2015-01-19 | 2015-04-07 | 2015-04-20 | 2015-04-20
SRP34637 | SREC Solar | FRABIZZIO |  | 8.415 | 0 | Residential | 1 | DUNELLEN | 8812 | 11 | VIVINT SOLAR | PSE&G BPU | No | Complete | 2015-01-19 | 2015-05-12 | 2015-05-20 | 2015-05-20
SRP34640 | SREC Solar | DAVIS |  | 4.335 | 0 | Residential | 1 | JACKSON | 8527 | 18 | TRINITY HEATING AND AIR | JCP&L | No | Complete | 2015-01-19 | 2015-04-29 | 2015-05-15 | 2015-05-15
SRP34641 | SREC Solar | GOLDA |  | 4.59 | 0 | Residential | 1 | OCEAN GATE | 8740 | 18 | VIVINT SOLAR | JCP&L | No | QA SELECTED | 2015-01-19 | 2015-05-14
SRP34645 | SREC Solar | POMERANTZ |  | 12.925 | 0 | Residential | 1 | JACKSON | 8527 | 18 | TRINITY HEATING AND AIR | JCP&L | No | Complete | 2015-01-19 | 2015-02-17 | 2015-02-27 | 2015-02-27
SRP34647 | SREC Solar | LANING |  | 16.83 | 0 | Residential | 1 | BRIDGETON | 8302 | 20 | TRINITY HEATING AND AIR | AC Electric | No | QA SELECTED | 2015-01-19 | 2015-05-13
SRP34649 | SREC Solar | CABRERA |  | 2.805 | 0 | Residential | 1 | PARLIN | 8859 | 11 | VIVINT SOLAR | JCP&L | No | Complete | 2015-01-19 | 2015-04-15 | 2015-05-06 | 2015-05-06
SRP34650 | SREC Solar | BLOUNT |  | 5.355 | 0 | Residential | 1 | WILLINGBORO | 8046 | 13 | VIVINT SOLAR | PSE&G BPU | No | Complete | 2015-01-19 | 2015-04-07 | 2015-04-20 | 2015-04-20
SRP34651 | SREC Solar | BROWN |  | 2.805 | 0 | Residential | 1 | SPOTSWOOD | 8884 | 11 | VIVINT SOLAR | JCP&L | No | QA SELECTED | 2015-01-19 | 2015-05-27
SRP34652 | SREC Solar | CURTIN |  | 10.2 | 0 | Residential | 1 | EGG HARBOR TOWNSHIP | 8234 | 19 | SOLARCITY CORPORATION | AC Electric | No | Complete | 2015-01-19 | 2015-05-11 | 2015-05-20 | 2015-05-20
SRP34654 | SREC Solar | BEHAL |  | 5.61 | 0 | Residential | 1 | PISCATAWAY | 8854 | 11 | VIVINT SOLAR | PSE&G BPU | No | QA SELECTED | 2015-01-19 | 2015-05-20
SRP34659 | SREC Solar | SCHINDLER |  | 9.945 | 0 | Residential | 1 | MONTGOMERY | 8502 | 5 | SOLARCITY CORPORATION | PSE&G BPU | No | Complete | 2015-01-19 | 2015-04-16 | 2015-05-06 | 2015-05-06
SRP34662 | SREC Solar | DEMASSARI |  | 3.57 | 0 | Residential | 1 | PISCATAWAY | 8854 | 11 | VIVINT SOLAR | PSE&G BPU | No | QA SELECTED | 2015-01-19 | 2015-05-22
SRP34664 | SREC Solar | PERLSTEIN |  | 12.48 | 0 | Residential | 1 | LAKEWOOD | 8701 | 18 | POWERLUTIONS, LLC | JCP&L | No | Complete | 2015-01-19 | 2015-05-06 | 2015-05-21 | 2015-05-21
SRP34665 | SREC Solar | TARATUN |  | 8.829 | 0 | Residential | 0 | EDISON | 8817 | 11 | SKYLINE SOLAR | PSE&G BPU | No | Complete | 2015-01-19 | 2015-04-15 | 2015-04-27 | 2015-04-27
SRP34666 | SREC Solar | DANKS |  | 6 | 0 | Residential | 0 | SOUTH PLAINFIELD | 7080 | 11 | SKYLINE SOLAR | PSE&G BPU | No | Complete | 2015-01-19 | 2015-03-19 | 2015-05-18 | 2015-05-18
SRP34667 | SREC Solar | BUSSIAN |  | 5.5 | 0 | Residential | 1 | CAPE MAY COURT HSE | 8210 | 21 | SUNGEVITY, INC. | AC Electric | No | Complete | 2015-01-19 | 2015-04-15 | 2015-05-19 | 2015-05-19
SRP34670 | SREC Solar | CAMERLENGO |  | 5.865 | 0 | Residential | 1 | BARNEGAT | 8005 | 18 | NJR HOME SERVICES | AC Electric | No | QA SELECTED | 2015-01-19 | 2015-05-15
SRP34671 | SREC Solar | TEDESCO |  | 12.88 | 0 | Residential | 1 | PRINCETON JCT | 8550 | 12 | GREEN POWER ENERGY LLC | JCP&L | No | Complete | 2015-01-19 | 2015-04-16 | 2015-04-27 | 2015-04-27
SRP34672 | SREC Solar | ROSENTHAL |  | 3.924 | 0 | Residential | 0 | CRANFORD | 7016 | 10 | SEA BRIGHT SOLAR, LLC | PSE&G BPU | No | Complete | 2015-01-19 | 2015-04-30 | 2015-05-12 | 2015-05-12
SRP34673 | SREC Solar | HAGLID |  | 6.54 | 0 | Residential | 0 | RIDGEWOOD | 7450 | 7 | SEA BRIGHT SOLAR, LLC | PSE&G BPU | No | Complete | 2015-01-19 | 2015-04-02 | 2015-04-13 | 2015-04-13
SRP34677 | SREC Solar | SABETTA |  | 8.67 | 0 | Residential | 0 | PAULSBORO | 8066 | 15 | TRINITY HEATING AND AIR | AC Electric | No | Complete | 2015-01-19 | 2015-04-22 | 2015-05-01 | 2015-05-01
SRP34682 | SREC Solar | MICHALSKI |  | 7.65 | 0 | Residential | 1 | EASTAMPTON | 8060 | 13 | TRINITY HEATING AND AIR | PSE&G BPU | No | Complete | 2015-01-19 | 2015-04-01 | 2015-04-14 | 2015-04-14
SRP34690 | SREC Solar | NIEDZIALEK |  | 5.355 | 0 | Residential | 0 | CLIFTON | 7013 | 6 | ASTRUM SOLAR, LLC | PSE&G BPU | No | QA SELECTED | 2015-01-19 | 2015-05-29
SRP34691 | SREC Solar | JEROME |  | 3.57 | 0 | Residential | 1 | BELLMAWR | 8031 | 14 | SOLARCITY CORPORATION | PSE&G BPU | No | Complete | 2015-01-19 | 2015-04-29 | 2015-05-13 | 2015-05-13
SRP34699 | SREC Solar | MOSKOWITZ |  | 5.355 | 0 | Residential | 1 | JACKSON | 8527 | 18 | TRINITY HEATING AND AIR | JCP&L | No | Complete | 2015-01-19 | 2015-03-24 | 2015-04-03 | 2015-04-03
SRP34700 | SREC Solar | BONNER |  | 17.595 | 0 | Residential | 1 | JACKSON | 8527 | 18 | TRINITY HEATING AND AIR | JCP&L | No | Complete | 2015-01-19 | 2015-04-16 | 2015-04-22 | 2015-04-22
SRP34702 | SREC Solar | BRENNAN |  | 3.924 | 0 | Residential | 0 | BRADLEY BEACH | 7720 | 17 | TRINITY HEATING AND AIR | JCP&L | No | Complete | 2015-01-19 | 2015-03-19 | 2015-03-31 | 2015-03-31
SRP34707 | SREC Solar | MCFARLAND |  | 9.18 | 0 | Residential | 1 | SALEM | 8079 | 16 | RCL ENTERPRISES INC. | AC Electric | No | Complete | 2015-01-19 | 2015-04-16 | 2015-04-22 | 2015-04-22
SRP34708 | SREC Solar | DONHOE |  | 7.84 | 0 | Residential | 0 | MOUNT EPHRAIM | 8059 | 14 | RCL ENTERPRISES INC. | PSE&G BPU | No | Install Complete | 2015-01-19 | 2015-04-16
SRP34709 | SREC Solar | CICE |  | 13.77 | 0 | Residential | 1 | DEPTFORD | 8096 | 15 | RCL ENTERPRISES INC. | PSE&G BPU | No | Complete | 2015-02-02 | 2015-04-22 | 2015-04-30 | 2015-04-30
SRP34716 | SREC Solar | BERKOWITZ |  | 12.48 | 0 | Residential | 1 | LAKEWOOD | 8701 | 18 | POWERLUTIONS, LLC | JCP&L | No | Complete | 2015-01-19 | 2015-05-06 | 2015-05-20 | 2015-05-20
SRP34717 | SREC Solar | ZIGRAY |  | 5.745 | 0 | Residential | 1 | FREEHOLD | 7728 | 17 | NRG HOME SOLAR | JCP&L | No | Complete | 2015-01-19 | 2015-04-07 | 2015-04-20 | 2015-04-20
SRP34718 | SREC Solar | JONES |  | 7.395 | 0 | Residential | 1 | NEPTUNE | 7753 | 17 | SOLARCITY CORPORATION | JCP&L | No | Complete | 2015-01-19 | 2015-03-25 | 2015-04-10 | 2015-04-10
SRP34723 | SREC Solar | MCDOUGALL |  | 6.375 | 0 | Residential | 1 | JACKSON | 8527 | 18 | TRINITY HEATING AND AIR | JCP&L | No | Complete | 2015-01-19 | 2015-03-04 | 2015-04-09 | 2015-04-09
SRP34724 | SREC Solar | KILE |  | 11.475 | 0 | Residential | 1 | TOMS RIVER | 8757 | 18 | TRINITY HEATING AND AIR | JCP&L | No | Complete | 2015-01-19 | 2015-05-06 | 2015-05-20 | 2015-05-20
SRP34728 | SREC Solar | OTT |  | 9.9 | 0 | Residential | 1 | JACKSON | 8527 | 18 | TRINITY HEATING AND AIR | JCP&L | No | Complete | 2015-01-19 | 2015-04-08 | 2015-04-16 | 2015-04-16
SRP34733 | SREC Solar | MUKA |  | 7.395 | 0 | Residential | 1 | SOUTH TOMS RIVER | 8757 | 18 | TRINITY HEATING AND AIR | JCP&L | No | QA SELECTED | 2015-01-19 | 2015-05-27
SRP34734 | SREC Solar | COLEMAN |  | 10.2 | 0 | Residential | 1 | MARLTON | 8053 | 13 | TRINITY HEATING AND AIR | PSE&G BPU | No | Complete | 2015-01-19 | 2015-05-13 | 2015-05-20 | 2015-05-20
SRP34738 | SREC Solar | AHMED |  | 7.15 | 0 | Residential | 1 | COLUMBUS | 8022 | 13 | TRINITY HEATING AND AIR | PSE&G BPU | No | Complete | 2015-01-26 | 2015-03-04 | 2015-03-19 | 2015-03-19
SRP34739 | SREC Solar | HENECKER |  | 8.925 | 0 | Residential | 1 | BEACHWOOD | 8722 | 18 | TRINITY HEATING AND AIR | JCP&L | No | Complete | 2015-01-26 | 2015-02-17 | 2015-02-20 | 2015-02-20
SRP34740 | SREC Solar | VREELAND |  | 4.845 | 0 | Residential | 1 | CLARK | 7066 | 10 | TRINITY HEATING AND AIR | PSE&G BPU | No | QA SELECTED | 2015-01-26 | 2015-05-29
SRP34741 | SREC Solar | JACOBSON |  | 11.985 | 0 | Residential | 1 | GLOUCESTER CITY | 8030 | 14 | TRINITY HEATING AND AIR | PSE&G BPU | No | QC Selected | 2015-01-26 | 2015-04-30
SRP34743 | SREC Solar | KHANDELWAL |  | 7.65 | 0 | Residential | 1 | MORRIS PLAINS | 7950 | 3 | TRINITY HEATING AND AIR | JCP&L | No | Complete | 2015-01-26 | 2015-04-01 | 2015-05-22 | 2015-05-22
SRP34744 | SREC Solar | BROWN |  | 5.61 | 0 | Residential | 1 | MT LAUREL | 8054 | 13 | TRINITY HEATING AND AIR | PSE&G BPU | No | Complete | 2015-01-26 | 2015-04-01 | 2015-04-29 | 2015-04-29
SRP34746 | SREC Solar | AYALA |  | 4.335 | 0 | Residential | 1 | JACKSON | 8527 | 18 | TRINITY HEATING AND AIR | JCP&L | No | Complete | 2015-01-26 | 2015-03-10 | 2015-03-24 | 2015-03-24
SRP34747 | SREC Solar | DOEL |  | 7.14 | 0 | Residential | 1 | JACKSON | 8527 | 18 | TRINITY HEATING AND AIR | JCP&L | No | Complete | 2015-01-26 | 2015-03-10 | 2015-03-24 | 2015-03-24
SRP34754 | SREC Solar | RHODES |  | 7.65 | 0 | Residential | 1 | TRENTON | 8691 | 12 | SOLARCITY CORPORATION | PSE&G BPU | No | Complete | 2015-01-26 | 2015-04-03 | 2015-04-07 | 2015-04-07
SRP34756 | SREC Solar | PRIVALSKY |  | 9.62 | 0 | Residential | 1 | LAKEWOOD | 8701 | 18 | POWERLUTIONS, LLC | JCP&L | No | Complete | 2015-01-26 | 2015-05-06 | 2015-05-20 | 2015-05-20
SRP34764 | SREC Solar | CAROSELLI |  | 6.36 | 0 | Residential | 0 | BRICK | 8723 | 18 | EZNERGY LLC | JCP&L | No | Complete | 2015-01-26 | 2015-05-12 | 2015-05-21 | 2015-05-21
SRP34765 | SREC Solar | LAQUINDANUM |  | 8.16 | 0 | Residential | 1 | BELLEVILLE | 7109 | 9 | SOLARCITY CORPORATION | PSE&G BPU | No | Complete | 2015-01-26 | 2015-03-19 | 2015-03-31 | 2015-03-31
SRP34775 | SREC Solar | JAMES |  | 5.865 | 0 | Residential | 1 | WAYNE | 7470 | 6 | VIVINT SOLAR | JCP&L | No | QA SELECTED | 2015-01-26 | 2015-05-20
SRP34783 | SREC Solar | REBILAS |  | 9.18 | 0 | Residential | 1 | EDGEWATER PARK | 8010 | 13 | VIVINT SOLAR | PSE&G BPU | No | QA SELECTED | 2015-01-26 | 2015-05-27
SRP34788 | SREC Solar | WHITTAKER |  | 8.67 | 0 | Residential | 1 | SOUTH TOMS RIVER | 8757 | 18 | VIVINT SOLAR | JCP&L | No | Complete | 2015-01-26 | 2015-04-10 | 2015-04-20 | 2015-04-20
SRP34798 | SREC Solar | BUESCHEL |  | 7.14 | 0 | Residential | 0 | EWING | 8628 | 12 | TRINITY HEATING AND AIR | PSE&G BPU | No | Complete | 2015-01-26 | 2015-03-12 | 2015-03-24 | 2015-03-24
SRP34799 | SREC Solar | BRITT | GREEN VILLAGE GARDEN CENTER | 4.5 | 0 | Commercial | 0 | GREEN VILLAGE | 7935 | 3 | VIRON CONSULTING GROUP | JCP&L | No | Complete | 2015-01-26 | 2015-04-08 | 2015-04-22 | 2015-04-22
SRP34800 | SREC Solar | BRITT | GREEN VILLAGE GARDEN CENTER | 5.75 | 0 | Commercial | 0 | GREEN VILLAGE | 7935 | 3 | VIRON CONSULTING GROUP | JCP&L | No | Complete | 2015-01-26 | 2015-04-21 | 2015-05-06 | 2015-05-06
SRP34801 | SREC Solar | BRILL | GREEN VILLAGE GARDEN CENTER | 4.5 | 0 | Commercial | 0 | GREEN VILLAGE | 7935 | 3 | VIRON CONSULTING GROUP | JCP&L | No | Complete | 2015-01-26 | 2015-03-31 | 2015-05-08 | 2015-05-08
SRP34813 | SREC Solar | SANTIAGO |  | 8.16 | 0 | Residential | 0 | BROWN MIILS | 8015 | 13 | SOLARCITY CORPORATION | JCP&L | No | Complete | 2015-01-26 | 2015-03-23 | 2015-03-30 | 2015-03-30
SRP34815 | SREC Solar | MARKOW |  | 9.435 | 0 | Residential | 1 | JACKSON | 8527 | 18 | SOLARCITY CORPORATION | JCP&L | No | QA SELECTED | 2015-01-26 | 2015-04-22
SRP34816 | SREC Solar | MUELLER |  | 2.86 | 0 | Residential | 1 | FISHING CREEK | 8251 | 21 | SOLARCITY CORPORATION | AC Electric | No | Complete | 2015-01-26 | 2015-04-29 | 2015-05-12 | 2015-05-12
SRP34817 | SREC Solar | GLENN |  | 8.16 | 0 | Residential | 1 | MANCHESTER | 8757 | 18 | TRINITY HEATING AND AIR | JCP&L | No | Complete | 2015-01-26 | 2015-03-24 | 2015-04-02 | 2015-04-02
SRP34821 | SREC Solar | ADJEI |  | 5.355 | 0 | Residential | 1 | UNION | 7083 | 10 | VIVINT SOLAR | PSE&G BPU | No | QA SELECTED | 2015-01-26 | 2015-05-20
SRP34824 | SREC Solar | LODATO |  | 8.67 | 0 | Residential | 1 | BARNEGAT | 8005 | 18 | RELIABLE POWER SERVICES, INC. | JCP&L | No | QA SELECTED | 2015-01-26 | 2015-05-28
SRP34827 | SREC Solar | DETAMPLE |  | 10.45 | 0 | Residential | 0 | STOCKTON | 8559 | 4 | EXACT SOLAR | JCP&L | No | QA SELECTED | 2015-01-26 | 2015-05-27
SRP34828 | SREC Solar | CURRY |  | 13.77 | 0 | Residential | 1 | MANNINGTON | 8079 | 16 | RCL ENTERPRISES INC. | AC Electric | No | QA SELECTED | 2015-01-26 | 2015-05-07
SRP34829 | SREC Solar | PERSICANO |  | 4.08 | 0 | Residential | 1 | JACKSON | 8527 | 18 | TRINITY HEATING AND AIR | JCP&L | No | Complete | 2015-01-26 | 2015-02-17 | 2015-02-20 | 2015-02-20
SRP34830 | SREC Solar | BARONE |  | 6.63 | 0 | Residential | 1 | OCEAN VIEW | 8230 | 21 | RCL ENTERPRISES INC. | AC Electric | No | Complete | 2015-01-26 | 2015-05-13 | 2015-05-26 | 2015-05-26
SRP34831 | SREC Solar | RUBIO |  | 21.42 | 0 | Residential | 1 | QUINTON | 8072 | 16 | RCL ENTERPRISES INC. | AC Electric | No | QA SELECTED | 2015-01-26 | 2015-05-13
SRP34832 | SREC Solar | ORTIZ |  | 10.455 | 0 | Residential | 1 | JACKSON | 8527 | 18 | TRINITY HEATING AND AIR | JCP&L | No | Complete | 2015-01-26 | 2015-02-22 | 2015-02-25 | 2015-02-25
SRP34834 | SREC Solar | SIMS |  | 9.18 | 0 | Residential | 1 | WEST DEPTFORD | 8096 | 15 | SOLARCITY CORPORATION | PSE&G BPU | No | Complete | 2015-01-26 | 2015-04-03 | 2015-04-10 | 2015-04-10
SRP34836 | SREC Solar | SCHWALB |  | 6.76 | 0 | Residential | 1 | BRIDGEWATER | 8807 | 5 | SOLARCITY CORPORATION | JCP&L | No | QA SELECTED | 2015-01-26 | 2015-05-14
SRP34838 | SREC Solar | CHESNEY |  | 9.945 | 0 | Residential | 1 | BRICK | 8723 | 18 | TRINITY HEATING AND AIR | JCP&L | No | Complete | 2015-01-26 | 2015-05-06 | 2015-05-20 | 2015-05-20
SRP34841 | SREC Solar | DESIDERIO |  | 8.16 | 0 | Residential | 1 | TOMS RIVER | 8757 | 18 | SOLARCITY CORPORATION | JCP&L | No | Complete | 2015-01-26 | 2015-03-24 | 2015-04-23 | 2015-04-23
SRP34844 | SREC Solar | SACCO |  | 8 | 0 | Residential | 1 | HAMMONTON | 8037 | 19 | SUN UP ZERO DOWN | AC Electric | No | QC Selected | 2015-01-26 | 2015-04-30
SRP34845 | SREC Solar | MANGANO |  | 8.75 | 0 | Residential | 1 | MAYS LANDING | 8330 | 19 | SUN UP ZERO DOWN | AC Electric | No | QA SELECTED | 2015-01-26 | 2015-05-13
SRP34851 | SREC Solar | LEE-SCHICK |  | 8.67 | 0 | Residential | 1 | FORKED RIVER | 8731 | 18 | TRINITY HEATING AND AIR | JCP&L | No | Complete | 2015-01-26 | 2015-04-29 | 2015-05-15 | 2015-05-15
SRP34857 | SREC Solar | CARR |  | 8.415 | 0 | Residential | 1 | TOMS RIVER | 8753 | 18 | NJR HOME SERVICES | JCP&L | No | Complete | 2015-01-26 | 2015-03-20 | 2015-04-01 | 2015-04-01
SRP34863 | SREC Solar | KONASH |  | 10.07 | 0 | Residential | 0 | MAHWAH | 7430 | 7 | GROUP SOLAR | Orange & Rockland Elec | No | QA SELECTED | 2015-01-26 | 2015-05-22
SRP34872 | SREC Solar | GONZALEZ |  | 4.845 | 0 | Residential | 1 | PARLIN | 8859 | 11 | VIVINT SOLAR | JCP&L | No | Complete | 2015-01-26 | 2015-04-02 | 2015-04-13 | 2015-04-13
SRP34875 | SREC Solar | CLARK-LEWIS |  | 6.375 | 0 | Residential | 1 | WILLINGBORO | 8046 | 13 | VIVINT SOLAR | PSE&G BPU | No | Complete | 2015-01-26 | 2015-04-29 | 2015-05-15 | 2015-05-15
SRP34877 | SREC Solar | FUNDERBURK |  | 15.3 | 0 | Residential | 1 | WILLINGBORO | 8046 | 13 | VIVINT SOLAR | PSE&G BPU | No | Complete | 2015-01-26 | 2015-05-12 | 2015-05-21 | 2015-05-21
SRP34878 | SREC Solar | PAGLIONE |  | 14.04 | 0 | Residential | 0 | HAMILTON | 8690 | 12 | ADVANCED SOLAR & ENERGY SOLUTIONS | PSE&G BPU | No | Complete | 2015-01-26 | 2015-04-23 | 2015-05-06 | 2015-05-06
SRP34881 | SREC Solar | MICELE |  | 5.355 | 0 | Residential | 1 | BAYONNE | 7002 | 8 | TRINITY HEATING AND AIR | PSE&G BPU | No | Complete | 2015-01-26 | 2015-04-22 | 2015-04-30 | 2015-04-30
SRP34883 | SREC Solar | PEACOCK |  | 3.825 | 0 | Residential | 1 | MARLBORO | 7746 | 17 | TRINITY HEATING AND AIR | JCP&L | No | Complete | 2015-01-26 | 2015-04-02 | 2015-04-13 | 2015-04-13
SRP34884 | SREC Solar | NEEDLE |  | 14.025 | 0 | Residential | 1 | JACKSON | 8527 | 18 | TRINITY HEATING AND AIR | JCP&L | No | Complete | 2015-01-26 | 2015-03-10 | 2015-03-24 | 2015-03-24
SRP34885 | SREC Solar | VOWELL |  | 3.06 | 0 | Residential | 0 | BRIDGEWATER | 8807 | 5 | SOLARCITY CORPORATION | PSE&G BPU | No | Complete | 2015-01-26 | 2015-03-25 | 2015-04-14 | 2015-04-14
SRP34888 | SREC Solar | PIANO |  | 8.415 | 0 | Residential | 1 | TRENTON | 8690 | 12 | SOLARCITY CORPORATION | PSE&G BPU | No | Complete | 2015-01-26 | 2015-05-06 | 2015-05-20 | 2015-05-20
SRP34889 | SREC Solar | AFERIBEA |  | 2.295 | 0 | Residential | 1 | SOUTH TOMS RIVER | 8721 | 18 | TRINITY HEATING AND AIR | JCP&L | No | Complete | 2015-01-26 | 2015-02-17 | 2015-03-27 | 2015-03-27
SRP34891 | SREC Solar | FIGARO, JR. |  | 5.61 | 0 | Residential | 1 | TOMS RIVER | 8757 | 18 | NJR HOME SERVICES | JCP&L | No | QA SELECTED | 2015-01-26 | 2015-05-22
SRP34892 | SREC Solar | MORROW |  | 7.905 | 0 | Residential | 1 | AUGUSTA | 7822 | 1 | SOLARCITY CORPORATION | JCP&L | No | QC Selected | 2015-01-26 | 2015-04-02
SRP34893 | SREC Solar | GRIPPI |  | 8.67 | 0 | Residential | 1 | TOMS RIVER | 8755 | 18 | NJR HOME SERVICES | JCP&L | No | Complete | 2015-01-26 | 2015-05-06 | 2015-05-20 | 2015-05-20
SRP34894 | SREC Solar | RUSSER |  | 5.865 | 0 | Residential | 1 | SOUTH AMBOY | 8879 | 11 | SOLARCITY CORPORATION | JCP&L | No | Complete | 2015-01-26 | 2015-04-30 | 2015-05-12 | 2015-05-12
SRP34895 | SREC Solar | REUVENI |  | 15.08 | 0 | Residential | 1 | PARAMUS | 7652 | 7 | SOLARCITY CORPORATION | PSE&G BPU | No | Complete | 2015-01-26 | 2015-04-29 | 2015-05-13 | 2015-05-13
SRP34897 | SREC Solar | NEMEROFF |  | 11.475 | 0 | Residential | 1 | JACKSON | 8527 | 18 | TRINITY HEATING AND AIR | JCP&L | No | Complete | 2015-01-26 | 2015-03-18 | 2015-03-27 | 2015-03-27
SRP34898 | SREC Solar | ALAN |  | 3.57 | 0 | Residential | 1 | CHERRY HILL | 8003 | 14 | SOLARCITY CORPORATION | PSE&G BPU | No | Complete | 2015-01-26 | 2015-04-07 | 2015-04-20 | 2015-04-20
SRP34900 | SREC Solar | KELVY |  | 6.375 | 0 | Residential | 1 | JACKSON | 8527 | 18 | TRINITY HEATING AND AIR | JCP&L | No | Complete | 2015-01-26 | 2015-03-24 | 2015-04-02 | 2015-04-02
SRP34903 | SREC Solar | GOLDSTROM |  | 5.61 | 0 | Residential | 1 | WESTAMPTON | 8060 | 13 | SOLARCITY CORPORATION | PSE&G BPU | No | Complete | 2015-01-26 | 2015-04-07 | 2015-04-20 | 2015-04-20
SRP34906 | SREC Solar | LUPPO |  | 10.725 | 0 | Residential | 1 | MANCHESTER | 8759 | 18 | KOPP ELECTRIC COMPANY | JCP&L | No | QA SELECTED | 2015-01-26 | 2015-05-15
SRP34916 | SREC Solar | CARNEY |  | 3.825 | 0 | Residential | 1 | HAMILTON TWP | 8690 | 12 | SOLARCITY CORPORATION | PSE&G BPU | No | Complete | 2015-01-26 | 2015-03-25 | 2015-04-23 | 2015-04-23
SRP34921 | SREC Solar | DACUMOS |  | 7.395 | 0 | Residential | 1 | MANCHESTER TWP | 8759 | 18 | SOLARCITY CORPORATION | JCP&L | No | QA SELECTED | 2015-01-26 | 2015-05-13
SRP34922 | SREC Solar | PACHTMAN |  | 7.14 | 0 | Residential | 1 | LAKEWOOD | 8701 | 18 | SOLARCITY CORPORATION | JCP&L | No | Complete | 2015-01-26 | 2015-05-06 | 2015-05-21 | 2015-05-21
SRP34928 | SREC Solar | LOPAC |  | 8.415 | 0 | Residential | 1 | SOMERVILLE | 8876 | 5 | SOLARCITY CORPORATION | JCP&L | No | Complete | 2015-01-26 | 2015-03-25 | 2015-04-23 | 2015-04-23
SRP34929 | SREC Solar | MCCOY |  | 3.825 | 0 | Residential | 1 | MORRISTOWN | 7960 | 3 | VIVINT SOLAR | JCP&L | No | QA SELECTED | 2015-01-26 | 2015-05-20
SRP34933 | SREC Solar | FISHMAN |  | 12.9 | 0 | Residential | 0 | LAKEWOOD | 8701 | 18 | AROSA SOLAR ENERGY, INC | JCP&L | No | Complete | 2015-01-26 | 2015-02-24 | 2015-03-03 | 2015-03-03
SRP34939 | SREC Solar | MIELES |  | 7.65 | 0 | Residential | 1 | PARLIN | 8859 | 11 | VIVINT SOLAR | JCP&L | No | QA SELECTED | 2015-01-26 | 2015-05-29
SRP34942 | SREC Solar | HORNEDO |  | 7.75 | 0 | Residential | 1 | MARLBORO TWP | 7751 | 17 | SOLARCITY CORPORATION | JCP&L | No | Complete | 2015-01-26 | 2015-04-15 | 2015-04-27 | 2015-04-27
SRP34950 | SREC Solar | BROWN |  | 5.865 | 0 | Residential | 1 | CLIFTON | 7013 | 6 | VIVINT SOLAR | PSE&G BPU | No | QA SELECTED | 2015-01-26 | 2015-05-20
SRP34951 | SREC Solar | CAMPBELL |  | 4.08 | 0 | Residential | 1 | WILLINGBORO | 8046 | 13 | VIVINT SOLAR | PSE&G BPU | No | Complete | 2015-01-26 | 2015-04-29 | 2015-05-13 | 2015-05-13
SRP34960 | SREC Solar | THIELMAN |  | 9.69 | 0 | Residential | 1 | HAINESPORT | 8036 | 13 | VIVINT SOLAR | PSE&G BPU | No | QA SELECTED | 2015-01-26 | 2015-05-22
SRP34966 | SREC Solar | STANFORD |  | 7.14 | 0 | Residential | 1 | TOMS RIVER | 8753 | 18 | VIVINT SOLAR | JCP&L | No | Complete | 2015-01-26 | 2015-04-29 | 2015-05-13 | 2015-05-13
SRP34967 | SREC Solar | FARID |  | 31.875 | 0 | Residential | 1 | WOODBRIDGE | 7067 | 10 | VIVINT SOLAR | PSE&G BPU | No | Complete | 2015-01-26 | 2015-05-12 | 2015-05-21 | 2015-05-21
SRP34969 | SREC Solar | SANTOS |  | 2.295 | 0 | Residential | 1 | UNION | 7083 | 10 | VIVINT SOLAR | PSE&G BPU | No | Complete | 2015-01-26 | 2015-04-29 | 2015-05-15 | 2015-05-15
SRP34975 | SREC Solar | DOVIDAUSKAS |  | 6.63 | 0 | Residential | 1 | SAYREVILLE | 8872 | 11 | VIVINT SOLAR | JCP&L | No | Complete | 2015-01-26 | 2015-03-25 | 2015-04-23 | 2015-04-23
SRP34979 | SREC Solar | ENGLISH |  | 4.335 | 0 | Residential | 1 | WESTAMPTON | 8060 | 13 | VIVINT SOLAR | PSE&G BPU | No | Complete | 2015-01-26 | 2015-04-21 | 2015-05-01 | 2015-05-01
SRP34984 | SREC Solar | OWENS |  | 6.125 | 0 | Residential | 1 | EAST BRUNSWICK | 8816 | 11 | VIVINT SOLAR | PSE&G BPU | No | Complete | 2015-01-26 | 2015-02-26 | 2015-03-11 | 2015-03-11
SRP34985 | SREC Solar | DOWNING |  | 5.865 | 0 | Residential | 1 | EVESHAM | 8053 | 13 | VIVINT SOLAR | PSE&G BPU | No | Complete | 2015-01-26 | 2015-04-22 | 2015-04-30 | 2015-04-30
SRP34986 | SREC Solar | MAZZELLA |  | 3.825 | 0 | Residential | 1 | LIVINGSTON | 7039 | 9 | VIVINT SOLAR | PSE&G BPU | No | QA SELECTED | 2015-01-26 | 2015-05-29
SRP34987 | SREC Solar | WILBORNE |  | 7.905 | 0 | Residential | 1 | GLOUCHESTER | 8049 | 14 | VIVINT SOLAR | PSE&G BPU | No | QC Selected | 2015-01-26 | 2015-05-27
SRP34988 | SREC Solar | WELCH |  | 15.3 | 0 | Residential | 1 | BRIDGEWATER | 8807 | 5 | VIVINT SOLAR | PSE&G BPU | No | QC Selected | 2015-01-26 | 2015-05-12
SRP34994 | SREC Solar | CAPADONA |  | 10.71 | 0 | Residential | 1 | MATAWAN | 7747 | 17 | SOLARCITY CORPORATION | JCP&L | No | Complete | 2015-01-26 | 2015-04-08 | 2015-04-21 | 2015-04-21
SRP34996 | SREC Solar | TAYLOR |  | 5.1 | 0 | Residential | 1 | WILLINGBORO | 8046 | 13 | VIVINT SOLAR | PSE&G BPU | No | Complete | 2015-01-26 | 2015-04-30 | 2015-05-13 | 2015-05-13
SRP34997 | SREC Solar | SCATASSA |  | 5.1 | 0 | Residential | 1 | CLIFFWOOD BEACH | 7735 | 17 | VIVINT SOLAR | JCP&L | No | QA SELECTED | 2015-01-26 | 2015-05-19
SRP34998 | SREC Solar | KENNEY |  | 12.75 | 0 | Residential | 1 | DEPTFORD TWP | 8096 | 15 | SOLARCITY CORPORATION | PSE&G BPU | No | Complete | 2015-01-26 | 2015-04-15 | 2015-04-27 | 2015-04-27
SRP34999 | SREC Solar | LODGE |  | 9.945 | 0 | Residential | 1 | BARNEGAT TWP | 8005 | 18 | SOLARCITY CORPORATION | JCP&L | No | Install Complete | 2015-01-26 | 2015-04-30
SRP35005 | SREC Solar | NORMAN |  | 5.355 | 0 | Residential | 1 | WILLINGBORO | 8046 | 13 | VIVINT SOLAR | PSE&G BPU | No | Complete | 2015-01-26 | 2015-04-29 | 2015-05-13 | 2015-05-13
SRP35007 | SREC Solar | MORRIS |  | 9.435 | 0 | Residential | 1 | TOMS RIVER | 8757 | 18 | VIVINT SOLAR | JCP&L | No | QA SELECTED | 2015-01-26 | 2015-05-22
SRP35010 | SREC Solar | SUN |  | 6.885 | 0 | Residential | 1 | PISCATAWAY | 8854 | 11 | VIVINT SOLAR | PSE&G BPU | No | QA SELECTED | 2015-01-26 | 2015-05-20
SRP35011 | SREC Solar | LEONARD |  | 6.12 | 0 | Residential | 1 | MANCHESTER | 8759 | 18 | SEA BRIGHT SOLAR, LLC | JCP&L | No | Complete | 2015-01-26 | 2015-02-26 | 2015-03-12 | 2015-03-12
SRP35012 | SREC Solar | TSUI |  | 5.61 | 0 | Residential | 1 | EAST BRUNSWICK | 8816 | 11 | VIVINT SOLAR | JCP&L | No | QC Selected | 2015-01-26 | 2015-05-06
SRP35014 | SREC Solar | RETANA |  | 5.1 | 0 | Residential | 1 | PISCATAWAY | 8854 | 11 | VIVINT SOLAR | PSE&G BPU | No | QA SELECTED | 2015-01-26 | 2015-05-20
SRP35015 | SREC Solar | MLODGENSKI |  | 6.72 | 0 | Residential | 0 | BEACHWOOD | 8722 | 18 | KOPP ELECTRIC COMPANY | JCP&L | No | QC Selected | 2015-01-26 | 2015-04-30
SRP35016 | SREC Solar | LESLIE |  | 6.63 | 0 | Residential | 1 | PISCATAWAY | 8854 | 11 | VIVINT SOLAR | PSE&G BPU | No | Complete | 2015-01-26 | 2015-05-06 | 2015-05-21 | 2015-05-21
SRP35020 | SREC Solar | NUZZI |  | 7.14 | 0 | Residential | 1 | KEANSBURG | 7734 | 17 | VIVINT SOLAR | JCP&L | No | Complete | 2015-01-26 | 2015-05-06 | 2015-05-21 | 2015-05-21
SRP35022 | SREC Solar | SANFORD |  | 4.59 | 0 | Residential | 1 | SOMERSET | 8873 | 5 | VIVINT SOLAR | PSE&G BPU | No | Complete | 2015-01-26 | 2015-05-07 | 2015-05-19 | 2015-05-19
SRP35023 | SREC Solar | FRAAS |  | 5.61 | 0 | Residential | 1 | BEACHWOOD | 8722 | 18 | VIVINT SOLAR | JCP&L | No | QC Selected | 2015-01-26 | 2015-04-29
SRP35032 | SREC Solar | ENRIQUEZ |  | 7.905 | 0 | Residential | 1 | SPOTSWOOD | 8884 | 11 | VIVINT SOLAR | JCP&L | No | Complete | 2015-01-26 | 2015-04-22 | 2015-04-30 | 2015-04-30
SRP35034 | SREC Solar | CRECELIUS |  | 6.12 | 0 | Residential | 1 | OLD BRIDGE | 8857 | 11 | VIVINT SOLAR | JCP&L | No | Complete | 2015-01-26 | 2015-04-29 | 2015-05-13 | 2015-05-13
SRP35041 | SREC Solar | GERBER |  | 4.5 | 0 | Residential | 1 | NORTHFIELD | 8225 | 19 | SUN UP ZERO DOWN | AC Electric | No | QA SELECTED | 2015-01-26 | 2015-05-13
SRP35042 | SREC Solar | RODRIGUEZ |  | 5.25 | 0 | Residential | 1 | HOPELAWN | 8861 | 11 | EZNERGY LLC | PSE&G BPU | No | Complete | 2015-01-26 | 2015-02-17 | 2015-04-09 | 2015-04-09
SRP35054 | SREC Solar | PIETRASKI |  | 6.63 | 0 | Residential | 1 | SOUTH AMBOY | 8879 | 11 | VIVINT SOLAR | JCP&L | No | Complete | 2015-01-26 | 2015-04-29 | 2015-05-13 | 2015-05-13
SRP35061 | SREC Solar | KAUFFMANN |  | 6.885 | 0 | Residential | 1 | MILLVILLE | 8332 | 20 | ALLSEASON CONSTRUCTION | AC Electric | No | Complete | 2015-01-26 | 2015-05-11 | 2015-05-20 | 2015-05-20
SRP35062 | SREC Solar | RAAB |  | 2.805 | 0 | Residential | 1 | BEACHWOOD | 8722 | 18 | VIVINT SOLAR | JCP&L | No | Complete | 2015-01-26 | 2015-05-14 | 2015-05-27 | 2015-05-27
SRP35069 | SREC Solar | HEISLER |  | 6.885 | 0 | Residential | 1 | BEACHWOOD | 8722 | 18 | VIVINT SOLAR | JCP&L | No | Complete | 2015-01-26 | 2015-05-06 | 2015-05-21 | 2015-05-21
SRP35070 | SREC Solar | VERMA |  | 5.865 | 0 | Residential | 1 | SAYREVILLE | 8872 | 11 | VIVINT SOLAR | JCP&L | No | Complete | 2015-01-26 | 2015-02-27 | 2015-03-11 | 2015-03-11
SRP35072 | SREC Solar | MCDUFFIE |  | 8.925 | 0 | Residential | 1 | METUCHEN | 8840 | 11 | VIVINT SOLAR | PSE&G BPU | No | QA SELECTED | 2015-01-26 | 2015-05-27
SRP35076 | SREC Solar | YOUNGBLOOD |  | 4.08 | 0 | Residential | 1 | MIDDLESEX | 8846 | 11 | VIVINT SOLAR | PSE&G BPU | No | Complete | 2015-01-26 | 2015-04-29 | 2015-05-15 | 2015-05-15
SRP35078 | SREC Solar | WILSON |  | 7.65 | 0 | Residential | 1 | PISCATAWAY | 8854 | 11 | VIVINT SOLAR | PSE&G BPU | No | QA SELECTED | 2015-01-26 | 2015-05-29
SRP35079 | SREC Solar | GERAK |  | 4.845 | 0 | Residential | 1 | SAYREVILLE | 8872 | 11 | VIVINT SOLAR | JCP&L | No | Complete | 2015-01-26 | 2015-04-02 | 2015-05-14 | 2015-05-14
SRP35081 | SREC Solar | IPARRAGUIRRE |  | 4.335 | 0 | Residential | 1 | DUNELLEN | 8812 | 11 | VIVINT SOLAR | PSE&G BPU | No | QA SELECTED | 2015-01-26 | 2015-05-20
SRP35084 | SREC Solar | SCHIFF |  | 22.695 | 0 | Residential | 1 | FREEHOLD | 7728 | 17 | TRINITY HEATING AND AIR | JCP&L | No | Complete | 2015-01-26 | 2015-03-10 | 2015-03-24 | 2015-03-24
SRP35090 | SREC Solar | TOMES |  | 17.85 | 0 | Residential | 1 | JACKSON | 8527 | 18 | TRINITY HEATING AND AIR | JCP&L | No | Complete | 2015-01-26 | 2015-03-10 | 2015-03-24 | 2015-03-24
SRP35091 | SREC Solar | PINEDA |  | 8.415 | 0 | Residential | 1 | TOMS RIVER | 8753 | 18 | TRINITY HEATING AND AIR | JCP&L | No | Complete | 2015-01-26 | 2015-03-04 | 2015-03-18 | 2015-03-18
SRP35092 | SREC Solar | SCHRECK |  | 3.825 | 0 | Residential | 1 | TOMS RIVER | 8757 | 18 | TRINITY HEATING AND AIR | JCP&L | No | Complete | 2015-01-26 | 2015-04-02 | 2015-04-13 | 2015-04-13
SRP35093 | SREC Solar | WERTHMULLER |  | 14.025 | 0 | Residential | 1 | JACKSON | 8527 | 18 | TRINITY HEATING AND AIR | JCP&L | No | QA SELECTED | 2015-01-26 | 2015-04-30
SRP35094 | SREC Solar | WELLS |  | 11.475 | 0 | Residential | 1 | FARMINGDALE | 7727 | 17 | TRINITY HEATING AND AIR | JCP&L | No | Complete | 2015-01-26 | 2015-03-24 | 2015-04-03 | 2015-04-03
SRP35099 | SREC Solar | KRANTZ |  | 5.25 | 0 | Residential | 1 | WAYNE | 7470 | 6 | SOLARCITY CORPORATION | JCP&L | No | QC Selected | 2015-02-02 | 2015-04-21
SRP35106 | SREC Solar | OMOH |  | 10.71 | 0 | Residential | 0 | WEST WINDSOR TWP | 8550 | 12 | SOLARCITY CORPORATION | PSE&G BPU | No | Complete | 2015-02-02 | 2015-04-16 | 2015-05-06 | 2015-05-06
SRP35109 | SREC Solar | CYR |  | 7.28 | 0 | Residential | 1 | SCOTCH PLAINS TWP | 7076 | 10 | SOLARCITY CORPORATION | PSE&G BPU | No | Complete | 2015-02-02 | 2015-04-08 | 2015-04-16 | 2015-04-16
SRP35112 | SREC Solar | MCGRAIL |  | 6.12 | 0 | Residential | 1 | SOMERVILLE | 8876 | 5 | SOLARCITY CORPORATION | JCP&L | No | Complete | 2015-02-02 | 2015-04-20 | 2015-04-27 | 2015-04-27
SRP35119 | SREC Solar | HOFFMAN |  | 14.56 | 0 | Residential | 1 | ANNADALE | 8801 | 4 | GREEN POWER ENERGY LLC | JCP&L | No | Complete | 2015-02-02 | 2015-04-30 | 2015-05-12 | 2015-05-12
SRP35123 | SREC Solar | BAYLOR |  | 8.16 | 0 | Residential | 1 | STEWARTSVILLE | 8886 | 2 | ALTERNATIVE ENERGY ASSOCIATES | JCP&L | No | Complete | 2015-02-02 | 2015-04-07 | 2015-04-21 | 2015-04-21
SRP35132 | SREC Solar | JACOBOVITCH |  | 5.2 | 0 | Residential | 1 | LAKEWOOD | 8701 | 18 | POWERLUTIONS, LLC | JCP&L | No | Complete | 2015-02-02 | 2015-05-06 | 2015-05-21 | 2015-05-21
SRP35134 | SREC Solar | GONZALEZ |  | 6.63 | 0 | Residential | 1 | HALEDON | 7508 | 6 | TRINITY HEATING AND AIR | PSE&G BPU | No | Complete | 2015-02-02 | 2015-04-22 | 2015-04-30 | 2015-04-30
SRP35135 | SREC Solar | FENTON |  | 6.12 | 0 | Residential | 1 | WHITING | 8759 | 18 | TRINITY HEATING AND AIR | JCP&L | No | Complete | 2015-02-02 | 2015-04-01 | 2015-04-29 | 2015-04-29
SRP35136 | SREC Solar | PORCARO |  | 9.18 | 0 | Residential | 1 | BRICK | 8723 | 18 | TRINITY HEATING AND AIR | JCP&L | No | Install Complete | 2015-04-06 | 2015-05-01
SRP35139 | SREC Solar | FRIEDMAN |  | 4.845 | 0 | Residential | 1 | LAKEWOOD | 8701 | 18 | TRINITY HEATING AND AIR | JCP&L | No | QA SELECTED | 2015-02-02 | 2015-05-29
SRP35141 | SREC Solar | FORTINI |  | 8.67 | 0 | Residential | 1 | SPOTSWOOD | 8884 | 11 | TRINITY HEATING AND AIR | JCP&L | No | QA SELECTED | 2015-02-02 | 2015-05-12
SRP35142 | SREC Solar | BALLARD |  | 11.985 | 0 | Residential | 1 | JACKSON | 8527 | 18 | TRINITY HEATING AND AIR | JCP&L | No | Install Complete | 2015-02-02 | 2015-04-30
SRP35146 | SREC Solar | SYKES |  | 5.1 | 0 | Residential | 1 | SOUTH TOMS RIVER | 8752 | 18 | RELIABLE POWER SERVICES, INC. | JCP&L | No | QA SELECTED | 2015-02-02 | 2015-05-28
SRP35150 | SREC Solar | MILLER |  | 9.69 | 0 | Residential | 1 | PITTSGROVE ELMER | 8318 | 16 | RCL ENTERPRISES INC. | AC Electric | No | QA SELECTED | 2015-02-02 | 2015-05-07
SRP35151 | SREC Solar | HECKMAN |  | 8.16 | 0 | Residential | 1 | BELLMAWR | 8031 | 14 | RCL ENTERPRISES INC. | PSE&G BPU | No | Complete | 2015-02-02 | 2015-04-03 | 2015-04-10 | 2015-04-10
SRP35158 | SREC Solar | SGRO |  | 4.08 | 0 | Residential | 1 | SOMERSET | 8873 | 5 | TRINITY HEATING AND AIR | PSE&G BPU | No | QC Selected | 2015-02-02 | 2015-05-08
SRP35162 | SREC Solar | PEREIRA |  | 7.98 | 0 | Residential | 1 | MANALAPAN | 7726 | 17 | NRG HOME SOLAR | JCP&L | No | Complete | 2015-02-02 | 2015-04-17 | 2015-04-27 | 2015-04-27
SRP35163 | SREC Solar | TRITSCHLER |  | 7.65 | 0 | Residential | 1 | WANAQUE | 7465 | 6 | TRINITY HEATING AND AIR | JCP&L | No | Complete | 2015-02-02 | 2015-05-08 | 2015-05-19 | 2015-05-19
SRP35164 | SREC Solar | KEY-WRIGHT |  | 10.2 | 0 | Residential | 1 | MANALAPAN | 7726 | 17 | TRINITY HEATING AND AIR | JCP&L | No | Install Complete | 2015-02-02 | 2015-04-09
SRP35166 | SREC Solar | MOSQUERA |  | 8.925 | 0 | Residential | 1 | COLONIA | 7067 | 10 | TRINITY HEATING AND AIR | PSE&G BPU | No | Complete | 2015-02-02 | 2015-03-10 | 2015-04-09 | 2015-04-09
SRP35174 | SREC Solar | CASTILLO |  | 9.945 | 0 | Residential | 0 | MORRISTOWN | 7960 | 3 | TRINITY HEATING AND AIR | JCP&L | No | Complete | 2015-02-02 | 2015-04-17 | 2015-04-27 | 2015-04-27
SRP35176 | SREC Solar | STONER BELL |  | 15.045 | 0 | Residential | 1 | SIX POINTS | 8318 | 16 | RCL ENTERPRISES INC. | AC Electric | No | QA SELECTED | 2015-02-02 | 2015-05-13
SRP35182 | SREC Solar | MCGRONIGLE |  | 7.65 | 0 | Residential | 1 | WOODBURY | 8095 | 14 | ALLSEASON CONSTRUCTION | PSE&G BPU | No | QA SELECTED | 2015-02-02 | 2015-05-27
SRP35188 | SREC Solar | SANTI |  | 9.235 | 0 | Residential | 1 | MOONACHIE | 7074 | 7 | NRG HOME SOLAR | PSE&G BPU | No | Complete | 2015-02-02 | 2015-04-17 | 2015-04-27 | 2015-04-27
SRP35210 | SREC Solar | DE ANNI |  | 3.745 | 0 | Residential | 1 | TOMS RIVER | 8757 | 18 | NRG HOME SOLAR | JCP&L | No | Complete | 2015-02-02 | 2015-04-10 | 2015-05-14 | 2015-05-14
SRP35211 | SREC Solar | MORRIS |  | 6.12 | 0 | Residential | 0 | BORDENTOWN | 8505 | 13 | TRINITY HEATING AND AIR | PSE&G BPU | No | Complete | 2015-02-02 | 2015-03-19 | 2015-03-31 | 2015-03-31
SRP35224 | SREC Solar | FERRARO |  | 5.355 | 0 | Residential | 1 | FREEHOLD | 7728 | 17 | TRINITY HEATING AND AIR | JCP&L | No | Complete | 2015-02-02 | 2015-03-19 | 2015-03-31 | 2015-03-31
SRP35229 | SREC Solar | ODONNELL |  | 5.5 | 0 | Residential | 0 | TOMS RIVER | 8753 | 18 | GREEN POWER ENERGY LLC | JCP&L | No | Complete | 2015-02-02 | 2015-04-30 | 2015-05-12 | 2015-05-12
SRP35230 | SREC Solar | OCHIPINTI |  | 5.49 | 0 | Residential | 1 | BORDENTOWN | 8505 | 13 | NRG HOME SOLAR | PSE&G BPU | No | Complete | 2015-02-02 | 2015-04-08 | 2015-04-16 | 2015-04-16
SRP35255 | SREC Solar | ROBERTS |  | 6.12 | 0 | Residential | 1 | WILLINGBORO | 8046 | 13 | VIVINT SOLAR | PSE&G BPU | No | QC Selected | 2015-02-02 | 2015-05-12
SRP35258 | SREC Solar | MINGRONE |  | 5.61 | 0 | Residential | 1 | TOMS RIVER | 8753 | 18 | NRG HOME SOLAR | JCP&L | No | QC Selected | 2015-02-02 | 2015-03-18
SRP35260 | SREC Solar | PINCKERT |  | 7.905 | 0 | Residential | 1 | SOMERVILLE | 8876 | 5 | VIVINT SOLAR | JCP&L | No | Complete | 2015-02-02 | 2015-05-14 | 2015-05-22 | 2015-05-22
SRP35266 | SREC Solar | FONTANILLA |  | 7.65 | 0 | Residential | 1 | PISCATAWAY | 8854 | 11 | VIVINT SOLAR | PSE&G BPU | No | Complete | 2015-02-02 | 2015-04-17 | 2015-04-27 | 2015-04-27
SRP35267 | SREC Solar | SOUDER |  | 3.745 | 0 | Residential | 1 | CAPE MAY | 8204 | 21 | NRG HOME SOLAR | AC Electric | No | QA SELECTED | 2015-02-02 | 2015-05-22
SRP35270 | SREC Solar | ALAFOYIANNIS |  | 2.295 | 0 | Residential | 1 | TOMS RIVER | 8753 | 18 | VIVINT SOLAR | JCP&L | No | Complete | 2015-02-02 | 2015-05-12 | 2015-05-20 | 2015-05-20
SRP35273 | SREC Solar | DEFONEY |  | 6.375 | 0 | Residential | 1 | MAPLE SHADE | 8052 | 13 | VIVINT SOLAR | PSE&G BPU | No | QC Selected | 2015-02-02 | 2015-04-29
SRP35293 | SREC Solar | GROSSMAN |  | 7.338 | 0 | Residential | 1 | MAHWAH | 7430 | 7 | WHITMAN CONSTRUCTION | Orange & Rockland Elec | No | Complete | 2015-02-02 | 2015-04-30 | 2015-05-12 | 2015-05-12
SRP35299 | SREC Solar | DUDZINSKI |  | 3.745 | 0 | Residential | 1 | SUSSEX | 7461 | 1 | NRG HOME SOLAR | JCP&L | No | Complete | 2015-02-02 | 2015-04-10 | 2015-04-20 | 2015-04-20
SRP35300 | SREC Solar | HEWITSON |  | 5.1 | 0 | Residential | 1 | NEPTUNE | 7753 | 17 | TRINITY HEATING AND AIR | JCP&L | No | QA SELECTED | 2015-02-02 | 2015-05-20
SRP35305 | SREC Solar | DONLEY |  | 10.71 | 0 | Residential | 1 | CAPE MAY COURT HOUSE | 8210 | 21 | TRINITY HEATING AND AIR | AC Electric | No | QA SELECTED | 2015-02-02 | 2015-05-07
SRP35308 | SREC Solar | NERON |  | 11.88 | 0 | Residential | 1 | FREEHOLD | 7728 | 17 | TRINITY HEATING AND AIR | JCP&L | No | Complete | 2015-02-02 | 2015-05-11 | 2015-05-20 | 2015-05-20
SRP35309 | SREC Solar | MCKEOWN |  | 9.435 | 0 | Residential | 1 | MIDDLESEX | 8846 | 11 | VIVINT SOLAR | PSE&G BPU | No | Complete | 2015-02-02 | 2015-05-12 | 2015-05-20 | 2015-05-20
SRP35310 | SREC Solar | NIELSEN-COLONNA |  | 5.865 | 0 | Residential | 1 | JACKSON | 8527 | 18 | TRINITY HEATING AND AIR | JCP&L | No | QA SELECTED | 2015-02-02 | 2015-05-20
SRP35317 | SREC Solar | PIDAN |  | 6.885 | 0 | Residential | 1 | OLD BRIDGE | 8857 | 11 | VIVINT SOLAR | JCP&L | No | QA SELECTED | 2015-02-02 | 2015-05-29
SRP35318 | SREC Solar | QUICK |  | 5.61 | 0 | Residential | 1 | PARLING | 8859 | 11 | VIVINT SOLAR | JCP&L | No | QA SELECTED | 2015-02-02 | 2015-05-12
SRP35325 | SREC Solar | BENTZEL |  | 7.14 | 0 | Residential | 1 | CINNAMINSON | 8077 | 13 | SOLARCITY CORPORATION | PSE&G BPU | No | Complete | 2015-02-09 | 2015-04-08 | 2015-04-20 | 2015-04-20
SRP35331 | SREC Solar | JACOBY |  | 3.188 | 0 | Residential | 1 | CRANFORD | 7016 | 10 | WHITMAN CONSTRUCTION | PSE&G BPU | No | QA SELECTED | 2015-02-09 | 2015-05-28
SRP35337 | SREC Solar | GIORDANO |  | 8.67 | 0 | Residential | 1 | HADDON HEIGHTS | 8035 | 14 | SOLARCITY CORPORATION | PSE&G BPU | No | Complete | 2015-02-09 | 2015-03-30 | 2015-04-10 | 2015-04-10
SRP35338 | SREC Solar | BOURQUE |  | 8.16 | 0 | Residential | 1 | SO BRUNSWICK TWP | 8852 | 11 | SOLARCITY CORPORATION | PSE&G BPU | No | Complete | 2015-02-09 | 2015-05-06 | 2015-05-21 | 2015-05-21
SRP35339 | SREC Solar | RUSINEK |  | 6.24 | 0 | Residential | 1 | HAMILTON TOWNSHIP | 8690 | 12 | SOLARCITY CORPORATION | PSE&G BPU | No | Complete | 2015-02-09 | 2015-04-29 | 2015-05-13 | 2015-05-13
SRP35342 | SREC Solar | BARREIRA |  | 6.12 | 0 | Residential | 1 | SPRINGFIELD | 7081 | 10 | SOLARCITY CORPORATION | JCP&L | No | QC Selected | 2015-02-09 | 2015-04-15
SRP35351 | SREC Solar | BONARDI |  | 11.985 | 0 | Residential | 1 | FREEHOLD | 7728 | 17 | TRINITY HEATING AND AIR | JCP&L | No | Install Complete | 2015-02-09 | 2015-04-29
SRP35355 | SREC Solar | MCINTYRE |  | 8.67 | 0 | Residential | 1 | JACKSON | 8527 | 18 | TRINITY HEATING AND AIR | JCP&L | No | Complete | 2015-02-09 | 2015-04-01 | 2015-05-14 | 2015-05-14
SRP35356 | SREC Solar | WEIR |  | 5.5 | 0 | Residential | 1 | STANHOPE | 7874 | 1 | TRINITY HEATING AND AIR | JCP&L | No | Complete | 2015-02-09 | 2015-03-04 | 2015-04-22 | 2015-04-22
SRP35358 | SREC Solar | CORREA |  | 4.845 | 0 | Residential | 1 | JACKSON | 8527 | 18 | NJR HOME SERVICES | JCP&L | No | Complete | 2015-02-02 | 2015-03-25 | 2015-04-23 | 2015-04-23
SRP35365 | SREC Solar | CHECK |  | 10.965 | 0 | Residential | 0 | MT LAUREL | 8054 | 13 | SOLARCITY CORPORATION | PSE&G BPU | No | Complete | 2015-02-09 | 2015-04-22 | 2015-05-01 | 2015-05-01
SRP35369 | SREC Solar | BROWN |  | 5.2 | 0 | Residential | 1 | PENNSAUKEN | 8110 | 14 | REC SOLAR, INC. | PSE&G BPU | No | Complete | 2015-02-09 | 2015-04-21 | 2015-05-01 | 2015-05-01
SRP35371 | SREC Solar | MILANO |  | 8.84 | 0 | Residential | 1 | JACKSON | 8527 | 18 | REC SOLAR, INC. | JCP&L | No | Complete | 2015-02-09 | 2015-04-21 | 2015-04-30 | 2015-04-30
SRP35375 | SREC Solar | CAMPBELL |  | 8.67 | 0 | Residential | 1 | VOORHEES TOWNSHIP | 8043 | 14 | SOLARCITY CORPORATION | PSE&G BPU | No | Complete | 2015-02-11 | 2015-05-14 | 2015-05-27 | 2015-05-27
SRP35377 | SREC Solar | LONTOK |  | 4.08 | 0 | Residential | 1 | HAZLET | 7730 | 17 | SOLARCITY CORPORATION | JCP&L | No | Complete | 2015-02-09 | 2015-04-02 | 2015-05-14 | 2015-05-14
SRP35378 | SREC Solar | MEKOVETZ |  | 9.435 | 0 | Residential | 1 | CLARK | 7066 | 10 | SOLARCITY CORPORATION | PSE&G BPU | No | Complete | 2015-02-09 | 2015-04-08 | 2015-04-16 | 2015-04-16
SRP35388 | SREC Solar | REITANO |  | 8.415 | 0 | Residential | 1 | EAST BRUNSWICK | 8816 | 11 | SEA BRIGHT SOLAR, LLC | JCP&L | No | Complete | 2015-02-09 | 2015-04-02 | 2015-05-14 | 2015-05-14
SRP35421 | SREC Solar | RZUCIDLO |  | 7.02 | 0 | Residential | 1 | MAGNOLIA | 8049 | 14 | SOLARCITY CORPORATION | PSE&G BPU | No | QC Selected | 2015-02-09 | 2015-05-12
SRP35424 | SREC Solar | RAY |  | 4.59 | 0 | Residential | 0 | SOUTH BRUNSWICK | 8852 | 11 | SOLARCITY CORPORATION | PSE&G BPU | No | QC Selected | 2015-02-09 | 2015-05-12
SRP35431 | SREC Solar | SIENKIEWICZ |  | 10.2 | 0 | Residential | 1 | HAMBURG | 7419 | 1 | TRINITY HEATING AND AIR | JCP&L | No | QA SELECTED | 2015-02-09 | 2015-05-29
SRP35432 | SREC Solar | KECK |  | 4.335 | 0 | Residential | 1 | TOMS RIVER | 8757 | 18 | TRINITY HEATING AND AIR | JCP&L | No | Complete | 2015-02-09 | 2015-03-10 | 2015-03-24 | 2015-03-24
SRP35435 | SREC Solar | GRIFFIN |  | 9.18 | 0 | Residential | 1 | WHITING | 8759 | 18 | TRINITY HEATING AND AIR | JCP&L | No | QA SELECTED | 2015-02-09 | 2015-05-28
SRP35439 | SREC Solar | STRYKER |  | 5.1 | 0 | Residential | 1 | BRICK | 8723 | 18 | TRINITY HEATING AND AIR | JCP&L | No | Install Complete | 2015-02-09 | 2015-05-06
SRP35443 | SREC Solar | JACKSON |  | 4.59 | 0 | Residential | 1 | BORDENTOWN | 8610 | 12 | TRINITY HEATING AND AIR | PSE&G BPU | No | QA SELECTED | 2015-02-09 | 2015-04-10
SRP35448 | SREC Solar | HILL |  | 8.16 | 0 | Residential | 1 | COOKSTOWN | 8511 | 13 | TRINITY HEATING AND AIR | JCP&L | No | QA SELECTED | 2015-02-09 | 2015-05-27
SRP35464 | SREC Solar | CINIGLIO |  | 10.965 | 0 | Residential | 1 | TOMS RIVER | 8753 | 18 | KOPP ELECTRIC COMPANY | JCP&L | No | QA SELECTED | 2015-02-09 | 2015-05-14
SRP35465 | SREC Solar | FERETICH |  | 14 | 0 | Residential | 1 | MONROE TOWNSHIP | 8831 | 11 | SOLARCITY CORPORATION | JCP&L | No | Complete | 2015-02-09 | 2015-04-16 | 2015-05-06 | 2015-05-06
SRP35467 | SREC Solar | LOUIS |  | 2.04 | 0 | Residential | 1 | NEPTUNE | 7753 | 17 | SOLARCITY CORPORATION | AC Electric | No | Install Complete | 2015-02-09 | 2015-04-15
SRP35476 | SREC Solar | RIFICI |  | 12.24 | 0 | Residential | 1 | GALLOWAY | 8205 | 19 | TRINITY HEATING AND AIR | AC Electric | No | Complete | 2015-02-09 | 2015-04-16 | 2015-04-22 | 2015-04-22
SRP35484 | SREC Solar | SACCHI |  | 10.2 | 0 | Residential | 0 | PENNINGTON | 8534 | 12 | TRINITY HEATING AND AIR | PSE&G BPU | No | Complete | 2015-02-09 | 2015-05-11 | 2015-05-20 | 2015-05-20
SRP35492 | SREC Solar | MILLER |  | 12.75 | 0 | Residential | 1 | JACKSON | 8527 | 18 | TRINITY HEATING AND AIR | JCP&L | No | Complete | 2015-02-09 | 2015-03-24 | 2015-04-02 | 2015-04-02
SRP35494 | SREC Solar | WOLF |  | 5.1 | 0 | Residential | 1 | BLOOMFIELD | 7003 | 9 | TRINITY HEATING AND AIR | PSE&G BPU | No | QA SELECTED | 2015-02-09 | 2015-05-19
SRP35496 | SREC Solar | RIORDAN |  | 7.65 | 0 | Residential | 1 | MARLTON | 8053 | 13 | TRINITY HEATING AND AIR | PSE&G BPU | No | Complete | 2015-02-09 | 2015-04-07 | 2015-04-29 | 2015-04-29
SRP35497 | SREC Solar | GUZMAN |  | 7.14 | 0 | Residential | 1 | HOWELL | 7731 | 17 | TRINITY HEATING AND AIR | JCP&L | No | QC Selected | 2015-02-09 | 2015-05-11
SRP35498 | SREC Solar | GROSSMAN |  | 11.475 | 0 | Residential | 1 | FREEHOLD | 7728 | 17 | TRINITY HEATING AND AIR | JCP&L | No | Complete | 2015-02-09 | 2015-04-01 | 2015-04-14 | 2015-04-14
SRP35499 | SREC Solar | DAY |  | 8.16 | 0 | Residential | 1 | BRICK | 8724 | 18 | TRINITY HEATING AND AIR | JCP&L | No | QA SELECTED | 2015-02-09 | 2015-05-14
SRP35501 | SREC Solar | PATEL |  | 8.16 | 0 | Residential | 1 | DOVER | 7801 | 3 | TRINITY HEATING AND AIR | JCP&L | No | QA SELECTED | 2015-02-09 | 2015-05-20
SRP35502 | SREC Solar | WILLIAMS |  | 12.75 | 0 | Residential | 1 | SOUTHAMPTON | 8088 | 13 | TRINITY HEATING AND AIR | PSE&G BPU | No | QC Selected | 2015-02-09 | 2015-04-29
SRP35503 | SREC Solar | LASALLE |  | 3.57 | 0 | Residential | 1 | TOMS RIVER | 8757 | 18 | TRINITY HEATING AND AIR | JCP&L | No | Complete | 2015-02-09 | 2015-03-24 | 2015-04-02 | 2015-04-02
SRP35508 | SREC Solar | SANTOS |  | 5.865 | 0 | Residential | 1 | TOMS RIVER | 8753 | 18 | TRINITY HEATING AND AIR | JCP&L | No | QA SELECTED | 2015-02-09 | 2015-05-27
SRP35512 | SREC Solar | MULLARY |  | 16.065 | 0 | Residential | 1 | DEPTFORD | 8096 | 15 | TRINITY HEATING AND AIR | PSE&G BPU | No | QC Selected | 2015-02-09 | 2015-04-29
SRP35515 | SREC Solar | BURKE |  | 6.12 | 0 | Residential | 1 | KENILWORTH | 7033 | 10 | TRINITY HEATING AND AIR | PSE&G BPU | No | Complete | 2015-02-09 | 2015-05-06 | 2015-05-21 | 2015-05-21
SRP35516 | SREC Solar | KNAPP |  | 5.1 | 0 | Residential | 1 | SOUTH BRUNSWICK | 8824 | 11 | VIVINT SOLAR | PSE&G BPU | No | QA SELECTED | 2015-02-09 | 2015-05-20
SRP35517 | SREC Solar | GUTIERREZ |  | 6.12 | 0 | Residential | 1 | SOUTH AMBOY | 8879 | 11 | TRINITY HEATING AND AIR | JCP&L | No | QC Selected | 2015-02-09 | 2015-05-12
SRP35520 | SREC Solar | GOLD |  | 10.71 | 0 | Residential | 1 | MANALAPAN | 7726 | 17 | TRINITY HEATING AND AIR | JCP&L | No | QA SELECTED | 2015-02-09 | 2015-05-27
SRP35527 | SREC Solar | FENTON |  | 17.085 | 0 | Residential | 0 | PRINCETON | 8540 | 12 | TRINITY HEATING AND AIR | PSE&G BPU | No | Complete | 2015-02-09 | 2015-04-02 | 2015-04-13 | 2015-04-13
SRP35546 | SREC Solar | SOTO |  | 5.61 | 0 | Residential | 0 | EWING | 8628 | 12 | TRINITY HEATING AND AIR | PSE&G BPU | No | Complete | 2015-02-09 | 2015-04-15 | 2015-04-22 | 2015-04-22
SRP35554 | SREC Solar | HORNER |  | 4.08 | 0 | Residential | 1 | EVESHAM | 8053 | 13 | VIVINT SOLAR | PSE&G BPU | No | QA SELECTED | 2015-02-09 | 2015-05-20
SRP35562 | SREC Solar | HAYEK |  | 9.18 | 0 | Residential | 1 | FAIRFIELD | 7004 | 9 | VIVINT SOLAR | PSE&G BPU | No | QA SELECTED | 2015-02-09 | 2015-05-20
SRP35565 | SREC Solar | MUNGO |  | 5.61 | 0 | Residential | 1 | WILLINGBORO | 8046 | 13 | VIVINT SOLAR | PSE&G BPU | No | Complete | 2015-02-09 | 2015-04-29 | 2015-05-15 | 2015-05-15
SRP35566 | SREC Solar | WHITE |  | 4.335 | 0 | Residential | 1 | PENNSAUKEN | 8109 | 14 | VIVINT SOLAR | PSE&G BPU | No | QA SELECTED | 2015-02-09 | 2015-05-27
SRP35573 | SREC Solar | GALE |  | 8.415 | 0 | Residential | 1 | EAST BRUNSWICK | 8816 | 11 | TRINITY HEATING AND AIR | PSE&G BPU | No | QA SELECTED | 2015-02-09 | 2015-05-19
SRP35574 | SREC Solar | SAKDALAN |  | 7.65 | 0 | Residential | 1 | PINE BROOK | 7058 | 3 | VIVINT SOLAR | JCP&L | No | Complete | 2015-02-09 | 2015-05-14 | 2015-05-26 | 2015-05-26
SRP35578 | SREC Solar | KASHALIKAR |  | 6.12 | 0 | Residential | 0 | PISCATAWAY | 8854 | 11 | TRINITY HEATING AND AIR | PSE&G BPU | No | QA SELECTED | 2015-02-09 | 2015-05-20
SRP35580 | SREC Solar | DECHELLIS |  | 7.65 | 0 | Residential | 1 | BRIDGEWATER | 8807 | 5 | VIVINT SOLAR | PSE&G BPU | No | Complete | 2015-02-09 | 2015-05-06 | 2015-05-21 | 2015-05-21
SRP35581 | SREC Solar | BOCCO |  | 9.435 | 0 | Residential | 1 | OCEANPORT | 7757 | 17 | RCL ENTERPRISES INC. | JCP&L | No | Complete | 2015-02-09 | 2015-04-22 | 2015-04-30 | 2015-04-30
SRP35584 | SREC Solar | ANDUJAR JR |  | 4.845 | 0 | Residential | 1 | VINELAND | 8361 | 20 | SOLARCITY CORPORATION | Vineland Muni Elec | No | QA SELECTED | 2015-02-09 | 2015-05-20
SRP35586 | SREC Solar | HAAS |  | 6.725 | 0 | Residential | 1 | ELIZABETH | 7208 | 10 | NRG HOME SOLAR | PSE&G BPU | No | Complete | 2015-03-02 | 2015-04-17 | 2015-04-27 | 2015-04-27
SRP35587 | SREC Solar | DROUET |  | 4.335 | 0 | Residential | 1 | KEANSBURG | 7734 | 17 | VIVINT SOLAR | JCP&L | No | Complete | 2015-02-09 | 2015-04-30 | 2015-05-12 | 2015-05-12
SRP35590 | SREC Solar | STONE |  | 5.1 | 0 | Residential | 1 | COLLINGSWOOD | 8108 | 14 | VIVINT SOLAR | PSE&G BPU | No | QA SELECTED | 2015-02-09 | 2015-05-27
SRP35593 | SREC Solar | MIARA |  | 10.71 | 0 | Residential | 1 | SAYREVILLE | 8872 | 11 | VIVINT SOLAR | JCP&L | No | QA SELECTED | 2015-02-09 | 2015-05-15
SRP35595 | SREC Solar | BOEHM |  | 5.865 | 0 | Residential | 1 | SOUTH PLAINFIELD | 7080 | 11 | TRINITY HEATING AND AIR | PSE&G BPU | No | Complete | 2015-02-09 | 2015-04-29 | 2015-05-15 | 2015-05-15
SRP35596 | SREC Solar | MONGALIERI |  | 13.005 | 0 | Residential | 1 | PARLIN | 8859 | 11 | VIVINT SOLAR | JCP&L | No | Complete | 2015-02-09 | 2015-05-12 | 2015-05-20 | 2015-05-20
SRP35598 | SREC Solar | SMITH |  | 10.965 | 0 | Residential | 1 | LUMBERTON | 8048 | 13 | TRINITY HEATING AND AIR | PSE&G BPU | No | Complete | 2015-02-09 | 2015-04-02 | 2015-04-07 | 2015-04-07
SRP35599 | SREC Solar | PERO |  | 11.475 | 0 | Residential | 1 | FAIRFIELD | 7004 | 9 | VIVINT SOLAR | PSE&G BPU | No | Complete | 2015-02-09 | 2015-05-06 | 2015-05-21 | 2015-05-21
SRP35601 | SREC Solar | GONZALEZ |  | 6.6 | 0 | Residential | 1 | SOMERSET | 8873 | 5 | TRINITY HEATING AND AIR | PSE&G BPU | No | QA SELECTED | 2015-02-09 | 2015-05-18
SRP35607 | SREC Solar | LIPOMA |  | 10.71 | 0 | Residential | 1 | FAIRFIELD | 7004 | 9 | VIVINT SOLAR | PSE&G BPU | No | QA SELECTED | 2015-02-09 | 2015-05-20
SRP35613 | SREC Solar | WOYTOWICH |  | 6.12 | 0 | Residential | 1 | FRANKLIN | 8873 | 5 | VIVINT SOLAR | PSE&G BPU | No | QA SELECTED | 2015-02-09 | 2015-05-19
SRP35617 | SREC Solar | RIZZO |  | 13 | 0 | Residential | 1 | MARTINSVILLE | 8836 | 5 | SUNRUN INSTALLATION SERVICES, INC | PSE&G BPU | No | QA SELECTED | 2015-02-09 | 2015-05-27
SRP35621 | SREC Solar | FERGUSON |  | 7.65 | 0 | Residential | 1 | BRICK | 8723 | 18 | ASTRUM SOLAR, LLC | JCP&L | No | QA SELECTED | 2015-02-09 | 2015-05-29
SRP35634 | SREC Solar | CAMPBELL |  | 10.71 | 0 | Residential | 1 | SOUTH AMBOY | 8879 | 11 | VIVINT SOLAR | JCP&L | No | Complete | 2015-02-09 | 2015-04-02 | 2015-05-14 | 2015-05-14
SRP35638 | SREC Solar | HICKS |  | 6.375 | 0 | Residential | 1 | CHERRY HILL | 8003 | 14 | SOLARCITY CORPORATION | PSE&G BPU | No | Complete | 2015-02-09 | 2015-05-06 | 2015-05-21 | 2015-05-21
SRP35646 | SREC Solar | HEILBRUN |  | 10.14 | 0 | Residential | 1 | LAKEWOOD | 8701 | 18 | POWERLUTIONS, LLC | JCP&L | No | QA SELECTED | 2015-02-09 | 2015-05-27
SRP35651 | SREC Solar | NELSON |  | 7.65 | 0 | Residential | 1 | MARLTON | 8053 | 13 | TRINITY HEATING AND AIR | PSE&G BPU | No | Complete | 2015-02-09 | 2015-05-12 | 2015-05-26 | 2015-05-26
SRP35652 | SREC Solar | JACKSON |  | 16.065 | 0 | Residential | 1 | MARTINSVILLE | 8836 | 5 | TRINITY HEATING AND AIR | PSE&G BPU | No | Complete | 2015-02-09 | 2015-04-22 | 2015-04-30 | 2015-04-30
SRP35655 | SREC Solar | YUE |  | 5.1 | 0 | Residential | 0 | ABERDEEN | 7747 | 17 | TRINITY HEATING AND AIR | JCP&L | No | Complete | 2015-02-09 | 2015-05-12 | 2015-05-26 | 2015-05-26
SRP35656 | SREC Solar | MIGLIACCIO |  | 6.885 | 0 | Residential | 1 | WAYNE | 7470 | 6 | TRINITY HEATING AND AIR | PSE&G BPU | No | QC Selected | 2015-02-09 | 2015-04-22
SRP35657 | SREC Solar | GIROMBELLI |  | 8.925 | 0 | Residential | 1 | WESTAMPTON | 8060 | 13 | TRINITY HEATING AND AIR | PSE&G BPU | No | Complete | 2015-02-09 | 2015-04-15 | 2015-04-27 | 2015-04-27
SRP35660 | SREC Solar | FRIENDLY |  | 6.63 | 0 | Residential | 1 | PT PLEASANT | 8742 | 18 | TRINITY HEATING AND AIR | JCP&L | No | Complete | 2015-02-09 | 2015-04-02 | 2015-04-13 | 2015-04-13
SRP35662 | SREC Solar | HALLE |  | 11.22 | 0 | Residential | 1 | JACKSON | 8527 | 18 | TRINITY HEATING AND AIR | JCP&L | No | Complete | 2015-02-09 | 2015-03-24 | 2015-04-02 | 2015-04-02
SRP35671 | SREC Solar | OTCHY |  | 9.945 | 0 | Residential | 1 | TOMS RIVER | 8753 | 18 | TRINITY HEATING AND AIR | JCP&L | No | Complete | 2015-02-09 | 2015-04-22 | 2015-04-30 | 2015-04-30
SRP35673 | SREC Solar | WALLIS |  | 6.12 | 0 | Residential | 1 | PRINCETON | 8540 | 12 | TRINITY HEATING AND AIR | PSE&G BPU | No | QA SELECTED | 2015-02-09 | 2015-05-20
SRP35674 | SREC Solar | WALLIS |  | 7.905 | 0 | Residential | 1 | PRINCETON | 8540 | 12 | TRINITY HEATING AND AIR | PSE&G BPU | No | QC Selected | 2015-02-09 | 2015-05-20
SRP35681 | SREC Solar | HALL |  | 4.59 | 0 | Residential | 1 | NORTH PLAINFIELD | 7060 | 10 | TRINITY HEATING AND AIR | PSE&G BPU | No | QA SELECTED | 2015-02-09 | 2015-05-27
SRP35682 | SREC Solar | SAMSON |  | 7.14 | 0 | Residential | 0 | HOLMDEL | 7733 | 17 | TRINITY HEATING AND AIR | JCP&L | No | Complete | 2015-02-09 | 2015-04-03 | 2015-04-10 | 2015-04-10
SRP35684 | SREC Solar | NOONAN-TOSCHI |  | 7.14 | 0 | Residential | 1 | LONG BRANCH | 7740 | 17 | SOLARCITY CORPORATION | JCP&L | No | Complete | 2015-02-09 | 2015-03-25 | 2015-04-14 | 2015-04-14
SRP35690 | SREC Solar | MCCARTNEY |  | 3.825 | 0 | Residential | 1 | WEST ORANGE | 7052 | 9 | SOLARCITY CORPORATION | PSE&G BPU | No | QC Selected | 2015-02-09 | 2015-05-06
SRP35691 | SREC Solar | CAMPBELL |  | 6.375 | 0 | Residential | 1 | BUDD LAKE | 7828 | 3 | SOLARCITY CORPORATION | JCP&L | No | Complete | 2015-02-09 | 2015-03-25 | 2015-04-10 | 2015-04-10
SRP35692 | SREC Solar | CAREY |  | 10.71 | 0 | Residential | 1 | LINCROFT | 7738 | 17 | TRINITY HEATING AND AIR | JCP&L | No | Complete | 2015-02-09 | 2015-04-02 | 2015-04-07 | 2015-04-07
SRP35693 | SREC Solar | PEGG |  | 3.825 | 0 | Residential | 1 | BAYVILLE | 8721 | 18 | TRINITY HEATING AND AIR | JCP&L | No | QA SELECTED | 2015-02-09 | 2015-05-20
SRP35695 | SREC Solar | TRAMUTOLO |  | 7.65 | 0 | Residential | 1 | TOMS RIVER | 8753 | 18 | TRINITY HEATING AND AIR | JCP&L | No | QA SELECTED | 2015-02-09 | 2015-05-12
SRP35704 | SREC Solar | LANDEO |  | 6.615 | 0 | Residential | 1 | EAST BRUNSWICK | 8816 | 11 | VIVINT SOLAR | PSE&G BPU | No | Complete | 2015-02-16 | 2015-03-06 | 2015-03-16 | 2015-03-16
SRP35706 | SREC Solar | SCHERER |  | 8.925 | 0 | Residential | 1 | SAYREVILLE | 8872 | 11 | VIVINT SOLAR | JCP&L | No | Complete | 2015-02-16 | 2015-04-02 | 2015-05-14 | 2015-05-14
SRP35708 | SREC Solar | ELEAZER |  | 8.16 | 0 | Residential | 1 | WOODBRIDGE | 7077 | 11 | VIVINT SOLAR | PSE&G BPU | No | Complete | 2015-02-16 | 2015-04-29 | 2015-05-15 | 2015-05-15
SRP35710 | SREC Solar | MAROTTA |  | 4.59 | 0 | Residential | 1 | TOMS RIVER | 8753 | 18 | TRINITY HEATING AND AIR | JCP&L | No | Complete | 2015-02-16 | 2015-04-02 | 2015-04-29 | 2015-04-29
SRP35719 | SREC Solar | GRAVENSTINE |  | 9.435 | 0 | Residential | 1 | MT LAUREL | 8054 | 13 | VIVINT SOLAR | PSE&G BPU | No | QA SELECTED | 2015-02-16 | 2015-05-20
SRP35722 | SREC Solar | BARRON |  | 4.59 | 0 | Residential | 1 | WILLINGBORO | 8046 | 13 | VIVINT SOLAR | PSE&G BPU | No | Complete | 2015-02-16 | 2015-04-28 | 2015-05-15 | 2015-05-15
SRP35723 | SREC Solar | WOODS |  | 8.16 | 0 | Residential | 1 | WILLINGBORO | 8046 | 13 | VIVINT SOLAR | PSE&G BPU | No | Install Complete | 2015-02-16 | 2015-04-22
SRP35725 | SREC Solar | CIPRIANO |  | 5.355 | 0 | Residential | 1 | TRENTON | 8610 | 12 | SOLARCITY CORPORATION | PSE&G BPU | No | Complete | 2015-02-16 | 2015-05-12 | 2015-05-26 | 2015-05-26
SRP35727 | SREC Solar | RANKINS |  | 4.59 | 0 | Residential | 1 | RAHWAY | 7065 | 10 | SOLARCITY CORPORATION | PSE&G BPU | No | Complete | 2015-02-16 | 2015-05-14 | 2015-05-27 | 2015-05-27
SRP35733 | SREC Solar | PANDYA |  | 11.73 | 0 | Residential | 1 | JACKSON | 8527 | 18 | TRINITY HEATING AND AIR | JCP&L | No | Complete | 2015-02-16 | 2015-03-24 | 2015-04-02 | 2015-04-02
SRP35742 | SREC Solar | REYES |  | 6.5 | 0 | Residential | 1 | KEYPORT | 7735 | 17 | SOLARCITY CORPORATION | JCP&L | No | Complete | 2015-02-16 | 2015-03-18 | 2015-03-27 | 2015-03-27
SRP35749 | SREC Solar | BRASWELL |  | 7.395 | 0 | Residential | 1 | BURLINGTON | 8016 | 13 | SOLARCITY CORPORATION | PSE&G BPU | No | Complete | 2015-02-16 | 2015-03-24 | 2015-04-02 | 2015-04-02
SRP35751 | SREC Solar | VILLANI |  | 13.515 | 0 | Residential | 1 | BORDENTOWN | 8505 | 13 | SOLARCITY CORPORATION | PSE&G BPU | No | Complete | 2015-02-16 | 2015-04-21 | 2015-04-30 | 2015-04-30
SRP35760 | SREC Solar | MERUNKA |  | 17.34 | 0 | Residential | 1 | SOUTH BRUNSWICK | 8824 | 11 | VIVINT SOLAR | PSE&G BPU | No | Complete | 2015-02-16 | 2015-05-14 | 2015-05-26 | 2015-05-26
SRP35763 | SREC Solar | BARTZ |  | 16.32 | 0 | Residential | 1 | PARLIN | 8859 | 11 | VIVINT SOLAR | JCP&L | No | Complete | 2015-02-16 | 2015-05-14 | 2015-05-22 | 2015-05-22
SRP35764 | SREC Solar | RODRIGUES |  | 8.67 | 0 | Residential | 1 | UNION | 7083 | 10 | SOLARCITY CORPORATION | PSE&G BPU | No | Complete | 2015-02-16 | 2015-04-16 | 2015-04-27 | 2015-04-27
SRP35769 | SREC Solar | PEARSALL |  | 9.945 | 0 | Residential | 1 | MOUNT LAUREL | 8054 | 13 | SOLARCITY CORPORATION | PSE&G BPU | No | Complete | 2015-02-16 | 2015-04-16 | 2015-05-06 | 2015-05-06
SRP35776 | SREC Solar | CECCHINI |  | 3.06 | 0 | Residential | 0 | POINT PLEASANT BEACH | 8742 | 18 | TRINITY HEATING AND AIR | JCP&L | No | Complete | 2015-02-16 | 2015-04-15 | 2015-05-01 | 2015-05-01
SRP35782 | SREC Solar | MIELNIK |  | 5.1 | 0 | Residential | 1 | CLIFFWOOD BEACH | 7735 | 17 | VIVINT SOLAR | JCP&L | No | Complete | 2015-02-16 | 2015-05-12 | 2015-05-27 | 2015-05-27
SRP35785 | SREC Solar | ROMULO |  | 5.865 | 0 | Residential | 1 | WOODBRIDGE | 8863 | 11 | VIVINT SOLAR | PSE&G BPU | No | Complete | 2015-02-16 | 2015-04-29 | 2015-05-15 | 2015-05-15
SRP35787 | SREC Solar | HUNTER |  | 5.865 | 0 | Residential | 1 | WILLINGBORO | 8046 | 13 | VIVINT SOLAR | PSE&G BPU | No | Complete | 2015-02-16 | 2015-04-22 | 2015-04-30 | 2015-04-30
SRP35788 | SREC Solar | BASCIANELLI |  | 5.355 | 0 | Residential | 1 | SOUTH TOMS RIVER | 8757 | 18 | VIVINT SOLAR | JCP&L | No | Complete | 2015-02-16 | 2015-05-12 | 2015-05-21 | 2015-05-21
SRP35812 | SREC Solar | LUDOVICO |  | 5.865 | 0 | Residential | 1 | TOMS RIVER | 8753 | 18 | TRINITY HEATING AND AIR | JCP&L | No | Complete | 2015-02-16 | 2015-04-02 | 2015-04-07 | 2015-04-07
SRP35815 | SREC Solar | CARABALLO |  | 3.825 | 0 | Residential | 1 | ELIZABETH | 7202 | 10 | TRINITY HEATING AND AIR | PSE&G BPU | No | Complete | 2015-02-16 | 2015-05-14 | 2015-05-27 | 2015-05-27
SRP35816 | SREC Solar | CARABALLO |  | 4.845 | 0 | Residential | 1 | ELIZABETH | 7202 | 10 | TRINITY HEATING AND AIR | PSE&G BPU | No | Complete | 2015-02-16 | 2015-05-14 | 2015-05-26 | 2015-05-26
SRP35818 | SREC Solar | PATEL |  | 12.495 | 0 | Residential | 1 | METUCHEN | 8840 | 11 | SOLARCITY CORPORATION | PSE&G BPU | No | Complete | 2015-02-16 | 2015-04-21 | 2015-04-30 | 2015-04-30
SRP35821 | SREC Solar | HERNANDEZ |  | 6.12 | 0 | Residential | 1 | JACKSON | 8527 | 18 | TRINITY HEATING AND AIR | JCP&L | No | Complete | 2015-02-16 | 2015-04-07 | 2015-04-20 | 2015-04-20
SRP35822 | SREC Solar | MONTES |  | 8.925 | 0 | Residential | 1 | UNION | 7083 | 10 | SOLARCITY CORPORATION | PSE&G BPU | No | Complete | 2015-02-16 | 2015-05-14 | 2015-05-27 | 2015-05-27
SRP35828 | SREC Solar | BRADY |  | 5.1 | 0 | Residential | 1 | NEWARK | 7104 | 9 | SOLARCITY CORPORATION | PSE&G BPU | No | QA SELECTED | 2015-02-16 | 2015-05-20
SRP35835 | SREC Solar | YOBB |  | 8.925 | 0 | Residential | 0 | CHERRY HILL | 8002 | 14 | ASTRUM SOLAR, LLC | PSE&G BPU | No | QC Selected | 2015-02-16 | 2015-05-29
SRP35841 | SREC Solar | BALL |  | 8.415 | 0 | Residential | 1 | WILLINGBORO | 8046 | 13 | VIVINT SOLAR | PSE&G BPU | No | Complete | 2015-02-16 | 2015-04-22 | 2015-04-30 | 2015-04-30
SRP35863 | SREC Solar | SIEBERT |  | 6.885 | 0 | Residential | 1 | BRICK | 8724 | 18 | TRINITY HEATING AND AIR | JCP&L | No | Complete | 2015-02-16 | 2015-04-02 | 2015-05-14 | 2015-05-14
SRP35866 | SREC Solar | CHACHKO |  | 4.08 | 0 | Residential | 1 | TOMS RIVER | 8755 | 18 | TRINITY HEATING AND AIR | JCP&L | No | Complete | 2015-02-16 | 2015-04-28 | 2015-05-15 | 2015-05-15
SRP35871 | SREC Solar | MEISELS |  | 3.57 | 0 | Residential | 1 | LAKEWOOD | 8701 | 18 | TRINITY HEATING AND AIR | JCP&L | No | Complete | 2015-02-16 | 2015-04-08 | 2015-04-16 | 2015-04-16
SRP35873 | SREC Solar | COOPER |  | 8.925 | 0 | Residential | 1 | SOMERSET | 8873 | 5 | SOLARCITY CORPORATION | PSE&G BPU | No | Complete | 2015-02-16 | 2015-04-09 | 2015-04-21 | 2015-04-21
SRP35874 | SREC Solar | NGUYEN |  | 4.08 | 0 | Residential | 1 | PENNSAUKEN | 8109 | 14 | TRINITY HEATING AND AIR | PSE&G BPU | No | QA SELECTED | 2015-02-16 | 2015-05-27
SRP35875 | SREC Solar | HECKMAN |  | 5.1 | 0 | Residential | 1 | TRENTON | 8620 | 12 | SOLARCITY CORPORATION | PSE&G BPU | No | Complete | 2015-02-16 | 2015-04-29 | 2015-05-13 | 2015-05-13
SRP35884 | SREC Solar | WEBER |  | 4.335 | 0 | Residential | 1 | SOUTH AMBOY | 8879 | 11 | VIVINT SOLAR | JCP&L | No | Complete | 2015-02-16 | 2015-05-12 | 2015-05-20 | 2015-05-20
SRP35908 | SREC Solar | CHAN |  | 6.12 | 0 | Residential | 0 | HIGHTSTOWN | 8520 | 12 | ASTRUM SOLAR, LLC | JCP&L | No | Complete | 2015-02-16 | 2015-04-10 | 2015-04-20 | 2015-04-20
SRP35909 | SREC Solar | HANNS |  | 4.41 | 0 | Residential | 1 | PARLIN | 8859 | 11 | ECOMEN SOLAR LLC | JCP&L | No | Complete | 2015-02-16 | 2015-05-01 | 2015-05-06 | 2015-05-06
SRP35916 | SREC Solar | GRABLE |  | 3.06 | 0 | Residential | 0 | TOMS RIVER | 8757 | 18 | SOLARCITY CORPORATION | JCP&L | No | Complete | 2015-02-16 | 2015-03-18 | 2015-03-30 | 2015-03-30
SRP35921 | SREC Solar | FRATTOLILLO |  | 6.12 | 0 | Residential | 1 | RUTHERFORD | 7070 | 7 | VIVINT SOLAR | PSE&G BPU | No | Complete | 2015-02-16 | 2015-05-06 | 2015-05-20 | 2015-05-20
SRP35927 | SREC Solar | GRONOISTASKY |  | 13.26 | 0 | Residential | 1 | PARLIN | 8859 | 11 | VIVINT SOLAR | JCP&L | No | Complete | 2015-02-16 | 2015-05-12 | 2015-05-21 | 2015-05-21
SRP35931 | SREC Solar | RYBACKI |  | 10.2 | 0 | Residential | 1 | FAIRFIELD | 7004 | 9 | VIVINT SOLAR | PSE&G BPU | No | Complete | 2015-02-16 | 2015-03-20 | 2015-04-01 | 2015-04-01
SRP35933 | SREC Solar | VILLANUEVA |  | 5.1 | 0 | Residential | 1 | WILLINGBORO | 8046 | 13 | VIVINT SOLAR | PSE&G BPU | No | QC Selected | 2015-02-16 | 2015-04-15
SRP35947 | SREC Solar | NAZARE |  | 9.69 | 0 | Residential | 1 | SADDLEBROOK | 7663 | 7 | TRINITY HEATING AND AIR | PSE&G BPU | No | Complete | 2015-02-16 | 2015-03-31 | 2015-04-14 | 2015-04-14
SRP35950 | SREC Solar | NOLL |  | 7.395 | 0 | Residential | 1 | HAZLET | 7730 | 17 | TRINITY HEATING AND AIR | JCP&L | No | Complete | 2015-02-16 | 2015-05-12 | 2015-05-21 | 2015-05-21
SRP35953 | SREC Solar | MATTALIANO |  | 12.75 | 0 | Residential | 1 | LONG BRANCH | 7740 | 17 | TRINITY HEATING AND AIR | JCP&L | No | Complete | 2015-02-16 | 2015-04-08 | 2015-04-16 | 2015-04-16
SRP35954 | SREC Solar | POPPER |  | 3.57 | 0 | Residential | 1 | PLAINFIELD | 7062 | 10 | TRINITY HEATING AND AIR | PSE&G BPU | No | Complete | 2015-02-16 | 2015-04-08 | 2015-04-16 | 2015-04-16
SRP35960 | SREC Solar | FIRESTINE |  | 4.59 | 0 | Residential | 1 | FRANKLIN | 8873 | 5 | SOLARCITY CORPORATION | PSE&G BPU | No | Complete | 2015-02-16 | 2015-04-21 | 2015-04-30 | 2015-04-30
SRP35963 | SREC Solar | GANDELMAN |  | 8.16 | 0 | Residential | 1 | MARLBORO | 7746 | 17 | SOLARCITY CORPORATION | JCP&L | No | Complete | 2015-02-16 | 2015-04-08 | 2015-04-16 | 2015-04-16
SRP35964 | SREC Solar | CADET |  | 13.77 | 0 | Residential | 1 | JACKSON | 8527 | 18 | TRINITY HEATING AND AIR | Not Known | No | Complete | 2015-02-16 | 2015-04-30 | 2015-05-06 | 2015-05-06
SRP35965 | SREC Solar | MAJOR |  | 18.87 | 0 | Residential | 1 | TOMS RIVER | 8753 | 18 | TRINITY HEATING AND AIR | JCP&L | No | Complete | 2015-02-16 | 2015-05-14 | 2015-05-22 | 2015-05-22
SRP35966 | SREC Solar | GEHERTY |  | 6.885 | 0 | Residential | 1 | BAYVILLE | 8721 | 18 | TRINITY HEATING AND AIR | JCP&L | No | Complete | 2015-02-16 | 2015-04-28 | 2015-05-15 | 2015-05-15
SRP35968 | SREC Solar | FRAISTAT |  | 15.045 | 0 | Residential | 1 | JACKSON | 8527 | 18 | TRINITY HEATING AND AIR | JCP&L | No | Complete | 2015-02-16 | 2015-04-07 | 2015-04-20 | 2015-04-20
SRP35973 | SREC Solar | SIKORA |  | 5.98 | 0 | Residential | 1 | BOUND BROOK | 8805 | 5 | SPECTRUM ENERGY INC | PSE&G BPU | No | QA SELECTED | 2015-02-16 | 2015-05-27
SRP35974 | SREC Solar | KING |  | 4.94 | 0 | Residential | 1 | ATLANTIC CITY | 8401 | 19 | SPECTRUM ENERGY INC | AC Electric | No | Complete | 2015-02-16 | 2015-05-08 | 2015-05-18 | 2015-05-18
SRP36008 | SREC Solar | RAGUSA |  | 13.005 | 0 | Residential | 1 | FREEHOLD | 7728 | 17 | TRINITY HEATING AND AIR | JCP&L | No | QA SELECTED | 2015-02-23 | 2015-05-27
SRP36017 | SREC Solar | NICKEL |  | 6.76 | 0 | Residential | 1 | PORT MONMOUTH | 7758 | 17 | SOLARCITY CORPORATION | JCP&L | No | Complete | 2015-02-23 | 2015-05-14 | 2015-05-27 | 2015-05-27
SRP36034 | SREC Solar | WILT |  | 5.4 | 0 | Residential | 1 | BURLINGTON | 8016 | 13 | NRG HOME SOLAR | PSE&G BPU | No | Complete | 2015-02-23 | 2015-04-09 | 2015-04-21 | 2015-04-21
SRP36058 | SREC Solar | CAMPBELL |  | 5.61 | 0 | Residential | 1 | MIDDLETOWN | 7748 | 17 | RELIABLE POWER SERVICES, INC. | New Jersey Power | No | QA SELECTED | 2015-02-23 | 2015-05-15
SRP36071 | SREC Solar | TYSZKIEWICZ |  | 7.65 | 0 | Residential | 1 | SAYREVILLE | 8872 | 11 | NRG HOME SOLAR | JCP&L | No | QA SELECTED | 2015-02-23 | 2015-05-27
SRP36081 | SREC Solar | DIMARTINIS |  | 3.825 | 0 | Residential | 1 | PENNSAUKEN | 8109 | 14 | SOLARCITY CORPORATION | PSE&G BPU | No | Complete | 2015-02-23 | 2015-04-24 | 2015-05-08 | 2015-05-08
SRP36090 | SREC Solar | STEWART |  | 6.12 | 0 | Residential | 1 | WOODBURY | 8096 | 15 | TRINITY HEATING AND AIR | PSE&G BPU | No | QA SELECTED | 2015-02-23 | 2015-05-18
SRP36092 | SREC Solar | BAHARY |  | 6.885 | 0 | Residential | 1 | OAKHURST | 7755 | 17 | TRINITY HEATING AND AIR | JCP&L | No | Complete | 2015-02-23 | 2015-05-12 | 2015-05-21 | 2015-05-21
SRP36093 | SREC Solar | FITZPATRICK |  | 9.18 | 0 | Residential | 1 | BEACHWOOD | 8722 | 18 | TRINITY HEATING AND AIR | JCP&L | No | Complete | 2015-02-23 | 2015-03-31 | 2015-04-14 | 2015-04-14
SRP36098 | SREC Solar | SMITH |  | 7.395 | 0 | Residential | 1 | SOUTH BRUNSWICK | 8810 | 11 | SOLARCITY CORPORATION | PSE&G BPU | No | Complete | 2015-02-23 | 2015-05-14 | 2015-05-27 | 2015-05-27
SRP36103 | SREC Solar | FOXX |  | 9.18 | 0 | Residential | 1 | CHERRY HILL | 8034 | 14 | SOLARCITY CORPORATION | PSE&G BPU | No | QA SELECTED | 2015-02-23 | 2015-05-06
SRP36111 | SREC Solar | LUTON |  | 5.94 | 0 | Residential | 1 | LAKEWOOD | 8701 | 18 | NRG HOME SOLAR | JCP&L | No | Complete | 2015-02-23 | 2015-04-08 | 2015-04-20 | 2015-04-20
SRP36113 | SREC Solar | TAI |  | 6 | 0 | Residential | 1 | BRIDGEWATER | 8807 | 5 | NRG HOME SOLAR | JCP&L | No | Complete | 2015-02-23 | 2015-04-08 | 2015-05-18 | 2015-05-18
SRP36117 | SREC Solar | REYES |  | 5.72 | 0 | Residential | 1 | PENNSAUKEN | 8110 | 14 | REC SOLAR, INC. | PSE&G BPU | No | QA SELECTED | 2015-02-23 | 2015-05-27
SRP36120 | SREC Solar | WENDT |  | 6 | 0 | Residential | 1 | BOONTON | 7005 | 3 | NRG HOME SOLAR | JCP&L | No | Complete | 2015-02-23 | 2015-04-10 | 2015-04-21 | 2015-04-21
SRP36128 | SREC Solar | PALMER |  | 7 | 0 | Residential | 1 | SEA GIRT | 8750 | 17 | NRG HOME SOLAR | JCP&L | No | Complete | 2015-02-23 | 2015-04-08 | 2015-04-20 | 2015-04-20
SRP36129 | SREC Solar | PATEL |  | 4.5 | 0 | Residential | 1 | PARLIN | 8859 | 11 | NRG HOME SOLAR | JCP&L | No | Complete | 2015-02-23 | 2015-04-09 | 2015-04-21 | 2015-04-21
SRP36130 | SREC Solar | BEAN |  | 6.325 | 0 | Residential | 1 | TEANECK | 7666 | 7 | NRG HOME SOLAR | PSE&G BPU | No | Complete | 2015-02-23 | 2015-04-17 | 2015-04-27 | 2015-04-27
SRP36164 | SREC Solar | PATRICK |  | 4.675 | 0 | Residential | 1 | COLUMBUS | 8022 | 13 | NRG HOME SOLAR | PSE&G BPU | No | QA SELECTED | 2015-02-23 | 2015-05-27
SRP36174 | SREC Solar | RANCANI |  | 7.905 | 0 | Residential | 1 | EDGEWATER PARK | 8010 | 13 | VIVINT SOLAR | PSE&G BPU | No | Complete | 2015-02-23 | 2015-04-10 | 2015-04-20 | 2015-04-20
SRP36176 | SREC Solar | KASSNER |  | 4.335 | 0 | Residential | 1 | EAST RUTHERFORD | 7073 | 7 | TRINITY HEATING AND AIR | PSE&G BPU | No | QC Selected | 2015-02-23 | 2015-05-06
SRP36178 | SREC Solar | KOTHARI |  | 3.825 | 0 | Residential | 1 | SADDLEBROOK | 7663 | 7 | TRINITY HEATING AND AIR | PSE&G BPU | No | Complete | 2015-02-23 | 2015-05-12 | 2015-05-21 | 2015-05-21
SRP36180 | SREC Solar | DZIEKAN |  | 5.61 | 0 | Residential | 1 | BAYVILLE | 8721 | 18 | TRINITY HEATING AND AIR | JCP&L | No | Complete | 2015-02-23 | 2015-05-14 | 2015-05-27 | 2015-05-27
SRP36182 | SREC Solar | HUMPHRIES |  | 3.57 | 0 | Residential | 1 | LINDEN | 7036 | 10 | TRINITY HEATING AND AIR | PSE&G BPU | No | Complete | 2015-02-23 | 2015-04-16 | 2015-05-06 | 2015-05-06
SRP36183 | SREC Solar | KERSTETTER |  | 2.805 | 0 | Residential | 1 | RUNNEMEDE | 8078 | 14 | TRINITY HEATING AND AIR | PSE&G BPU | No | QA SELECTED | 2015-02-23 | 2015-05-20
SRP36191 | SREC Solar | HUNTER |  | 10.2 | 0 | Residential | 1 | WILLINGBORO | 8046 | 13 | VIVINT SOLAR | PSE&G BPU | No | Complete | 2015-02-23 | 2015-05-12 | 2015-05-27 | 2015-05-27
SRP36196 | SREC Solar | WEBSTER |  | 7.14 | 0 | Residential | 1 | WILLINGBORO | 8046 | 13 | VIVINT SOLAR | PSE&G BPU | No | Complete | 2015-02-23 | 2015-04-30 | 2015-05-12 | 2015-05-12
SRP36204 | SREC Solar | MARI |  | 4.59 | 0 | Residential | 1 | LONG BRANCH | 7740 | 17 | TRINITY HEATING AND AIR | JCP&L | No | Complete | 2015-02-23 | 2015-04-15 | 2015-04-22 | 2015-04-22
SRP36205 | SREC Solar | SCHULTZ |  | 4.335 | 0 | Residential | 0 | WHITING | 8759 | 18 | TRINITY HEATING AND AIR | JCP&L | No | QA SELECTED | 2015-02-23 | 2015-05-27
SRP36214 | SREC Solar | DEY |  | 11.73 | 0 | Residential | 0 | NEW EGYPT | 8533 | 18 | TRINITY HEATING AND AIR | JCP&L | No | Complete | 2015-02-23 | 2015-04-22 | 2015-05-01 | 2015-05-01
SRP36246 | SREC Solar | ROBISON |  | 5.865 | 0 | Residential | 0 | LAKEWOOD | 8701 | 18 | KOPP ELECTRIC COMPANY | JCP&L | No | QA SELECTED | 2015-02-23 | 2015-05-27
SRP36253 | SREC Solar | PHINNEY |  | 13.515 | 0 | Residential | 0 | HAMPTON | 8827 | 4 | ALIEN FUEL INC | JCP&L | No | Complete | 2015-02-23 | 2015-04-21 | 2015-05-06 | 2015-05-06
SRP36274 | SREC Solar | VANEXTER |  | 6.12 | 0 | Residential | 1 | CLIFFWOOD BEACH | 7735 | 17 | VIVINT SOLAR | JCP&L | No | QC Selected | 2015-02-23 | 2015-05-06
SRP36287 | SREC Solar | RUGGIERO |  | 5.355 | 0 | Residential | 1 | TOMS RIVER | 8755 | 18 | TRINITY HEATING AND AIR | JCP&L | No | Complete | 2015-03-02 | 2015-04-29 | 2015-05-15 | 2015-05-15
SRP36289 | SREC Solar | MORRIS |  | 5.865 | 0 | Residential | 1 | BOONTON | 7005 | 3 | TRINITY HEATING AND AIR | JCP&L | No | QA SELECTED | 2015-03-02 | 2015-05-27
SRP36301 | SREC Solar | SLAVKOVSKY |  | 6.375 | 0 | Residential | 1 | BARNEGAT | 8005 | 18 | NJR HOME SERVICES | JCP&L | No | QA SELECTED | 2015-03-02 | 2015-05-06
SRP36303 | SREC Solar | SAVAGE |  | 11.985 | 0 | Residential | 1 | WALL | 8736 | 17 | NJR HOME SERVICES | JCP&L | No | QA SELECTED | 2015-03-02 | 2015-05-27
SRP36310 | SREC Solar | LARDIERI |  | 5.75 | 0 | Residential | 1 | BRICK | 8724 | 18 | ECOMEN SOLAR LLC | JCP&L | No | QA SELECTED | 2015-03-02 | 2015-05-06
SRP36311 | SREC Solar | HAVIARIS |  | 5.1 | 0 | Residential | 1 | SEASIDE PARK | 8752 | 18 | NJR HOME SERVICES | JCP&L | No | Install Complete | 2015-03-02 | 2015-04-17
SRP36325 | SREC Solar | AKINLOLU |  | 6.885 | 0 | Residential | 1 | BEACHWOOD | 8722 | 18 | VIVINT SOLAR | JCP&L | No | Complete | 2015-03-02 | 2015-05-13 | 2015-05-27 | 2015-05-27
SRP36328 | SREC Solar | BONAPARTE |  | 2.805 | 0 | Residential | 0 | COLLINGSWOOD BORO | 8108 | 14 | SOLARCITY CORPORATION | PSE&G BPU | No | Complete | 2015-03-02 | 2015-05-06 | 2015-05-20 | 2015-05-20
SRP36338 | SREC Solar | DATZ |  | 3.57 | 0 | Residential | 1 | WEST DEPTFORD | 8096 | 15 | SOLARCITY CORPORATION | PSE&G BPU | No | Complete | 2015-03-02 | 2015-04-02 | 2015-04-13 | 2015-04-13
SRP36345 | SREC Solar | MARTINDALE |  | 5.1 | 0 | Residential | 1 | PEMBERTON | 8068 | 13 | TRINITY HEATING AND AIR | JCP&L | No | Complete | 2015-03-02 | 2015-04-08 | 2015-04-22 | 2015-04-22
SRP36347 | SREC Solar | KING |  | 10.464 | 0 | Residential | 0 | MT LAUREL | 8054 | 13 | SEA BRIGHT SOLAR, LLC | PSE&G BPU | No | Install Complete | 2015-03-02 | 2015-04-16
SRP36349 | SREC Solar | FREITAG |  | 4.845 | 0 | Residential | 1 | MARLBORO | 7746 | 17 | TRINITY HEATING AND AIR | JCP&L | No | Complete | 2015-03-02 | 2015-04-02 | 2015-05-01 | 2015-05-01
SRP36372 | SREC Solar | HOPKINS |  | 4.08 | 0 | Residential | 1 | MOUNT LAUREL | 8054 | 13 | VIVINT SOLAR | PSE&G BPU | No | QC Selected | 2015-03-02 | 2015-05-20
SRP36395 | SREC Solar | WILLIS |  | 7.14 | 0 | Residential | 1 | LINDEN | 7036 | 10 | VIVINT SOLAR | PSE&G BPU | No | QA SELECTED | 2015-03-02 | 2015-05-20
SRP36408 | SREC Solar | MORTARA |  | 12.6 | 0 | Residential | 0 | PITTSTOWN | 8867 | 4 | SELF INSTALL | JCP&L | No | Complete | 2015-03-02 | 2015-05-12 | 2015-05-19 | 2015-05-19
SRP36412 | SREC Solar | MCCORMICK |  | 6.885 | 0 | Residential | 1 | DELRAN | 8075 | 13 | VIVINT SOLAR | PSE&G BPU | No | QA SELECTED | 2015-03-02 | 2015-05-27
SRP36414 | SREC Solar | BOOKER |  | 7.395 | 0 | Residential | 1 | BEACHWOOD | 8722 | 18 | VIVINT SOLAR | JCP&L | No | QA SELECTED | 2015-03-02 | 2015-05-27
SRP36415 | SREC Solar | ROLDAN |  | 8.415 | 0 | Residential | 1 | WILLINGBORO | 8046 | 13 | VIVINT SOLAR | PSE&G BPU | No | Complete | 2015-03-02 | 2015-04-29 | 2015-05-15 | 2015-05-15
SRP36437 | SREC Solar | BOILEN |  | 9.69 | 0 | Residential | 1 | MARLBORO | 7746 | 17 | SOLARCITY CORPORATION | JCP&L | No | Complete | 2015-03-02 | 2015-04-28 | 2015-05-18 | 2015-05-18
SRP36445 | SREC Solar | HORNER | ACTIVE DISPOSAL SERVICES INC | 35.42 | 0 | Commercial | 1 | BRIDGEWATER | 8807 | 5 | E2/ECTA INC. | PSE&G BPU | No | Complete | 2015-03-02 | 2015-03-31 | 2015-04-13 | 2015-04-13
SRP36463 | SREC Solar | CAPORASO |  | 9.99 | 0 | Residential | 1 | MORRIS PLAINS | 7950 | 3 | TRINITY HEATING AND AIR | JCP&L | No | Complete | 2015-03-02 | 2015-03-25 | 2015-04-06 | 2015-04-06
SRP36471 | SREC Solar | PRIEST JR |  | 9.18 | 0 | Residential | 1 | EDGEWATER PARK | 8010 | 13 | VIVINT SOLAR | PSE&G BPU | No | Complete | 2015-03-02 | 2015-04-28 | 2015-05-18 | 2015-05-18
SRP36489 | SREC Solar | BURDGE |  | 12.75 | 0 | Residential | 1 | FREEHOLD | 7728 | 17 | TRINITY HEATING AND AIR | JCP&L | No | Complete | 2015-03-02 | 2015-04-15 | 2015-04-22 | 2015-04-22
SRP36494 | SREC Solar | GRANT |  | 9.69 | 0 | Residential | 1 | TOMS RIVER | 8753 | 18 | TRINITY HEATING AND AIR | JCP&L | No | QA SELECTED | 2015-03-02 | 2015-05-27
SRP36497 | SREC Solar | RISALVATO |  | 8.415 | 0 | Residential | 1 | TOMS RIVER | 8753 | 18 | TRINITY HEATING AND AIR | JCP&L | No | Complete | 2015-03-02 | 2015-04-15 | 2015-04-22 | 2015-04-22
SRP36498 | SREC Solar | VALIPLACKAL |  | 7.65 | 0 | Residential | 1 | WOODBRIDGE | 8863 | 11 | VIVINT SOLAR | PSE&G BPU | No | Complete | 2015-03-02 | 2015-04-21 | 2015-05-01 | 2015-05-01
SRP36499 | SREC Solar | LEITAO |  | 7.395 | 0 | Residential | 1 | WOODBRIDGE | 7095 | 11 | VIVINT SOLAR | PSE&G BPU | No | QA SELECTED | 2015-03-02 | 2015-05-12
SRP36502 | SREC Solar | GONZALEZ |  | 5.1 | 0 | Residential | 1 | JACKSON | 8527 | 18 | TRINITY HEATING AND AIR | JCP&L | No | QA SELECTED | 2015-03-02 | 2015-05-27
SRP36506 | SREC Solar | CARANDANG |  | 5.1 | 0 | Residential | 1 | CHERRY HILL | 8003 | 14 | SOLARCITY CORPORATION | PSE&G BPU | No | Complete | 2015-03-02 | 2015-04-24 | 2015-05-08 | 2015-05-08
SRP36510 | SREC Solar | PAN |  | 3.38 | 0 | Residential | 1 | HIGHTSTOWN | 8520 | 12 | SOLARCITY CORPORATION | JCP&L | No | Complete | 2015-03-02 | 2015-04-10 | 2015-04-20 | 2015-04-20
SRP36520 | SREC Solar | WROBLEWSKI |  | 9.18 | 0 | Residential | 1 | EAST BRUNSWICK | 8816 | 11 | VIVINT SOLAR | JCP&L | No | QA SELECTED | 2015-03-02 | 2015-05-27
SRP36525 | SREC Solar | COLAVITO |  | 4.59 | 0 | Residential | 1 | SOUTH TOMS RIVER | 8757 | 18 | VIVINT SOLAR | JCP&L | No | Complete | 2015-03-02 | 2015-05-07 | 2015-05-19 | 2015-05-19
SRP36544 | SREC Solar | LAZAROW |  | 10.71 | 0 | Residential | 1 | CHERRY HILL | 8003 | 14 | SOLARCITY CORPORATION | PSE&G BPU | No | Install Complete | 2015-03-02 | 2015-04-24
SRP36551 | SREC Solar | TURNER |  | 4.335 | 0 | Residential | 1 | WILLINGBORO | 8046 | 13 | VIVINT SOLAR | PSE&G BPU | No | QC Selected | 2015-03-02 | 2015-04-21
SRP36561 | SREC Solar | MULLIGAN |  | 10.2 | 0 | Residential | 1 | BRICK | 8723 | 18 | TRINITY HEATING AND AIR | JCP&L | No | QA SELECTED | 2015-03-02 | 2015-05-27
SRP36567 | SREC Solar | TEDESCHI |  | 6.63 | 0 | Residential | 1 | TOMS RIVER | 8753 | 18 | TRINITY HEATING AND AIR | JCP&L | No | Complete | 2015-03-02 | 2015-05-14 | 2015-05-22 | 2015-05-22
SRP36568 | SREC Solar | DANIEL |  | 3.315 | 0 | Residential | 1 | BERGENFIELD | 7621 | 7 | TRINITY HEATING AND AIR | PSE&G BPU | No | QA SELECTED | 2015-03-02 | 2015-05-20
SRP36569 | SREC Solar | O'REILLY |  | 7.395 | 0 | Residential | 1 | JACKSON | 8527 | 18 | TRINITY HEATING AND AIR | JCP&L | No | QA SELECTED | 2015-03-02 | 2015-05-19
SRP36571 | SREC Solar | DENT |  | 7.14 | 0 | Residential | 1 | WESTFIELD | 7090 | 10 | SUNRUN INSTALLATION SERVICES, INC | PSE&G BPU | No | Complete | 2015-03-02 | 2015-05-12 | 2015-05-21 | 2015-05-21
SRP36572 | SREC Solar | GIALLELLA JR. |  | 8.85 | 0 | Residential | 0 | TITUSVILLE | 8560 | 12 | COVENANT SOLAR | PSE&G BPU | No | Complete | 2015-03-02 | 2015-05-18 | 2015-05-27 | 2015-05-27
SRP36575 | SREC Solar | ELIKER |  | 6.12 | 0 | Residential | 1 | GLOUCESTER TWP | 8083 | 14 | SOLARCITY CORPORATION | PSE&G BPU | No | Complete | 2015-03-02 | 2015-05-06 | 2015-05-21 | 2015-05-21
SRP36579 | SREC Solar | NGUYEN |  | 5.865 | 0 | Residential | 1 | HADDON TWP | 8108 | 14 | SOLARCITY CORPORATION | PSE&G BPU | No | Complete | 2015-03-02 | 2015-05-06 | 2015-05-21 | 2015-05-21
SRP36580 | SREC Solar | SULPIZIO |  | 4.845 | 0 | Residential | 1 | RUNNEMEDE | 8078 | 14 | SOLARCITY CORPORATION | PSE&G BPU | No | QC Selected | 2015-03-02 | 2015-05-06
SRP36587 | SREC Solar | SKULITZ |  | 11.73 | 0 | Residential | 1 | BRICK | 8723 | 18 | SOLARCITY CORPORATION | JCP&L | No | Complete | 2015-03-02 | 2015-04-24 | 2015-05-08 | 2015-05-08
SRP36588 | SREC Solar | LAL |  | 8.84 | 0 | Residential | 1 | LAWRENCE TWP | 8648 | 12 | SOLARCITY CORPORATION | PSE&G BPU | No | QA SELECTED | 2015-03-02 | 2015-05-20
SRP36591 | SREC Solar | REIST |  | 15.81 | 0 | Residential | 1 | JACKSON | 8527 | 18 | TRINITY HEATING AND AIR | JCP&L | No | Complete | 2015-03-02 | 2015-04-09 | 2015-04-21 | 2015-04-21
SRP36592 | SREC Solar | PALMER |  | 13.005 | 0 | Residential | 1 | WILLINGBORO | 8046 | 13 | SOLARCITY CORPORATION | PSE&G BPU | No | Install Complete | 2015-03-02 | 2015-04-24
SRP36593 | SREC Solar | HEISS |  | 9.18 | 0 | Residential | 1 | HOWELL | 7731 | 17 | TRINITY HEATING AND AIR | JCP&L | No | Complete | 2015-03-02 | 2015-04-08 | 2015-04-16 | 2015-04-16
SRP36598 | SREC Solar | KELLY |  | 9.435 | 0 | Residential | 1 | BURLINGTON | 8016 | 13 | TRINITY HEATING AND AIR | PSE&G BPU | No | Complete | 2015-03-02 | 2015-04-17 | 2015-04-27 | 2015-04-27
SRP36599 | SREC Solar | SIMON |  | 5.355 | 0 | Residential | 1 | JACKSON | 8527 | 18 | TRINITY HEATING AND AIR | JCP&L | No | Complete | 2015-03-02 | 2015-04-09 | 2015-04-21 | 2015-04-21
SRP36607 | SREC Solar | WALL |  | 8.415 | 0 | Residential | 1 | BELLMAWR BORO | 8031 | 14 | SOLARCITY CORPORATION | PSE&G BPU | No | Complete | 2015-03-02 | 2015-04-02 | 2015-04-13 | 2015-04-13
SRP36613 | SREC Solar | MATHIEU |  | 14.535 | 0 | Residential | 1 | JACKSON | 8527 | 18 | TRINITY HEATING AND AIR | JCP&L | No | Complete | 2015-03-09 | 2015-05-08 | 2015-05-18 | 2015-05-18
SRP36623 | SREC Solar | BAKER |  | 9.435 | 0 | Residential | 1 | JACKSON | 8527 | 18 | TRINITY HEATING AND AIR | JCP&L | No | QA SELECTED | 2015-03-09 | 2015-05-27
SRP36625 | SREC Solar | SMITH |  | 7.905 | 0 | Residential | 1 | KEANSBURG | 7734 | 17 | VIVINT SOLAR | JCP&L | No | QA SELECTED | 2015-03-09 | 2015-05-20
SRP36629 | SREC Solar | PUZZO |  | 5.61 | 0 | Residential | 1 | FORKED RIVER | 8731 | 18 | TRINITY HEATING AND AIR | JCP&L | No | QC Selected | 2015-03-09 | 2015-05-06
SRP36635 | SREC Solar | ASARE |  | 4.08 | 0 | Residential | 1 | CLIFFWOOD BEACH | 7735 | 17 | VIVINT SOLAR | JCP&L | No | QA SELECTED | 2015-03-09 | 2015-05-28
SRP36656 | SREC Solar | ARAK |  | 10.2 | 0 | Residential | 1 | FREEHOLD | 7728 | 17 | TRINITY HEATING AND AIR | JCP&L | No | Complete | 2015-03-09 | 2015-04-30 | 2015-05-06 | 2015-05-06
SRP36703 | SREC Solar | KOEHLER |  | 4.59 | 0 | Residential | 1 | SOUTH TOMS RIVER | 8757 | 18 | VIVINT SOLAR | JCP&L | No | QC Selected | 2015-03-09 | 2015-05-14
SRP36706 | SREC Solar | CUMMINGS |  | 5.865 | 0 | Residential | 1 | WILLINGBORO | 8046 | 13 | VIVINT SOLAR | PSE&G BPU | No | Complete | 2015-03-09 | 2015-04-28 | 2015-05-18 | 2015-05-18
SRP36729 | SREC Solar | SHERIDAN |  | 14.025 | 0 | Residential | 1 | JACKSON | 8527 | 18 | TRINITY HEATING AND AIR | JCP&L | No | QA SELECTED | 2015-03-09 | 2015-05-29
SRP36740 | SREC Solar | BENNETT |  | 8.415 | 0 | Residential | 1 | TOMS RIVER | 8757 | 18 | TRINITY HEATING AND AIR | JCP&L | No | Complete | 2015-03-09 | 2015-05-12 | 2015-05-21 | 2015-05-21
SRP36745 | SREC Solar | CHOUDHURY |  | 6.12 | 0 | Residential | 1 | TOMS RIVER | 8755 | 18 | TRINITY HEATING AND AIR | JCP&L | No | Complete | 2015-03-09 | 2015-05-13 | 2015-05-27 | 2015-05-27
SRP36750 | SREC Solar | BARRY |  | 5.355 | 0 | Residential | 1 | JACKSON | 8527 | 18 | TRINITY HEATING AND AIR | JCP&L | No | QA SELECTED | 2015-03-09 | 2015-05-27
SRP36753 | SREC Solar | MESSINA |  | 8.67 | 0 | Residential | 1 | FREEHOLD | 7728 | 17 | TRINITY HEATING AND AIR | JCP&L | No | QA SELECTED | 2015-03-09 | 2015-05-27
SRP36754 | SREC Solar | CUBERO |  | 5.865 | 0 | Residential | 1 | FREEHOLD | 7728 | 17 | TRINITY HEATING AND AIR | JCP&L | No | QA SELECTED | 2015-03-09 | 2015-05-22
SRP36772 | SREC Solar | ORDONEZ |  | 4.655 | 0 | Residential | 1 | FRANKLIN | 8873 | 5 | VIVINT SOLAR | PSE&G BPU | No | Complete | 2015-03-09 | 2015-03-31 | 2015-05-14 | 2015-05-14
SRP36785 | SREC Solar | MATTALIANO |  | 8.415 | 0 | Residential | 1 | JACKSON | 8527 | 18 | TRINITY HEATING AND AIR | JCP&L | No | QA SELECTED | 2015-03-09 | 2015-05-20
SRP36788 | SREC Solar | MARCHIEWSKI |  | 11.22 | 0 | Residential | 1 | MANCHESTER | 8759 | 18 | TRINITY HEATING AND AIR | JCP&L | No | Complete | 2015-03-09 | 2015-04-16 | 2015-05-06 | 2015-05-06
SRP36797 | SREC Solar | VIVENZIO |  | 17.34 | 0 | Residential | 1 | TOMS RIVER | 8753 | 18 | TRINITY HEATING AND AIR | JCP&L | No | Complete | 2015-03-09 | 2015-04-30 | 2015-05-06 | 2015-05-06
SRP36798 | SREC Solar | VERMA |  | 9.69 | 0 | Residential | 1 | SOUTH BRUNSWICK | 8810 | 11 | TRINITY HEATING AND AIR | PSE&G BPU | No | QA SELECTED | 2015-03-09 | 2015-05-27
SRP36804 | SREC Solar | MERZ |  | 4.59 | 0 | Residential | 1 | TOMS RIVER | 8753 | 18 | VIVINT SOLAR | JCP&L | No | Complete | 2015-03-09 | 2015-04-29 | 2015-05-18 | 2015-05-18
SRP36805 | SREC Solar | LEWIS |  | 6.375 | 0 | Residential | 1 | SOMERVILLE | 8876 | 5 | SOLARCITY CORPORATION | JCP&L | No | Complete | 2015-03-09 | 2015-04-22 | 2015-04-30 | 2015-04-30
SRP36810 | SREC Solar | LINDENBERG |  | 5.61 | 0 | Residential | 1 | JACKSON | 8527 | 18 | TRINITY HEATING AND AIR | JCP&L | No | Complete | 2015-03-09 | 2015-05-11 | 2015-05-21 | 2015-05-21
SRP36812 | SREC Solar | BISGROVE |  | 3.06 | 0 | Residential | 1 | RED BANK | 7701 | 17 | VIVINT SOLAR | JCP&L | No | QA SELECTED | 2015-03-09 | 2015-05-27
SRP36813 | SREC Solar | NEWTON |  | 7.905 | 0 | Residential | 1 | JACKSON | 8527 | 18 | TRINITY HEATING AND AIR | JCP&L | No | QA SELECTED | 2015-03-09 | 2015-05-22
SRP36818 | SREC Solar | WHITE |  | 10.2 | 0 | Residential | 1 | TOMS RIVER | 8753 | 18 | SOLARCITY CORPORATION | JCP&L | No | Complete | 2015-03-09 | 2015-04-09 | 2015-04-21 | 2015-04-21
SRP36819 | SREC Solar | ADLER |  | 8.16 | 0 | Residential | 1 | CHERRY HILL | 8002 | 14 | SOLARCITY CORPORATION | PSE&G BPU | No | Complete | 2015-03-09 | 2015-05-07 | 2015-05-19 | 2015-05-19
SRP36833 | SREC Solar | TRUONG |  | 6.12 | 0 | Residential | 1 | PENNSAUKEN | 8109 | 14 | VIVINT SOLAR | PSE&G BPU | No | Complete | 2015-03-09 | 2015-04-15 | 2015-04-27 | 2015-04-27
SRP36836 | SREC Solar | SHUMNY |  | 15.3 | 0 | Residential | 1 | SAYREVILLE | 8872 | 11 | TRINITY HEATING AND AIR | JCP&L | No | QA SELECTED | 2015-03-09 | 2015-04-30
SRP36837 | SREC Solar | MURRAY |  | 10.71 | 0 | Residential | 1 | PARLIN | 8859 | 11 | TRINITY HEATING AND AIR | JCP&L | No | Complete | 2015-03-09 | 2015-05-14 | 2015-05-27 | 2015-05-27
SRP36863 | SREC Solar | DESIDERATO |  | 9.945 | 0 | Residential | 1 | TINTON FALLS | 7724 | 17 | NRG HOME SOLAR | JCP&L | No | Complete | 2015-03-16 | 2015-04-17 | 2015-04-27 | 2015-04-27
SRP36874 | SREC Solar | GARRY |  | 12.24 | 0 | Residential | 1 | JACKSON | 8527 | 18 | TRINITY HEATING AND AIR | JCP&L | No | Complete | 2015-03-16 | 2015-05-06 | 2015-05-21 | 2015-05-21
SRP36881 | SREC Solar | KNOROWSKI |  | 7.395 | 0 | Residential | 1 | BARNEGAT | 8005 | 18 | TRINITY HEATING AND AIR | JCP&L | No | QA SELECTED | 2015-03-16 | 2015-05-27
SRP36883 | SREC Solar | POLYAK |  | 7.905 | 0 | Residential | 1 | FORKED RIVER | 8731 | 18 | TRINITY HEATING AND AIR | JCP&L | No | Complete | 2015-03-16 | 2015-05-14 | 2015-05-27 | 2015-05-27
SRP36896 | SREC Solar | ROZAKIS |  | 13.515 | 0 | Residential | 1 | JACKSON | 8527 | 18 | TRINITY HEATING AND AIR | JCP&L | No | Complete | 2015-03-16 | 2015-05-07 | 2015-05-19 | 2015-05-19
SRP36897 | SREC Solar | DANIELS |  | 6.12 | 0 | Residential | 1 | POINT PLEASANT | 8742 | 18 | TRINITY HEATING AND AIR | JCP&L | No | QA SELECTED | 2015-03-16 | 2015-05-20
SRP36905 | SREC Solar | LOW |  | 5.61 | 0 | Residential | 1 | NORTHFIELD | 8225 | 19 | SOLARCITY CORPORATION | AC Electric | No | Complete | 2015-03-16 | 2015-05-07 | 2015-05-19 | 2015-05-19
SRP36936 | SREC Solar | KISIJARA |  | 8.925 | 0 | Residential | 1 | JACKSON | 8527 | 18 | TRINITY HEATING AND AIR | JCP&L | No | QA SELECTED | 2015-03-16 | 2015-05-20
SRP36950 | SREC Solar | SOLIS |  | 8.5 | 0 | Residential | 0 | PRINCETON JCT | 8550 | 12 | SUNGEVITY, INC. | PSE&G BPU | No | Complete | 2015-03-16 | 2015-04-15 | 2015-04-23 | 2015-04-23
SRP36973 | SREC Solar | FORBERG |  | 2.805 | 0 | Residential | 1 | HAMILTON TWP MER | 8620 | 12 | SOLARCITY CORPORATION | PSE&G BPU | No | Complete | 2015-03-16 | 2015-05-11 | 2015-05-21 | 2015-05-21
SRP37000 | SREC Solar | GARCIA |  | 6.885 | 0 | Residential | 1 | VOORHEES TWP | 8043 | 14 | SOLARCITY CORPORATION | AC Electric | No | Complete | 2015-03-16 | 2015-04-21 | 2015-05-01 | 2015-05-01
SRP37005 | SREC Solar | GREENHOUSE STONEHURS |  | 6.63 | 0 | Residential | 1 | FREEHOLD | 7728 | 17 | SOLARCITY CORPORATION | JCP&L | No | QC Selected | 2015-03-16 | 2015-05-06
SRP37027 | SREC Solar | JABLONSKI |  | 13.8 | 0 | Residential | 0 | HAINESPORT | 8036 | 13 | SPECTRUM ENERGY INC | PSE&G BPU | No | QC Selected | 2015-03-16 | 2015-05-11
SRP37041 | SREC Solar | PAPANDREA |  | 17.595 | 0 | Residential | 1 | JACKSON | 8527 | 18 | TRINITY HEATING AND AIR | JCP&L | No | Complete | 2015-03-16 | 2015-05-08 | 2015-05-18 | 2015-05-18
SRP37057 | SREC Solar | MCDERMOTT |  | 7.65 | 0 | Residential | 1 | PARLIN | 8859 | 11 | VIVINT SOLAR | JCP&L | No | Complete | 2015-03-16 | 2015-04-02 | 2015-04-13 | 2015-04-13
SRP37073 | SREC Solar | SMITH |  | 5.1 | 0 | Residential | 1 | CHERRY HILL | 8034 | 14 | VIVINT SOLAR | PSE&G BPU | No | QA SELECTED | 2015-03-16 | 2015-05-27
SRP37079 | SREC Solar | MILLER |  | 7.14 | 0 | Residential | 1 | OCEAN | 7712 | 17 | TRINITY HEATING AND AIR | JCP&L | No | Complete | 2015-03-16 | 2015-04-15 | 2015-04-22 | 2015-04-22
SRP37110 | SREC Solar | KURDYLA |  | 6.12 | 0 | Residential | 1 | CARTERET | 7008 | 11 | TRINITY HEATING AND AIR | PSE&G BPU | No | QA SELECTED | 2015-03-16 | 2015-05-27
SRP37113 | SREC Solar | KURPIEWSKI |  | 5.355 | 0 | Residential | 1 | JACKSON | 8527 | 18 | TRINITY HEATING AND AIR | JCP&L | No | Complete | 2015-03-16 | 2015-05-08 | 2015-05-18 | 2015-05-18
SRP37115 | SREC Solar | ENOS |  | 5.61 | 0 | Residential | 1 | WILLINGBORO | 8046 | 13 | VIVINT SOLAR | PSE&G BPU | No | Complete | 2015-03-16 | 2015-05-12 | 2015-05-21 | 2015-05-21
SRP37117 | SREC Solar | PFEFFER |  | 12 | 0 | Residential | 0 | LONG BRANCH | 7740 | 17 | SEA BRIGHT SOLAR, LLC | JCP&L | No | QA SELECTED | 2015-03-16 | 2015-05-20
SRP37135 | SREC Solar | JOHNSON |  | 12.24 | 0 | Residential | 1 | EDGEWATER PARK | 8010 | 13 | VIVINT SOLAR | PSE&G BPU | No | Install Complete | 2015-03-16 | 2015-04-17
SRP37136 | SREC Solar | MARTINEZ JR |  | 5.61 | 0 | Residential | 1 | SOUTH TOMS RIVER | 8757 | 18 | VIVINT SOLAR | JCP&L | No | QA SELECTED | 2015-03-16 | 2015-05-20
SRP37141 | SREC Solar | VIGILANCE |  | 5.1 | 0 | Residential | 1 | WILLINGBORO | 8046 | 13 | VIVINT SOLAR | PSE&G BPU | No | Complete | 2015-03-16 | 2015-05-12 | 2015-05-21 | 2015-05-21
SRP37143 | SREC Solar | ADAMS |  | 5.1 | 0 | Residential | 0 | VINELAND | 8361 | 20 | RCL ENTERPRISES INC. | Vineland Muni Elec | No | Complete | 2015-03-16 | 2015-05-07 | 2015-05-19 | 2015-05-19
SRP37147 | SREC Solar | BIRD |  | 7.65 | 0 | Residential | 1 | WILLINGBORO | 8046 | 13 | VIVINT SOLAR | PSE&G BPU | No | Complete | 2015-03-16 | 2015-05-13 | 2015-05-27 | 2015-05-27
SRP37162 | SREC Solar | CHAN |  | 4.845 | 0 | Residential | 1 | VINELAND | 8361 | 20 | SOLARCITY CORPORATION | Vineland Muni Elec | No | QA SELECTED | 2015-03-16 | 2015-04-29
SRP37185 | SREC Solar | CHAUDHRY |  | 6 | 0 | Residential | 1 | JACKSON | 8527 | 18 | ECOMEN SOLAR LLC | JCP&L | No | Complete | 2015-03-16 | 2015-05-07 | 2015-05-20 | 2015-05-20
SRP37202 | SREC Solar | BRADSHAW |  | 4 | 0 | Residential | 1 | BRICK | 8723 | 18 | SUNGEVITY, INC. | JCP&L | No | QA SELECTED | 2015-03-23 | 2015-05-20
SRP37204 | SREC Solar | VAN DAM |  | 13.5 | 0 | Residential | 1 | FLANDERS | 7836 | 3 | SUNGEVITY, INC. | JCP&L | No | Complete | 2015-03-23 | 2015-05-07 | 2015-05-19 | 2015-05-19
SRP37209 | SREC Solar | DITEODORO |  | 14.25 | 0 | Residential | 1 | MULLICA HILL | 8062 | 15 | SUNGEVITY, INC. | AC Electric | No | QA SELECTED | 2015-03-23 | 2015-05-13
SRP37215 | SREC Solar | HENRY |  | 8.25 | 0 | Residential | 1 | SICKLERVILLE | 8081 | 14 | SUNGEVITY, INC. | AC Electric | No | QA SELECTED | 2015-03-23 | 2015-05-26
SRP37220 | SREC Solar | JONES |  | 4 | 0 | Residential | 1 | HOPEWELL | 8525 | 12 | SUNGEVITY, INC. | PSE&G BPU | No | QA SELECTED | 2015-03-23 | 2015-05-27
SRP37221 | SREC Solar | JONES |  | 8.25 | 0 | Residential | 1 | WHITING | 8759 | 18 | SUNGEVITY, INC. | JCP&L | No | Complete | 2015-03-23 | 2015-05-12 | 2015-05-21 | 2015-05-21
SRP37231 | SREC Solar | SPARATTA |  | 9 | 0 | Residential | 1 | FRENCHTOWN | 8825 | 4 | SUNGEVITY, INC. | JCP&L | No | QC Selected | 2015-03-23 | 2015-04-17
SRP37232 | SREC Solar | SMASHEY |  | 6.75 | 0 | Residential | 1 | NATIONAL PARK | 8063 | 15 | SUNGEVITY, INC. | PSE&G BPU | No | Complete | 2015-03-23 | 2015-04-10 | 2015-04-20 | 2015-04-20
SRP37235 | SREC Solar | ZEBROWER |  | 10 | 0 | Residential | 1 | CHERRY HILL | 8003 | 14 | SUNGEVITY, INC. | PSE&G BPU | No | Complete | 2015-03-23 | 2015-04-10 | 2015-04-29 | 2015-04-29
SRP37236 | SREC Solar | SWARTZ |  | 5.75 | 0 | Residential | 1 | PARLIN | 8859 | 11 | SUNGEVITY, INC. | JCP&L | No | Complete | 2015-03-23 | 2015-04-21 | 2015-05-06 | 2015-05-06
SRP37245 | SREC Solar | FRUMENTO JR. |  | 7.5 | 0 | Residential | 1 | FORTESCUE | 8321 | 20 | SUNGEVITY, INC. | AC Electric | No | Complete | 2015-03-23 | 2015-05-01 | 2015-05-06 | 2015-05-06
SRP37323 | SREC Solar | TARZIA |  | 6.12 | 0 | Residential | 1 | E BRUNSWICK | 8816 | 11 | VIVINT SOLAR | PSE&G BPU | No | QA SELECTED | 2015-03-23 | 2015-05-20
SRP37326 | SREC Solar | MENDEZ |  | 4.08 | 0 | Residential | 1 | WILLINGBORO | 8046 | 13 | VIVINT SOLAR | PSE&G BPU | No | QA SELECTED | 2015-03-23 | 2015-05-20
SRP37334 | SREC Solar | REGAN |  | 2.805 | 0 | Residential | 1 | SOUTH TOMS RIVER | 8757 | 18 | VIVINT SOLAR | JCP&L | No | QC Selected | 2015-03-23 | 2015-05-14
SRP37336 | SREC Solar | TRACY |  | 14.535 | 0 | Residential | 1 | RIO GRANDE | 8242 | 21 | ACOS ENERGY, LLC | AC Electric | No | Install Complete | 2015-03-23 | 2015-05-13
SRP37345 | SREC Solar | PAN |  | 10.2 | 0 | Residential | 1 | EGG HARBOR TWP | 8234 | 19 | ALLSEASON CONSTRUCTION | AC Electric | No | Complete | 2015-03-23 | 2015-04-28 | 2015-05-13 | 2015-05-13
SRP37354 | SREC Solar | RUSSELL |  | 15.81 | 0 | Residential | 1 | TOMS RIVER | 8753 | 18 | TRINITY HEATING AND AIR | JCP&L | No | QA SELECTED | 2015-03-23 | 2015-05-22
SRP37358 | SREC Solar | PETTA |  | 7.14 | 0 | Residential | 0 | MOUNT LAUREL | 8054 | 13 | TRINITY HEATING AND AIR | PSE&G BPU | No | Complete | 2015-03-23 | 2015-04-17 | 2015-04-22 | 2015-04-22
SRP37361 | SREC Solar | ROSARIO |  | 6.63 | 0 | Residential | 1 | HALEDON | 7508 | 6 | TRINITY HEATING AND AIR | PSE&G BPU | No | QA SELECTED | 2015-03-23 | 2015-05-22
SRP37363 | SREC Solar | DAMIANO |  | 6.63 | 0 | Residential | 1 | FORKED RIVER | 8731 | 18 | TRINITY HEATING AND AIR | JCP&L | No | QA SELECTED | 2015-03-23 | 2015-05-27
SRP37373 | SREC Solar | MOSKOVITZ |  | 10.92 | 0 | Residential | 1 | SOUTHAMPTON TOWNSHIP | 8088 | 13 | SUNGEVITY, INC. | PSE&G BPU | No | QC Selected | 2015-03-23 | 2015-05-20
SRP37389 | SREC Solar | REID |  | 5.1 | 0 | Residential | 1 | LINDEN | 7036 | 10 | VIVINT SOLAR | PSE&G BPU | No | QA SELECTED | 2015-03-23 | 2015-05-20
SRP37396 | SREC Solar | GINYARD |  | 8.415 | 0 | Residential | 1 | WILLINGBORO | 8046 | 13 | VIVINT SOLAR | PSE&G BPU | No | QC Selected | 2015-03-23 | 2015-05-12
SRP37397 | SREC Solar | DAVIS |  | 8.25 | 0 | Residential | 1 | CHERRY HILL | 8003 | 14 | SUNGEVITY, INC. | PSE&G BPU | No | Complete | 2015-03-23 | 2015-04-22 | 2015-04-30 | 2015-04-30
SRP37398 | SREC Solar | HARRISON |  | 5 | 0 | Residential | 1 | SOMERSET | 8873 | 5 | SUNGEVITY, INC. | PSE&G BPU | No | Complete | 2015-03-23 | 2015-04-28 | 2015-05-08 | 2015-05-08
SRP37401 | SREC Solar | SMITH |  | 4.59 | 0 | Residential | 1 | LINDEN | 7036 | 10 | VIVINT SOLAR | PSE&G BPU | No | QC Selected | 2015-03-23 | 2015-05-27
SRP37413 | SREC Solar | MIKYTUCK |  | 8.67 | 0 | Residential | 1 | SOMERVILLE | 8876 | 5 | VIVINT SOLAR | PSE&G BPU | No | QC Selected | 2015-03-23 | 2015-04-22
SRP37427 | SREC Solar | SCOTT |  | 8.5 | 0 | Residential | 1 | LAWRENCEVILLE | 8648 | 12 | SUNGEVITY, INC. | PSE&G BPU | No | QA SELECTED | 2015-03-23 | 2015-05-20
SRP37432 | SREC Solar | SIROTTO |  | 13.5 | 0 | Residential | 1 | LITTLE FALLS | 7424 | 6 | SUNGEVITY, INC. | PSE&G BPU | No | QA SELECTED | 2015-03-23 | 2015-05-27
SRP37443 | SREC Solar | WHEATLEY |  | 6 | 0 | Residential | 1 | PISCATAWAY TOWNSHIP | 8854 | 11 | SUNGEVITY, INC. | PSE&G BPU | No | QC Selected | 2015-03-23 | 2015-05-20
SRP37471 | SREC Solar | HOBART |  | 7 | 0 | Residential | 1 | ROBBINSVILLE | 8691 | 12 | SUNGEVITY, INC. | PSE&G BPU | No | Complete | 2015-03-30 | 2015-04-16 | 2015-04-27 | 2015-04-27
SRP37473 | SREC Solar | KUHN |  | 5 | 0 | Residential | 1 | BELLMAWR | 8031 | 14 | SUNGEVITY, INC. | PSE&G BPU | No | Install Complete | 2015-03-30 | 2015-04-17
SRP37475 | SREC Solar | GRIFFIN |  | 2.25 | 0 | Residential | 1 | WESTVILLE | 8093 | 15 | SUNGEVITY, INC. | PSE&G BPU | No | QA SELECTED | 2015-03-30 | 2015-05-27
SRP37478 | SREC Solar | MILLER |  | 7.25 | 0 | Residential | 1 | HILLSBOROUGH | 8844 | 5 | SUNGEVITY, INC. | PSE&G BPU | No | Complete | 2015-03-30 | 2015-04-29 | 2015-05-15 | 2015-05-15
SRP37480 | SREC Solar | MCCLELLAND |  | 6 | 0 | Residential | 1 | SOUTHAMPTON TWP | 8088 | 13 | SUNGEVITY, INC. | PSE&G BPU | No | QA SELECTED | 2015-03-30 | 2015-05-27
SRP37481 | SREC Solar | PATIL |  | 5 | 0 | Residential | 1 | KENDALL PARK | 8824 | 11 | SUNGEVITY, INC. | PSE&G BPU | No | Complete | 2015-03-30 | 2015-04-16 | 2015-04-27 | 2015-04-27
SRP37482 | SREC Solar | COHEN |  | 10.5 | 0 | Residential | 1 | PRINCETON JUNCTION | 8850 | 11 | SUNGEVITY, INC. | JCP&L | No | QA SELECTED | 2015-03-30 | 2015-05-27
SRP37483 | SREC Solar | DAVIS |  | 7 | 0 | Residential | 1 | RIVERSIDE | 8075 | 13 | SUNGEVITY, INC. | PSE&G BPU | No | Complete | 2015-03-30 | 2015-04-22 | 2015-04-30 | 2015-04-30
SRP37484 | SREC Solar | GREANEY |  | 8.25 | 0 | Residential | 1 | CAPE MAY | 8204 | 21 | SUNGEVITY, INC. | AC Electric | No | QA SELECTED | 2015-03-30 | 2015-04-13
SRP37489 | SREC Solar | COLLINS |  | 11.25 | 0 | Residential | 1 | WILLIAMSTOWN | 8094 | 15 | SUNGEVITY, INC. | AC Electric | No | QA SELECTED | 2015-03-30 | 2015-04-16
SRP37504 | SREC Solar | STOLL |  | 7.905 | 0 | Residential | 1 | SCOTCH PLAINS TWP | 7076 | 10 | SOLARCITY CORPORATION | PSE&G BPU | No | QA SELECTED | 2015-03-30 | 2015-05-14
SRP37505 | SREC Solar | VANDUNK |  | 5.2 | 0 | Residential | 1 | HEWITT | 7421 | 6 | SOLARCITY CORPORATION | Orange & Rockland Elec | No | QA SELECTED | 2015-03-30 | 2015-05-13
SRP37510 | SREC Solar | LAYTON |  | 9.945 | 0 | Residential | 1 | JACKSON | 8527 | 18 | TRINITY HEATING AND AIR | JCP&L | No | QA SELECTED | 2015-03-30 | 2015-05-27
SRP37549 | SREC Solar | JEFFERSON |  | 6.375 | 0 | Residential | 1 | WILLINGBORO | 8046 | 13 | VIVINT SOLAR | PSE&G BPU | No | QA SELECTED | 2015-03-30 | 2015-05-21
SRP37582 | SREC Solar | SIMMONS |  | 9.945 | 0 | Residential | 1 | WILLINGBORO | 8046 | 13 | VIVINT SOLAR | PSE&G BPU | No | QA SELECTED | 2015-03-30 | 2015-05-21
SRP37631 | SREC Solar | PENNY |  | 8.25 | 0 | Residential | 1 | SOMERDALE | 8083 | 14 | SUNGEVITY, INC. | PSE&G BPU | No | Complete | 2015-03-30 | 2015-04-17 | 2015-04-22 | 2015-04-22
SRP37636 | SREC Solar | DEVOE |  | 7.75 | 0 | Residential | 1 | SOMERSET | 8873 | 5 | SUNGEVITY, INC. | PSE&G BPU | No | QA SELECTED | 2015-03-30 | 2015-05-27
SRP37650 | SREC Solar | WILFONG |  | 4.08 | 0 | Residential | 1 | DOVER | 7801 | 3 | VIVINT SOLAR | JCP&L | No | Complete | 2015-03-30 | 2015-04-24 | 2015-05-08 | 2015-05-08
SRP37656 | SREC Solar | EHRLICH |  | 3 | 0 | Residential | 0 | HIGHLAND PARK | 8904 | 11 | SUNGEVITY, INC. | PSE&G BPU | No | Complete | 2015-03-30 | 2015-04-15 | 2015-04-27 | 2015-04-27
SRP37659 | SREC Solar | HANLEY |  | 15 | 0 | Residential | 1 | MARLBORO | 7746 | 17 | SUNGEVITY, INC. | JCP&L | No | Complete | 2015-03-30 | 2015-05-12 | 2015-05-21 | 2015-05-21
SRP37666 | SREC Solar | THOMSEN |  | 5.75 | 0 | Residential | 1 | HIGH BRIDGE | 8829 | 4 | SUNGEVITY, INC. | JCP&L | No | QC Selected | 2015-03-30 | 2015-04-17
SRP37818 | SREC Solar | SCHULTZ |  | 9.69 | 0 | Residential | 1 | WEST DEPTFORD | 8086 | 15 | TRINITY HEATING AND AIR | PSE&G BPU | No | QA SELECTED | 2015-04-06 | 2015-05-27
SRP37884 | SREC Solar | BUSCIO |  | 6.885 | 0 | Residential | 1 | BAYVILLE | 8721 | 18 | NJR HOME SERVICES | JCP&L | No | QC Selected | 2015-04-06 | 2015-05-12
SRP37934 | SREC Solar | STEEL |  | 12.24 | 0 | Residential | 1 | SOUTHAMPTON | 8088 | 13 | SEA BRIGHT SOLAR, LLC | PSE&G BPU | No | QA SELECTED | 2015-04-06 | 2015-05-27
SRP37987 | SREC Solar | SMITH |  | 10.2 | 0 | Residential | 1 | WILLINGBORO | 8046 | 13 | VIVINT SOLAR | PSE&G BPU | No | QA SELECTED | 2015-04-06 | 2015-05-20
SRP38020 | SREC Solar | GRIER |  | 6.12 | 0 | Residential | 1 | WILLINGBORO | 8046 | 13 | VIVINT SOLAR | PSE&G BPU | No | QA SELECTED | 2015-04-13 | 2015-05-21
SRP38128 | SREC Solar | ABRAMOWITZ |  | 9.435 | 0 | Residential | 0 | OCEAN | 7712 | 17 | TRINITY HEATING AND AIR | JCP&L | No | Complete | 2015-04-13 | 2015-05-07 | 2015-05-20 | 2015-05-20
SRP38130 | SREC Solar | DIAZ |  | 5 | 0 | Residential | 1 | ANDOVER | 7821 | 1 | NRG HOME SOLAR | JCP&L | No | QA SELECTED | 2015-04-13 | 2015-05-22
SRP38131 | SREC Solar | CEA | EAST BROOK MIDDLE SCHOOL | 231 | 0 | School Public K-12 | 1 | PARAMUS | 7652 | 7 | ALTEC BUILDING SYSTEMS | PSE&G BPU | No | Complete | 2015-04-13 | 2015-05-11 | 2015-05-20 | 2015-05-20
SRP38133 | SREC Solar | CEA | WESTBROOK ELEMENTARY SCHOOL | 310.2 | 0 | School Public K-12 | 1 | PARAMUS | 7652 | 7 | ALTEC BUILDING SYSTEMS | PSE&G BPU | No | Complete | 2015-04-13 | 2015-05-11 | 2015-05-20 | 2015-05-20
SRP38147 | SREC Solar | CORKUM | FIRST ASSEMBLY OF GOD CHURCH | 12.96 | 0 | Non Profit | 1 | SALEM | 8079 | 16 | RCL ENTERPRISES INC. | AC Electric | No | QA SELECTED | 2015-04-13 | 2015-05-27
SRP38148 | SREC Solar | CORKUM | FIRST ASSEMBLY OF GOD | 23.76 | 0 | Non Profit | 1 | SALEM | 8079 | 16 | RCL ENTERPRISES INC. | AC Electric | No | QA SELECTED | 2015-04-13 | 2015-05-27
SRP38214 | SREC Solar | KHAN |  | 4.25 | 0 | Residential | 1 | ISELIN | 8830 | 11 | NRG HOME SOLAR | PSE&G BPU | No | QA SELECTED | 2015-04-13 | 2015-05-22
SRP38267 | SREC Solar | CEA | PARKWAY ELEMENTARY SCHOOL | 283.03 | 0 | School Public K-12 | 1 | PARAMUS | 7652 | 7 | ALTEC BUILDING SYSTEMS | PSE&G BPU | No | Complete | 2015-04-20 | 2015-05-11 | 2015-05-21 | 2015-05-21
SRP38433 | SREC Solar | LYNCH |  | 9.62 | 0 | Residential | 1 | RUNNEMEDE | 8078 | 14 | SUNRUN INSTALLATION SERVICES, INC | PSE&G BPU | No | QA SELECTED | 2015-04-20 | 2015-05-27
SRP38488 | SREC Solar | CHEN |  | 7.14 | 0 | Residential | 1 | EAST BRUNSWICK | 8816 | 11 | VIVINT SOLAR | PSE&G BPU | No | Complete | 2015-04-20 | 2015-05-11 | 2015-05-21 | 2015-05-21
SRP38685 | SREC Solar | FABER |  | 9.62 | 0 | Residential | 1 | MILFORD | 8848 | 4 | SUNRUN INSTALLATION SERVICES, INC | JCP&L | No | QA SELECTED | 2015-04-27 | 2015-05-27
SRP38771 | SREC Solar | SABIA |  | 4.05 | 0 | Residential | 1 | TOMS RIVER | 8757 | 18 | TRINITY HEATING AND AIR | JCP&L | No | QA SELECTED | 2015-04-27 | 2015-05-27
SRP38774 | SREC Solar | MURRAY |  | 7.5 | 0 | Residential | 1 | EGG HARBOR TOWNSHIP | 8234 | 19 | SUNGEVITY, INC. | AC Electric | No | QA SELECTED | 2015-04-27 | 2015-05-15
SRP38854 | SREC Solar | MURZYN |  | 7.14 | 0 | Residential | 0 | GLASSBORO | 8028 | 15 | RCL ENTERPRISES INC. | AC Electric | No | QA SELECTED | 2015-05-04 | 2015-05-19
SRP38981 | SREC Solar | GIBBONS |  | 4.845 | 0 | Residential | 1 | SPOTSWOOD | 8884 | 11 | SUNRUN INSTALLATION SERVICES, INC | JCP&L | No | QA SELECTED | 2015-05-04 | 2015-05-27
SRP39046 | SREC Solar | BASARA |  | 8.58 | 0 | Residential | 1 | WILLIAMSTOWN | 8094 | 15 | SUNRUN INSTALLATION SERVICES, INC | AC Electric | No | QA SELECTED | 2015-05-11 | 2015-05-26
SRP39071 | SREC Solar | BHUSKUTE |  | 7 | 0 | Residential | 1 | MORGANVILLE | 7751 | 17 | SUNGEVITY, INC. | JCP&L | No | QA SELECTED | 2015-05-11 | 2015-05-27

## Definitions
NJCEP Status Code Definitions
The status codes in the Project List tab are defined below:
QC Selected/ QA SELECTED (Final as built documents were received and accepted, project is in QC/QA Inspection phase)
- For program reporting purposes, projects are considered as "Installed" when they reach the QC/QA Selected status.
- Projects that have passed inspection but are missing paper work will remain at QC/QA Selected until the missing items are provided by the applicant.
- Please check for an email communication from the Market Manager processing team after the inspector has notified you that your project passed inspection. If any items are missing please supply them as soon as possible.
Install Complete (All NJCEP requirements have been met, the NJ certification number is in the process of being issued.
Complete (All NJCEP requirements have been met, the NJ certification number was issued and sent to the registrant and to GATS for verification (see “Sent to GATS Date” column). For rebate program projects, the complete date is the date that the rebate payment check was issued.

## List Codes
Description of Codes Used In Project List
County Code | County | TPO Code | Description
1 | Sussex | 0 | Did Not use TPO
2 | Warren | 1 | Used TPO
3 | Morris | Blank | Unknown
4 | Hunterdon
5 | Somerset
6 | Passaic
7 | Bergen
8 | Hudson
9 | Essex
10 | Union
11 | Middlesex
12 | Mercer
13 | Burlington
14 | Camden
15 | Gloucester
16 | Salem
17 | Monmouth
18 | Ocean
19 | Atlantic
20 | Cumberland
21 | Cape May