SRP08325 | SOLYNDRA | SL-002-182U | 200 | 172 | 270 | 7 |  | Solar | FIXED | Roof
SRP08326 | ET SOLAR INDUSTRY | ET-P672280 | 285 | 22 | 175 | 20 |  | Solar | FIXED | Roof
SRP08328 | SHARP | ND-208UC1 | 240 | 15 | 167 | 42 |  | Solar | FIXED | Roof
SRP08329 | SOLARWORLD | SW185MONO | 235 | 336 | 180 | 23 |  | Solar | FIXED | Ground
SRP08330 | BAODING YINGLI NEW ENERGY RESOURCES CO | YL175(156) | 235 | 10 | 254 | 30 |  | Solar | FIXED | Roof
SRP08331 | CHANGZHOU TRINA SOLAR ENERGY CO | TSM-185D | 240 | 30 | 207 | 28 |  | Solar | FIXED | Roof
SRP08332 | CHANGZHOU TRINA SOLAR ENERGY CO | TSM-185D | 230 | 14 | 132 | 22 |  | Solar | FIXED | Roof
SRP08332 | CHANGZHOU TRINA SOLAR ENERGY CO | TSM-185D | 230 | 12 | 222 | 22 |  | Solar | FIXED | Roof
SRP08337 | UNKNOWN | UNKNOWN | 240 | 120 | 202 | 10 |  | Solar | FIXED | Roof
SRP08338 | SUNTECH POWER | STP190-18/UB-1 | 190 | 42 | 188.8 | 25 |  | Solar | FIXED | Roof
SRP08339 | CHANGZHOU TRINA SOLAR ENERGY CO | TSM-185D | 240 | 20 | 217 | 15 |  | Solar | FIXED | Roof
SRP08340 | CHANGZHOU TRINA SOLAR ENERGY CO | TSM-185D | 240 | 18 | 212 | 20 |  | Solar | FIXED | Roof
SRP08341 | SUNTECH POWER | STP170S-24/AB-1 | 190 | 58 | 136.8 | 20 |  | Solar | FIXED | Roof
SRP08342 | CHANGZHOU TRINA SOLAR ENERGY CO | TSM-185D | 240 | 22 | 108 | 35 |  | Solar | FIXED | Roof
SRP08344 | MATRIX SOLAR/PHOTOWATT | PW1650-175 | 245 | 18 | 178 | 28 |  | Solar | FIXED | Roof
SRP08344 | MATRIX SOLAR/PHOTOWATT | PW1650-175 | 245 | 12 | 268 | 44 |  | Solar | FIXED | Roof
SRP08345 | SOLAR POWER (SPI) | SP170FM22 | 235 | 4 | 157 | 34 |  | Solar | FIXED | Roof
SRP08345 | SOLAR POWER (SPI) | SP170FM22 | 235 | 22 | 247 | 33 |  | Solar | FIXED | Roof
SRP08345 | SOLAR POWER (SPI) | SP205FP12 | 235 | 33 | 247 | 34 |  | Solar | FIXED | Roof
SRP08347 | ET SOLAR INDUSTRY | ET-A-P672285B | 285 | 14 | 179 | 33 |  | Solar | FIXED | Roof
SRP08349 | SUNPOWER | SPR-230-WHT-U | 240 | 64 | 159 | 30 |  | Solar | FIXED | Roof
SRP08351 | SUNTECH POWER | STP190S-18/UB-1 | 190 | 50 | 232.2 | 20 |  | Solar | FIXED | Roof
SRP08353 | CHANGZHOU TRINA SOLAR ENERGY CO | TSM-185D | 240 | 30 | 177 | 24 |  | Solar | FIXED | Roof
SRP08355 | SUNTECH POWER | STP190-18/UB-1 | 190 | 46 | 182 | 35 |  | Solar | FIXED | Roof
SRP08356 | SUNTECH POWER | STP190-18/UB-1 | 190 | 62 | 194 | 33 |  | Solar | FIXED | Roof
SRP08357 | CHANGZHOU TRINA SOLAR ENERGY CO | TSM-185D | 240 | 16 | 145.3 | 35 |  | Solar | FIXED | Roof
SRP08357 | CHANGZHOU TRINA SOLAR ENERGY CO | TSM-185D | 240 | 36 | 235.3 | 30 |  | Solar | FIXED | Roof
SRP08359 | CANADIAN SOLAR | CS6P-230 | 240 | 624 | 219 | 11 |  | Solar | FIXED | Roof
SRP08360 | CHANGZHOU TRINA SOLAR ENERGY CO | TSM-185D | 240 | 52 | 217 | 5 |  | Solar | FIXED | Roof
SRP08361 | SUNPOWER | SPR-230-WHT-U | 230 | 12 | 165 | 11 |  | Solar | FIXED | Roof
SRP08361 | SUNPOWER | SPR-230-WHT-U | 230 | 12 | 165 | 23 |  | Solar | FIXED | Roof
SRP08363 | CHANGZHOU TRINA SOLAR ENERGY CO | TSM-185D | 240 | 325 | 176 | 5 |  | Solar | FIXED | Roof
SRP08366 | SUNPOWER | SPR-315E-WHT-U | 320 | 104 | 180 | 35 |  | Solar | FIXED | Ground
SRP08367 | CHANGZHOU TRINA SOLAR ENERGY CO | TSM-185D | 240 | 156 | 166 | 5 |  | Solar | FIXED | Roof
SRP08368 | MC SOLAR | BP970B | 240 | 183 | 195 | 5 |  | Solar | FIXED | Roof
SRP08369 | SUNPOWER | SPR-230NE-BLK-D | 230 | 44 | 206 | 31 |  | Solar | FIXED | Roof
SRP08370 | SUNPOWER | SPR-230-WHT-U | 240 | 38 | 225 | 26 |  | Solar | FIXED | Roof
SRP08372 | MATRIX SOLAR/PHOTOWATT | PW1250-115 | 240 | 370 | 179 | 5 |  | Solar | FIXED | Roof
SRP08374 | SUNTECH POWER | STP210S-18/UB-1 | 245 | 17 | 122 | 25 |  | Solar | FIXED | Roof
SRP08374 | SUNTECH POWER | STP210S-18/UB-1 | 245 | 10 | 212 | 12 |  | Solar | FIXED | Roof
SRP08374 | SUNTECH POWER | STP210S-18/UB-1 | 245 | 10 | 212 | 25 |  | Solar | FIXED | Roof
SRP08375 | MATRIX SOLAR/PHOTOWATT | PW1650-175 | 240 | 712 | 224 | 5 |  | Solar | FIXED | Roof
SRP08376 | SUNTECH POWER | STP190S-18/UB-1 | 190 | 30 | 136 | 23 |  | Solar | FIXED | Roof
SRP08377 | ASTROPOWER | AP-100 | 280 | 1078 | 185 | 5 |  | Solar | FIXED | Roof
SRP08379 | ASTROPOWER | LAP-425 | 280 | 1089 | 176 | 5 |  | Solar | FIXED | Roof
SRP08381 | SUNTECH POWER | STP190-18/UB-1 | 190 | 18 | 96 | 21 |  | Solar | FIXED | Roof
SRP08381 | SUNTECH POWER | STP190-18/UB-1 | 190 | 6 | 186 | 36 |  | Solar | FIXED | Roof
SRP08381 | SUNTECH POWER | STP190-18/UB-1 | 190 | 10 | 276 | 21 |  | Solar | FIXED | Roof
SRP08383 | ASTROPOWER | AP-100 | 285 | 440 | 182 | 5 |  | Solar | FIXED | Roof
SRP08384 | ASTROPOWER | AP-100 | 280 | 1034 | 176 | 5 |  | Solar | FIXED | Roof
SRP08386 | SUNTECH POWER | STP190S-18/UB-1 | 190 | 18 | 125 | 27 |  | Solar | FIXED | Roof
SRP08386 | SUNTECH POWER | STP190S-18/UB-1 | 190 | 14 | 215 | 27 |  | Solar | FIXED | Roof
SRP08388 | CANADIAN SOLAR | CS6P-230 | 240 | 9 | 168 | 22 |  | Solar | FIXED | Roof
SRP08388 | CANADIAN SOLAR | CS6P-230 | 240 | 49 | 168 | 40 |  | Solar | FIXED | Roof
SRP08389 | NINGBO SOLAR ELECTRIC POWER | TDB125X125-72-P 175W | 230 | 30 | 124 | 35 |  | Solar | FIXED | Roof
SRP08390 | CONERGY AG | S 175MU | 235 | 39 | 183 | 40 |  | Solar | FIXED | Roof
SRP08392 | MATRIX SOLAR/PHOTOWATT | PW1000-95 | 240 | 16 | 111 | 19 |  | Solar | FIXED | Roof
SRP08392 | MATRIX SOLAR/PHOTOWATT | PW750-70 | 240 | 25 | 202 | 45 |  | Solar | FIXED | Roof
SRP08393 | SUNTECH POWER | STP210S-18/UB-1 | 245 | 7 | 131 | 42 |  | Solar | FIXED | Roof
SRP08393 | SUNTECH POWER | STP210-18/UB-1 | 245 | 29 | 221 | 35 |  | Solar | FIXED | Roof
SRP08394 | CHANGZHOU TRINA SOLAR ENERGY CO | TSM-185D | 230 | 39 | 169 | 27 |  | Solar | FIXED | Roof
SRP08396 | SOLAR POWER (SPI) | SP205FP12 | 235 | 13 | 153 | 38 |  | Solar | FIXED | Roof
SRP08396 | SOLAR POWER (SPI) | SP205FP12 | 235 | 1 | 243 | 38 |  | Solar | FIXED | Roof
SRP08398 | SUNTECH POWER | STP210S-18/UB-1 | 245 | 25 | 173 | 24 |  | Solar | FIXED | Roof
SRP08399 | CANADIAN SOLAR | CS5P-240 | 250 | 40 | 112 | 37 |  | Solar | FIXED | Roof
SRP08400 | CHANGZHOU TRINA SOLAR ENERGY CO | TSM-185D | 235 | 29 | 126 | 12 |  | Solar | FIXED | Roof
SRP08400 | CHANGZHOU TRINA SOLAR ENERGY CO | TSM-185D | 235 | 4 | 216 | 12 |  | Solar | FIXED | Roof
SRP08400 | CHANGZHOU TRINA SOLAR ENERGY CO | TSM-185D | 235 | 6 | 216 | 18 |  | Solar | FIXED | Roof
SRP08401 | CHANGZHOU TRINA SOLAR ENERGY CO | TSM-185D | 235 | 18 | 208 | 19 |  | Solar | FIXED | Roof
SRP08402 | CHANGZHOU TRINA SOLAR ENERGY CO | TSM-185D | 240 | 30 | 105 | 34 |  | Solar | FIXED | Roof
SRP08403 | CHANGZHOU TRINA SOLAR ENERGY CO | TSM-185D | 240 | 26 | 211 | 21 |  | Solar | FIXED | Roof
SRP08405 | CEEG (SHANGHAI) SOLAR SCIENCE AND TECHNOLOGY CO | SST 190-72M | 230 | 40 | 113 | 10 |  | Solar | FIXED | Roof
SRP08405 | CEEG (SHANGHAI) SOLAR SCIENCE AND TECHNOLOGY CO | SST 190-72M | 240 | 44 | 113 | 10 |  | Solar | FIXED | Roof
SRP08406 | KYOCERA SOLAR | KD210GX-LP | 245 | 52 | 165 | 29 |  | Solar | FIXED | Roof
SRP08407 | MATRIX SOLAR/PHOTOWATT | PW1000-100 | 230 | 50 | 113 | 10 |  | Solar | FIXED | Roof
SRP08407 | UNKNOWN | UNKNOWN | 240 | 115 | 113 | 10 |  | Solar | FIXED | Roof
SRP08407 | UNKNOWN | UNKNOWN | 240 | 40 | 203 | 10 |  | Solar | FIXED | Roof
SRP08408 | KYOCERA SOLAR | KD210GX-LP | 245 | 18 | 119 | 36 |  | Solar | FIXED | Roof
SRP08408 | KYOCERA SOLAR | KD210GX-LP | 245 | 10 | 119 | 37 |  | Solar | FIXED | Roof
SRP08408 | KYOCERA SOLAR | KD210GX-LP | 245 | 22 | 209 | 36 |  | Solar | FIXED | Roof
SRP08409 | SANYO ELECTRIC | HIP-205BA5 | 220 | 14 | 90 | 23 |  | Solar | FIXED | Roof
SRP08409 | SANYO ELECTRIC | HIP-205BA5 | 220 | 8 | 270 | 22 |  | Solar | FIXED | Roof
SRP08410 | UNKNOWN | UNKNOWN | 255 | 22 | 157 | 10 |  | Solar | FIXED | Roof
SRP08410 | UNKNOWN | UNKNOWN | 255 | 21 | 157 | 45 |  | Solar | FIXED | Roof
SRP08411 | BAODING YINGLI NEW ENERGY RESOURCES CO | YL175(156) | 230 | 30 | 200 | 36 |  | Solar | FIXED | Roof
SRP08412 | CHANGZHOU TRINA SOLAR ENERGY CO | TSM-185D | 240 | 36 | 129 | 30 |  | Solar | FIXED | Roof
SRP08413 | KYOCERA SOLAR | KD210GX-LP | 245 | 49 | 181 | 36 |  | Solar | FIXED | Roof
SRP08414 | SUNPOWER | SPR-315E-WHT-U | 320 | 48 | 180 | 35 |  | Solar | FIXED | Ground
SRP08415 | SANYO ELECTRIC | HIP-205BA5 | 220 | 42 | 135 | 39 |  | Solar | FIXED | Roof
SRP08415 | SANYO ELECTRIC | HIP-205BA19 | 220 | 23 | 225 | 40 |  | Solar | FIXED | Roof
SRP08416 | SUNTECH POWER | STP190-18/UB-1 | 190 | 44 | 200.1 | 35 |  | Solar | FIXED | Roof
SRP08417 | KYOCERA SOLAR | KD210GX-LP | 245 | 22 | 177 | 24 |  | Solar | FIXED | Roof
SRP08417 | KYOCERA SOLAR | KC175GT | 245 | 16 | 267 | 28 |  | Solar | FIXED | Roof
SRP08418 | SUNTECH POWER | STP190-18/UB-1 | 190 | 55 | 269.6 | 30 |  | Solar | FIXED | Roof
SRP08419 | MATRIX SOLAR/PHOTOWATT | PW1650-175 | 245 | 22 | 176 | 17 |  | Solar | FIXED | Roof
SRP08420 | SUNTECH POWER | STP190S-18/UB-1 | 185 | 36 | 122.4 | 25 |  | Solar | FIXED | Roof
SRP08421 | SHARP | NT-S5E1U | 240 | 221 | 217 | 2 |  | Solar | FIXED | Roof
SRP08421 | SHARP | NT-188U1 | 240 | 143 | 217 | 10 |  | Solar | FIXED | Roof
SRP08422 | CHANGZHOU TRINA SOLAR ENERGY CO | TSM-185D | 230 | 26 | 211.5 | 23 |  | Solar | FIXED | Roof
SRP08423 | SHARP | NT-188U1 | 240 | 148 | 150 | 2 |  | Solar | FIXED | Roof
SRP08423 | SHARP | NT-188U1 | 240 | 440 | 150 | 10 |  | Solar | FIXED | Roof
SRP08424 | ASTROPOWER | LAPX-300 | 280 | 231 | 149 | 5 |  | Solar | FIXED | Roof
SRP08424 | ASTROPOWER | LAPX-300 | 285 | 770 | 149 | 5 |  | Solar | FIXED | Roof
SRP08425 | SHARP | ND-224UC1 | 240 | 112 | 137 | 11 |  | Solar | FIXED | Roof
SRP08425 | SHARP | ND-220U1F | 240 | 112 | 200 | 11 |  | Solar | FIXED | Roof
SRP08426 | CHANGZHOU TRINA SOLAR ENERGY CO | TSM-185D | 230 | 24 | 211 | 19 |  | Solar | FIXED | Roof
SRP08427 | SUNTECH POWER | STP190-18/UB-1 | 190 | 39 | 153.1 | 25 |  | Solar | FIXED | Roof
SRP08429 | CANADIAN SOLAR | CS6P-230 | 235 | 31 | 213 | 22 |  | Solar | FIXED | Roof
SRP08430 | SUNPOWER | SPR-225-BLK-U | 225 | 50 | 190 | 20 |  | Solar | FIXED | Roof
SRP08431 | CHANGZHOU TRINA SOLAR ENERGY CO | TSM-185D | 235 | 33 | 259 | 30 |  | Solar | FIXED | Roof
SRP08432 | BAODING YINGLI NEW ENERGY RESOURCES CO | YL175(156) | 235 | 20 | 217 | 21 |  | Solar | FIXED | Roof
SRP08434 | CHANGZHOU TRINA SOLAR ENERGY CO | TSM-185D | 240 | 40 | 129.3 | 25 |  | Solar | FIXED | Roof
SRP08435 | ASTROPOWER | AP-100 | 280 | 418 | 185 | 5 |  | Solar | FIXED | Roof
SRP08437 | SUNTECH POWER | STP190S-18/UB-1 | 190 | 9 | 148 | 25 |  | Solar | FIXED | Roof
SRP08437 | SUNTECH POWER | STP190-18/UB-1 | 190 | 27 | 238 | 35 |  | Solar | FIXED | Roof
SRP08438 | SUNTECH POWER | STP180-24/AB-1 | 185 | 56 | 119 | 30 |  | Solar | FIXED | Roof
SRP08439 | SUNTECH POWER | STP190S-18/UB-1 | 190 | 16 | 113.9 | 20 |  | Solar | FIXED | Roof
SRP08439 | SUNTECH POWER | STP190-18/UB-1 | 190 | 32 | 189 | 15 |  | Solar | FIXED | Roof
SRP08440 | CHANGZHOU TRINA SOLAR ENERGY CO | TSM-185D | 240 | 20 | 140 | 30 |  | Solar | FIXED | Roof
SRP08441 | SUNTECH POWER | STP190-18/UB-1 | 190 | 20 | 196.1 | 25 |  | Solar | FIXED | Roof
SRP08442 | SUNTECH POWER | STP190-18/UB-1 | 190 | 27 | 202 | 46 |  | Solar | FIXED | Roof
SRP08443 | BP SOLAR | SX3195S | 195 | 18 | 135 | 20 |  | Solar | FIXED | Roof
SRP08443 | BP SOLAR | SX3195S | 195 | 42 | 229 | 20 |  | Solar | FIXED | Roof
SRP08444 | MC SOLAR | BP970B | 240 | 28 | 190 | 36 |  | Solar | FIXED | Roof
SRP08446 | CHANGZHOU TRINA SOLAR ENERGY CO | TSM-185D | 240 | 28 | 184 | 25 |  | Solar | FIXED | Roof
SRP08447 | CHANGZHOU TRINA SOLAR ENERGY CO | TSM-185D | 240 | 26 | 211 | 35 |  | Solar | FIXED | Roof
SRP08448 | KYOCERA SOLAR | KC200GT | 245 | 18 | 153 | 40 |  | Solar | FIXED | Roof
SRP08449 | CHANGZHOU TRINA SOLAR ENERGY CO | TSM-185D | 240 | 16 | 103 | 35 |  | Solar | FIXED | Roof
SRP08449 | CHANGZHOU TRINA SOLAR ENERGY CO | TSM-185D | 240 | 9 | 193 | 25 |  | Solar | FIXED | Roof
SRP08449 | CHANGZHOU TRINA SOLAR ENERGY CO | TSM-185D | 240 | 7 | 193 | 50 |  | Solar | FIXED | Roof
SRP08452 | CHANGZHOU TRINA SOLAR ENERGY CO | TSM-185D | 240 | 41 | 116.4 | 30 |  | Solar | FIXED | Roof
SRP08453 | SOLARWORLD | SW185MONO | 245 | 24934 | 160 | 0 |  | Solar | 1AXIS | Ground
SRP08454 | KYOCERA SOLAR | KD210GX-LP | 215 | 29 | 177 | 20 |  | Solar | FIXED | Roof
SRP08455 | SUNTECH POWER | STP190-18/UB-1 | 190 | 22 | 171 | 40 |  | Solar | FIXED | Roof
SRP08457 | SUNTECH POWER | STP190-18/UB-1 | 190 | 34 | 157 | 20 |  | Solar | FIXED | Roof
SRP08457 | SUNTECH POWER | STP190S-18/UB-1 | 190 | 26 | 247 | 20 |  | Solar | FIXED | Roof
SRP08458 | CHANGZHOU TRINA SOLAR ENERGY CO | TSM-185D | 240 | 14 | 90 | 25 |  | Solar | FIXED | Roof
SRP08458 | CHANGZHOU TRINA SOLAR ENERGY CO | TSM-185D | 240 | 28 | 180 | 30 |  | Solar | FIXED | Roof
SRP08459 | CHANGZHOU TRINA SOLAR ENERGY CO | TSM-185D | 240 | 27 | 203.1 | 25 |  | Solar | FIXED | Roof
SRP08460 | BAODING YINGLI NEW ENERGY RESOURCES CO | YL175(156) | 235 | 44 | 183 | 30 |  | Solar | FIXED | Roof
SRP08461 | UNITED SOLAR OVONIC | ASR-120 | 230 | 96 | 140 | 30 |  | Solar | FIXED | Ground
SRP08462 | MATRIX SOLAR/PHOTOWATT | PW1000-100 | 240 | 17 | 139 | 24 |  | Solar | FIXED | Roof
SRP08462 | MATRIX SOLAR/PHOTOWATT | PW1000-100 | 240 | 10 | 229 | 24 |  | Solar | FIXED | Roof
SRP08463 | SOLARWORLD | SW185MONO | 235 | 22 | 167 | 10 |  | Solar | FIXED | Roof
SRP08463 | SOLARWORLD | SW185MONO | 235 | 6 | 167 | 11 |  | Solar | FIXED | Roof
SRP08463 | SOLARWORLD | SW185MONO | 235 | 52 | 167 | 40 |  | Solar | FIXED | Roof
SRP08467 | MATRIX SOLAR/PHOTOWATT | PW1000-100 | 240 | 24 | 250 | 26 |  | Solar | FIXED | Roof
SRP08468 | CANADIAN SOLAR | CS6P-230 | 235 | 36 | 236 | 35 |  | Solar | FIXED | Roof
SRP08473 | CHANGZHOU TRINA SOLAR ENERGY CO | TSM-185D | 240 | 11 | 266.4 | 40 |  | Solar | FIXED | Roof
SRP08474 | SUNTECH POWER | STP190-18/UB-1 | 190 | 35 | 241 | 33 |  | Solar | FIXED | Roof
SRP08475 | CHANGZHOU TRINA SOLAR ENERGY CO | TSM-185D | 240 | 36 | 229.5 | 30 |  | Solar | FIXED | Roof
SRP08477 | SUNTECH POWER | STP190-18/UB-1 | 190 | 46 | 151 | 20 |  | Solar | FIXED | Roof
SRP08478 | SUNPOWER | SPR-315E-WHT-U | 320 | 16 | 173 | 15 |  | Solar | FIXED | Roof
SRP08480 | SUNTECH POWER | STP190-18/UB-1 | 190 | 57 | 116 | 20 |  | Solar | FIXED | Roof
SRP08481 | SUNTECH POWER | STP190-18/UB-1 | 190 | 55 | 195 | 30 |  | Solar | FIXED | Roof
SRP08482 | SUNPOWER | SPR-225-BLK-U | 225 | 18 | 203 | 33 |  | Solar | FIXED | Roof
SRP08483 | UNKNOWN | UNKNOWN | 250 | 572 | 217 | 10 |  | Solar | FIXED | Roof
SRP08484 | CHANGZHOU TRINA SOLAR ENERGY CO | TSM-185D | 240 | 28 | 189.1 | 35 |  | Solar | FIXED | Roof
SRP08485 | SUNTECH POWER | STP210S-18/UB-1 | 280 | 616 | 189 | 10 |  | Solar | FIXED | Roof
SRP08486 | CHANGZHOU TRINA SOLAR ENERGY CO | TSM-185D | 235 | 26 | 231 | 23 |  | Solar | FIXED | Roof
SRP08487 | SUNTECH POWER | STP210S-18/UB-1 | 280 | 1430 | 217.5 | 10 |  | Solar | FIXED | Roof
SRP08488 | CANADIAN SOLAR | CS6P-230 | 235 | 8 | 125 | 31 |  | Solar | FIXED | Roof
SRP08488 | CANADIAN SOLAR | CS6P-230 | 235 | 7 | 217 | 37 |  | Solar | FIXED | Roof
SRP08489 | SHARP | ND-U240Q2 | 240 | 1170 | 217 | 10 |  | Solar | FIXED | Roof
SRP08489 | SHARP | ND-U240Q2 | 240 | 728 | 307 | 5 |  | Solar | FIXED | Roof
SRP08490 | CANADIAN SOLAR | CS6P-230 | 235 | 24 | 36 | 8 |  | Solar | FIXED | Roof
SRP08490 | CANADIAN SOLAR | CS6P-230 | 235 | 11 | 216 | 34 |  | Solar | FIXED | Roof
SRP08492 | CANADIAN SOLAR | CS6P-230 | 235 | 17 | 216 | 25 |  | Solar | FIXED | Roof
SRP08493 | SHARP | ND-224UC1 | 235 | 12 | 265 | 30 |  | Solar | FIXED | Roof
SRP08496 | CANADIAN SOLAR | CS6P-230 | 235 | 27 | 128 | 27 |  | Solar | FIXED | Roof
SRP08498 | MATRIX SOLAR/PHOTOWATT | PW1650-175 | 240 | 28 | 250 | 22 |  | Solar | FIXED | Roof
SRP08499 | CANADIAN SOLAR | CS6P-230 | 235 | 15 | 219 | 39 |  | Solar | FIXED | Roof
SRP08500 | CANADIAN SOLAR | CS6P-230 | 235 | 33 | 214 | 32 |  | Solar | FIXED | Roof
SRP08501 | CANADIAN SOLAR | CS6P-230 | 235 | 11 | 217 | 28 |  | Solar | FIXED | Roof
SRP08502 | SOLARWORLD | SW185MONO | 235 | 700 | 180 | 23 |  | Solar | FIXED | Ground
SRP08503 | SUNTECH POWER | STP210S-18/UB-1 | 280 | 660 | 189 | 10 |  | Solar | FIXED | Roof
SRP08504 | CANADIAN SOLAR | CS6P-230 | 235 | 16 | 204 | 31 |  | Solar | FIXED | Roof
SRP08505 | SUNTECH POWER | STP210S-18/UB-1 | 280 | 1221 | 194 | 10 |  | Solar | FIXED | Roof
SRP08506 | CHANGZHOU TRINA SOLAR ENERGY CO | TSM-185D | 240 | 24 | 136 | 35 |  | Solar | FIXED | Roof
SRP08506 | CHANGZHOU TRINA SOLAR ENERGY CO | TSM-185D | 240 | 24 | 226 | 35 |  | Solar | FIXED | Roof
SRP08507 | CONERGY AG | S 175MU | 235 | 26 | 234 | 38 |  | Solar | FIXED | Roof
SRP08509 | CHANGZHOU TRINA SOLAR ENERGY CO | TSM-185D | 240 | 8 | 240 | 17 |  | Solar | FIXED | Roof
SRP08509 | CHANGZHOU TRINA SOLAR ENERGY CO | TSM-185D | 240 | 16 | 240 | 20 |  | Solar | FIXED | Roof
SRP08510 | CANADIAN SOLAR | CS6P-230 | 235 | 6 | 216 | 15 |  | Solar | FIXED | Roof
SRP08510 | CANADIAN SOLAR | CS6P-230 | 235 | 18 | 216 | 24 |  | Solar | FIXED | Roof
SRP08511 | SUNTECH POWER | STP190S-18/UB-1 | 190 | 9 | 219 | 42 |  | Solar | FIXED | Roof
SRP08512 | CANADIAN SOLAR | CS6P-230 | 235 | 24 | 198 | 36 |  | Solar | FIXED | Roof
SRP08513 | SILIKEN MANUFACTURING USA | SLK60P6L 233 WP | 245 | 56 | 180 | 30 |  | Solar | FIXED | Ground
SRP08514 | CANADIAN SOLAR | CS6P-230 | 235 | 2 | 105 | 33 |  | Solar | FIXED | Roof
SRP08514 | CANADIAN SOLAR | CS6P-230 | 235 | 9 | 195 | 36 |  | Solar | FIXED | Roof
SRP08514 | CANADIAN SOLAR | CS6P-230 | 235 | 2 | 285 | 33 |  | Solar | FIXED | Roof
SRP08515 | CHANGZHOU TRINA SOLAR ENERGY CO | TSM-185D | 240 | 33 | 198 | 15 |  | Solar | FIXED | Roof
SRP08516 | CANADIAN SOLAR | CS6P-230 | 235 | 20 | 192 | 30 |  | Solar | FIXED | Roof
SRP08517 | ISOFOTON | I-150 S /12 | 245 | 9 | 181 | 31 |  | Solar | FIXED | Roof
SRP08518 | ET SOLAR INDUSTRY | ET-P672280 | 285 | 22 | 173 | 40 |  | Solar | FIXED | Roof
SRP08518 | ET SOLAR INDUSTRY | ET-P672280 | 285 | 7 | 263 | 40 |  | Solar | FIXED | Roof
SRP08521 | SCHUCO USA |  | 190 | 12 | 175 | 40 |  | Solar | FIXED | Ground
SRP08522 | SUNTECH POWER | STP210S-18/UB-1 | 275 | 2024 | 158 | 10 |  | Solar | FIXED | Roof
SRP08523 | MATRIX SOLAR/PHOTOWATT | PW1250-115 | 240 | 9 | 159 | 25 |  | Solar | FIXED | Roof
SRP08524 | BAODING YINGLI NEW ENERGY RESOURCES CO | 110(17)P1447X663 | 235 | 16 | 142 | 35 |  | Solar | FIXED | Roof
SRP08524 | BAODING YINGLI NEW ENERGY RESOURCES CO | 110(17)P1447X663 | 235 | 10 | 231 | 35 |  | Solar | FIXED | Roof
SRP08525 | SUNTECH POWER | STP210S-18/UB-1 | 280 | 3663 | 180 | 10 |  | Solar | FIXED | Roof
SRP08526 | SUNTECH POWER | STP210S-18/UB-1 | 275 | 3399 | 158 | 10 |  | Solar | FIXED | Roof
SRP08527 | BP SOLAR | SX3190S | 195 | 22 | 180 | 27 |  | Solar | FIXED | Roof
SRP08528 | SUNPOWER | SPR-315E-WHT-U | 327 | 1284 | 88 | 2 |  | Solar | FIXED | Ground
SRP08528 | SUNPOWER | SPR-315E-WHT-U | 327 | 1284 | 268 | 2 |  | Solar | FIXED | Ground
SRP08529 | SUNPOWER | SPR-315E-WHT-U | 327 | 2292 | 90 | 2 |  | Solar | FIXED | Ground
SRP08529 | SUNPOWER | SPR-315E-WHT-U | 327 | 384 | 178 | 12 |  | Solar | FIXED | Ground
SRP08529 | SUNPOWER | SPR-315E-WHT-U | 327 | 1996 | 268 | 2 |  | Solar | FIXED | Roof
SRP08529 | SUNPOWER | SPR-315E-WHT-U | 327 | 384 | 358 | 1 |  | Solar | FIXED | Ground
SRP08530 | CANADIAN SOLAR | CS6P-230 | 235 | 36 | 143 | 37 |  | Solar | FIXED | Roof
SRP08531 | SUNTECH POWER | STP210S-18/UB-1 | 240 | 19 | 104 | 34 |  | Solar | FIXED | Roof
SRP08533 | SUNPOWER | SPR-230-WHT-U | 240 | 54 | 200 | 20 |  | Solar | FIXED | Roof
SRP08534 | MATRIX SOLAR/PHOTOWATT | PW1650-175 | 240 | 40 | 194 | 27 |  | Solar | FIXED | Ground
SRP08538 | UNITED SOLAR OVONIC | ASR-120 | 280 | 77 | 169 | 21 |  | Solar | FIXED | Roof
SRP08538 | UNITED SOLAR OVONIC | ASR-120 | 280 | 187 | 221 | 6 |  | Solar | FIXED | Roof
SRP08539 | CHANGZHOU TRINA SOLAR ENERGY CO | TSM-185D | 235 | 24 | 169 | 19 |  | Solar | FIXED | Roof
SRP08541 | CANADIAN SOLAR | CS6P-230 | 230 | 15 | 225 | 26.6 |  | Solar | FIXED | Roof
SRP08542 | SUNTECH POWER | STP210S-18/UB-1 | 270 | 66 | 180 | 40 |  | Solar | 2AXIS | Ground
SRP08543 | CHANGZHOU TRINA SOLAR ENERGY CO | TSM-185D | 235 | 22 | 180 | 19 |  | Solar | FIXED | Roof
SRP08544 | CANADIAN SOLAR | CS6P-230 | 235 | 14 | 126 | 20 |  | Solar | FIXED | Roof
SRP08544 | CANADIAN SOLAR | CS6P-230 | 235 | 9 | 216 | 22 |  | Solar | FIXED | Roof
SRP08545 | SUNPOWER | SPR-230-WHT-U | 240 | 32 | 145 | 25 |  | Solar | FIXED | Ground
SRP08547 | CHANGZHOU TRINA SOLAR ENERGY CO | TSM-185D | 235 | 33 | 219 | 21 |  | Solar | FIXED | Roof
SRP08548 | LG ELECTRONICS SOLAR CELL DIVISION | LG240M1C-G2 | 240 | 611 | 191 | 10 |  | Solar | FIXED | Roof
SRP08549 | SANYO ELECTRIC | HIP-205BA5 | 220 | 42 | 223 | 5 |  | Solar | FIXED | Roof
SRP08550 | CANADIAN SOLAR | CS6P-230 | 290 | 180 | 192 | 10 |  | Solar | FIXED | Roof
SRP08551 | SUNTECH POWER | STP190-18/UB-1 | 190 | 32 | 182 | 22 |  | Solar | FIXED | Roof
SRP08552 | SUNPOWER | SPR-240E-WHT-D | 240 | 36 | 274 | 33.7 |  | Solar | FIXED | Roof
SRP08553 | ISOFOTON | I-100/12 | 245 | 117 | 196 | 10 |  | Solar | FIXED | Roof
SRP08555 | SUNPOWER | PL-SY-HIP-200CA8 | 240 | 26 | 267 | 40 |  | Solar | FIXED | Roof
SRP08557 | KYOCERA SOLAR | KD210GX-LP | 210 | 26 | 245 | 21 |  | Solar | FIXED | Roof
SRP08558 | SUNTECH POWER | STP180S-24/ADB+ | 180 | 18 | 191 | 30 |  | Solar | FIXED | Roof
SRP08559 | ISOFOTON | I-165 | 245 | 26 | 107 | 30 |  | Solar | FIXED | Roof
SRP08559 | ISOFOTON | I-165 | 245 | 13 | 196 | 10 |  | Solar | FIXED | Roof
SRP08559 | ISOFOTON | I-165 | 245 | 26 | 196 | 30 |  | Solar | FIXED | Roof
SRP08560 | ISOFOTON | I-100/12 | 245 | 611 | 167 | 10 |  | Solar | FIXED | Roof
SRP08561 | SUNTECH POWER | STP170-24/AB-1 | 280 | 28 | 144 | 18 |  | Solar | FIXED | Roof
SRP08562 | KYOCERA SOLAR | KD210GX-LP | 245 | 32 | 199 | 20 |  | Solar | FIXED | Roof
SRP08563 | CANADIAN SOLAR | CS4D-40 | 240 | 366 | 189 | 32 |  | Solar | FIXED | Ground
SRP08565 | ISOFOTON | I-100/12 | 240 | 8 | 83 | 11 |  | Solar | FIXED | Roof
SRP08565 | ISOFOTON | I-100/12 | 240 | 24 | 83 | 17 |  | Solar | FIXED | Roof
SRP08565 | ISOFOTON | I-100/12 | 240 | 43 | 263 | 20 |  | Solar | FIXED | Roof
SRP08566 | SILIKEN MANUFACTURING USA | SLK60P6L 233 WP | 250 | 30 | 183 | 21 |  | Solar | FIXED | Roof
SRP08566 | SILIKEN MANUFACTURING USA | SLK60P6L 233 WP | 250 | 20 | 183 | 32 |  | Solar | FIXED | Roof
SRP08569 | CHANGZHOU TRINA SOLAR ENERGY CO | TSM-185D | 235 | 26 | 237 | 19 |  | Solar | FIXED | Roof
SRP08569 | CHANGZHOU TRINA SOLAR ENERGY CO | TSM-185D | 235 | 25 | 237 | 40 |  | Solar | FIXED | Roof
SRP08570 | SOLARWORLD | SW165 POLY/T | 240 | 28 | 102 | 25 |  | Solar | FIXED | Roof
SRP08571 | ET SOLAR INDUSTRY | ET-P654185 | 185 | 30 | 142 | 46 |  | Solar | FIXED | Roof
SRP08571 | ET SOLAR INDUSTRY | ET-P654185 | 185 | 20 | 232 | 12 |  | Solar | FIXED | Roof
SRP08571 | ET SOLAR INDUSTRY | ET-P654185 | 185 | 20 | 232 | 46 |  | Solar | FIXED | Roof
SRP08572 | CHANGZHOU TRINA SOLAR ENERGY CO | TSM-185D | 240 | 18 | 147 | 32 |  | Solar | FIXED | Roof
SRP08574 | SANYO ELECTRIC | HIP-205BA5 | 244 | 27 | 145 | 30 |  | Solar | FIXED | Roof
SRP08574 | SANYO ELECTRIC | HIP-J54BA2 | 244 | 9 | 145 | 33 |  | Solar | FIXED | Roof
SRP08578 | UNKNOWN | UNKNOWN | 255 | 1750 | 219 | 10 |  | Solar | FIXED | Roof
SRP08579 | SUNPOWER | SPR-315E-WHT-U | 320 | 21 | 190 | 23 |  | Solar | FIXED | Roof
SRP08580 | UNKNOWN | UNKNOWN | 255 | 1218 | 219 | 10 |  | Solar | FIXED | Roof
SRP08581 | ET SOLAR INDUSTRY | ET-P672280 | 285 | 12 | 137 | 35 |  | Solar | FIXED | Roof
SRP08582 | ET SOLAR INDUSTRY | ET-P672280 | 285 | 27 | 151 | 33 |  | Solar | FIXED | Roof
SRP08583 | SUNTECH POWER | STP280-24/VD | 280 | 206 | 220 | 3 |  | Solar | FIXED | Roof
SRP08584 | MATRIX SOLAR/PHOTOWATT | PW1650-175 | 240 | 36 | 195 | 30 |  | Solar | FIXED | Ground
SRP08585 | BAODING YINGLI NEW ENERGY RESOURCES CO | YL175(156) | 235 | 36 | 116 | 34 |  | Solar | FIXED | Roof
SRP08587 | KYOCERA SOLAR | KD210GX-LP | 215 | 36 | 200 | 18 |  | Solar | FIXED | Roof
SRP08588 | MATRIX SOLAR/PHOTOWATT | PW1650-175 | 240 | 15 | 128 | 26 |  | Solar | FIXED | Roof
SRP08589 | BAODING YINGLI NEW ENERGY RESOURCES CO | YL175(156) | 235 | 6 | 168 | 40 |  | Solar | FIXED | Roof
SRP08589 | BAODING YINGLI NEW ENERGY RESOURCES CO | YL175(156) | 235 | 6 | 258 | 30 |  | Solar | FIXED | Roof
SRP08589 | BAODING YINGLI NEW ENERGY RESOURCES CO | YL175(156) | 235 | 8 | 258 | 40 |  | Solar | FIXED | Roof
SRP08591 | ASTROPOWER | AP-100 | 280 | 737 | 145 | 5 |  | Solar | FIXED | Roof
SRP08592 | CHANGZHOU TRINA SOLAR ENERGY CO | TSM-185D | 235 | 10 | 90 | 31 |  | Solar | FIXED | Roof
SRP08592 | CHANGZHOU TRINA SOLAR ENERGY CO | TSM-185D | 235 | 33 | 180 | 31 |  | Solar | FIXED | Roof
SRP08593 | SUNTECH POWER | STP190-18/UB-1 | 190 | 35 | 143 | 32 |  | Solar | FIXED | Roof
SRP08593 | PACIFIC SOLAR PTY LIMITED | PP-USA-213-S5 | 250 | 18 | 168 | 10 |  | Solar | FIXED | Ground
SRP08594 | CHANGZHOU TRINA SOLAR ENERGY CO | TSM-185D | 235 | 46 | 220 | 29 |  | Solar | FIXED | Roof
SRP08595 | CHANGZHOU TRINA SOLAR ENERGY CO | TSM-185D | 240 | 45 | 140 | 23 |  | Solar | FIXED | Roof
SRP08596 | UNKNOWN | UNKNOWN | 250 | 12 | 186 | 16 |  | Solar | FIXED | Roof
SRP08596 | UNKNOWN | UNKNOWN | 250 | 10 | 186 | 41 |  | Solar | FIXED | Roof
SRP08597 | SUNTECH POWER | STP210S-18/UB-1 | 240 | 52 | 175 | 30 |  | Solar | FIXED | Roof
SRP08598 | CONERGY AG | S 175MU | 235 | 936 | 156 | 10 |  | Solar | FIXED | Roof
SRP08599 | CONERGY AG | S 175MU | 235 | 715 | 156 | 10 |  | Solar | FIXED | Roof
SRP08601 | SUNTECH POWER | STP21018 | 210 | 47 | 182 | 24 |  | Solar | FIXED | Roof
SRP08602 | JIANGSU AIDE SOLAR ENERGY TECHNOLOGY | XZST-100W/12V | 245 | 793 | 210 | 10 |  | Solar | FIXED | Roof
SRP08603 | ISOFOTON | I-100/12 | 245 | 1729 | 188 | 9 |  | Solar | FIXED | Roof
SRP08604 | BP SOLAR | SX3190S | 195 | 22 | 179 | 40 |  | Solar | FIXED | Roof
SRP08605 | ET SOLAR INDUSTRY | ET-P672280 | 185 | 22 | 112 | 36 |  | Solar | FIXED | Roof
SRP08605 | ET SOLAR INDUSTRY | ET-P672280 | 185 | 16 | 202 | 36 |  | Solar | FIXED | Roof
SRP08607 | UNKNOWN | UNKNOWN | 255 | 20 | 140 | 16 |  | Solar | FIXED | Roof
SRP08608 | SANYO ELECTRIC | HIP-205BA5 | 220 | 8 | 72 | 8 |  | Solar | FIXED | Roof
SRP08608 | SANYO ELECTRIC | HIP-205BA5 | 220 | 21 | 162 | 37 |  | Solar | FIXED | Roof
SRP08608 | SANYO ELECTRIC | HIP-205BA5 | 220 | 19 | 252 | 36 |  | Solar | FIXED | Roof
SRP08608 | SANYO ELECTRIC | HIP-205BA5 | 220 | 12 | 252 | 37 |  | Solar | FIXED | Roof
SRP08609 | UNKNOWN | UNKNOWN | 255 | 32 | 193 | 23 |  | Solar | FIXED | Roof
SRP08611 | YINGLI ENERGY (CHINA) | YL260C-30B | 260 | 92 | 180 | 30 |  | Solar | FIXED | Ground
SRP08612 | UNKNOWN | UNKNOWN | 255 | 39 | 144 | 34 |  | Solar | FIXED | Roof
SRP08613 | MATRIX SOLAR/PHOTOWATT | PW1250-125 | 235 | 44 | 251 | 20 |  | Solar | FIXED | Roof
SRP08614 | CHANGZHOU TRINA SOLAR ENERGY CO | TSM-185D | 240 | 1992 | 199 | 5 |  | Solar | FIXED | Roof
SRP08616 | SUNTECH POWER | STP190S-18/UB-1 | 190 | 30 | 109 | 35 |  | Solar | FIXED | Roof
SRP08616 | SUNTECH POWER | STP190S-18/UB-1 | 190 | 9 | 199 | 26 |  | Solar | FIXED | Ground
SRP08617 | SUNTECH POWER | STP210S-18/UB-1 | 245 | 10 | 132 | 24 |  | Solar | FIXED | Roof
SRP08617 | SUNTECH POWER | STP210S-18/UB-1 | 245 | 4 | 132 | 40 |  | Solar | FIXED | Roof
SRP08618 | CHANGZHOU TRINA SOLAR ENERGY CO | TSM-185D | 230 | 33 | 98 | 26 |  | Solar | FIXED | Roof
SRP08618 | CHANGZHOU TRINA SOLAR ENERGY CO | TSM-180D | 230 | 22 | 214 | 32 |  | Solar | FIXED | Roof
SRP08621 | MATRIX SOLAR/PHOTOWATT | PW1650-175 | 240 | 17 | 107 | 37 |  | Solar | FIXED | Roof
SRP08622 | MATRIX SOLAR/PHOTOWATT | PW1650-175 | 240 | 205 | 203 | 10 |  | Solar | FIXED | Roof
SRP08623 | BAODING YINGLI NEW ENERGY RESOURCES CO | YL175(156) | 260 | 38 | 218 | 27 |  | Solar | FIXED | Roof
SRP08624 | CHANGZHOU TRINA SOLAR ENERGY CO | TSM-185D | 240 | 108 | 174 | 5 |  | Solar | FIXED | Roof
SRP08625 | ET SOLAR INDUSTRY | ET-P654190 | 190 | 40 | 140 | 18 |  | Solar | FIXED | Roof
SRP08627 | SUNTECH POWER | STP190S-18/UB-1 | 180 | 22 | 219 | 26 |  | Solar | FIXED | Roof
SRP08628 | CHANGZHOU TRINA SOLAR ENERGY CO | TSM-185D | 235 | 24 | 180.8 | 19 |  | Solar | FIXED | Roof
SRP08629 | CANADIAN SOLAR | CS6P-230 | 250 | 9 | 161 | 28 |  | Solar | FIXED | Roof
SRP08629 | CANADIAN SOLAR | CS5P-240 | 250 | 27 | 251 | 32 |  | Solar | FIXED | Roof
SRP08630 | CHANGZHOU TRINA SOLAR ENERGY CO | TSM-185D | 235 | 24 | 123 | 26 |  | Solar | FIXED | Roof
SRP08631 | CANADIAN SOLAR | CS5P-240 | 250 | 14 | 116 | 23 |  | Solar | FIXED | Roof
SRP08631 | CANADIAN SOLAR | CS4C-100 | 250 | 14 | 206 | 35 |  | Solar | FIXED | Roof
SRP08632 | CHANGZHOU TRINA SOLAR ENERGY CO | TSM-185D | 235 | 27 | 178.7 | 30 |  | Solar | FIXED | Roof
SRP08633 | CHANGZHOU TRINA SOLAR ENERGY CO | TSM-185D | 240 | 44 | 232 | 40 |  | Solar | FIXED | Roof
SRP08635 | CANADIAN SOLAR | CS6P-230 | 280 | 9 | 180 | 30 |  | Solar | FIXED | Roof
SRP08636 | SHARP | ND-167U1F | 167 | 2 | 288 | 10 |  | Solar | FIXED | Roof
SRP08636 | SHARP | ND-167U1F | 167 | 10 | 288 | 30 |  | Solar | FIXED | Roof
SRP08637 | CHANGZHOU TRINA SOLAR ENERGY CO | TSM-185D | 240 | 24 | 194.6 | 20 |  | Solar | FIXED | Roof
SRP08638 | SUNTECH POWER | STP210S-18/UB-1 | 245 | 36 | 190 | 30 |  | Solar | FIXED | Roof
SRP08639 | SUNTECH POWER | STP190S-18/UB-1 | 185 | 6 | 147.8 | 30 |  | Solar | FIXED | Roof
SRP08640 | CHANGZHOU TRINA SOLAR ENERGY CO | TSM-185D | 240 | 33 | 129 | 25 |  | Solar | FIXED | Roof
SRP08642 | CHANGZHOU TRINA SOLAR ENERGY CO | TSM-185D | 240 | 24 | 130 | 40 |  | Solar | FIXED | Roof
SRP08643 | SUNTECH POWER | STP190-18/UB-1 | 190 | 18 | 107 | 36 |  | Solar | FIXED | Roof
SRP08643 | SUNTECH POWER | STP190S-18/UB-1 | 190 | 24 | 197 | 20 |  | Solar | FIXED | Roof
SRP08645 | ISOFOTON | I-100/12 | 245 | 14 | 124 | 31 |  | Solar | FIXED | Roof
SRP08649 | TRINA SOLAR | TSM-245PA05.10 | 245 | 117 | 208 | 14 |  | Solar | FIXED | Roof
SRP08651 | TRINA SOLAR | TSM-290PA14 | 290 | 1320 | 28 | 4 |  | Solar | FIXED | Roof
SRP08651 | TRINA SOLAR | TSM-290PA14 | 290 | 1276 | 208 | 4 |  | Solar | FIXED | Roof
SRP08652 | CANADIAN SOLAR | CS6P-230 | 240 | 47 | 165 | 5 |  | Solar | FIXED | Roof
SRP08654 | CANADIAN SOLAR | CS6P-230 | 235 | 59 | 190 | 32 |  | Solar | FIXED | Ground
SRP08656 | ET SOLAR INDUSTRY | ET-P672280 | 285 | 47 | 253 | 36 |  | Solar | FIXED | Roof
SRP08658 | SOLARWORLD | SW185MONO | 240 | 50 | 220 | 0 |  | Solar | FIXED | Roof
SRP08659 | SOLARWORLD | SW185MONO | 255 | 26 | 188 | 25 |  | Solar | FIXED | Roof
SRP08660 | MATRIX SOLAR/PHOTOWATT | PW1650-175 | 255 | 416 | 207 | 10 |  | Solar | FIXED | Roof
SRP08661 | MATRIX SOLAR/PHOTOWATT | PW1650-175 | 255 | 728 | 207 | 10 |  | Solar | FIXED | Roof
SRP08662 | UNKNOWN | UNKNOWN | 255 | 286 | 207 | 10 |  | Solar | FIXED | Roof
SRP08664 | MATRIX SOLAR/PHOTOWATT | PW1650-175 | 240 | 10 | 215 | 36 |  | Solar | FIXED | Roof
SRP08664 | SUNTECH POWER | STP210S-18/UB-1 | 240 | 18 | 215 | 36 |  | Solar | FIXED | Roof
SRP08665 | CONERGY AG | S 175MU | 235 | 12 | 180 | 32 |  | Solar | FIXED | Ground
SRP08666 | CHANGZHOU TRINA SOLAR ENERGY CO | TSM-185D | 235 | 33 | 228.4 | 24 |  | Solar | FIXED | Roof
SRP08667 | TRINA SOLAR | TSM-240PA05.10 | 240 | 36 | 244 | 18 |  | Solar | FIXED | Roof
SRP08668 | ET SOLAR INDUSTRY | ET-P672280 | 285 | 33 | 101 | 25 |  | Solar | FIXED | Roof
SRP08670 | CHANGZHOU TRINA SOLAR ENERGY CO | TSM-185D | 235 | 39 | 223 | 25 |  | Solar | FIXED | Roof
SRP08671 | SUNPOWER | SPR-230-WHT-U | 230 | 32 | 177 | 34 |  | Solar | FIXED | Roof
SRP08672 | BAODING YINGLI NEW ENERGY RESOURCES CO | YL175(156) | 260 | 48 | 185 | 25 |  | Solar | FIXED | Roof
SRP08675 | YINGLI ENERGY (CHINA) | YL235P-29B | 235 | 33 | 155 | 30 |  | Solar | FIXED | Roof
SRP08676 | KYOCERA SOLAR | KD210GX-LP | 215 | 33 | 177 | 30 |  | Solar | FIXED | Roof
SRP08677 | BAODING YINGLI NEW ENERGY RESOURCES CO | YL175(156) | 235 | 14 | 174 | 20 |  | Solar | FIXED | Roof
SRP08677 | BAODING YINGLI NEW ENERGY RESOURCES CO | YL175(156) | 235 | 10 | 264 | 20 |  | Solar | FIXED | Roof
SRP08680 | KYOCERA SOLAR | KD210GX-LP | 220 | 28 | 80 | 31 |  | Solar | FIXED | Roof
SRP08682 | ET SOLAR INDUSTRY | ET-P672275 | 275 | 20 | 176 | 22 |  | Solar | FIXED | Roof
SRP08683 | BAODING YINGLI NEW ENERGY RESOURCES CO | YL175(156) | 240 | 260 | 222 | 5 |  | Solar | FIXED | Roof
SRP08685 | BAODING YINGLI NEW ENERGY RESOURCES CO | YL175(156) | 240 | 182 | 222 | 5 |  | Solar | FIXED | Roof
SRP08686 | SUNPOWER | SPR-230-WHT-U | 230 | 20 | 154 | 20 |  | Solar | FIXED | Roof
SRP08689 | SHARP | ND-235QCJ | 235 | 27 | 131 | 40 |  | Solar | FIXED | Roof
SRP08691 | SUNTECH POWER | STP210S-18/UB-1 | 245 | 28 | 131 | 29 |  | Solar | FIXED | Roof
SRP08692 | CHANGZHOU TRINA SOLAR ENERGY CO | TSM-185D | 235 | 33 | 167 | 30 |  | Solar | FIXED | Roof
SRP08693 | SUNTECH POWER | STP210S-18/UB-1 | 280 | 1155 | 175 | 10 |  | Solar | FIXED | Roof
SRP08694 | BAODING YINGLI NEW ENERGY RESOURCES CO | YL175(156) | 235 | 36 | 230 | 21 |  | Solar | FIXED | Roof
SRP08695 | ISOFOTON | I-130/12 | 245 | 130 | 164 | 10 |  | Solar | FIXED | Roof
SRP08696 | MATRIX SOLAR/PHOTOWATT | PW1650-175 | 240 | 8 | 133 | 17 |  | Solar | FIXED | Roof
SRP08696 | MATRIX SOLAR/PHOTOWATT | PW1650-175 | 240 | 18 | 223 | 32 |  | Solar | FIXED | Roof
SRP08697 | SUNTECH POWER | STP210-18/UB-1 | 245 | 7 | 124 | 27 |  | Solar | FIXED | Roof
SRP08697 | SUNTECH POWER | STP21018 | 245 | 23 | 124 | 30 |  | Solar | FIXED | Roof
SRP08700 | SUNPOWER | SPR-230-WHT-U | 225 | 40 | 198 | 20 |  | Solar | FIXED | Roof
SRP08701 | SUNTECH POWER | STP210S-18/UB-1 | 245 | 17 | 103 | 27 |  | Solar | FIXED | Roof
SRP08701 | SUNTECH POWER | STP210S-18/UB-1 | 245 | 3 | 193 | 27 |  | Solar | FIXED | Roof
SRP08702 | BP SOLAR | SX6175N | 195 | 23 | 174 | 27 |  | Solar | FIXED | Roof
SRP08703 | MATRIX SOLAR/PHOTOWATT | PW1650-175 | 240 | 9 | 163 | 39 |  | Solar | FIXED | Roof
SRP08703 | MATRIX SOLAR/PHOTOWATT | PW1650-175 | 240 | 16 | 253 | 39 |  | Solar | FIXED | Roof
SRP08704 | SUNPOWER | SPR-230-WHT-U | 240 | 24 | 152 | 27 |  | Solar | FIXED | Roof
SRP08704 | SUNPOWER | SPR-230-WHT-U | 240 | 8 | 242 | 27 |  | Solar | FIXED | Roof
SRP08708 | SUNPOWER | SPR-230-WHT-U | 240 | 27 | 170 | 23 |  | Solar | FIXED | Roof
SRP08709 | SONALI ENERGEES USA | SS2300-230W | 230 | 105 | 219 | 10 |  | Solar | FIXED | Roof
SRP08710 | SUNPOWER | SPR-305-WHT-U | 320 | 21 | 144 | 45 |  | Solar | FIXED | Roof
SRP08711 | SHARP CORPORATION | ND-224U1F | 224 | 20 | 122 | 22 |  | Solar | FIXED | Roof
SRP08712 | CANADIAN SOLAR | CS6P-230 | 235 | 24 | 152 | 36 |  | Solar | FIXED | Roof
SRP08712 | CANADIAN SOLAR | CS5P-235 | 235 | 4 | 242 | 30 |  | Solar | FIXED | Roof
SRP08714 | BAODING YINGLI NEW ENERGY RESOURCES CO | 110(17)P1447X663 | 235 | 28 | 140 | 15 |  | Solar | FIXED | Roof
SRP08715 | MATRIX SOLAR/PHOTOWATT | PW1000-100 | 240 | 15 | 207 | 34 |  | Solar | FIXED | Roof
SRP08718 | KYOCERA SOLAR | KD210GX-LP | 220 | 24 | 238 | 29 |  | Solar | FIXED | Roof
SRP08719 | SILIKEN MANUFACTURING USA | SLK60P6L 233 WP | 245 | 273 | 191 | 10 |  | Solar | FIXED | Roof
SRP08720 | KYOCERA SOLAR | KD210GX-LP | 220 | 52 | 253 | 22 |  | Solar | FIXED | Roof
SRP08722 | BAODING YINGLI NEW ENERGY RESOURCES CO | YL175(156) | 235 | 10 | 128 | 17 |  | Solar | FIXED | Roof
SRP08722 | BAODING YINGLI NEW ENERGY RESOURCES CO | YL175(156) | 235 | 16 | 128 | 19 |  | Solar | FIXED | Roof
SRP08723 | ET SOLAR INDUSTRY | ET-P672250 | 250 | 5 | 78 | 45 |  | Solar | FIXED | Roof
SRP08723 | ET SOLAR INDUSTRY | ET-P660250BB | 250 | 27 | 168 | 26 |  | Solar | FIXED | Roof
SRP08723 | ET SOLAR INDUSTRY | ET-P672250 | 250 | 10 | 258 | 40 |  | Solar | FIXED | Roof
SRP08723 | ET SOLAR INDUSTRY | ET-P660250BB | 250 | 12 | 258 | 45 |  | Solar | FIXED | Roof
SRP08724 | REC SCANMODULE | SCM230 | 235 | 8 | 166 | 45 |  | Solar | FIXED | Roof
SRP08724 | REC SCANMODULE | SCM230 | 235 | 36 | 256 | 30 |  | Solar | FIXED | Roof
SRP08725 | UNKNOWN | UNKNOWN | 250 | 42 | 207.3 | 22 |  | Solar | FIXED | Roof
SRP08726 | BAODING YINGLI NEW ENERGY RESOURCES CO | YL175(156) | 235 | 33 | 150 | 37 |  | Solar | FIXED | Roof
SRP08727 | ET SOLAR INDUSTRY | ET-P672280 | 285 | 41 | 250 | 35 |  | Solar | FIXED | Roof
SRP08728 | SUNTECH POWER | STP190S-18/UB-1 | 190 | 30 | 55 | 22 |  | Solar | FIXED | Roof
SRP08728 | SUNTECH POWER | STP190-18/UB-1 | 185 | 10 | 235 | 22 |  | Solar | FIXED | Roof
SRP08729 | CHANGZHOU TRINA SOLAR ENERGY CO | TSM-185D | 230 | 24 | 206 | 24 |  | Solar | FIXED | Roof
SRP08730 | CHANGZHOU TRINA SOLAR ENERGY CO | TSM-185D | 240 | 20 | 188.4 | 16 |  | Solar | FIXED | Roof
SRP08731 | CHANGZHOU TRINA SOLAR ENERGY CO | TSM-185D | 230 | 15 | 204 | 26 |  | Solar | FIXED | Roof
SRP08732 | SUNTECH POWER | STP190-18/UB-1 | 190 | 42 | 250 | 26 |  | Solar | FIXED | Roof
SRP08733 | CHANGZHOU TRINA SOLAR ENERGY CO | TSM-185D | 240 | 42 | 188 | 33 |  | Solar | FIXED | Roof
SRP08734 | SUNTECH POWER | STP210S-18/UB-1 | 275 | 2205 | 214.5 | 10 |  | Solar | FIXED | Roof
SRP08734 | SUNTECH POWER | STP210S-18/UB-1 | 280 | 4197 | 214.5 | 10 |  | Solar | FIXED | Roof
SRP08736 | SUNTECH POWER | STP190S-18/UB-1 | 190 | 27 | 210 | 28 |  | Solar | FIXED | Roof
SRP08737 | SUNPOWER | SPR-315E-WHT-U | 320 | 96 | 180 | 5 |  | Solar | FIXED | Roof
SRP08738 | SOLARWORLD | SW185MONO | 250 | 57 | 245 | 20 |  | Solar | FIXED | Roof
SRP08740 | SUNTECH POWER | STP210S-18/UB-1 | 240 | 17 | 175 | 20 |  | Solar | FIXED | Roof
SRP08741 | SUNTECH POWER | STP210S-18/UB-1 | 250 | 30 | 175 | 36 |  | Solar | FIXED | Roof
SRP08743 | SUNTECH POWER | STP210S-18/UB-1 | 275 | 143 | 209 | 10 |  | Solar | FIXED | Roof
SRP08744 | SUNTECH POWER | STP210S-18/UB-1 | 245 | 16 | 143 | 30 |  | Solar | FIXED | Roof
SRP08744 | SUNTECH POWER | STP210S-18/UB-1 | 245 | 9 | 233 | 30 |  | Solar | FIXED | Roof
SRP08746 | SUNTECH POWER | STP210S-18/UB-1 | 275 | 176 | 210 | 10 |  | Solar | FIXED | Roof
SRP08747 | SUNTECH POWER | STP210S-18/UB-1 | 275 | 242 | 215 | 10 |  | Solar | FIXED | Roof
SRP08748 | BAODING YINGLI NEW ENERGY RESOURCES CO | YL175(156) | 235 | 28 | 230 | 37 |  | Solar | FIXED | Roof
SRP08749 | BAODING YINGLI NEW ENERGY RESOURCES CO | YL175(156) | 230 | 18 | 190 | 22 |  | Solar | FIXED | Roof
SRP08750 | BAODING YINGLI NEW ENERGY RESOURCES CO | YL175(156) | 235 | 12 | 115 | 25 |  | Solar | FIXED | Roof
SRP08750 | BAODING YINGLI NEW ENERGY RESOURCES CO | YL175(156) | 235 | 10 | 210 | 28 |  | Solar | FIXED | Roof
SRP08751 | SUNTECH POWER | STP190S-18/UB-1 | 190 | 27 | 121 | 25 |  | Solar | FIXED | Roof
SRP08751 | SUNTECH POWER | STP190S-18/UB-1 | 190 | 18 | 211 | 32 |  | Solar | FIXED | Roof
SRP08752 | SUNTECH POWER | STP210S-18/UB-1 | 280 | 385 | 223 | 10 |  | Solar | FIXED | Ground
SRP08754 | UNKNOWN | UNKNOWN | 255 | 36 | 227 | 40 |  | Solar | FIXED | Roof
SRP08755 | SUNPOWER | SPR-230-WHT-U | 240 | 38 | 180 | 34 |  | Solar | FIXED | Ground
SRP08756 | MATRIX SOLAR/PHOTOWATT | PW1650-175 | 240 | 21 | 122 | 33 |  | Solar | FIXED | Roof
SRP08757 | SUNTECH POWER | STP280-24/VD | 280 | 286 | 203 | 15 |  | Solar | FIXED | Roof
SRP08758 | MATRIX SOLAR/PHOTOWATT | PW1650-175 | 245 | 15 | 198 | 13 |  | Solar | FIXED | Roof
SRP08758 | MATRIX SOLAR/PHOTOWATT | PW1650-175 | 245 | 15 | 198 | 40 |  | Solar | FIXED | Roof
SRP08759 | UNKNOWN | UNKNOWN | 255 | 18 | 175 | 29 |  | Solar | FIXED | Roof
SRP08760 | SUNTECH POWER | STP210S-18/UB-1 | 245 | 18 | 86 | 34 |  | Solar | FIXED | Roof
SRP08760 | SUNTECH POWER | STP210S-18/UB-1 | 245 | 18 | 266 | 34 |  | Solar | FIXED | Roof
SRP08761 | CHANGZHOU TRINA SOLAR ENERGY CO | TSM-185D | 240 | 31 | 177 | 31 |  | Solar | FIXED | Roof
SRP08762 | SUNTECH POWER | STP210S-18/UB-1 | 275 | 2211 | 209.5 | 10 |  | Solar | FIXED | Roof
SRP08765 | CHANGZHOU TRINA SOLAR ENERGY CO | TSM-185D | 235 | 38 | 181.1 | 27 |  | Solar | FIXED | Roof
SRP08766 | SOLARWORLD | SW185MONO | 255 | 28 | 218 | 22 |  | Solar | FIXED | Roof
SRP08768 | MATRIX SOLAR/PHOTOWATT | PW1650-175 | 240 | 10 | 150 | 26 |  | Solar | FIXED | Roof
SRP08768 | MATRIX SOLAR/PHOTOWATT | PW1650-175 | 240 | 30 | 150 | 30 |  | Solar | FIXED | Roof
SRP08769 | SCHUCO USA |  | 260 | 36 | 207 | 30 |  | Solar | FIXED | Roof
SRP08770 | CONERGY AG | S 175MU | 240 | 28 | 91 | 23 |  | Solar | FIXED | Roof
SRP08770 | CONERGY AG | S 175MU | 240 | 10 | 271 | 18 |  | Solar | FIXED | Roof
SRP08770 | CONERGY AG | S 175MU | 240 | 17 | 271 | 23 |  | Solar | FIXED | Roof
SRP08771 | CONERGY | CONERGY PM 240P | 240 | 14 | 118 | 26 |  | Solar | FIXED | Roof
SRP08771 | CONERGY | CONERGY PM 240P | 240 | 6 | 208 | 26 |  | Solar | FIXED | Roof
SRP08773 | CONERGY AG | S 175MU | 235 | 44 | 114 | 28 |  | Solar | FIXED | Roof
SRP08774 | SCHUCO USA |  | 255 | 336 | 135 | 3 |  | Solar | FIXED | Ground
SRP08775 | CHANGZHOU TRINA SOLAR ENERGY CO | TSM-185D | 240 | 40 | 113 | 30 |  | Solar | FIXED | Roof
SRP08776 | SUNPOWER | SPR-230-WHT-U | 240 | 20 | 90 | 32 |  | Solar | FIXED | Roof
SRP08776 | SUNPOWER | SPR-230-WHT-U | 240 | 20 | 180 | 40 |  | Solar | FIXED | Roof
SRP08777 | CONERGY AG | S 175MU | 235 | 11 | 78 | 12 |  | Solar | FIXED | Roof
SRP08777 | CONERGY AG | S 175MU | 235 | 22 | 168 | 21 |  | Solar | FIXED | Roof
SRP08777 | CONERGY AG | S 175MU | 235 | 24 | 168 | 25 |  | Solar | FIXED | Roof
SRP08778 | UNKNOWN | UNKNOWN | 255 | 26 | 160 | 25 |  | Solar | FIXED | Roof
SRP08779 | CANADIAN SOLAR | CS6P-195 | 195 | 22 | 160 | 27.5 |  | Solar | FIXED | Roof
SRP08779 | CANADIAN SOLAR | CS6P-195 | 195 | 11 | 250 | 33 |  | Solar | FIXED | Roof
SRP08780 | SUNTECH POWER | STP210S-18/UB-1 | 245 | 26 | 190 | 35 |  | Solar | FIXED | Roof
SRP08781 | CHANGZHOU TRINA SOLAR ENERGY CO | TSM-185D | 240 | 12 | 180 | 11 |  | Solar | FIXED | Roof
SRP08781 | CHANGZHOU TRINA SOLAR ENERGY CO | TSM-185D | 240 | 18 | 180 | 18 |  | Solar | FIXED | Roof
SRP08783 | UNKNOWN | UNKNOWN | 240 | 2086 | 200 | 10 |  | Solar | FIXED | Roof
SRP08784 | SUNTECH POWER | STP190S-18/UB-1 | 190 | 9 | 241 | 10 |  | Solar | FIXED | Roof
SRP08785 | SUNTECH POWER | STP210S-18/UB-1 | 275 | 900 | 177 | 5 |  | Solar | FIXED | Roof
SRP08787 | CHANGZHOU TRINA SOLAR ENERGY CO | TSM-185D | 235 | 17 | 169 | 20 |  | Solar | FIXED | Roof
SRP08788 | CHANGZHOU TRINA SOLAR ENERGY CO | TSM-185D | 240 | 38 | 170 | 20 |  | Solar | FIXED | Roof
SRP08791 | HANWHA SOLARONE (QIDONG) | HSL60M6-HA-0-245TW | 245 | 54 | 226 | 24 |  | Solar | FIXED | Roof
SRP08792 | CHANGZHOU TRINA SOLAR ENERGY CO | TSM-185D | 235 | 26 | 118 | 32 |  | Solar | FIXED | Roof
SRP08793 | ET SOLAR INDUSTRY | ET-P654205 | 205 | 315 | 180 | 3 |  | Solar | FIXED | Ground
SRP08794 | NINGBO SOLAR ELECTRIC POWER | TDB125X125-72-P 175W | 285 | 583 | 144 | 5 |  | Solar | FIXED | Roof
SRP08795 | SOLARWORLD | SW175 MONO/T | 240 | 351 | 92 | 14 |  | Solar | FIXED | Roof
SRP08797 | SCHUCO USA |  | 260 | 39 | 167 | 30 |  | Solar | FIXED | Roof
SRP08798 | BAODING YINGLI NEW ENERGY RESOURCES CO | YL175(156) | 235 | 55 | 111 | 9 |  | Solar | FIXED | Roof
SRP08806 | SUNPOWER | SPR-225-BLK-U | 230 | 30 | 97 | 20 |  | Solar | FIXED | Roof
SRP08806 | SUNPOWER | SPR-230-WHT-U | 230 | 14 | 278 | 20 |  | Solar | FIXED | Roof
SRP08807 | CHANGZHOU TRINA SOLAR ENERGY CO | TSM-185D | 235 | 18 | 159 | 18 |  | Solar | FIXED | Roof
SRP08807 | CHANGZHOU TRINA SOLAR ENERGY CO | TSM-185D | 235 | 13 | 249 | 20 |  | Solar | FIXED | Roof
SRP08810 | SUNPOWER | SPR-230-WHT-U | 240 | 30 | 174 | 40 |  | Solar | FIXED | Roof
SRP08812 | UNKNOWN | UNKNOWN | 255 | 37 | 112 | 34 |  | Solar | FIXED | Roof
SRP08813 | BAODING YINGLI NEW ENERGY RESOURCES CO | YL175(156) | 235 | 12 | 115 | 48 |  | Solar | FIXED | Roof
SRP08813 | BAODING YINGLI NEW ENERGY RESOURCES CO | YL175(156) | 235 | 24 | 205 | 26 |  | Solar | FIXED | Roof
SRP08814 | CONERGY AG | S 175MU | 245 | 26 | 158 | 32 |  | Solar | FIXED | Roof
SRP08814 | CONERGY AG | S 175MU | 245 | 13 | 248 | 32 |  | Solar | FIXED | Roof
SRP08817 | CHANGZHOU TRINA SOLAR ENERGY CO | TSM-185D | 240 | 30 | 230 | 22 |  | Solar | FIXED | Roof
SRP08817 | CHANGZHOU TRINA SOLAR ENERGY CO | TSM-185D | 240 | 20 | 230 | 25 |  | Solar | FIXED | Roof
SRP08818 | SUNTECH POWER | STP190S-18/UB-1 | 190 | 40 | 130 | 30 |  | Solar | FIXED | Roof
SRP08819 | SUNTECH POWER | STP190-18/UB-1 | 190 | 36 | 206 | 35 |  | Solar | FIXED | Roof
SRP08821 | MATRIX SOLAR/PHOTOWATT | PW1650-175 | 230 | 8 | 210 | 15 |  | Solar | FIXED | Roof
SRP08821 | MATRIX SOLAR/PHOTOWATT | PW1250-115 | 230 | 8 | 210 | 25 |  | Solar | FIXED | Roof
SRP08821 | MATRIX SOLAR/PHOTOWATT | PW1650-175 | 230 | 17 | 210 | 41 |  | Solar | FIXED | Roof
SRP08823 | CHANGZHOU TRINA SOLAR ENERGY CO | TSM-185D | 240 | 44 | 213.1 | 15 |  | Solar | FIXED | Roof
SRP08824 | CHANGZHOU TRINA SOLAR ENERGY CO | TSM-185D | 240 | 30 | 169 | 25 |  | Solar | FIXED | Roof
SRP08824 | CHANGZHOU TRINA SOLAR ENERGY CO | TSM-185D | 240 | 10 | 259 | 25 |  | Solar | FIXED | Roof
SRP08825 | SUNTECH POWER | STP190-18/UB-1 | 190 | 52 | 251.3 | 27 |  | Solar | FIXED | Roof
SRP08826 | SUNTECH POWER | STP190-18/UB-1 | 190 | 42 | 116 | 20 |  | Solar | FIXED | Roof
SRP08826 | SUNTECH POWER | STP190S-18/UB-1 | 190 | 20 | 206 | 20 |  | Solar | FIXED | Roof
SRP08827 | SUNTECH POWER | STP190S-18/UB-1 | 190 | 18 | 194.5 | 25 |  | Solar | FIXED | Roof
SRP08828 | CHANGZHOU TRINA SOLAR ENERGY CO | TSM-185D | 240 | 33 | 123.1 | 23 |  | Solar | FIXED | Roof
SRP08829 | SUNTECH POWER | STP190S-18/UB-1 | 190 | 38 | 165 | 20 |  | Solar | FIXED | Roof
SRP08832 | CONERGY AG | S 175MU | 240 | 23 | 181 | 21 |  | Solar | FIXED | Roof
SRP08833 | CONERGY AG | S 175MU | 240 | 20 | 145 | 37 |  | Solar | FIXED | Roof
SRP08833 | CONERGY AG | S 175MU | 240 | 9 | 235 | 31 |  | Solar | FIXED | Roof
SRP08834 | SUNTECH POWER | STP190S-18/UB-1 | 190 | 56 | 190.1 | 25 |  | Solar | FIXED | Roof
SRP08836 | SUNTECH POWER | STP190-18/UB-1 | 190 | 14 | 116 | 22 |  | Solar | FIXED | Roof
SRP08836 | SUNTECH POWER | STP190-18/UB-1 | 190 | 28 | 206 | 18 |  | Solar | FIXED | Roof
SRP08839 | SUNPOWER | SPR-225-BLK-U | 225 | 10 | 146 | 29 |  | Solar | FIXED | Roof
SRP08840 | SUNPOWER | SPR-305-WHT-U | 327 | 4112 | 210 | 5 |  | Solar | FIXED | Roof
SRP08842 | CANADIAN SOLAR | CS6P-230 | 250 | 40 | 122 | 20 |  | Solar | FIXED | Roof
SRP08844 | SUNPOWER | SPR-230-WHT-U | 240 | 24 | 132 | 40 |  | Solar | FIXED | Roof
SRP08844 | SUNPOWER | SPR-230-WHT-U | 240 | 24 | 222 | 40 |  | Solar | FIXED | Roof
SRP08845 | KYOCERA SOLAR | KD210GX-LP | 245 | 18 | 162 | 45 |  | Solar | FIXED | Roof
SRP08845 | KYOCERA SOLAR | KD210GX-LP | 245 | 33 | 239 | 45 |  | Solar | FIXED | Roof
SRP08846 | CANADIAN SOLAR | CS6P-230 | 240 | 480 | 213 | 5 |  | Solar | FIXED | Roof
SRP08847 | CHANGZHOU TRINA SOLAR ENERGY CO | TSM-185D | 240 | 30 | 254.7 | 30 |  | Solar | FIXED | Roof
SRP08848 | SUNPOWER | SPR-230-WHT-U | 240 | 24 | 177 | 35 |  | Solar | FIXED | Roof
SRP08850 | CHANGZHOU TRINA SOLAR ENERGY CO | TSM-185D | 240 | 20 | 213.1 | 18 |  | Solar | FIXED | Roof
SRP08851 | CHANGZHOU TRINA SOLAR ENERGY CO | TSM-185D | 235 | 24 | 199 | 21 |  | Solar | FIXED | Roof
SRP08852 | CHANGZHOU TRINA SOLAR ENERGY CO | TSM-185D | 240 | 27 | 231.4 | 31 |  | Solar | FIXED | Roof
SRP08853 | CHANGZHOU TRINA SOLAR ENERGY CO | TSM-185D | 240 | 27 | 242.1 | 30 |  | Solar | FIXED | Roof
SRP08854 | SUNTECH POWER | STP190-18/UB-1 | 190 | 28 | 151.1 | 31 |  | Solar | FIXED | Roof
SRP08855 | UNKNOWN | UNKNOWN | 255 | 24 | 177 | 23 |  | Solar | FIXED | Roof
SRP08856 | CHANGZHOU TRINA SOLAR ENERGY CO | TSM-185D | 240 | 35 | 176 | 28 |  | Solar | FIXED | Roof
SRP08857 | CHANGZHOU TRINA SOLAR ENERGY CO | TSM-185D | 240 | 37 | 193 | 25 |  | Solar | FIXED | Roof
SRP08858 | CHANGZHOU TRINA SOLAR ENERGY CO | TSM-185D | 240 | 36 | 171 | 20 |  | Solar | FIXED | Roof
SRP08859 | CHANGZHOU TRINA SOLAR ENERGY CO | TSM-185D | 240 | 9 | 106 | 25 |  | Solar | FIXED | Roof
SRP08859 | CHANGZHOU TRINA SOLAR ENERGY CO | TSM-185D | 240 | 26 | 196 | 25 |  | Solar | FIXED | Roof
SRP08860 | SUNPOWER | SPR-315E-WHT-U | 320 | 136 | 215 | 10 |  | Solar | FIXED | Roof
SRP08861 | LG ELECTRONICS SOLAR CELL DIVISION | LG250S1C-G2 | 250 | 351 | 132 | 2 |  | Solar | FIXED | Roof
SRP08862 | BAODING YINGLI NEW ENERGY RESOURCES CO | YL175(156) | 235 | 48 | 137 | 34 |  | Solar | FIXED | Roof
SRP08862 | BAODING YINGLI NEW ENERGY RESOURCES CO | YL175(156) | 235 | 26 | 227 | 40 |  | Solar | FIXED | Roof
SRP08865 | CHANGZHOU TRINA SOLAR ENERGY CO | TSM-185D | 240 | 30 | 159 | 20 |  | Solar | FIXED | Roof
SRP08866 | SUNTECH POWER | STP190-18/UB-1 | 190 | 40 | 133 | 25 |  | Solar | FIXED | Roof
SRP08866 | SUNTECH POWER | STP190S-18/UB-1 | 190 | 24 | 223 | 28 |  | Solar | FIXED | Roof
SRP08867 | SUNTECH POWER | STP210S-18/UB-1 | 275 | 220 | 210 | 10 |  | Solar | FIXED | Roof
SRP08868 | BAODING YINGLI NEW ENERGY RESOURCES CO | YL175(156) | 235 | 16 | 215 | 45 |  | Solar | FIXED | Roof
SRP08869 | CHANGZHOU TRINA SOLAR ENERGY CO | TSM-185D | 240 | 30 | 170 | 20 |  | Solar | FIXED | Roof
SRP08869 | CHANGZHOU TRINA SOLAR ENERGY CO | TSM-185D | 240 | 22 | 260 | 20 |  | Solar | FIXED | Roof
SRP08870 | MATRIX SOLAR/PHOTOWATT | PW1000-100 | 255 | 26 | 72 | 5 |  | Solar | FIXED | Roof
SRP08870 | MATRIX SOLAR/PHOTOWATT | PW1000-100 | 255 | 26 | 72 | 10 |  | Solar | FIXED | Roof
SRP08870 | MATRIX SOLAR/PHOTOWATT | PW1000-100 | 255 | 26 | 252 | 5 |  | Solar | FIXED | Roof
SRP08870 | MATRIX SOLAR/PHOTOWATT | PW1000-100 | 255 | 26 | 252 | 10 |  | Solar | FIXED | Roof
SRP08870 | MATRIX SOLAR/PHOTOWATT | PW1000-100 | 255 | 26 | 252 | 14 |  | Solar | FIXED | Roof
SRP08870 | MATRIX SOLAR/PHOTOWATT | PW1000-100 | 255 | 26 | 252 | 18 |  | Solar | FIXED | Roof
SRP08870 | MATRIX SOLAR/PHOTOWATT | PW1000-100 | 255 | 26 | 252 | 20 |  | Solar | FIXED | Roof
SRP08870 | MATRIX SOLAR/PHOTOWATT | PW1000-100 | 255 | 26 | 252 | 23 |  | Solar | FIXED | Roof
SRP08871 | SUNTECH POWER | STP190-18/UB-1 | 190 | 22 | 197 | 22 |  | Solar | FIXED | Roof
SRP08872 | ISOFOTON | I-100/12 | 250 | 1599 | 150 | 10 |  | Solar | FIXED | Roof
SRP08874 | CHANGZHOU TRINA SOLAR ENERGY CO | TSM-185D | 240 | 27 | 131 | 15 |  | Solar | FIXED | Roof
SRP08875 | LIGHT WAY GREEN NEW ENERGY | LW230(29)P1650X990 | 230 | 20 | 221 | 20 |  | Solar | FIXED | Roof
SRP08875 | NINGBO SOLAR ELECTRIC POWER | TPB156X156-60-P 230W | 230 | 180 | 221 | 20 |  | Solar | FIXED | Roof
SRP08877 | SOLARWORLD | SW185MONO | 240 | 180 | 173 | 25 |  | Solar | FIXED | Roof
SRP08878 | CHANGZHOU TRINA SOLAR ENERGY CO | TSM-185D | 240 | 12 | 57 | 32 |  | Solar | FIXED | Roof
SRP08878 | CHANGZHOU TRINA SOLAR ENERGY CO | TSM-185D | 240 | 42 | 237 | 20 |  | Solar | FIXED | Roof
SRP08879 | ISOFOTON | I-100/12 | 250 | 364 | 187 | 10 |  | Solar | FIXED | Roof
SRP08879 | ISOFOTON | I-100/12 | 250 | 1417 | 203 | 10 |  | Solar | FIXED | Roof
SRP08880 | LG ELECTRONICS SOLAR CELL DIVISION | LG230P1C-G2 | 230 | 96 | 180 | 15 |  | Solar | FIXED | Roof
SRP08881 | SUNPOWER | SPR-230-WHT-U | 240 | 20 | 127 | 27 |  | Solar | FIXED | Roof
SRP08881 | SUNPOWER | SPR-230-WHT-U | 240 | 3 | 217 | 37 |  | Solar | FIXED | Roof
SRP08882 | SUNPOWER | SPR-305-WHT-U | 305 | 72 | 155 | 15 |  | Solar | FIXED | Roof
SRP08882 | SUNPOWER | SPR-305-WHT-U | 305 | 12 | 180 | 0 |  | Solar | FIXED | Roof
SRP08882 | SUNPOWER | SPR-305-WHT-U | 308 | 167 | 245 | 13 |  | Solar | FIXED | Roof
SRP08883 | CHANGZHOU TRINA SOLAR ENERGY CO | TSM-185D | 240 | 36 | 120 | 20 |  | Solar | FIXED | Roof
SRP08885 | SUNPOWER | SPR-315E-WHT-U | 320 | 30 | 112 | 30 |  | Solar | FIXED | Roof
SRP08886 | CHANGZHOU TRINA SOLAR ENERGY CO | TSM-185D | 240 | 28 | 250 | 33 |  | Solar | FIXED | Roof
SRP08887 | SUNPOWER | SPR-230-WHT-U | 240 | 27 | 139 | 23 |  | Solar | FIXED | Roof
SRP08888 | SUNPOWER | SPR-327NE-WHT-D | 327 | 30 | 180 | 30 |  | Solar | FIXED | Ground
SRP08890 | SUNPOWER | SPR-230-WHT-U | 240 | 60 | 84 | 37 |  | Solar | FIXED | Roof
SRP08890 | SUNPOWER | SPR-230-WHT-U | 240 | 10 | 174 | 45 |  | Solar | FIXED | Roof
SRP08891 | ET SOLAR INDUSTRY | ET-P672280 | 285 | 9 | 250 | 40 |  | Solar | FIXED | Roof
SRP08892 | SUNTECH POWER | STP190-18/UB-1 | 190 | 24 | 90 | 22 |  | Solar | FIXED | Roof
SRP08892 | SUNTECH POWER | STP190S-18/UB-1 | 190 | 12 | 270 | 8 |  | Solar | FIXED | Roof
SRP08892 | SUNTECH POWER | STP190S-18/UB-1 | 190 | 50 | 270 | 15 |  | Solar | FIXED | Roof
SRP08893 | SUNTECH POWER | STP190-18/UB-1 | 190 | 16 | 136.9 | 18 |  | Solar | FIXED | Roof
SRP08896 | CONERGY | CONERGY PM 240P | 240 | 14 | 20 | 24 |  | Solar | FIXED | Roof
SRP08896 | CONERGY | CONERGY PM 240P | 240 | 20 | 200 | 24 |  | Solar | FIXED | Roof
SRP08897 | CONERGY | CONERGY PM 240P | 240 | 6 | 20 | 27 |  | Solar | FIXED | Roof
SRP08897 | CONERGY | CONERGY PM 240P | 240 | 20 | 200 | 27 |  | Solar | FIXED | Roof
SRP08899 | CHANGZHOU TRINA SOLAR ENERGY CO | TSM-185D | 240 | 2548 | 202 | 5 |  | Solar | FIXED | Roof
SRP08900 | SUNTECH POWER | STP210S-18/UB-1 | 240 | 45 | 25 | 5 |  | Solar | FIXED | Roof
SRP08900 | SUNTECH POWER | STP210S-18/UB-1 | 240 | 45 | 205 | 5 |  | Solar | FIXED | Roof
SRP08902 | CHANGZHOU TRINA SOLAR ENERGY CO | TSM-185D | 240 | 42 | 192.9 | 30 |  | Solar | FIXED | Roof
SRP08903 | SUNPOWER | SPR-230-WHT-U | 245 | 60 | 180 | 30 |  | Solar | FIXED | Ground
SRP08904 | CHANGZHOU TRINA SOLAR ENERGY CO | TSM-185D | 240 | 23 | 87 | 30 |  | Solar | FIXED | Roof
SRP08905 | UNKNOWN | UNKNOWN | 250 | 42 | 245.2 | 25 |  | Solar | FIXED | Roof
SRP08906 | CHANGZHOU TRINA SOLAR ENERGY CO | TSM-185D | 240 | 29 | 112.5 | 25 |  | Solar | FIXED | Roof
SRP08907 | CHANGZHOU TRINA SOLAR ENERGY CO | TSM-185D | 240 | 24 | 170 | 20 |  | Solar | FIXED | Roof
SRP08907 | CHANGZHOU TRINA SOLAR ENERGY CO | TSM-185D | 240 | 66 | 180 | 30 |  | Solar | FIXED | Roof
SRP08908 | SUNTECH POWER | STP190-18/UB-1 | 190 | 34 | 135 | 25 |  | Solar | FIXED | Roof
SRP08909 | CHANGZHOU TRINA SOLAR ENERGY CO | TSM-185D | 240 | 8 | 255.2 | 15 |  | Solar | FIXED | Roof
SRP08909 | CHANGZHOU TRINA SOLAR ENERGY CO | TSM-185D | 240 | 33 | 255.2 | 30 |  | Solar | FIXED | Roof
SRP08910 | SUNTECH POWER | STP190S-18/UB-1 | 190 | 30 | 150 | 38 |  | Solar | FIXED | Roof
SRP08910 | SUNTECH POWER | STP190S-18/UB-1 | 190 | 36 | 240 | 29 |  | Solar | FIXED | Roof
SRP08911 | CHANGZHOU TRINA SOLAR ENERGY CO | TSM-185D | 240 | 25 | 226 | 20 |  | Solar | FIXED | Roof
SRP08911 | CHANGZHOU TRINA SOLAR ENERGY CO | TSM-185D | 240 | 38 | 235 | 23 |  | Solar | FIXED | Roof
SRP08912 | CHANGZHOU TRINA SOLAR ENERGY CO | TSM-185D | 240 | 30 | 160 | 32 |  | Solar | FIXED | Roof
SRP08913 | CHANGZHOU TRINA SOLAR ENERGY CO | TSM-185D | 240 | 12 | 123.5 | 40 |  | Solar | FIXED | Roof
SRP08913 | CHANGZHOU TRINA SOLAR ENERGY CO | TSM-185D | 240 | 22 | 213.5 | 30 |  | Solar | FIXED | Roof
SRP08914 | CHANGZHOU TRINA SOLAR ENERGY CO | TSM-185D | 240 | 30 | 140 | 25 |  | Solar | FIXED | Roof
SRP08914 | CHANGZHOU TRINA SOLAR ENERGY CO | TSM-185D | 240 | 10 | 230 | 25 |  | Solar | FIXED | Roof
SRP08915 | CHANGZHOU TRINA SOLAR ENERGY CO | TSM-185D | 240 | 15 | 238.1 | 30 |  | Solar | FIXED | Roof
SRP08916 | MAGE SOLAR USA | POWERTEC PLUS 240/6 ML | 240 | 92 | 193 | 10 |  | Solar | FIXED | Roof
SRP08917 | SUNTECH POWER | STP190-18/UB-1 | 190 | 28 | 195.5 | 30 |  | Solar | FIXED | Roof
SRP08918 | SUNTECH POWER | STP190-18/UB-1 | 190 | 12 | 150 | 35 |  | Solar | FIXED | Roof
SRP08918 | SUNTECH POWER | STP190-18/UB-1 | 190 | 44 | 240 | 30 |  | Solar | FIXED | Roof
SRP08919 | ISOFOTON | I-100/12 | 235 | 156 | 70 | 5 |  | Solar | FIXED | Roof
SRP08919 | ISOFOTON | I-100/12 | 235 | 143 | 260 | 5 |  | Solar | FIXED | Roof
SRP08920 | SUNPOWER | SPR-225-BLK-U | 225 | 10 | 97 | 37 |  | Solar | FIXED | Roof
SRP08920 | SUNPOWER | SPR-225-BLK-U | 225 | 36 | 187 | 32 |  | Solar | FIXED | Roof
SRP08921 | SOLARWORLD | SW185MONO | 240 | 264 | 219 | 10 |  | Solar | FIXED | Roof
SRP08922 | SCHOTT SOLAR | ASE-300-DGF/42-240 | 235 | 20 | 191 | 24 |  | Solar | FIXED | Roof
SRP08923 | SHARP | ND-L3EJE | 235 | 10 | 148 | 20 |  | Solar | FIXED | Roof
SRP08924 | MATRIX SOLAR/PHOTOWATT | PW1650-175 | 250 | 78 | 202 | 10 |  | Solar | FIXED | Roof
SRP08925 | CHANGZHOU TRINA SOLAR ENERGY CO | TSM-185D | 240 | 28 | 163.1 | 25 |  | Solar | FIXED | Roof
SRP08926 | CHANGZHOU TRINA SOLAR ENERGY CO | TSM-185D | 240 | 18 | 220.1 | 6 |  | Solar | FIXED | Roof
SRP08926 | CHANGZHOU TRINA SOLAR ENERGY CO | TSM-185D | 240 | 40 | 220.1 | 16 |  | Solar | FIXED | Roof
SRP08928 | CHANGZHOU TRINA SOLAR ENERGY CO | TSM-185D | 235 | 43 | 172 | 35 |  | Solar | FIXED | Roof
SRP08929 | SUNTECH POWER | STP200UB | 205 | 40 | 180 | 26 |  | Solar | FIXED | Roof
SRP08930 | SUNPOWER | SPR-225-BLK-U | 225 | 32 | 154 | 18 |  | Solar | FIXED | Roof
SRP08931 | SUNPOWER | SPR-230-WHT-U | 230 | 36 | 220 | 14 |  | Solar | FIXED | Roof
SRP08933 | MATRIX SOLAR/PHOTOWATT | PW1000-90 | 235 | 6 | 124 | 28 |  | Solar | FIXED | Roof
SRP08933 | MATRIX SOLAR/PHOTOWATT | PW1000-90 | 235 | 23 | 214 | 28 |  | Solar | FIXED | Roof
SRP08934 | ET SOLAR INDUSTRY | ET-P672280 | 185 | 50 | 198 | 20 |  | Solar | FIXED | Roof
SRP08935 | MATRIX SOLAR/PHOTOWATT | PW1650-175 | 240 | 8 | 179 | 25 |  | Solar | FIXED | Roof
SRP08935 | MATRIX SOLAR/PHOTOWATT | PW1650-175 | 240 | 12 | 269 | 35 |  | Solar | FIXED | Roof
SRP08936 | MATRIX SOLAR/PHOTOWATT | PW1650-175 | 235 | 9 | 112 | 18 |  | Solar | FIXED | Roof
SRP08936 | MATRIX SOLAR/PHOTOWATT | PW1650-175 | 235 | 19 | 112 | 23 |  | Solar | FIXED | Roof
SRP08937 | MATRIX SOLAR/PHOTOWATT | PW1650-175 | 240 | 42 | 187 | 25 |  | Solar | FIXED | Ground
SRP08939 | SUNPOWER | SPR-230-WHT-U | 230 | 14 | 70 | 16 |  | Solar | FIXED | Roof
SRP08939 | SUNPOWER | SPR-230-WHT-U | 230 | 18 | 250 | 16 |  | Solar | FIXED | Roof
SRP08941 | MATRIX SOLAR/PHOTOWATT | PW1650-175 | 240 | 45 | 110 | 33 |  | Solar | FIXED | Roof
SRP08944 | ALEO SOLAR | S79U235 ULR | 235 | 70 | 191 | 30 |  | Solar | FIXED | Roof
SRP08945 | CHANGZHOU TRINA SOLAR ENERGY CO | TSM-185D | 240 | 1027 | 204 | 5 |  | Solar | FIXED | Roof
SRP08946 | UNKNOWN | UNKNOWN | 255 | 11 | 176 | 31 |  | Solar | FIXED | Roof
SRP08946 | UNKNOWN | UNKNOWN | 255 | 13 | 266 | 34 |  | Solar | FIXED | Roof
SRP08947 | UNKNOWN | UNKNOWN | 255 | 24 | 186 | 27 |  | Solar | FIXED | Roof
SRP08948 | UNKNOWN | UNKNOWN | 250 | 12 | 154.6 | 25 |  | Solar | FIXED | Roof
SRP08948 | UNKNOWN | UNKNOWN | 250 | 22 | 154.6 | 30 |  | Solar | FIXED | Roof
SRP08949 | BAODING YINGLI NEW ENERGY RESOURCES CO | YL175(156) | 240 | 76 | 115 | 14 |  | Solar | FIXED | Roof
SRP08950 | SUNTECH POWER | STP210-18/UB-1 | 240 | 44 | 115 | 14 |  | Solar | FIXED | Roof
SRP08952 | SUNTECH POWER | STP190S-24/ADB+ | 190 | 21 | 140 | 18 |  | Solar | FIXED | Roof
SRP08952 | SUNTECH POWER | STP190S-24/ADB+ | 190 | 27 | 140 | 31 |  | Solar | FIXED | Roof
SRP08952 | SUNTECH POWER | STP190S-24/ADB+ | 190 | 12 | 240 | 38 |  | Solar | FIXED | Roof
SRP08953 | LG ELECTRONICS SOLAR CELL DIVISION | LG255S1C-G2 | 255 | 4858 | 180 | 25 |  | Solar | FIXED | Ground
SRP08955 | SHARP | ND-224UC1 | 240 | 364 | 155 | 10 |  | Solar | FIXED | Roof
SRP08956 | CANADIAN SOLAR | CS5B-190 | 235 | 26 | 170 | 24 |  | Solar | FIXED | Roof
SRP08958 | ET SOLAR INDUSTRY | ET-P672250 | 250 | 40 | 239 | 28 |  | Solar | FIXED | Roof
SRP08959 | MATRIX SOLAR/PHOTOWATT | PW1650-175 | 245 | 18 | 130 | 36 |  | Solar | FIXED | Roof
SRP08959 | MATRIX SOLAR/PHOTOWATT | PW1650-175 | 245 | 18 | 221 | 36.5 |  | Solar | FIXED | Roof
SRP08960 | ISOFOTON | I-100/12 | 245 | 33 | 180 | 31 |  | Solar | FIXED | Roof
SRP08961 | CHANGZHOU TRINA SOLAR ENERGY CO | TSM-185D | 240 | 13 | 180 | 15 |  | Solar | FIXED | Roof
SRP08961 | CHANGZHOU TRINA SOLAR ENERGY CO | TSM-185D | 240 | 22 | 180 | 19 |  | Solar | FIXED | Roof
SRP08964 | ISOFOTON | I-100/12 | 245 | 12 | 128 | 34 |  | Solar | FIXED | Roof
SRP08965 | CHANGZHOU TRINA SOLAR ENERGY CO | TSM-185D | 240 | 36 | 180 | 30 |  | Solar | FIXED | Roof
SRP08966 | BAODING YINGLI NEW ENERGY RESOURCES CO | YL175(156) | 235 | 19 | 144 | 31 |  | Solar | FIXED | Roof
SRP08966 | BAODING YINGLI NEW ENERGY RESOURCES CO | YL175(156) | 235 | 17 | 234 | 40 |  | Solar | FIXED | Roof
SRP08969 | SUNTECH POWER | STP190S-18/UB-1 | 190 | 40 | 248 | 25 |  | Solar | FIXED | Roof
SRP08970 | BAODING YINGLI NEW ENERGY RESOURCES CO | YL175(156) | 235 | 20 | 180 | 40 |  | Solar | FIXED | Roof
SRP08971 | SUNTECH POWER | STP190S-18/UB-1 | 190 | 12 | 84 | 38 |  | Solar | FIXED | Roof
SRP08971 | SUNTECH POWER | STP190S-18/UB-1 | 190 | 12 | 174 | 25 |  | Solar | FIXED | Roof
SRP08972 | SILIKEN MANUFACTURING USA | SLK60P6L 233 WP | 250 | 10 | 147 | 47 |  | Solar | FIXED | Roof
SRP08972 | SILIKEN MANUFACTURING USA | SLK60P6L 233 WP | 250 | 18 | 237 | 30 |  | Solar | FIXED | Roof
SRP08975 | SILIKEN MANUFACTURING USA | SLK60P6L 233 WP | 250 | 22 | 219 | 25 |  | Solar | FIXED | Roof
SRP08977 | CHANGZHOU TRINA SOLAR ENERGY CO | TSM-185D | 235 | 33 | 72 | 20 |  | Solar | FIXED | Roof
SRP08977 | SUNTECH POWER | STP200S-18/UB-1 | 235 | 22 | 252 | 20 |  | Solar | FIXED | Roof
SRP08978 | SUNTECH POWER | STP190S-18/UB-1 | 190 | 50 | 172 | 36 |  | Solar | FIXED | Roof
SRP08979 | SILIKEN MANUFACTURING USA | SLK60P6L 233 WP | 250 | 28 | 149 | 8 |  | Solar | FIXED | Roof
SRP08981 | MATRIX SOLAR/PHOTOWATT | PW1650-175 | 240 | 31 | 196 | 17 |  | Solar | FIXED | Roof
SRP08982 | BAODING YINGLI NEW ENERGY RESOURCES CO | YL175(156) | 235 | 22 | 172 | 19 |  | Solar | FIXED | Roof
SRP08983 | BAODING YINGLI NEW ENERGY RESOURCES CO | YL175(156) | 235 | 16 | 234 | 20 |  | Solar | FIXED | Roof
SRP08983 | BAODING YINGLI NEW ENERGY RESOURCES CO | YL175(156) | 235 | 16 | 234 | 22 |  | Solar | FIXED | Roof
SRP08984 | SANYO ELECTRIC | HIP-205BA5 | 220 | 40 | 198 | 23 |  | Solar | FIXED | Roof
SRP08985 | UNKNOWN | UNKNOWN | 250 | 30 | 230 | 25 |  | Solar | FIXED | Roof
SRP08986 | UNKNOWN | UNKNOWN | 250 | 33 | 185 | 30 |  | Solar | FIXED | Roof
SRP08987 | UNKNOWN | UNKNOWN | 250 | 24 | 198 | 16 |  | Solar | FIXED | Roof
SRP08988 | SUNTECH POWER | STP190S-18/UB-1 | 190 | 38 | 239.6 | 39 |  | Solar | FIXED | Roof
SRP08989 | CHANGZHOU TRINA SOLAR ENERGY CO | TSM-185D | 240 | 30 | 162 | 28 |  | Solar | FIXED | Roof
SRP08990 | SILIKEN MANUFACTURING USA | SLK60P6L 233 WP | 250 | 10 | 86 | 26 |  | Solar | FIXED | Roof
SRP08990 | SILIKEN MANUFACTURING USA | SLK60P6L 233 WP | 250 | 36 | 266 | 26 |  | Solar | FIXED | Roof
SRP08991 | SUNTECH POWER | STP190S-18/UB-1 | 190 | 12 | 247 | 16 |  | Solar | FIXED | Roof
SRP08991 | SUNTECH POWER | STP190S-18/UB-1 | 190 | 30 | 247 | 18 |  | Solar | FIXED | Roof
SRP08995 | BAODING YINGLI NEW ENERGY RESOURCES CO | YL175(156) | 230 | 1027 | 222 | 5 |  | Solar | FIXED | Roof
SRP08999 | CHANGZHOU TRINA SOLAR ENERGY CO | TSM-185D | 240 | 1365 | 204 | 5 |  | Solar | FIXED | Roof
SRP09000 | CHANGZHOU TRINA SOLAR ENERGY CO | TSM-185D | 230 | 84 | 180 | 30 |  | Solar | FIXED | Ground
SRP09001 | SUNTECH POWER | STP210S-18/UB-1 | 235 | 858 | 203 | 10 |  | Solar | FIXED | Roof
SRP09002 | CHANGZHOU TRINA SOLAR ENERGY CO | TSM-185D | 240 | 26 | 205 | 30 |  | Solar | FIXED | Roof
SRP09003 | CHANGZHOU TRINA SOLAR ENERGY CO | TSM-185D | 240 | 418 | 156 | 5 |  | Solar | FIXED | Roof
SRP09004 | CHANGZHOU TRINA SOLAR ENERGY CO | TSM-185D | 240 | 6 | 176 | 39 |  | Solar | FIXED | Roof
SRP09004 | CHANGZHOU TRINA SOLAR ENERGY CO | TSM-185D | 240 | 33 | 266 | 31 |  | Solar | FIXED | Roof
SRP09005 | CANADIAN SOLAR | CS6P-230 | 240 | 8 | 223 | 12 |  | Solar | FIXED | Roof
SRP09005 | CANADIAN SOLAR | CS6P-230 | 240 | 32 | 223 | 35 |  | Solar | FIXED | Roof
SRP09006 | SUNPOWER | SPR-230-WHT-U | 245 | 40 | 187 | 27 |  | Solar | FIXED | Roof
SRP09007 | MATRIX SOLAR/PHOTOWATT | PW1650-175 | 250 | 377 | 202 | 10 |  | Solar | FIXED | Roof
SRP09008 | SUNPOWER | SPR-230-WHT-U | 245 | 36 | 238 | 25 |  | Solar | FIXED | Roof
SRP09009 | BAODING YINGLI NEW ENERGY RESOURCES CO | YL175(156) | 235 | 8 | 118 | 25 |  | Solar | FIXED | Roof
SRP09009 | BAODING YINGLI NEW ENERGY RESOURCES CO | YL175(156) | 235 | 14 | 208 | 27 |  | Solar | FIXED | Roof
SRP09010 | UNKNOWN | UNKNOWN | 245 | 13 | 170 | 14 |  | Solar | FIXED | Roof
SRP09010 | UNKNOWN | UNKNOWN | 245 | 13 | 260 | 20 |  | Solar | FIXED | Roof
SRP09011 | UNKNOWN | UNKNOWN | 250 | 37 | 110.1 | 20 |  | Solar | FIXED | Roof
SRP09012 | SUNTECH POWER | STP190S-18/UB-1 | 190 | 30 | 186 | 25 |  | Solar | FIXED | Roof
SRP09013 | UNKNOWN | UNKNOWN | 250 | 44 | 151 | 25 |  | Solar | FIXED | Roof
SRP09014 | SUNTECH POWER | STP210S-18/UB-1 | 270 | 20 | 135 | 25 |  | Solar | FIXED | Roof
SRP09016 | UNI-SOLAR | PVL136 | 144 | 56 | 87 | 9 |  | Solar | FIXED | Roof
SRP09016 | UNI-SOLAR | PVL136 | 144 | 56 | 267 | 9 |  | Solar | FIXED | Roof
SRP09017 | SOLYNDRA | SL-001-150U | 157 | 200 | 180 | 0 |  | Solar | FIXED | Roof
SRP09018 | SOLARWORLD | SW185MONO | 235 | 650 | 180 | 10 |  | Solar | FIXED | Roof
SRP09019 | SUNTECH POWER | STP210S-18/UB-1 | 225 | 28 | 223 | 20 |  | Solar | FIXED | Roof
SRP09020 | SUNPOWER | SPR-230-WHT-U | 245 | 20 | 206 | 27 |  | Solar | FIXED | Roof
SRP09021 | CHANGZHOU TRINA SOLAR ENERGY CO | TSM-185D | 235 | 22 | 187 | 20 |  | Solar | FIXED | Roof
SRP09022 | UNKNOWN | UNKNOWN | 250 | 5 | 162 | 32 |  | Solar | FIXED | Roof
SRP09022 | UNKNOWN | UNKNOWN | 250 | 31 | 252 | 22 |  | Solar | FIXED | Roof
SRP09023 | UNKNOWN | UNKNOWN | 250 | 40 | 129.9 | 30 |  | Solar | FIXED | Roof
SRP09024 | UNKNOWN | UNKNOWN | 250 | 30 | 171 | 30 |  | Solar | FIXED | Roof
SRP09024 | UNKNOWN | UNKNOWN | 250 | 6 | 171 | 35 |  | Solar | FIXED | Roof
SRP09026 | CHANGZHOU TRINA SOLAR ENERGY CO | TSM-185D | 280 | 1100 | 199 | 10 |  | Solar | FIXED | Roof
SRP09027 | CANADIAN SOLAR | CS6P-230 | 235 | 17 | 241 | 24 |  | Solar | FIXED | Roof
SRP09028 | SUNPOWER | SPR-225-BLK-U | 225 | 28 | 109 | 14 |  | Solar | FIXED | Roof
SRP09031 | SUNPOWER | SPR-225-BLK-U | 225 | 8 | 196 | 18 |  | Solar | FIXED | Roof
SRP09031 | SUNPOWER | SPR-225-BLK-U | 225 | 36 | 196 | 22 |  | Solar | FIXED | Roof
SRP09033 | UNKNOWN | UNKNOWN | 250 | 20 | 125.5 | 15 |  | Solar | FIXED | Roof
SRP09034 | CANADIAN SOLAR | CS6P-230 | 235 | 5 | 115 | 29 |  | Solar | FIXED | Roof
SRP09034 | CANADIAN SOLAR | CS6P-230 | 235 | 5 | 205 | 28 |  | Solar | FIXED | Roof
SRP09035 | CANADIAN SOLAR | CS6P-230 | 235 | 13 | 244 | 11 |  | Solar | FIXED | Roof
SRP09037 | UNKNOWN | UNKNOWN | 250 | 22 | 184 | 29 |  | Solar | FIXED | Roof
SRP09037 | UNKNOWN | UNKNOWN | 250 | 12 | 184 | 30 |  | Solar | FIXED | Roof
SRP09039 | UNKNOWN | UNKNOWN | 250 | 22 | 89.6 | 25 |  | Solar | FIXED | Roof
SRP09039 | UNKNOWN | UNKNOWN | 250 | 7 | 179.6 | 35 |  | Solar | FIXED | Roof
SRP09039 | UNKNOWN | UNKNOWN | 250 | 14 | 269.6 | 25 |  | Solar | FIXED | Roof
SRP09040 | YINGLI ENERGY (CHINA) | YL260C-30B | 260 | 12 | 170 | 8 |  | Solar | FIXED | Roof
SRP09040 | YINGLI ENERGY (CHINA) | YL260C-30B | 260 | 14 | 170 | 20 |  | Solar | FIXED | Roof
SRP09041 | CHANGZHOU TRINA SOLAR ENERGY CO | TSM-185D | 240 | 33 | 150 | 25 |  | Solar | FIXED | Roof
SRP09041 | CHANGZHOU TRINA SOLAR ENERGY CO | TSM-185D | 240 | 64 | 240 | 15 |  | Solar | FIXED | Roof
SRP09042 | CANADIAN SOLAR | CS6P-235PX | 235 | 2 | 128 | 38 |  | Solar | FIXED | Roof
SRP09042 | CANADIAN SOLAR | CS6P-235PX | 235 | 9 | 218 | 38 |  | Solar | FIXED | Roof
SRP09044 | CANADIAN SOLAR | CS6P-230 | 235 | 16 | 205 | 28 |  | Solar | FIXED | Roof
SRP09045 | CANADIAN SOLAR | CS6P-230 | 235 | 16 | 214 | 30 |  | Solar | FIXED | Roof
SRP09046 | SOLAR POWER (SPI) | SP195FP12 | 225 | 9 | 115 | 40 |  | Solar | FIXED | Roof
SRP09046 | SOLAR POWER (SPI) | SP195FP12 | 225 | 2 | 205 | 40 |  | Solar | FIXED | Roof
SRP09047 | MATRIX SOLAR/PHOTOWATT | PW1000-90 | 240 | 24 | 187 | 18 |  | Solar | FIXED | Roof
SRP09048 | SOLAR POWER (SPI) | SP195FP12 | 235 | 30 | 188 | 28 |  | Solar | FIXED | Roof
SRP09049 | BAODING YINGLI NEW ENERGY RESOURCES CO | YL170(156) | 235 | 22 | 132 | 30 |  | Solar | FIXED | Roof
SRP09050 | BAODING YINGLI NEW ENERGY RESOURCES CO | YL175(156) | 235 | 24 | 147 | 34 |  | Solar | FIXED | Roof
SRP09050 | BAODING YINGLI NEW ENERGY RESOURCES CO | YL175(156) | 235 | 32 | 244 | 34 |  | Solar | FIXED | Roof
SRP09051 | BAODING YINGLI NEW ENERGY RESOURCES CO | YL175(156) | 235 | 28 | 212 | 28 |  | Solar | FIXED | Roof
SRP09052 | SHARP | NU-U240F2 | 240 | 273 | 145 | 10 |  | Solar | FIXED | Roof
SRP09053 | MITSUBISHI ELECTRIC | PV-MF120EC4 | 235 | 78 | 187 | 18.4 |  | Solar | FIXED | Roof
SRP09054 | CHANGZHOU TRINA SOLAR ENERGY CO | TSM-185D | 240 | 12 | 130 | 35 |  | Solar | FIXED | Roof
SRP09054 | CHANGZHOU TRINA SOLAR ENERGY CO | TSM-185D | 240 | 23 | 220 | 25 |  | Solar | FIXED | Roof
SRP09055 | CHANGZHOU TRINA SOLAR ENERGY CO | TSM-185D | 230 | 22 | 90 | 23 |  | Solar | FIXED | Roof
SRP09055 | CHANGZHOU TRINA SOLAR ENERGY CO | TSM-185D | 230 | 24 | 270 | 23 |  | Solar | FIXED | Roof
SRP09056 | SHARP | ND-224U1F | 224 | 14 | 126 | 16 |  | Solar | FIXED | Roof
SRP09056 | SHARP | ND-224U1F | 224 | 9 | 126 | 22 |  | Solar | FIXED | Roof
SRP09059 | YINGLI ENERGY (CHINA) | YL260C-30B | 260 | 22 | 165 | 25 |  | Solar | FIXED | Roof
SRP09059 | YINGLI ENERGY (CHINA) | YL260C-30B | 260 | 22 | 255 | 25 |  | Solar | FIXED | Roof
SRP09060 | SHARP | NT-S5E1U | 240 | 2704 | 191 | 10 |  | Solar | 1AXIS | Roof
SRP09061 | SUNPOWER | SPR-230-WHT-U | 230 | 36 | 156 | 12 |  | Solar | FIXED | Roof
SRP09062 | SUNPOWER | SPR-305-WHT-U | 320 | 30 | 180 | 23 |  | Solar | FIXED | Roof
SRP09063 | CANADIAN SOLAR | CS6P-240P | 240 | 39 | 158 | 10 |  | Solar | FIXED | Roof
SRP09063 | CANADIAN SOLAR | CS6P-240P | 240 | 338 | 176 | 10 |  | Solar | FIXED | Roof
SRP09064 | SUNTECH POWER | STP210S-18/UB-1 | 275 | 1177 | 239 | 10 |  | Solar | FIXED | Roof
SRP09065 | SUNTECH POWER | STP210S-18/UB-1 | 280 | 594 | 217 | 10 |  | Solar | FIXED | Roof
SRP09066 | ISOFOTON | I-100/12 | 245 | 26 | 254 | 20 |  | Solar | FIXED | Roof
SRP09067 | ISOFOTON | I-100/12 | 245 | 26 | 176 | 36 |  | Solar | FIXED | Roof
SRP09069 | SCHUCO USA |  | 190 | 29 | 136 | 20 |  | Solar | FIXED | Roof
SRP09070 | ISOFOTON | I-165 | 245 | 19 | 150 | 15 |  | Solar | FIXED | Roof
SRP09070 | ISOFOTON | I-165 | 245 | 14 | 150 | 23 |  | Solar | FIXED | Roof
SRP09071 | CONERGY AG | S 175MU | 240 | 28 | 106 | 26 |  | Solar | FIXED | Roof
SRP09073 | YES! SOLAR | ES190W | 240 | 40 | 90 | 30 |  | Solar | FIXED | Roof
SRP09073 | YES! SOLAR | ES190W | 240 | 31 | 180 | 30 |  | Solar | FIXED | Roof
SRP09073 | YES! SOLAR | ES190W | 240 | 23 | 270 | 30 |  | Solar | FIXED | Roof
SRP09075 | SUNPOWER | SPR-230-WHT-U | 230 | 30 | 159 | 18 |  | Solar | FIXED | Roof
SRP09075 | SUNPOWER | SPR-230-WHT-U | 230 | 30 | 250 | 18 |  | Solar | FIXED | Roof
SRP09076 | UNKNOWN | UNKNOWN | 250 | 16 | 168 | 35 |  | Solar | FIXED | Roof
SRP09076 | UNKNOWN | UNKNOWN | 250 | 16 | 258 | 20 |  | Solar | FIXED | Roof
SRP09077 | SCHOTT SOLAR | ASE-100-ATF/17-34 | 220 | 1846 | 183.8 | 5 |  | Solar | FIXED | Roof
SRP09078 | YINGLI ENERGY (CHINA) | YL260C-30B | 260 | 33 | 160 | 20 |  | Solar | FIXED | Roof
SRP09079 | BAODING YINGLI NEW ENERGY RESOURCES CO | YL175(156) | 240 | 40 | 188 | 15 |  | Solar | FIXED | Roof
SRP09080 | YINGLI ENERGY (CHINA) | YL260C-30B | 260 | 46 | 174 | 40 |  | Solar | FIXED | Roof
SRP09081 | CHANGZHOU TRINA SOLAR ENERGY CO | TSM-185D | 240 | 38 | 146.9 | 15 |  | Solar | FIXED | Roof
SRP09082 | SUNTECH POWER | STP190S-18/UB-1 | 190 | 32 | 219.9 | 30 |  | Solar | FIXED | Roof
SRP09084 | CHANGZHOU TRINA SOLAR ENERGY CO | TSM-185D | 240 | 26 | 241 | 12 |  | Solar | FIXED | Roof
SRP09085 | BAODING YINGLI NEW ENERGY RESOURCES CO | YL175(156) | 240 | 24 | 170 | 12 |  | Solar | FIXED | Roof
SRP09085 | BAODING YINGLI NEW ENERGY RESOURCES CO | YL175(156) | 240 | 67 | 260 | 12 |  | Solar | FIXED | Roof
SRP09086 | BAODING YINGLI NEW ENERGY RESOURCES CO | YL175(156) | 240 | 72 | 218 | 5 |  | Solar | FIXED | Roof
SRP09087 | EPV SOLAR | EPV-40 | 300 | 121 | 81 | 18 |  | Solar | FIXED | Roof
SRP09087 | EPV SOLAR | EPV-40 | 300 | 44 | 81 | 25 |  | Solar | FIXED | Roof
SRP09087 | EPV SOLAR | EPV-40 | 300 | 50 | 81 | 32 |  | Solar | FIXED | Roof
SRP09087 | EPV SOLAR | EPV-40 | 300 | 8 | 170 | 32 |  | Solar | FIXED | Roof
SRP09087 | EPV SOLAR | EPV-40 | 300 | 11 | 170 | 32 |  | Solar | FIXED | Roof
SRP09087 | EPV SOLAR | EPV-40 | 300 | 60 | 258 | 18 |  | Solar | FIXED | Roof
SRP09087 | EPV SOLAR | EPV-40 | 300 | 36 | 258 | 25 |  | Solar | FIXED | Roof
SRP09087 | EPV SOLAR | EPV-40 | 300 | 77 | 258 | 32 |  | Solar | FIXED | Roof
SRP09089 | BAODING YINGLI NEW ENERGY RESOURCES CO | YL175(156) | 240 | 70 | 121 | 2 |  | Solar | FIXED | Roof
SRP09089 | BAODING YINGLI NEW ENERGY RESOURCES CO | YL175(156) | 240 | 39 | 211 | 5 |  | Solar | FIXED | Roof
SRP09089 | BAODING YINGLI NEW ENERGY RESOURCES CO | YL175(156) | 240 | 88 | 301 | 2 |  | Solar | FIXED | Roof
SRP09090 | CANADIAN SOLAR | CS6P-230 | 255 | 16 | 134 | 22 |  | Solar | FIXED | Roof
SRP09091 | SUNPOWER | SPR-230-WHT-U | 230 | 29 | 207 | 14 |  | Solar | FIXED | Roof
SRP09093 | SILIKEN MANUFACTURING USA | SLK60P6L 233 WP | 245 | 91 | 163 | 10 |  | Solar | FIXED | Roof
SRP09093 | SILIKEN MANUFACTURING USA | SLK60P6L 233 WP | 245 | 26 | 163 | 20 |  | Solar | FIXED | Roof
SRP09094 | MX SOLAR USA | MX60-230 | 230 | 56 | 176.3 | 10 |  | Solar | FIXED | Ground
SRP09097 | KYOCERA SOLAR | KD210GX-LP | 220 | 14 | 225 | 18 |  | Solar | FIXED | Roof
SRP09098 | KYOCERA SOLAR | KD210GX-LP | 220 | 25 | 270 | 32 |  | Solar | FIXED | Roof
SRP09099 | BAODING YINGLI NEW ENERGY RESOURCES CO | YL175(156) | 240 | 26 | 112 | 10 |  | Solar | FIXED | Roof
SRP09099 | BAODING YINGLI NEW ENERGY RESOURCES CO | YL175(156) | 240 | 33 | 202 | 40 |  | Solar | FIXED | Roof
SRP09100 | KYOCERA SOLAR | KD210GX-LP | 215 | 12 | 230 | 20 |  | Solar | FIXED | Roof
SRP09101 | BAODING YINGLI NEW ENERGY RESOURCES CO | YL175(156) | 235 | 48 | 85 | 22 |  | Solar | FIXED | Roof
SRP09101 | BAODING YINGLI NEW ENERGY RESOURCES CO | YL175(156) | 235 | 52 | 275 | 22 |  | Solar | FIXED | Roof
SRP09102 | UNKNOWN | UNKNOWN | 255 | 22 | 179 | 18 |  | Solar | FIXED | Roof
SRP09103 | UNKNOWN | UNKNOWN | 255 | 28 | 213 | 30 |  | Solar | FIXED | Roof
SRP09106 | MATRIX SOLAR/PHOTOWATT | PW1650-175 | 240 | 17 | 184 | 24 |  | Solar | FIXED | Roof
SRP09107 | SHARP | NT-185U1 | 240 | 24 | 92 | 23 |  | Solar | FIXED | Roof
SRP09107 | SHARP | NT-S5E1U | 240 | 44 | 268 | 23 |  | Solar | FIXED | Roof
SRP09108 | CANADIAN SOLAR | CS6P-235PX | 235 | 10 | 108 | 8 |  | Solar | FIXED | Roof
SRP09108 | CANADIAN SOLAR | CS6P-235PX | 235 | 2 | 108 | 37 |  | Solar | FIXED | Roof
SRP09109 | CANADIAN SOLAR | CS6P-230 | 235 | 15 | 217 | 31 |  | Solar | FIXED | Roof
SRP09110 | CANADIAN SOLAR | CS6P-230 | 230 | 27 | 156 | 30 |  | Solar | FIXED | Roof
SRP09111 | MATRIX SOLAR/PHOTOWATT | PW1000-100 | 235 | 324 | 167 | 23 |  | Solar | FIXED | Roof
SRP09113 | CANADIAN SOLAR | CS6P-230 | 250 | 2340 | 160 | 12.5 |  | Solar | FIXED | Ground
SRP09113 | CANADIAN SOLAR | CS6P-230 | 250 | 4888 | 160 | 15 |  | Solar | FIXED | Ground
SRP09114 | SUNTECH POWER | STP210S-18/UB-1 | 240 | 27 | 175 | 26 |  | Solar | FIXED | Roof
SRP09116 | CANADIAN SOLAR | CS6P-230 | 235 | 20 | 218 | 23 |  | Solar | FIXED | Roof
SRP09118 | TRINA SOLAR | TSM-230PA05 | 230 | 9 | 135 | 38 |  | Solar | FIXED | Roof
SRP09118 | TRINA SOLAR | TSM-230PA05 | 230 | 18 | 225 | 38 |  | Solar | FIXED | Roof
SRP09119 | TRINA SOLAR | TSM-235PA05.10 | 235 | 22 | 215 | 34 |  | Solar | FIXED | Roof
SRP09122 | TRINA SOLAR | TSM-235PD05.10 | 235 | 28 | 216 | 20 |  | Solar | FIXED | Roof
SRP09123 | TRINA SOLAR | TSM-230PA05 | 230 | 24 | 215 | 22 |  | Solar | FIXED | Roof
SRP09123 | TRINA SOLAR | TSM-230PA05 | 230 | 40 | 215 | 24 |  | Solar | FIXED | Roof
SRP09125 | TRINA SOLAR | TSM-235PA05.10 | 235 | 18 | 139 | 22 |  | Solar | FIXED | Roof
SRP09125 | TRINA SOLAR | TSM-235PA05.10 | 235 | 14 | 229 | 22 |  | Solar | FIXED | Roof
SRP09127 | TRINA SOLAR | TSM-235PA05.10 | 235 | 22 | 168 | 36 |  | Solar | FIXED | Roof
SRP09129 | CEEG (SHANGHAI) SOLAR SCIENCE AND TECHNOLOGY CO | SST 190-72M | 275 | 14 | 194 | 26 |  | Solar | FIXED | Roof
SRP09131 | TRINA SOLAR | TSM-230PA05 | 230 | 30 | 167 | 24 |  | Solar | FIXED | Roof
SRP09132 | TRINA SOLAR | TSM-235PA05.10 | 235 | 31 | 217 | 28 |  | Solar | FIXED | Roof
SRP09133 | PACIFIC SOLAR PTY LIMITED | PP-USA-213-S5 | 245 | 29 | 156 | 22 |  | Solar | FIXED | Roof
SRP09133 | PACIFIC SOLAR PTY LIMITED | PP-USA-213-S5 | 245 | 16 | 158 | 18 |  | Solar | FIXED | Roof
SRP09133 | PACIFIC SOLAR PTY LIMITED | PP-USA-213-S5 | 245 | 14 | 246 | 17 |  | Solar | FIXED | Roof
SRP09134 | CHANGZHOU TRINA SOLAR ENERGY CO | TSM-185D | 235 | 18 | 157 | 32 |  | Solar | FIXED | Roof
SRP09134 | CHANGZHOU TRINA SOLAR ENERGY CO | TSM-185D | 235 | 19 | 247 | 27 |  | Solar | FIXED | Roof
SRP09135 | SUNPOWER | SPR-230-WHT-U | 240 | 35 | 204.3 | 25 |  | Solar | FIXED | Roof
SRP09136 | SUNPOWER | SPR-225-BLK-U | 225 | 16 | 188 | 30 |  | Solar | FIXED | Roof
SRP09136 | SUNPOWER | SPR-225-BLK-U | 225 | 10 | 188 | 38 |  | Solar | FIXED | Roof
SRP09138 | SUNTECH POWER | STP210S-18/UB-1 | 280 | 90 | 116 | 9 |  | Solar | FIXED | Roof
SRP09139 | CHANGZHOU TRINA SOLAR ENERGY CO | TSM-185D | 235 | 16 | 175.5 | 16 |  | Solar | FIXED | Roof
SRP09140 | SHARP | NT-188U1 | 240 | 24 | 180 | 26 |  | Solar | FIXED | Roof
SRP09141 | SUNTECH POWER | STP190S-18/UB-1 | 190 | 28 | 181 | 36 |  | Solar | FIXED | Roof
SRP09142 | SOLARWORLD | SW185MONO | 255 | 88 | 186 | 35 |  | Solar | FIXED | Ground
SRP09144 | CANADIAN SOLAR | CS6P-230 | 235 | 17 | 178 | 22 |  | Solar | FIXED | Roof
SRP09145 | CANADIAN SOLAR | CS6P-230 | 235 | 17 | 207 | 16 |  | Solar | FIXED | Roof
SRP09148 | SUNPOWER | SPR-230-WHT-U | 240 | 11 | 132 | 36 |  | Solar | FIXED | Roof
SRP09148 | SUNPOWER | SPR-230-WHT-U | 240 | 55 | 222 | 32 |  | Solar | FIXED | Roof
SRP09149 | SUNPOWER | SPR-240E-WHT-D | 240 | 30 | 120 | 16 |  | Solar | FIXED | Roof
SRP09151 | CANADIAN SOLAR | CS6P-230 | 235 | 17 | 125 | 40 |  | Solar | FIXED | Roof
SRP09153 | CANADIAN SOLAR | CS6P-230 | 235 | 17 | 126 | 32 |  | Solar | FIXED | Roof
SRP09155 | CANADIAN SOLAR | CS6P-230 | 235 | 5 | 215 | 13 |  | Solar | FIXED | Roof
SRP09155 | CANADIAN SOLAR | CS6P-230 | 235 | 11 | 215 | 28 |  | Solar | FIXED | Roof
SRP09157 | CANADIAN SOLAR | CS6P-230 | 235 | 24 | 220 | 20 |  | Solar | FIXED | Roof
SRP09158 | CANADIAN SOLAR | CS6P-230 | 235 | 17 | 163 | 12 |  | Solar | FIXED | Roof
SRP09158 | CANADIAN SOLAR | CS6P-230 | 235 | 8 | 163 | 37 |  | Solar | FIXED | Roof
SRP09159 | CANADIAN SOLAR | CS6P-230 | 235 | 9 | 25 | 8 |  | Solar | FIXED | Roof
SRP09159 | CANADIAN SOLAR | CS6P-230 | 235 | 9 | 205 | 8 |  | Solar | FIXED | Roof
SRP09159 | CANADIAN SOLAR | CS6P-230 | 235 | 9 | 205 | 22 |  | Solar | FIXED | Roof
SRP09162 | CANADIAN SOLAR | CS6P-230 | 235 | 12 | 172 | 18 |  | Solar | FIXED | Roof
SRP09162 | CANADIAN SOLAR | CS6P-230 | 235 | 20 | 172 | 20 |  | Solar | FIXED | Roof
SRP09163 | CANADIAN SOLAR | CS6P-230 | 235 | 17 | 167 | 11 |  | Solar | FIXED | Roof
SRP09163 | CANADIAN SOLAR | CS6P-230 | 235 | 10 | 167 | 12 |  | Solar | FIXED | Roof
SRP09165 | CANADIAN SOLAR | CS6P-230 | 235 | 2 | 127 | 37 |  | Solar | FIXED | Roof
SRP09165 | CANADIAN SOLAR | CS6P-230 | 235 | 14 | 217 | 20 |  | Solar | FIXED | Roof
SRP09166 | SOLARWORLD | SW185MONO | 235 | 12 | 161 | 16 |  | Solar | FIXED | Roof
SRP09166 | SOLARWORLD | SW185MONO | 235 | 2 | 161 | 35 |  | Solar | FIXED | Roof
SRP09166 | SOLARWORLD | SW185MONO | 235 | 17 | 161 | 40 |  | Solar | FIXED | Roof
SRP09168 | UNKNOWN | UNKNOWN | 255 | 18 | 155 | 30 |  | Solar | FIXED | Roof
SRP09168 | UNKNOWN | UNKNOWN | 255 | 10 | 235 | 30 |  | Solar | FIXED | Roof
SRP09169 | SUNTECH POWER | STP190-18/UB-1 | 190 | 43 | 242.1 | 25 |  | Solar | FIXED | Roof
SRP09170 | YINGLI ENERGY (CHINA) | YL235P-29B | 235 | 7 | 113 | 21 |  | Solar | FIXED | Roof
SRP09170 | YINGLI ENERGY (CHINA) | YL235P-29B | 235 | 26 | 193 | 24 |  | Solar | FIXED | Roof
SRP09171 | CANADIAN SOLAR | CS6P-195 | 195 | 80 | 113 | 23 |  | Solar | FIXED | Roof
SRP09173 | BAODING YINGLI NEW ENERGY RESOURCES CO | YL175(156) | 235 | 42 | 184 | 37 |  | Solar | FIXED | Roof
SRP09173 | BAODING YINGLI NEW ENERGY RESOURCES CO | YL175(156) | 235 | 8 | 274 | 45 |  | Solar | FIXED | Roof
SRP09174 | BAODING YINGLI NEW ENERGY RESOURCES CO | YL175(156) | 235 | 26 | 193 | 30 |  | Solar | FIXED | Roof
SRP09175 | ALEO SOLAR | A18.240 | 240 | 14 | 105 | 34 |  | Solar | FIXED | Roof
SRP09175 | ALEO SOLAR | A18.240 | 240 | 14 | 285 | 34 |  | Solar | FIXED | Roof
SRP09176 | BAODING YINGLI NEW ENERGY RESOURCES CO | YL175(156) | 235 | 24 | 109 | 22 |  | Solar | FIXED | Roof
SRP09177 | BAODING YINGLI NEW ENERGY RESOURCES CO | YL175(156) | 235 | 12 | 154 | 8 |  | Solar | FIXED | Roof
SRP09177 | BAODING YINGLI NEW ENERGY RESOURCES CO | YL175(156) | 235 | 12 | 154 | 24 |  | Solar | FIXED | Roof
SRP09180 | MATRIX SOLAR/PHOTOWATT | PW1000-100 | 240 | 34 | 131 | 30 |  | Solar | FIXED | Roof
SRP09183 | BAODING YINGLI NEW ENERGY RESOURCES CO | YL175(156) | 235 | 31 | 206 | 22 |  | Solar | FIXED | Roof
SRP09188 | SHENZHEN ZHONGJING SOLAR | PWM-180W | 230 | 672 | 203 | 10 |  | Solar | FIXED | Roof
SRP09189 | MATRIX SOLAR/PHOTOWATT | PW1650-175 | 240 | 75 | 180 | 42.5 |  | Solar | FIXED | Roof
SRP09190 | UNKNOWN | UNKNOWN | 255 | 22 | 183 | 33 |  | Solar | FIXED | Roof
SRP09191 | SUNPOWER | SPR-230-WHT-U | 240 | 14 | 124 | 20 |  | Solar | FIXED | Roof
SRP09191 | SUNPOWER | SPR-230-WHT-U | 240 | 27 | 212 | 20 |  | Solar | FIXED | Roof
SRP09193 | MC SOLAR | TF-90B | 245 | 31 | 130 | 25 |  | Solar | FIXED | Roof
SRP09194 | SHARP | NT-188U1 | 224 | 24 | 155 | 20 |  | Solar | FIXED | Roof
SRP09194 | SHARP | ND-224UC1 | 224 | 22 | 245 | 15 |  | Solar | FIXED | Ground
SRP09199 | MATRIX SOLAR/PHOTOWATT | PW1000-100 | 255 | 624 | 145 | 10 |  | Solar | FIXED | Ground
SRP09199 | MATRIX SOLAR/PHOTOWATT | PW1000-100 | 255 | 624 | 174 | 10 |  | Solar | FIXED | Ground
SRP09199 | MATRIX SOLAR/PHOTOWATT | PW1000-100 | 255 | 1040 | 197 | 10 |  | Solar | FIXED | Ground
SRP09199 | MATRIX SOLAR/PHOTOWATT | PW1650-175 | 255 | 3523 | 205 | 10 |  | Solar | FIXED | Ground
SRP09199 | MATRIX SOLAR/PHOTOWATT | PW1000-100 | 255 | 520 | 212 | 10 |  | Solar | FIXED | Roof
SRP09200 | SUNTECH POWER | STP210S-18/UB-1 | 245 | 2886 | 182 | 10 |  | Solar | FIXED | Roof
SRP09201 | SUNTECH POWER | STP210S-18/UB-1 | 245 | 2899 | 180 | 10 |  | Solar | FIXED | Roof
SRP09202 | UNKNOWN | UNKNOWN | 250 | 16 | 180 | 39 |  | Solar | FIXED | Roof
SRP09202 | UNKNOWN | UNKNOWN | 250 | 12 | 270 | 35 |  | Solar | FIXED | Roof
SRP09202 | UNKNOWN | UNKNOWN | 250 | 12 | 270 | 39 |  | Solar | FIXED | Roof
SRP09203 | CHANGZHOU TRINA SOLAR ENERGY CO | TSM-185D | 235 | 26 | 195 | 24 |  | Solar | FIXED | Roof
SRP09204 | UNKNOWN | UNKNOWN | 250 | 34 | 252 | 30 |  | Solar | FIXED | Roof
SRP09205 | UNKNOWN | UNKNOWN | 250 | 26 | 176 | 25 |  | Solar | FIXED | Roof
SRP09206 | UNKNOWN | UNKNOWN | 250 | 24 | 180 | 33 |  | Solar | FIXED | Roof
SRP09207 | UNKNOWN | UNKNOWN | 250 | 44 | 142 | 25 |  | Solar | FIXED | Roof
SRP09210 | UNKNOWN | UNKNOWN | 250 | 20 | 193 | 35 |  | Solar | FIXED | Roof
SRP09211 | BAODING YINGLI NEW ENERGY RESOURCES CO | YL175(156) | 235 | 33 | 232 | 34 |  | Solar | FIXED | Roof
SRP09213 | SUNPOWER | SPR-305-WHT-U | 308 | 20 | 243 | 20 |  | Solar | FIXED | Roof
SRP09214 | SANYO ELECTRIC | HIP-205BA5 | 220 | 12 | 157 | 25 |  | Solar | FIXED | Roof
SRP09215 | YINGLI ENERGY (CHINA) | YL235P-29B | 235 | 26 | 144 | 30 |  | Solar | FIXED | Roof
SRP09216 | BAODING YINGLI NEW ENERGY RESOURCES CO | YL175(156) | 235 | 21 | 162 | 21 |  | Solar | FIXED | Roof
SRP09217 | CHANGZHOU TRINA SOLAR ENERGY CO | TSM-185D | 240 | 33 | 177 | 15 |  | Solar | FIXED | Roof
SRP09217 | CHANGZHOU TRINA SOLAR ENERGY CO | TSM-185D | 240 | 18 | 177 | 18 |  | Solar | FIXED | Roof
SRP09217 | CHANGZHOU TRINA SOLAR ENERGY CO | TSM-185D | 240 | 18 | 177 | 35 |  | Solar | FIXED | Roof
SRP09218 | UNKNOWN | UNKNOWN | 250 | 22 | 212 | 20 |  | Solar | FIXED | Roof
SRP09219 | UNKNOWN | UNKNOWN | 250 | 16 | 121 | 40 |  | Solar | FIXED | Roof
SRP09220 | UNKNOWN | UNKNOWN | 250 | 36 | 222 | 26 |  | Solar | FIXED | Roof
SRP09221 | UNKNOWN | UNKNOWN | 250 | 10 | 160 | 30 |  | Solar | FIXED | Roof
SRP09221 | UNKNOWN | UNKNOWN | 250 | 24 | 250 | 30 |  | Solar | FIXED | Roof
SRP09222 | UNKNOWN | UNKNOWN | 250 | 18 | 219.8 | 32 |  | Solar | FIXED | Roof
SRP09223 | UNKNOWN | UNKNOWN | 250 | 32 | 170 | 20 |  | Solar | FIXED | Roof
SRP09225 | CHANGZHOU TRINA SOLAR ENERGY CO | TSM-185D | 235 | 44 | 180 | 30 |  | Solar | FIXED | Roof
SRP09226 | BAODING YINGLI NEW ENERGY RESOURCES CO | YL175(156) | 235 | 12 | 225 | 26 |  | Solar | FIXED | Roof
SRP09228 | CANADIAN SOLAR | CS6P-230 | 235 | 11 | 216 | 28 |  | Solar | FIXED | Roof
SRP09229 | CANADIAN SOLAR | CS6P-230 | 235 | 19 | 128 | 16 |  | Solar | FIXED | Roof
SRP09230 | CANADIAN SOLAR | CS6P-230 | 235 | 17 | 167 | 26 |  | Solar | FIXED | Roof
SRP09231 | CANADIAN SOLAR | CS6P-230 | 235 | 8 | 218 | 12 |  | Solar | FIXED | Roof
SRP09231 | CANADIAN SOLAR | CS6P-230 | 235 | 7 | 218 | 35 |  | Solar | FIXED | Roof
SRP09232 | CANADIAN SOLAR | CS6P-230 | 235 | 8 | 162 | 9 |  | Solar | FIXED | Roof
SRP09232 | CANADIAN SOLAR | CS6P-230 | 235 | 5 | 162 | 14 |  | Solar | FIXED | Roof
SRP09232 | CANADIAN SOLAR | CS6P-230 | 235 | 2 | 162 | 36 |  | Solar | FIXED | Roof
SRP09232 | CANADIAN SOLAR | CS6P-230 | 235 | 2 | 252 | 25 |  | Solar | FIXED | Roof
SRP09233 | MATRIX SOLAR/PHOTOWATT | PW1650-175 | 230 | 48 | 111 | 16 |  | Solar | FIXED | Roof
SRP09233 | MATRIX SOLAR/PHOTOWATT | PW1650-175 | 230 | 22 | 190 | 16 |  | Solar | FIXED | Roof
SRP09234 | UNITED SOLAR OVONIC | ASR-128 | 240 | 14 | 232.5 | 15 |  | Solar | FIXED | Roof
SRP09237 | CHANGZHOU TRINA SOLAR ENERGY CO | TSM-185D | 240 | 26 | 259.6 | 24 |  | Solar | FIXED | Roof
SRP09238 | SHANGHAI SOLAR ENERGY S&T | S-180C | 230 | 1521 | 131 | 5 |  | Solar | FIXED | Roof
SRP09239 | LG ELECTRONICS SOLAR CELL DIVISION | LG255S1C-G2 | 255 | 16 | 135 | 40 |  | Solar | FIXED | Roof
SRP09239 | LG ELECTRONICS SOLAR CELL DIVISION | LG255S1C-G2 | 255 | 18 | 225 | 40 |  | Solar | FIXED | Roof
SRP09240 | KYOCERA SOLAR | KD210GX-LP | 240 | 8 | 195 | 11 |  | Solar | FIXED | Roof
SRP09240 | KYOCERA SOLAR | KD210GX-LP | 240 | 29 | 195 | 30 |  | Solar | FIXED | Roof
SRP09242 | SCHUCO USA |  | 260 | 33 | 178 | 36 |  | Solar | FIXED | Roof
SRP09243 | ISOFOTON | I-100/12 | 245 | 18 | 214 | 20 |  | Solar | FIXED | Roof
SRP09244 | UNKNOWN | UNKNOWN | 250 | 20 | 95 | 15 |  | Solar | FIXED | Roof
SRP09244 | UNKNOWN | UNKNOWN | 250 | 10 | 95 | 25 |  | Solar | FIXED | Roof
SRP09244 | UNKNOWN | UNKNOWN | 250 | 12 | 185 | 25 |  | Solar | FIXED | Roof
SRP09245 | UNKNOWN | UNKNOWN | 250 | 36 | 119.2 | 25 |  | Solar | FIXED | Roof
SRP09246 | UNKNOWN | UNKNOWN | 250 | 29 | 189 | 18 |  | Solar | FIXED | Roof
SRP09247 | UNKNOWN | UNKNOWN | 250 | 6 | 188.6 | 30 |  | Solar | FIXED | Roof
SRP09247 | UNKNOWN | UNKNOWN | 250 | 16 | 278.6 | 9 |  | Solar | FIXED | Roof
SRP09247 | UNKNOWN | UNKNOWN | 250 | 16 | 278.6 | 20 |  | Solar | FIXED | Roof
SRP09248 | CONERGY AG | S 175MU | 235 | 24 | 234 | 38 |  | Solar | FIXED | Roof
SRP09249 | SUNTECH POWER | STP190S-18/UB-1 | 190 | 28 | 114.5 | 30 |  | Solar | FIXED | Roof
SRP09249 | SUNTECH POWER | STP190-18/UB-1 | 190 | 33 | 204.5 | 20 |  | Solar | FIXED | Roof
SRP09249 | SUNTECH POWER | STP190S-18/UB-1 | 190 | 49 | 204.5 | 40 |  | Solar | FIXED | Roof
SRP09250 | UNKNOWN | UNKNOWN | 250 | 14 | 107.4 | 28 |  | Solar | FIXED | Roof
SRP09251 | MATRIX SOLAR/PHOTOWATT | PW1250-115 | 240 | 12 | 102 | 30 |  | Solar | FIXED | Roof
SRP09251 | MATRIX SOLAR/PHOTOWATT | PW1250-115 | 240 | 12 | 192 | 38 |  | Solar | FIXED | Roof
SRP09251 | MATRIX SOLAR/PHOTOWATT | PW1250-115 | 240 | 5 | 192 | 40 |  | Solar | FIXED | Roof
SRP09252 | UNKNOWN | UNKNOWN | 250 | 34 | 168 | 18 |  | Solar | FIXED | Roof
SRP09253 | UNKNOWN | UNKNOWN | 250 | 24 | 192.4 | 28 |  | Solar | FIXED | Roof
SRP09254 | CANADIAN SOLAR | CS4C-110 | 235 | 221 | 175 | 11.9 |  | Solar | FIXED | Roof
SRP09255 | UNKNOWN | UNKNOWN | 250 | 15 | 125.6 | 15 |  | Solar | FIXED | Roof
SRP09255 | UNKNOWN | UNKNOWN | 250 | 26 | 215.6 | 15 |  | Solar | FIXED | Roof
SRP09255 | UNKNOWN | UNKNOWN | 250 | 5 | 215.6 | 18 |  | Solar | FIXED | Roof
SRP09256 | MATRIX SOLAR/PHOTOWATT | PW1650-175 | 230 | 24 | 285 | 16 |  | Solar | 1AXIS | Roof
SRP09257 | BAODING YINGLI NEW ENERGY RESOURCES CO | YL175(156) | 240 | 156 | 185 | 5 |  | Solar | FIXED | Roof
SRP09258 | BAODING YINGLI NEW ENERGY RESOURCES CO | YL175(156) | 240 | 208 | 163 | 5 |  | Solar | FIXED | Roof
SRP09259 | BAODING YINGLI NEW ENERGY RESOURCES CO | YL175(156) | 240 | 156 | 162 | 5 |  | Solar | FIXED | Roof
SRP09261 | UNKNOWN | UNKNOWN | 250 | 22 | 197 | 20 |  | Solar | FIXED | Roof
SRP09262 | CHANGZHOU TRINA SOLAR ENERGY CO | TSM-185D | 240 | 16 | 188 | 20 |  | Solar | FIXED | Roof
SRP09263 | UNKNOWN | UNKNOWN | 250 | 40 | 177 | 23 |  | Solar | FIXED | Roof
SRP09265 | CANADIAN SOLAR | CS6P-230 | 235 | 17 | 218 | 25 |  | Solar | FIXED | Roof
SRP09266 | CANADIAN SOLAR | CS6P-230 | 235 | 12 | 199 | 19 |  | Solar | FIXED | Roof
SRP09267 | CANADIAN SOLAR | CS6P-230 | 235 | 12 | 126 | 17 |  | Solar | FIXED | Roof
SRP09268 | CANADIAN SOLAR | CS6P-230 | 235 | 14 | 195 | 26 |  | Solar | FIXED | Roof
SRP09269 | SUNTECH POWER | STP190S-18/UB-1 | 190 | 24 | 185 | 30 |  | Solar | FIXED | Roof
SRP09270 | CANADIAN SOLAR | CS6P-230 | 235 | 9 | 126 | 40 |  | Solar | FIXED | Roof
SRP09270 | CANADIAN SOLAR | CS6P-230 | 235 | 8 | 218 | 42 |  | Solar | FIXED | Roof
SRP09271 | CHANGZHOU TRINA SOLAR ENERGY CO | TSM-185D | 240 | 33 | 188 | 6 |  | Solar | FIXED | Roof
SRP09271 | CHANGZHOU TRINA SOLAR ENERGY CO | TSM-185D | 240 | 63 | 188 | 9 |  | Solar | FIXED | Roof
SRP09272 | SUNTECH POWER | STP200S-18/UB-1 | 205 | 52 | 126 | 20 |  | Solar | FIXED | Roof
SRP09272 | SUNTECH POWER | STP200S-18/UB-1 | 205 | 126 | 216 | 34 |  | Solar | FIXED | Roof
SRP09273 | CANADIAN SOLAR | CS6P-230 | 255 | 12 | 158 | 40 |  | Solar | FIXED | Roof
SRP09273 | CANADIAN SOLAR | CS6P-230 | 255 | 28 | 248 | 32 |  | Solar | FIXED | Roof
SRP09274 | BAODING YINGLI NEW ENERGY RESOURCES CO | YL175(156) | 235 | 30 | 216 | 10 |  | Solar | FIXED | Roof
SRP09276 | CHANGZHOU TRINA SOLAR ENERGY CO | TSM-185D | 240 | 43 | 235.1 | 35 |  | Solar | FIXED | Roof
SRP09277 | CANADIAN SOLAR | CS6P-230 | 235 | 15 | 114 | 18 |  | Solar | FIXED | Roof
SRP09277 | CANADIAN SOLAR | CS6P-230 | 235 | 13 | 294 | 18 |  | Solar | FIXED | Roof
SRP09278 | CANADIAN SOLAR | CS6P-230 | 235 | 17 | 161 | 39 |  | Solar | FIXED | Roof
SRP09279 | UNKNOWN | UNKNOWN | 250 | 16 | 139.6 | 38 |  | Solar | FIXED | Roof
SRP09279 | UNKNOWN | UNKNOWN | 250 | 22 | 229.6 | 38 |  | Solar | FIXED | Roof
SRP09281 | SUNTECH POWER | STP190-18/UB-1 | 205 | 40 | 180 | 30 |  | Solar | FIXED | Ground
SRP09282 | SUNPOWER | SPR-230-WHT-U | 240 | 48 | 116 | 37 |  | Solar | FIXED | Roof
SRP09284 | KYOCERA SOLAR | KD210GX-LP | 215 | 30 | 263 | 30 |  | Solar | FIXED | Roof
SRP09285 | CANADIAN SOLAR | CS6P-230 | 235 | 20 | 205 | 25 |  | Solar | FIXED | Roof
SRP09286 | BAODING YINGLI NEW ENERGY RESOURCES CO | YL175(156) | 235 | 9 | 162 | 40 |  | Solar | FIXED | Roof
SRP09286 | BAODING YINGLI NEW ENERGY RESOURCES CO | YL175(156) | 235 | 19 | 252 | 40 |  | Solar | FIXED | Roof
SRP09287 | BAODING YINGLI NEW ENERGY RESOURCES CO | YL175(156) | 235 | 26 | 237 | 30 |  | Solar | FIXED | Roof
SRP09288 | KYOCERA SOLAR | KD220GX-LFBS | 220 | 46 | 224 | 25 |  | Solar | FIXED | Roof
SRP09289 | KYOCERA SOLAR | KC120-1 | 215 | 40 | 155 | 25 |  | Solar | FIXED | Roof
SRP09289 | KYOCERA SOLAR | KC120-1 | 215 | 8 | 245 | 25 |  | Solar | FIXED | Roof
SRP09290 | UNKNOWN | UNKNOWN | 255 | 26 | 171 | 40 |  | Solar | FIXED | Roof
SRP09291 | CANADIAN SOLAR | CS5P-240 | 255 | 21 | 235 | 19 |  | Solar | FIXED | Roof
SRP09292 | REC SCANMODULE | SCM210 | 235 | 26 | 94 | 34 |  | Solar | FIXED | Roof
SRP09293 | MATRIX SOLAR/PHOTOWATT | PW1000-100 | 240 | 77 | 200 | 26 |  | Solar | FIXED | Roof
SRP09297 | SUNTECH POWER | STP190S-18/UB-1 | 190 | 10 | 183 | 15 |  | Solar | FIXED | Roof
SRP09297 | SUNTECH POWER | STP190S-18/UB-1 | 190 | 52 | 183 | 35 |  | Solar | FIXED | Roof
SRP09298 | UNKNOWN | UNKNOWN | 250 | 50 | 184.1 | 22 |  | Solar | FIXED | Roof
SRP09299 | SUNTECH POWER | STP190S-18/UB-1 | 190 | 40 | 204 | 35 |  | Solar | FIXED | Roof
SRP09301 | BAODING YINGLI NEW ENERGY RESOURCES CO | YL175(156) | 235 | 18 | 167 | 24 |  | Solar | FIXED | Roof
SRP09302 | YINGLI ENERGY (CHINA) | YL235P-29B | 235 | 10 | 122 | 19 |  | Solar | FIXED | Roof
SRP09302 | YINGLI ENERGY (CHINA) | YL235P-29B | 235 | 12 | 122 | 23 |  | Solar | FIXED | Roof
SRP09302 | YINGLI ENERGY (CHINA) | YL235P-29B | 235 | 12 | 212 | 20 |  | Solar | FIXED | Roof
SRP09303 | YINGLI ENERGY (CHINA) | YL235P-29B | 235 | 14 | 120 | 20 |  | Solar | FIXED | Roof
SRP09303 | YINGLI ENERGY (CHINA) | YL235P-29B | 235 | 22 | 210 | 20 |  | Solar | FIXED | Roof
SRP09304 | CHANGZHOU TRINA SOLAR ENERGY CO | TSM-185D | 240 | 20 | 167 | 35 |  | Solar | FIXED | Roof
SRP09305 | UNKNOWN | UNKNOWN | 250 | 18 | 85 | 35 |  | Solar | FIXED | Roof
SRP09305 | UNKNOWN | UNKNOWN | 250 | 7 | 171 | 35 |  | Solar | FIXED | Roof
SRP09305 | UNKNOWN | UNKNOWN | 250 | 28 | 261 | 30 |  | Solar | FIXED | Roof
SRP09306 | CHANGZHOU TRINA SOLAR ENERGY CO | TSM-185D | 240 | 54 | 100.3 | 10 |  | Solar | FIXED | Roof
SRP09308 | BAODING YINGLI NEW ENERGY RESOURCES CO | YL175(156) | 260 | 481 | 150 | 11.6 |  | Solar | FIXED | Roof
SRP09308 | BAODING YINGLI NEW ENERGY RESOURCES CO | YL175(156) | 260 | 2520 | 150 | 12 |  | Solar | FIXED | Roof
SRP09308 | BAODING YINGLI NEW ENERGY RESOURCES CO | YL175(156) | 260 | 2485 | 330 | 1 |  | Solar | FIXED | Roof
SRP09309 | CANADIAN SOLAR | CS6P-230 | 235 | 26 | 133 | 34 |  | Solar | FIXED | Roof
SRP09310 | REC SCANMODULE | SCM230 | 235 | 40 | 214 | 24 |  | Solar | FIXED | Roof
SRP09311 | BAODING YINGLI NEW ENERGY RESOURCES CO | YL175(156) | 235 | 33 | 243 | 36 |  | Solar | FIXED | Roof
SRP09314 | LIGHT WAY GREEN NEW ENERGY | LW235(29)P1650X990 | 235 | 1027 | 165 | 5 |  | Solar | FIXED | Roof
SRP09315 | CANADIAN SOLAR | CS6P-230 | 235 | 26 | 232 | 22 |  | Solar | FIXED | Roof
SRP09316 | YINGLI ENERGY (CHINA) | YL235P-29B | 235 | 33 | 244 | 37 |  | Solar | FIXED | Roof
SRP09317 | UNKNOWN | UNKNOWN | 235 | 66 | 165 | 6 |  | Solar | FIXED | Roof
SRP09317 | UNKNOWN | UNKNOWN | 235 | 18 | 165 | 26 |  | Solar | FIXED | Roof
SRP09318 | CHANGZHOU TRINA SOLAR ENERGY CO | TSM-185D | 240 | 19 | 105 | 22 |  | Solar | FIXED | Roof
SRP09319 | UNKNOWN | UNKNOWN | 255 | 28 | 180 | 32 |  | Solar | FIXED | Ground
SRP09320 | SUNPOWER | SPR-315E-WHT-U | 327 | 448 | 211 | 10 |  | Solar | FIXED | Roof
SRP09321 | BAODING YINGLI NEW ENERGY RESOURCES CO | YL175(156) | 240 | 50 | 200 | 30 |  | Solar | FIXED | Roof
SRP09323 | CANADIAN SOLAR | CS6P-230 | 235 | 2 | 126 | 18 |  | Solar | FIXED | Roof
SRP09323 | CANADIAN SOLAR | CS6P-230 | 235 | 10 | 218 | 17 |  | Solar | FIXED | Roof
SRP09323 | CANADIAN SOLAR | CS6P-230 | 235 | 2 | 307 | 18 |  | Solar | FIXED | Roof
SRP09324 | CANADIAN SOLAR | CS6P-230 | 235 | 4 | 126 | 14 |  | Solar | FIXED | Roof
SRP09324 | CANADIAN SOLAR | CS6P-230 | 235 | 11 | 218 | 26 |  | Solar | FIXED | Roof
SRP09325 | CANADIAN SOLAR | CS6P-230 | 235 | 16 | 205 | 29 |  | Solar | FIXED | Roof
SRP09327 | YINGLI ENERGY (CHINA) | YL235P-29B | 235 | 21 | 157 | 45 |  | Solar | FIXED | Roof
SRP09327 | YINGLI ENERGY (CHINA) | YL235P-29B | 235 | 26 | 247 | 35 |  | Solar | FIXED | Roof
SRP09329 | CHANGZHOU TRINA SOLAR ENERGY CO | TSM-185D | 235 | 26 | 211 | 20 |  | Solar | FIXED | Roof
SRP09330 | SUNTECH POWER | STP200UB | 205 | 46 | 190.7 | 25 |  | Solar | FIXED | Roof
SRP09331 | SUNTECH POWER | STP190S-18/UB-1 | 190 | 72 | 196 | 35 |  | Solar | FIXED | Roof
SRP09332 | CHANGZHOU TRINA SOLAR ENERGY CO | TSM-185D | 240 | 38 | 205.7 | 30 |  | Solar | FIXED | Roof
SRP09334 | YINGLI ENERGY (CHINA) | YL235P-29B | 235 | 14 | 189 | 18 |  | Solar | FIXED | Roof
SRP09335 | MATRIX SOLAR/PHOTOWATT | PW1650-175 | 230 | 247 | 175 | 10 |  | Solar | FIXED | Roof
SRP09336 | BAODING YINGLI NEW ENERGY RESOURCES CO | YL175(156) | 235 | 12 | 110 | 20 |  | Solar | FIXED | Roof
SRP09336 | BAODING YINGLI NEW ENERGY RESOURCES CO | YL175(156) | 235 | 16 | 215 | 7 |  | Solar | FIXED | Roof
SRP09337 | YINGLI ENERGY (CHINA) | YL235P-29B | 235 | 8 | 204 | 14 |  | Solar | FIXED | Roof
SRP09337 | YINGLI ENERGY (CHINA) | YL235P-29B | 235 | 12 | 206 | 29 |  | Solar | FIXED | Roof
SRP09338 | ISOFOTON | I-100/12 | 248 | 54 | 180 | 32 |  | Solar | FIXED | Ground
SRP09339 | CANADIAN SOLAR | CS6P-230 | 235 | 12 | 164 | 28 |  | Solar | FIXED | Roof
SRP09340 | CANADIAN SOLAR | CS6P-230 | 235 | 17 | 110 | 31 |  | Solar | FIXED | Roof
SRP09342 | CANADIAN SOLAR | CS6P-230 | 235 | 13 | 165 | 20 |  | Solar | FIXED | Roof
SRP09342 | CANADIAN SOLAR | CS6P-230 | 235 | 10 | 257 | 19 |  | Solar | FIXED | Roof
SRP09343 | BAODING YINGLI NEW ENERGY RESOURCES CO | YL175(156) | 260 | 377 | 157 | 5 |  | Solar | FIXED | Roof
SRP09344 | BAODING YINGLI NEW ENERGY RESOURCES CO | YL175(156) | 260 | 91 | 188 | 5 |  | Solar | FIXED | Roof
SRP09345 | CHANGZHOU TRINA SOLAR ENERGY CO | TSM-185D | 235 | 30 | 189 | 38 |  | Solar | FIXED | Roof
SRP09349 | CANADIAN SOLAR | CS6P-230 | 235 | 16 | 132 | 14 |  | Solar | FIXED | Roof
SRP09349 | CANADIAN SOLAR | CS6P-230 | 235 | 17 | 312 | 14 |  | Solar | FIXED | Roof
SRP09350 | CANADIAN SOLAR | CS6P-230 | 235 | 24 | 126 | 19 |  | Solar | FIXED | Roof
SRP09351 | CANADIAN SOLAR | CS6P-230 | 235 | 15 | 126 | 21 |  | Solar | FIXED | Roof
SRP09351 | CANADIAN SOLAR | CS6P-230 | 235 | 8 | 217 | 27 |  | Solar | FIXED | Roof
SRP09353 | CANADIAN SOLAR | CS6P-230 | 235 | 11 | 110 | 16 |  | Solar | FIXED | Roof
SRP09353 | CANADIAN SOLAR | CS6P-230 | 235 | 17 | 290 | 16 |  | Solar | FIXED | Roof
SRP09354 | CANADIAN SOLAR | CS6P-230 | 235 | 12 | 166 | 17 |  | Solar | FIXED | Roof
SRP09355 | SUNTECH POWER | STP180-24/AB-1 | 180 | 22 | 177 | 28 |  | Solar | FIXED | Roof
SRP09356 | CANADIAN SOLAR | CS6P-230 | 235 | 24 | 132 | 26 |  | Solar | FIXED | Roof
SRP09357 | BAODING YINGLI NEW ENERGY RESOURCES CO | YL175(156) | 235 | 455 | 175 | 10 |  | Solar | FIXED | Roof
SRP09358 | BAODING YINGLI NEW ENERGY RESOURCES CO | YL175(156) | 260 | 247 | 187 | 5 |  | Solar | FIXED | Roof
SRP09359 | BAODING YINGLI NEW ENERGY RESOURCES CO | YL175(156) | 260 | 546 | 175 | 5 |  | Solar | FIXED | Roof
SRP09359 | BAODING YINGLI NEW ENERGY RESOURCES CO | YL175(156) | 260 | 338 | 183 | 5 |  | Solar | FIXED | Roof
SRP09359 | BAODING YINGLI NEW ENERGY RESOURCES CO | YL175(156) | 260 | 364 | 184 | 5 |  | Solar | FIXED | Roof
SRP09363 | BAODING YINGLI NEW ENERGY RESOURCES CO | YL175(156) | 235 | 36 | 191 | 18 |  | Solar | FIXED | Roof
SRP09364 | UNKNOWN | UNKNOWN | 250 | 26 | 126.1 | 18 |  | Solar | FIXED | Roof
SRP09365 | CHANGZHOU TRINA SOLAR ENERGY CO | TSM-185D | 240 | 26 | 292.2 | 10 |  | Solar | FIXED | Roof
SRP09366 | UNKNOWN | UNKNOWN | 250 | 20 | 189 | 35 |  | Solar | FIXED | Roof
SRP09367 | UNKNOWN | UNKNOWN | 250 | 16 | 207 | 25 |  | Solar | FIXED | Roof
SRP09368 | CHANGZHOU TRINA SOLAR ENERGY CO | TSM-185D | 240 | 38 | 214 | 22 |  | Solar | FIXED | Roof
SRP09369 | UNKNOWN | UNKNOWN | 250 | 26 | 251 | 30 |  | Solar | FIXED | Roof
SRP09370 | UNKNOWN | UNKNOWN | 250 | 14 | 167.1 | 32 |  | Solar | FIXED | Roof
SRP09370 | UNKNOWN | UNKNOWN | 250 | 16 | 257.1 | 28 |  | Solar | FIXED | Roof
SRP09372 | UNKNOWN | UNKNOWN | 250 | 30 | 177 | 32 |  | Solar | FIXED | Roof
SRP09374 | UNKNOWN | UNKNOWN | 250 | 12 | 200 | 26 |  | Solar | FIXED | Roof
SRP09375 | SUNPOWER | SPR-230-WHT-U | 245 | 50 | 228 | 25 |  | Solar | FIXED | Ground
SRP09376 | MATRIX SOLAR/PHOTOWATT | PW1650-175 | 255 | 16 | 120 | 22 |  | Solar | FIXED | Roof
SRP09377 | UNKNOWN | UNKNOWN | 250 | 22 | 146 | 35 |  | Solar | FIXED | Roof
SRP09377 | UNKNOWN | UNKNOWN | 250 | 44 | 236 | 35 |  | Solar | FIXED | Roof
SRP09378 | SHARP | NT-188U1 | 235 | 3 | 230 | 30 |  | Solar | FIXED | Roof
SRP09380 | UNKNOWN | UNKNOWN | 250 | 22 | 236 | 33 |  | Solar | FIXED | Roof
SRP09381 | SUNPOWER | SPR-230-WHT-U | 240 | 18 | 106 | 28 |  | Solar | FIXED | Roof
SRP09381 | SUNPOWER | SPR-230-WHT-U | 240 | 10 | 196 | 24 |  | Solar | FIXED | Roof
SRP09382 | SUNTECH POWER | STP190S-18/UB-1 | 190 | 27 | 153 | 34 |  | Solar | FIXED | Roof
SRP09383 | CHANGZHOU TRINA SOLAR ENERGY CO | TSM-185D | 235 | 13 | 180 | 11 |  | Solar | FIXED | Roof
SRP09384 | CHANGZHOU TRINA SOLAR ENERGY CO | TSM-185D | 235 | 78 | 286 | 11 |  | Solar | FIXED | Roof
SRP09385 | CHANGZHOU TRINA SOLAR ENERGY CO | TSM-185D | 235 | 39 | 214 | 10 |  | Solar | FIXED | Roof
SRP09386 | SUNPOWER | SPR-230-WHT-U | 240 | 240 | 170 | 35 |  | Solar | FIXED | Ground
SRP09387 | CHANGZHOU TRINA SOLAR ENERGY CO | TSM-185D | 240 | 44 | 196.5 | 35 |  | Solar | FIXED | Roof
SRP09388 | BAODING YINGLI NEW ENERGY RESOURCES CO | YL175(156) | 240 | 676 | 173 | 10 |  | Solar | FIXED | Roof
SRP09389 | SUNPOWER | SPR-315E-WHT-U | 327 | 1584 | 180 | 5 |  | Solar | FIXED | Roof
SRP09390 | UNKNOWN | UNKNOWN | 250 | 39 | 197 | 35 |  | Solar | FIXED | Roof
SRP09392 | CHANGZHOU TRINA SOLAR ENERGY CO | TSM-185D | 240 | 148 | 172 | 5 |  | Solar | FIXED | Roof
SRP09394 | SUNPOWER | SPR-230-WHT-U | 240 | 12 | 125 | 30 |  | Solar | FIXED | Roof
SRP09394 | SUNPOWER | SPR-230-WHT-U | 240 | 12 | 235 | 35 |  | Solar | FIXED | Roof
SRP09395 | BAODING YINGLI NEW ENERGY RESOURCES CO | YL175(156) | 240 | 34 | 201 | 33 |  | Solar | FIXED | Roof
SRP09395 | BAODING YINGLI NEW ENERGY RESOURCES CO | YL175(156) | 240 | 20 | 201 | 51 |  | Solar | FIXED | Roof
SRP09396 | MATRIX SOLAR/PHOTOWATT | PW1000-100 | 235 | 39 | 164.4 | 36 |  | Solar | FIXED | Roof
SRP09397 | UNKNOWN | UNKNOWN | 250 | 18 | 255.8 | 30 |  | Solar | FIXED | Roof
SRP09399 | CHANGZHOU TRINA SOLAR ENERGY CO | TSM-185D | 240 | 30 | 123.6 | 25 |  | Solar | FIXED | Roof
SRP09400 | UNKNOWN | UNKNOWN | 250 | 22 | 245.6 | 15 |  | Solar | FIXED | Roof
SRP09401 | UNKNOWN | UNKNOWN | 250 | 42 | 231 | 25 |  | Solar | FIXED | Roof
SRP09402 | BAODING YINGLI NEW ENERGY RESOURCES CO | YL175(156) | 240 | 35 | 165 | 18 |  | Solar | FIXED | Roof
SRP09402 | BAODING YINGLI NEW ENERGY RESOURCES CO | YL175(156) | 240 | 35 | 255 | 18 |  | Solar | FIXED | Roof
SRP09403 | BAODING YINGLI NEW ENERGY RESOURCES CO | YL175(156) | 235 | 44 | 118 | 32 |  | Solar | FIXED | Roof
SRP09405 | SHARP | ND-U230C1 | 230 | 273 | 209 | 18 |  | Solar | FIXED | Roof
SRP09405 | SHARP | ND-U230C1 | 230 | 286 | 238 | 18 |  | Solar | FIXED | Roof
SRP09411 | SUNTECH POWER | STP210S-18/UB-1 | 240 | 624 | 156 | 5 |  | Solar | FIXED | Roof
SRP09412 | SUNTECH POWER | STP190S-18/UB-1 | 185 | 86 | 221 | 36 |  | Solar | FIXED | Roof
SRP09414 | SUNTECH POWER | STP210S-18/UB-1 | 190 | 16 | 122 | 42 |  | Solar | FIXED | Roof
SRP09414 | SUNTECH POWER | STP210S-18/UB-1 | 190 | 64 | 212 | 33 |  | Solar | FIXED | Roof
SRP09415 | LG ELECTRONICS SOLAR CELL DIVISION | LG255S1C-G2 | 255 | 8 | 95 | 37 |  | Solar | FIXED | Roof
SRP09415 | LG ELECTRONICS SOLAR CELL DIVISION | LG255S1C-G2 | 255 | 23 | 185 | 30 |  | Solar | FIXED | Roof
SRP09417 | MATRIX SOLAR/PHOTOWATT | PW1650-175 | 255 | 28 | 189 | 40 |  | Solar | FIXED | Roof
SRP09418 | SCHUCO USA |  | 190 | 12 | 60 | 25 |  | Solar | FIXED | Roof
SRP09418 | SCHUCO USA |  | 190 | 12 | 150 | 25 |  | Solar | FIXED | Roof
SRP09419 | LIGHT WAY GREEN NEW ENERGY | LW230(29)P1650X990 | 230 | 120 | 185 | 32 |  | Solar | FIXED | Roof
SRP09420 | SUNTECH POWER | STP190-18/UB-1 | 190 | 16 | 270 | 15 |  | Solar | FIXED | Roof
SRP09421 | UNKNOWN | UNKNOWN | 255 | 117 | 135 | 18 |  | Solar | FIXED | Roof
SRP09421 | UNKNOWN | UNKNOWN | 255 | 282 | 225 | 18 |  | Solar | FIXED | Roof
SRP09422 | SHARP | ND-224UC1 | 235 | 128 | 169 | 10 |  | Solar | FIXED | Roof
SRP09424 | BAODING YINGLI NEW ENERGY RESOURCES CO | YL175(156) | 235 | 22 | 167 | 36 |  | Solar | FIXED | Roof
SRP09425 | BAODING YINGLI NEW ENERGY RESOURCES CO | YL175(156) | 235 | 12 | 180 | 24 |  | Solar | FIXED | Roof
SRP09426 | CANADIAN SOLAR | CS6P-230 | 250 | 44 | 189 | 32 |  | Solar | FIXED | Ground
SRP09427 | SOLON AG FUER SOLARTECHNIK | P220/6+/01 235WP | 235 | 182 | 152 | 5 |  | Solar | FIXED | Roof
SRP09428 | CANADIAN SOLAR | CS6P-230 | 235 | 4 | 150 | 20 |  | Solar | FIXED | Roof
SRP09428 | CANADIAN SOLAR | CS6P-230 | 235 | 24 | 244 | 18 |  | Solar | FIXED | Roof
SRP09429 | CHANGZHOU TRINA SOLAR ENERGY CO | TSM-185D | 240 | 66 | 174 | 5 |  | Solar | FIXED | Roof
SRP09429 | CHANGZHOU TRINA SOLAR ENERGY CO | TSM-185D | 240 | 36 | 174 | 30 |  | Solar | FIXED | Roof
SRP09430 | CANADIAN SOLAR | CS6P-230 | 235 | 30 | 157 | 14 |  | Solar | FIXED | Roof
SRP09431 | LG ELECTRONICS SOLAR CELL DIVISION | LG255S1C-G2 | 255 | 3874 | 202 | 8 |  | Solar | FIXED | PARKLT
SRP09431 | LG ELECTRONICS SOLAR CELL DIVISION | LG255S1C-G2 | 255 | 4745 | 202 | 10 |  | Solar | FIXED | PARKLT
SRP09432 | CANADIAN SOLAR | CS6P-230 | 235 | 12 | 155 | 27 |  | Solar | FIXED | Roof
SRP09433 | CANADIAN SOLAR | CS6P-230 | 235 | 17 | 142 | 21 |  | Solar | FIXED | Roof
SRP09434 | UNKNOWN | UNKNOWN | 250 | 13 | 162 | 42 |  | Solar | FIXED | Roof
SRP09436 | BAODING YINGLI NEW ENERGY RESOURCES CO | YL175(156) | 235 | 36 | 179 | 26 |  | Solar | FIXED | Roof
SRP09437 | CANADIAN SOLAR | CS6P-230 | 235 | 5 | 128 | 26 |  | Solar | FIXED | Roof
SRP09437 | CANADIAN SOLAR | CS6P-230 | 235 | 21 | 218 | 32 |  | Solar | FIXED | Roof
SRP09438 | UNKNOWN | UNKNOWN | 250 | 48 | 115.3 | 15 |  | Solar | FIXED | Roof
SRP09439 | CANADIAN SOLAR | CS6P-230 | 235 | 8 | 213 | 36 |  | Solar | FIXED | Roof
SRP09439 | CANADIAN SOLAR | CS6P-230 | 235 | 20 | 213 | 36 |  | Solar | FIXED | Roof
SRP09440 | UNKNOWN | UNKNOWN | 250 | 24 | 191 | 30 |  | Solar | FIXED | Roof
SRP09441 | SUNTECH POWER | STP180-24/AB-1 | 185 | 44 | 95 | 30 |  | Solar | FIXED | Roof
SRP09441 | SUNTECH POWER | STP180-24/AB-1 | 185 | 33 | 185 | 45 |  | Solar | FIXED | Roof
SRP09442 | SHARP | NU-Q240F2 | 240 | 403 | 126 | 2 |  | Solar | FIXED | PARKLT
SRP09443 | UNKNOWN | UNKNOWN | 250 | 18 | 127 | 20 |  | Solar | FIXED | Roof
SRP09443 | UNKNOWN | UNKNOWN | 250 | 15 | 217 | 42 |  | Solar | FIXED | Roof
SRP09445 | UNKNOWN | UNKNOWN | 250 | 32 | 185 | 30 |  | Solar | FIXED | Roof
SRP09446 | UNKNOWN | UNKNOWN | 250 | 24 | 205.5 | 20 |  | Solar | FIXED | Roof
SRP09447 | SUNTECH POWER | STP210S-18/UB-1 | 235 | 50 | 167.8 | 15 |  | Solar | FIXED | Roof
SRP09448 | CANADIAN SOLAR | CS6P-230 | 235 | 27 | 166 | 18 |  | Solar | FIXED | Roof
SRP09448 | CANADIAN SOLAR | CS6P-230 | 235 | 22 | 253 | 23 |  | Solar | FIXED | Roof
SRP09449 | UNKNOWN | UNKNOWN | 250 | 32 | 166.8 | 32 |  | Solar | FIXED | Roof
SRP09451 | UNKNOWN | UNKNOWN | 250 | 31 | 180 | 25 |  | Solar | FIXED | Roof
SRP09451 | UNKNOWN | UNKNOWN | 250 | 14 | 270 | 30 |  | Solar | FIXED | Roof
SRP09452 | KYOCERA SOLAR | KD210GX-LP | 220 | 35 | 129 | 32 |  | Solar | FIXED | Roof
SRP09453 | CONERGY AG | S 175MU | 240 | 6 | 136 | 36 |  | Solar | FIXED | Roof
SRP09453 | CONERGY AG | S 175MU | 240 | 14 | 226 | 25 |  | Solar | FIXED | Roof
SRP09454 | SUNPOWER | SPR-230-WHT-U | 240 | 36 | 180 | 20 |  | Solar | FIXED | Roof
SRP09454 | SUNPOWER | SPR-230-WHT-U | 240 | 6 | 180 | 30 |  | Solar | FIXED | Roof
SRP09455 | UNKNOWN | UNKNOWN | 250 | 40 | 138 | 27 |  | Solar | FIXED | Roof
SRP09456 | KYOCERA SOLAR | KD210GX-LP | 215 | 44 | 155 | 19 |  | Solar | FIXED | Roof
SRP09457 | BAODING YINGLI NEW ENERGY RESOURCES CO | YL175(156) | 240 | 18 | 119 | 13 |  | Solar | FIXED | Roof
SRP09457 | BAODING YINGLI NEW ENERGY RESOURCES CO | YL175(156) | 240 | 9 | 119 | 26 |  | Solar | FIXED | Roof
SRP09458 | BAODING YINGLI NEW ENERGY RESOURCES CO | YL175(156) | 240 | 30 | 218 | 24 |  | Solar | FIXED | Roof
SRP09459 | MATRIX SOLAR/PHOTOWATT | PW1650-175 | 255 | 22 | 188 | 30 |  | Solar | FIXED | Roof
SRP09459 | MATRIX SOLAR/PHOTOWATT | PW1650-175 | 255 | 8 | 188 | 45 |  | Solar | FIXED | Roof
SRP09460 | KYOCERA SOLAR | KD210GX-LP | 220 | 12 | 182 | 30 |  | Solar | FIXED | Roof
SRP09460 | KYOCERA SOLAR | KD210GX-LP | 220 | 24 | 182 | 32 |  | Solar | FIXED | Roof
SRP09461 | BAODING YINGLI NEW ENERGY RESOURCES CO | YL175(156) | 235 | 33 | 168 | 45 |  | Solar | FIXED | Roof
SRP09462 | CHANGZHOU TRINA SOLAR ENERGY CO | TSM-185D | 240 | 40 | 138 | 26 |  | Solar | FIXED | Roof
SRP09466 | UNKNOWN | UNKNOWN | 255 | 25 | 157 | 35 |  | Solar | FIXED | Roof
SRP09467 | SUNTECH POWER | PLUTO240-WDE | 240 | 108 | 208 | 5 |  | Solar | FIXED | Roof
SRP09467 | SUNTECH POWER | PLUTO240-WDE | 240 | 224 | 208 | 5 |  | Solar | FIXED | Roof
SRP09467 | SUNTECH POWER | PLUTO240-WDE | 240 | 70 | 208 | 10 |  | Solar | FIXED | Roof
SRP09467 | SUNTECH POWER | PLUTO240-WDE | 240 | 126 | 208 | 10 |  | Solar | FIXED | Roof
SRP09467 | SUNTECH POWER | PLUTO240-WDE | 240 | 200 | 208 | 10 |  | Solar | FIXED | Roof
SRP09467 | CONERGY | CONERGY PH 235M | 235 | 76 | 208 | 45 |  | Solar | FIXED | Roof
SRP09468 | SUNTECH POWER | STP190-18/UB-1 | 190 | 50 | 172 | 20 |  | Solar | FIXED | Roof
SRP09469 | SHARP | ND-224UC1 | 240 | 45 | 90 | 40 |  | Solar | FIXED | Roof
SRP09469 | SHARP | ND-224UC1 | 240 | 28 | 140 | 45 |  | Solar | FIXED | Roof
SRP09469 | SHARP | ND-224UC1 | 240 | 6 | 185 | 41 |  | Solar | FIXED | Roof
SRP09469 | SHARP | ND-224U1F | 240 | 6 | 185 | 45 |  | Solar | FIXED | Roof
SRP09470 | SUNPOWER | SPR-315E-WHT-U | 320 | 18 | 180 | 35 |  | Solar | FIXED | Ground
SRP09471 | SUNPOWER | SPR-315E-WHT-U | 320 | 36 | 231 | 18 |  | Solar | FIXED | Roof
SRP09472 | ISOFOTON | I-100/12 | 230 | 11 | 108 | 46 |  | Solar | FIXED | Roof
SRP09472 | ISOFOTON | I-100/12 | 230 | 32 | 198 | 46 |  | Solar | FIXED | Roof
SRP09473 | SUNPOWER | SPR-315E-WHT-U | 320 | 56 | 179 | 10 |  | Solar | FIXED | Roof
SRP09474 | CANADIAN SOLAR | CS6P-230 | 235 | 14 | 216 | 24 |  | Solar | FIXED | Roof
SRP09475 | SOLARWORLD | SW185MONO | 240 | 204 | 233 | 10 |  | Solar | FIXED | Roof
SRP09476 | CHANGZHOU TRINA SOLAR ENERGY CO | TSM-185D | 235 | 78 | 180 | 30 |  | Solar | FIXED | Ground
SRP09478 | CHANGZHOU TRINA SOLAR ENERGY CO | TSM-185D | 235 | 26 | 180 | 30 |  | Solar | FIXED | Ground
SRP09479 | CHANGZHOU TRINA SOLAR ENERGY CO | TSM-185D | 235 | 39 | 180 | 30 |  | Solar | FIXED | Ground
SRP09480 | SUNPOWER | SPR-230-WHT-U | 240 | 39 | 129 | 34 |  | Solar | FIXED | Roof
SRP09482 | BAODING YINGLI NEW ENERGY RESOURCES CO | YL175(156) | 235 | 14 | 166 | 39 |  | Solar | FIXED | Roof
SRP09482 | BAODING YINGLI NEW ENERGY RESOURCES CO | YL175(156) | 235 | 15 | 256 | 40 |  | Solar | FIXED | Roof
SRP09483 | YINGLI ENERGY (CHINA) | YL235P-29B | 235 | 14 | 138 | 14 |  | Solar | FIXED | Roof
SRP09484 | BAODING YINGLI NEW ENERGY RESOURCES CO | YL175(156) | 235 | 20 | 122 | 27 |  | Solar | FIXED | Roof
SRP09484 | BAODING YINGLI NEW ENERGY RESOURCES CO | YL175(156) | 235 | 7 | 218 | 38 |  | Solar | FIXED | Roof
SRP09488 | SHARP | ND-176U1Y | 175 | 47 | 186 | 8 |  | Solar | FIXED | Roof
SRP09489 | MATRIX SOLAR/PHOTOWATT | PW1650-175 | 255 | 10 | 110 | 27 |  | Solar | FIXED | Roof
SRP09489 | MATRIX SOLAR/PHOTOWATT | PW1650-175 | 255 | 12 | 221 | 42 |  | Solar | FIXED | Roof
SRP09490 | SUNPOWER | SPR-327NE-WHT-D | 327 | 896 | 180 | 10 |  | Solar | FIXED | Roof
SRP09490 | SUNPOWER | SPR-327NE-WHT-D | 327 | 1744 | 180 | 10 |  | Solar | FIXED | Roof
SRP09491 | UNKNOWN | UNKNOWN | 250 | 36 | 98.6 | 15 |  | Solar | FIXED | Roof
SRP09494 | UNKNOWN | UNKNOWN | 250 | 25 | 96 | 35 |  | Solar | FIXED | Roof
SRP09495 | UNKNOWN | UNKNOWN | 250 | 14 | 252 | 36 |  | Solar | FIXED | Roof
SRP09496 | CANADIAN SOLAR | CS6P-230 | 230 | 12 | 125 | 19 |  | Solar | FIXED | Roof
SRP09497 | UNKNOWN | UNKNOWN | 250 | 20 | 179 | 25 |  | Solar | FIXED | Roof
SRP09498 | UNKNOWN | UNKNOWN | 250 | 14 | 252 | 36 |  | Solar | FIXED | Roof
SRP09499 | SUNTECH POWER | STP180-24/AB-1 | 250 | 33 | 266 | 28 |  | Solar | FIXED | Roof
SRP09500 | SOLARWORLD | SW185MONO | 255 | 54 | 189 | 26.6 |  | Solar | FIXED | Roof
SRP09502 | UNKNOWN | UNKNOWN | 250 | 28 | 180 | 26 |  | Solar | FIXED | Roof
SRP09503 | UNKNOWN | UNKNOWN | 250 | 40 | 255 | 33 |  | Solar | FIXED | Roof
SRP09504 | CANADIAN SOLAR | CS6P-230 | 235 | 22 | 152 | 24 |  | Solar | FIXED | Roof
SRP09505 | CANADIAN SOLAR | CS6P-230 | 235 | 16 | 108 | 16 |  | Solar | FIXED | Roof
SRP09511 | MAGE SOLAR | POWERTEC PLUS 240/6MO | 240 | 15 | 193 | 10 |  | Solar | FIXED | Roof
SRP09512 | SHARP | NT-188U1 | 240 | 1162 | 210 | 2 |  | Solar | FIXED | Roof
SRP09514 | SHARP | NU-Q240F2 | 240 | 637 | 180 | 10 |  | Solar | FIXED | Roof
SRP09515 | CHANGZHOU TRINA SOLAR ENERGY CO | TSM-185D | 230 | 13 | 121 | 25 |  | Solar | FIXED | Roof
SRP09516 | SHARP | ND-224UC1 | 240 | 616 | 210 | 2 |  | Solar | FIXED | Roof
SRP09518 | CHANGZHOU TRINA SOLAR ENERGY CO | TSM-185D | 230 | 33 | 208 | 20 |  | Solar | FIXED | Roof
SRP09519 | CHANGZHOU TRINA SOLAR ENERGY CO | TSM-185D | 230 | 22 | 122 | 25 |  | Solar | FIXED | Roof
SRP09520 | CHANGZHOU TRINA SOLAR ENERGY CO | TSM-185D | 230 | 33 | 124 | 18 |  | Solar | FIXED | Roof
SRP09521 | CHANGZHOU TRINA SOLAR ENERGY CO | TSM-185D | 230 | 26 | 216 | 26 |  | Solar | FIXED | Roof
SRP09522 | CANADIAN SOLAR | CS5P-230 | 230 | 22 | 190 | 28 |  | Solar | FIXED | Roof
SRP09523 | CHANGZHOU TRINA SOLAR ENERGY CO | TSM-185D | 235 | 30 | 238 | 34 |  | Solar | FIXED | Roof
SRP09526 | YINGLI ENERGY (CHINA) | YL260C-30B | 260 | 18 | 152 | 30 |  | Solar | FIXED | Roof
SRP09528 | ASTROPOWER | API-173-MCA | 285 | 234 | 90 | 5 |  | Solar | FIXED | Roof
SRP09528 | ASTROPOWER | API-173-MCA | 285 | 93 | 180 | 2 |  | Solar | FIXED | Roof
SRP09528 | ASTROPOWER | API-173-MCB | 285 | 31 | 180 | 12 |  | Solar | FIXED | Roof
SRP09528 | ASTROPOWER | API-173-MCB | 285 | 34 | 180 | 16.5 |  | Solar | FIXED | Roof
SRP09528 | ASTROPOWER | API-173-MCB | 285 | 28 | 180 | 20 |  | Solar | FIXED | Roof
SRP09528 | ASTROPOWER | API-173-MCB | 285 | 28 | 180 | 24.5 |  | Solar | FIXED | Roof
SRP09528 | ASTROPOWER | API-173-MCB | 285 | 239 | 270 | 5 |  | Solar | FIXED | Roof
SRP09529 | SUNTECH POWER | STP275-24/VD | 275 | 495 | 205 | 10 |  | Solar | FIXED | Roof
SRP09530 | SUNTECH POWER | STP275-24/VD | 275 | 2365 | 205 | 10 |  | Solar | FIXED | Roof
SRP09531 | SUNTECH POWER | STP210-18/UB-1 | 275 | 473 | 213 | 10 |  | Solar | FIXED | Roof
SRP09533 | ASTROPOWER | LAPX-300 | 230 | 1302 | 180 | 32.5 |  | Solar | FIXED | Roof
SRP09534 | SUNTECH POWER | STP190-18/UB-1 | 190 | 32 | 121 | 40 |  | Solar | FIXED | Roof
SRP09534 | SUNTECH POWER | STP190-18/UB-1 | 190 | 12 | 211 | 35 |  | Solar | FIXED | Roof
SRP09535 | UNKNOWN | UNKNOWN | 250 | 28 | 133 | 17 |  | Solar | FIXED | Roof
SRP09536 | UNKNOWN | UNKNOWN | 250 | 29 | 220 | 27 |  | Solar | FIXED | Roof
SRP09537 | CANADIAN SOLAR | CS6P-230 | 235 | 12 | 222 | 38 |  | Solar | FIXED | Roof
SRP09538 | ET SOLAR INDUSTRY | ET-P654185 | 185 | 80 | 180 | 20 |  | Solar | FIXED | Ground
SRP09539 | ET SOLAR INDUSTRY | ET-P654190 | 190 | 44 | 143 | 23 |  | Solar | FIXED | Roof
SRP09540 | REC SCANMODULE | SCM230 | 240 | 10 | 106 | 32 |  | Solar | FIXED | Roof
SRP09540 | REC SCANMODULE | SCM230 | 240 | 32 | 196 | 32 |  | Solar | FIXED | Roof
SRP09542 | BAODING YINGLI NEW ENERGY RESOURCES CO | YL175(156) | 235 | 20 | 154 | 20 |  | Solar | FIXED | Roof
SRP09543 | SUNTECH POWER | STP190S-18/UB-1 | 190 | 16 | 105.1 | 30 |  | Solar | FIXED | Roof
SRP09543 | SUNTECH POWER | STP190S-18/UB-1 | 190 | 28 | 195.1 | 30 |  | Solar | FIXED | Roof
SRP09544 | SUNTECH POWER | STP190-18/UB-1 | 190 | 9 | 266.1 | 12 |  | Solar | FIXED | Roof
SRP09544 | SUNTECH POWER | STP190S-18/UB-1 | 190 | 28 | 266.1 | 25 |  | Solar | FIXED | Roof
SRP09544 | SUNTECH POWER | STP190S-18/UB-1 | 190 | 53 | 266.1 | 30 |  | Solar | FIXED | Roof
SRP09545 | KYOCERA SOLAR | KC120-1 | 220 | 36 | 106 | 32 |  | Solar | FIXED | Roof
SRP09545 | KYOCERA SOLAR | KC120-1 | 220 | 10 | 196 | 32 |  | Solar | FIXED | Roof
SRP09546 | KYOCERA SOLAR | KC125GT | 220 | 32 | 203 | 26 |  | Solar | FIXED | Roof
SRP09547 | CHANGZHOU TRINA SOLAR ENERGY CO | TSM-185D | 230 | 30 | 238 | 31 |  | Solar | FIXED | Roof
SRP09548 | BAODING YINGLI NEW ENERGY RESOURCES CO | YL175(156) | 235 | 27 | 169 | 30 |  | Solar | FIXED | Roof
SRP09549 | CHANGZHOU TRINA SOLAR ENERGY CO | TSM-185D | 235 | 20 | 202 | 27 |  | Solar | FIXED | Roof
SRP09550 | TRINA SOLAR | TSM-240PA05 | 240 | 4 | 60 | 22 |  | Solar | FIXED | Roof
SRP09550 | TRINA SOLAR | TSM-240PA05 | 240 | 12 | 135 | 22 |  | Solar | FIXED | Roof
SRP09550 | TRINA SOLAR | TSM-240PA05 | 240 | 5 | 225 | 20 |  | Solar | FIXED | Roof
SRP09551 | KYOCERA SOLAR | KC40T | 220 | 36 | 185 | 22 |  | Solar | FIXED | Roof
SRP09552 | SUNPOWER | SPR-230-WHT-U | 245 | 18 | 103 | 34 |  | Solar | FIXED | Roof
SRP09553 | UNKNOWN | UNKNOWN | 250 | 26 | 214.5 | 35 |  | Solar | FIXED | Roof
SRP09554 | SUNPOWER | SPR-230-WHT-U | 255 | 182 | 169 | 10 |  | Solar | FIXED | Roof
SRP09555 | SUNWIZE TECHNOLOGIES |  | 255 | 299 | 156.5 | 10 |  | Solar | FIXED | Roof
SRP09556 | UNKNOWN | UNKNOWN | 250 | 10 | 145.8 | 22 |  | Solar | FIXED | Roof
SRP09556 | UNKNOWN | UNKNOWN | 250 | 36 | 145.8 | 30 |  | Solar | FIXED | Roof
SRP09557 | SUNWIZE TECHNOLOGIES |  | 255 | 63 | 173 | 10 |  | Solar | FIXED | Roof
SRP09558 | MATRIX SOLAR/PHOTOWATT | PW1650-175 | 240 | 1339 | 180 | 7.5 |  | Solar | FIXED | Ground
SRP09559 | UNKNOWN | UNKNOWN | 250 | 20 | 202 | 22 |  | Solar | FIXED | Roof
SRP09560 | UNKNOWN | UNKNOWN | 250 | 30 | 139.9 | 25 |  | Solar | FIXED | Roof
SRP09560 | UNKNOWN | UNKNOWN | 250 | 30 | 229.9 | 25 |  | Solar | FIXED | Roof
SRP09561 | MATRIX SOLAR/PHOTOWATT | PW1650-175 | 240 | 481 | 200 | 7.5 |  | Solar | FIXED | Roof
SRP09562 | CANADIAN SOLAR | CS6P-230 | 235 | 17 | 224 | 14 |  | Solar | FIXED | Roof
SRP09563 | CANADIAN SOLAR | CS6P-230 | 235 | 20 | 186 | 13 |  | Solar | FIXED | Roof
SRP09563 | CANADIAN SOLAR | CS6P-230 | 235 | 14 | 186 | 20 |  | Solar | FIXED | Roof
SRP09564 | UNKNOWN | UNKNOWN | 250 | 40 | 188.5 | 23 |  | Solar | FIXED | Roof
SRP09565 | UNKNOWN | UNKNOWN | 250 | 32 | 244.6 | 34 |  | Solar | FIXED | Roof
SRP09566 | UNKNOWN | UNKNOWN | 250 | 18 | 237.5 | 30 |  | Solar | FIXED | Roof
SRP09567 | CHANGZHOU TRINA SOLAR ENERGY CO | TSM-185D | 240 | 30 | 150 | 25 |  | Solar | FIXED | Roof
SRP09567 | CHANGZHOU TRINA SOLAR ENERGY CO | TSM-185D | 240 | 8 | 150 | 30 |  | Solar | FIXED | Roof
SRP09568 | SUNTECH POWER | STP190S-18/UB-1 | 190 | 8 | 239.7 | 15 |  | Solar | FIXED | Roof
SRP09568 | SUNTECH POWER | STP190S-18/UB-1 | 190 | 24 | 239.7 | 30 |  | Solar | FIXED | Roof
SRP09569 | UNKNOWN | UNKNOWN | 250 | 20 | 91.5 | 40 |  | Solar | FIXED | Roof
SRP09569 | UNKNOWN | UNKNOWN | 250 | 20 | 271.5 | 40 |  | Solar | FIXED | Roof
SRP09570 | UNKNOWN | UNKNOWN | 250 | 24 | 151 | 25 |  | Solar | FIXED | Roof
SRP09570 | UNKNOWN | UNKNOWN | 250 | 12 | 241 | 40 |  | Solar | FIXED | Roof
SRP09571 | UNKNOWN | UNKNOWN | 250 | 10 | 182 | 25 |  | Solar | FIXED | Roof
SRP09572 | UNKNOWN | UNKNOWN | 250 | 32 | 252 | 15 |  | Solar | FIXED | Roof
SRP09573 | UNKNOWN | UNKNOWN | 250 | 36 | 220 | 20 |  | Solar | FIXED | Roof
SRP09574 | UNKNOWN | UNKNOWN | 250 | 24 | 182.1 | 25 |  | Solar | FIXED | Roof
SRP09575 | UNKNOWN | UNKNOWN | 250 | 34 | 189 | 16 |  | Solar | FIXED | Roof
SRP09576 | CHANGZHOU TRINA SOLAR ENERGY CO | TSM-185D | 240 | 10 | 215 | 20 |  | Solar | FIXED | Roof
SRP09579 | CANADIAN SOLAR | CS6P-230 | 235 | 13 | 115 | 15 |  | Solar | FIXED | Roof
SRP09579 | CANADIAN SOLAR | CS6P-230 | 235 | 5 | 204 | 17 |  | Solar | FIXED | Roof
SRP09579 | CANADIAN SOLAR | CS6P-230 | 235 | 10 | 292 | 15 |  | Solar | FIXED | Roof
SRP09580 | CANADIAN SOLAR | CS6P-230 | 235 | 17 | 143 | 27 |  | Solar | FIXED | Roof
SRP09581 | CANADIAN SOLAR | CS6P-230 | 235 | 5 | 138 | 13 |  | Solar | FIXED | Roof
SRP09581 | CANADIAN SOLAR | CS6P-230 | 235 | 12 | 318 | 13 |  | Solar | FIXED | Roof
SRP09582 | CHANGZHOU TRINA SOLAR ENERGY CO | TSM-185D | 240 | 27 | 257 | 30 |  | Solar | FIXED | Roof
SRP09583 | UNKNOWN | UNKNOWN | 250 | 20 | 104.9 | 16 |  | Solar | FIXED | Roof
SRP09583 | UNKNOWN | UNKNOWN | 250 | 20 | 284.9 | 16 |  | Solar | FIXED | Roof
SRP09584 | CANADIAN SOLAR | CS6P-230 | 235 | 27 | 209 | 20 |  | Solar | FIXED | Roof
SRP09585 | LDK SOLAR | LDK-235D-20 | 235 | 280 | 193 | 18 |  | Solar | FIXED | Roof
SRP09586 | UNKNOWN | UNKNOWN | 250 | 22 | 180 | 22 |  | Solar | FIXED | Roof
SRP09588 | UNKNOWN | UNKNOWN | 250 | 33 | 183.5 | 33 |  | Solar | FIXED | Roof
SRP09589 | UNKNOWN | UNKNOWN | 250 | 24 | 151.8 | 32 |  | Solar | FIXED | Roof
SRP09590 | BAODING YINGLI NEW ENERGY RESOURCES CO | YL175(156) | 240 | 18 | 175 | 33 |  | Solar | FIXED | Roof
SRP09591 | CANADIAN SOLAR | CS6P-230 | 235 | 22 | 98 | 18 |  | Solar | FIXED | Roof
SRP09591 | CANADIAN SOLAR | CS6P-230 | 235 | 12 | 278 | 18 |  | Solar | FIXED | Roof
SRP09592 | BP SOLAR | SX3195S | 240 | 120 | 215 | 18.5 |  | Solar | FIXED | Roof
SRP09593 | SUNTECH POWER | STP190S-18/UB-1 | 190 | 50 | 247.5 | 35 |  | Solar | FIXED | Roof
SRP09594 | CHANGZHOU TRINA SOLAR ENERGY CO | TSM-185D | 235 | 32 | 169 | 18 |  | Solar | FIXED | Roof
SRP09595 | UNKNOWN | UNKNOWN | 250 | 10 | 160.2 | 38 |  | Solar | FIXED | Roof
SRP09595 | UNKNOWN | UNKNOWN | 250 | 14 | 250.2 | 30 |  | Solar | FIXED | Roof
SRP09596 | SUNPOWER | SPR-315E-WHT-U | 327 | 137 | 170 | 25 |  | Solar | FIXED | Ground
SRP09597 | SCHOTT SOLAR | SAPC-175 | 225 | 20 | 151 | 45 |  | Solar | FIXED | Roof
SRP09598 | UNKNOWN | UNKNOWN | 250 | 30 | 211 | 25 |  | Solar | FIXED | Roof
SRP09599 | CANADIAN SOLAR | CS6P-230 | 235 | 23 | 180 | 26 |  | Solar | FIXED | Roof
SRP09599 | CANADIAN SOLAR | CS6P-230 | 235 | 11 | 270 | 19 |  | Solar | FIXED | Roof
SRP09600 | UNKNOWN | UNKNOWN | 250 | 10 | 150 | 31 |  | Solar | FIXED | Roof
SRP09600 | UNKNOWN | UNKNOWN | 250 | 22 | 150 | 31 |  | Solar | FIXED | Roof
SRP09601 | CANADIAN SOLAR | CS6P-230 | 235 | 14 | 211 | 23 |  | Solar | FIXED | Roof
SRP09602 | MATRIX SOLAR/PHOTOWATT | PW1650-175 | 250 | 26 | 280 | 20 |  | Solar | FIXED | Roof
SRP09606 | CANADIAN SOLAR | CS6P-230 | 235 | 31 | 199 | 22 |  | Solar | FIXED | Roof
SRP09607 | SUNTECH POWER | STP190-18/UB-1 | 190 | 36 | 189 | 36 |  | Solar | FIXED | Roof
SRP09608 | CANADIAN SOLAR | CS6P-230 | 235 | 19 | 216 | 20 |  | Solar | FIXED | Roof
SRP09609 | REC SCANMODULE | SCM230 | 240 | 44 | 226 | 32 |  | Solar | FIXED | Roof
SRP09611 | CANADIAN SOLAR | CS6P-230 | 235 | 33 | 268 | 14 |  | Solar | FIXED | Roof
SRP09613 | CANADIAN SOLAR | CS6P-230 | 235 | 24 | 156 | 41 |  | Solar | FIXED | Roof
SRP09615 | CANADIAN SOLAR | CS6P-230 | 235 | 34 | 174 | 20 |  | Solar | FIXED | Roof
SRP09616 | UNKNOWN | UNKNOWN | 250 | 25 | 116 | 33 |  | Solar | FIXED | Roof
SRP09616 | UNKNOWN | UNKNOWN | 250 | 26 | 206 | 35 |  | Solar | FIXED | Roof
SRP09617 | UNKNOWN | UNKNOWN | 250 | 24 | 180 | 25 |  | Solar | FIXED | Roof
SRP09618 | UNKNOWN | UNKNOWN | 250 | 40 | 248 | 18 |  | Solar | FIXED | Roof
SRP09619 | UNKNOWN | UNKNOWN | 250 | 10 | 112.5 | 45 |  | Solar | FIXED | Roof
SRP09619 | UNKNOWN | UNKNOWN | 250 | 22 | 202.5 | 30 |  | Solar | FIXED | Roof
SRP09621 | UNKNOWN | UNKNOWN | 250 | 26 | 92 | 35 |  | Solar | FIXED | Roof
SRP09621 | UNKNOWN | UNKNOWN | 250 | 16 | 182 | 35 |  | Solar | FIXED | Roof
SRP09623 | BAODING YINGLI NEW ENERGY RESOURCES CO | YL175(156) | 255 | 1950 | 162 | 10 |  | Solar | FIXED | Roof
SRP09623 | BAODING YINGLI NEW ENERGY RESOURCES CO | YL175(156) | 235 | 195 | 235 | 10 |  | Solar | FIXED | Roof
SRP09623 | BAODING YINGLI NEW ENERGY RESOURCES CO | YL175(156) | 255 | 377 | 236 | 10 |  | Solar | FIXED | Roof
SRP09624 | MATRIX SOLAR/PHOTOWATT | PW1650-175 | 240 | 416 | 149 | 10 |  | Solar | FIXED | Roof
SRP09625 | ET SOLAR INDUSTRY | ET-P672280 | 280 | 352 | 140.8 | 10 |  | Solar | FIXED | Roof
SRP09629 | SUNPOWER | SPR-315E-WHT-U | 320 | 88 | 180 | 30 |  | Solar | FIXED | Ground
SRP09631 | SUNPOWER | SPR-230-WHT-U | 230 | 27 | 262 | 25 |  | Solar | FIXED | Roof
SRP09632 | SUNPOWER | SPR-230-WHT-U | 240 | 30 | 212 | 27 |  | Solar | FIXED | Roof
SRP09633 | SUNPOWER | SPR-230-WHT-U | 245 | 24 | 111 | 45 |  | Solar | FIXED | Roof
SRP09633 | SUNPOWER | SPR-230-WHT-U | 245 | 16 | 201 | 30 |  | Solar | FIXED | Roof
SRP09634 | BAODING YINGLI NEW ENERGY RESOURCES CO | YL175(156) | 260 | 22 | 170 | 20 |  | Solar | FIXED | Roof
SRP09636 | CHANGZHOU TRINA SOLAR ENERGY CO | TSM-185D | 240 | 13 | 197 | 18 |  | Solar | FIXED | Roof
SRP09636 | CHANGZHOU TRINA SOLAR ENERGY CO | TSM-185D | 240 | 14 | 197 | 20 |  | Solar | FIXED | Roof
SRP09637 | LDK SOLAR | LDK-250D-20 | 250 | 210 | 180 | 25 |  | Solar | FIXED | Ground
SRP09638 | CHANGZHOU TRINA SOLAR ENERGY CO | TSM-185D | 240 | 20 | 170 | 19 |  | Solar | FIXED | Roof
SRP09640 | MATRIX SOLAR/PHOTOWATT | PW750-90 | 240 | 78 | 180 | 20 |  | Solar | FIXED | Roof
SRP09641 | CHANGZHOU TRINA SOLAR ENERGY CO | TSM-185D | 240 | 6 | 200 | 22 |  | Solar | FIXED | Roof
SRP09641 | CHANGZHOU TRINA SOLAR ENERGY CO | TSM-185D | 240 | 22 | 200 | 22 |  | Solar | FIXED | Roof
SRP09642 | CHANGZHOU TRINA SOLAR ENERGY CO | TSM-185D | 240 | 624 | 180 | 5 |  | Solar | FIXED | Roof
SRP09643 | CHANGZHOU TRINA SOLAR ENERGY CO | TSM-185D | 240 | 25 | 165 | 18 |  | Solar | FIXED | Roof
SRP09644 | SCHUCO USA |  | 240 | 858 | 208 | 10 |  | Solar | FIXED | Roof
SRP09644 | SCHUCO USA |  | 240 | 2990 | 220 | 10 |  | Solar | FIXED | Roof
SRP09644 | SCHUCO USA |  | 240 | 1001 | 231 | 10 |  | Solar | FIXED | Roof
SRP09645 | SUNTECH POWER | STP285-24/VD | 285 | 517 | 158 | 0 |  | Solar | FIXED | Roof
SRP09646 | SUNTECH POWER | STP285-24/VD | 285 | 517 | 158 | 10 |  | Solar | FIXED | Roof
SRP09647 | CHANGZHOU TRINA SOLAR ENERGY CO | TSM-185D | 240 | 429 | 158 | 10 |  | Solar | FIXED | Roof
SRP09647 | CHANGZHOU TRINA SOLAR ENERGY CO | TSM-185D | 240 | 195 | 210 | 13 |  | Solar | FIXED | Roof
SRP09648 | SUNTECH POWER | STP285-24/VD | 285 | 143 | 158 | 0 |  | Solar | FIXED | Roof
SRP09648 | SUNTECH POWER | STP285-24/VD | 285 | 374 | 158 | 10 |  | Solar | FIXED | Roof
SRP09649 | CHANGZHOU TRINA SOLAR ENERGY CO | TSM-185D | 240 | 2327 | 180 | 5 |  | Solar | FIXED | Roof
SRP09649 | CHANGZHOU TRINA SOLAR ENERGY CO | TSM-185D | 240 | 104 | 244 | 11 |  | Solar | FIXED | Roof
SRP09650 | CHANGZHOU TRINA SOLAR ENERGY CO | TSM-185D | 240 | 520 | 158 | 10 |  | Solar | FIXED | Roof
SRP09650 | CHANGZHOU TRINA SOLAR ENERGY CO | TSM-185D | 240 | 104 | 210 | 13 |  | Solar | FIXED | Roof
SRP09651 | CHANGZHOU TRINA SOLAR ENERGY CO | TSM-185D | 240 | 624 | 180 | 5 |  | Solar | FIXED | Roof
SRP09652 | CHANGZHOU TRINA SOLAR ENERGY CO | TSM-185D | 240 | 3510 | 202 | 5 |  | Solar | FIXED | Roof
SRP09653 | CHANGZHOU TRINA SOLAR ENERGY CO | TSM-185D | 240 | 2626 | 202 | 5 |  | Solar | FIXED | Roof
SRP09654 | CHANGZHOU TRINA SOLAR ENERGY CO | TSM-185D | 240 | 624 | 180 | 5 |  | Solar | FIXED | Roof
SRP09655 | CANADIAN SOLAR | CS6P-230 | 235 | 4 | 127 | 32 |  | Solar | FIXED | Roof
SRP09655 | CANADIAN SOLAR | CS6P-230 | 235 | 11 | 217 | 32 |  | Solar | FIXED | Roof
SRP09656 | CANADIAN SOLAR | CS6P-230 | 255 | 7757 | 183 | 10 |  | Solar | FIXED | Roof
SRP09656 | CANADIAN SOLAR | CS6P-230 | 260 | 2203 | 183 | 10 |  | Solar | FIXED | Roof
SRP09656 | GLORIA SOLAR | GSM6-230D-UO1 | 275 | 938 | 183 | 17 |  | Solar | FIXED | Roof
SRP09657 | CANADIAN SOLAR | CS6P-230 | 235 | 96 | 140 | 10 |  | Solar | FIXED | Ground
SRP09657 | CANADIAN SOLAR | CS6P-230 | 235 | 240 | 230 | 10 |  | Solar | FIXED | Ground
SRP09659 | ET SOLAR INDUSTRY | ET-P672280 | 280 | 1463 | 172 | 11.7 |  | Solar | FIXED | Roof
SRP09660 | CHANGZHOU TRINA SOLAR ENERGY CO | TSM-185D | 235 | 34 | 210 | 34 |  | Solar | FIXED | Roof
SRP09661 | UNKNOWN | UNKNOWN | 255 | 10 | 139 | 30 |  | Solar | FIXED | Roof
SRP09661 | UNKNOWN | UNKNOWN | 255 | 8 | 229 | 30 |  | Solar | FIXED | Roof
SRP09661 | UNKNOWN | UNKNOWN | 255 | 8 | 229 | 30 |  | Solar | FIXED | Roof
SRP09662 | CHANGZHOU TRINA SOLAR ENERGY CO | TSM-185D | 240 | 18 | 126 | 21 |  | Solar | FIXED | Roof
SRP09664 | CHANGZHOU TRINA SOLAR ENERGY CO | TSM-185D | 240 | 33 | 191 | 28 |  | Solar | FIXED | Roof
SRP09665 | CANADIAN SOLAR | CS6P-230 | 235 | 17 | 127 | 24 |  | Solar | FIXED | Roof
SRP09666 | CANADIAN SOLAR | CS6P-230 | 235 | 143 | 140 | 6 |  | Solar | FIXED | Roof
SRP09667 | CEEG (SHANGHAI) SOLAR SCIENCE AND TECHNOLOGY CO | SST 190-72M | 235 | 468 | 140 | 6 |  | Solar | FIXED | Roof
SRP09668 | UNKNOWN | UNKNOWN | 250 | 30 | 205.5 | 20 |  | Solar | FIXED | Roof
SRP09669 | SUNPOWER | SPR-230-WHT-U | 240 | 33 | 130 | 10 |  | Solar | FIXED | Roof
SRP09670 | UNKNOWN | UNKNOWN | 250 | 29 | 208.9 | 25 |  | Solar | FIXED | Roof
SRP09671 | UNKNOWN | UNKNOWN | 250 | 30 | 124.9 | 20 |  | Solar | FIXED | Roof
SRP09672 | UNKNOWN | UNKNOWN | 250 | 38 | 180.2 | 18 |  | Solar | FIXED | Roof
SRP09674 | UNKNOWN | UNKNOWN | 250 | 28 | 201.2 | 25 |  | Solar | FIXED | Roof
SRP09675 | UNKNOWN | UNKNOWN | 250 | 34 | 170 | 32 |  | Solar | FIXED | Roof
SRP09676 | UNKNOWN | UNKNOWN | 250 | 6 | 87 | 35 |  | Solar | FIXED | Roof
SRP09676 | UNKNOWN | UNKNOWN | 250 | 31 | 177 | 35 |  | Solar | FIXED | Roof
SRP09678 | UNKNOWN | UNKNOWN | 250 | 28 | 111 | 35 |  | Solar | FIXED | Roof
SRP09678 | UNKNOWN | UNKNOWN | 250 | 12 | 201 | 30 |  | Solar | FIXED | Roof
SRP09679 | SUNPOWER | SPR-315E-WHT-U | 308 | 26 | 213 | 32 |  | Solar | FIXED | Roof
SRP09680 | UNKNOWN | UNKNOWN | 250 | 22 | 175 | 25 |  | Solar | FIXED | Roof
SRP09681 | UNKNOWN | UNKNOWN | 250 | 32 | 272.3 | 18 |  | Solar | FIXED | Roof
SRP09682 | CHANGZHOU TRINA SOLAR ENERGY CO | TSM-185D | 240 | 66 | 180 | 30 |  | Solar | FIXED | Pole
SRP09683 | MATRIX SOLAR/PHOTOWATT | PW1650-175 | 250 | 12 | 155 | 10 |  | Solar | FIXED | Roof
SRP09683 | MATRIX SOLAR/PHOTOWATT | PW1650-175 | 250 | 24 | 155 | 36 |  | Solar | FIXED | Roof
SRP09685 | UNKNOWN | UNKNOWN | 250 | 47 | 225 | 23 |  | Solar | FIXED | Roof
SRP09686 | CANADIAN SOLAR | CS6P-230 | 240 | 33 | 114 | 5 |  | Solar | FIXED | Roof
SRP09687 | SUNTECH POWER | STP190-18/UB-1 | 190 | 42 | 167 | 40 |  | Solar | FIXED | Roof
SRP09688 | UNKNOWN | UNKNOWN | 250 | 30 | 196 | 25 |  | Solar | FIXED | Roof
SRP09690 | CANADIAN SOLAR | CS6P-230 | 235 | 17 | 246 | 16 |  | Solar | FIXED | Roof
SRP09691 | CANADIAN SOLAR | CS6P-230 | 235 | 12 | 215 | 28 |  | Solar | FIXED | Roof
SRP09692 | UNKNOWN | UNKNOWN | 250 | 6 | 102 | 25 |  | Solar | FIXED | Roof
SRP09692 | UNKNOWN | UNKNOWN | 250 | 30 | 192 | 25 |  | Solar | FIXED | Roof
SRP09693 | CANADIAN SOLAR | CS6P-230 | 235 | 34 | 220 | 20 |  | Solar | FIXED | Roof
SRP09696 | CANADIAN SOLAR | CS6P-230 | 235 | 16 | 89 | 32 |  | Solar | FIXED | Roof
SRP09696 | CANADIAN SOLAR | CS6P-230 | 235 | 18 | 269 | 32 |  | Solar | FIXED | Roof
SRP09697 | CANADIAN SOLAR | CS6P-230 | 235 | 16 | 85 | 17 |  | Solar | FIXED | Roof
SRP09697 | CANADIAN SOLAR | CS6P-230 | 235 | 7 | 174 | 17 |  | Solar | FIXED | Roof
SRP09697 | CANADIAN SOLAR | CS6P-230 | 235 | 11 | 265 | 17 |  | Solar | FIXED | Roof
SRP09699 | SUNPOWER | SPR-230-WHT-U | 245 | 16 | 154 | 35 |  | Solar | FIXED | Roof
SRP09699 | SUNPOWER | SPR-225-BLK-U | 245 | 8 | 244 | 30 |  | Solar | FIXED | Roof
SRP09699 | SUNPOWER | SPR-230-WHT-U | 245 | 18 | 244 | 45 |  | Solar | FIXED | Roof
SRP09700 | CANADIAN SOLAR | CS6P-230 | 235 | 17 | 203 | 26 |  | Solar | FIXED | Roof
SRP09701 | REC SCANMODULE | SCM230 | 240 | 20 | 209 | 20 |  | Solar | FIXED | Roof
SRP09702 | UNKNOWN | UNKNOWN | 250 | 36 | 197.1 | 16 |  | Solar | FIXED | Roof
SRP09703 | CANADIAN SOLAR | CS6P-230 | 235 | 24 | 160 | 16 |  | Solar | FIXED | Roof
SRP09703 | CANADIAN SOLAR | CS6P-230 | 235 | 10 | 250 | 16 |  | Solar | FIXED | Roof
SRP09704 | UNKNOWN | UNKNOWN | 250 | 56 | 164 | 35 |  | Solar | FIXED | Roof
SRP09705 | ISOFOTON | I-100/12 | 245 | 25 | 220 | 26 |  | Solar | FIXED | Roof
SRP09706 | CANADIAN SOLAR | CS6P-230 | 235 | 26 | 252 | 28 |  | Solar | FIXED | Roof
SRP09707 | SUNPOWER | SPR-315E-WHT-U | 327 | 151 | 180 | 25 |  | Solar | FIXED | Ground
SRP09708 | UNKNOWN | UNKNOWN | 250 | 12 | 155.1 | 22 |  | Solar | FIXED | Roof
SRP09708 | UNKNOWN | UNKNOWN | 250 | 24 | 155.1 | 30 |  | Solar | FIXED | Roof
SRP09709 | CANADIAN SOLAR | CS6P-230 | 235 | 24 | 146 | 30 |  | Solar | FIXED | Roof
SRP09709 | CANADIAN SOLAR | CS6P-230 | 235 | 2 | 236 | 40 |  | Solar | FIXED | Roof
SRP09710 | UNKNOWN | UNKNOWN | 250 | 35 | 182 | 20 |  | Solar | FIXED | Roof
SRP09713 | SUNPOWER | SPR-230-WHT-U | 230 | 60 | 200 | 18 |  | Solar | FIXED | Roof
SRP09714 | SANYO ELECTRIC | HIP-205BA5 | 220 | 19 | 213 | 14 |  | Solar | FIXED | Roof
SRP09714 | SANYO ELECTRIC | HIP-205BA5 | 220 | 8 | 213 | 29 |  | Solar | FIXED | Roof
SRP09714 | SANYO ELECTRIC | HIP-205BA5 | 220 | 37 | 213 | 30 |  | Solar | FIXED | Roof
SRP09715 | SUNPOWER | SPR-230-WHT-U | 240 | 45 | 125 | 32 |  | Solar | FIXED | Roof
SRP09716 | SUNTECH POWER | STP285-24/VD | 285 | 2002 | 158 | 10 |  | Solar | FIXED | Roof
SRP09717 | SOLARWORLD | SW185MONO | 240 | 234 | 272 | 14 |  | Solar | FIXED | Roof
SRP09718 | SUNTECH POWER | STP285-24/VD | 285 | 451 | 158 | 0 |  | Solar | FIXED | Roof
SRP09718 | SUNTECH POWER | STP285-24/VD | 285 | 66 | 158 | 10 |  | Solar | FIXED | Roof
SRP09719 | SUNPOWER | SPR-230-WHT-U | 230 | 24 | 196 | 45 |  | Solar | FIXED | Roof
SRP09720 | MATRIX SOLAR/PHOTOWATT | PW750-90 | 190 | 33 | 108 | 30 |  | Solar | FIXED | Roof
SRP09720 | MATRIX SOLAR/PHOTOWATT | PW750-90 | 190 | 15 | 198 | 45 |  | Solar | FIXED | Roof
SRP09721 | SUNPOWER | SPR-230-WHT-U | 230 | 32 | 110 | 25 |  | Solar | FIXED | Roof
SRP09722 | SUNWIZE TECHNOLOGIES |  | 310 | 174 | 160 | 10 |  | Solar | FIXED | Roof
SRP09725 | SUNPOWER | SPR-225-BLK-U | 225 | 27 | 200 | 30 |  | Solar | FIXED | Roof
SRP09726 | UNKNOWN | UNKNOWN | 250 | 28 | 157.8 | 20 |  | Solar | FIXED | Roof
SRP09727 | UNKNOWN | UNKNOWN | 250 | 38 | 226.2 | 20 |  | Solar | FIXED | Roof
SRP09729 | SCHUCO USA | MPE 190 MS 05 | 190 | 44 | 155 | 20 |  | Solar | FIXED | Roof
SRP09729 | SCHUCO USA | MPE 190 MS 05 | 190 | 33 | 251 | 18 |  | Solar | FIXED | Roof
SRP09730 | UNKNOWN | UNKNOWN | 250 | 30 | 165 | 30 |  | Solar | FIXED | Roof
SRP09733 | SHARP | ND-224U2 | 240 | 2604 | 180 | 25 |  | Solar | FIXED | Ground
SRP09734 | UNKNOWN | UNKNOWN | 250 | 31 | 120 | 30 |  | Solar | FIXED | Roof
SRP09735 | SHARP | ND-224UC1 | 240 | 1680 | 180 | 25 |  | Solar | FIXED | Roof
SRP09736 | ET SOLAR INDUSTRY | ET-P672295WW | 295 | 504 | 195 | 5 |  | Solar | FIXED | Roof
SRP09737 | SUNPOWER | SPR-230-WHT-U | 245 | 50 | 201 | 34 |  | Solar | FIXED | Roof
SRP09738 | CANADIAN SOLAR | CS6P-230 | 235 | 21 | 155 | 21 |  | Solar | FIXED | Roof
SRP09739 | SOLARWORLD | SW185MONO | 240 | 24 | 132 | 33 |  | Solar | FIXED | Roof
SRP09741 | UNKNOWN | UNKNOWN | 250 | 18 | 218.2 | 22 |  | Solar | FIXED | Roof
SRP09742 | CHANGZHOU TRINA SOLAR ENERGY CO | TSM-185D | 240 | 39 | 233.5 | 15 |  | Solar | FIXED | Roof
SRP09743 | UNKNOWN | UNKNOWN | 250 | 5 | 144.1 | 20 |  | Solar | FIXED | Roof
SRP09743 | UNKNOWN | UNKNOWN | 250 | 16 | 144.1 | 25 |  | Solar | FIXED | Roof
SRP09743 | UNKNOWN | UNKNOWN | 250 | 13 | 144.1 | 30 |  | Solar | FIXED | Roof
SRP09744 | SUNPOWER | SPR-225-BLK-U | 245 | 50 | 126 | 18 |  | Solar | FIXED | Roof
SRP09745 | UNKNOWN | UNKNOWN | 250 | 23 | 168.8 | 30 |  | Solar | FIXED | Roof
SRP09746 | UNKNOWN | UNKNOWN | 250 | 38 | 171 | 35 |  | Solar | FIXED | Roof
SRP09747 | UNKNOWN | UNKNOWN | 250 | 33 | 194 | 29 |  | Solar | FIXED | Roof
SRP09748 | UNKNOWN | UNKNOWN | 250 | 39 | 180 | 30 |  | Solar | FIXED | Ground
SRP09749 | SHARP | ND-220U2 | 235 | 16 | 98 | 15 |  | Solar | FIXED | Roof
SRP09749 | SHARP | ND-220U2 | 235 | 41 | 188 | 15 |  | Solar | FIXED | Roof
SRP09750 | SHARP | NT-188U1 | 235 | 11 | 170 | 35 |  | Solar | FIXED | Roof
SRP09750 | SHARP | NT-188U1 | 235 | 6 | 260 | 30 |  | Solar | FIXED | Roof
SRP09750 | SHARP | NT-188U1 | 235 | 17 | 260 | 30 |  | Solar | FIXED | Roof
SRP09751 | LDK SOLAR | LDK-250D-20 | 250 | 8921 | 149 | 20 |  | Solar | FIXED | Ground
SRP09751 | LDK SOLAR | LDK-255D-20 | 255 | 2337 | 149 | 20 |  | Solar | FIXED | Ground
SRP09751 | LDK SOLAR | LDK-260P-24 | 260 | 5278 | 149 | 20 |  | Solar | FIXED | Ground
SRP09752 | LDK SOLAR | LDK-250D-20 | 250 | 325 | 149 | 20 |  | Solar | FIXED | Ground
SRP09753 | LDK SOLAR | LDK-250D-20 | 250 | 169 | 149 | 20 |  | Solar | FIXED | Ground
SRP09754 | LDK SOLAR | LDK-250D-20 | 250 | 611 | 149 | 20 |  | Solar | FIXED | Ground
SRP09756 | UNKNOWN | UNKNOWN | 250 | 13 | 80.5 | 12 |  | Solar | FIXED | Roof
SRP09756 | UNKNOWN | UNKNOWN | 250 | 13 | 260.5 | 12 |  | Solar | FIXED | Roof
SRP09757 | SUNPOWER | SPR-230-WHT-U | 230 | 24 | 205 | 30 |  | Solar | FIXED | Roof
SRP09758 | SUNTECH POWER | STP190-18/UB-1 | 190 | 44 | 121.8 | 34 |  | Solar | FIXED | Roof
SRP09759 | CANADIAN SOLAR | CS6P-230 | 235 | 17 | 235 | 36 |  | Solar | FIXED | Roof
SRP09760 | REC SCANMODULE | SCM230 | 235 | 22 | 108 | 28 |  | Solar | FIXED | Roof
SRP09762 | CANADIAN SOLAR | CS6P-230 | 235 | 26 | 212 | 36 |  | Solar | FIXED | Roof
SRP09763 | WEBEL SL ENERGY SYSTEMS | W1000-100 | 230 | 24 | 196.9 | 30 |  | Solar | FIXED | Roof
SRP09763 | WEBEL SL ENERGY SYSTEMS | W1000-100 | 230 | 8 | 196.9 | 33 |  | Solar | FIXED | Roof
SRP09763 | WEBEL SL ENERGY SYSTEMS | W1000-100 | 230 | 28 | 196.9 | 33 |  | Solar | FIXED | Roof
SRP09764 | CANADIAN SOLAR | CS6P-230 | 235 | 24 | 262 | 20 |  | Solar | FIXED | Roof
SRP09765 | CHANGZHOU TRINA SOLAR ENERGY CO | TSM-185D | 240 | 6 | 127 | 20 |  | Solar | FIXED | Roof
SRP09765 | CHANGZHOU TRINA SOLAR ENERGY CO | TSM-185D | 240 | 24 | 217 | 20 |  | Solar | FIXED | Roof
SRP09766 | CANADIAN SOLAR | CS6P-230 | 235 | 8 | 133 | 17 |  | Solar | FIXED | Roof
SRP09766 | CANADIAN SOLAR | CS6P-230 | 235 | 21 | 224 | 17 |  | Solar | FIXED | Roof
SRP09767 | UNKNOWN | UNKNOWN | 255 | 16 | 220 | 23 |  | Solar | FIXED | Roof
SRP09768 | REC SCANMODULE | SCM230 | 235 | 22 | 103 | 34 |  | Solar | FIXED | Roof
SRP09769 | CHANGZHOU TRINA SOLAR ENERGY CO | TSM-185D | 240 | 24 | 223 | 18 |  | Solar | FIXED | Roof
SRP09770 | CHANGZHOU TRINA SOLAR ENERGY CO | TSM-185D | 240 | 33 | 187 | 30 |  | Solar | FIXED | Roof
SRP09771 | CHANGZHOU TRINA SOLAR ENERGY CO | TSM-185D | 240 | 33 | 169.7 | 29 |  | Solar | FIXED | Roof
SRP09772 | SUNPOWER | SPR-230-WHT-U | 230 | 50 | 115 | 34 |  | Solar | FIXED | Roof
SRP09775 | CHANGZHOU TRINA SOLAR ENERGY CO | TSM-185D | 235 | 42 | 210 | 31 |  | Solar | FIXED | Roof
SRP09777 | MATRIX SOLAR/PHOTOWATT | PW1650-175 | 255 | 18 | 160 | 25 |  | Solar | FIXED | Roof
SRP09778 | YINGLI ENERGY (CHINA) | YL235P-29B | 235 | 30 | 153 | 12 |  | Solar | FIXED | Roof
SRP09779 | CHANGZHOU TRINA SOLAR ENERGY CO | TSM-185D | 230 | 23 | 185 | 32 |  | Solar | FIXED | Roof
SRP09779 | CHANGZHOU TRINA SOLAR ENERGY CO | TSM-185D | 230 | 7 | 239 | 25 |  | Solar | FIXED | Roof
SRP09781 | CHANGZHOU TRINA SOLAR ENERGY CO | TSM-185D | 240 | 30 | 110 | 18 |  | Solar | FIXED | Roof
SRP09783 | ET SOLAR INDUSTRY | ET-P672275 | 275 | 22 | 170 | 38 |  | Solar | FIXED | Roof
SRP09783 | ET SOLAR INDUSTRY | ET-P672275 | 275 | 12 | 260 | 29 |  | Solar | FIXED | Roof
SRP09785 | BAODING YINGLI NEW ENERGY RESOURCES CO | YL175(156) | 240 | 1652 | 206 | 5 |  | Solar | FIXED | Roof
SRP09787 | SUNTECH POWER | STP210S-18/UB-1 | 285 | 3124 | 180 | 15 |  | Solar | FIXED | Ground
SRP09788 | MATRIX SOLAR/PHOTOWATT | PW1000-100 | 235 | 54 | 212 | 27 |  | Solar | FIXED | Roof
SRP09789 | CANADIAN SOLAR | CS6P-230 | 235 | 28 | 177 | 17 |  | Solar | FIXED | Roof
SRP09791 | ET SOLAR INDUSTRY | ET-P672280 | 275 | 36 | 182 | 30 |  | Solar | FIXED | Roof
SRP09794 | SUNPOWER | SPR-315E-WHT-U | 435 | 60 | 69 | 3 |  | Solar | FIXED | Roof
SRP09794 | SUNPOWER | SPR-315E-WHT-U | 435 | 84 | 238 | 3 |  | Solar | FIXED | Roof
SRP09795 | UNKNOWN | UNKNOWN | 250 | 24 | 112.5 | 18 |  | Solar | FIXED | Roof
SRP09796 | UNKNOWN | UNKNOWN | 250 | 14 | 84.5 | 18 |  | Solar | FIXED | Roof
SRP09796 | UNKNOWN | UNKNOWN | 250 | 20 | 174.5 | 25 |  | Solar | FIXED | Roof
SRP09796 | UNKNOWN | UNKNOWN | 250 | 15 | 264.5 | 18 |  | Solar | FIXED | Roof
SRP09796 | UNKNOWN | UNKNOWN | 250 | 15 | 264.5 | 32 |  | Solar | FIXED | Roof
SRP09797 | UNKNOWN | UNKNOWN | 250 | 32 | 197 | 25 |  | Solar | FIXED | Roof
SRP09800 | YINGLI ENERGY (CHINA) | YL280P-35B | 280 | 529 | 36 | 1 |  | Solar | FIXED | Roof
SRP09800 | YINGLI ENERGY (CHINA) | YL280P-35B | 280 | 1144 | 128 | 15 |  | Solar | FIXED | Roof
SRP09800 | YINGLI ENERGY (CHINA) | YL235P-29B | 235 | 4760 | 163 | 27 |  | Solar | FIXED | Roof
SRP09800 | YINGLI ENERGY (CHINA) | YL255C-30B | 255 | 1806 | 163 | 27 |  | Solar | FIXED | Roof
SRP09800 | YINGLI ENERGY (CHINA) | YL280P-35B | 280 | 626 | 216 | 15 |  | Solar | FIXED | Roof
SRP09800 | YINGLI ENERGY (CHINA) | YL235P-29B | 235 | 1484 | 217 | 10 |  | Solar | FIXED | Roof
SRP09800 | YINGLI ENERGY (CHINA) | YL235P-29B | 235 | 6314 | 217 | 20 |  | Solar | FIXED | Roof
SRP09800 | YINGLI ENERGY (CHINA) | YL235P-29B | 235 | 2702 | 217 | 27 |  | Solar | FIXED | Roof
SRP09800 | YINGLI ENERGY (CHINA) | YL280P-35B | 280 | 979 | 308 | 1 |  | Solar | FIXED | Roof
SRP09801 | CHANGZHOU TRINA SOLAR ENERGY CO | TSM-185D | 240 | 24 | 181 | 28 |  | Solar | FIXED | Roof
SRP09802 | CHANGZHOU TRINA SOLAR ENERGY CO | TSM-185D | 240 | 28 | 123 | 25 |  | Solar | FIXED | Roof
SRP09803 | CHANGZHOU TRINA SOLAR ENERGY CO | TSM-185D | 240 | 21 | 120 | 23 |  | Solar | FIXED | Roof
SRP09804 | UNKNOWN | UNKNOWN | 245 | 8 | 135 | 32 |  | Solar | FIXED | Roof
SRP09804 | UNKNOWN | UNKNOWN | 245 | 20 | 220 | 40 |  | Solar | FIXED | Roof
SRP09805 | LG ELECTRONICS SOLAR CELL DIVISION | LG255S1C-G2 | 255 | 4459 | 167 | 10 |  | Solar | FIXED | Roof
SRP09806 | SUNTECH POWER | STP180S-24/AB-1 | 185 | 7 | 109 | 10 |  | Solar | FIXED | Roof
SRP09806 | SUNTECH POWER | STP180S-24/AB-1 | 185 | 31 | 199 | 32 |  | Solar | FIXED | Roof
SRP09807 | SUNTECH POWER | STP210S-18/UB-1 | 240 | 37 | 132 | 30.3 |  | Solar | FIXED | Roof
SRP09808 | SUNTECH POWER | STP210S-18/UB-1 | 240 | 48 | 146 | 27 |  | Solar | FIXED | Roof
SRP09808 | SUNTECH POWER | STP210S-18/UB-1 | 240 | 3 | 146 | 32 |  | Solar | FIXED | Roof
SRP09808 | SUNTECH POWER | STP210S-18/UB-1 | 240 | 17 | 236 | 37 |  | Solar | FIXED | Roof
SRP09808 | SUNTECH POWER | STP210S-18/UB-1 | 240 | 8 | 236 | 42 |  | Solar | FIXED | Roof
SRP09809 | CHANGZHOU TRINA SOLAR ENERGY CO | TSM-185D | 240 | 28 | 144 | 22 |  | Solar | FIXED | Roof
SRP09809 | CHANGZHOU TRINA SOLAR ENERGY CO | TSM-185D | 240 | 27 | 234 | 24 |  | Solar | FIXED | Roof
SRP09810 | BAODING YINGLI NEW ENERGY RESOURCES CO | YL175(156) | 240 | 38 | 260 | 35 |  | Solar | FIXED | Roof
SRP09811 | SHANGHAI SOLAR ENERGY S&T | S-180C | 250 | 31 | 127.6 | 32 |  | Solar | FIXED | Roof
SRP09812 | YINGLI ENERGY (CHINA) | YL235P-29B | 235 | 27 | 210 | 30 |  | Solar | FIXED | Roof
SRP09813 | UNKNOWN | UNKNOWN | 250 | 20 | 94.1 | 25 |  | Solar | FIXED | Roof
SRP09813 | UNKNOWN | UNKNOWN | 250 | 16 | 184.1 | 36 |  | Solar | FIXED | Roof
SRP09814 | UNKNOWN | UNKNOWN | 255 | 11 | 108 | 23 |  | Solar | FIXED | Roof
SRP09814 | UNKNOWN | UNKNOWN | 255 | 13 | 198 | 25 |  | Solar | FIXED | Roof
SRP09815 | UNKNOWN | UNKNOWN | 250 | 18 | 178.7 | 25 |  | Solar | FIXED | Roof
SRP09815 | UNKNOWN | UNKNOWN | 250 | 8 | 268.7 | 25 |  | Solar | FIXED | Roof
SRP09816 | CANADIAN SOLAR | CS6P-230 | 255 | 18 | 195 | 30 |  | Solar | FIXED | Roof
SRP09817 | NINGBO SOLAR ELECTRIC POWER | TDB125X125-72-P 175W | 240 | 80 | 172 | 29 |  | Solar | FIXED | Roof
SRP09818 | SOLARWORLD | SW185MONO | 255 | 5 | 115 | 19 |  | Solar | FIXED | Roof
SRP09818 | SOLARWORLD | SW185MONO | 255 | 15 | 115 | 22 |  | Solar | FIXED | Roof
SRP09818 | SOLARWORLD | SW185MONO | 255 | 16 | 205 | 20 |  | Solar | FIXED | Roof
SRP09819 | SANYO ELECTRIC | HIP-H552BA2 | 225 | 5 | 90 | 23 |  | Solar | FIXED | Roof
SRP09819 | SANYO ELECTRIC | HIP-205BA5 | 225 | 15 | 180 | 23 |  | Solar | FIXED | Roof
SRP09820 | CANADIAN SOLAR | CS6P-230 | 240 | 26 | 150 | 22 |  | Solar | FIXED | Roof
SRP09821 | CHANGZHOU TRINA SOLAR ENERGY CO | TSM-185D | 235 | 12 | 117 | 34 |  | Solar | FIXED | Roof
SRP09821 | CHANGZHOU TRINA SOLAR ENERGY CO | TSM-185D | 235 | 12 | 207 | 18 |  | Solar | FIXED | Roof
SRP09822 | CANADIAN SOLAR | CS6P-230 | 240 | 54 | 155 | 34 |  | Solar | FIXED | Roof
SRP09823 | YINGLI ENERGY (CHINA) | YL260C-30B | 260 | 16 | 111 | 25 |  | Solar | FIXED | Roof
SRP09823 | YINGLI ENERGY (CHINA) | YL260C-30B | 260 | 24 | 291 | 25 |  | Solar | FIXED | Roof
SRP09824 | MATRIX SOLAR/PHOTOWATT | PW1000-100 | 235 | 156 | 180 | 25 |  | Solar | FIXED | Ground
SRP09826 | YINGLI ENERGY (CHINA) | YL260C-30B | 260 | 28 | 201 | 30 |  | Solar | FIXED | Roof
SRP09827 | SUNPOWER | SPR-225-BLK-U | 225 | 36 | 102 | 25 |  | Solar | FIXED | Roof
SRP09828 | MATRIX SOLAR/PHOTOWATT | PW1650-175 | 240 | 4 | 52 | 5 |  | Solar | FIXED | Roof
SRP09828 | MATRIX SOLAR/PHOTOWATT | PW1650-175 | 240 | 8 | 142 | 36 |  | Solar | FIXED | Roof
SRP09828 | MATRIX SOLAR/PHOTOWATT | PW1650-175 | 240 | 2 | 232 | 27 |  | Solar | FIXED | Roof
SRP09829 | REC SCANMODULE | SCM230 | 235 | 11 | 135 | 34 |  | Solar | FIXED | Roof
SRP09829 | REC SCANMODULE | SCM230 | 235 | 8 | 225 | 34 |  | Solar | FIXED | Roof
SRP09831 | SUNPOWER | SPR-290-WHT-U | 230 | 14 | 144 | 22 |  | Solar | FIXED | Roof
SRP09831 | SUNPOWER | SPR-230-WHT-U | 230 | 27 | 144 | 25 |  | Solar | FIXED | Roof
SRP09831 | SUNPOWER | SPR-230-WHT-U | 230 | 27 | 233 | 25 |  | Solar | FIXED | Roof
SRP09832 | SUNPOWER | SPR-230-WHT-U | 240 | 20 | 97 | 27 |  | Solar | FIXED | Roof
SRP09832 | SUNPOWER | SPR-230-WHT-U | 240 | 12 | 187 | 10 |  | Solar | FIXED | Roof
SRP09832 | SUNPOWER | SPR-230-WHT-U | 240 | 12 | 187 | 19 |  | Solar | FIXED | Roof
SRP09833 | CHANGZHOU TRINA SOLAR ENERGY CO | TSM-185D | 235 | 10 | 149 | 33 |  | Solar | FIXED | Roof
SRP09833 | CHANGZHOU TRINA SOLAR ENERGY CO | TSM-185D | 235 | 12 | 239 | 25 |  | Solar | FIXED | Roof
SRP09834 | SUNPOWER | SPR-230-WHT-U | 240 | 32 | 155 | 30 |  | Solar | FIXED | Roof
SRP09834 | SUNPOWER | SPR-230-WHT-U | 240 | 18 | 155 | 47 |  | Solar | FIXED | Roof
SRP09837 | CANADIAN SOLAR | CS6P-230 | 235 | 12 | 218 | 32 |  | Solar | FIXED | Roof
SRP09839 | CANADIAN SOLAR | CS6P-230 | 235 | 24 | 217 | 25 |  | Solar | FIXED | Roof
SRP09840 | CANADIAN SOLAR | CS6P-230 | 235 | 12 | 129 | 16 |  | Solar | FIXED | Roof
SRP09840 | CANADIAN SOLAR | CS6P-230 | 235 | 12 | 220 | 15 |  | Solar | FIXED | Roof
SRP09841 | CANADIAN SOLAR | CS6P-230 | 235 | 12 | 212 | 16 |  | Solar | FIXED | Roof
SRP09841 | CANADIAN SOLAR | CS6P-230 | 235 | 14 | 212 | 21 |  | Solar | FIXED | Roof
SRP09842 | ASTROPOWER | AP-100 | 230 | 2464 | 180 | 32 |  | Solar | FIXED | Ground
SRP09843 | CANADIAN SOLAR | CS6P-230 | 235 | 8 | 204 | 30 |  | Solar | FIXED | Roof
SRP09844 | CANADIAN SOLAR | CS6P-230 | 235 | 16 | 126 | 30 |  | Solar | FIXED | Roof
SRP09844 | CANADIAN SOLAR | CS6P-230 | 235 | 10 | 126 | 31 |  | Solar | FIXED | Roof
SRP09845 | MATRIX SOLAR/PHOTOWATT | PW1650-175 | 245 | 19 | 173 | 26 |  | Solar | FIXED | Roof
SRP09846 | CANADIAN SOLAR | CS6P-230 | 235 | 24 | 170 | 32 |  | Solar | FIXED | Roof
SRP09847 | SUNPOWER | SPR-230-WHT-U | 245 | 40 | 128 | 20 |  | Solar | FIXED | Roof
SRP09848 | CHANGZHOU TRINA SOLAR ENERGY CO | TSM-185D | 240 | 23 | 193 | 22 |  | Solar | FIXED | Roof
SRP09849 | REC SCANMODULE | SCM230 | 235 | 44 | 180 | 30 |  | Solar | FIXED | Ground
SRP09851 | CHANGZHOU TRINA SOLAR ENERGY CO | TSM-185D | 240 | 23 | 218 | 22 |  | Solar | FIXED | Roof
SRP09852 | BAODING YINGLI NEW ENERGY RESOURCES CO | 110(17)P1447X663 | 235 | 13 | 172 | 21 |  | Solar | FIXED | Roof
SRP09853 | WEBEL SL ENERGY SYSTEMS | W1000-100 | 235 | 9 | 50 | 22.6 |  | Solar | FIXED | Roof
SRP09853 | WEBEL SL ENERGY SYSTEMS | W1000-100 | 235 | 16 | 50 | 22.6 |  | Solar | FIXED | Roof
SRP09853 | WEBEL SL ENERGY SYSTEMS | W1000-100 | 235 | 9 | 230 | 22.6 |  | Solar | FIXED | Roof
SRP09853 | WEBEL SL ENERGY SYSTEMS | W900-90 | 235 | 16 | 230 | 22.6 |  | Solar | FIXED | Roof
SRP09854 | CHANGZHOU TRINA SOLAR ENERGY CO | TSM-180D | 240 | 45 | 220 | 18 |  | Solar | FIXED | Roof
SRP09855 | MATRIX SOLAR/PHOTOWATT | PW1000-100 | 245 | 12 | 191 | 38 |  | Solar | FIXED | Roof
SRP09856 | CHANGZHOU TRINA SOLAR ENERGY CO | TSM-185D | 240 | 16 | 200 | 22 |  | Solar | FIXED | Roof
SRP09857 | TRINA SOLAR | TSM-245PA05 | 245 | 182 | 167 | 20 |  | Solar | FIXED | Pole
SRP09857 | CHANGZHOU TRINA SOLAR ENERGY CO | TSM-185D | 245 | 644 | 205 | 20 |  | Solar | FIXED
SRP09858 | CHANGZHOU TRINA SOLAR ENERGY CO | TSM-185D | 235 | 36 | 93 | 30 |  | Solar | FIXED | Roof
SRP09858 | CHANGZHOU TRINA SOLAR ENERGY CO | TSM-185D | 235 | 14 | 273 | 30 |  | Solar | FIXED | Roof
SRP09859 | TRINA SOLAR | TSM-245PA05.05 | 245 | 420 | 205 | 20 |  | Solar | FIXED | Roof
SRP09860 | ET SOLAR INDUSTRY | ET-P654185 | 185 | 30 | 220 | 21 |  | Solar | FIXED | Roof
SRP09861 | CHANGZHOU TRINA SOLAR ENERGY CO | TSM-185D | 240 | 27 | 171 | 18 |  | Solar | FIXED | Roof
SRP09862 | CHANGZHOU TRINA SOLAR ENERGY CO | TSM-185D | 240 | 23 | 170 | 26 |  | Solar | FIXED | Roof
SRP09863 | CHANGZHOU TRINA SOLAR ENERGY CO | TSM-185D | 240 | 10 | 121 | 18 |  | Solar | FIXED | Roof
SRP09863 | CHANGZHOU TRINA SOLAR ENERGY CO | TSM-185D | 240 | 20 | 211 | 18 |  | Solar | FIXED | Roof
SRP09864 | CHANGZHOU TRINA SOLAR ENERGY CO | TSM-185D | 240 | 17 | 140 | 25 |  | Solar | FIXED | Roof
SRP09864 | CHANGZHOU TRINA SOLAR ENERGY CO | TSM-185D | 240 | 20 | 230 | 24 |  | Solar | FIXED | Roof
SRP09865 | CHANGZHOU TRINA SOLAR ENERGY CO | TSM-185D | 240 | 33 | 130 | 25 |  | Solar | FIXED | Roof
SRP09865 | CHANGZHOU TRINA SOLAR ENERGY CO | TSM-185D | 240 | 30 | 310 | 24 |  | Solar | FIXED | Roof
SRP09866 | CHANGZHOU TRINA SOLAR ENERGY CO | TSM-185D | 240 | 12 | 191 | 13 |  | Solar | FIXED | Roof
SRP09866 | CHANGZHOU TRINA SOLAR ENERGY CO | TSM-185D | 240 | 5 | 191 | 15 |  | Solar | FIXED | Roof
SRP09866 | CHANGZHOU TRINA SOLAR ENERGY CO | TSM-185D | 240 | 7 | 191 | 27 |  | Solar | FIXED | Roof
SRP09867 | CHANGZHOU TRINA SOLAR ENERGY CO | TSM-185D | 240 | 10 | 180 | 10 |  | Solar | FIXED | Roof
SRP09867 | CHANGZHOU TRINA SOLAR ENERGY CO | TSM-185D | 240 | 15 | 180 | 23 |  | Solar | FIXED | Roof
SRP09868 | CHANGZHOU TRINA SOLAR ENERGY CO | TSM-185D | 240 | 24 | 147 | 19 |  | Solar | FIXED | Roof
SRP09868 | CHANGZHOU TRINA SOLAR ENERGY CO | TSM-185D | 240 | 14 | 320 | 17 |  | Solar | FIXED | Roof
SRP09869 | CHANGZHOU TRINA SOLAR ENERGY CO | TSM-185D | 240 | 21 | 180 | 26 |  | Solar | FIXED | Roof
SRP09870 | CHANGZHOU TRINA SOLAR ENERGY CO | TSM-185D | 240 | 12 | 184 | 8 |  | Solar | FIXED | Roof
SRP09871 | CHANGZHOU TRINA SOLAR ENERGY CO | TSM-185D | 240 | 30 | 128 | 52 |  | Solar | FIXED | Roof
SRP09871 | CHANGZHOU TRINA SOLAR ENERGY CO | TSM-185D | 240 | 10 | 218 | 22 |  | Solar | FIXED | Roof
SRP09871 | CHANGZHOU TRINA SOLAR ENERGY CO | TSM-185D | 240 | 8 | 218 | 24 |  | Solar | FIXED | Roof
SRP09871 | CHANGZHOU TRINA SOLAR ENERGY CO | TSM-185D | 240 | 15 | 218 | 52 |  | Solar | FIXED | Roof
SRP09872 | TRINA SOLAR | TSM-240PA05.10 | 240 | 8 | 161 | 38 |  | Solar | FIXED | Roof
SRP09872 | TRINA SOLAR | TSM-240PA05 | 240 | 13 | 251 | 30 |  | Solar | FIXED | Roof
SRP09873 | TRINA SOLAR | TSM-245PA05.10 | 245 | 644 | 203 | 20 |  | Solar | FIXED | Pole
SRP09874 | TRINA SOLAR | TSM-245PA05 | 245 | 476 | 124 | 20 |  | Solar | FIXED | Pole
SRP09874 | TRINA SOLAR | TSM-245PA05 | 245 | 728 | 147 | 20 |  | Solar | FIXED | Pole
SRP09875 | CHANGZHOU TRINA SOLAR ENERGY CO | TSM-185D | 240 | 24 | 215 | 30 |  | Solar | FIXED | Roof
SRP09876 | BAODING YINGLI NEW ENERGY RESOURCES CO | YL175(156) | 235 | 520 | 201 | 5 |  | Solar | FIXED | Roof
SRP09877 | SUNPOWER | SPR-230-WHT-U | 240 | 24 | 173 | 17 |  | Solar | FIXED | Roof
SRP09877 | SUNPOWER | SPR-230-WHT-U | 240 | 18 | 263 | 17 |  | Solar | FIXED | Roof
SRP09878 | SHARP | NT-188U1 | 240 | 1677 | 152 | 10 |  | Solar | FIXED | Roof
SRP09879 | SUNPOWER | SPR-230-WHT-U | 240 | 30 | 181 | 27 |  | Solar | FIXED | Roof
SRP09880 | CHANGZHOU TRINA SOLAR ENERGY CO | TSM-185D | 240 | 25 | 205 | 41 |  | Solar | FIXED | Roof
SRP09881 | SUNPOWER | SPR-305-WHT-U | 308 | 16 | 201 | 23 |  | Solar | FIXED | Roof
SRP09882 | CHANGZHOU TRINA SOLAR ENERGY CO | TSM-185D | 240 | 33 | 276 | 21 |  | Solar | FIXED | Roof
SRP09883 | CHANGZHOU TRINA SOLAR ENERGY CO | TSM-185D | 240 | 19 | 110 | 23 |  | Solar | FIXED | Roof
SRP09883 | CHANGZHOU TRINA SOLAR ENERGY CO | TSM-185D | 240 | 12 | 220 | 21 |  | Solar | FIXED | Roof
SRP09884 | MITSUBISHI ELECTRIC | PV-UD195MF5 | 235 | 12 | 194 | 14 |  | Solar | FIXED | Roof
SRP09884 | MITSUBISHI ELECTRIC | PV-UD195MF5 | 235 | 16 | 194 | 14 |  | Solar | FIXED | Roof
SRP09885 | BAODING YINGLI NEW ENERGY RESOURCES CO | YL175(156) | 235 | 16 | 119 | 19 |  | Solar | FIXED | Roof
SRP09885 | BAODING YINGLI NEW ENERGY RESOURCES CO | YL175(156) | 235 | 17 | 209 | 21 |  | Solar | FIXED | Roof
SRP09886 | BAODING YINGLI NEW ENERGY RESOURCES CO | YL175(156) | 260 | 390 | 103 | 12 |  | Solar | FIXED | Roof
SRP09886 | BAODING YINGLI NEW ENERGY RESOURCES CO | YL175(156) | 260 | 390 | 283 | 1 |  | Solar | FIXED | Roof
SRP09887 | LDK SOLAR | LDK-250D-20 | 250 | 2 | 149 | 20 |  | Solar | FIXED | Ground
SRP09887 | LDK SOLAR | LDK-255D-20 | 255 | 4637 | 149 | 20 |  | Solar | FIXED | Ground
SRP09887 | LDK SOLAR | LDK-260P-24 | 260 | 1237 | 149 | 20 |  | Solar | FIXED | Ground
SRP09889 | LDK SOLAR | LDK-250D-20 | 250 | 949 | 149 | 20 |  | Solar | FIXED | Ground
SRP09890 | LDK SOLAR | LDK-250D-20 | 250 | 28 | 167 | 12 |  | Solar | FIXED | Roof
SRP09891 | TRINA SOLAR | TSM-240PA05.10 | 240 | 28 | 161 | 26 |  | Solar | FIXED | Roof
SRP09892 | LDK SOLAR | LDK-255D-20 | 255 | 266 | 167 | 18 |  | Solar | FIXED | Roof
SRP09893 | LDK SOLAR | LDK-250D-20 | 250 | 624 | 149 | 20 |  | Solar | FIXED | Ground
SRP09894 | CHANGZHOU TRINA SOLAR ENERGY CO | TSM-185D | 240 | 24 | 190 | 30 |  | Solar | FIXED | Roof
SRP09895 | UNKNOWN | UNKNOWN | 245 | 19 | 237 | 32 |  | Solar | FIXED | Roof
SRP09896 | SUNPOWER | SPR-225-BLK-U | 225 | 20 | 57 | 20 |  | Solar | FIXED | Roof
SRP09896 | SUNPOWER | SPR-225-BLK-U | 225 | 20 | 153 | 20 |  | Solar | FIXED | Roof
SRP09897 | TRINA SOLAR | TSM-240PA05 | 240 | 29 | 186 | 30 |  | Solar | FIXED | Roof
SRP09898 | MATRIX SOLAR/PHOTOWATT | PW1000-100 | 225 | 84 | 190 | 18 |  | Solar | FIXED | Ground
SRP09898 | MATRIX SOLAR/PHOTOWATT | PW1000-100 | 230 | 60 | 190 | 18 |  | Solar | FIXED | Ground
SRP09898 | MATRIX SOLAR/PHOTOWATT | PW1650-175 | 225 | 24 | 190 | 30 |  | Solar | FIXED | Ground
SRP09899 | CHANGZHOU TRINA SOLAR ENERGY CO | TSM-185D | 240 | 27 | 134 | 24 |  | Solar | FIXED | Roof
SRP09899 | CHANGZHOU TRINA SOLAR ENERGY CO | TSM-185D | 240 | 22 | 230 | 24 |  | Solar | FIXED | Roof
SRP09900 | SUNPOWER | SPR-230-WHT-U | 230 | 28 | 101 | 20 |  | Solar | FIXED | Roof
SRP09900 | SUNPOWER | SPR-230-WHT-U | 230 | 28 | 286 | 20 |  | Solar | FIXED | Roof
SRP09901 | SOLARWORLD | SW185MONO | 245 | 60 | 180 | 30 |  | Solar | FIXED | Ground
SRP09902 | SCHOTT SOLAR | ASE-250DGF/17 | 245 | 9 | 122 | 26 |  | Solar | FIXED | Roof
SRP09902 | SCHOTT SOLAR | ASE-250DGF/17 | 245 | 26 | 212 | 26 |  | Solar | FIXED | Roof
SRP09904 | CHANGZHOU TRINA SOLAR ENERGY CO | TSM-185D | 245 | 27 | 230 | 24 |  | Solar | FIXED | Roof
SRP09905 | SILIKEN MANUFACTURING USA | SLK60P6L 233 WP | 240 | 546 | 210 | 5 |  | Solar | FIXED | Roof
SRP09906 | SUNPOWER | SPR-230-WHT-U | 240 | 35 | 155 | 27 |  | Solar | FIXED | Roof
SRP09907 | CHANGZHOU TRINA SOLAR ENERGY CO | TSM-185D | 240 | 24 | 225 | 24 |  | Solar | FIXED | Roof
SRP09908 | CHANGZHOU TRINA SOLAR ENERGY CO | TSM-185D | 240 | 24 | 120 | 22 |  | Solar | FIXED | Roof
SRP09908 | CHANGZHOU TRINA SOLAR ENERGY CO | TSM-185D | 240 | 12 | 194 | 22 |  | Solar | FIXED | Roof
SRP09909 | CHANGZHOU TRINA SOLAR ENERGY CO | TSM-185D | 240 | 12 | 184 | 9 |  | Solar | FIXED | Roof
SRP09909 | CHANGZHOU TRINA SOLAR ENERGY CO | TSM-185D | 240 | 13 | 184 | 23 |  | Solar | FIXED | Roof
SRP09910 | TRINA SOLAR | TSM-245PA05.05 | 245 | 196 | 204 | 20 |  | Solar | FIXED | Ground
SRP09911 | CHANGZHOU TRINA SOLAR ENERGY CO | TSM-185D | 240 | 27 | 195 | 39 |  | Solar | FIXED | Roof
SRP09912 | SUNPOWER | SPR-230-WHT-U | 230 | 51 | 180 | 41 |  | Solar | FIXED | Roof
SRP09913 | CHANGZHOU TRINA SOLAR ENERGY CO | TSM-185D | 240 | 21 | 239 | 25 |  | Solar | FIXED | Roof
SRP09914 | MATRIX SOLAR/PHOTOWATT | PW1650-175 | 235 | 27 | 209 | 29 |  | Solar | FIXED | Roof
SRP09915 | CHANGZHOU TRINA SOLAR ENERGY CO | TSM-185D | 240 | 29 | 214 | 17 |  | Solar | FIXED | Roof
SRP09916 | CHANGZHOU TRINA SOLAR ENERGY CO | TSM-185D | 240 | 34 | 176 | 38 |  | Solar | FIXED | Roof
SRP09917 | MATRIX SOLAR/PHOTOWATT | PW1650-175 | 235 | 39 | 187 | 18.4 |  | Solar | FIXED | Roof
SRP09918 | CHANGZHOU TRINA SOLAR ENERGY CO | TSM-185D | 235 | 24 | 163 | 33 |  | Solar | FIXED | Roof
SRP09919 | CHANGZHOU TRINA SOLAR ENERGY CO | TSM-185D | 240 | 22 | 112 | 34 |  | Solar | FIXED | Roof
SRP09919 | CHANGZHOU TRINA SOLAR ENERGY CO | TSM-185D | 240 | 11 | 292 | 1 |  | Solar | FIXED | Roof
SRP09920 | CHANGZHOU TRINA SOLAR ENERGY CO | TSM-185D | 240 | 22 | 130 | 31 |  | Solar | FIXED | Roof
SRP09921 | CANADIAN SOLAR | CS6P-230 | 240 | 21 | 170 | 7 |  | Solar | FIXED | Roof
SRP09921 | CANADIAN SOLAR | CS6P-230 | 240 | 25 | 170 | 13 |  | Solar | FIXED | Roof
SRP09922 | UNKNOWN | UNKNOWN | 250 | 28 | 163 | 55 |  | Solar | FIXED | Roof
SRP09923 | SOLYNDRA | SL-002-182U | 245 | 24 | 180 | 32 |  | Solar | FIXED | Ground
SRP09924 | SUNTECH POWER | STP180S-24/AB-1 | 185 | 38 | 156 | 23 |  | Solar | FIXED | Roof
SRP09925 | CHANGZHOU TRINA SOLAR ENERGY CO | TSM-185D | 235 | 32 | 127 | 27 |  | Solar | FIXED | Roof
SRP09926 | CNPV DONGYING SOLAR POWER | CNPV-245P | 245 | 210 | 202 | 10 |  | Solar | FIXED | Roof
SRP09927 | CHANGZHOU TRINA SOLAR ENERGY CO | TSM-185D | 240 | 3 | 237 | 27 |  | Solar | FIXED | Roof
SRP09927 | CHANGZHOU TRINA SOLAR ENERGY CO | TSM-185D | 240 | 16 | 237 | 27 |  | Solar | FIXED | Roof
SRP09928 | REC SCANMODULE | SCM230 | 240 | 14 | 154 | 13 |  | Solar | FIXED | Roof
SRP09928 | REC SCANMODULE | SCM230 | 235 | 10 | 244 | 13 |  | Solar | FIXED | Roof
SRP09929 | YINGLI ENERGY (CHINA) | YL260C-30B | 260 | 12 | 265 | 20 |  | Solar | FIXED | Roof
SRP09931 | CHANGZHOU TRINA SOLAR ENERGY CO | TSM-185D | 240 | 31 | 142 | 25 |  | Solar | FIXED | Roof
SRP09932 | BAODING YINGLI NEW ENERGY RESOURCES CO | YL175(156) | 235 | 28 | 218 | 30 |  | Solar | FIXED | Roof
SRP09933 | MATRIX SOLAR/PHOTOWATT | PW1650-175 | 245 | 15 | 235 | 30 |  | Solar | FIXED | Roof
SRP09934 | UNKNOWN | UNKNOWN | 245 | 30 | 196 | 20 |  | Solar | FIXED | Roof
SRP09935 | UNKNOWN | UNKNOWN | 245 | 22 | 133 | 20 |  | Solar | FIXED | Roof
SRP09936 | UNKNOWN | UNKNOWN | 250 | 36 | 273.2 | 20 |  | Solar | FIXED | Roof
SRP09937 | CHANGZHOU TRINA SOLAR ENERGY CO | TSM-185D | 240 | 31 | 195 | 25 |  | Solar | FIXED | Roof
SRP09938 | UNKNOWN | UNKNOWN | 250 | 32 | 183.1 | 15 |  | Solar | FIXED | Roof
SRP09939 | BAODING YINGLI NEW ENERGY RESOURCES CO | YL175(156) | 260 | 3 | 80 | 43 |  | Solar | FIXED | Roof
SRP09939 | BAODING YINGLI NEW ENERGY RESOURCES CO | YL175(156) | 260 | 4 | 80 | 45 |  | Solar | FIXED | Roof
SRP09939 | BAODING YINGLI NEW ENERGY RESOURCES CO | YL175(156) | 260 | 12 | 170 | 34 |  | Solar | FIXED | Roof
SRP09939 | BAODING YINGLI NEW ENERGY RESOURCES CO | YL175(156) | 260 | 4 | 260 | 42 |  | Solar | FIXED | Roof
SRP09939 | BAODING YINGLI NEW ENERGY RESOURCES CO | YL175(156) | 260 | 3 | 260 | 43 |  | Solar | FIXED | Roof
SRP09939 | BAODING YINGLI NEW ENERGY RESOURCES CO | YL175(156) | 260 | 4 | 260 | 45 |  | Solar | FIXED | Roof
SRP09940 | ANDALAY SOLAR | ST175-1 | 245 | 28 | 250 | 29 |  | Solar | FIXED | Roof
SRP09942 | SUNPOWER | SPR-230-WHT-U | 225 | 42 | 147 | 30 |  | Solar | FIXED | Roof
SRP09943 | CHANGZHOU TRINA SOLAR ENERGY CO | TSM-185D | 240 | 41 | 180 | 22 |  | Solar | FIXED | Roof
SRP09944 | CANADIAN SOLAR | CS6P-230 | 235 | 8 | 154 | 11 |  | Solar | FIXED | Roof
SRP09944 | CANADIAN SOLAR | CS6P-230 | 235 | 26 | 154 | 21 |  | Solar | FIXED | Roof
SRP09946 | UNKNOWN | UNKNOWN | 250 | 29 | 211.7 | 30 |  | Solar | FIXED | Roof
SRP09947 | SHARP | ND-224UC1 | 240 | 5 | 96 | 45 |  | Solar | FIXED | Roof
SRP09947 | SHARP | ND-224UC1 | 240 | 13 | 103 | 45 |  | Solar | FIXED | Roof
SRP09947 | SHARP | ND-224UC1 | 240 | 17 | 185 | 35 |  | Solar | FIXED | Roof
SRP09948 | CHANGZHOU TRINA SOLAR ENERGY CO | TSM-185D | 240 | 18 | 161 | 26 |  | Solar | FIXED | Roof
SRP09949 | SUNPOWER | SPR-225-BLK-U | 225 | 24 | 217 | 23 |  | Solar | FIXED | Roof
SRP09950 | SUNPOWER | PL-AP-120L | 327 | 24 | 215 | 21 |  | Solar | FIXED | Roof
SRP09951 | MATRIX SOLAR/PHOTOWATT | PW1650-175 | 240 | 48 | 149 | 20 |  | Solar | FIXED | Ground
SRP09952 | UNKNOWN | UNKNOWN | 250 | 29 | 180 | 25 |  | Solar | FIXED | Roof
SRP09953 | UNKNOWN | UNKNOWN | 250 | 40 | 130 | 15 |  | Solar | FIXED | Roof
SRP09954 | UNKNOWN | UNKNOWN | 250 | 32 | 120 | 20 |  | Solar | FIXED | Roof
SRP09955 | CHANGZHOU TRINA SOLAR ENERGY CO | TSM-185D | 240 | 45 | 135 | 26 |  | Solar | FIXED | Roof
SRP09956 | CANADIAN SOLAR | CS6P-230 | 235 | 8 | 249 | 18 |  | Solar | FIXED | Roof
SRP09956 | CANADIAN SOLAR | CS6P-230 | 235 | 17 | 249 | 18 |  | Solar | FIXED | Roof
SRP09957 | UNKNOWN | UNKNOWN | 250 | 36 | 223 | 35 |  | Solar | FIXED | Roof
SRP09958 | SUNPOWER | SPR-230-WHT-U | 245 | 24 | 176 | 13 |  | Solar | FIXED | Roof
SRP09958 | SUNPOWER | SPR-230-WHT-U | 245 | 24 | 176 | 25 |  | Solar | FIXED | Roof
SRP09959 | BAODING YINGLI NEW ENERGY RESOURCES CO | YL175(156) | 280 | 462 | 146 | 10 |  | Solar | FIXED | Roof
SRP09960 | SANYO ELECTRIC | HIT-N220A01 | 220 | 469 | 180 | 0 |  | Solar | FIXED | Roof
SRP09960 | SANYO ELECTRIC | HIT-N220A01 | 220 | 72 | 180 | 4 |  | Solar | FIXED | Roof
SRP09961 | CHANGZHOU TRINA SOLAR ENERGY CO | TSM-185D | 240 | 8 | 210 | 21 |  | Solar | FIXED | Roof
SRP09961 | CHANGZHOU TRINA SOLAR ENERGY CO | TSM-185D | 240 | 12 | 210 | 21 |  | Solar | FIXED | Roof
SRP09961 | CHANGZHOU TRINA SOLAR ENERGY CO | TSM-185D | 240 | 14 | 210 | 21 |  | Solar | FIXED | Roof
SRP09962 | CHANGZHOU TRINA SOLAR ENERGY CO | TSM-185D | 240 | 26 | 113 | 25 |  | Solar | FIXED | Roof
SRP09962 | CHANGZHOU TRINA SOLAR ENERGY CO | TSM-185D | 240 | 26 | 198 | 25 |  | Solar | FIXED | Roof
SRP09963 | SUNPOWER | SPR-305-WHT-U | 308 | 18 | 234 | 22 |  | Solar | FIXED | Roof
SRP09964 | CANADIAN SOLAR | CS6P-230 | 235 | 22 | 247 | 40 |  | Solar | FIXED | Roof
SRP09965 | SOLARWORLD | SW185MONO | 245 | 21 | 115 | 20 |  | Solar | FIXED | Roof
SRP09966 | UNKNOWN | UNKNOWN | 250 | 18 | 198 | 32 |  | Solar | FIXED | Roof
SRP09967 | MATRIX SOLAR/PHOTOWATT | PW1000-100 | 250 | 56 | 172 | 35 |  | Solar | FIXED | Roof
SRP09968 | SUNPOWER | SPR-230-WHT-U | 240 | 40 | 225 | 30 |  | Solar | FIXED | Roof
SRP09969 | SUNTECH POWER | STP255-20/WD | 255 | 93 | 273 | 22 |  | Solar | FIXED | Roof
SRP09970 | CHANGZHOU TRINA SOLAR ENERGY CO | TSM-185D | 240 | 32 | 225 | 20 |  | Solar | FIXED | Roof
SRP09971 | UNKNOWN | UNKNOWN | 245 | 30 | 119 | 24 |  | Solar | FIXED | Roof
SRP09972 | MATRIX SOLAR/PHOTOWATT | PW1650-175 | 245 | 23 | 126 | 9 |  | Solar | FIXED | Roof
SRP09973 | UNKNOWN | UNKNOWN | 245 | 20 | 232 | 2 |  | Solar | FIXED | Roof
SRP09973 | UNKNOWN | UNKNOWN | 245 | 28 | 232 | 20 |  | Solar | FIXED | Roof
SRP09975 | SILIKEN MANUFACTURING USA | SLK60P6L 233 WP | 245 | 36 | 113 | 27 |  | Solar | FIXED | Roof
SRP09976 | SILIKEN MANUFACTURING USA | SLK60P6L 233 WP | 250 | 38 | 215 | 20 |  | Solar | FIXED | Roof
SRP09977 | MC SOLAR | TF-90B | 235 | 126 | 180 | 20 |  | Solar | FIXED | Ground
SRP09978 | CHANGZHOU TRINA SOLAR ENERGY CO | TSM-185D | 240 | 17 | 191 | 17 |  | Solar | FIXED | Roof
SRP09979 | SUNPOWER | SPR-225-BLK-U | 225 | 32 | 151 | 18 |  | Solar | FIXED | Roof
SRP09980 | CHANGZHOU TRINA SOLAR ENERGY CO | TSM-185D | 240 | 32 | 176 | 27 |  | Solar | FIXED | Roof
SRP09981 | UNKNOWN | UNKNOWN | 250 | 8 | 185 | 20 |  | Solar | FIXED | Roof
SRP09981 | UNKNOWN | UNKNOWN | 250 | 26 | 275 | 20 |  | Solar | FIXED | Roof
SRP09982 | REC SCANMODULE | SCM230 | 235 | 33 | 218 | 30 |  | Solar | FIXED | Roof
SRP09983 | UNKNOWN | UNKNOWN | 250 | 21 | 188.9 | 36 |  | Solar | FIXED | Roof
SRP09983 | UNKNOWN | UNKNOWN | 250 | 13 | 278.9 | 36 |  | Solar | FIXED | Roof
SRP09984 | UNKNOWN | UNKNOWN | 250 | 42 | 183 | 25 |  | Solar | FIXED | Roof
SRP09985 | CANADIAN SOLAR | CS6P-230 | 235 | 11 | 140 | 13 |  | Solar | FIXED | Roof
SRP09986 | UNKNOWN | UNKNOWN | 250 | 15 | 99.4 | 30 |  | Solar | FIXED | Roof
SRP09986 | UNKNOWN | UNKNOWN | 250 | 12 | 189.4 | 30 |  | Solar | FIXED | Roof
SRP09986 | UNKNOWN | UNKNOWN | 250 | 7 | 279.4 | 30 |  | Solar | FIXED | Roof
SRP09987 | CANADIAN SOLAR | CS6P-230 | 235 | 18 | 130 | 18 |  | Solar | FIXED | Roof
SRP09987 | CANADIAN SOLAR | CS6P-230 | 235 | 8 | 130 | 20 |  | Solar | FIXED | Roof
SRP09988 | UNKNOWN | UNKNOWN | 250 | 16 | 177.3 | 40 |  | Solar | FIXED | Roof
SRP09991 | UNKNOWN | UNKNOWN | 250 | 29 | 216 | 32 |  | Solar | FIXED | Roof
SRP09992 | MATRIX SOLAR/PHOTOWATT | PW1000-100 | 255 | 37 | 190 | 32 |  | Solar | FIXED | Roof
SRP09993 | UNKNOWN | UNKNOWN | 250 | 28 | 213.5 | 30 |  | Solar | FIXED | Roof
SRP09994 | CHANGZHOU TRINA SOLAR ENERGY CO | TSM-185D | 240 | 51 | 190 | 10 |  | Solar | FIXED | Roof
SRP09994 | CHANGZHOU TRINA SOLAR ENERGY CO | TSM-185D | 240 | 41 | 190 | 30 |  | Solar | FIXED | Roof
SRP09994 | CHANGZHOU TRINA SOLAR ENERGY CO | TSM-185D | 240 | 86 | 190 | 34 |  | Solar | FIXED | Roof
SRP09995 | SUNTECH POWER | STP175-24/AB-1 | 175 | 44 | 190 | 36 |  | Solar | FIXED | Roof
SRP09997 | CANADIAN SOLAR | CS6P-230 | 240 | 46 | 210 | 40 |  | Solar | FIXED | Roof
SRP09998 | ALEO SOLAR |  | 250 | 26 | 159.7 | 24 |  | Solar | FIXED | Roof
SRP09998 | UNKNOWN | UNKNOWN | 250 | 28 | 249.7 | 24 |  | Solar | FIXED | Roof
SRP09999 | UNKNOWN | UNKNOWN | 250 | 22 | 197 | 20 |  | Solar | FIXED | Roof
SRP10000 | UNKNOWN | UNKNOWN | 250 | 16 | 93.3 | 10 |  | Solar | FIXED | Roof
SRP10000 | UNKNOWN | UNKNOWN | 250 | 34 | 93.3 | 28 |  | Solar | FIXED | Roof
SRP10001 | SUNPOWER | SPR-315E-WHT-U | 327 | 32 | 181 | 34 |  | Solar | FIXED | Roof
SRP10002 | SHARP | ND-V230A1 | 240 | 247 | 168 | 10 |  | Solar | FIXED | Roof
SRP10003 | CHANGZHOU TRINA SOLAR ENERGY CO | TSM-185D | 240 | 33 | 203.5 | 30 |  | Solar | FIXED | Roof
SRP10004 | CHANGZHOU TRINA SOLAR ENERGY CO | TSM-185D | 240 | 24 | 183 | 26 |  | Solar | FIXED | Roof
SRP10005 | SOLARWORLD | SW185MONO | 230 | 99 | 178 | 34 |  | Solar | FIXED | Ground
SRP10007 | CANADIAN SOLAR | CS6P-230 | 235 | 17 | 162 | 16 |  | Solar | FIXED | Roof
SRP10008 | SUNPOWER | SPR-230-WHT-U | 240 | 10 | 176 | 3 |  | Solar | FIXED | Roof
SRP10008 | SUNPOWER | SPR-230-WHT-U | 240 | 20 | 266 | 30 |  | Solar | FIXED | Roof
SRP10009 | UNKNOWN | UNKNOWN | 250 | 34 | 254.3 | 30 |  | Solar | FIXED | Roof
SRP10011 | SUNTECH POWER | STP210S-18/UB-1 | 280 | 20 | 192 | 15 |  | Solar | FIXED | Roof
SRP10011 | SUNTECH POWER | STP210S-18/UB-1 | 280 | 20 | 217 | 40 |  | Solar | FIXED | Roof
SRP10013 | BAODING YINGLI NEW ENERGY RESOURCES CO | YL175(156) | 240 | 1482 | 203 | 5 |  | Solar | FIXED | Roof
SRP10014 | SUNPOWER | PL-SUNP-SPR-220 | 230 | 24 | 180 | 41 |  | Solar | FIXED | Roof
SRP10015 | LIGHT WAY GREEN NEW ENERGY | LW230(29)P1650X990 | 230 | 42 | 214 | 18 |  | Solar | FIXED | Roof
SRP10016 | SANYO ELECTRIC | HIP-205BA5 | 220 | 21 | 133 | 27 |  | Solar | FIXED | Roof
SRP10016 | SANYO ELECTRIC | HIP-205BA19 | 220 | 7 | 223 | 27 |  | Solar | FIXED | Roof
SRP10018 | SHARP | ND-224UC1 | 240 | 338 | 139 | 10 |  | Solar | FIXED | Roof
SRP10019 | CHANGZHOU TRINA SOLAR ENERGY CO | TSM-185D | 240 | 42 | 186 | 24 |  | Solar | FIXED | Roof
SRP10020 | CHANGZHOU TRINA SOLAR ENERGY CO | TSM-185D | 240 | 16 | 177 | 21 |  | Solar | FIXED | Roof
SRP10021 | CHANGZHOU TRINA SOLAR ENERGY CO | TSM-185D | 240 | 22 | 208 | 19 |  | Solar | FIXED | Roof
SRP10022 | CHANGZHOU TRINA SOLAR ENERGY CO | TSM-185D | 240 | 25 | 143 | 26 |  | Solar | FIXED | Roof
SRP10023 | CANADIAN SOLAR | CS6P-230 | 235 | 3 | 113 | 12 |  | Solar | FIXED | Roof
SRP10023 | CANADIAN SOLAR | CS6P-230 | 235 | 14 | 206 | 26 |  | Solar | FIXED | Roof
SRP10024 | CANADIAN SOLAR | CS6P-230 | 235 | 4 | 150 | 17 |  | Solar | FIXED | Roof
SRP10024 | CANADIAN SOLAR | CS6P-230 | 235 | 10 | 150 | 17 |  | Solar | FIXED | Roof
SRP10026 | REC SCANMODULE | SCM230 | 235 | 22 | 186 | 14 |  | Solar | FIXED | Roof
SRP10027 | ET SOLAR INDUSTRY | ET-P672280 | 285 | 50 | 177 | 29 |  | Solar | FIXED | Roof
SRP10028 | CHANGZHOU TRINA SOLAR ENERGY CO | TSM-185D | 240 | 31 | 123 | 19 |  | Solar | FIXED | Roof
SRP10029 | CHANGZHOU TRINA SOLAR ENERGY CO | TSM-185D | 240 | 26 | 233 | 22 |  | Solar | FIXED | Roof
SRP10030 | YINGLI ENERGY (CHINA) | YL260C-30B | 260 | 31 | 180 | 34 |  | Solar | FIXED | Roof
SRP10031 | CHANGZHOU TRINA SOLAR ENERGY CO | TSM-185D | 240 | 28 | 144 | 33 |  | Solar | FIXED | Roof
SRP10032 | CANADIAN SOLAR | CS6P-230 | 240 | 22 | 107 | 27 |  | Solar | FIXED | Roof
SRP10033 | CHANGZHOU TRINA SOLAR ENERGY CO | TSM-185D | 235 | 22 | 175 | 21 |  | Solar | FIXED | Roof
SRP10033 | CHANGZHOU TRINA SOLAR ENERGY CO | TSM-185D | 235 | 12 | 265 | 21 |  | Solar | FIXED | Roof
SRP10034 | ISOFOTON | I-100/12 | 245 | 17 | 211 | 34 |  | Solar | FIXED | Roof
SRP10037 | SUNPOWER | PL-SY-HIP-200CA8 | 225 | 24 | 175 | 20 |  | Solar | FIXED | Roof
SRP10038 | CANADIAN SOLAR | CS6P-230 | 235 | 8 | 212 | 13 |  | Solar | FIXED | Roof
SRP10038 | CANADIAN SOLAR | CS6P-230 | 235 | 14 | 212 | 21 |  | Solar | FIXED | Roof
SRP10038 | CANADIAN SOLAR | CS6P-230 | 235 | 9 | 212 | 26 |  | Solar | FIXED | Roof
SRP10039 | UNKNOWN | UNKNOWN | 250 | 22 | 130 | 30 |  | Solar | FIXED | Roof
SRP10039 | UNKNOWN | UNKNOWN | 250 | 14 | 130 | 35 |  | Solar | FIXED | Roof
SRP10040 | UNKNOWN | UNKNOWN | 250 | 32 | 107.5 | 32 |  | Solar | FIXED | Roof
SRP10041 | UNKNOWN | UNKNOWN | 250 | 32 | 152.1 | 20 |  | Solar | FIXED | Roof
SRP10042 | UNKNOWN | UNKNOWN | 250 | 40 | 172.5 | 16 |  | Solar | FIXED | Roof
SRP10043 | CHANGZHOU TRINA SOLAR ENERGY CO | TSM-185D | 240 | 17 | 184 | 27 |  | Solar | FIXED | Roof
SRP10044 | UNKNOWN | UNKNOWN | 250 | 24 | 72.3 | 30 |  | Solar | FIXED | Roof
SRP10044 | UNKNOWN | UNKNOWN | 250 | 14 | 72.3 | 35 |  | Solar | FIXED | Roof
SRP10044 | UNKNOWN | UNKNOWN | 250 | 30 | 252.3 | 30 |  | Solar | FIXED | Roof
SRP10045 | SUNWIZE TECHNOLOGIES |  | 245 | 30 | 208 | 0 |  | Solar | FIXED | Roof
SRP10045 | SUNWIZE TECHNOLOGIES |  | 245 | 6 | 208 | 41 |  | Solar | FIXED | Roof
SRP10046 | TRINA SOLAR | TSM-245PA05.05 | 245 | 378 | 203 | 20 |  | Solar | FIXED | Pole
SRP10047 | UNKNOWN | UNKNOWN | 250 | 28 | 230 | 35 |  | Solar | FIXED | Roof
SRP10048 | KYOCERA SOLAR | KD210GX-LP | 215 | 29 | 203 | 25 |  | Solar | FIXED | Roof
SRP10049 | UNKNOWN | UNKNOWN | 250 | 18 | 136.3 | 38 |  | Solar | FIXED | Roof
SRP10049 | UNKNOWN | UNKNOWN | 250 | 7 | 226.3 | 36 |  | Solar | FIXED | Roof
SRP10050 | KYOCERA SOLAR | KD215GX-LPU | 215 | 24 | 121 | 38 |  | Solar | FIXED | Roof
SRP10050 | KYOCERA SOLAR | KD215GX-LPU | 215 | 8 | 121 | 40 |  | Solar | FIXED | Roof
SRP10051 | UNKNOWN | UNKNOWN | 250 | 36 | 204 | 20 |  | Solar | FIXED | Roof
SRP10052 | KYOCERA SOLAR | KD210GX-LP | 220 | 35 | 183 | 26 |  | Solar | FIXED | Roof
SRP10053 | UNKNOWN | UNKNOWN | 250 | 24 | 181 | 36 |  | Solar | FIXED | Roof
SRP10054 | UNKNOWN | UNKNOWN | 250 | 10 | 180 | 14 |  | Solar | FIXED | Roof
SRP10054 | UNKNOWN | UNKNOWN | 250 | 11 | 180 | 16 |  | Solar | FIXED | Roof
SRP10054 | UNKNOWN | UNKNOWN | 250 | 6 | 180 | 19 |  | Solar | FIXED | Roof
SRP10055 | MATRIX SOLAR/PHOTOWATT | PW1000-100 | 250 | 9 | 43 | 15 |  | Solar | FIXED | Roof
SRP10055 | MATRIX SOLAR/PHOTOWATT | PW1000-100 | 250 | 14 | 223 | 15 |  | Solar | FIXED | Roof
SRP10056 | UNKNOWN | UNKNOWN | 250 | 36 | 151.2 | 15 |  | Solar | FIXED | Roof
SRP10057 | UNKNOWN | UNKNOWN | 250 | 28 | 123.3 | 20 |  | Solar | FIXED | Roof
SRP10058 | CHANGZHOU TRINA SOLAR ENERGY CO | TSM-185D | 235 | 123 | 230.3 | 20 |  | Solar | FIXED | Roof
SRP10059 | REC SCANMODULE | SCM230 | 235 | 26 | 215 | 25 |  | Solar | FIXED | Roof
SRP10060 | UNKNOWN | UNKNOWN | 250 | 12 | 144.4 | 18 |  | Solar | FIXED | Roof
SRP10061 | UNKNOWN | UNKNOWN | 250 | 37 | 251 | 32 |  | Solar | FIXED | Roof
SRP10062 | UNKNOWN | UNKNOWN | 250 | 15 | 161.1 | 20 |  | Solar | FIXED | Roof
SRP10062 | UNKNOWN | UNKNOWN | 250 | 16 | 251.1 | 20 |  | Solar | FIXED | Roof
SRP10064 | REC SCANMODULE | SCM230 | 235 | 21 | 206 | 38 |  | Solar | FIXED | Roof
SRP10065 | MATRIX SOLAR/PHOTOWATT | PW1000-100 | 245 | 30 | 145 | 22 |  | Solar | FIXED | Roof
SRP10066 | UNKNOWN | UNKNOWN | 245 | 13 | 150 | 23 |  | Solar | FIXED | Roof
SRP10066 | UNKNOWN | UNKNOWN | 245 | 5 | 150 | 50 |  | Solar | FIXED | Roof
SRP10066 | UNKNOWN | UNKNOWN | 245 | 13 | 240 | 50 |  | Solar | FIXED | Roof
SRP10067 | CHANGZHOU TRINA SOLAR ENERGY CO | TSM-185D | 240 | 22 | 180 | 36 |  | Solar | FIXED | Roof
SRP10068 | SUNPOWER | SPR-315E-WHT-U | 320 | 32 | 236 | 17 |  | Solar | FIXED | Roof
SRP10069 | SUNPOWER | SPR-305-WHT-U | 320 | 21 | 233 | 23 |  | Solar | FIXED | Roof
SRP10070 | SUNPOWER | SPR-305-WHT-U | 327 | 20 | 148 | 27 |  | Solar | FIXED | Roof
SRP10071 | SUNPOWER | SPR-230-WHT-U | 245 | 20 | 217 | 34 |  | Solar | FIXED | Roof
SRP10072 | SUNPOWER | SPR-225-BLK-U | 230 | 34 | 225 | 27 |  | Solar | FIXED | Roof
SRP10073 | SUNPOWER | SPR-230-WHT-U | 245 | 10 | 151 | 30 |  | Solar | FIXED | Roof
SRP10073 | SUNPOWER | SPR-230-WHT-U | 245 | 10 | 151 | 32 |  | Solar | FIXED | Roof
SRP10074 | CANADIAN SOLAR | CS6P-235P | 235 | 56 | 118 | 23 |  | Solar | FIXED | Roof
SRP10075 | CANADIAN SOLAR | CS6P-235P | 235 | 78 | 214 | 23 |  | Solar | FIXED | Roof
SRP10076 | CANADIAN SOLAR | CS6P-235P | 235 | 84 | 200 | 23 |  | Solar | FIXED | Roof
SRP10077 | CANADIAN SOLAR | CS6P-235P | 235 | 39 | 198 | 23 |  | Solar | FIXED | Roof
SRP10078 | CANADIAN SOLAR | CS6P-235P | 235 | 108 | 128 | 23 |  | Solar | FIXED | Roof
SRP10079 | CANADIAN SOLAR | CS6P-235P | 235 | 145 | 198 | 23 |  | Solar | FIXED | Roof
SRP10080 | CANADIAN SOLAR | CS6P-235P | 235 | 84 | 198 | 23 |  | Solar | FIXED | Roof
SRP10081 | CANADIAN SOLAR | CS6P-235P | 235 | 56 | 216 | 23 |  | Solar | FIXED | Roof
SRP10082 | TRINA SOLAR | TSM-240PA05 | 240 | 28 | 154 | 26 |  | Solar | FIXED | Roof
SRP10083 | LDK SOLAR | LDK-250D-20 | 250 | 1911 | 32 | 3 |  | Solar | FIXED | Roof
SRP10083 | LDK SOLAR | LDK-250D-20 | 250 | 2028 | 212 | 3 |  | Solar | FIXED | Roof
SRP10084 | BAODING YINGLI NEW ENERGY RESOURCES CO | YL175(156) | 240 | 29 | 180 | 35 |  | Solar | FIXED | Roof
SRP10087 | UNKNOWN | UNKNOWN | 250 | 26 | 158.7 | 15 |  | Solar | FIXED | Roof
SRP10087 | UNKNOWN | UNKNOWN | 250 | 12 | 158.7 | 45 |  | Solar | FIXED | Roof
SRP10088 | UNKNOWN | UNKNOWN | 250 | 36 | 180 | 30 |  | Solar | FIXED | Ground
SRP10089 | SUNPOWER | SPR-230-WHT-U | 260 | 9 | 234 | 30 |  | Solar | FIXED | Roof
SRP10090 | KYOCERA SOLAR | KD210GX-L | 215 | 8 | 160 | 40 |  | Solar | FIXED | Roof
SRP10090 | KYOCERA SOLAR | KD210GX-L | 215 | 30 | 250 | 40 |  | Solar | FIXED | Roof
SRP10091 | BAODING YINGLI NEW ENERGY RESOURCES CO | YL175(156) | 235 | 26 | 245 | 26 |  | Solar | FIXED | Roof
SRP10092 | KYOCERA SOLAR | KD210GX-L | 220 | 16 | 195 | 22 |  | Solar | FIXED | Roof
SRP10092 | KYOCERA SOLAR | KD210GX-L | 220 | 18 | 195 | 22 |  | Solar | FIXED | Roof
SRP10094 | BAODING YINGLI NEW ENERGY RESOURCES CO | YL175(156) | 240 | 13 | 72 | 22 |  | Solar | FIXED | Roof
SRP10094 | BAODING YINGLI NEW ENERGY RESOURCES CO | YL175(156) | 240 | 26 | 252 | 22 |  | Solar | FIXED | Roof
SRP10095 | BAODING YINGLI NEW ENERGY RESOURCES CO | YL175(156) | 240 | 36 | 158 | 34 |  | Solar | FIXED | Roof
SRP10096 | KYOCERA SOLAR | KD210GX-L | 220 | 43 | 169 | 33 |  | Solar | FIXED | Roof
SRP10098 | UNKNOWN | UNKNOWN | 250 | 30 | 233.7 | 28 |  | Solar | FIXED | Roof
SRP10099 | UNKNOWN | UNKNOWN | 250 | 22 | 220 | 25 |  | Solar | FIXED | Roof
SRP10100 | REC SCANMODULE | SCM230 | 235 | 13 | 171 | 19 |  | Solar | FIXED | Roof
SRP10100 | REC SCANMODULE | SCM230 | 235 | 13 | 261 | 19 |  | Solar | FIXED | Roof
SRP10100 | REC SCANMODULE | SCM230 | 235 | 13 | 261 | 34 |  | Solar | FIXED | Roof
SRP10101 | UNKNOWN | UNKNOWN | 250 | 32 | 171 | 16 |  | Solar | FIXED | Roof
SRP10102 | UNKNOWN | UNKNOWN | 250 | 20 | 161 | 20 |  | Solar | FIXED | Roof
SRP10104 | SUNPOWER | SPR-315E-WHT-U | 327 | 18 | 159 | 21 |  | Solar | FIXED | Roof
SRP10106 | TRINA SOLAR | TSM-230PA05.10 | 230 | 4 | 94 | 15 |  | Solar | FIXED | Roof
SRP10106 | TRINA SOLAR | TSM-230PA05.10 | 230 | 26 | 181 | 19 |  | Solar | FIXED | Roof
SRP10107 | BAODING YINGLI NEW ENERGY RESOURCES CO | YL175(156) | 240 | 208 | 217 | 5 |  | Solar | FIXED | Roof
SRP10108 | KYOCERA SOLAR | KD210GX-L | 215 | 38 | 182 | 22 |  | Solar | FIXED | Roof
SRP10109 | UNKNOWN | UNKNOWN | 250 | 28 | 188.1 | 20 |  | Solar | FIXED | Roof
SRP10110 | CANADIAN SOLAR | CS6P-230 | 235 | 18 | 168 | 23 |  | Solar | FIXED | Roof
SRP10111 | UNKNOWN | UNKNOWN | 250 | 9 | 205.3 | 25 |  | Solar | FIXED | Roof
SRP10111 | UNKNOWN | UNKNOWN | 250 | 17 | 205.3 | 32 |  | Solar | FIXED | Roof
SRP10112 | UNKNOWN | UNKNOWN | 250 | 17 | 129.6 | 10 |  | Solar | FIXED | Roof
SRP10113 | TRINA SOLAR | TSM-230PA05 | 230 | 30 | 202 | 16 |  | Solar | FIXED | Roof
SRP10114 | UNKNOWN | UNKNOWN | 250 | 37 | 198 | 25 |  | Solar | FIXED | Roof
SRP10116 | SHARP | NU-U240F1 | 240 | 155 | 174 | 10 |  | Solar | FIXED | Ground
SRP10116 | SHARP | NU-U240F1 | 240 | 126 | 174 | 54 |  | Solar | FIXED | Ground
SRP10116 | SHARP | NU-U240F1 | 240 | 378 | 175 | 7.5 |  | Solar | FIXED | Ground
SRP10116 | SHARP | NU-U240F1 | 240 | 20 | 176 | 15 |  | Solar | FIXED | Ground
SRP10116 | SHARP | NU-U240F1 | 240 | 72 | 265 | 23 |  | Solar | FIXED | Ground
SRP10116 | SHARP | NU-U240F1 | 240 | 156 | 266 | 7.5 |  | Solar | FIXED | Ground
SRP10117 | SHARP | NU-Q240F2 | 240 | 196 | 180 | 25 |  | Solar | FIXED | Ground
SRP10118 | SHARP | ND-Q240Q2 | 240 | 28 | 187.5 | 10 |  | Solar | FIXED | Ground
SRP10118 | SHARP | ND-Q240Q2 | 240 | 476 | 195 | 25 |  | Solar | FIXED | Ground
SRP10119 | CANADIAN SOLAR | CS6P-230 | 235 | 22 | 264 | 24 |  | Solar | FIXED | Roof
SRP10120 | SHARP | ND-240QCJ | 240 | 378 | 180 | 20 |  | Solar | FIXED | Ground
SRP10121 | CANADIAN SOLAR | CS6P-230 | 235 | 28 | 230 | 16 |  | Solar | FIXED | Roof
SRP10122 | SHARP | NU-Q240F2 | 240 | 70 | 58 | 16 |  | Solar | FIXED | Ground
SRP10122 | SHARP | NU-Q240F2 | 240 | 33 | 151 | 16 |  | Solar | FIXED | Ground
SRP10122 | SHARP | NU-Q240F2 | 240 | 64 | 212 | 16 |  | Solar | FIXED | Ground
SRP10122 | SHARP | NU-Q240F2 | 240 | 104 | 231 | 7.5 |  | Solar | FIXED | Ground
SRP10123 | CANADIAN SOLAR | CS6P-235PX | 235 | 40 | 233 | 19 |  | Solar | FIXED | Roof
SRP10124 | CHANGZHOU TRINA SOLAR ENERGY CO | TSM-185D | 290 | 924 | 206 | 10 |  | Solar | FIXED | Roof
SRP10125 | CANADIAN SOLAR | CS6P-230 | 235 | 14 | 205 | 28 |  | Solar | FIXED | Roof
SRP10126 | CANADIAN SOLAR | CS6P-230 | 235 | 18 | 98 | 20 |  | Solar | FIXED | Roof
SRP10126 | CANADIAN SOLAR | CS6P-230 | 235 | 9 | 188 | 20 |  | Solar | FIXED | Roof
SRP10127 | SHARP | ND-224UC1 | 240 | 299 | 224 | 10 |  | Solar | FIXED | Roof
SRP10127 | SHARP | ND-224U1F | 240 | 169 | 226 | 0 |  | Solar | FIXED | Roof
SRP10129 | SHARP | NU-U240F2 | 240 | 180 | 224 | 0 |  | Solar | FIXED | Roof
SRP10129 | SHARP | NU-U240F2 | 240 | 228 | 224 | 10 |  | Solar | FIXED | Roof
SRP10131 | TRINA SOLAR | TSM-240PD05.10 | 240 | 15 | 131 | 21 |  | Solar | FIXED | Roof
SRP10131 | TRINA SOLAR | TSM-240PD05.10 | 240 | 15 | 206 | 29 |  | Solar | FIXED | Roof
SRP10131 | TRINA SOLAR | TSM-240PD05.10 | 240 | 8 | 223 | 18 |  | Solar | FIXED | Roof
SRP10131 | TRINA SOLAR | TSM-240PD05.10 | 240 | 14 | 223 | 32 |  | Solar | FIXED | Roof
SRP10132 | SUNPOWER | SPR-315E-WHT-U | 327 | 1832 | 166 | 5 |  | Solar | FIXED | Roof
SRP10133 | UNKNOWN | UNKNOWN | 245 | 8 | 203 | 16 |  | Solar | FIXED | Roof
SRP10133 | UNKNOWN | UNKNOWN | 245 | 10 | 203 | 28 |  | Solar | FIXED | Roof
SRP10134 | SOLARWORLD | SW185MONO | 230 | 48 | 106 | 23 |  | Solar | FIXED | Roof
SRP10134 | SOLARWORLD | SW185MONO | 230 | 22 | 196 | 23 |  | Solar | FIXED | Roof
SRP10135 | REC SCANMODULE | SCM230 | 235 | 22 | 157 | 16 |  | Solar | FIXED | Roof
SRP10135 | REC SCANMODULE | SCM230 | 240 | 11 | 247 | 16 |  | Solar | FIXED | Roof
SRP10136 | UNITED SOLAR OVONIC | ASR-120 | 240 | 18 | 172 | 33 |  | Solar | FIXED | Roof
SRP10136 | UNITED SOLAR OVONIC | ASR-120 | 240 | 12 | 262 | 33 |  | Solar | FIXED | Roof
SRP10137 | LG ELECTRONICS SOLAR CELL DIVISION | LG250S1C-G2 | 250 | 18 | 134 | 37 |  | Solar | FIXED | Roof
SRP10137 | LG ELECTRONICS SOLAR CELL DIVISION | LG250S1C-G2 | 250 | 18 | 224 | 34 |  | Solar | FIXED | Roof
SRP10138 | SOLARWORLD | SW185MONO | 240 | 36 | 165 | 23 |  | Solar | FIXED | Roof
SRP10140 | MATRIX SOLAR/PHOTOWATT | PW1650-175 | 250 | 23 | 95 | 27 |  | Solar | FIXED | Roof
SRP10140 | MATRIX SOLAR/PHOTOWATT | PW1650-175 | 250 | 18 | 185 | 33 |  | Solar | FIXED | Roof
SRP10141 | SUNTECH POWER | STP210S-18/UB-1 | 240 | 50 | 173 | 42 |  | Solar | FIXED | Roof
SRP10142 | KYOCERA SOLAR | KD210GX-LP | 215 | 22 | 119 | 18 |  | Solar | FIXED | Roof
SRP10142 | KYOCERA SOLAR | KD210GX-LP | 215 | 11 | 209 | 18 |  | Solar | FIXED | Roof
SRP10143 | YINGLI ENERGY (CHINA) | YL240P-29B | 240 | 24 | 164 | 18 |  | Solar | FIXED | Roof
SRP10144 | SUNPOWER | SPR-230-WHT-U | 245 | 27 | 132 | 32 |  | Solar | FIXED | Roof
SRP10145 | CHANGZHOU TRINA SOLAR ENERGY CO | TSM-185D | 240 | 8 | 120 | 17 |  | Solar | FIXED | Roof
SRP10145 | CHANGZHOU TRINA SOLAR ENERGY CO | TSM-185D | 240 | 15 | 120 | 28 |  | Solar | FIXED | Roof
SRP10145 | CHANGZHOU TRINA SOLAR ENERGY CO | TSM-185D | 240 | 7 | 207 | 13 |  | Solar | FIXED | Roof
SRP10146 | SOLARWORLD | SW185MONO | 240 | 48 | 258 | 17 |  | Solar | FIXED | Roof
SRP10147 | SCHUCO USA | MPE 235 PS 08 | 235 | 104 | 209 | 5 |  | Solar | FIXED | Roof
SRP10147 | SCHUCO USA | MPE 240 MS 08 | 240 | 325 | 209 | 5 |  | Solar | FIXED | Roof
SRP10148 | CHANGZHOU TRINA SOLAR ENERGY CO | TSM-185D | 285 | 420 | 193.7 | 10 |  | Solar | FIXED | Roof
SRP10149 | CHANGZHOU TRINA SOLAR ENERGY CO | TSM-185D | 235 | 16 | 250 | 28 |  | Solar | FIXED | Roof
SRP10149 | CHANGZHOU TRINA SOLAR ENERGY CO | TSM-185D | 235 | 18 | 250 | 32 |  | Solar | FIXED | Roof
SRP10150 | CHANGZHOU TRINA SOLAR ENERGY CO | TSM-185D | 235 | 8 | 130 | 20 |  | Solar | FIXED | Roof
SRP10150 | CHANGZHOU TRINA SOLAR ENERGY CO | TSM-185D | 235 | 19 | 220 | 20 |  | Solar | FIXED | Roof
SRP10151 | SUNPOWER | SPR-230-WHT-U | 245 | 27 | 178 | 41 |  | Solar | FIXED | Roof
SRP10152 | CHANGZHOU TRINA SOLAR ENERGY CO | TSM-185D | 235 | 22 | 176 | 25 |  | Solar | FIXED | Roof
SRP10152 | CHANGZHOU TRINA SOLAR ENERGY CO | TSM-185D | 235 | 15 | 266 | 40 |  | Solar | FIXED | Roof
SRP10153 | SUNPOWER | SPR-305-WHT-U | 308 | 20 | 165 | 34 |  | Solar | FIXED | Roof
SRP10153 | SUNPOWER | SPR-305-WHT-U | 308 | 12 | 165 | 37 |  | Solar | FIXED | Roof
SRP10154 | CHANGZHOU TRINA SOLAR ENERGY CO | TSM-185D | 240 | 26 | 236 | 17 |  | Solar | FIXED | Roof
SRP10155 | ET SOLAR INDUSTRY | ET-P654190 | 190 | 20 | 232 | 20 |  | Solar | FIXED | Roof
SRP10156 | CHANGZHOU TRINA SOLAR ENERGY CO | TSM-185D | 235 | 13 | 166 | 36 |  | Solar | FIXED | Roof
SRP10156 | CHANGZHOU TRINA SOLAR ENERGY CO | TSM-185D | 235 | 23 | 260 | 22 |  | Solar | FIXED | Roof
SRP10156 | CHANGZHOU TRINA SOLAR ENERGY CO | TSM-185D | 235 | 4 | 260 | 45 |  | Solar | FIXED | Roof
SRP10158 | CHANGZHOU TRINA SOLAR ENERGY CO | TSM-185D | 240 | 15 | 260 | 6 |  | Solar | FIXED | Roof
SRP10158 | CHANGZHOU TRINA SOLAR ENERGY CO | TSM-185D | 240 | 24 | 260 | 19 |  | Solar | FIXED | Roof
SRP10159 | CHANGZHOU TRINA SOLAR ENERGY CO | TSM-185D | 235 | 33 | 123 | 40 |  | Solar | FIXED | Roof
SRP10160 | CHANGZHOU TRINA SOLAR ENERGY CO | TSM-185D | 235 | 17 | 229 | 23 |  | Solar | FIXED | Roof
SRP10161 | MC SOLAR | BP970B | 240 | 6 | 159 | 24 |  | Solar | FIXED | Roof
SRP10161 | MC SOLAR | BP970B | 240 | 24 | 159 | 24 |  | Solar | FIXED | Roof
SRP10161 | MC SOLAR | BP970B | 240 | 3 | 249 | 20 |  | Solar | FIXED | Roof
SRP10162 | CHANGZHOU TRINA SOLAR ENERGY CO | TSM-185D | 240 | 16 | 217 | 23 |  | Solar | FIXED | Roof
SRP10163 | NINGBO SOLAR ELECTRIC POWER | TDB125X125-72-P 150W | 230 | 33 | 194 | 30 |  | Solar | FIXED | Roof
SRP10164 | SUNPOWER | SPR-225-BLK-U | 225 | 28 | 238 | 33 |  | Solar | FIXED | Roof
SRP10165 | UNKNOWN | UNKNOWN | 250 | 24 | 128.4 | 20 |  | Solar | FIXED | Roof
SRP10168 | CANADIAN SOLAR | CS6P-230 | 235 | 23 | 172 | 19 |  | Solar | FIXED | Roof
SRP10170 | BAODING YINGLI NEW ENERGY RESOURCES CO | YL175(156) | 240 | 455 | 174 | 5 |  | Solar | FIXED | Roof
SRP10171 | CANADIAN SOLAR | CS5P-235 | 235 | 33 | 188 | 19 |  | Solar | FIXED | Roof
SRP10173 | BP SOLAR | BP3170N | 215 | 18 | 153 | 39 |  | Solar | FIXED | Roof
SRP10174 | REC SCANMODULE | SCM230 | 235 | 14 | 90 | 23 |  | Solar | FIXED | Roof
SRP10175 | UNKNOWN | UNKNOWN | 250 | 16 | 185.1 | 5 |  | Solar | FIXED | Roof
SRP10176 | BAODING YINGLI NEW ENERGY RESOURCES CO | 110(17)P1447X663 | 240 | 40 | 76 | 29 |  | Solar | FIXED | Roof
SRP10176 | BAODING YINGLI NEW ENERGY RESOURCES CO | 110(17)P1447X663 | 240 | 12 | 180 | 47 |  | Solar | FIXED | Roof
SRP10177 | UNKNOWN | UNKNOWN | 250 | 41 | 215 | 25 |  | Solar | FIXED | Roof
SRP10178 | ET SOLAR INDUSTRY | ET-P654180 | 190 | 44 | 210 | 26 |  | Solar | FIXED | Roof
SRP10179 | WEBEL SL ENERGY SYSTEMS | W1600-165 | 235 | 6 | 140 | 50 |  | Solar | FIXED | Roof
SRP10180 | UNKNOWN | UNKNOWN | 250 | 26 | 126.8 | 25 |  | Solar | FIXED | Roof
SRP10182 | YINGLI ENERGY (CHINA) | YL255P-29B | 255 | 126 | 192 | 10 |  | Solar | FIXED | Roof
SRP10183 | WEBEL SL ENERGY SYSTEMS | W1000-100 | 235 | 6 | 135 | 35 |  | Solar | FIXED | Roof
SRP10185 | UNKNOWN | UNKNOWN | 250 | 18 | 173.5 | 16 |  | Solar | FIXED | Roof
SRP10186 | UNKNOWN | UNKNOWN | 250 | 31 | 145 | 20 |  | Solar | FIXED | Roof
SRP10187 | UNKNOWN | UNKNOWN | 250 | 26 | 189.8 | 35 |  | Solar | FIXED | Roof
SRP10188 | SUNPOWER | SPR-230-WHT-U | 245 | 34 | 112 | 30 |  | Solar | FIXED | Roof
SRP10190 | YINGLI ENERGY (CHINA) | YL260C-30B | 260 | 104 | 202 | 10 |  | Solar | FIXED | Roof
SRP10191 | CANADIAN SOLAR | CS6P-230 | 230 | 15 | 262 | 23 |  | Solar | FIXED | Roof
SRP10192 | CANADIAN SOLAR | CS6P-230 | 235 | 12 | 196 | 24 |  | Solar | FIXED | Roof
SRP10193 | CANADIAN SOLAR | CS6P-230 | 235 | 17 | 256 | 28 |  | Solar | FIXED | Roof
SRP10194 | CANADIAN SOLAR | CS6P-230 | 230 | 36 | 262 | 7 |  | Solar | FIXED | Roof
SRP10195 | BAODING YINGLI NEW ENERGY RESOURCES CO | YL175(156) | 230 | 18 | 142 | 31 |  | Solar | FIXED | Roof
SRP10195 | BAODING YINGLI NEW ENERGY RESOURCES CO | YL175(156) | 230 | 18 | 232 | 37 |  | Solar | FIXED | Roof
SRP10196 | CEEG (SHANGHAI) SOLAR SCIENCE AND TECHNOLOGY CO | SST 190-72M | 235 | 38 | 190 | 22 |  | Solar | FIXED | Roof
SRP10197 | BAODING YINGLI NEW ENERGY RESOURCES CO | YL175(156) | 240 | 6 | 143 | 34 |  | Solar | FIXED | Roof
SRP10197 | BAODING YINGLI NEW ENERGY RESOURCES CO | YL175(156) | 240 | 19 | 230 | 34 |  | Solar | FIXED | Roof
SRP10198 | UNKNOWN | UNKNOWN | 250 | 20 | 193.6 | 30 |  | Solar | FIXED | Roof
SRP10199 | UNKNOWN | UNKNOWN | 250 | 16 | 180.5 | 35 |  | Solar | FIXED | Roof
SRP10199 | UNKNOWN | UNKNOWN | 250 | 24 | 270.5 | 35 |  | Solar | FIXED | Roof
SRP10200 | UNKNOWN | UNKNOWN | 250 | 15 | 88.1 | 28 |  | Solar | FIXED | Roof
SRP10200 | UNKNOWN | UNKNOWN | 250 | 9 | 156.2 | 25 |  | Solar | FIXED | Roof
SRP10200 | UNKNOWN | UNKNOWN | 250 | 25 | 268.1 | 28 |  | Solar | FIXED | Roof
SRP10201 | UNKNOWN | UNKNOWN | 250 | 16 | 111 | 20 |  | Solar | FIXED | Roof
SRP10202 | UNKNOWN | UNKNOWN | 250 | 22 | 151.5 | 37 |  | Solar | FIXED | Roof
SRP10202 | UNKNOWN | UNKNOWN | 250 | 8 | 241.5 | 35 |  | Solar | FIXED | Roof
SRP10203 | SUNTECH POWER | STP200-18/UB-1 | 200 | 107 | 180 | 30 |  | Solar | FIXED | Pole
SRP10203 | SUNTECH POWER | STP210S-18/UB-1 | 205 | 12 | 180 | 30 |  | Solar | FIXED | Pole
SRP10203 | SUNTECH POWER | STP210S-18/UB-1 | 210 | 14 | 180 | 30 |  | Solar | FIXED | Pole
SRP10203 | SUNTECH POWER | STP210S-18/UB-1 | 215 | 1 | 180 | 30 |  | Solar | FIXED | Pole
SRP10203 | TRINA SOLAR | TSM-220PA05 | 220 | 7 | 180 | 30 |  | Solar | FIXED | Pole
SRP10203 | TRINA SOLAR | TSM-225PA05 | 225 | 14 | 180 | 30 |  | Solar | FIXED | Pole
SRP10203 | TRINA SOLAR | TSM-235PA05 | 235 | 3025 | 180 | 30 |  | Solar | FIXED | Pole
SRP10203 | TRINA SOLAR | TSM-240PA05 | 240 | 1455 | 180 | 30 |  | Solar | FIXED | Pole
SRP10204 | MATRIX SOLAR/PHOTOWATT | PW1000-100 | 250 | 38 | 172.8 | 18 |  | Solar | FIXED | Roof
SRP10206 | SUNTECH POWER | STP200-18/UB-1 | 200 | 5 | 180 | 30 |  | Solar | FIXED | Pole
SRP10206 | SUNTECH POWER | STP200-18/UB-1 | 205 | 9 | 180 | 30 |  | Solar | FIXED | Pole
SRP10206 | SUNTECH POWER | STP200-18/UB-1 | 210 | 3 | 180 | 30 |  | Solar | FIXED | Pole
SRP10206 | SUNTECH POWER | STP200S-18/UB-1 | 215 | 1 | 180 | 30 |  | Solar | FIXED | Pole
SRP10206 | TRINA SOLAR | TSM-220PA05 | 220 | 13 | 180 | 30 |  | Solar | FIXED | Pole
SRP10206 | TRINA SOLAR | TSM-225PA05 | 225 | 31 | 180 | 30 |  | Solar | FIXED | Pole
SRP10206 | TRINA SOLAR | TSM-235PA05 | 235 | 1613 | 180 | 30 |  | Solar | FIXED | Pole
SRP10206 | TRINA SOLAR | TSM-240PA05 | 240 | 1914 | 180 | 30 |  | Solar | FIXED | Pole
SRP10208 | SUNPOWER | SPR-230-WHT-U | 240 | 90 | 180 | 35 |  | Solar | FIXED | Ground
SRP10209 | TRINA SOLAR | TSM-230PD05 | 230 | 24 | 140 | 25 |  | Solar | FIXED | Roof
SRP10209 | TRINA SOLAR | TSM-230DA05 | 230 | 20 | 230 | 25 |  | Solar | FIXED | Roof
SRP10212 | TRINA SOLAR | TSM-230PA05 | 230 | 36 | 190 | 33 |  | Solar | FIXED | Roof
SRP10213 | CANADIAN SOLAR | CS6P-230 | 235 | 10 | 92 | 24 |  | Solar | FIXED | Roof
SRP10213 | CANADIAN SOLAR | CS6P-230 | 235 | 7 | 181 | 25 |  | Solar | FIXED | Roof
SRP10213 | CHANGZHOU TRINA SOLAR ENERGY CO | TSM-185D | 235 | 14 | 272 | 24 |  | Solar | FIXED | Roof
SRP10215 | CANADIAN SOLAR | CS6P-235PX | 235 | 10 | 144 | 30 |  | Solar | FIXED | Roof
SRP10218 | CHANGZHOU TRINA SOLAR ENERGY CO | TSM-185D | 230 | 84 | 226 | 18 |  | Solar | FIXED | Roof
SRP10219 | TRINA SOLAR | TSM-240PA05.10 | 240 | 24 | 154 | 27 |  | Solar | FIXED | Roof
SRP10220 | SANYO ELECTRIC | HIP-200BA3 | 240 | 27 | 175 | 20 |  | Solar | FIXED | Roof
SRP10221 | YINGLI ENERGY (CHINA) | YL260C-30B | 260 | 117 | 193 | 10 |  | Solar | FIXED | Roof
SRP10222 | SILIKEN MANUFACTURING USA | SLK60P6L 230 WP | 245 | 36 | 149 | 23 |  | Solar | FIXED | Roof
SRP10223 | UNKNOWN | UNKNOWN | 250 | 33 | 173 | 26 |  | Solar | FIXED | Roof
SRP10224 | UNKNOWN | UNKNOWN | 250 | 108 | 116 | 22 |  | Solar | FIXED | Roof
SRP10225 | BAODING YINGLI NEW ENERGY RESOURCES CO | YL170(156) | 235 | 88 | 222 | 23 |  | Solar | FIXED | Roof
SRP10225 | BAODING YINGLI NEW ENERGY RESOURCES CO | YL175(156) | 255 | 52 | 222 | 23 |  | Solar | FIXED | Roof
SRP10227 | SUNTECH POWER | STP210S-18/UB-1 | 200 | 1 | 180 | 30 |  | Solar | FIXED | Pole
SRP10227 | SUNTECH POWER | STP210S-18/UB-1 | 205 | 4 | 180 | 30 |  | Solar | FIXED | Pole
SRP10227 | SUNTECH POWER | STP210S-18/UB-1 | 210 | 4 | 180 | 30 |  | Solar | FIXED | Pole
SRP10227 | SUNTECH POWER | STP210S-18/UB-1 | 215 | 1 | 180 | 30 |  | Solar | FIXED | Pole
SRP10227 | TRINA SOLAR | TSM-220PA05 | 220 | 3 | 180 | 30 |  | Solar | FIXED | Pole
SRP10227 | TRINA SOLAR | TSM-225PA05 | 225 | 4 | 180 | 30 |  | Solar | FIXED | Pole
SRP10227 | TRINA SOLAR | TSM-235PA05 | 235 | 128 | 180 | 30 |  | Solar | FIXED | Pole
SRP10227 | TRINA SOLAR | TSM-240PA05 | 240 | 2373 | 180 | 30 |  | Solar | FIXED | Pole
SRP10228 | SUNTECH POWER | STP210S-18/UB-1 | 200 | 166 | 180 | 30 |  | Solar | 1AXIS | Pole
SRP10228 | SUNTECH POWER | STP210S-18/UB-1 | 205 | 8 | 180 | 30 |  | Solar | 1AXIS | Pole
SRP10228 | SUNTECH POWER | STP210S-18/UB-1 | 210 | 37 | 180 | 30 |  | Solar | 1AXIS | Pole
SRP10228 | SUNTECH POWER | STP210S-18/UB-1 | 215 | 7 | 180 | 30 |  | Solar | 1AXIS | Pole
SRP10228 | TRINA SOLAR | TSM-220PA05 | 220 | 12 | 180 | 30 |  | Solar | 1AXIS | Pole
SRP10228 | TRINA SOLAR | TSM-225PA05 | 225 | 66 | 180 | 30 |  | Solar | 1AXIS | Pole
SRP10228 | TRINA SOLAR | TSM-235PA05 | 235 | 1118 | 180 | 30 |  | Solar | 1AXIS | Pole
SRP10228 | TRINA SOLAR | TSM-240PA05 | 240 | 3049 | 180 | 30 |  | Solar | 1AXIS | Pole
SRP10229 | BAODING YINGLI NEW ENERGY RESOURCES CO | YL175(156) | 240 | 247 | 211 | 5 |  | Solar | FIXED | Roof
SRP10231 | CHANGZHOU TRINA SOLAR ENERGY CO | TSM-185D | 230 | 17 | 213 | 26 |  | Solar | FIXED | Roof
SRP10232 | KYOCERA SOLAR | KD210GX-LP | 215 | 16 | 246 | 45 |  | Solar | FIXED | Roof
SRP10233 | SUNTECH POWER | STP200S-18/UB-1 | 200 | 30 | 180 | 30 |  | Solar | 1AXIS | Pole
SRP10233 | SUNTECH POWER | STP210S-18/UB-1 | 205 | 5 | 180 | 30 |  | Solar | 1AXIS | Pole
SRP10233 | SUNTECH POWER | STP210S-18/UB-1 | 210 | 7 | 180 | 30 |  | Solar | 1AXIS | Pole
SRP10233 | TRINA SOLAR | TSM-220PA05 | 220 | 3 | 180 | 30 |  | Solar | 1AXIS | Pole
SRP10233 | TRINA SOLAR | TSM-225PA05 | 225 | 6 | 180 | 30 |  | Solar | 1AXIS | Pole
SRP10233 | TRINA SOLAR | TSM-235PA05 | 235 | 100 | 180 | 30 |  | Solar | 1AXIS | Pole
SRP10233 | TRINA SOLAR | TSM-240PA05 | 240 | 3058 | 180 | 30 |  | Solar | 1AXIS | Pole
SRP10234 | SHARP | ND-224UC1 | 240 | 82 | 174.3 | 2 |  | Solar | FIXED | Roof
SRP10234 | SHARP | ND-224UC1 | 240 | 170 | 174.3 | 10 |  | Solar | FIXED | Roof
SRP10235 | NINGBO SOLAR ELECTRIC POWER | TDB125X125-72-P 175W | 230 | 33 | 172 | 23 |  | Solar | FIXED | Roof
SRP10236 | SUNPOWER | SPR-230-WHT-U | 240 | 38 | 180 | 41 |  | Solar | FIXED | Roof
SRP10237 | BAODING YINGLI NEW ENERGY RESOURCES CO | YL175(156) | 240 | 16 | 133 | 9 |  | Solar | FIXED | Roof
SRP10237 | BAODING YINGLI NEW ENERGY RESOURCES CO | YL175(156) | 240 | 16 | 133 | 26 |  | Solar | FIXED | Roof
SRP10238 | SUNTECH POWER | STP200S-18/UB-1 | 200 | 30 | 180 | 30 |  | Solar | 1AXIS | Pole
SRP10238 | SUNTECH POWER | STP200S-18/UB-1 | 205 | 4 | 180 | 30 |  | Solar | 1AXIS | Pole
SRP10238 | SUNTECH POWER | STP210S-18/UB-1 | 210 | 6 | 180 | 30 |  | Solar | 1AXIS | Pole
SRP10238 | SUNTECH POWER | STP210S-18/UB-1 | 215 | 4 | 180 | 30 |  | Solar | 1AXIS | Pole
SRP10238 | TRINA SOLAR | TSM-220PA05 | 220 | 2 | 180 | 30 |  | Solar | 1AXIS | Pole
SRP10238 | TRINA SOLAR | TSM-225PA05 | 225 | 7 | 180 | 30 |  | Solar | 1AXIS | Pole
SRP10238 | TRINA SOLAR | TSM-235PA05 | 235 | 79 | 180 | 30 |  | Solar | 1AXIS | Pole
SRP10238 | TRINA SOLAR | TSM-240PA05 | 240 | 4356 | 180 | 30 |  | Solar | 1AXIS | Pole
SRP10239 | UNKNOWN | UNKNOWN | 250 | 20 | 264.2 | 15 |  | Solar | FIXED | Roof
SRP10239 | UNKNOWN | UNKNOWN | 250 | 16 | 264.2 | 20 |  | Solar | FIXED | Roof
SRP10240 | KYOCERA SOLAR | KD215GX-LPU | 215 | 21 | 215 | 25 |  | Solar | FIXED | Roof
SRP10241 | SUNTECH POWER | STP200S-18/UB-1 | 200 | 68 | 180 | 30 |  | Solar | 1AXIS | Pole
SRP10241 | SUNTECH POWER | STP200S-18/UB-1 | 205 | 11 | 180 | 30 |  | Solar | 1AXIS | Pole
SRP10241 | SUNTECH POWER | STP210S-18/UB-1 | 210 | 15 | 180 | 30 |  | Solar | 1AXIS | Pole
SRP10241 | SUNTECH POWER | STP210S-18/UB-1 | 215 | 2 | 180 | 30 |  | Solar | 1AXIS | Pole
SRP10241 | TRINA SOLAR | TSM-220PA05 | 220 | 2 | 180 | 30 |  | Solar | 1AXIS | Pole
SRP10241 | TRINA SOLAR | TSM-225PA05 | 225 | 7 | 180 | 30 |  | Solar | 1AXIS | Pole
SRP10241 | TRINA SOLAR | TSM-235PA05 | 235 | 40 | 180 | 30 |  | Solar | 1AXIS | Pole
SRP10241 | TRINA SOLAR | TSM-240PA05 | 240 | 3493 | 180 | 30 |  | Solar | 1AXIS | Pole
SRP10242 | SUNTECH POWER | STP200S-18/UB-1 | 200 | 16 | 180 | 30 |  | Solar | 1AXIS | Pole
SRP10242 | SUNTECH POWER | STP210S-18/UB-1 | 205 | 26 | 180 | 30 |  | Solar | 1AXIS | Pole
SRP10242 | SUNTECH POWER | STP210S-18/UB-1 | 210 | 6 | 180 | 30 |  | Solar | 1AXIS | Pole
SRP10242 | SUNTECH POWER | STP210S-18/UB-1 | 215 | 1 | 180 | 30 |  | Solar | 1AXIS | Pole
SRP10242 | TRINA SOLAR | TSM-220PA05 | 220 | 11 | 180 | 30 |  | Solar | 1AXIS | Pole
SRP10242 | TRINA SOLAR | TSM-225PA05 | 225 | 21 | 180 | 30 |  | Solar | 1AXIS | Pole
SRP10242 | TRINA SOLAR | TSM-235PA05 | 235 | 29 | 180 | 30 |  | Solar | 1AXIS | Pole
SRP10242 | TRINA SOLAR | TSM-240PA05 | 240 | 4094 | 180 | 30 |  | Solar | 1AXIS | Pole
SRP10243 | SUNTECH POWER | STP150-24/AB-1 | 200 | 1 | 180 | 30 |  | Solar | FIXED | Pole
SRP10243 | TRINA SOLAR | TSM-240PA05 | 240 | 693 | 180 | 30 |  | Solar | FIXED | Pole
SRP10244 | SUNTECH POWER | STP200S-18/UB-1 | 200 | 52 | 180 | 30 |  | Solar | 1AXIS
SRP10244 | SUNTECH POWER | STP200S-18/UB-1 | 205 | 39 | 180 | 30 |  | Solar | 1AXIS | Pole
SRP10244 | SUNTECH POWER | STP210S-18/UB-1 | 210 | 36 | 180 | 30 |  | Solar | 1AXIS | Pole
SRP10244 | SUNTECH POWER | STP210S-18/UB-1 | 215 | 4 | 180 | 30 |  | Solar | 1AXIS | Pole
SRP10244 | TRINA SOLAR | TSM-240PA05 | 240 | 2353 | 180 | 30 |  | Solar | 1AXIS | Pole
SRP10245 | BAODING YINGLI NEW ENERGY RESOURCES CO | YL175(156) | 240 | 24 | 140 | 21 |  | Solar | FIXED | Roof
SRP10245 | BAODING YINGLI NEW ENERGY RESOURCES CO | YL175(156) | 240 | 12 | 239 | 29 |  | Solar | FIXED | Roof
SRP10246 | KYOCERA SOLAR | KD210GX-LP | 220 | 26 | 241 | 25 |  | Solar | FIXED | Roof
SRP10247 | BAODING YINGLI NEW ENERGY RESOURCES CO | YL175(156) | 235 | 7 | 180 | 35 |  | Solar | FIXED | Roof
SRP10247 | BAODING YINGLI NEW ENERGY RESOURCES CO | YL175(156) | 235 | 11 | 208 | 28 |  | Solar | FIXED | Roof
SRP10249 | BAODING YINGLI NEW ENERGY RESOURCES CO | YL175(156) | 235 | 40 | 109 | 30 |  | Solar | FIXED | Roof
SRP10250 | CANADIAN SOLAR | CS6P-235P | 235 | 28 | 113 | 25 |  | Solar | FIXED | Roof
SRP10251 | SUNPOWER | SPR-230-WHT-U | 245 | 12 | 94 | 15 |  | Solar | FIXED | Roof
SRP10251 | SUNPOWER | SPR-230-WHT-U | 245 | 36 | 184 | 15 |  | Solar | FIXED | Roof
SRP10253 | BAODING YINGLI NEW ENERGY RESOURCES CO | YL175(156) | 240 | 23 | 160 | 24 |  | Solar | FIXED | Roof
SRP10254 | BAODING YINGLI NEW ENERGY RESOURCES CO | 110(17)P1447X663 | 240 | 27 | 180 | 30 |  | Solar | FIXED | Roof
SRP10255 | CHANGZHOU TRINA SOLAR ENERGY CO | TSM-185D | 240 | 16 | 170 | 5 |  | Solar | FIXED | Roof
SRP10255 | UNITED SOLAR OVONIC | ASR-128 | 240 | 7 | 260 | 5 |  | Solar | FIXED | Roof
SRP10258 | SUNPOWER | SPR-230-WHT-U | 230 | 40 | 145 | 30 |  | Solar | FIXED | Roof
SRP10261 | BAODING YINGLI NEW ENERGY RESOURCES CO | YL175(156) | 240 | 33 | 80 | 34 |  | Solar | FIXED | Roof
SRP10262 | CHANGZHOU TRINA SOLAR ENERGY CO | TSM-185D | 235 | 22 | 112 | 35 |  | Solar | FIXED | Roof
SRP10264 | CHANGZHOU TRINA SOLAR ENERGY CO | TSM-185D | 235 | 26 | 248 | 26 |  | Solar | FIXED | Roof
SRP10265 | BAODING YINGLI NEW ENERGY RESOURCES CO | 110(17)P1447X663 | 240 | 8 | 177 | 9 |  | Solar | FIXED | Roof
SRP10265 | BAODING YINGLI NEW ENERGY RESOURCES CO | 110(17)P1447X663 | 240 | 16 | 177 | 18 |  | Solar | FIXED | Roof
SRP10266 | UNKNOWN | UNKNOWN | 250 | 30 | 157 | 25 |  | Solar | FIXED | Roof
SRP10266 | UNKNOWN | UNKNOWN | 250 | 18 | 247 | 25 |  | Solar | FIXED | Roof
SRP10267 | UNKNOWN | UNKNOWN | 250 | 36 | 260.5 | 25 |  | Solar | FIXED | Roof
SRP10268 | UNKNOWN | UNKNOWN | 250 | 22 | 86.2 | 30 |  | Solar | FIXED | Roof
SRP10268 | UNKNOWN | UNKNOWN | 250 | 26 | 266.2 | 30 |  | Solar | FIXED | Roof
SRP10270 | BAODING YINGLI NEW ENERGY RESOURCES CO | 110(17)P1447X663 | 240 | 23 | 164 | 25 |  | Solar | FIXED | Roof
SRP10270 | BAODING YINGLI NEW ENERGY RESOURCES CO | 110(17)P1447X663 | 240 | 18 | 254 | 30 |  | Solar | FIXED | Roof
SRP10271 | UNKNOWN | UNKNOWN | 250 | 22 | 182.9 | 30 |  | Solar | FIXED | Roof
SRP10272 | CHANGZHOU TRINA SOLAR ENERGY CO | TSM-185D | 250 | 13 | 120 | 29 |  | Solar | FIXED | Roof
SRP10272 | CHANGZHOU TRINA SOLAR ENERGY CO | TSM-185D | 250 | 24 | 120 | 29 |  | Solar | FIXED | Roof
SRP10274 | CANADIAN SOLAR | CS6P-230 | 235 | 17 | 224 | 20 |  | Solar | FIXED | Roof
SRP10275 | CANADIAN SOLAR | CS6P-230 | 235 | 24 | 152 | 21 |  | Solar | FIXED | Roof
SRP10275 | CANADIAN SOLAR | CS6P-230 | 235 | 10 | 243 | 20 |  | Solar | FIXED | Roof
SRP10276 | SUNPOWER | SPR-305-WHT-U | 327 | 36 | 180 | 10 |  | Solar | FIXED | Ground
SRP10277 | CHANGZHOU TRINA SOLAR ENERGY CO | TSM-185D | 240 | 32 | 175 | 20 |  | Solar | FIXED | Roof
SRP10280 | UNKNOWN | UNKNOWN | 250 | 39 | 130 | 20 |  | Solar | FIXED | Roof
SRP10281 | UNKNOWN | UNKNOWN | 245 | 28 | 131 | 25 |  | Solar | FIXED | Roof
SRP10282 | CHANGZHOU TRINA SOLAR ENERGY CO | TSM-185D | 240 | 22 | 164 | 18 |  | Solar | FIXED | Roof
SRP10283 | UNKNOWN | UNKNOWN | 255 | 5 | 182 | 27 |  | Solar | FIXED | Roof
SRP10283 | UNKNOWN | UNKNOWN | 255 | 8 | 182 | 36 |  | Solar | FIXED | Roof
SRP10283 | UNKNOWN | UNKNOWN | 255 | 12 | 271 | 37 |  | Solar | FIXED | Roof
SRP10284 | SUNPOWER | PL-AP-120L | 327 | 16 | 245 | 22 |  | Solar | FIXED | Roof
SRP10285 | CHANGZHOU TRINA SOLAR ENERGY CO | TSM-185D | 240 | 8 | 173 | 17 |  | Solar | FIXED | Roof
SRP10285 | CHANGZHOU TRINA SOLAR ENERGY CO | TSM-185D | 240 | 33 | 173 | 30 |  | Solar | FIXED | Roof
SRP10286 | UNKNOWN | UNKNOWN | 245 | 39 | 170 | 26 |  | Solar | FIXED | Roof
SRP10287 | UNKNOWN | UNKNOWN | 245 | 30 | 183 | 24 |  | Solar | FIXED | Roof
SRP10289 | UNKNOWN | UNKNOWN | 245 | 14 | 120 | 32 |  | Solar | FIXED | Roof
SRP10289 | UNKNOWN | UNKNOWN | 245 | 24 | 206 | 30 |  | Solar | FIXED | Roof
SRP10291 | CHANGZHOU TRINA SOLAR ENERGY CO | TSM-185D | 240 | 22 | 211 | 16 |  | Solar | FIXED | Roof
SRP10292 | UNKNOWN | UNKNOWN | 245 | 24 | 255 | 22 |  | Solar | FIXED | Roof
SRP10293 | CANADIAN SOLAR | CS6P-230 | 235 | 24 | 131 | 20 |  | Solar | FIXED | Roof
SRP10293 | CANADIAN SOLAR | CS6P-230 | 235 | 9 | 221 | 20 |  | Solar | FIXED | Roof
SRP10294 | BAODING YINGLI NEW ENERGY RESOURCES CO | 110(17)P1447X663 | 240 | 30 | 215 | 45 |  | Solar | FIXED | Roof
SRP10295 | CANADIAN SOLAR | CS6P-230 | 230 | 14 | 71 | 27 |  | Solar | FIXED | Roof
SRP10295 | CANADIAN SOLAR | CS6P-230 | 230 | 20 | 251 | 27 |  | Solar | FIXED | Roof
SRP10296 | CANADIAN SOLAR | CS6P-230 | 235 | 5 | 254 | 19 |  | Solar | FIXED | Roof
SRP10296 | CANADIAN SOLAR | CS6P-230 | 235 | 16 | 254 | 19 |  | Solar | FIXED | Roof
SRP10298 | BAODING YINGLI NEW ENERGY RESOURCES CO | 110(17)P1447X663 | 240 | 351 | 206 | 5 |  | Solar | FIXED | Roof
SRP10299 | ET SOLAR INDUSTRY | ET-P654220 | 250 | 20 | 95 | 20 |  | Solar | FIXED | Roof
SRP10300 | CANADIAN SOLAR | CS6P-230 | 235 | 7 | 156 | 20 |  | Solar | FIXED | Roof
SRP10300 | CANADIAN SOLAR | CS6P-230 | 235 | 17 | 156 | 20 |  | Solar | FIXED | Roof
SRP10300 | CANADIAN SOLAR | CS6P-230 | 235 | 15 | 246 | 11 |  | Solar | FIXED | Roof
SRP10301 | CANADIAN SOLAR | CS6P-230 | 235 | 30 | 243 | 19 |  | Solar | FIXED | Roof
SRP10302 | CANADIAN SOLAR | CS6P-230 | 235 | 12 | 144 | 14 |  | Solar | FIXED | Roof
SRP10302 | CANADIAN SOLAR | CS6P-230 | 235 | 5 | 324 | 14 |  | Solar | FIXED | Roof
SRP10303 | YINGLI ENERGY (CHINA) | YL290P-35B | 290 | 23078 | 180 | 25 |  | Solar | FIXED | Ground
SRP10304 | CHANGZHOU TRINA SOLAR ENERGY CO | TSM-185D | 240 | 28 | 171 | 25 |  | Solar | FIXED | Roof
SRP10306 | CANADIAN SOLAR | CS6P-230 | 235 | 6 | 264 | 14 |  | Solar | FIXED | Roof
SRP10306 | CANADIAN SOLAR | CS6P-230 | 235 | 26 | 264 | 34 |  | Solar | FIXED | Roof
SRP10307 | CANADIAN SOLAR | CS6P-230 | 235 | 8 | 131 | 20 |  | Solar | FIXED | Roof
SRP10307 | CANADIAN SOLAR | CS6P-230 | 235 | 8 | 221 | 20 |  | Solar | FIXED | Roof
SRP10308 | CANADIAN SOLAR | CS6P-230 | 235 | 17 | 153 | 9 |  | Solar | FIXED | Roof
SRP10310 | UNKNOWN | UNKNOWN | 250 | 20 | 164.2 | 20 |  | Solar | FIXED | Roof
SRP10310 | UNKNOWN | UNKNOWN | 250 | 22 | 254.4 | 20 |  | Solar | FIXED | Roof
SRP10311 | CANADIAN SOLAR | CS6P-230 | 235 | 11 | 215 | 4 |  | Solar | FIXED | Roof
SRP10311 | CANADIAN SOLAR | CS6P-230 | 235 | 14 | 215 | 15 |  | Solar | FIXED | Roof
SRP10311 | CANADIAN SOLAR | CS6P-230 | 235 | 3 | 215 | 25 |  | Solar | FIXED | Roof
SRP10312 | UNKNOWN | UNKNOWN | 250 | 24 | 196.4 | 45 |  | Solar | FIXED | Roof
SRP10313 | CANADIAN SOLAR | CS6P-230 | 235 | 17 | 212 | 35 |  | Solar | FIXED | Roof
SRP10316 | UNKNOWN | UNKNOWN | 250 | 42 | 254.4 | 36 |  | Solar | FIXED | Roof
SRP10317 | REC SCANMODULE | SCM230 | 235 | 28 | 86 | 21 |  | Solar | FIXED | Roof
SRP10317 | REC SCANMODULE | SCM230 | 235 | 14 | 266 | 21 |  | Solar | FIXED | Roof
SRP10318 | BAODING YINGLI NEW ENERGY RESOURCES CO | 110(17)P1447X663 | 240 | 14 | 81 | 16 |  | Solar | FIXED | Roof
SRP10318 | BAODING YINGLI NEW ENERGY RESOURCES CO | 110(17)P1447X663 | 240 | 16 | 171 | 19 |  | Solar | FIXED | Roof
SRP10319 | UNKNOWN | UNKNOWN | 250 | 28 | 235.6 | 25 |  | Solar | FIXED | Roof
SRP10320 | CANADIAN SOLAR | CS6P-230 | 235 | 9 | 143 | 21 |  | Solar | FIXED | Roof
SRP10320 | CANADIAN SOLAR | CS6P-230 | 235 | 16 | 233 | 18 |  | Solar | FIXED | Roof
SRP10320 | CANADIAN SOLAR | CS6P-230 | 235 | 6 | 233 | 21 |  | Solar | FIXED | Roof
SRP10321 | UNKNOWN | UNKNOWN | 250 | 28 | 109.7 | 16 |  | Solar | FIXED | Roof
SRP10322 | CHANGZHOU TRINA SOLAR ENERGY CO | TSM-160D | 235 | 39 | 173 | 30 |  | Solar | FIXED | Roof
SRP10323 | BAODING YINGLI NEW ENERGY RESOURCES CO | YL175(156) | 240 | 42 | 100 | 30 |  | Solar | FIXED | Roof
SRP10324 | BAODING YINGLI NEW ENERGY RESOURCES CO | YL175(156) | 240 | 24 | 140 | 30 |  | Solar | FIXED | Roof
SRP10324 | BAODING YINGLI NEW ENERGY RESOURCES CO | YL175(156) | 240 | 6 | 230 | 37 |  | Solar | FIXED | Roof
SRP10325 | MITSUBISHI ELECTRIC | PV-MF110EC3 | 235 | 36 | 204 | 31 |  | Solar | FIXED | Roof
SRP10327 | CHANGZHOU TRINA SOLAR ENERGY CO | TSM-185D | 245 | 85 | 239.5 | 16 |  | Solar | FIXED | Roof
SRP10328 | SUNTECH POWER | STP210S-18/UB-1 | 275 | 262 | 177 | 5 |  | Solar | FIXED | Roof
SRP10330 | MATRIX SOLAR/PHOTOWATT | PW1650-175 | 250 | 28 | 169.5 | 18 |  | Solar | FIXED | Roof
SRP10332 | UNKNOWN | UNKNOWN | 250 | 35 | 262 | 31 |  | Solar | FIXED | Roof
SRP10333 | BAODING YINGLI NEW ENERGY RESOURCES CO | YL175(156) | 240 | 30 | 135 | 37 |  | Solar | FIXED | Roof
SRP10333 | BAODING YINGLI NEW ENERGY RESOURCES CO | YL175(156) | 240 | 30 | 225 | 37 |  | Solar | FIXED | Roof
SRP10334 | KYOCERA SOLAR | KD210GX-LP | 220 | 48 | 262 | 30 |  | Solar | FIXED | Roof
SRP10335 | UNKNOWN | UNKNOWN | 250 | 14 | 122.2 | 15 |  | Solar | FIXED | Roof
SRP10336 | BAODING YINGLI NEW ENERGY RESOURCES CO | YL175(156) | 240 | 8 | 135 | 22 |  | Solar | FIXED | Roof
SRP10336 | BAODING YINGLI NEW ENERGY RESOURCES CO | YL175(156) | 240 | 24 | 225 | 22 |  | Solar | FIXED | Roof
SRP10337 | KYOCERA SOLAR | KD210GX-LP | 220 | 41 | 277 | 34 |  | Solar | FIXED | Roof
SRP10338 | BAODING YINGLI NEW ENERGY RESOURCES CO | YL175(156) | 240 | 28 | 127 | 22 |  | Solar | FIXED | Roof
SRP10339 | BAODING YINGLI NEW ENERGY RESOURCES CO | YL175(156) | 235 | 34 | 154 | 30 |  | Solar | FIXED | Roof
SRP10340 | BAODING YINGLI NEW ENERGY RESOURCES CO | YL175(156) | 240 | 39 | 228 | 26 |  | Solar | FIXED | Roof
SRP10341 | UNKNOWN | UNKNOWN | 255 | 16 | 120 | 32 |  | Solar | FIXED | Roof
SRP10341 | UNKNOWN | UNKNOWN | 255 | 8 | 120 | 36 |  | Solar | FIXED | Roof
SRP10341 | UNKNOWN | UNKNOWN | 255 | 39 | 120 | 36 |  | Solar | FIXED | Roof
SRP10341 | UNKNOWN | UNKNOWN | 255 | 14 | 210 | 38 |  | Solar | FIXED | Roof
SRP10342 | CHANGZHOU TRINA SOLAR ENERGY CO | TSM-185D | 240 | 24 | 135 | 33 |  | Solar | FIXED | Roof
SRP10343 | CHANGZHOU TRINA SOLAR ENERGY CO | TSM-185D | 240 | 54 | 149 | 20 |  | Solar | FIXED | Roof
SRP10344 | UNKNOWN | UNKNOWN | 255 | 23 | 131 | 30 |  | Solar | FIXED | Roof
SRP10345 | BAODING YINGLI NEW ENERGY RESOURCES CO | YL175(156) | 240 | 24 | 239 | 18 |  | Solar | FIXED | Roof
SRP10346 | UNKNOWN | UNKNOWN | 245 | 14 | 104 | 36 |  | Solar | FIXED | Roof
SRP10346 | UNKNOWN | UNKNOWN | 245 | 27 | 194 | 20 |  | Solar | FIXED | Roof
SRP10347 | CHANGZHOU TRINA SOLAR ENERGY CO | TSM-185D | 240 | 20 | 138 | 20 |  | Solar | FIXED | Roof
SRP10347 | CHANGZHOU TRINA SOLAR ENERGY CO | TSM-185D | 240 | 10 | 228 | 18 |  | Solar | FIXED | Roof
SRP10348 | BAODING YINGLI NEW ENERGY RESOURCES CO | YL175(156) | 240 | 12 | 200 | 34 |  | Solar | FIXED | Roof
SRP10348 | BAODING YINGLI NEW ENERGY RESOURCES CO | YL175(156) | 240 | 12 | 200 | 40 |  | Solar | FIXED | Roof
SRP10349 | CHANGZHOU TRINA SOLAR ENERGY CO | TSM-185D | 240 | 8 | 87 | 18 |  | Solar | FIXED | Roof
SRP10349 | CHANGZHOU TRINA SOLAR ENERGY CO | TSM-185D | 240 | 31 | 177 | 22 |  | Solar | FIXED | Roof
SRP10350 | BAODING YINGLI NEW ENERGY RESOURCES CO | YL175(156) | 240 | 47 | 109 | 23 |  | Solar | FIXED | Roof
SRP10351 | SUNTECH POWER | STP190S-18/UB-1 | 190 | 9 | 85 | 19 |  | Solar | FIXED | Roof
SRP10351 | SUNTECH POWER | STP190S-18/UB-1 | 190 | 18 | 175 | 19 |  | Solar | FIXED | Roof
SRP10351 | SUNTECH POWER | STP190S-18/UB-1 | 190 | 7 | 216 | 19 |  | Solar | FIXED | Roof
SRP10351 | SUNTECH POWER | STP190S-18/UB-1 | 190 | 10 | 265 | 19 |  | Solar | FIXED | Roof
SRP10352 | UNKNOWN | UNKNOWN | 250 | 18 | 102.5 | 20 |  | Solar | FIXED | Roof
SRP10354 | CHANGZHOU TRINA SOLAR ENERGY CO | TSM-185D | 240 | 36 | 170 | 30 |  | Solar | FIXED | Roof
SRP10355 | CHANGZHOU TRINA SOLAR ENERGY CO | TSM-185D | 240 | 8 | 242 | 19 |  | Solar | FIXED | Roof
SRP10355 | CHANGZHOU TRINA SOLAR ENERGY CO | TSM-185D | 240 | 20 | 242 | 26 |  | Solar | FIXED | Roof
SRP10356 | CHANGZHOU TRINA SOLAR ENERGY CO | TSM-185D | 235 | 22 | 168 | 19 |  | Solar | FIXED | Roof
SRP10357 | SUNPOWER | PL-AP-130 | 245 | 17 | 116 | 20 |  | Solar | FIXED | Roof
SRP10357 | SUNPOWER | PL-AP-130 | 245 | 25 | 116 | 20 |  | Solar | FIXED | Roof
SRP10357 | SUNPOWER | PL-AP-130 | 245 | 8 | 205 | 20 |  | Solar | FIXED | Roof
SRP10358 | BAODING YINGLI NEW ENERGY RESOURCES CO | YL175(156) | 240 | 14 | 167 | 23 |  | Solar | FIXED | Roof
SRP10358 | BAODING YINGLI NEW ENERGY RESOURCES CO | YL175(156) | 240 | 34 | 262 | 23 |  | Solar | FIXED | Roof
SRP10359 | SILIKEN MANUFACTURING USA | SLK60P6L 233 WP | 250 | 18 | 219 | 23 |  | Solar | FIXED | Roof
SRP10361 | CHANGZHOU TRINA SOLAR ENERGY CO | TSM-185D | 240 | 42 | 153 | 20 |  | Solar | FIXED | Roof
SRP10362 | CHANGZHOU TRINA SOLAR ENERGY CO | TSM-185D | 240 | 6 | 130 | 26 |  | Solar | FIXED | Roof
SRP10362 | CHANGZHOU TRINA SOLAR ENERGY CO | TSM-185D | 240 | 11 | 220 | 26 |  | Solar | FIXED | Roof
SRP10363 | CHANGZHOU TRINA SOLAR ENERGY CO | TSM-185D | 240 | 21 | 187 | 20 |  | Solar | FIXED | Roof
SRP10364 | CHANGZHOU TRINA SOLAR ENERGY CO | TSM-185D | 240 | 32 | 201 | 19 |  | Solar | FIXED | Roof
SRP10365 | SHARP | ND-230UC1 | 230 | 36 | 192 | 41 |  | Solar | FIXED | Ground
SRP10367 | REC SCANMODULE | SCM230 | 235 | 22 | 140 | 28 |  | Solar | FIXED | Roof
SRP10367 | REC SCANMODULE | SCM230 | 235 | 20 | 140 | 35 |  | Solar | FIXED | Roof
SRP10368 | UNKNOWN | UNKNOWN | 240 | 9 | 114.5 | 35 |  | Solar | FIXED | Roof
SRP10368 | UNKNOWN | UNKNOWN | 240 | 15 | 114.5 | 35 |  | Solar | FIXED | Roof
SRP10368 | UNKNOWN | UNKNOWN | 240 | 34 | 114.5 | 35 |  | Solar | FIXED | Roof
SRP10368 | UNKNOWN | UNKNOWN | 240 | 2 | 204.5 | 45 |  | Solar | FIXED | Roof
SRP10368 | UNKNOWN | UNKNOWN | 240 | 9 | 204.5 | 45 |  | Solar | FIXED | Roof
SRP10370 | MATRIX SOLAR/PHOTOWATT | PW1000-100 | 245 | 21 | 147 | 19 |  | Solar | FIXED | Roof
SRP10370 | MATRIX SOLAR/PHOTOWATT | PW1000-100 | 245 | 9 | 237 | 18 |  | Solar | FIXED | Roof
SRP10371 | UNKNOWN | UNKNOWN | 250 | 42 | 179.2 | 35 |  | Solar | FIXED | Roof
SRP10371 | UNKNOWN | UNKNOWN | 250 | 12 | 269.2 | 15 |  | Solar | FIXED | Roof
SRP10372 | SUNPOWER | SPR-230-WHT-U | 240 | 40 | 225 | 25 |  | Solar | FIXED | Roof
SRP10372 | SUNPOWER | SPR-230-WHT-U | 240 | 18 | 225 | 30 |  | Solar | FIXED | Roof
SRP10373 | UNKNOWN | UNKNOWN | 245 | 31 | 126 | 24 |  | Solar | FIXED | Roof
SRP10374 | UNKNOWN | UNKNOWN | 255 | 26 | 175 | 30 |  | Solar | FIXED | Roof
SRP10375 | CANADIAN SOLAR | CS4C-100 | 250 | 240 | 189 | 32 |  | Solar | FIXED | Ground
SRP10376 | SOLARWORLD | SW185MONO | 235 | 56 | 180 | 25 |  | Solar | FIXED | Ground
SRP10377 | ET SOLAR INDUSTRY | ET-P672280 | 285 | 18 | 177 | 30 |  | Solar | FIXED | Roof
SRP10377 | ET SOLAR INDUSTRY | ET-P672280 | 285 | 20 | 267 | 35 |  | Solar | FIXED | Roof
SRP10378 | CANADIAN SOLAR | CS6P-230 | 255 | 14 | 217 | 39 |  | Solar | FIXED | Roof
SRP10379 | CANADIAN SOLAR | CS6P-230 | 250 | 36 | 189 | 32 |  | Solar | FIXED | Ground
SRP10381 | KYOCERA SOLAR | KC120-1 | 220 | 18 | 154 | 19 |  | Solar | FIXED | Roof
SRP10382 | ET SOLAR INDUSTRY | ET-P672230 | 250 | 12 | 151 | 40 |  | Solar | FIXED | Roof
SRP10382 | ET SOLAR INDUSTRY | ET-P672230 | 250 | 20 | 241 | 40 |  | Solar | FIXED | Roof
SRP10383 | CHANGZHOU TRINA SOLAR ENERGY CO | TSM-185D | 240 | 24 | 255 | 25 |  | Solar | FIXED | Roof
SRP10384 | BAODING YINGLI NEW ENERGY RESOURCES CO | 110(17)P1447X663 | 240 | 18 | 118 | 23 |  | Solar | FIXED | Roof
SRP10385 | UNKNOWN | UNKNOWN | 245 | 7 | 129 | 13 |  | Solar | FIXED | Roof
SRP10385 | UNKNOWN | UNKNOWN | 245 | 8 | 149 | 13 |  | Solar | FIXED | Roof
SRP10385 | UNKNOWN | UNKNOWN | 245 | 9 | 219 | 40 |  | Solar | FIXED | Roof
SRP10385 | UNKNOWN | UNKNOWN | 245 | 8 | 309 | 13 |  | Solar | FIXED | Roof
SRP10387 | UNKNOWN | UNKNOWN | 255 | 39 | 130 | 28 |  | Solar | FIXED | Roof
SRP10388 | CHANGZHOU TRINA SOLAR ENERGY CO | TSM-185D | 240 | 14 | 180 | 14 |  | Solar | FIXED | Roof
SRP10389 | BAODING YINGLI NEW ENERGY RESOURCES CO | 110(17)P1447X663 | 240 | 24 | 267 | 21 |  | Solar | FIXED | Roof
SRP10390 | KYOCERA SOLAR | KD210GX-LP | 215 | 24 | 238 | 30 |  | Solar | FIXED | Roof
SRP10391 | UNKNOWN | UNKNOWN | 245 | 22 | 188 | 18 |  | Solar | FIXED | Roof
SRP10393 | CONERGY AG | S 175MU | 240 | 22 | 194 | 35 |  | Solar | FIXED | Roof
SRP10394 | UNKNOWN | UNKNOWN | 255 | 13 | 200 | 31 |  | Solar | FIXED | Roof
SRP10395 | UNKNOWN | UNKNOWN | 245 | 31 | 140 | 30 |  | Solar | FIXED | Roof
SRP10396 | CHANGZHOU TRINA SOLAR ENERGY CO | TSM-180D | 240 | 18 | 190 | 38 |  | Solar | FIXED | Roof
SRP10397 | CHANGZHOU TRINA SOLAR ENERGY CO | TSM-185D | 230 | 33 | 195 | 23 |  | Solar | FIXED | Roof
SRP10398 | UNKNOWN | UNKNOWN | 245 | 25 | 240 | 21 |  | Solar | FIXED | Roof
SRP10399 | CHANGZHOU TRINA SOLAR ENERGY CO | TSM-185D | 240 | 15 | 117 | 20 |  | Solar | FIXED | Roof
SRP10399 | CHANGZHOU TRINA SOLAR ENERGY CO | TSM-185D | 240 | 32 | 117 | 20 |  | Solar | FIXED | Roof
SRP10400 | CHANGZHOU TRINA SOLAR ENERGY CO | TSM-185D | 240 | 36 | 132 | 20 |  | Solar | FIXED | Roof
SRP10401 | LG ELECTRONICS SOLAR CELL DIVISION | LG255S1C-G2 | 255 | 8 | 84 | 42 |  | Solar | FIXED | Roof
SRP10401 | LG ELECTRONICS SOLAR CELL DIVISION | LG255S1C-G2 | 255 | 32 | 152 | 32 |  | Solar | FIXED | Roof
SRP10402 | SUNPOWER | SPR-225-BLK-U | 225 | 10 | 113 | 9 |  | Solar | FIXED | Roof
SRP10402 | SUNPOWER | SPR-225-BLK-U | 225 | 12 | 113 | 22 |  | Solar | FIXED | Roof
SRP10403 | BAODING YINGLI NEW ENERGY RESOURCES CO | YL175(156) | 235 | 18 | 207 | 9 |  | Solar | FIXED | Roof
SRP10405 | LG ELECTRONICS SOLAR CELL DIVISION | LG255S1C-G2 | 255 | 42 | 107 | 24 |  | Solar | FIXED | Roof
SRP10406 | MATRIX SOLAR/PHOTOWATT | PW1650-175 | 255 | 44 | 178 | 25 |  | Solar | FIXED | Roof
SRP10409 | CANADIAN SOLAR | CS6P-230 | 235 | 6 | 125 | 28 |  | Solar | FIXED | Roof
SRP10409 | CANADIAN SOLAR | CS4C-100 | 235 | 14 | 215 | 27 |  | Solar | FIXED | Roof
SRP10410 | SUNPOWER | SPR-315E-WHT-U | 327 | 6 | 166 | 20 |  | Solar | FIXED | Roof
SRP10410 | SUNPOWER | SPR-315E-WHT-U | 327 | 16 | 166 | 26 |  | Solar | FIXED | Roof
SRP10411 | BAODING YINGLI NEW ENERGY RESOURCES CO | 110(17)P1447X663 | 260 | 18 | 173 | 34 |  | Solar | FIXED | Roof
SRP10412 | SUNPOWER | SPR-225-BLK-U | 225 | 20 | 123 | 45 |  | Solar | FIXED | Roof
SRP10412 | SUNPOWER | SPR-225-BLK-U | 225 | 24 | 213 | 36 |  | Solar | FIXED | Roof
SRP10413 | SUNPOWER | SPR-230-WHT-U | 240 | 40 | 204 | 34 |  | Solar | FIXED | Roof
SRP10414 | CHANGZHOU TRINA SOLAR ENERGY CO | TSM-185D | 240 | 20 | 184 | 27 |  | Solar | FIXED | Roof
SRP10416 | CHANGZHOU TRINA SOLAR ENERGY CO | TSM-185D | 240 | 18 | 143 | 22 |  | Solar | FIXED | Roof
SRP10416 | CHANGZHOU TRINA SOLAR ENERGY CO | TSM-185D | 240 | 20 | 233 | 22 |  | Solar | FIXED | Roof
SRP10417 | SUNPOWER | SPR-225-BLK-U | 225 | 55 | 180 | 41 |  | Solar | FIXED | Roof
SRP10418 | SUNPOWER | SPR-315E-WHT-U | 327 | 16 | 230 | 37 |  | Solar | FIXED | Roof
SRP10419 | CHANGZHOU TRINA SOLAR ENERGY CO | TSM-185D | 240 | 20 | 120 | 20 |  | Solar | FIXED | Roof
SRP10420 | CONERGY AG | S 175MU | 240 | 26 | 112 | 19 |  | Solar | FIXED | Roof
SRP10420 | CONERGY AG | S 175MU | 240 | 26 | 295 | 19 |  | Solar | FIXED | Roof
SRP10421 | BP SOLAR | SX3200W | 215 | 18 | 214 | 40 |  | Solar | FIXED | Roof
SRP10422 | CHANGZHOU TRINA SOLAR ENERGY CO | TSM-185D | 240 | 18 | 113 | 33 |  | Solar | FIXED | Roof
SRP10422 | CHANGZHOU TRINA SOLAR ENERGY CO | TSM-185D | 240 | 12 | 113 | 38 |  | Solar | FIXED | Roof
SRP10423 | MATRIX SOLAR/PHOTOWATT | PW1000-100 | 245 | 27 | 136 | 12 |  | Solar | FIXED | Roof
SRP10423 | MATRIX SOLAR/PHOTOWATT | PW1000-100 | 245 | 14 | 136 | 16 |  | Solar | FIXED | Roof
SRP10424 | MATRIX SOLAR/PHOTOWATT | PW1650-175 | 245 | 23 | 157 | 30 |  | Solar | FIXED | Roof
SRP10425 | UNKNOWN | UNKNOWN | 245 | 21 | 131 | 25 |  | Solar | FIXED | Roof
SRP10426 | MATRIX SOLAR/PHOTOWATT | PW1650-175 | 245 | 23 | 133 | 18 |  | Solar | FIXED | Roof
SRP10427 | CHANGZHOU TRINA SOLAR ENERGY CO | TSM-185D | 235 | 4 | 115 | 35 |  | Solar | FIXED | Roof
SRP10427 | CHANGZHOU TRINA SOLAR ENERGY CO | TSM-185D | 235 | 25 | 115 | 35 |  | Solar | FIXED | Roof
SRP10427 | CHANGZHOU TRINA SOLAR ENERGY CO | TSM-185D | 235 | 6 | 205 | 35 |  | Solar | FIXED | Roof
SRP10428 | CHANGZHOU TRINA SOLAR ENERGY CO | TSM-185D | 235 | 24 | 192 | 35 |  | Solar | FIXED | Roof
SRP10429 | CHANGZHOU TRINA SOLAR ENERGY CO | TSM-185D | 235 | 33 | 192 | 22 |  | Solar | FIXED | Roof
SRP10430 | CHANGZHOU TRINA SOLAR ENERGY CO | TSM-185D | 235 | 30 | 135 | 23 |  | Solar | FIXED | Roof
SRP10431 | LG ELECTRONICS SOLAR CELL DIVISION | LG245S1C-G2 | 245 | 8 | 10 | 22 |  | Solar | FIXED | Roof
SRP10431 | LG ELECTRONICS SOLAR CELL DIVISION | LG245M1C-G2 | 245 | 35 | 190 | 22 |  | Solar | FIXED | Roof
SRP10432 | MATRIX SOLAR/PHOTOWATT | PW1650-175 | 255 | 8 | 50 | 40 |  | Solar | FIXED | Roof
SRP10432 | MATRIX SOLAR/PHOTOWATT | PW1650-175 | 255 | 16 | 230 | 40 |  | Solar | FIXED | Roof
SRP10433 | UNKNOWN | UNKNOWN | 245 | 24 | 183 | 18 |  | Solar | FIXED | Roof
SRP10434 | CHANGZHOU TRINA SOLAR ENERGY CO | TSM-185D | 240 | 29 | 177 | 20 |  | Solar | FIXED | Roof
SRP10435 | CHANGZHOU TRINA SOLAR ENERGY CO | TSM-185D | 240 | 25 | 173 | 20 |  | Solar | FIXED | Roof
SRP10436 | UNKNOWN | UNKNOWN | 255 | 45 | 222 | 32 |  | Solar | FIXED | Roof
SRP10437 | UNKNOWN | UNKNOWN | 245 | 30 | 200 | 18 |  | Solar | FIXED | Roof
SRP10438 | MATRIX SOLAR/PHOTOWATT | PW1650-175 | 245 | 10 | 95 | 26 |  | Solar | FIXED | Roof
SRP10438 | MATRIX SOLAR/PHOTOWATT | PW1650-175 | 245 | 18 | 275 | 26 |  | Solar | FIXED | Roof
SRP10439 | MATRIX SOLAR/PHOTOWATT | PW1000-100 | 245 | 12 | 145 | 16 |  | Solar | FIXED | Roof
SRP10439 | MATRIX SOLAR/PHOTOWATT | PW1000-100 | 245 | 24 | 145 | 36 |  | Solar | FIXED | Roof
SRP10440 | MATRIX SOLAR/PHOTOWATT | PW1650-175 | 245 | 14 | 174 | 18 |  | Solar | FIXED | Roof
SRP10441 | SOLARTECH POWER | SPM230P | 250 | 195 | 173 | 10 |  | Solar | FIXED | Roof
SRP10442 | CHANGZHOU TRINA SOLAR ENERGY CO | TSM-180D | 240 | 93 | 202 | 5 |  | Solar | FIXED | Roof
SRP10443 | UNKNOWN | UNKNOWN | 250 | 16 | 156.5 | 34 |  | Solar | FIXED | Roof
SRP10443 | UNKNOWN | UNKNOWN | 250 | 14 | 246.5 | 34 |  | Solar | FIXED | Roof
SRP10445 | CANADIAN SOLAR | CS6P-230 | 240 | 44 | 149 | 32 |  | Solar | FIXED | Roof
SRP10446 | SUNPOWER | SPR-230-WHT-U | 240 | 60 | 189 | 40 |  | Solar | FIXED | Roof
SRP10447 | CANADIAN SOLAR | CS6P-230 | 250 | 44 | 154 | 30 |  | Solar | FIXED | Roof
SRP10448 | YINGLI ENERGY (CHINA) | YL260C-30B | 260 | 42 | 140 | 18 |  | Solar | FIXED | Roof
SRP10449 | YINGLI ENERGY (CHINA) | YL260C-30B | 260 | 26 | 235 | 25 |  | Solar | FIXED | Roof
SRP10450 | CHANGZHOU TRINA SOLAR ENERGY CO | TSM-185D | 285 | 755 | 193.7 | 10 |  | Solar | FIXED | Roof
SRP10451 | UNKNOWN | UNKNOWN | 245 | 20 | 260 | 30 |  | Solar | FIXED | Roof
SRP10453 | MATRIX SOLAR/PHOTOWATT | PW1650-175 | 245 | 14 | 111 | 16 |  | Solar | FIXED | Roof
SRP10453 | MATRIX SOLAR/PHOTOWATT | PW1650-175 | 245 | 9 | 201 | 22 |  | Solar | FIXED | Roof
SRP10454 | MATRIX SOLAR/PHOTOWATT | PW1650-175 | 245 | 33 | 265 | 30 |  | Solar | FIXED | Roof
SRP10455 | MATRIX SOLAR/PHOTOWATT | PW1000-100 | 245 | 7 | 130 | 26 |  | Solar | FIXED | Roof
SRP10455 | MATRIX SOLAR/PHOTOWATT | PW1650-175 | 245 | 20 | 220 | 26 |  | Solar | FIXED | Roof
SRP10456 | MATRIX SOLAR/PHOTOWATT | PW1000-100 | 245 | 11 | 176 | 3 |  | Solar | FIXED | Roof
SRP10456 | MATRIX SOLAR/PHOTOWATT | PW1000-100 | 245 | 22 | 266 | 2 |  | Solar | FIXED | Roof
SRP10457 | LG ELECTRONICS SOLAR CELL DIVISION | LG245S1C-G2 | 245 | 25 | 190 | 22 |  | Solar | FIXED | Roof
SRP10458 | CHANGZHOU TRINA SOLAR ENERGY CO | TSM-185D | 235 | 16 | 226 | 26 |  | Solar | FIXED | Roof
SRP10458 | CHANGZHOU TRINA SOLAR ENERGY CO | TSM-185D | 235 | 15 | 226 | 29 |  | Solar | FIXED | Roof
SRP10459 | UNKNOWN | UNKNOWN | 245 | 27 | 190 | 21 |  | Solar | FIXED | Roof
SRP10459 | UNKNOWN | UNKNOWN | 245 | 6 | 190 | 22 |  | Solar | FIXED | Roof
SRP10460 | TRINA SOLAR | TSM-240PA05 | 240 | 22 | 90 | 34 |  | Solar | FIXED | Roof
SRP10460 | TRINA SOLAR | TSM-240PA05 | 240 | 8 | 180 | 44 |  | Solar | FIXED | Roof
SRP10460 | TRINA SOLAR | TSM-240PA05 | 240 | 40 | 270 | 34 |  | Solar | FIXED | Roof
SRP10461 | CHANGZHOU TRINA SOLAR ENERGY CO | TSM-185D | 240 | 42 | 230 | 36 |  | Solar | FIXED | Roof
SRP10462 | SUNPOWER | SPR-230-WHT-U | 245 | 30 | 194 | 20 |  | Solar | FIXED | Roof
SRP10463 | SUNPOWER | SPR-315E-WHT-U | 327 | 49 | 228 | 32 |  | Solar | FIXED | Roof
SRP10464 | SUNPOWER | SPR-230-WHT-U | 230 | 62 | 96 | 12 |  | Solar | FIXED | Roof
SRP10464 | SUNPOWER | SPR-230-WHT-U | 230 | 30 | 230 | 12 |  | Solar | FIXED | Roof
SRP10465 | SUNPOWER | SPR-315E-WHT-U | 327 | 24 | 145 | 27 |  | Solar | FIXED | Roof
SRP10466 | CANADIAN SOLAR | CS6P-230 | 235 | 7 | 96 | 20 |  | Solar | FIXED | Roof
SRP10466 | CANADIAN SOLAR | CS6P-230 | 235 | 27 | 184 | 19 |  | Solar | FIXED | Roof
SRP10467 | SCHUCO USA |  | 260 | 28 | 198 | 23 |  | Solar | FIXED | Roof
SRP10468 | SCHUCO USA |  | 260 | 21 | 145 | 17 |  | Solar | FIXED | Roof
SRP10468 | SCHUCO USA |  | 260 | 9 | 145 | 20 |  | Solar | FIXED | Roof
SRP10469 | SHARP | ND-224UC1 | 224 | 44 | 94 | 3 |  | Solar | FIXED | Roof
SRP10470 | CANADIAN SOLAR | CS6P-230 | 235 | 28 | 153 | 16 |  | Solar | FIXED | Roof
SRP10470 | CANADIAN SOLAR | CS4C-100 | 235 | 14 | 340 | 16 |  | Solar | FIXED | Roof
SRP10473 | CHANGZHOU TRINA SOLAR ENERGY CO | TSM-185D | 235 | 26 | 140 | 18 |  | Solar | FIXED | Roof
SRP10474 | SUNPOWER | SPR-230-WHT-U | 240 | 35 | 177 | 26 |  | Solar | FIXED | Roof
SRP10475 | UNKNOWN | UNKNOWN | 245 | 28 | 220 | 29 |  | Solar | FIXED | Roof
SRP10476 | CHANGZHOU TRINA SOLAR ENERGY CO | TSM-185D | 240 | 26 | 164 | 22 |  | Solar | FIXED | Roof
SRP10479 | CHANGZHOU TRINA SOLAR ENERGY CO | TSM-185D | 235 | 204 | 132 | 10 |  | Solar | FIXED | Ground
SRP10480 | KYOCERA SOLAR | KD210GX-LP | 215 | 84 | 180 | 20 |  | Solar | FIXED | Ground
SRP10481 | CANADIAN SOLAR | CS6P-230 | 240 | 5 | 207 | 18 |  | Solar | FIXED | Roof
SRP10481 | CANADIAN SOLAR | CS6P-230 | 240 | 10 | 207 | 22 |  | Solar | FIXED | Roof
SRP10481 | CANADIAN SOLAR | CS6P-230 | 240 | 17 | 207 | 22 |  | Solar | FIXED | Roof
SRP10482 | MATRIX SOLAR/PHOTOWATT | PW1650-175 | 245 | 28 | 212 | 30 |  | Solar | FIXED | Roof
SRP10483 | UNKNOWN | UNKNOWN | 250 | 36 | 159 | 30 |  | Solar | FIXED | Roof
SRP10484 | UNKNOWN | UNKNOWN | 250 | 32 | 151.5 | 20 |  | Solar | FIXED | Roof
SRP10484 | UNKNOWN | UNKNOWN | 250 | 8 | 241.5 | 20 |  | Solar | FIXED | Roof
SRP10485 | UNKNOWN | UNKNOWN | 250 | 27 | 117 | 45 |  | Solar | FIXED | Roof
SRP10485 | UNKNOWN | UNKNOWN | 250 | 12 | 207 | 45 |  | Solar | FIXED | Roof
SRP10486 | UNKNOWN | UNKNOWN | 250 | 42 | 173.7 | 20 |  | Solar | FIXED | Roof
SRP10487 | UNKNOWN | UNKNOWN | 250 | 29 | 167.3 | 35 |  | Solar | FIXED | Roof
SRP10488 | YINGLI ENERGY (CHINA) | YL260C-30B | 260 | 36 | 184 | 5 |  | Solar | FIXED | Roof
SRP10489 | SOLARWORLD | SW185MONO | 255 | 6 | 218 | 16 |  | Solar | FIXED | Roof
SRP10489 | SOLARWORLD | SW185MONO | 255 | 22 | 218 | 20 |  | Solar | FIXED | Roof
SRP10490 | CANADIAN SOLAR | CS6P-230 | 235 | 8 | 107 | 21 |  | Solar | FIXED | Roof
SRP10490 | CANADIAN SOLAR | CS6P-230 | 235 | 9 | 197 | 21 |  | Solar | FIXED | Roof
SRP10491 | CANADIAN SOLAR | CS6P-230 | 235 | 12 | 172 | 42 |  | Solar | FIXED | Roof
SRP10491 | CANADIAN SOLAR | CS6P-230 | 235 | 8 | 174 | 31 |  | Solar | FIXED | Roof
SRP10491 | CANADIAN SOLAR | CS6P-230 | 235 | 10 | 354 | 15 |  | Solar | FIXED | Roof
SRP10493 | UNKNOWN | UNKNOWN | 250 | 30 | 145.4 | 34 |  | Solar | FIXED | Roof
SRP10494 | UNKNOWN | UNKNOWN | 250 | 32 | 206.9 | 40 |  | Solar | FIXED | Roof
SRP10495 | CANADIAN SOLAR | CS6P-235PX | 235 | 16 | 138 | 31 |  | Solar | FIXED | Roof
SRP10496 | CANADIAN SOLAR | CS6P-235PX | 235 | 17 | 177 | 25 |  | Solar | FIXED | Roof
SRP10497 | SUNPOWER | SPR-230-WHT-U | 230 | 42 | 188 | 20 |  | Solar | FIXED | Roof
SRP10498 | SUNPOWER | SPR-315E-WHT-U | 327 | 30 | 130 | 23 |  | Solar | FIXED | Roof
SRP10499 | REC SOLAR | REC235PE | 235 | 30 | 135 | 26.6 |  | Solar | FIXED | Roof
SRP10500 | BP SOLAR | SX6175N | 215 | 3 | 152 | 0 |  | Solar | FIXED | Roof
SRP10500 | BP SOLAR | SX6175N | 215 | 7 | 152 | 30 |  | Solar | FIXED | Roof
SRP10500 | BP SOLAR | SX6175N | 215 | 13 | 152 | 30 |  | Solar | FIXED | Roof
SRP10501 | SUNTECH POWER | STP210S-18/UB-1 | 240 | 26 | 230 | 30 |  | Solar | FIXED | Roof
SRP10502 | SOLARWORLD | SW185MONO | 235 | 39 | 129 | 32 |  | Solar | FIXED | Roof
SRP10503 | CANADIAN SOLAR | CS6P-230 | 235 | 12 | 209 | 25 |  | Solar | FIXED | Roof
SRP10504 | SUNTECH POWER | STP210-18/UB-1 | 275 | 396 | 195.5 | 10 |  | Solar | FIXED | Roof
SRP10506 | UNKNOWN | UNKNOWN | 250 | 26 | 122.8 | 15 |  | Solar | FIXED | Roof
SRP10507 | SUNTECH POWER | STP180-24/AB-1 | 185 | 21 | 114.3 | 20 |  | Solar | FIXED | Roof
SRP10507 | SUNTECH POWER | STP180S-24/AB-1 | 185 | 45 | 114.3 | 23 |  | Solar | FIXED | Roof
SRP10508 | UNKNOWN | UNKNOWN | 250 | 14 | 145.3 | 30 |  | Solar | FIXED | Roof
SRP10508 | UNKNOWN | UNKNOWN | 250 | 23 | 145.3 | 36 |  | Solar | FIXED | Roof
SRP10509 | UNKNOWN | UNKNOWN | 250 | 30 | 139.7 | 25 |  | Solar | FIXED | Roof
SRP10510 | UNKNOWN | UNKNOWN | 250 | 42 | 190 | 34 |  | Solar | FIXED | Roof
SRP10511 | CANADIAN SOLAR | CS6P-230 | 235 | 7 | 126 | 11 |  | Solar | FIXED | Roof
SRP10511 | CANADIAN SOLAR | CS6P-230 | 235 | 3 | 126 | 25 |  | Solar | FIXED | Roof
SRP10512 | UNKNOWN | UNKNOWN | 250 | 38 | 181 | 15 |  | Solar | FIXED | Roof
SRP10514 | SUNTECH POWER | STP180S-24/AB-1 | 185 | 12 | 134.1 | 30 |  | Solar | FIXED | Roof
SRP10515 | UNKNOWN | UNKNOWN | 250 | 33 | 196.5 | 25 |  | Solar | FIXED | Roof
SRP10517 | BAODING YINGLI NEW ENERGY RESOURCES CO | YL175(156) | 235 | 13 | 95 | 26 |  | Solar | FIXED | Roof
SRP10517 | BAODING YINGLI NEW ENERGY RESOURCES CO | YL175(156) | 235 | 22 | 185 | 26 |  | Solar | FIXED | Roof
SRP10518 | YINGLI ENERGY (CHINA) | YL240P-29B | 240 | 43 | 238 | 35 |  | Solar | FIXED | Roof
SRP10518 | YINGLI ENERGY (CHINA) | YL240P-29B | 240 | 16 | 238 | 37 |  | Solar | FIXED | Roof
SRP10520 | YINGLI ENERGY (CHINA) | YL235P-29B | 235 | 88 | 252 | 18 |  | Solar | FIXED | Roof
SRP10521 | CANADIAN SOLAR | CS4C-100 | 240 | 22 | 210 | 32 |  | Solar | FIXED | Roof
SRP10522 | CHANGZHOU TRINA SOLAR ENERGY CO | TSM-185D | 230 | 30 | 202 | 28 |  | Solar | FIXED | Roof
SRP10523 | CHANGZHOU TRINA SOLAR ENERGY CO | TSM-185D | 230 | 33 | 122 | 28 |  | Solar | FIXED | Roof
SRP10524 | CHANGZHOU TRINA SOLAR ENERGY CO | TSM-185D | 230 | 8 | 153 | 32 |  | Solar | FIXED | Roof
SRP10524 | CHANGZHOU TRINA SOLAR ENERGY CO | TSM-185D | 230 | 36 | 243 | 30 |  | Solar | FIXED | Roof
SRP10525 | CHANGZHOU TRINA SOLAR ENERGY CO | TSM-185D | 240 | 20 | 132 | 18 |  | Solar | FIXED | Roof
SRP10525 | CHANGZHOU TRINA SOLAR ENERGY CO | TSM-185D | 240 | 12 | 132 | 23 |  | Solar | FIXED | Roof
SRP10526 | CHANGZHOU TRINA SOLAR ENERGY CO | TSM-185D | 235 | 20 | 203 | 26 |  | Solar | FIXED | Roof
SRP10527 | CHANGZHOU TRINA SOLAR ENERGY CO | TSM-185D | 240 | 24 | 100 | 26 |  | Solar | FIXED | Roof
SRP10528 | CANADIAN SOLAR | CS6P-230 | 235 | 32 | 140 | 33 |  | Solar | FIXED | Roof
SRP10529 | CHANGZHOU TRINA SOLAR ENERGY CO | TSM-185D | 230 | 22 | 103 | 31 |  | Solar | FIXED | Roof
SRP10530 | UNKNOWN | UNKNOWN | 255 | 13 | 229 | 15 |  | Solar | FIXED | Roof
SRP10530 | UNKNOWN | UNKNOWN | 255 | 26 | 229 | 23 |  | Solar | FIXED | Roof
SRP10532 | SUNPOWER | SPR-230-WHT-U | 230 | 24 | 180 | 40 |  | Solar | FIXED | Roof
SRP10533 | CHANGZHOU TRINA SOLAR ENERGY CO | TSM-185D | 235 | 14 | 90 | 25 |  | Solar | FIXED | Roof
SRP10533 | CHANGZHOU TRINA SOLAR ENERGY CO | TSM-185D | 235 | 18 | 270 | 25 |  | Solar | FIXED | Roof
SRP10534 | CHANGZHOU TRINA SOLAR ENERGY CO | TSM-185D | 240 | 9 | 76 | 19 |  | Solar | FIXED | Roof
SRP10534 | CHANGZHOU TRINA SOLAR ENERGY CO | TSM-185D | 240 | 31 | 166 | 19 |  | Solar | FIXED | Roof
SRP10535 | CANADIAN SOLAR | CS5P-235 | 235 | 41 | 235 | 26 |  | Solar | FIXED | Roof
SRP10536 | KYOCERA SOLAR | KC200GT | 220 | 18 | 168 | 30 |  | Solar | FIXED | Roof
SRP10536 | KYOCERA SOLAR | KC200GT | 220 | 8 | 260 | 40 |  | Solar | FIXED | Roof
SRP10537 | BAODING YINGLI NEW ENERGY RESOURCES CO | YL175(156) | 240 | 24 | 209 | 35 |  | Solar | FIXED | Roof
SRP10538 | TRINA SOLAR | TSM-230PA05.05 | 230 | 6 | 108 | 13 |  | Solar | FIXED | Roof
SRP10538 | TRINA SOLAR | TSM-230PA05.05 | 230 | 18 | 198 | 13 |  | Solar | FIXED | Roof
SRP10539 | KYOCERA SOLAR | KD210GX-L | 220 | 32 | 181 | 19 |  | Solar | FIXED | Roof
SRP10540 | BAODING YINGLI NEW ENERGY RESOURCES CO | YL175(156) | 240 | 18 | 114 | 8 |  | Solar | FIXED | Roof
SRP10540 | BAODING YINGLI NEW ENERGY RESOURCES CO | YL175(156) | 240 | 5 | 114 | 26 |  | Solar | FIXED | Roof
SRP10540 | BAODING YINGLI NEW ENERGY RESOURCES CO | YL175(156) | 240 | 3 | 204 | 26 |  | Solar | FIXED | Roof
SRP10542 | BAODING YINGLI NEW ENERGY RESOURCES CO | YL175(156) | 240 | 9 | 170 | 37 |  | Solar | FIXED | Roof
SRP10542 | BAODING YINGLI NEW ENERGY RESOURCES CO | YL175(156) | 240 | 24 | 260 | 33 |  | Solar | FIXED | Roof
SRP10543 | KYOCERA SOLAR | KD205GX-LP | 220 | 48 | 221 | 15 |  | Solar | FIXED | Roof
SRP10546 | KYOCERA SOLAR | KD210GX-LP | 220 | 32 | 116 | 19 |  | Solar | FIXED | Roof
SRP10546 | KYOCERA SOLAR | KD210GX-LP | 220 | 6 | 217 | 19 |  | Solar | FIXED | Roof
SRP10548 | CHANGZHOU TRINA SOLAR ENERGY CO | TSM-185D | 240 | 30 | 160 | 15 |  | Solar | FIXED | Roof
SRP10548 | CHANGZHOU TRINA SOLAR ENERGY CO | TSM-185D | 240 | 9 | 250 | 17 |  | Solar | FIXED | Roof
SRP10549 | SOLARWORLD | SW185MONO | 240 | 8 | 102 | 20 |  | Solar | FIXED | Roof
SRP10549 | SOLARWORLD | SW185MONO | 240 | 8 | 192 | 15 |  | Solar | FIXED | Roof
SRP10549 | SOLARWORLD | SW185MONO | 240 | 4 | 192 | 35 |  | Solar | FIXED | Roof
SRP10549 | SOLARWORLD | SW185MONO | 240 | 2 | 282 | 20 |  | Solar | FIXED | Roof
SRP10550 | MATRIX SOLAR/PHOTOWATT | PW1650-175 | 250 | 20 | 254.1 | 28 |  | Solar | FIXED | Roof
SRP10551 | UNKNOWN | UNKNOWN | 250 | 24 | 202.6 | 30 |  | Solar | FIXED | Roof
SRP10552 | MC SOLAR | TF-90B | 250 | 32 | 159 | 34 |  | Solar | FIXED | Roof
SRP10553 | UNKNOWN | UNKNOWN | 250 | 12 | 104.8 | 16 |  | Solar | FIXED | Roof
SRP10554 | CANADIAN SOLAR | CS6P-230 | 235 | 4 | 129 | 20 |  | Solar | FIXED | Roof
SRP10554 | CANADIAN SOLAR | CS6P-230 | 235 | 13 | 219 | 38 |  | Solar | FIXED | Roof
SRP10556 | CANADIAN SOLAR | CS4C-100 | 235 | 4 | 150 | 37 |  | Solar | FIXED | Roof
SRP10556 | CANADIAN SOLAR | CS4C-100 | 235 | 16 | 150 | 37 |  | Solar | FIXED | Roof
SRP10557 | CANADIAN SOLAR | CS6P-230 | 235 | 23 | 124 | 17 |  | Solar | FIXED | Roof
SRP10557 | CANADIAN SOLAR | CS6P-230 | 235 | 6 | 211 | 17 |  | Solar | FIXED | Roof
SRP10557 | CANADIAN SOLAR | CS6P-230 | 235 | 11 | 303 | 17 |  | Solar | FIXED | Roof
SRP10558 | UNKNOWN | UNKNOWN | 250 | 20 | 155 | 23 |  | Solar | FIXED | Roof
SRP10559 | SUNPOWER | SPR-230-WHT-U | 240 | 21 | 98 | 10 |  | Solar | FIXED | Roof
SRP10559 | SUNPOWER | SPR-230-WHT-U | 240 | 24 | 98 | 10 |  | Solar | FIXED | Roof
SRP10560 | CANADIAN SOLAR | CS6P-230 | 245 | 33 | 180 | 25 |  | Solar | FIXED | Ground
SRP10561 | SUNPOWER | SPR-230-WHT-U | 240 | 38 | 164 | 15 |  | Solar | FIXED | Roof
SRP10562 | SUNPOWER | SPR-220-BLK-U | 230 | 40 | 180 | 30 |  | Solar | FIXED | Roof
SRP10564 | KYOCERA SOLAR | KD210GX-LP | 215 | 20 | 70 | 26 |  | Solar | FIXED | Roof
SRP10564 | KYOCERA SOLAR | KD210GX-LP | 215 | 20 | 250 | 25 |  | Solar | FIXED | Roof
SRP10565 | KYOCERA SOLAR | KD215GX-LPU | 215 | 20 | 130 | 15 |  | Solar | FIXED | Roof
SRP10566 | BAODING YINGLI NEW ENERGY RESOURCES CO | YL175(156) | 235 | 23 | 160 | 22 |  | Solar | FIXED | Roof
SRP10567 | BAODING YINGLI NEW ENERGY RESOURCES CO | YL175(156) | 240 | 33 | 113 | 34 |  | Solar | FIXED | Roof
SRP10568 | BAODING YINGLI NEW ENERGY RESOURCES CO | YL175(156) | 240 | 36 | 103 | 33 |  | Solar | FIXED | Roof
SRP10568 | BAODING YINGLI NEW ENERGY RESOURCES CO | YL175(156) | 240 | 18 | 191 | 23 |  | Solar | FIXED | Roof
SRP10569 | MATRIX SOLAR/PHOTOWATT | PW1650-175 | 245 | 36 | 150 | 18 |  | Solar | FIXED | Roof
SRP10571 | MATRIX SOLAR/PHOTOWATT | PW1000-100 | 245 | 30 | 185 | 22 |  | Solar | FIXED | Roof
SRP10572 | SUNPOWER | SPR-225-BLK-U | 225 | 16 | 85 | 15 |  | Solar | FIXED | Roof
SRP10572 | SUNPOWER | SPR-225-BLK-U | 225 | 44 | 255 | 15 |  | Solar | FIXED | Roof
SRP10573 | CANADIAN SOLAR | CS6P-230 | 250 | 35 | 216 | 28 |  | Solar | FIXED | Roof
SRP10574 | CANADIAN SOLAR | CS6P-230 | 240 | 50 | 160 | 32 |  | Solar | FIXED | Ground
SRP10575 | CHANGZHOU TRINA SOLAR ENERGY CO | TSM-185D | 240 | 11 | 104 | 32 |  | Solar | FIXED | Roof
SRP10575 | CHANGZHOU TRINA SOLAR ENERGY CO | TSM-185D | 240 | 8 | 104 | 44 |  | Solar | FIXED | Roof
SRP10575 | CHANGZHOU TRINA SOLAR ENERGY CO | TSM-185D | 240 | 21 | 195 | 32 |  | Solar | FIXED | Roof
SRP10576 | TRINA SOLAR | TSM-230PA05 | 230 | 33 | 205 | 33 |  | Solar | FIXED | Roof
SRP10578 | UNKNOWN | UNKNOWN | 250 | 12 | 138 | 15 |  | Solar | FIXED | Roof
SRP10578 | UNKNOWN | UNKNOWN | 250 | 14 | 138 | 22 |  | Solar | FIXED | Roof
SRP10578 | UNKNOWN | UNKNOWN | 250 | 11 | 227 | 9 |  | Solar | FIXED | Roof
SRP10578 | UNKNOWN | UNKNOWN | 250 | 8 | 227 | 18 |  | Solar | FIXED | Roof
SRP10579 | BAODING YINGLI NEW ENERGY RESOURCES CO | YL175(156) | 240 | 44 | 186 | 14 |  | Solar | FIXED | Roof
SRP10581 | ET SOLAR INDUSTRY | ET-P654190 | 190 | 18 | 155 | 37 |  | Solar | FIXED | Roof
SRP10581 | ET SOLAR INDUSTRY | ET-P654190 | 190 | 40 | 245 | 24 |  | Solar | FIXED | Roof
SRP10582 | CONERGY AG | S 175MU | 240 | 102 | 180 | 32 |  | Solar | FIXED | Ground
SRP10583 | SCHUCO USA |  | 240 | 92 | 207 | 7.5 |  | Solar | FIXED | Roof
SRP10584 | MATRIX SOLAR/PHOTOWATT | PW1650-175 | 245 | 22 | 193 | 26 |  | Solar | FIXED | Roof
SRP10585 | CANADIAN SOLAR | CS6P-230 | 235 | 32 | 168 | 22 |  | Solar | FIXED | Roof
SRP10586 | MATRIX SOLAR/PHOTOWATT | PW1650-175 | 245 | 24 | 173 | 38 |  | Solar | FIXED | Roof
SRP10589 | CANADIAN SOLAR | CS6P-230 | 235 | 9 | 67 | 30 |  | Solar | FIXED | Roof
SRP10589 | CANADIAN SOLAR | CS6P-230 | 235 | 13 | 179 | 31 |  | Solar | FIXED | Roof
SRP10590 | LG ELECTRONICS SOLAR CELL DIVISION | LG245M1C-G2 | 245 | 66 | 207 | 34 |  | Solar | FIXED | Roof
SRP10591 | CANADIAN SOLAR | CS6P-230 | 235 | 35 | 246 | 16 |  | Solar | FIXED | Roof
SRP10592 | MATRIX SOLAR/PHOTOWATT | PW1650-175 | 245 | 15 | 242 | 34 |  | Solar | FIXED | Roof
SRP10593 | CANADIAN SOLAR | CS6P-230 | 235 | 17 | 200 | 41 |  | Solar | FIXED | Roof
SRP10594 | MATRIX SOLAR/PHOTOWATT | PW1000-100 | 245 | 10 | 55 | 8 |  | Solar | FIXED | Roof
SRP10594 | MATRIX SOLAR/PHOTOWATT | PW1000-100 | 245 | 12 | 55 | 25 |  | Solar | FIXED | Roof
SRP10594 | MATRIX SOLAR/PHOTOWATT | PW1000-100 | 245 | 4 | 145 | 32 |  | Solar | FIXED | Roof
SRP10594 | MATRIX SOLAR/PHOTOWATT | PW1000-100 | 245 | 9 | 145 | 32 |  | Solar | FIXED | Roof
SRP10595 | SUNPOWER | SPR-230-WHT-U | 240 | 41 | 218 | 30 |  | Solar | FIXED | Roof
SRP10597 | MATRIX SOLAR/PHOTOWATT | PW1650-175 | 245 | 14 | 90 | 32 |  | Solar | FIXED | Roof
SRP10597 | MATRIX SOLAR/PHOTOWATT | PW1650-175 | 245 | 14 | 270 | 32 |  | Solar | FIXED | Roof
SRP10598 | CHANGZHOU TRINA SOLAR ENERGY CO | TSM-185D | 235 | 20 | 130 | 20 |  | Solar | FIXED | Roof
SRP10599 | MATRIX SOLAR/PHOTOWATT | PW1000-100 | 245 | 8 | 111 | 22 |  | Solar | FIXED | Roof
SRP10599 | MATRIX SOLAR/PHOTOWATT | PW1000-100 | 245 | 20 | 196 | 22 |  | Solar | FIXED | Roof
SRP10600 | CHANGZHOU TRINA SOLAR ENERGY CO | TSM-185D | 240 | 36 | 248.4 | 30 |  | Solar | FIXED | Roof
SRP10601 | CANADIAN SOLAR | CS6P-230 | 235 | 17 | 154 | 23 |  | Solar | FIXED | Roof
SRP10602 | CHANGZHOU TRINA SOLAR ENERGY CO | TSM-185D | 240 | 30 | 153 | 30 |  | Solar | FIXED | Roof
SRP10603 | CHANGZHOU TRINA SOLAR ENERGY CO | TSM-185D | 240 | 12 | 110.9 | 24 |  | Solar | FIXED | Roof
SRP10603 | CHANGZHOU TRINA SOLAR ENERGY CO | TSM-185D | 240 | 26 | 110.9 | 24 |  | Solar | FIXED | Roof
SRP10604 | CHANGZHOU TRINA SOLAR ENERGY CO | TSM-185D | 240 | 30 | 237.7 | 23 |  | Solar | FIXED | Roof
SRP10605 | LG ELECTRONICS SOLAR CELL DIVISION | LG255S1C-G2 | 255 | 26 | 153 | 21 |  | Solar | FIXED | Roof
SRP10606 | CHANGZHOU TRINA SOLAR ENERGY CO | TSM-185D | 235 | 26 | 146 | 28 |  | Solar | FIXED | Roof
SRP10606 | CHANGZHOU TRINA SOLAR ENERGY CO | TSM-185D | 235 | 31 | 236 | 28 |  | Solar | FIXED | Roof
SRP10607 | BAODING YINGLI NEW ENERGY RESOURCES CO | YL175(156) | 240 | 24 | 182 | 23 |  | Solar | FIXED | Roof
SRP10608 | MATRIX SOLAR/PHOTOWATT | PW1650-175 | 255 | 33 | 180 | 33 |  | Solar | FIXED | Roof
SRP10609 | BAODING YINGLI NEW ENERGY RESOURCES CO | YL175(156) | 240 | 27 | 157 | 36 |  | Solar | FIXED | Roof
SRP10610 | SHARP | NU-U240F2 | 240 | 1196 | 159 | 7.5 |  | Solar | FIXED | PARKLT
SRP10610 | SHARP | NU-U240F2 | 240 | 1196 | 339 | 1 |  | Solar | FIXED | PARKLT
SRP10611 | BAODING YINGLI NEW ENERGY RESOURCES CO | YL175(156) | 240 | 39 | 178 | 37 |  | Solar | FIXED | Roof
SRP10612 | SUNPOWER | SPR-305-WHT-U | 308 | 18 | 155 | 25 |  | Solar | FIXED | Roof
SRP10614 | SUNTECH POWER | STP210S-18/UB-1 | 280 | 1342 | 22 | 2 |  | Solar | FIXED | Roof
SRP10614 | SUNTECH POWER | STP210S-18/UB-1 | 280 | 1232 | 202 | 2 |  | Solar | FIXED | Roof
SRP10615 | REC SCANMODULE | SCM230 | 235 | 13 | 203 | 58 |  | Solar | FIXED | Roof
SRP10616 | CHANGZHOU TRINA SOLAR ENERGY CO | TSM-185D | 240 | 13 | 154.1 | 30 |  | Solar | FIXED | Roof
SRP10616 | CHANGZHOU TRINA SOLAR ENERGY CO | TSM-185D | 240 | 18 | 246 | 30 |  | Solar | FIXED | Roof
SRP10617 | REC SCANMODULE | SCM230 | 235 | 33 | 196 | 30 |  | Solar | FIXED | Roof
SRP10618 | ISOFOTON | I-100/12 | 255 | 35 | 145 | 36 |  | Solar | FIXED | Roof
SRP10619 | LG ELECTRONICS SOLAR CELL DIVISION | LG250S1C-G2 | 250 | 39 | 300 | 4 |  | Solar | FIXED | Roof
SRP10620 | BAODING YINGLI NEW ENERGY RESOURCES CO | YL175(156) | 240 | 299 | 143.4 | 10 |  | Solar | FIXED | Roof
SRP10620 | BAODING YINGLI NEW ENERGY RESOURCES CO | YL175(156) | 250 | 130 | 143.4 | 10 |  | Solar | FIXED | Roof
SRP10620 | BAODING YINGLI NEW ENERGY RESOURCES CO | YL175(156) | 250 | 104 | 180 | 18.3 |  | Solar | FIXED | Roof
SRP10620 | BAODING YINGLI NEW ENERGY RESOURCES CO | YL175(156) | 250 | 325 | 229 | 10.6 |  | Solar | FIXED | Roof
SRP10622 | ISOFOTON | I-94/24 | 230 | 22 | 217 | 14 |  | Solar | FIXED | Roof
SRP10623 | WEBEL SL ENERGY SYSTEMS | W1000-100 | 235 | 6 | 270 | 30 |  | Solar | FIXED | Roof
SRP10624 | MATRIX SOLAR/PHOTOWATT | PW1650-175 | 245 | 4 | 173 | 30 |  | Solar | FIXED | Roof
SRP10624 | MATRIX SOLAR/PHOTOWATT | PW1650-175 | 245 | 8 | 173 | 30 |  | Solar | FIXED | Roof
SRP10624 | MATRIX SOLAR/PHOTOWATT | PW1650-175 | 245 | 24 | 173 | 30 |  | Solar | FIXED | Roof
SRP10625 | MATRIX SOLAR/PHOTOWATT | PW1650-175 | 245 | 26 | 175 | 20 |  | Solar | FIXED | Roof
SRP10627 | SUNTECH POWER | STP210S-18/UB-1 | 240 | 31 | 190 | 22 |  | Solar | FIXED | Roof
SRP10628 | ISOFOTON | I-100/12 | 245 | 12 | 13 | 14 |  | Solar | FIXED | Roof
SRP10628 | ISOFOTON | I-100/12 | 245 | 19 | 193 | 40 |  | Solar | FIXED | Roof
SRP10629 | CHANGZHOU TRINA SOLAR ENERGY CO | TSM-185D | 235 | 20 | 200 | 27 |  | Solar | FIXED | Roof
SRP10629 | CHANGZHOU TRINA SOLAR ENERGY CO | TSM-185D | 235 | 10 | 200 | 29 |  | Solar | FIXED | Roof
SRP10630 | CHANGZHOU TRINA SOLAR ENERGY CO | TSM-185D | 300 | 33 | 180 | 22.6 |  | Solar | FIXED | Roof
SRP10631 | CANADIAN SOLAR | CS6P-230 | 240 | 24 | 108 | 0 |  | Solar | FIXED | Roof
SRP10632 | CANADIAN SOLAR | CS6P-240P | 240 | 22 | 136 | 26 |  | Solar | FIXED | Roof
SRP10632 | CANADIAN SOLAR | CS6P-240P | 240 | 26 | 226 | 26 |  | Solar | FIXED | Roof
SRP10633 | CANADIAN SOLAR | CS6P-230 | 240 | 39 | 260 | 31 |  | Solar | FIXED | Roof
SRP10634 | CHANGZHOU TRINA SOLAR ENERGY CO | TSM-185D | 235 | 36 | 191 | 18 |  | Solar | FIXED | Roof
SRP10635 | CHANGZHOU TRINA SOLAR ENERGY CO | TSM-185D | 235 | 28 | 171 | 24 |  | Solar | FIXED | Roof
SRP10636 | BAODING YINGLI NEW ENERGY RESOURCES CO | YL175(156) | 250 | 312 | 153.3 | 14 |  | Solar | FIXED | Roof
SRP10637 | SUNPOWER | SPR-230-WHT-U | 230 | 32 | 265 | 35 |  | Solar | FIXED | Roof
SRP10638 | UNKNOWN | UNKNOWN | 250 | 30 | 240 | 34 |  | Solar | FIXED | Roof
SRP10639 | UNKNOWN | UNKNOWN | 245 | 7 | 150 | 12 |  | Solar | FIXED | Roof
SRP10639 | UNKNOWN | UNKNOWN | 245 | 7 | 150 | 17 |  | Solar | FIXED | Roof
SRP10639 | UNKNOWN | UNKNOWN | 245 | 9 | 245 | 26 |  | Solar | FIXED | Roof
SRP10640 | UNKNOWN | UNKNOWN | 250 | 14 | 172.3 | 35 |  | Solar | FIXED | Roof
SRP10640 | UNKNOWN | UNKNOWN | 250 | 35 | 262.3 | 35 |  | Solar | FIXED | Roof
SRP10641 | UNKNOWN | UNKNOWN | 250 | 31 | 198 | 15 |  | Solar | FIXED | Roof
SRP10642 | UNKNOWN | UNKNOWN | 250 | 23 | 125.5 | 20 |  | Solar | FIXED | Roof
SRP10643 | UNKNOWN | UNKNOWN | 250 | 39 | 123.6 | 25 |  | Solar | FIXED | Roof
SRP10643 | UNKNOWN | UNKNOWN | 250 | 21 | 213.6 | 14 |  | Solar | FIXED | Roof
SRP10644 | UNKNOWN | UNKNOWN | 250 | 34 | 105 | 34 |  | Solar | FIXED | Roof
SRP10644 | UNKNOWN | UNKNOWN | 250 | 14 | 285 | 14 |  | Solar | FIXED | Roof
SRP10645 | YINGLI ENERGY (CHINA) | YL250C-30B | 250 | 182 | 153.3 | 14 |  | Solar | FIXED | Roof
SRP10646 | UNKNOWN | UNKNOWN | 250 | 50 | 180 | 30 |  | Solar | FIXED | Ground
SRP10647 | SUNPOWER | SPR-315E-WHT-U | 327 | 24 | 150 | 43 |  | Solar | FIXED | Roof
SRP10647 | SUNPOWER | SPR-315E-WHT-U | 327 | 14 | 240 | 34 |  | Solar | FIXED | Roof
SRP10647 | SUNPOWER | SPR-315E-WHT-U | 327 | 10 | 240 | 43 |  | Solar | FIXED | Roof
SRP10648 | UNKNOWN | UNKNOWN | 250 | 14 | 154.2 | 10 |  | Solar | FIXED | Roof
SRP10650 | UNKNOWN | UNKNOWN | 250 | 28 | 180 | 30 |  | Solar | FIXED | Ground
SRP10651 | MATRIX SOLAR/PHOTOWATT | PW1650-175 | 245 | 23 | 152 | 26 |  | Solar | FIXED | Roof
SRP10652 | CHANGZHOU TRINA SOLAR ENERGY CO | TSM-185D | 235 | 14 | 180 | 10 |  | Solar | FIXED | Roof
SRP10652 | CHANGZHOU TRINA SOLAR ENERGY CO | TSM-185D | 235 | 9 | 180 | 44 |  | Solar | FIXED | Roof
SRP10653 | SUNPOWER | SPR-230-WHT-U | 240 | 24 | 160 | 10 |  | Solar | FIXED | Roof
SRP10653 | SUNPOWER | SPR-230-WHT-U | 240 | 16 | 255 | 9 |  | Solar | FIXED | Roof
SRP10654 | BAODING YINGLI NEW ENERGY RESOURCES CO | YL175(156) | 240 | 40 | 98 | 25 |  | Solar | FIXED | Roof
SRP10655 | SUNPOWER | SPR-230-WHT-U | 230 | 18 | 230 | 30 |  | Solar | FIXED | Roof
SRP10656 | CHANGZHOU TRINA SOLAR ENERGY CO | TSM-185D | 240 | 14 | 191 | 38 |  | Solar | FIXED | Roof
SRP10656 | CHANGZHOU TRINA SOLAR ENERGY CO | TSM-185D | 240 | 19 | 191 | 38 |  | Solar | FIXED | Roof
SRP10657 | ISOFOTON | I-100/12 | 230 | 60 | 210 | 27 |  | Solar | FIXED | Roof
SRP10659 | MATRIX SOLAR/PHOTOWATT | PW1650-175 | 250 | 26 | 75.1 | 20 |  | Solar | FIXED | Roof
SRP10659 | MATRIX SOLAR/PHOTOWATT | PW1650-175 | 250 | 14 | 255.1 | 20 |  | Solar | FIXED | Roof
SRP10660 | ISOFOTON | I-150 S/24 | 245 | 24 | 151 | 10 |  | Solar | FIXED | Roof
SRP10660 | ISOFOTON | I-150 S/24 | 245 | 24 | 151 | 35 |  | Solar | FIXED | Roof
SRP10661 | SOLARWORLD | SW185MONO | 255 | 24 | 200 | 5 |  | Solar | FIXED | Ground
SRP10662 | SUNPOWER | SPR-315E-WHT-U | 327 | 24 | 184 | 16 |  | Solar | FIXED | Roof
SRP10663 | CHANGZHOU TRINA SOLAR ENERGY CO | TSM-185D | 235 | 44 | 180 | 30 |  | Solar | FIXED | Ground
SRP10664 | SUNPOWER | PL-AP-130 | 327 | 20 | 124 | 21 |  | Solar | FIXED | Roof
SRP10665 | SOLARWORLD | SW185MONO | 240 | 1134 | 219 | 10 |  | Solar | FIXED | Roof
SRP10666 | MATRIX SOLAR/PHOTOWATT | PW1000-100 | 245 | 30 | 218 | 32 |  | Solar | FIXED | Roof
SRP10667 | SUNTECH POWER | STP210S-18/UB-1 | 240 | 36 | 135 | 28 |  | Solar | FIXED | Roof
SRP10668 | MATRIX SOLAR/PHOTOWATT | PW1000-100 | 250 | 22 | 85 | 7 |  | Solar | FIXED | Roof
SRP10668 | MATRIX SOLAR/PHOTOWATT | PW1000-100 | 250 | 7 | 175 | 12 |  | Solar | FIXED | Roof
SRP10668 | MATRIX SOLAR/PHOTOWATT | PW1000-100 | 250 | 11 | 265 | 12 |  | Solar | FIXED | Roof
SRP10669 | MATRIX SOLAR/PHOTOWATT | PW1650-175 | 230 | 91 | 104 | 9 |  | Solar | FIXED | Roof
SRP10670 | SUNTECH POWER | STP245S-20/WDB | 245 | 26 | 179 | 25 |  | Solar | FIXED | Roof
SRP10671 | MATRIX SOLAR/PHOTOWATT | PW1000-100 | 250 | 28 | 207 | 27 |  | Solar | FIXED | Roof
SRP10672 | SOLARWORLD | SW185MONO | 235 | 33 | 135 | 35 |  | Solar | FIXED | Roof
SRP10673 | ET SOLAR INDUSTRY | ET-P672240 | 240 | 17 | 170 | 20 |  | Solar | FIXED | Roof
SRP10673 | ET SOLAR INDUSTRY | ET-P672240 | 240 | 11 | 170 | 35 |  | Solar | FIXED | Roof
SRP10674 | CHANGZHOU TRINA SOLAR ENERGY CO | TSM-180D | 240 | 35 | 132 | 31 |  | Solar | FIXED | Roof
SRP10675 | SUNPOWER | PL-AP-130 | 230 | 30 | 196 | 5 |  | Solar | FIXED | Roof
SRP10675 | SUNPOWER | PL-AP-130 | 230 | 14 | 196 | 20 |  | Solar | FIXED | Roof
SRP10677 | BP SOLAR | BP3125U | 215 | 28 | 178 | 24 |  | Solar | FIXED | Roof
SRP10678 | SOLARWORLD | SW185MONO | 240 | 12 | 231 | 12 |  | Solar | FIXED | Roof
SRP10678 | SOLARWORLD | SW185MONO | 240 | 10 | 231 | 23 |  | Solar | FIXED | Roof
SRP10679 | SCHUCO USA |  | 260 | 24 | 202 | 34 |  | Solar | FIXED | Roof
SRP10680 | CHANGZHOU TRINA SOLAR ENERGY CO | TSM-185D | 230 | 9 | 94 | 26 |  | Solar | FIXED | Roof
SRP10680 | CHANGZHOU TRINA SOLAR ENERGY CO | TSM-185D | 230 | 6 | 94 | 37 |  | Solar | FIXED | Roof
SRP10680 | CHANGZHOU TRINA SOLAR ENERGY CO | TSM-185D | 230 | 5 | 184 | 29 |  | Solar | FIXED | Roof
SRP10681 | CHANGZHOU TRINA SOLAR ENERGY CO | TSM-185D | 235 | 41 | 103 | 24 |  | Solar | FIXED | Roof
SRP10682 | UNKNOWN | UNKNOWN | 250 | 10 | 124.6 | 27 |  | Solar | FIXED | Roof
SRP10682 | UNKNOWN | UNKNOWN | 250 | 22 | 214.6 | 20 |  | Solar | FIXED | Roof
SRP10683 | SUNPOWER | SPR-305-WHT-U | 308 | 14 | 180 | 41 |  | Solar | FIXED | Roof
SRP10684 | CHANGZHOU TRINA SOLAR ENERGY CO | TSM-185D | 235 | 29 | 207 | 17 |  | Solar | FIXED | Roof
SRP10685 | MATRIX SOLAR/PHOTOWATT | PW1000-100 | 255 | 36 | 140 | 24 |  | Solar | FIXED | Roof
SRP10685 | MATRIX SOLAR/PHOTOWATT | PW1000-100 | 255 | 18 | 320 | 20 |  | Solar | FIXED | Roof
SRP10686 | SUNPOWER | SPR-230-WHT-U | 245 | 35 | 168 | 18 |  | Solar | FIXED | Roof
SRP10687 | UNKNOWN | UNKNOWN | 245 | 36 | 160 | 20 |  | Solar | FIXED | Roof
SRP10688 | KYOCERA SOLAR | KD215GX-LFBS | 215 | 12 | 187 | 35 |  | Solar | FIXED | Roof
SRP10689 | CONERGY AG | S 175MU | 240 | 30 | 147 | 37 |  | Solar | FIXED | Roof
SRP10691 | SOLARWORLD | SW185 MONO/T | 240 | 21 | 188 | 25 |  | Solar | FIXED | Roof
SRP10691 | SOLARWORLD | SW185 MONO/T | 240 | 3 | 188 | 27 |  | Solar | FIXED | Roof
SRP10692 | SUNPOWER | SPR-230-WHT-U | 230 | 14 | 158 | 0 |  | Solar | FIXED | Roof
SRP10692 | SUNPOWER | SPR-230-WHT-U | 230 | 32 | 158 | 27 |  | Solar | FIXED | Roof
SRP10692 | SUNPOWER | SPR-230-WHT-U | 230 | 30 | 248 | 27 |  | Solar | FIXED | Roof
SRP10693 | SUNPOWER | SPR-225-BLK-U | 225 | 4 | 96 | 38 |  | Solar | FIXED | Roof
SRP10693 | SUNPOWER | SPR-225-BLK-U | 225 | 36 | 186 | 38 |  | Solar | FIXED | Roof
SRP10694 | MATRIX SOLAR/PHOTOWATT | PW1000-100 | 250 | 120 | 180 | 25 |  | Solar | FIXED | Ground
SRP10695 | SOLARWORLD | SW185 MONO/T | 240 | 5 | 125 | 23 |  | Solar | FIXED | Roof
SRP10695 | SOLARWORLD | SW185 MONO/T | 240 | 14 | 125 | 40 |  | Solar | FIXED | Roof
SRP10695 | SOLARWORLD | SW185 MONO/T | 240 | 3 | 215 | 23 |  | Solar | FIXED | Roof
SRP10696 | ET SOLAR INDUSTRY | ET-P672280 | 190 | 9 | 100 | 27 |  | Solar | FIXED | Roof
SRP10696 | ET SOLAR INDUSTRY | ET-P672280 | 190 | 22 | 190 | 27 |  | Solar | FIXED | Roof
SRP10696 | ET SOLAR INDUSTRY | ET-P672280 | 190 | 9 | 280 | 27 |  | Solar | FIXED | Roof
SRP10697 | REC SCANMODULE | SCM230 | 235 | 16 | 186 | 34 |  | Solar | FIXED | Roof
SRP10698 | LG ELECTRONICS SOLAR CELL DIVISION | LG255S1C-G2 | 255 | 28 | 213 | 35 |  | Solar | FIXED | Roof
SRP10699 | MATRIX SOLAR/PHOTOWATT | PW1000-100 | 255 | 27 | 137 | 25 |  | Solar | FIXED | Roof
SRP10700 | SCHUCO USA |  | 260 | 5 | 148 | 20 |  | Solar | FIXED | Roof
SRP10700 | SCHUCO USA |  | 260 | 17 | 148 | 35 |  | Solar | FIXED | Roof
SRP10702 | CANADIAN SOLAR | CS6P-230 | 235 | 18 | 176 | 20 |  | Solar | FIXED | Roof
SRP10705 | SOLARWORLD | SW185MONO | 250 | 1040 | 138 | 10 |  | Solar | FIXED | Roof
SRP10706 | SUNPOWER | SPR-230-WHT-U | 230 | 200 | 155 | 13 |  | Solar | FIXED | Roof
SRP10707 | SUNTECH POWER | STP210S-18/UB-1 | 280 | 430 | 211 | 2 |  | Solar | FIXED | Roof
SRP10708 | UNKNOWN | UNKNOWN | 250 | 16 | 132 | 31 |  | Solar | FIXED | Roof
SRP10709 | CANADIAN SOLAR | CS5P-235P | 235 | 14 | 108 | 38 |  | Solar | FIXED | Roof
SRP10710 | SUNPOWER | SPR-230-WHT-U | 245 | 22 | 138 | 20 |  | Solar | FIXED | Roof
SRP10710 | SUNPOWER | SPR-230-WHT-U | 245 | 16 | 213 | 15 |  | Solar | FIXED | Roof
SRP10711 | MATRIX SOLAR/PHOTOWATT | PW1650-175 | 255 | 14 | 127 | 21 |  | Solar | FIXED | Roof
SRP10711 | MATRIX SOLAR/PHOTOWATT | PW1650-175 | 255 | 7 | 217 | 21 |  | Solar | FIXED | Roof
SRP10715 | TRINA SOLAR | TSM-230PD05 | 230 | 30 | 213.6 | 20 |  | Solar | FIXED | Roof
SRP10716 | TRINA SOLAR | TSM-230PA05.15 | 230 | 30 | 239 | 20 |  | Solar | FIXED | Roof
SRP10717 | CANADIAN SOLAR | CS6P-230 | 235 | 12 | 150 | 37 |  | Solar | FIXED | Roof
SRP10718 | CANADIAN SOLAR | CS6P-230 | 235 | 20 | 216 | 34 |  | Solar | FIXED | Roof
SRP10719 | UNKNOWN | UNKNOWN | 250 | 26 | 258 | 25 |  | Solar | FIXED | Roof
SRP10721 | ISOFOTON | I-165 | 250 | 21 | 222 | 34 |  | Solar | FIXED | Roof
SRP10722 | SHARP | ND-U240Q2 | 240 | 60 | 204 | 18 |  | Solar | FIXED | Ground
SRP10723 | SILIKEN MANUFACTURING USA | SLK60P6L 233 WP | 250 | 28 | 108 | 19 |  | Solar | FIXED | Roof
SRP10724 | CHANGZHOU TRINA SOLAR ENERGY CO | TSM-185D | 240 | 72 | 215 | 15 |  | Solar | FIXED | Roof
SRP10726 | BAODING YINGLI NEW ENERGY RESOURCES CO | YL175(156) | 260 | 27 | 179 | 30 |  | Solar | FIXED | Roof
SRP10727 | SUNPOWER | SPR-230-WHT-U | 240 | 24 | 170 | 15 |  | Solar | FIXED | Roof
SRP10728 | SUNPOWER | SPR-230-WHT-U | 230 | 42 | 188 | 32 |  | Solar | FIXED | Roof
SRP10729 | SHARP | ND-Q240Q2 | 240 | 100 | 204 | 18 |  | Solar | FIXED | Ground
SRP10730 | SUNPOWER | SPR-290-WHT-U | 327 | 22 | 242 | 16 |  | Solar | FIXED | Roof
SRP10731 | KYOCERA SOLAR | KD210GX-LP | 215 | 51 | 155 | 34 |  | Solar | FIXED | Roof
SRP10731 | KYOCERA SOLAR | KD210GX-LP | 215 | 9 | 170 | 34 |  | Solar | FIXED | Roof
SRP10732 | MATRIX SOLAR/PHOTOWATT | PW1650-175 | 255 | 1196 | 223 | 10 |  | Solar | FIXED | Roof
SRP10733 | BAODING YINGLI NEW ENERGY RESOURCES CO | YL175(156) | 240 | 20 | 148 | 22 |  | Solar | FIXED | Roof
SRP10734 | BAODING YINGLI NEW ENERGY RESOURCES CO | YL175(156) | 240 | 27 | 165 | 30 |  | Solar | FIXED | Roof
SRP10736 | REC SCANMODULE | SCM205 | 245 | 20 | 168 | 38 |  | Solar | FIXED | Roof
SRP10737 | REC SCANMODULE | SCM205 | 245 | 14 | 166 | 38 |  | Solar | FIXED | Roof
SRP10738 | CANADIAN SOLAR | CS6P-235PX | 235 | 28 | 273 | 18 |  | Solar | FIXED | Roof
SRP10739 | CANADIAN SOLAR | CS6P-230 | 235 | 20 | 232 | 24 |  | Solar | FIXED | Roof
SRP10740 | CANADIAN SOLAR | CS6P-230 | 235 | 12 | 85 | 15 |  | Solar | FIXED | Roof
SRP10740 | CANADIAN SOLAR | CS6P-230 | 235 | 18 | 265 | 16 |  | Solar | FIXED | Roof
SRP10741 | CANADIAN SOLAR | CS6P-230 | 235 | 36 | 160 | 19 |  | Solar | FIXED | Roof
SRP10742 | CANADIAN SOLAR | CS6P-235PX | 235 | 14 | 113 | 35 |  | Solar | FIXED | Roof
SRP10742 | CANADIAN SOLAR | CS6P-235PX | 235 | 3 | 204 | 27 |  | Solar | FIXED | Roof
SRP10744 | KYOCERA SOLAR | KD210GX-LP | 220 | 25 | 136 | 36 |  | Solar | FIXED | Roof
SRP10745 | CANADIAN SOLAR | CS6P-230 | 235 | 12 | 179 | 24 |  | Solar | FIXED | Roof
SRP10745 | CANADIAN SOLAR | CS6P-230 | 235 | 22 | 356 | 5 |  | Solar | FIXED | Roof
SRP10748 | BAODING YINGLI NEW ENERGY RESOURCES CO | YL175(156) | 235 | 6 | 78 | 28 |  | Solar | FIXED | Roof
SRP10748 | BAODING YINGLI NEW ENERGY RESOURCES CO | YL175(156) | 235 | 8 | 258 | 24 |  | Solar | FIXED | Roof
SRP10749 | BAODING YINGLI NEW ENERGY RESOURCES CO | YL175(156) | 240 | 36 | 122 | 34 |  | Solar | FIXED | Roof
SRP10749 | BAODING YINGLI NEW ENERGY RESOURCES CO | YL175(156) | 240 | 10 | 212 | 34 |  | Solar | FIXED | Roof
SRP10750 | BAODING YINGLI NEW ENERGY RESOURCES CO | YL175(156) | 235 | 55 | 175 | 16 |  | Solar | FIXED | Roof
SRP10751 | CANADIAN SOLAR | CS6P-230 | 255 | 16 | 165 | 20 |  | Solar | FIXED | Roof
SRP10751 | CANADIAN SOLAR | CS6P-230 | 255 | 16 | 225 | 23 |  | Solar | FIXED | Roof
SRP10754 | SHARP | ND-181U1 | 235 | 27 | 65 | 18 |  | Solar | FIXED | Roof
SRP10754 | SHARP | JH-3500U | 235 | 12 | 245 | 18 |  | Solar | FIXED | Roof
SRP10755 | CANADIAN SOLAR | CS6P-230 | 235 | 16 | 154 | 20 |  | Solar | FIXED | Roof
SRP10755 | CANADIAN SOLAR | CS6P-230 | 235 | 16 | 154 | 21 |  | Solar | FIXED | Roof
SRP10756 | KYOCERA SOLAR | KD210GX-LP | 210 | 1410 | 183 | 35 |  | Solar | FIXED | Ground
SRP10756 | SPIRE SOLAR | SS75 | 220 | 1344 | 183 | 35 |  | Solar | FIXED | Ground
SRP10758 | CANADIAN SOLAR | CS6P-230 | 235 | 5 | 129 | 27 |  | Solar | FIXED | Roof
SRP10758 | CANADIAN SOLAR | CS6P-230 | 235 | 26 | 129 | 27 |  | Solar | FIXED | Roof
SRP10759 | YINGLI ENERGY (CHINA) | YL240P-29B | 240 | 24 | 142 | 30 |  | Solar | FIXED | Roof
SRP10760 | SUNTECH POWER | STP150-24/AB-1 | 190 | 66 | 135 | 10 |  | Solar | FIXED | Roof
SRP10761 | TRINA SOLAR | TSM-235PA05 | 235 | 36 | 108 | 15 |  | Solar | FIXED | Roof
SRP10762 | ET SOLAR INDUSTRY | ET-A-P672285 | 285 | 58 | 181 | 28 |  | Solar | FIXED | Ground
SRP10763 | UNKNOWN | UNKNOWN | 250 | 21 | 93 | 34 |  | Solar | FIXED | Roof
SRP10763 | UNKNOWN | UNKNOWN | 250 | 79 | 183 | 37 |  | Solar | FIXED | Roof
SRP10764 | MATRIX SOLAR/PHOTOWATT | PW1000-100 | 250 | 12 | 175 | 42 |  | Solar | FIXED | Roof
SRP10764 | MATRIX SOLAR/PHOTOWATT | PW1000-100 | 250 | 20 | 265 | 37 |  | Solar | FIXED | Roof
SRP10766 | SHARP | NT-R5E1U | 240 | 13 | 96 | 13 |  | Solar | FIXED | Roof
SRP10767 | SCHUCO USA |  | 260 | 13 | 127 | 37 |  | Solar | FIXED | Roof
SRP10767 | SCHUCO USA |  | 260 | 39 | 217 | 37 |  | Solar | FIXED | Roof
SRP10768 | SUNPOWER | SPR-290-WHT-U | 245 | 44 | 230 | 30 |  | Solar | FIXED | Roof
SRP10769 | CONERGY AG | S 175MU | 240 | 164 | 168 | 20 |  | Solar | FIXED | Roof
SRP10770 | CANADIAN SOLAR | CS6P-230 | 235 | 28 | 180 | 37 |  | Solar | FIXED | Roof
SRP10771 | CHANGZHOU TRINA SOLAR ENERGY CO | TSM-185D | 240 | 48 | 136 | 20 |  | Solar | FIXED | Roof
SRP10772 | CANADIAN SOLAR | CS4C-100 | 235 | 6 | 127 | 19 |  | Solar | FIXED | Roof
SRP10772 | CANADIAN SOLAR | CS4C-100 | 235 | 4 | 127 | 37 |  | Solar | FIXED | Roof
SRP10772 | CANADIAN SOLAR | CS4C-100 | 235 | 6 | 127 | 37 |  | Solar | FIXED | Roof
SRP10773 | TRINA SOLAR | TSM-240PA05.10 | 240 | 36 | 135 | 18 |  | Solar | FIXED | Roof
SRP10773 | TRINA SOLAR | TSM-240PA05.10 | 240 | 15 | 135 | 30 |  | Solar | FIXED | Roof
SRP10774 | CANADIAN SOLAR | CS4C-100 | 230 | 60 | 274 | 18.4 |  | Solar | FIXED | Roof
SRP10775 | CHANGZHOU TRINA SOLAR ENERGY CO | TSM-160D | 245 | 31 | 128 | 19 |  | Solar | FIXED | Roof
SRP10775 | CHANGZHOU TRINA SOLAR ENERGY CO | TSM-160D | 245 | 8 | 128 | 37 |  | Solar | FIXED | Roof
SRP10775 | CHANGZHOU TRINA SOLAR ENERGY CO | TSM-160D | 245 | 34 | 218 | 37 |  | Solar | FIXED | Roof
SRP10776 | CHANGZHOU TRINA SOLAR ENERGY CO | TSM-185D | 240 | 34 | 148 | 32 |  | Solar | FIXED | Roof
SRP10777 | CHANGZHOU TRINA SOLAR ENERGY CO | TSM-160D | 240 | 13 | 149 | 34 |  | Solar | FIXED | Roof
SRP10778 | SUNPOWER | SPR-230-WHT-U | 230 | 20 | 158 | 22 |  | Solar | FIXED | Roof
SRP10778 | SUNPOWER | SPR-230-WHT-U | 230 | 16 | 248 | 22 |  | Solar | FIXED | Roof
SRP10779 | SUNPOWER | SPR-230-WHT-U | 240 | 18 | 180 | 27 |  | Solar | FIXED | Roof
SRP10779 | SUNPOWER | SPR-230-WHT-U | 240 | 10 | 270 | 27 |  | Solar | FIXED | Roof
SRP10780 | CANADIAN SOLAR | CS6P-230 | 235 | 25 | 123 | 29 |  | Solar | FIXED | Roof
SRP10781 | CANADIAN SOLAR | CS6P-230 | 235 | 9 | 176 | 17 |  | Solar | FIXED | Roof
SRP10785 | MATRIX SOLAR/PHOTOWATT | PW1650-175 | 235 | 30 | 140 | 40 |  | Solar | FIXED | Roof
SRP10787 | KYOCERA SOLAR | KD210GX-LP | 220 | 13 | 200 | 34 |  | Solar | FIXED | Roof
SRP10787 | KYOCERA SOLAR | KD210GX-LP | 220 | 13 | 200 | 39 |  | Solar | FIXED | Roof
SRP10788 | KYOCERA SOLAR | KC120-1 | 215 | 31 | 165 | 20 |  | Solar | FIXED | Roof
SRP10789 | KYOCERA SOLAR | KC120-1 | 215 | 39 | 203 | 22 |  | Solar | FIXED | Roof
SRP10791 | BAODING YINGLI NEW ENERGY RESOURCES CO | 110(17)P1447X663 | 240 | 338 | 209 | 5 |  | Solar | FIXED | Roof
SRP10792 | TRINA SOLAR | TSM-240PA05 | 240 | 26 | 180 | 30 |  | Solar | FIXED | Roof
SRP10793 | CHANGZHOU TRINA SOLAR ENERGY CO | TSM-185D | 240 | 16 | 109 | 30 |  | Solar | FIXED | Roof
SRP10793 | CHANGZHOU TRINA SOLAR ENERGY CO | TSM-185D | 240 | 16 | 203 | 30 |  | Solar | FIXED | Roof
SRP10794 | CANADIAN SOLAR | CS4C-100 | 235 | 25 | 252 | 20 |  | Solar | FIXED | Roof
SRP10794 | CANADIAN SOLAR | CS4C-100 | 235 | 6 | 252 | 24 |  | Solar | FIXED | Roof
SRP10796 | MATRIX SOLAR/PHOTOWATT | PW1650-175 | 250 | 18 | 248 | 10 |  | Solar | FIXED | Roof
SRP10797 | UNKNOWN | UNKNOWN | 250 | 32 | 176 | 38 |  | Solar | FIXED | Roof
SRP10797 | UNKNOWN | UNKNOWN | 250 | 14 | 266 | 36 |  | Solar | FIXED | Roof
SRP10798 | MATRIX SOLAR/PHOTOWATT | PW1650-175 | 250 | 34 | 93 | 37 |  | Solar | FIXED | Roof
SRP10798 | MATRIX SOLAR/PHOTOWATT | PW1650-175 | 250 | 34 | 273 | 37 |  | Solar | FIXED | Roof
SRP10799 | SUNPOWER | SPR-230-WHT-U | 245 | 48 | 157 | 27 |  | Solar | FIXED | Roof
SRP10800 | CHANGZHOU TRINA SOLAR ENERGY CO | TSM-160D | 235 | 58 | 154 | 18 |  | Solar | FIXED | Roof
SRP10801 | CHANGZHOU TRINA SOLAR ENERGY CO | TSM-160D | 235 | 18 | 183 | 17 |  | Solar | FIXED | Roof
SRP10802 | CHANGZHOU TRINA SOLAR ENERGY CO | TSM-160D | 240 | 20 | 180 | 40 |  | Solar | FIXED | Roof
SRP10805 | CHANGZHOU TRINA SOLAR ENERGY CO | TSM-185D | 240 | 26 | 189 | 18 |  | Solar | FIXED | Roof
SRP10806 | UNKNOWN | UNKNOWN | 250 | 42 | 156 | 36 |  | Solar | FIXED | Roof
SRP10807 | MATRIX SOLAR/PHOTOWATT | PW1650-175 | 245 | 12 | 216 | 26 |  | Solar | FIXED | Roof
SRP10807 | MATRIX SOLAR/PHOTOWATT | PW1650-175 | 245 | 8 | 216 | 36 |  | Solar | FIXED | Roof
SRP10808 | SUNTECH POWER | STP210-18/UB-1 | 280 | 1298 | 164 | 10 |  | Solar | FIXED | Roof
SRP10809 | SILIKEN MANUFACTURING USA | SLK60P6L 233 WP | 245 | 55 | 212.4 | 26 |  | Solar | FIXED | Roof
SRP10810 | UNKNOWN | UNKNOWN | 250 | 25 | 140.3 | 30 |  | Solar | FIXED | Roof
SRP10811 | MATRIX SOLAR/PHOTOWATT | PW1000-100 | 250 | 40 | 143 | 30 |  | Solar | FIXED | Roof
SRP10812 | UNKNOWN | UNKNOWN | 250 | 34 | 227.2 | 30 |  | Solar | FIXED | Roof
SRP10813 | CHANGZHOU TRINA SOLAR ENERGY CO | TSM-185D | 240 | 16 | 167 | 39 |  | Solar | FIXED | Roof
SRP10814 | MATRIX SOLAR/PHOTOWATT | PW1000-100 | 250 | 18 | 110 | 21 |  | Solar | FIXED | Roof
SRP10814 | MATRIX SOLAR/PHOTOWATT | PW1000-100 | 250 | 8 | 200 | 21 |  | Solar | FIXED | Roof
SRP10815 | UNKNOWN | UNKNOWN | 245 | 16 | 165 | 28 |  | Solar | FIXED | Roof
SRP10816 | BAODING YINGLI NEW ENERGY RESOURCES CO | YL175(156) | 240 | 156 | 217 | 5 |  | Solar | FIXED | Roof
SRP10817 | CHANGZHOU TRINA SOLAR ENERGY CO | TSM-160D | 235 | 25 | 171 | 32 |  | Solar | FIXED | Roof
SRP10818 | UNKNOWN | UNKNOWN | 250 | 24 | 83.4 | 20 |  | Solar | FIXED | Roof
SRP10818 | UNKNOWN | UNKNOWN | 250 | 42 | 263.4 | 20 |  | Solar | FIXED | Roof
SRP10819 | UNKNOWN | UNKNOWN | 250 | 28 | 216 | 25 |  | Solar | FIXED | Roof
SRP10820 | UNKNOWN | UNKNOWN | 250 | 42 | 243.2 | 25 |  | Solar | FIXED | Roof
SRP10821 | TRINA SOLAR | TSM-245PA05.05 | 245 | 923 | 225 | 5 |  | Solar | FIXED | Roof
SRP10822 | MATRIX SOLAR/PHOTOWATT | PW1650-175 | 250 | 14 | 176.6 | 20 |  | Solar | FIXED | Roof
SRP10822 | MATRIX SOLAR/PHOTOWATT | PW1650-175 | 250 | 12 | 266.6 | 20 |  | Solar | FIXED | Roof
SRP10823 | UNKNOWN | UNKNOWN | 250 | 60 | 180 | 30 |  | Solar | FIXED | Ground
SRP10824 | BAODING YINGLI NEW ENERGY RESOURCES CO | YL175(156) | 240 | 260 | 159 | 5 |  | Solar | FIXED | Roof
SRP10825 | UNKNOWN | UNKNOWN | 250 | 12 | 153.7 | 30 |  | Solar | FIXED | Roof
SRP10825 | UNKNOWN | UNKNOWN | 250 | 8 | 243.7 | 35 |  | Solar | FIXED | Roof
SRP10826 | UNKNOWN | UNKNOWN | 250 | 26 | 145.5 | 20 |  | Solar | FIXED | Roof
SRP10827 | CHANGZHOU TRINA SOLAR ENERGY CO | TSM-185D | 235 | 26 | 158 | 35 |  | Solar | FIXED | Roof
SRP10827 | CHANGZHOU TRINA SOLAR ENERGY CO | TSM-185D | 235 | 24 | 248 | 25 |  | Solar | FIXED | Roof
SRP10828 | CHANGZHOU TRINA SOLAR ENERGY CO | TSM-185D | 230 | 28 | 174 | 20 |  | Solar | FIXED | Roof
SRP10829 | CHANGZHOU TRINA SOLAR ENERGY CO | TSM-185D | 235 | 20 | 124 | 27 |  | Solar | FIXED | Roof
SRP10829 | CHANGZHOU TRINA SOLAR ENERGY CO | TSM-185D | 235 | 12 | 204 | 45 |  | Solar | FIXED | Roof
SRP10830 | SUNTECH POWER | STP210S-18/UB-1 | 275 | 1012 | 195.5 | 10 |  | Solar | FIXED | Roof
SRP10831 | CHANGZHOU TRINA SOLAR ENERGY CO | TSM-185D | 235 | 26 | 207 | 19 |  | Solar | FIXED | Roof
SRP10832 | CHANGZHOU TRINA SOLAR ENERGY CO | TSM-185D | 235 | 19 | 215 | 28 |  | Solar | FIXED | Roof
SRP10833 | CHANGZHOU TRINA SOLAR ENERGY CO | TSM-185D | 235 | 36 | 118 | 19 |  | Solar | FIXED | Roof
SRP10834 | CHANGZHOU TRINA SOLAR ENERGY CO | TSM-185D | 240 | 10 | 120 | 30 |  | Solar | FIXED | Roof
SRP10834 | CHANGZHOU TRINA SOLAR ENERGY CO | TSM-185D | 240 | 12 | 210 | 30 |  | Solar | FIXED | Roof
SRP10835 | CHANGZHOU TRINA SOLAR ENERGY CO | TSM-185D | 235 | 33 | 157 | 26 |  | Solar | FIXED | Roof
SRP10836 | CHANGZHOU TRINA SOLAR ENERGY CO | TSM-185D | 235 | 72 | 184 | 34 |  | Solar | FIXED | Roof
SRP10837 | CHANGZHOU TRINA SOLAR ENERGY CO | TSM-185D | 230 | 32 | 170 | 22 |  | Solar | FIXED | Roof
SRP10838 | CHANGZHOU TRINA SOLAR ENERGY CO | TSM-185D | 230 | 45 | 212 | 24 |  | Solar | FIXED | Roof
SRP10839 | CANADIAN SOLAR | CS6P-235PX | 235 | 15 | 126 | 35 |  | Solar | FIXED | Roof
SRP10839 | CANADIAN SOLAR | CS6P-235PX | 235 | 2 | 216 | 7 |  | Solar | FIXED | Roof
SRP10840 | CANADIAN SOLAR | CS6P-230 | 235 | 11 | 143 | 16 |  | Solar | FIXED | Roof
SRP10840 | CANADIAN SOLAR | CS6P-230 | 235 | 14 | 233 | 16 |  | Solar | FIXED | Roof
SRP10841 | CANADIAN SOLAR | CS6P-230 | 235 | 12 | 156 | 16 |  | Solar | FIXED | Roof
SRP10843 | CANADIAN SOLAR | CS6P-230 | 235 | 12 | 127 | 20 |  | Solar | FIXED | Roof
SRP10843 | CANADIAN SOLAR | CS6P-230 | 235 | 10 | 217 | 20 |  | Solar | FIXED | Roof
SRP10844 | CANADIAN SOLAR | CS6P-230 | 235 | 5 | 216 | 23 |  | Solar | FIXED | Roof
SRP10844 | CANADIAN SOLAR | CS6P-230 | 235 | 15 | 216 | 25 |  | Solar | FIXED | Roof
SRP10845 | SCHUCO USA | MPE 240 PS 08 | 240 | 13 | 122 | 34 |  | Solar | FIXED | Roof
SRP10846 | CHANGZHOU TRINA SOLAR ENERGY CO | TSM-185D | 235 | 33 | 182 | 18 |  | Solar | FIXED | Roof
SRP10847 | SCHUCO USA |  | 260 | 13 | 195 | 36 |  | Solar | FIXED | Roof
SRP10848 | SUNTECH POWER | STP210S-18/UB-1 | 275 | 176 | 224 | 10 |  | Solar | FIXED | Roof
SRP10850 | ISOFOTON | I-165 | 250 | 32 | 232.6 | 34 |  | Solar | FIXED | Roof
SRP10851 | UNKNOWN | UNKNOWN | 250 | 24 | 127.1 | 35 |  | Solar | FIXED | Roof
SRP10852 | UNKNOWN | UNKNOWN | 250 | 40 | 254 | 33 |  | Solar | FIXED | Roof
SRP10853 | UNKNOWN | UNKNOWN | 250 | 26 | 258.5 | 35 |  | Solar | FIXED | Roof
SRP10854 | MATRIX SOLAR/PHOTOWATT | PW1000-100 | 250 | 18 | 144.3 | 20 |  | Solar | FIXED | Roof
SRP10854 | MATRIX SOLAR/PHOTOWATT | PW1000-100 | 250 | 8 | 234.3 | 20 |  | Solar | FIXED | Roof
SRP10855 | UNKNOWN | UNKNOWN | 250 | 14 | 115 | 9 |  | Solar | FIXED | Roof
SRP10855 | UNKNOWN | UNKNOWN | 250 | 14 | 115 | 30 |  | Solar | FIXED | Roof
SRP10856 | UNKNOWN | UNKNOWN | 255 | 18 | 210 | 34 |  | Solar | FIXED | Roof
SRP10858 | CONERGY AG | S 175MU | 240 | 11 | 147 | 26 |  | Solar | FIXED | Roof
SRP10859 | TRINA SOLAR | TSM-240PA05.10 | 240 | 10 | 101 | 30 |  | Solar | FIXED | Roof
SRP10859 | TRINA SOLAR | TSM-240PA05.10 | 240 | 12 | 185.3 | 30 |  | Solar | FIXED | Roof
SRP10860 | MATRIX SOLAR/PHOTOWATT | PW1650-175 | 245 | 25 | 260 | 26 |  | Solar | FIXED | Roof
SRP10861 | CHANGZHOU TRINA SOLAR ENERGY CO | TSM-185D | 240 | 6 | 220 | 32 |  | Solar | FIXED | Roof
SRP10861 | CHANGZHOU TRINA SOLAR ENERGY CO | TSM-185D | 240 | 23 | 220 | 32 |  | Solar | FIXED | Roof
SRP10862 | CHANGZHOU TRINA SOLAR ENERGY CO | TSM-185D | 235 | 30 | 162 | 22 |  | Solar | FIXED | Roof
SRP10863 | SUNIVA | OPT260-60-4-100 | 260 | 20 | 155 | 27 |  | Solar | FIXED | Roof
SRP10865 | SUNPOWER | SPR-315E-WHT-U | 327 | 26 | 260 | 36 |  | Solar | FIXED | Roof
SRP10866 | SUNPOWER | SPR-240E-WHT-D | 240 | 14 | 103 | 32 |  | Solar | FIXED | Roof
SRP10866 | SUNPOWER | SPR-240E-WHT-D | 240 | 28 | 103 | 32 |  | Solar | FIXED | Roof
SRP10867 | CANADIAN SOLAR | CS6P-230 | 255 | 40 | 226 | 30 |  | Solar | FIXED | Roof
SRP10868 | MATRIX SOLAR/PHOTOWATT | PW1650-175 | 255 | 36 | 170 | 26 |  | Solar | FIXED | Roof
SRP10869 | YINGLI ENERGY (CHINA) | YL260C-30B | 260 | 8 | 119 | 15 |  | Solar | FIXED | Roof
SRP10869 | YINGLI ENERGY (CHINA) | YL260C-30B | 260 | 36 | 202 | 20 |  | Solar | FIXED | Roof
SRP10869 | YINGLI ENERGY (CHINA) | YL260C-30B | 260 | 8 | 300 | 15 |  | Solar | FIXED | Roof
SRP10870 | SUNTECH POWER | STP210S-18/UB-1 | 245 | 11 | 178 | 42 |  | Solar | FIXED | Roof
SRP10870 | SUNTECH POWER | STP210S-18/UB-1 | 245 | 35 | 268 | 32 |  | Solar | FIXED | Roof
SRP10872 | UNKNOWN | UNKNOWN | 250 | 32 | 246.8 | 32 |  | Solar | FIXED | Roof
SRP10873 | BAODING YINGLI NEW ENERGY RESOURCES CO | 110(17)P1447X663 | 260 | 4381 | 36 | 1 |  | Solar | FIXED | Ground
SRP10873 | BAODING YINGLI NEW ENERGY RESOURCES CO | 110(17)P1447X663 | 260 | 4381 | 216 | 15 |  | Solar | FIXED | Ground
SRP10874 | UNKNOWN | UNKNOWN | 250 | 46 | 139.9 | 28 |  | Solar | FIXED | Roof
SRP10874 | UNKNOWN | UNKNOWN | 250 | 16 | 229.9 | 25 |  | Solar | FIXED | Roof
SRP10875 | MATRIX SOLAR/PHOTOWATT | PW1000-100 | 250 | 26 | 198.7 | 20 |  | Solar | FIXED | Roof
SRP10876 | UNKNOWN | UNKNOWN | 250 | 26 | 196 | 31 |  | Solar | FIXED | Roof
SRP10877 | BAODING YINGLI NEW ENERGY RESOURCES CO | 110(17)P1447X663 | 260 | 11037 | 126 | 15 |  | Solar | FIXED | Ground
SRP10877 | BAODING YINGLI NEW ENERGY RESOURCES CO | 110(17)P1447X663 | 260 | 11037 | 306 | 1 |  | Solar | FIXED | Ground
SRP10878 | UNKNOWN | UNKNOWN | 250 | 9 | 46.6 | 5 |  | Solar | FIXED | Roof
SRP10878 | UNKNOWN | UNKNOWN | 250 | 11 | 136.6 | 2 |  | Solar | FIXED | Roof
SRP10878 | UNKNOWN | UNKNOWN | 250 | 9 | 226.6 | 5 |  | Solar | FIXED | Roof
SRP10879 | MATRIX SOLAR/PHOTOWATT | PW1000-100 | 250 | 18 | 107.3 | 10 |  | Solar | FIXED | Roof
SRP10879 | MATRIX SOLAR/PHOTOWATT | PW1000-100 | 250 | 18 | 197.3 | 25 |  | Solar | FIXED | Roof
SRP10880 | SUNPOWER | SPR-230-WHT-U | 230 | 30 | 83 | 30 |  | Solar | FIXED | Roof
SRP10880 | SUNPOWER | SPR-230-WHT-U | 230 | 20 | 173 | 30 |  | Solar | FIXED | Roof
SRP10881 | CANADIAN SOLAR | CS6P-235PX | 235 | 44 | 180 | 5 |  | Solar | FIXED | Roof
SRP10881 | CANADIAN SOLAR | CS6P-235PX | 235 | 30 | 180 | 14 |  | Solar | FIXED | Roof
SRP10882 | CHANGZHOU TRINA SOLAR ENERGY CO | TSM-185D | 240 | 33 | 192 | 29 |  | Solar | FIXED | Roof
SRP10883 | YINGLI ENERGY (CHINA) | YL260C-30B | 260 | 11 | 170 | 30 |  | Solar | FIXED | Roof
SRP10883 | YINGLI ENERGY (CHINA) | YL260C-30B | 260 | 33 | 260 | 30 |  | Solar | FIXED | Roof
SRP10884 | SUNPOWER | SPR-225-BLK-U | 225 | 24 | 120 | 38 |  | Solar | FIXED | Roof
SRP10884 | SUNPOWER | SPR-225-BLK-U | 225 | 28 | 210 | 30 |  | Solar | FIXED | Roof
SRP10885 | MATRIX SOLAR/PHOTOWATT | PW1000-100 | 250 | 40 | 217 | 18 |  | Solar | FIXED | Roof
SRP10886 | ASTROPOWER |  | 280 | 154 | 206 | 13 |  | Solar | FIXED | Roof
SRP10886 | NINGBO SOLAR ELECTRIC POWER | TPB156X156-72-P 280W | 280 | 220 | 206 | 13 |  | Solar | FIXED | Roof
SRP10887 | SUNPOWER | PL-AP-120L | 308 | 24 | 163 | 20 |  | Solar | FIXED | Roof
SRP10888 | BAODING YINGLI NEW ENERGY RESOURCES CO | 85(17)P1172X541 | 240 | 30 | 235 | 21 |  | Solar | FIXED | Roof
SRP10890 | YINGLI ENERGY (CHINA) | YL260C-30B | 260 | 8 | 101 | 30 |  | Solar | FIXED | Roof
SRP10890 | YINGLI ENERGY (CHINA) | YL260C-30B | 260 | 27 | 191 | 40 |  | Solar | FIXED | Roof
SRP10890 | YINGLI ENERGY (CHINA) | YL260C-30B | 260 | 4 | 281 | 30 |  | Solar | FIXED | Roof
SRP10891 | SUNPOWER | SPR-230-WHT-U | 230 | 12 | 126 | 14 |  | Solar | FIXED | Roof
SRP10891 | SUNPOWER | SPR-230-WHT-U | 230 | 20 | 126 | 18 |  | Solar | FIXED | Roof
SRP10891 | SUNPOWER | SPR-230-WHT-U | 230 | 9 | 306 | 18 |  | Solar | FIXED | Roof
SRP10892 | BAODING YINGLI NEW ENERGY RESOURCES CO | 110(17)P1447X663 | 240 | 27 | 119 | 18 |  | Solar | FIXED | Roof
SRP10893 | UNKNOWN | UNKNOWN | 255 | 33 | 114 | 21 |  | Solar | FIXED | Roof
SRP10893 | UNKNOWN | UNKNOWN | 255 | 11 | 294 | 21 |  | Solar | FIXED | Roof
SRP10894 | SUNTECH POWER | STP210S-18/UB-1 | 275 | 1008 | 138 | 10 |  | Solar | FIXED | Roof
SRP10894 | SUNTECH POWER | STP210S-18/UB-1 | 280 | 5845 | 138 | 10 |  | Solar | FIXED | Roof
SRP10896 | UNKNOWN | UNKNOWN | 250 | 16 | 109.5 | 25 |  | Solar | FIXED | Roof
SRP10896 | UNKNOWN | UNKNOWN | 250 | 16 | 199.5 | 23 |  | Solar | FIXED | Roof
SRP10897 | SHARP | ND-V230A1 | 240 | 1131 | 180 | 25 |  | Solar | FIXED | Ground
SRP10898 | UNKNOWN | UNKNOWN | 250 | 20 | 172.2 | 15 |  | Solar | FIXED | Roof
SRP10901 | SUNPOWER | SPR-327NE-WHT-D | 327 | 30 | 163 | 21 |  | Solar | FIXED | Roof
SRP10901 | SUNPOWER | SPR-327NE-WHT-D | 327 | 18 | 253 | 21 |  | Solar | FIXED | Roof
SRP10902 | UNKNOWN | UNKNOWN | 250 | 40 | 262 | 30 |  | Solar | FIXED | Roof
SRP10903 | UNKNOWN | UNKNOWN | 250 | 16 | 107.5 | 18 |  | Solar | FIXED | Roof
SRP10904 | SUNPOWER | SPR-300E-WHT-U | 327 | 21 | 180 | 30 |  | Solar | FIXED | Roof
SRP10904 | SUNPOWER | SPR-300E-WHT-U | 327 | 16 | 205 | 39 |  | Solar | FIXED | Roof
SRP10905 | MATRIX SOLAR/PHOTOWATT | PW1650-175 | 250 | 9 | 129 | 45 |  | Solar | FIXED | Roof
SRP10905 | MATRIX SOLAR/PHOTOWATT | PW1650-175 | 250 | 31 | 219 | 32 |  | Solar | FIXED | Roof
SRP10906 | MATRIX SOLAR/PHOTOWATT | PW1000-100 | 250 | 12 | 110.1 | 20 |  | Solar | FIXED | Roof
SRP10906 | MATRIX SOLAR/PHOTOWATT | PW1000-100 | 250 | 12 | 200.1 | 25 |  | Solar | FIXED | Roof
SRP10906 | MATRIX SOLAR/PHOTOWATT | PW1000-100 | 250 | 17 | 290.1 | 20 |  | Solar | FIXED | Roof
SRP10908 | SUNTECH POWER | STP180-24/AB-1 | 185 | 16 | 44 | 15 |  | Solar | FIXED | Roof
SRP10908 | SUNTECH POWER | STP180-24/AB-1 | 185 | 48 | 134 | 30 |  | Solar | FIXED | Roof
SRP10908 | SUNTECH POWER | STP180-24/AB-1 | 185 | 16 | 224 | 15 |  | Solar | FIXED | Roof
SRP10909 | CHANGZHOU TRINA SOLAR ENERGY CO | TSM-185D | 230 | 430 | 200 | 0 |  | Solar | FIXED | Roof
SRP10910 | SANYO ELECTRIC | HIP-205BA5 | 220 | 39 | 211 | 28 |  | Solar | FIXED | Roof
SRP10911 | SUNPOWER | SPR-230-WHT-U | 245 | 30 | 188 | 38 |  | Solar | FIXED | Roof
SRP10912 | YINGLI ENERGY (CHINA) | YL260C-30B | 260 | 48 | 201 | 32 |  | Solar | FIXED | Roof
SRP10914 | UNKNOWN | UNKNOWN | 245 | 25 | 130 | 26 |  | Solar | FIXED | Roof
SRP10916 | MATRIX SOLAR/PHOTOWATT | PW1650-175 | 245 | 40 | 192 | 24 |  | Solar | FIXED | Roof
SRP10917 | UNKNOWN | UNKNOWN | 250 | 30 | 219 | 25 |  | Solar | FIXED | Roof
SRP10918 | UNKNOWN | UNKNOWN | 250 | 14 | 125.4 | 31 |  | Solar | FIXED | Roof
SRP10918 | UNKNOWN | UNKNOWN | 250 | 5 | 215.4 | 32 |  | Solar | FIXED | Roof
SRP10918 | UNKNOWN | UNKNOWN | 250 | 8 | 215.4 | 35 |  | Solar | FIXED | Roof
SRP10919 | CHANGZHOU TRINA SOLAR ENERGY CO | TSM-185D | 240 | 32 | 151 | 25 |  | Solar | FIXED | Roof
SRP10922 | SCHUCO USA |  | 220 | 294 | 189 | 7 |  | Solar | FIXED | Roof
SRP10924 | SUNTECH POWER | STP210S-18/UB-1 | 250 | 33 | 191 | 32 |  | Solar | FIXED | Roof
SRP10927 | SUNPOWER | SPR-225-BLK-U | 225 | 60 | 145 | 18 |  | Solar | FIXED | Roof
SRP10928 | SHANGHAI CHAORI SOLAR ENERGY SCIENCE & TECHNOLOGY | CRM230S156P-60(T) | 230 | 9996 | 180 | 20 |  | Solar | FIXED | Ground
SRP10929 | CANADIAN SOLAR | CS6P-235PX | 235 | 27 | 251 | 24 |  | Solar | FIXED | Roof
SRP10930 | SUNPOWER | SPR-230-WHT-U | 240 | 36 | 224 | 26 |  | Solar | FIXED | Roof
SRP10931 | SUNPOWER | SPR-305-WHT-U | 308 | 39 | 180 | 30 |  | Solar | FIXED | Ground
SRP10932 | CHANGZHOU TRINA SOLAR ENERGY CO | TSM-185D | 240 | 8 | 145 | 34 |  | Solar | FIXED | Roof
SRP10932 | CHANGZHOU TRINA SOLAR ENERGY CO | TSM-185D | 240 | 12 | 235 | 29 |  | Solar | FIXED | Roof
SRP10933 | CHANGZHOU TRINA SOLAR ENERGY CO | TSM-185D | 240 | 20 | 182.2 | 35 |  | Solar | FIXED | Roof
SRP10934 | CHANGZHOU TRINA SOLAR ENERGY CO | TSM-185D | 240 | 17 | 204 | 26 |  | Solar | FIXED | Roof
SRP10937 | KYOCERA SOLAR | KD210GX-LP | 220 | 7 | 168 | 34 |  | Solar | FIXED | Roof
SRP10937 | KYOCERA SOLAR | KD210GX-LP | 220 | 22 | 258 | 25 |  | Solar | FIXED | Roof
SRP10938 | SUNPOWER | SPR-315E-WHT-U | 327 | 35 | 208 | 10 |  | Solar | FIXED | Roof
SRP10939 | BAODING YINGLI NEW ENERGY RESOURCES CO | 50(17)P974X453 | 240 | 24 | 157 | 27 |  | Solar | FIXED | Roof
SRP10940 | KYOCERA SOLAR | KD210GX-LP | 215 | 7 | 148 | 34 |  | Solar | FIXED | Roof
SRP10940 | KYOCERA SOLAR | KC125G | 215 | 20 | 238 | 34 |  | Solar | FIXED | Roof
SRP10941 | BAODING YINGLI NEW ENERGY RESOURCES CO | 120(17)P1447X663 | 235 | 50 | 265 | 30 |  | Solar | FIXED | Roof
SRP10942 | BAODING YINGLI NEW ENERGY RESOURCES CO | 110(17)P1447X663 | 240 | 10 | 54 | 29 |  | Solar | FIXED | Roof
SRP10942 | BAODING YINGLI NEW ENERGY RESOURCES CO | 110(17)P1447X663 | 240 | 7 | 144 | 40 |  | Solar | FIXED | Roof
SRP10942 | BAODING YINGLI NEW ENERGY RESOURCES CO | 110(17)P1447X663 | 240 | 10 | 234 | 29 |  | Solar | FIXED | Roof
SRP10943 | BAODING YINGLI NEW ENERGY RESOURCES CO | 110(17)P1447X663 | 240 | 20 | 192 | 18 |  | Solar | FIXED | Roof
SRP10944 | BAODING YINGLI NEW ENERGY RESOURCES CO | 110(17)P1447X663 | 240 | 27 | 237 | 34 |  | Solar | FIXED | Roof
SRP10945 | BAODING YINGLI NEW ENERGY RESOURCES CO | 110(17)P1447X663 | 240 | 30 | 138 | 30 |  | Solar | FIXED | Roof
SRP10946 | KYOCERA SOLAR | KD210GX-LP | 220 | 20 | 267 | 23 |  | Solar | FIXED | Roof
SRP10947 | KYOCERA SOLAR | KC120-1 | 215 | 9 | 126 | 18 |  | Solar | FIXED | Roof
SRP10947 | KYOCERA SOLAR | KC120-1 | 215 | 20 | 126 | 34 |  | Solar | FIXED | Roof
SRP10948 | SUNPOWER | SPR-230-WHT-U | 245 | 47 | 180 | 34 |  | Solar | FIXED | Ground
SRP10949 | UNKNOWN | UNKNOWN | 250 | 12 | 96 | 20 |  | Solar | FIXED | Roof
SRP10950 | UNKNOWN | UNKNOWN | 250 | 35 | 210.2 | 30 |  | Solar | FIXED | Roof
SRP10951 | UNKNOWN | UNKNOWN | 250 | 32 | 94.2 | 15 |  | Solar | FIXED | Roof
SRP10952 | SCHUCO USA |  | 260 | 26 | 180 | 16 |  | Solar | FIXED | Roof
SRP10953 | SCHUCO USA |  | 260 | 24 | 192 | 21 |  | Solar | FIXED | Roof
SRP10954 | REC SCANMODULE | SCM230 | 235 | 22 | 202 | 18 |  | Solar | FIXED | Roof
SRP10955 | MATRIX SOLAR/PHOTOWATT | PW1650-175 | 245 | 27 | 210 | 26 |  | Solar | FIXED | Roof
SRP10955 | MATRIX SOLAR/PHOTOWATT | PW1650-175 | 245 | 10 | 210 | 32 |  | Solar | FIXED | Roof
SRP10956 | ISOFOTON | I-100/12 | 245 | 22 | 157 | 24 |  | Solar | FIXED | Roof
SRP10956 | ISOFOTON | I-100/12 | 245 | 11 | 246 | 20 |  | Solar | FIXED | Roof
SRP10957 | MATRIX SOLAR/PHOTOWATT | PW1650-175 | 245 | 23 | 205 | 34 |  | Solar | FIXED | Roof
SRP10958 | SUNTECH POWER | STP210S-18/UB-1 | 245 | 4 | 90 | 22 |  | Solar | FIXED | Roof
SRP10958 | SUNTECH POWER | STP210S-18/UB-1 | 245 | 35 | 182 | 26 |  | Solar | FIXED | Roof
SRP10959 | CHANGZHOU TRINA SOLAR ENERGY CO | TSM-185D | 240 | 26 | 177 | 21 |  | Solar | FIXED | Roof
SRP10960 | UNKNOWN | UNKNOWN | 245 | 8 | 105 | 11 |  | Solar | FIXED | Roof
SRP10960 | UNKNOWN | UNKNOWN | 245 | 11 | 105 | 32 |  | Solar | FIXED | Roof
SRP10960 | UNKNOWN | UNKNOWN | 245 | 2 | 195 | 30 |  | Solar | FIXED | Roof
SRP10960 | UNKNOWN | UNKNOWN | 245 | 6 | 195 | 30 |  | Solar | FIXED | Roof
SRP10962 | ISOFOTON | I-100/12 | 245 | 36 | 165 | 32 |  | Solar | FIXED | Roof
SRP10962 | ISOFOTON | I-100/12 | 245 | 14 | 255 | 40 |  | Solar | FIXED | Roof
SRP10963 | ISOFOTON | I-100/12 | 245 | 28 | 150 | 26 |  | Solar | FIXED | Roof
SRP10964 | TRINA SOLAR | TSM-240DA05 | 240 | 2912 | 191 | 5 |  | Solar | FIXED | Roof
SRP10965 | MATRIX SOLAR/PHOTOWATT | PW1650-175 | 255 | 30 | 175 | 18 |  | Solar | FIXED | Roof
SRP10965 | MATRIX SOLAR/PHOTOWATT | PW1650-175 | 255 | 23 | 175 | 26 |  | Solar | FIXED | Roof
SRP10966 | UNKNOWN | UNKNOWN | 255 | 8 | 98 | 30 |  | Solar | FIXED | Roof
SRP10966 | UNKNOWN | UNKNOWN | 255 | 4 | 188 | 44 |  | Solar | FIXED | Roof
SRP10966 | UNKNOWN | UNKNOWN | 255 | 7 | 188 | 44 |  | Solar | FIXED | Roof
SRP10966 | UNKNOWN | UNKNOWN | 255 | 7 | 188 | 46 |  | Solar | FIXED | Roof
SRP10967 | LG ELECTRONICS SOLAR CELL DIVISION | LG245M1C-G2 | 245 | 18 | 186 | 20 |  | Solar | FIXED | Roof
SRP10968 | SUNPOWER | SPR-225-BLK-U | 225 | 20 | 273 | 15 |  | Solar | FIXED | Roof
SRP10968 | SUNPOWER | SPR-225-BLK-U | 225 | 18 | 273 | 30 |  | Solar | FIXED | Roof
SRP10968 | SUNPOWER | SPR-225-BLK-U | 225 | 30 | 273 | 30 |  | Solar | FIXED | Roof
SRP10969 | UNKNOWN | UNKNOWN | 245 | 16 | 133 | 31 |  | Solar | FIXED | Roof
SRP10970 | CANADIAN SOLAR | CS6P-230 | 255 | 14 | 158 | 22 |  | Solar | FIXED | Roof
SRP10970 | CANADIAN SOLAR | CS6P-230 | 255 | 14 | 158 | 45 |  | Solar | FIXED | Roof
SRP10971 | UNKNOWN | UNKNOWN | 255 | 36 | 186 | 27 |  | Solar | FIXED | Roof
SRP10972 | SCHOTT SOLAR | SAPC-165S | 245 | 2128 | 173 | 10 |  | Solar | FIXED | Roof
SRP10973 | ET SOLAR INDUSTRY | ET-P672280 | 285 | 42 | 183 | 38 |  | Solar | FIXED | Roof
SRP10974 | CHANGZHOU TRINA SOLAR ENERGY CO | TSM-185D | 240 | 30 | 152.7 | 19 |  | Solar | FIXED | Roof
SRP10975 | SUNTECH POWER | STP210S-18/UB-1 | 280 | 2915 | 152 | 10 |  | Solar | FIXED | Roof
SRP10977 | CANADIAN SOLAR | CS6P-230 | 235 | 2 | 153 | 18 |  | Solar | FIXED | Roof
SRP10977 | CANADIAN SOLAR | CS6P-230 | 235 | 4 | 153 | 34 |  | Solar | FIXED | Roof
SRP10977 | CANADIAN SOLAR | CS6P-230 | 235 | 10 | 245 | 25 |  | Solar | FIXED | Roof
SRP10978 | CANADIAN SOLAR | CS6P-230 | 235 | 13 | 97 | 23 |  | Solar | FIXED | Roof
SRP10978 | CANADIAN SOLAR | CS6P-230 | 235 | 6 | 137 | 24 |  | Solar | FIXED | Roof
SRP10978 | CANADIAN SOLAR | CS6P-230 | 235 | 7 | 228 | 19 |  | Solar | FIXED | Roof
SRP10980 | UNKNOWN | UNKNOWN | 250 | 20 | 104.7 | 25 |  | Solar | FIXED | Roof
SRP10980 | UNKNOWN | UNKNOWN | 250 | 11 | 284.7 | 25 |  | Solar | FIXED | Roof
SRP10981 | UNKNOWN | UNKNOWN | 250 | 24 | 156.9 | 40 |  | Solar | FIXED | Roof
SRP10981 | UNKNOWN | UNKNOWN | 250 | 22 | 246.9 | 30 |  | Solar | FIXED | Roof
SRP10982 | UNKNOWN | UNKNOWN | 250 | 9 | 171.9 | 16 |  | Solar | FIXED | Roof
SRP10982 | UNKNOWN | UNKNOWN | 250 | 19 | 261.9 | 17 |  | Solar | FIXED | Roof
SRP10983 | UNKNOWN | UNKNOWN | 250 | 38 | 124 | 30 |  | Solar | FIXED | Roof
SRP10984 | UNKNOWN | UNKNOWN | 250 | 9 | 170 | 25 |  | Solar | FIXED | Roof
SRP10984 | UNKNOWN | UNKNOWN | 250 | 18 | 260 | 25 |  | Solar | FIXED | Roof
SRP10985 | ISOFOTON | I-165 | 250 | 16 | 122.7 | 46 |  | Solar | FIXED | Roof
SRP10985 | ISOFOTON | I-165 | 250 | 18 | 212.7 | 46 |  | Solar | FIXED | Roof
SRP10986 | UNKNOWN | UNKNOWN | 250 | 56 | 127.5 | 28 |  | Solar | FIXED | Roof
SRP10987 | CHANGZHOU TRINA SOLAR ENERGY CO | TSM-185D | 245 | 25 | 116 | 26 |  | Solar | FIXED | Roof
SRP10988 | CHANGZHOU TRINA SOLAR ENERGY CO | TSM-185D | 245 | 8 | 115 | 35 |  | Solar | FIXED | Roof
SRP10988 | CHANGZHOU TRINA SOLAR ENERGY CO | TSM-185D | 245 | 16 | 205 | 38 |  | Solar | FIXED | Roof
SRP10990 | LG ELECTRONICS SOLAR CELL DIVISION | LG245M1C-G2 | 245 | 11 | 140 | 15 |  | Solar | FIXED | Roof
SRP10990 | LG ELECTRONICS SOLAR CELL DIVISION | LG245M1C-G2 | 245 | 22 | 140 | 32 |  | Solar | FIXED | Roof
SRP10991 | MATRIX SOLAR/PHOTOWATT | PW1650-175 | 245 | 36 | 165 | 26 |  | Solar | FIXED | Roof
SRP10992 | UNKNOWN | UNKNOWN | 245 | 23 | 216 | 23 |  | Solar | FIXED | Roof
SRP10993 | UNKNOWN | UNKNOWN | 250 | 21 | 185 | 20 |  | Solar | FIXED | Roof
SRP10994 | UNKNOWN | UNKNOWN | 250 | 35 | 151.1 | 16 |  | Solar | FIXED | Roof
SRP10995 | SUNTECH POWER | STP180S-24/AB-1 | 185 | 43 | 187 | 30 |  | Solar | FIXED | Roof
SRP10996 | UNKNOWN | UNKNOWN | 250 | 31 | 143.2 | 36 |  | Solar | FIXED | Roof
SRP10997 | UNKNOWN | UNKNOWN | 250 | 26 | 130 | 32 |  | Solar | FIXED | Roof
SRP10999 | UNKNOWN | UNKNOWN | 250 | 16 | 274 | 5 |  | Solar | FIXED | Roof
SRP10999 | UNKNOWN | UNKNOWN | 250 | 28 | 274 | 18 |  | Solar | FIXED | Roof
SRP11000 | UNKNOWN | UNKNOWN | 250 | 32 | 162.6 | 35 |  | Solar | FIXED | Roof
SRP11000 | UNKNOWN | UNKNOWN | 250 | 8 | 252.6 | 35 |  | Solar | FIXED | Roof
SRP11001 | MATRIX SOLAR/PHOTOWATT | PW1000-100 | 250 | 35 | 150.5 | 25 |  | Solar | FIXED | Roof
SRP11002 | UNKNOWN | UNKNOWN | 250 | 32 | 193 | 34 |  | Solar | FIXED | Roof
SRP11003 | UNKNOWN | UNKNOWN | 250 | 38 | 209.6 | 35 |  | Solar | FIXED | Roof
SRP11004 | SHANGHAI SOLAR ENERGY S&T | S-180C | 230 | 2492 | 168 | 10 |  | Solar | FIXED | Roof
SRP11005 | KYOCERA SOLAR | KD210GX-LP | 215 | 24 | 127 | 25 |  | Solar | FIXED | Roof
SRP11009 | MATRIX SOLAR/PHOTOWATT | PW1000-100 | 245 | 30 | 244 | 26 |  | Solar | FIXED | Roof
SRP11010 | TRINA SOLAR | TSM-240PA05.10 | 240 | 9 | 209 | 33 |  | Solar | FIXED | Roof
SRP11010 | TRINA SOLAR | TSM-240PD05.10 | 240 | 19 | 209 | 34 |  | Solar | FIXED | Roof
SRP11011 | MATRIX SOLAR/PHOTOWATT | PW1650-175 | 255 | 36 | 147 | 32 |  | Solar | FIXED | Roof
SRP11012 | ET SOLAR INDUSTRY | ET-P672280 | 190 | 48 | 250 | 28 |  | Solar | FIXED | Roof
SRP11013 | SUNPOWER | SPR-315E-WHT-U | 327 | 40 | 109 | 19 |  | Solar | FIXED | Roof
SRP11014 | CANADIAN SOLAR | CS6P-230 | 240 | 22 | 166 | 20 |  | Solar | FIXED | Roof
SRP11015 | UNKNOWN | UNKNOWN | 245 | 6 | 228 | 27 |  | Solar | FIXED | Roof
SRP11016 | SHARP | ND-224UC1 | 235 | 26 | 147 | 45 |  | Solar | FIXED | Roof
SRP11017 | UNKNOWN | UNKNOWN | 250 | 24 | 205.5 | 20 |  | Solar | FIXED | Roof
SRP11018 | SUNTECH POWER | STP210-18/UB-1 | 245 | 40 | 231 | 41 |  | Solar | FIXED | Roof
SRP11020 | SUNTECH POWER | STP210-18/UB-1 | 245 | 26 | 175 | 36 |  | Solar | FIXED | Roof
SRP11021 | MITSUBISHI ELECTRIC | PV-UE135MF5N | 250 | 20 | 170 | 36 |  | Solar | FIXED | Roof
SRP11023 | LG ELECTRONICS SOLAR CELL DIVISION | LG255S1C-G2 | 255 | 33 | 203 | 25 |  | Solar | FIXED | Roof
SRP11024 | LG ELECTRONICS SOLAR CELL DIVISION | LG255S1C-G2 | 255 | 20 | 226 | 36 |  | Solar | FIXED | Roof
SRP11026 | CHANGZHOU TRINA SOLAR ENERGY CO | TSM-185D | 235 | 39 | 142 | 24 |  | Solar | FIXED | Roof
SRP11028 | UNKNOWN | UNKNOWN | 255 | 32 | 209 | 27 |  | Solar | FIXED | Roof
SRP11029 | UNKNOWN | UNKNOWN | 250 | 19 | 107 | 40 |  | Solar | FIXED | Roof
SRP11029 | UNKNOWN | UNKNOWN | 250 | 16 | 197 | 39 |  | Solar | FIXED | Roof
SRP11030 | CANADIAN SOLAR | CS6P-235PX | 235 | 33 | 102 | 25 |  | Solar | FIXED | Roof
SRP11031 | CONERGY AG | S 175MU | 240 | 22 | 194 | 35 |  | Solar | FIXED | Roof
SRP11032 | CANADIAN SOLAR | CS5P-240 | 255 | 28 | 100 | 29 |  | Solar | FIXED | Roof
SRP11033 | LG ELECTRONICS SOLAR CELL DIVISION | LG255S1C-G2 | 255 | 7 | 123 | 18 |  | Solar | FIXED | Roof
SRP11033 | LG ELECTRONICS SOLAR CELL DIVISION | LG255S1C-G2 | 255 | 7 | 213 | 18 |  | Solar | FIXED | Roof
SRP11035 | LG ELECTRONICS SOLAR CELL DIVISION | LG255S1C-G2 | 255 | 24 | 201 | 18 |  | Solar | FIXED | Roof
SRP11035 | LG ELECTRONICS SOLAR CELL DIVISION | LG255S1C-G2 | 255 | 8 | 201 | 37 |  | Solar | FIXED | Roof
SRP11036 | UNKNOWN | UNKNOWN | 255 | 33 | 130 | 25 |  | Solar | FIXED | Roof
SRP11037 | LG ELECTRONICS SOLAR CELL DIVISION | LG255S1C-G2 | 255 | 16 | 140 | 17 |  | Solar | FIXED | Roof
SRP11037 | LG ELECTRONICS SOLAR CELL DIVISION | LG255S1C-G2 | 255 | 11 | 225 | 17 |  | Solar | FIXED | Roof
SRP11038 | SOLARWORLD | SW185MONO | 240 | 42 | 226 | 39 |  | Solar | FIXED | Roof
SRP11039 | SOLARWORLD | SW185MONO | 255 | 32 | 154 | 2 |  | Solar | FIXED | Roof
SRP11039 | SOLARWORLD | SW185MONO | 255 | 12 | 196 | 2 |  | Solar | FIXED | Roof
SRP11039 | SOLARWORLD | SW185MONO | 255 | 33 | 200 | 2 |  | Solar | FIXED | Roof
SRP11040 | MATRIX SOLAR/PHOTOWATT | PW1650-175 | 255 | 38 | 171 | 30 |  | Solar | FIXED | Roof
SRP11041 | CANADIAN SOLAR | CS5P-240 | 255 | 24 | 172 | 30 |  | Solar | FIXED | Roof
SRP11041 | CANADIAN SOLAR | CS5P-240 | 255 | 16 | 262 | 30 |  | Solar | FIXED | Roof
SRP11043 | LG ELECTRONICS SOLAR CELL DIVISION | LG255S1C-G2 | 255 | 22 | 151 | 20 |  | Solar | FIXED | Roof
SRP11045 | SOLARWORLD | SW185MONO | 235 | 88 | 180 | 25 |  | Solar | FIXED | Roof
SRP11046 | SOLARWORLD | SW185MONO | 235 | 39 | 118 | 32 |  | Solar | FIXED | Roof
SRP11047 | SUNPOWER | SPR-230-WHT-U | 245 | 30 | 228 | 35 |  | Solar | FIXED | Roof
SRP11048 | SUNPOWER | SPR-230-WHT-U | 245 | 43 | 167 | 15 |  | Solar | FIXED | Roof
SRP11049 | SUNTECH POWER | STP180S-24/AB-1 | 185 | 12 | 94.1 | 30 |  | Solar | FIXED | Roof
SRP11050 | UNKNOWN | UNKNOWN | 250 | 34 | 125 | 20 |  | Solar | FIXED | Roof
SRP11051 | SCHOTT SOLAR | ASE-250DGF/17 | 245 | 1669 | 154 | 10.2 |  | Solar | FIXED | Roof
SRP11051 | SCHOTT SOLAR | SAPC-175 | 245 | 489 | 177 | 10.2 |  | Solar | FIXED | Roof
SRP11051 | SCHOTT SOLAR | SAPC-175 | 245 | 2132 | 177 | 10.2 |  | Solar | FIXED | Roof
SRP11052 | MATRIX SOLAR/PHOTOWATT | PW1650-175 | 250 | 64 | 180 | 20 |  | Solar | FIXED | Ground
SRP11053 | MATRIX SOLAR/PHOTOWATT | PW1000-100 | 250 | 207 | 180 | 20 |  | Solar | FIXED | Ground
SRP11054 | UNKNOWN | UNKNOWN | 250 | 24 | 185.5 | 26 |  | Solar | FIXED | Roof
SRP11054 | UNKNOWN | UNKNOWN | 250 | 34 | 185.5 | 34 |  | Solar | FIXED | Roof
SRP11055 | UNKNOWN | UNKNOWN | 250 | 42 | 111.1 | 25 |  | Solar | FIXED | Roof
SRP11055 | UNKNOWN | UNKNOWN | 250 | 30 | 291.1 | 25 |  | Solar | FIXED | Roof
SRP11056 | UNKNOWN | UNKNOWN | 250 | 26 | 104 | 15 |  | Solar | FIXED | Roof
SRP11056 | UNKNOWN | UNKNOWN | 250 | 7 | 194 | 15 |  | Solar | FIXED | Roof
SRP11058 | UNKNOWN | UNKNOWN | 250 | 25 | 166.5 | 20 |  | Solar | FIXED | Roof
SRP11058 | UNKNOWN | UNKNOWN | 250 | 17 | 256.5 | 20 |  | Solar | FIXED | Roof
SRP11059 | CONERGY | CONERGY PM 240P | 240 | 27 | 203 | 10 |  | Solar | FIXED | Roof
SRP11060 | MATRIX SOLAR/PHOTOWATT | PW1000-100 | 250 | 44 | 162 | 18 |  | Solar | FIXED | Roof
SRP11061 | WESTINGHOUSE SOLAR | WLW-235-1-AC1-A-B | 235 | 24 | 115 | 32 |  | Solar | FIXED | Roof
SRP11061 | WESTINGHOUSE SOLAR | WLW-235-1-AC1-A-B | 235 | 6 | 115 | 38 |  | Solar | FIXED | Roof
SRP11062 | SOLARWORLD | SW245 POLY | 245 | 6 | 171 | 43 |  | Solar | FIXED | Roof
SRP11062 | SOLARWORLD | SW245 POLY | 245 | 15 | 171 | 44 |  | Solar | FIXED | Roof
SRP11062 | SOLARWORLD | SW245 POLY | 245 | 13 | 171 | 47 |  | Solar | FIXED | Roof
SRP11066 | SCHUCO USA | MPE 240 PS 08 | 240 | 24 | 93 | 23 |  | Solar | FIXED | Roof
SRP11067 | SCHUCO USA |  | 240 | 12 | 103 | 23 |  | Solar | FIXED | Roof
SRP11067 | SCHUCO USA |  | 240 | 26 | 193 | 23 |  | Solar | FIXED | Roof
SRP11068 | SCHUCO USA |  | 260 | 12 | 219 | 28 |  | Solar | FIXED | Roof
SRP11070 | SCHUCO USA |  | 260 | 13 | 116 | 11 |  | Solar | FIXED | Roof
SRP11072 | BAODING YINGLI NEW ENERGY RESOURCES CO | YL175(156) | 240 | 169 | 213 | 5 |  | Solar | FIXED | Roof
SRP11073 | SCHUCO USA |  | 260 | 19 | 206 | 34 |  | Solar | FIXED | Roof
SRP11074 | SCHUCO USA |  | 240 | 26 | 130 | 23 |  | Solar | FIXED | Roof
SRP11075 | CHANGZHOU TRINA SOLAR ENERGY CO | TSM-185D | 245 | 26 | 260 | 30 |  | Solar | FIXED | Roof
SRP11076 | CANADIAN SOLAR | CS6P-230 | 235 | 33 | 141 | 40 |  | Solar | FIXED | Roof
SRP11078 | CHANGZHOU TRINA SOLAR ENERGY CO | TSM-185D | 245 | 13 | 156 | 38 |  | Solar | FIXED | Roof
SRP11078 | CHANGZHOU TRINA SOLAR ENERGY CO | TSM-185D | 245 | 8 | 246 | 34 |  | Solar | FIXED | Roof
SRP11079 | SHARP | NU-U240F2 | 240 | 416 | 227 | 10 |  | Solar | FIXED | Roof
SRP11080 | SUNTECH POWER | STP210S-18/UB-1 | 250 | 36 | 141 | 26 |  | Solar | FIXED | Roof
SRP11081 | CHANGZHOU TRINA SOLAR ENERGY CO | TSM-185D | 240 | 28 | 155 | 40 |  | Solar | FIXED | Roof
SRP11082 | CHANGZHOU TRINA SOLAR ENERGY CO | TSM-185D | 235 | 20 | 123 | 26 |  | Solar | FIXED | Roof
SRP11083 | CHANGZHOU TRINA SOLAR ENERGY CO | TSM-185D | 240 | 18 | 140 | 37 |  | Solar | FIXED | Roof
SRP11083 | CHANGZHOU TRINA SOLAR ENERGY CO | TSM-185D | 240 | 22 | 140 | 37 |  | Solar | FIXED | Roof
SRP11084 | CHANGZHOU TRINA SOLAR ENERGY CO | TSM-160D | 235 | 42 | 113 | 27 |  | Solar | FIXED | Roof
SRP11085 | HYUNDAI HEAVY INDUSTRIES | HIS-S245MG | 245 | 26 | 151 | 10 |  | Solar | FIXED | Roof
SRP11085 | HYUNDAI HEAVY INDUSTRIES | HIS-S245MG | 245 | 52 | 151 | 26 |  | Solar | FIXED | Roof
SRP11086 | CHANGZHOU TRINA SOLAR ENERGY CO | TSM-165D | 240 | 18 | 180 | 40 |  | Solar | FIXED | Roof
SRP11087 | CHANGZHOU TRINA SOLAR ENERGY CO | TSM-185D | 240 | 24 | 185 | 20 |  | Solar | FIXED | Roof
SRP11088 | CHANGZHOU TRINA SOLAR ENERGY CO | TSM-160D | 235 | 21 | 174 | 18 |  | Solar | FIXED | Roof
SRP11088 | CHANGZHOU TRINA SOLAR ENERGY CO | TSM-160D | 235 | 12 | 264 | 18 |  | Solar | FIXED | Roof
SRP11089 | SUNPOWER | SPR-230-WHT-U | 245 | 27 | 190 | 23 |  | Solar | FIXED | Roof
SRP11090 | MATRIX SOLAR/PHOTOWATT | PW1650-175 | 250 | 29 | 266 | 32 |  | Solar | FIXED | Roof
SRP11091 | CHANGZHOU TRINA SOLAR ENERGY CO | TSM-185D | 240 | 26 | 160 | 28 |  | Solar | FIXED | Roof
SRP11092 | CHANGZHOU TRINA SOLAR ENERGY CO | TSM-185D | 240 | 49 | 146 | 22 |  | Solar | FIXED | Roof
SRP11094 | CHANGZHOU TRINA SOLAR ENERGY CO | TSM-185D | 240 | 22 | 141 | 48 |  | Solar | FIXED | Roof
SRP11094 | CHANGZHOU TRINA SOLAR ENERGY CO | TSM-185D | 240 | 5 | 231 | 48 |  | Solar | FIXED | Roof
SRP11095 | SUNTECH POWER | STP190-18/UB-1 | 190 | 30 | 180 | 20 |  | Solar | FIXED | Roof
SRP11096 | CHANGZHOU TRINA SOLAR ENERGY CO | TSM-185D | 240 | 31 | 228 | 23 |  | Solar | FIXED | Roof
SRP11097 | SUNTECH POWER | STP190S-18/UB-1 | 205 | 22 | 127 | 28 |  | Solar | FIXED | Roof
SRP11098 | TRINA SOLAR | TSM-240PD05 | 240 | 30 | 205 | 19.2 |  | Solar | FIXED | Roof
SRP11099 | CHANGZHOU TRINA SOLAR ENERGY CO | TSM-160D | 235 | 78 | 150 | 30 |  | Solar | FIXED | Ground
SRP11100 | WEBEL SL ENERGY SYSTEMS | W1000-100 | 230 | 18 | 96.9 | 20 |  | Solar | FIXED | Roof
SRP11100 | WEBEL SL ENERGY SYSTEMS | W1000-100 | 230 | 14 | 176.9 | 25 |  | Solar | FIXED | Roof
SRP11101 | BAODING YINGLI NEW ENERGY RESOURCES CO | 110(17)P1447X663 | 240 | 48 | 256 | 44 |  | Solar | FIXED | Roof
SRP11102 | BAODING YINGLI NEW ENERGY RESOURCES CO | 110(17)P1447X663 | 240 | 5 | 170 | 18 |  | Solar | FIXED | Roof
SRP11102 | BAODING YINGLI NEW ENERGY RESOURCES CO | 110(17)P1447X663 | 240 | 13 | 170 | 34 |  | Solar | FIXED | Roof
SRP11103 | BAODING YINGLI NEW ENERGY RESOURCES CO | YL175(156) | 240 | 38 | 175 | 25 |  | Solar | FIXED | Roof
SRP11104 | YINGLI ENERGY (CHINA) | YL240P-29B | 240 | 7 | 120 | 18 |  | Solar | FIXED | Roof
SRP11104 | YINGLI ENERGY (CHINA) | YL240P-29B | 240 | 4 | 210 | 8 |  | Solar | FIXED | Roof
SRP11104 | YINGLI ENERGY (CHINA) | YL240P-29B | 240 | 6 | 210 | 9 |  | Solar | FIXED | Roof
SRP11104 | YINGLI ENERGY (CHINA) | YL240P-29B | 240 | 8 | 210 | 43 |  | Solar | FIXED | Roof
SRP11104 | YINGLI ENERGY (CHINA) | YL240P-29B | 240 | 8 | 300 | 18 |  | Solar | FIXED | Roof
SRP11105 | BAODING YINGLI NEW ENERGY RESOURCES CO | 110(17)P1447X663 | 240 | 13 | 132 | 16 |  | Solar | FIXED | Roof
SRP11105 | BAODING YINGLI NEW ENERGY RESOURCES CO | 110(17)P1447X663 | 240 | 15 | 132 | 18 |  | Solar | FIXED | Roof
SRP11106 | CHANGZHOU TRINA SOLAR ENERGY CO | TSM-165D | 230 | 40 | 153 | 45 |  | Solar | FIXED | Roof
SRP11107 | TRINA SOLAR | TSM-235PA05.10 | 235 | 31 | 173 | 26 |  | Solar | FIXED | Roof
SRP11107 | TRINA SOLAR | TSM-235PA05.10 | 235 | 13 | 263 | 26 |  | Solar | FIXED | Roof
SRP11108 | CHANGZHOU TRINA SOLAR ENERGY CO | TSM-165D | 235 | 14 | 109 | 20 |  | Solar | FIXED | Roof
SRP11108 | CHANGZHOU TRINA SOLAR ENERGY CO | TSM-165D | 235 | 33 | 199 | 36 |  | Solar | FIXED | Roof
SRP11109 | CHANGZHOU TRINA SOLAR ENERGY CO | TSM-165D | 240 | 41 | 240 | 24 |  | Solar | FIXED | Roof
SRP11110 | CHANGZHOU TRINA SOLAR ENERGY CO | TSM-160D | 240 | 10 | 190 | 28 |  | Solar | FIXED | Roof
SRP11110 | CHANGZHOU TRINA SOLAR ENERGY CO | TSM-160D | 240 | 45 | 249 | 20 |  | Solar | FIXED | Roof
SRP11111 | MATRIX SOLAR/PHOTOWATT | PW1650-175 | 250 | 26 | 183.3 | 18 |  | Solar | FIXED | Roof
SRP11112 | SUNTECH POWER | STP180S-24/AB-1 | 185 | 33 | 153.6 | 22 |  | Solar | FIXED | Roof
SRP11113 | SUNTECH POWER | STP180S-24/AB-1 | 185 | 32 | 155.2 | 15 |  | Solar | FIXED | Roof
SRP11113 | SUNTECH POWER | STP180S-24/AB-1 | 185 | 18 | 155.2 | 30 |  | Solar | FIXED | Roof
SRP11114 | UNKNOWN | UNKNOWN | 250 | 10 | 159.9 | 3 |  | Solar | FIXED | Roof
SRP11115 | CHANGZHOU TRINA SOLAR ENERGY CO | TSM-165D | 240 | 33 | 165 | 30 |  | Solar | FIXED | Roof
SRP11116 | CHANGZHOU TRINA SOLAR ENERGY CO | TSM-160D | 240 | 36 | 183.7 | 15 |  | Solar | FIXED | Roof
SRP11117 | CHANGZHOU TRINA SOLAR ENERGY CO | TSM-160D | 240 | 8 | 84 | 29 |  | Solar | FIXED | Roof
SRP11117 | CHANGZHOU TRINA SOLAR ENERGY CO | TSM-160D | 240 | 20 | 264 | 29 |  | Solar | FIXED | Roof
SRP11118 | CANADIAN SOLAR | CS6P-230 | 235 | 13 | 264 | 14 |  | Solar | FIXED | Roof
SRP11119 | CANADIAN SOLAR | CS6P-230 | 235 | 3 | 39 | 16 |  | Solar | FIXED | Roof
SRP11119 | CANADIAN SOLAR | CS6P-230 | 235 | 14 | 219 | 16 |  | Solar | FIXED | Roof
SRP11121 | SUNPOWER | SPR-315E-WHT-U | 327 | 32 | 165 | 25 |  | Solar | FIXED | Ground
SRP11122 | LG ELECTRONICS SOLAR CELL DIVISION | LG250S1C-G2 | 250 | 44 | 104 | 15 |  | Solar | FIXED | Roof
SRP11123 | SUNPOWER | SPR-90-WHT-U | 327 | 27 | 148 | 16 |  | Solar | FIXED | Roof
SRP11124 | SUNTECH POWER | STP190S-18/UB-1 | 190 | 27 | 175 | 26 |  | Solar | FIXED | Roof
SRP11125 | SUNPOWER | PL-AP-130 | 327 | 24 | 124 | 28 |  | Solar | FIXED | Roof
SRP11126 | MATRIX SOLAR/PHOTOWATT | PW1650-175 | 250 | 6 | 137 | 17 |  | Solar | FIXED | Roof
SRP11126 | MATRIX SOLAR/PHOTOWATT | PW1650-175 | 250 | 7 | 228 | 17 |  | Solar | FIXED | Roof
SRP11127 | TRINA SOLAR | TSM-240PD05.10 | 240 | 13 | 171.1 | 22 |  | Solar | FIXED | Roof
SRP11127 | TRINA SOLAR | TSM-240PD05.10 | 240 | 13 | 257.4 | 22 |  | Solar | FIXED | Roof
SRP11128 | CHANGZHOU TRINA SOLAR ENERGY CO | TSM-165D | 240 | 33 | 152.3 | 27 |  | Solar | FIXED | Roof
SRP11129 | CHANGZHOU TRINA SOLAR ENERGY CO | TSM-165D | 240 | 33 | 150.3 | 30 |  | Solar | FIXED | Roof
SRP11130 | SUNTECH POWER | STP180S-24/AB-1 | 180 | 22 | 151 | 34 |  | Solar | FIXED | Roof
SRP11131 | TRINA SOLAR | TSM-240PA05.10 | 240 | 18 | 142 | 18 |  | Solar | FIXED | Roof
SRP11131 | TRINA SOLAR | TSM-240PD05.10 | 240 | 23 | 142 | 35 |  | Solar | FIXED | Roof
SRP11131 | TRINA SOLAR | TSM-240PA05.10 | 240 | 10 | 232 | 35 |  | Solar | FIXED | Roof
SRP11132 | ISOFOTON | I-94/24 | 245 | 624 | 219 | 5 |  | Solar | FIXED | Roof
SRP11133 | CHANGZHOU TRINA SOLAR ENERGY CO | TSM-165D | 240 | 39 | 155 | 19 |  | Solar | FIXED | Roof
SRP11133 | CHANGZHOU TRINA SOLAR ENERGY CO | TSM-185D | 240 | 11 | 244.8 | 19 |  | Solar | FIXED | Roof
SRP11134 | CHANGZHOU TRINA SOLAR ENERGY CO | TSM-160D | 240 | 22 | 168.7 | 24 |  | Solar | FIXED | Roof
SRP11135 | CHANGZHOU TRINA SOLAR ENERGY CO | TSM-185D | 240 | 33 | 179 | 24 |  | Solar | FIXED | Roof
SRP11136 | CHANGZHOU TRINA SOLAR ENERGY CO | TSM-185D | 245 | 4 | 128 | 40 |  | Solar | FIXED | Roof
SRP11136 | CHANGZHOU TRINA SOLAR ENERGY CO | TSM-185D | 245 | 12 | 128 | 43 |  | Solar | FIXED | Roof
SRP11136 | CHANGZHOU TRINA SOLAR ENERGY CO | TSM-185D | 245 | 3 | 218 | 30 |  | Solar | FIXED | Roof
SRP11138 | CANADIAN SOLAR | CS6P-230 | 235 | 15 | 217 | 21 |  | Solar | FIXED | Roof
SRP11139 | SUNTECH POWER | STP190S-18/UB-1 | 190 | 18 | 130 | 22 |  | Solar | FIXED | Roof
SRP11139 | SUNTECH POWER | STP190S-18/UB-1 | 190 | 12 | 220 | 22 |  | Solar | FIXED | Roof
SRP11140 | CANADIAN SOLAR | CS6P-230 | 235 | 8 | 126 | 23 |  | Solar | FIXED | Roof
SRP11140 | CANADIAN SOLAR | CS6P-230 | 235 | 12 | 126 | 23 |  | Solar | FIXED | Roof
SRP11141 | YES! SOLAR | ES190W | 245 | 44 | 153 | 30 |  | Solar | FIXED | Roof
SRP11142 | CANADIAN SOLAR | CS6P-230 | 235 | 5 | 84 | 22 |  | Solar | FIXED | Roof
SRP11142 | CANADIAN SOLAR | CS6P-230 | 235 | 3 | 84 | 37 |  | Solar | FIXED | Roof
SRP11142 | CANADIAN SOLAR | CS6P-230 | 235 | 10 | 174 | 39 |  | Solar | FIXED | Roof
SRP11142 | CANADIAN SOLAR | CS6P-230 | 235 | 3 | 264 | 37 |  | Solar | FIXED | Roof
SRP11143 | MATRIX SOLAR/PHOTOWATT | PW1000-100 | 235 | 6 | 155 | 30 |  | Solar | FIXED | Roof
SRP11143 | MATRIX SOLAR/PHOTOWATT | PW1650-175 | 235 | 18 | 245 | 40 |  | Solar | FIXED | Roof
SRP11144 | ISOFOTON | I-94/24 | 245 | 7 | 184 | 32 |  | Solar | FIXED | Roof
SRP11145 | ISOFOTON | I-165 | 245 | 17 | 110 | 35 |  | Solar | FIXED | Roof
SRP11146 | ISOFOTON | I-100/24 | 245 | 6 | 89 | 22 |  | Solar | FIXED | Roof
SRP11146 | ISOFOTON | I-100/12 | 245 | 14 | 89 | 23 |  | Solar | FIXED | Roof
SRP11146 | ISOFOTON | I-100/12 | 245 | 26 | 269 | 22 |  | Solar | FIXED | Roof
SRP11147 | SUNTECH POWER | STP190S-18/UB-1 | 190 | 53 | 196 | 33 |  | Solar | FIXED | Roof
SRP11148 | CANADIAN SOLAR | CS6P-230 | 235 | 6 | 178 | 20 |  | Solar | FIXED | Roof
SRP11148 | CANADIAN SOLAR | CS6P-230 | 235 | 24 | 178 | 20 |  | Solar | FIXED | Roof
SRP11149 | MITSUBISHI ELECTRIC | PV-MF110EC4 | 235 | 26 | 210 | 20 |  | Solar | FIXED | Roof
SRP11150 | MOTECH AMERICAS | IM60B2-235-XXXXXX | 235 | 10 | 180 | 40 |  | Solar | FIXED | Roof
SRP11150 | MOTECH AMERICAS | IM60B2-235-XXXXXX | 235 | 18 | 270 | 40 |  | Solar | FIXED | Roof
SRP11151 | CANADIAN SOLAR | CS6P-235PX | 235 | 17 | 267 | 19 |  | Solar | FIXED | Roof
SRP11152 | CANADIAN SOLAR | CS6P-230 | 235 | 3 | 152 | 16 |  | Solar | FIXED | Roof
SRP11152 | CANADIAN SOLAR | CS6P-230 | 235 | 14 | 242 | 16 |  | Solar | FIXED | Roof
SRP11153 | HYUNDAI HEAVY INDUSTRIES | HIS-M245MG | 245 | 18 | 243 | 21 |  | Solar | FIXED | Roof
SRP11154 | CHANGZHOU TRINA SOLAR ENERGY CO | TSM-160D | 235 | 8 | 138 | 23 |  | Solar | FIXED | Roof
SRP11154 | CHANGZHOU TRINA SOLAR ENERGY CO | TSM-160D | 235 | 20 | 204 | 23 |  | Solar | FIXED | Roof
SRP11159 | ALEO SOLAR |  | 245 | 18 | 150 | 17 |  | Solar | FIXED | Roof
SRP11160 | UNKNOWN | UNKNOWN | 250 | 31 | 190 | 20 |  | Solar | FIXED | Roof
SRP11161 | MATRIX SOLAR/PHOTOWATT | PW1650-175 | 245 | 41 | 160 | 18 |  | Solar | FIXED | Roof
SRP11162 | TRINA SOLAR | TSM-240PA05 | 240 | 44 | 181 | 40 |  | Solar | FIXED | Roof
SRP11163 | CHANGZHOU TRINA SOLAR ENERGY CO | TSM-185D | 235 | 18 | 110 | 25 |  | Solar | FIXED | Roof
SRP11163 | CHANGZHOU TRINA SOLAR ENERGY CO | TSM-185D | 235 | 10 | 257 | 28 |  | Solar | FIXED | Roof
SRP11164 | CHANGZHOU TRINA SOLAR ENERGY CO | TSM-185D | 240 | 30 | 178 | 30 |  | Solar | FIXED | Roof
SRP11165 | MATRIX SOLAR/PHOTOWATT | PW1650-175 | 255 | 20 | 170 | 28 |  | Solar | FIXED | Roof
SRP11166 | CHANGZHOU TRINA SOLAR ENERGY CO | TSM-185D | 235 | 30 | 181 | 18 |  | Solar | FIXED | Roof
SRP11167 | MATRIX SOLAR/PHOTOWATT | PW1650-175 | 245 | 18 | 182 | 18 |  | Solar | FIXED | Roof
SRP11167 | MATRIX SOLAR/PHOTOWATT | PW1650-175 | 245 | 28 | 182 | 18 |  | Solar | FIXED | Roof
SRP11168 | MATRIX SOLAR/PHOTOWATT | PW1650-175 | 245 | 36 | 208 | 15 |  | Solar | FIXED | Roof
SRP11170 | ET SOLAR INDUSTRY | ET-P672240 | 240 | 14 | 98 | 14 |  | Solar | FIXED | Roof
SRP11170 | ET SOLAR INDUSTRY | ET-P672240 | 240 | 26 | 192 | 24 |  | Solar | FIXED | Roof
SRP11171 | MATRIX SOLAR/PHOTOWATT | PW1000-100 | 240 | 36 | 185 | 40 |  | Solar | FIXED | Roof
SRP11173 | MATRIX SOLAR/PHOTOWATT | PW1650-175 | 250 | 22 | 209.5 | 20 |  | Solar | FIXED | Roof
SRP11174 | UNKNOWN | UNKNOWN | 250 | 20 | 145 | 35 |  | Solar | FIXED | Roof
SRP11175 | LUMA RESOURCES | LRSS | 180 | 39 | 160 | 26.7 |  | Solar | FIXED | Roof
SRP11176 | CHANGZHOU TRINA SOLAR ENERGY CO | TSM-185D | 240 | 20 | 185.9 | 36 |  | Solar | FIXED | Roof
SRP11177 | CHANGZHOU TRINA SOLAR ENERGY CO | TSM-165D | 235 | 22 | 186 | 24 |  | Solar | FIXED | Roof
SRP11178 | SUNTECH POWER | STP180S-24/AB-1 | 185 | 18 | 225.3 | 20 |  | Solar | FIXED | Roof
SRP11179 | CHANGZHOU TRINA SOLAR ENERGY CO | TSM-185D | 240 | 20 | 158 | 20 |  | Solar | FIXED | Roof
SRP11180 | CHANGZHOU TRINA SOLAR ENERGY CO | TSM-160D | 235 | 28 | 219 | 32 |  | Solar | FIXED | Roof
SRP11181 | CHANGZHOU TRINA SOLAR ENERGY CO | TSM-185D | 240 | 26 | 121.9 | 18 |  | Solar | FIXED | Roof
SRP11182 | CHANGZHOU TRINA SOLAR ENERGY CO | TSM-185D | 240 | 20 | 106 | 22 |  | Solar | FIXED | Roof
SRP11182 | CHANGZHOU TRINA SOLAR ENERGY CO | TSM-185D | 240 | 8 | 206 | 22 |  | Solar | FIXED | Roof
SRP11183 | LG ELECTRONICS SOLAR CELL DIVISION | LG255S1C-G3 | 255 | 32 | 180 | 17 |  | Solar | FIXED | Roof
SRP11184 | SUNTECH POWER | STP210S-18/UB-1 | 280 | 86 | 180 | 30 |  | Solar | FIXED | Ground
SRP11185 | CHANGZHOU TRINA SOLAR ENERGY CO | TSM-160D | 235 | 18 | 187 | 18 |  | Solar | FIXED | Roof
SRP11186 | SUNTECH POWER | STP180-24/AB-1 | 185 | 24 | 172.1 | 20 |  | Solar | FIXED | Roof
SRP11187 | CHANGZHOU TRINA SOLAR ENERGY CO | TSM-185D | 240 | 6 | 140 | 23 |  | Solar | FIXED | Roof
SRP11187 | CHANGZHOU TRINA SOLAR ENERGY CO | TSM-185D | 240 | 25 | 230 | 23 |  | Solar | FIXED | Roof
SRP11188 | MATRIX SOLAR/PHOTOWATT | PW1650-175 | 250 | 32 | 96 | 17 |  | Solar | FIXED | Roof
SRP11189 | CHANGZHOU TRINA SOLAR ENERGY CO | TSM-165D | 235 | 27 | 148 | 30 |  | Solar | FIXED | Roof
SRP11190 | UNKNOWN | UNKNOWN | 250 | 22 | 203 | 38 |  | Solar | FIXED | Roof
SRP11191 | UNKNOWN | UNKNOWN | 250 | 23 | 210 | 35 |  | Solar | FIXED | Roof
SRP11192 | UNKNOWN | UNKNOWN | 250 | 34 | 173 | 33 |  | Solar | FIXED | Roof
SRP11193 | UNKNOWN | UNKNOWN | 250 | 32 | 171 | 20 |  | Solar | FIXED | Roof
SRP11194 | CANADIAN SOLAR | CS6P-230 | 235 | 18 | 180 | 19 |  | Solar | FIXED | Roof
SRP11195 | SUNPOWER | SPR-315E-WHT-U | 327 | 21 | 192 | 40 |  | Solar | FIXED | Roof
SRP11196 | CHANGZHOU TRINA SOLAR ENERGY CO | TSM-185D | 240 | 34 | 184 | 17 |  | Solar | FIXED | Roof
SRP11196 | CHANGZHOU TRINA SOLAR ENERGY CO | TSM-185D | 240 | 4 | 274 | 14 |  | Solar | FIXED | Roof
SRP11197 | ISOFOTON | I-100/12 | 240 | 1806 | 144 | 5 |  | Solar | FIXED | Roof
SRP11198 | YINGLI ENERGY (CHINA) | YL260C-30B | 260 | 36 | 190 | 34 |  | Solar | FIXED | Roof
SRP11199 | BAODING YINGLI NEW ENERGY RESOURCES CO | YL175(156) | 240 | 130 | 221 | 5 |  | Solar | FIXED | Roof
SRP11201 | CANADIAN SOLAR | CS6P-230 | 235 | 15 | 199 | 29 |  | Solar | FIXED | Roof
SRP11202 | SUNPOWER | SPR-315E-WHT-U | 327 | 24 | 195 | 10 |  | Solar | FIXED | Roof
SRP11204 | SUNPOWER | SPR-327NE-WHT-D | 327 | 48 | 130 | 22 |  | Solar | FIXED | Roof
SRP11205 | CANADIAN SOLAR | CS6P-230 | 235 | 17 | 249 | 15 |  | Solar | FIXED | Roof
SRP11205 | CANADIAN SOLAR | CS4C-100 | 235 | 10 | 249 | 20 |  | Solar | FIXED | Roof
SRP11206 | SUNPOWER | SPR-230-WHT-U | 230 | 32 | 175 | 14 |  | Solar | FIXED | Roof
SRP11206 | SUNPOWER | SPR-230-WHT-U | 230 | 16 | 175 | 32 |  | Solar | FIXED | Roof
SRP11207 | SUNTECH POWER | STP180-24/AB-1 | 185 | 21 | 181.6 | 36 |  | Solar | FIXED | Roof
SRP11207 | SUNTECH POWER | STP180-24/AB-1 | 185 | 13 | 271.6 | 36 |  | Solar | FIXED | Roof
SRP11208 | CHANGZHOU TRINA SOLAR ENERGY CO | TSM-185D | 240 | 16 | 174 | 23 |  | Solar | FIXED | Roof
SRP11209 | CANADIAN SOLAR | CS6P-230 | 235 | 17 | 178 | 31 |  | Solar | FIXED | Roof
SRP11209 | CANADIAN SOLAR | CS6P-230 | 235 | 25 | 178 | 32 |  | Solar | FIXED | Roof
SRP11210 | CHANGZHOU TRINA SOLAR ENERGY CO | TSM-185D | 240 | 35 | 176 | 29 |  | Solar | FIXED | Roof
SRP11211 | CHANGZHOU TRINA SOLAR ENERGY CO | TSM-185D | 240 | 3 | 175 | 26 |  | Solar | FIXED | Roof
SRP11211 | CHANGZHOU TRINA SOLAR ENERGY CO | TSM-185D | 240 | 17 | 175 | 26 |  | Solar | FIXED | Roof
SRP11212 | CHANGZHOU TRINA SOLAR ENERGY CO | TSM-185D | 240 | 27 | 148 | 22 |  | Solar | FIXED | Roof
SRP11212 | CHANGZHOU TRINA SOLAR ENERGY CO | TSM-185D | 240 | 2 | 238 | 20 |  | Solar | FIXED | Roof
SRP11213 | SOLARWORLD | SW250 MONO | 250 | 5880 | 180 | 10 |  | Solar | FIXED | Ground
SRP11214 | SUNPOWER | SPR-230-WHT-U | 230 | 14 | 91 | 24 |  | Solar | FIXED | Roof
SRP11214 | SUNPOWER | SPR-230-WHT-U | 230 | 14 | 265 | 27 |  | Solar | FIXED | Roof
SRP11215 | CANADIAN SOLAR | CS6P-230 | 235 | 17 | 172 | 18 |  | Solar | FIXED | Roof
SRP11216 | MATRIX SOLAR/PHOTOWATT | PW1000-100 | 240 | 33 | 150 | 30 |  | Solar | FIXED | Roof
SRP11216 | MATRIX SOLAR/PHOTOWATT | PW1000-100 | 240 | 48 | 240 | 30 |  | Solar | FIXED | Roof
SRP11217 | CONERGY AG | S 175MU | 235 | 18 | 275 | 22.5 |  | Solar | FIXED | Roof
SRP11221 | TRINA SOLAR | TSM-230PA05 | 230 | 30 | 150 | 24 |  | Solar | FIXED | Roof
SRP11223 | UNKNOWN | UNKNOWN | 255 | 66 | 220 | 18 |  | Solar | FIXED | Roof
SRP11224 | CANADIAN SOLAR | CS6P-240P | 240 | 37 | 96 | 20 |  | Solar | FIXED | Roof
SRP11224 | CANADIAN SOLAR | CS6P-240P | 240 | 10 | 186 | 15 |  | Solar | FIXED | Roof
SRP11224 | CANADIAN SOLAR | CS6P-240P | 240 | 12 | 186 | 20 |  | Solar | FIXED | Roof
SRP11225 | SANYO ELECTRIC | HIP-J54BA2 | 225 | 7 | 124 | 30 |  | Solar | FIXED | Roof
SRP11227 | SUNPOWER | SPR-315E-WHT-U | 327 | 8 | 175 | 13 |  | Solar | FIXED | Roof
SRP11227 | SUNPOWER | SPR-315E-WHT-U | 327 | 16 | 175 | 26 |  | Solar | FIXED | Roof
SRP11227 | SUNPOWER | SPR-315E-WHT-U | 327 | 21 | 265 | 26 |  | Solar | FIXED | Roof
SRP11228 | SOLARWORLD | SW185MONO | 245 | 46 | 255 | 40 |  | Solar | FIXED | Roof
SRP11229 | BP SOLAR | SX6175N | 195 | 120 | 194 | 20 |  | Solar | FIXED | Roof
SRP11230 | BP SOLAR | SX3195B | 195 | 120 | 194 | 20 |  | Solar | FIXED | Roof
SRP11231 | CHANGZHOU TRINA SOLAR ENERGY CO | TSM-185D | 240 | 16 | 217 | 26 |  | Solar | FIXED | Roof
SRP11232 | BAODING YINGLI NEW ENERGY RESOURCES CO | YL175(156) | 260 | 14 | 77 | 18 |  | Solar | FIXED | Roof
SRP11232 | BAODING YINGLI NEW ENERGY RESOURCES CO | YL175(156) | 260 | 7 | 167 | 18 |  | Solar | FIXED | Roof
SRP11232 | BAODING YINGLI NEW ENERGY RESOURCES CO | YL175(156) | 260 | 8 | 167 | 18 |  | Solar | FIXED | Roof
SRP11232 | BAODING YINGLI NEW ENERGY RESOURCES CO | YL175(156) | 260 | 18 | 257 | 18 |  | Solar | FIXED | Roof
SRP11233 | SUNPOWER | SPR-315E-WHT-U | 327 | 18 | 220 | 20 |  | Solar | FIXED | Roof
SRP11234 | CHANGZHOU TRINA SOLAR ENERGY CO | TSM-185D | 235 | 16 | 140 | 20 |  | Solar | FIXED | Roof
SRP11234 | CHANGZHOU TRINA SOLAR ENERGY CO | TSM-185D | 235 | 20 | 230 | 20 |  | Solar | FIXED | Roof
SRP11235 | CANADIAN SOLAR | CS6P-230 | 235 | 10 | 97 | 44 |  | Solar | FIXED | Roof
SRP11235 | CANADIAN SOLAR | CS6P-230 | 235 | 26 | 187 | 35 |  | Solar | FIXED | Roof
SRP11236 | CONERGY AG | S 175MU | 240 | 28 | 184 | 26 |  | Solar | FIXED | Roof
SRP11237 | ET SOLAR INDUSTRY | ET-P672280 | 245 | 152 | 181 | 10 |  | Solar | FIXED | Roof
SRP11238 | ET SOLAR INDUSTRY | ET-P672245 | 245 | 24 | 181 | 10 |  | Solar | FIXED | Roof
SRP11239 | ET SOLAR INDUSTRY | ET-P672280 | 245 | 66 | 181 | 10 |  | Solar | FIXED | Roof
SRP11240 | SUNTECH POWER | STP210-18/UB-1 | 210 | 33 | 228.2 | 26 |  | Solar | FIXED | Roof
SRP11241 | SUNTECH POWER | STP180S-24/AB-1 | 185 | 37 | 159.4 | 34 |  | Solar | FIXED | Roof
SRP11242 | SUNTECH POWER | STP180S-24/AB-1 | 185 | 24 | 205.6 | 25 |  | Solar | FIXED | Roof
SRP11243 | TRINA SOLAR | TSM-235PA05 | 235 | 13 | 147 | 44 |  | Solar | FIXED | Roof
SRP11243 | TRINA SOLAR | TSM-235PA05 | 235 | 3 | 237 | 57 |  | Solar | FIXED | Roof
SRP11244 | SOLARWORLD | SW185MONO | 235 | 143 | 140 | 5 |  | Solar | FIXED | Roof
SRP11244 | SOLARWORLD | SW185MONO | 235 | 40 | 140 | 25 |  | Solar | FIXED | Roof
SRP11245 | UNKNOWN | UNKNOWN | 250 | 34 | 171 | 34 |  | Solar | FIXED | Roof
SRP11246 | SUNTECH POWER | STP190-18/UB-1 | 185 | 7 | 72 | 30 |  | Solar | FIXED | Roof
SRP11246 | SUNTECH POWER | STP190-18/UB-1 | 185 | 28 | 162 | 30 |  | Solar | FIXED | Roof
SRP11246 | SUNTECH POWER | STP190-18/UB-1 | 185 | 8 | 252 | 30 |  | Solar | FIXED | Roof
SRP11247 | MX SOLAR USA | MX60-240 | 240 | 22 | 210 | 32 |  | Solar | FIXED | Roof
SRP11248 | ISOFOTON | I-100/12 | 245 | 21 | 183 | 26 |  | Solar | FIXED | Roof
SRP11249 | KYOCERA SOLAR | KD210GX-LP | 220 | 10 | 161 | 22 |  | Solar | FIXED | Roof
SRP11249 | KYOCERA SOLAR | KD210GX-LP | 220 | 36 | 251 | 22 |  | Solar | FIXED | Roof
SRP11250 | BAODING YINGLI NEW ENERGY RESOURCES CO | 110(17)P1447X663 | 240 | 32 | 185 | 33 |  | Solar | FIXED | Roof
SRP11253 | CANADIAN SOLAR | CS6P-230 | 235 | 11 | 153 | 24 |  | Solar | FIXED | Roof
SRP11253 | CANADIAN SOLAR | CS6P-230 | 235 | 6 | 242 | 22 |  | Solar | FIXED | Roof
SRP11255 | CANADIAN SOLAR | CS6P-230 | 235 | 23 | 222 | 24 |  | Solar | FIXED | Roof
SRP11258 | CANADIAN SOLAR | CS6P-230 | 235 | 23 | 264 | 19 |  | Solar | FIXED | Roof
SRP11260 | BAODING YINGLI NEW ENERGY RESOURCES CO | YL175(156) | 240 | 351 | 201 | 5 |  | Solar | FIXED | Roof
SRP11261 | MATRIX SOLAR/PHOTOWATT | PW1650-175 | 250 | 30 | 213 | 16 |  | Solar | FIXED | Roof
SRP11262 | UNITED SOLAR OVONIC | ASR-120 | 240 | 224 | 218 | 5 |  | Solar | FIXED | Roof
SRP11263 | MATRIX SOLAR/PHOTOWATT | PW1000-100 | 250 | 30 | 248.8 | 25 |  | Solar | FIXED | Roof
SRP11264 | UNITED SOLAR OVONIC | ASR-120 | 240 | 1326 | 207 | 5 |  | Solar | FIXED | Roof
SRP11265 | UNKNOWN | UNKNOWN | 250 | 20 | 164 | 35 |  | Solar | FIXED | Roof
SRP11265 | UNKNOWN | UNKNOWN | 250 | 30 | 207.2 | 45 |  | Solar | FIXED | Roof
SRP11265 | UNKNOWN | UNKNOWN | 250 | 8 | 254 | 45 |  | Solar | FIXED | Roof
SRP11267 | PACIFIC SOLAR PTY LIMITED | PP-USA-213-B5 | 240 | 39 | 188 | 22.1 |  | Solar | FIXED | Roof
SRP11268 | CANADIAN SOLAR | CS6P-230 | 235 | 24 | 158 | 16 |  | Solar | FIXED | Roof
SRP11269 | CHANGZHOU TRINA SOLAR ENERGY CO | TSM-165D | 240 | 36 | 150 | 13 |  | Solar | FIXED | Roof
SRP11269 | CHANGZHOU TRINA SOLAR ENERGY CO | TSM-165D | 240 | 64 | 150 | 23 |  | Solar | FIXED | Roof
SRP11270 | CANADIAN SOLAR | CS6P-230 | 235 | 31 | 158 | 22 |  | Solar | FIXED | Roof
SRP11271 | CANADIAN SOLAR | CS6P-230 | 235 | 40 | 158 | 20 |  | Solar | FIXED | Roof
SRP11272 | JINKO SOLAR | JKM235P-60 | 235 | 34 | 175 | 25 |  | Solar | FIXED | Ground
SRP11273 | SUNTECH POWER | STP190S-18/UB-1 | 190 | 50 | 207 | 20 |  | Solar | FIXED | Roof
SRP11274 | SOLARWORLD | SW175 POLY/T | 255 | 36 | 196 | 19 |  | Solar | FIXED | Roof
SRP11276 | CHANGZHOU TRINA SOLAR ENERGY CO | TSM-165D | 240 | 16 | 203 | 30 |  | Solar | FIXED | Roof
SRP11277 | SUNPOWER | SPR-315E-WHT-U | 327 | 24 | 202 | 34 |  | Solar | FIXED | Roof
SRP11278 | CANADIAN SOLAR | CS6P-230 | 235 | 12 | 127 | 20 |  | Solar | FIXED | Roof
SRP11278 | CANADIAN SOLAR | CS6P-230 | 235 | 16 | 214 | 20 |  | Solar | FIXED | Roof
SRP11279 | SUNPOWER | SPR-315E-WHT-U | 327 | 27 | 182 | 21 |  | Solar | FIXED | Roof
SRP11280 | SUNPOWER | SPR-245NE-WHT-D | 245 | 50 | 166 | 26 |  | Solar | FIXED | Roof
SRP11281 | CANADIAN SOLAR | CS6P-230 | 235 | 4 | 102 | 40 |  | Solar | FIXED | Roof
SRP11281 | CANADIAN SOLAR | CS6P-230 | 235 | 8 | 192 | 40 |  | Solar | FIXED | Roof
SRP11282 | BAODING YINGLI NEW ENERGY RESOURCES CO | 110(17)P1447X663 | 255 | 39 | 233 | 10 |  | Solar | FIXED | Roof
SRP11284 | CHANGZHOU TRINA SOLAR ENERGY CO | TSM-165D | 240 | 8 | 202 | 13 |  | Solar | FIXED | Roof
SRP11284 | CHANGZHOU TRINA SOLAR ENERGY CO | TSM-165D | 240 | 10 | 202 | 28 |  | Solar | FIXED | Roof
SRP11285 | CANADIAN SOLAR | CS6P-230 | 235 | 22 | 109 | 20 |  | Solar | FIXED | Roof
SRP11287 | CHANGZHOU TRINA SOLAR ENERGY CO | TSM-165D | 240 | 45 | 193 | 18 |  | Solar | FIXED | Roof
SRP11288 | SUNPOWER | SPR-315E-WHT-U | 327 | 34 | 126 | 24 |  | Solar | FIXED | Roof
SRP11289 | UNKNOWN | UNKNOWN | 245 | 14 | 125 | 19 |  | Solar | FIXED | Roof
SRP11289 | UNKNOWN | UNKNOWN | 245 | 8 | 125 | 22 |  | Solar | FIXED | Roof
SRP11290 | SANYO ELECTRIC | HIP-205BA5 | 215 | 69 | 127.5 | 18 |  | Solar | FIXED | Roof
SRP11290 | SANYO ELECTRIC | HIP-205BA5 | 215 | 3 | 217.5 | 18 |  | Solar | FIXED | Roof
SRP11291 | SUNPOWER | SPR-315E-WHT-U | 327 | 18 | 142 | 21 |  | Solar | FIXED | Roof
SRP11292 | CHANGZHOU TRINA SOLAR ENERGY CO | TSM-165D | 240 | 20 | 127 | 27 |  | Solar | FIXED | Roof
SRP11293 | SUNPOWER | SPR-315E-WHT-U | 327 | 16 | 142 | 32 |  | Solar | FIXED | Roof
SRP11294 | UNKNOWN | UNKNOWN | 245 | 21 | 126 | 28 |  | Solar | FIXED | Roof
SRP11295 | CHANGZHOU TRINA SOLAR ENERGY CO | TSM-165D | 240 | 41 | 188 | 17 |  | Solar | FIXED | Roof
SRP11296 | MATRIX SOLAR/PHOTOWATT | PW1650-175 | 245 | 9 | 222 | 26 |  | Solar | FIXED | Roof
SRP11296 | MATRIX SOLAR/PHOTOWATT | PW1650-175 | 245 | 20 | 222 | 26 |  | Solar | FIXED | Roof
SRP11297 | CHANGZHOU TRINA SOLAR ENERGY CO | TSM-165D | 235 | 14 | 190 | 44 |  | Solar | FIXED | Roof
SRP11298 | CHANGZHOU TRINA SOLAR ENERGY CO | TSM-160D | 235 | 11 | 132 | 23 |  | Solar | FIXED | Roof
SRP11298 | CHANGZHOU TRINA SOLAR ENERGY CO | TSM-160D | 235 | 22 | 132 | 23 |  | Solar | FIXED | Roof
SRP11299 | SUNPOWER | SPR-230-WHT-U | 230 | 33 | 173 | 25 |  | Solar | FIXED | Roof
SRP11299 | SUNPOWER | SPR-230-WHT-U | 230 | 4 | 263 | 25 |  | Solar | FIXED | Roof
SRP11299 | SUNPOWER | SPR-230-WHT-U | 230 | 5 | 263 | 25 |  | Solar | FIXED | Roof
SRP11301 | CHANGZHOU TRINA SOLAR ENERGY CO | TSM-185D | 235 | 28 | 132 | 32 |  | Solar | FIXED | Roof
SRP11301 | CHANGZHOU TRINA SOLAR ENERGY CO | TSM-185D | 235 | 7 | 222 | 17 |  | Solar | FIXED | Roof
SRP11301 | CHANGZHOU TRINA SOLAR ENERGY CO | TSM-185D | 235 | 12 | 222 | 26 |  | Solar | FIXED | Roof
SRP11302 | MATRIX SOLAR/PHOTOWATT | PW1650-175 | 250 | 17 | 145 | 7 |  | Solar | FIXED | Roof
SRP11302 | MATRIX SOLAR/PHOTOWATT | PW1650-175 | 250 | 12 | 235 | 22 |  | Solar | FIXED | Roof
SRP11303 | KYOCERA SOLAR | KD210GX-LP | 215 | 36 | 124 | 17 |  | Solar | FIXED | Roof
SRP11305 | CANADIAN SOLAR | CS6P-240P | 240 | 37 | 184 | 25 |  | Solar | FIXED | Roof
SRP11306 | CONERGY AG | S 175MU | 240 | 24 | 196 | 32 |  | Solar | FIXED | Ground
SRP11307 | CHANGZHOU TRINA SOLAR ENERGY CO | TSM-185D | 240 | 4 | 174 | 17 |  | Solar | FIXED | Roof
SRP11307 | CHANGZHOU TRINA SOLAR ENERGY CO | TSM-185D | 240 | 20 | 174 | 17 |  | Solar | FIXED | Roof
SRP11307 | CHANGZHOU TRINA SOLAR ENERGY CO | TSM-185D | 240 | 12 | 174 | 18 |  | Solar | FIXED | Roof
SRP11308 | MATRIX SOLAR/PHOTOWATT | PW1000-100 | 245 | 11 | 170 | 12 |  | Solar | FIXED | Roof
SRP11308 | MATRIX SOLAR/PHOTOWATT | PW1000-100 | 245 | 16 | 256 | 12 |  | Solar | FIXED | Roof
SRP11309 | SUNPOWER | SPR-315E-WHT-U | 327 | 10 | 158 | 37 |  | Solar | FIXED | Roof
SRP11309 | SUNPOWER | SPR-315E-WHT-U | 327 | 15 | 248 | 37 |  | Solar | FIXED | Roof
SRP11311 | SUNTECH POWER | STP180-24/AB-1 | 180 | 22 | 256 | 28 |  | Solar | FIXED | Roof
SRP11312 | SOLARWORLD | SW185MONO | 240 | 42 | 190 | 19 |  | Solar | FIXED | Roof
SRP11313 | MATRIX SOLAR/PHOTOWATT | PW1000-100 | 255 | 9 | 111 | 14 |  | Solar | FIXED | Roof
SRP11313 | MATRIX SOLAR/PHOTOWATT | PW1000-100 | 255 | 16 | 198 | 14 |  | Solar | FIXED | Roof
SRP11314 | SUNPOWER | SPR-315E-WHT-U | 327 | 32 | 144 | 32 |  | Solar | FIXED | Roof
SRP11315 | SUNPOWER | SPR-305-WHT-U | 327 | 14 | 257 | 37 |  | Solar | FIXED | Roof
SRP11316 | MATRIX SOLAR/PHOTOWATT | PW1000-100 | 245 | 12 | 170 | 32 |  | Solar | FIXED | Roof
SRP11316 | MATRIX SOLAR/PHOTOWATT | PW1000-100 | 245 | 18 | 170 | 32 |  | Solar | FIXED | Roof
SRP11317 | MATRIX SOLAR/PHOTOWATT | PW1000-100 | 255 | 10 | 205 | 28 |  | Solar | FIXED | Roof
SRP11317 | MATRIX SOLAR/PHOTOWATT | PW1000-100 | 255 | 19 | 205 | 28 |  | Solar | FIXED | Roof
SRP11318 | MATRIX SOLAR/PHOTOWATT | PW1650-175 | 255 | 27 | 182 | 35 |  | Solar | FIXED | Ground
SRP11319 | LG ELECTRONICS SOLAR CELL DIVISION | LG260S1C-G2 | 260 | 46 | 143 | 18 |  | Solar | FIXED | Roof
SRP11320 | UNKNOWN | UNKNOWN | 245 | 10 | 163 | 20 |  | Solar | FIXED | Roof
SRP11320 | UNKNOWN | UNKNOWN | 245 | 17 | 163 | 20 |  | Solar | FIXED | Roof
SRP11322 | UNKNOWN | UNKNOWN | 250 | 32 | 161 | 30 |  | Solar | FIXED | Roof
SRP11324 | CHANGZHOU TRINA SOLAR ENERGY CO | TSM-165D | 240 | 33 | 161 | 34 |  | Solar | FIXED | Roof
SRP11325 | MATRIX SOLAR/PHOTOWATT | PW1000-100 | 245 | 9 | 195 | 15 |  | Solar | FIXED | Roof
SRP11325 | MATRIX SOLAR/PHOTOWATT | PW1650-175 | 245 | 14 | 195 | 24 |  | Solar | FIXED | Roof
SRP11326 | CHANGZHOU TRINA SOLAR ENERGY CO | TSM-165D | 240 | 30 | 190 | 28 |  | Solar | FIXED | Roof
SRP11327 | CHANGZHOU TRINA SOLAR ENERGY CO | TSM-165D | 235 | 36 | 181 | 28 |  | Solar | FIXED | Roof
SRP11328 | CHANGZHOU TRINA SOLAR ENERGY CO | TSM-185D | 240 | 24 | 132 | 30 |  | Solar | FIXED | Roof
SRP11329 | CHANGZHOU TRINA SOLAR ENERGY CO | TSM-185D | 240 | 20 | 191 | 30 |  | Solar | FIXED | Roof
SRP11330 | CHANGZHOU TRINA SOLAR ENERGY CO | TSM-160D | 240 | 8 | 144 | 18 |  | Solar | FIXED | Roof
SRP11330 | CHANGZHOU TRINA SOLAR ENERGY CO | TSM-160D | 240 | 12 | 234 | 8 |  | Solar | FIXED | Roof
SRP11330 | CHANGZHOU TRINA SOLAR ENERGY CO | TSM-160D | 240 | 4 | 234 | 18 |  | Solar | FIXED | Roof
SRP11331 | MATRIX SOLAR/PHOTOWATT | PW1650-175 | 245 | 26 | 202 | 20 |  | Solar | FIXED | Roof
SRP11332 | SOLARWORLD | SW185MONO | 255 | 21 | 140 | 5 |  | Solar | FIXED | Roof
SRP11333 | MATRIX SOLAR/PHOTOWATT | PW1650-175 | 235 | 11 | 128 | 30 |  | Solar | FIXED | Roof
SRP11333 | MATRIX SOLAR/PHOTOWATT | PW1650-175 | 235 | 10 | 218 | 22 |  | Solar | FIXED | Roof
SRP11334 | ISOFOTON | I-100/12 | 245 | 15 | 187 | 22 |  | Solar | FIXED | Roof
SRP11335 | ISOFOTON | I-165 | 245 | 10 | 126 | 33 |  | Solar | FIXED | Roof
SRP11336 | SOLARWORLD | SW235 POLY | 235 | 378 | 227 | 10 |  | Solar | FIXED | Roof
SRP11338 | TRINA SOLAR | TSM-240PD05 | 240 | 28 | 119 | 35 |  | Solar | FIXED | Roof
SRP11341 | SUNPOWER | SPR-220-WHT-U | 245 | 40 | 253 | 25 |  | Solar | FIXED | Roof
SRP11342 | SUNPOWER | SPR-308E-WHT-D | 308 | 18 | 175 | 18 |  | Solar | FIXED | Roof
SRP11343 | ET SOLAR INDUSTRY | ET-P672280 | 285 | 30 | 194 | 33 |  | Solar | FIXED | Roof
SRP11344 | CANADIAN SOLAR | CS6P-240P | 240 | 18 | 162 | 18 |  | Solar | FIXED | Roof
SRP11344 | CANADIAN SOLAR | CS6P-240P | 240 | 33 | 162 | 20 |  | Solar | FIXED | Roof
SRP11345 | LG ELECTRONICS SOLAR CELL DIVISION | LG260S1C-G2 | 260 | 5 | 108 | 27 |  | Solar | FIXED | Roof
SRP11345 | LG ELECTRONICS SOLAR CELL DIVISION | LG260S1C-G2 | 260 | 7 | 198 | 10 |  | Solar | FIXED | Roof
SRP11345 | LG ELECTRONICS SOLAR CELL DIVISION | LG260S1C-G2 | 260 | 26 | 198 | 27 |  | Solar | FIXED | Roof
SRP11346 | YINGLI ENERGY (CHINA) | YL260C-30B | 260 | 9 | 172 | 40 |  | Solar | FIXED | Roof
SRP11346 | YINGLI ENERGY (CHINA) | YL260C-30B | 260 | 25 | 262 | 40 |  | Solar | FIXED | Roof
SRP11347 | SUNPOWER | SPR-305-WHT-U | 327 | 24 | 180 | 35 |  | Solar | FIXED | Ground
SRP11350 | CHANGZHOU TRINA SOLAR ENERGY CO | TSM-185D | 240 | 16 | 150 | 14 |  | Solar | FIXED | Roof
SRP11350 | CHANGZHOU TRINA SOLAR ENERGY CO | TSM-185D | 240 | 7 | 150 | 22.5 |  | Solar | FIXED | Roof
SRP11350 | CHANGZHOU TRINA SOLAR ENERGY CO | TSM-185D | 240 | 14 | 240 | 37 |  | Solar | FIXED | Roof
SRP11351 | CANADIAN SOLAR | CS6P-230 | 235 | 14 | 48 | 10 |  | Solar | FIXED | Roof
SRP11351 | CANADIAN SOLAR | CS6P-230 | 235 | 20 | 230 | 38 |  | Solar | FIXED | Roof
SRP11352 | CANADIAN SOLAR | CS6P-230 | 235 | 7 | 265 | 7 |  | Solar | FIXED | Roof
SRP11352 | CANADIAN SOLAR | CS6P-230 | 235 | 6 | 265 | 38 |  | Solar | FIXED | Roof
SRP11353 | CANADIAN SOLAR | CS6P-230 | 235 | 3 | 175 | 24 |  | Solar | FIXED | Roof
SRP11353 | CANADIAN SOLAR | CS6P-230 | 235 | 14 | 265 | 26 |  | Solar | FIXED | Roof
SRP11358 | MATRIX SOLAR/PHOTOWATT | PW1650-175 | 250 | 26 | 134.4 | 20 |  | Solar | FIXED | Roof
SRP11359 | MATRIX SOLAR/PHOTOWATT | PW1000-100 | 250 | 60 | 180 | 30 |  | Solar | FIXED | Ground
SRP11360 | CHANGZHOU TRINA SOLAR ENERGY CO | TSM-185D | 240 | 48 | 193.3 | 20 |  | Solar | FIXED | Roof
SRP11364 | MATRIX SOLAR/PHOTOWATT | PW1000-100 | 250 | 52 | 260 | 20 |  | Solar | FIXED | Roof
SRP11365 | MATRIX SOLAR/PHOTOWATT | PW1000-100 | 250 | 24 | 142.2 | 20 |  | Solar | FIXED | Roof
SRP11366 | TRINA SOLAR | TSM-245PA05 | 245 | 10 | 90 | 18 |  | Solar | FIXED | Roof
SRP11366 | TRINA SOLAR | TSM-245PA05 | 245 | 21 | 180 | 18 |  | Solar | FIXED | Roof
SRP11366 | TRINA SOLAR | TSM-245PA05.05 | 245 | 10 | 270 | 18 |  | Solar | FIXED | Roof
SRP11367 | UNKNOWN | UNKNOWN | 250 | 14 | 180 | 18 |  | Solar | FIXED | Roof
SRP11368 | BAODING YINGLI NEW ENERGY RESOURCES CO | YL175(156) | 240 | 44 | 253 | 30 |  | Solar | FIXED | Roof
SRP11369 | KYOCERA SOLAR | KC200GT | 220 | 29 | 200 | 32 |  | Solar | FIXED | Roof
SRP11370 | SOLARWORLD | SW185MONO | 235 | 490 | 227 | 10 |  | Solar | FIXED | Roof
SRP11372 | BAODING YINGLI NEW ENERGY RESOURCES CO | YL175(156) | 240 | 24 | 237 | 34 |  | Solar | FIXED | Roof
SRP11374 | SUNTECH POWER | STP150S-24/AB-1 | 190 | 60 | 172 | 27 |  | Solar | FIXED | Roof
SRP11376 | SMX CAPITAL | SMX230P | 230 | 210 | 137 | 22 |  | Solar | FIXED | Roof
SRP11376 | SMX CAPITAL | SMX230P | 230 | 532 | 180 | 0 |  | Solar | FIXED | Roof
SRP11377 | UNKNOWN | UNKNOWN | 250 | 32 | 194 | 15 |  | Solar | FIXED | Roof
SRP11378 | REC SCANMODULE | SCM230 | 245 | 30 | 170 | 28 |  | Solar | FIXED | Roof
SRP11379 | CHANGZHOU TRINA SOLAR ENERGY CO | TSM-165D | 240 | 14 | 213.2 | 36 |  | Solar | FIXED | Roof
SRP11380 | SUNTECH POWER | STP210S-18/UB-1 | 245 | 6 | 130 | 36 |  | Solar | FIXED | Roof
SRP11380 | SUNTECH POWER | STP210S-18/UB-1 | 245 | 6 | 220 | 36 |  | Solar | FIXED | Roof
SRP11381 | MATRIX SOLAR/PHOTOWATT | PW1000-100 | 250 | 18 | 130.8 | 36 |  | Solar | FIXED | Roof
SRP11382 | CHANGZHOU TRINA SOLAR ENERGY CO | TSM-185D | 240 | 26 | 215 | 18 |  | Solar | FIXED | Roof
SRP11383 | CHANGZHOU TRINA SOLAR ENERGY CO | TSM-185D | 240 | 21 | 152 | 18 |  | Solar | FIXED | Roof
SRP11383 | CHANGZHOU TRINA SOLAR ENERGY CO | TSM-185D | 240 | 7 | 246 | 18 |  | Solar | FIXED | Roof
SRP11384 | CHANGZHOU TRINA SOLAR ENERGY CO | TSM-185D | 240 | 41 | 114 | 19 |  | Solar | FIXED | Roof
SRP11385 | ET SOLAR INDUSTRY | ET-P672280 | 285 | 22 | 159 | 17 |  | Solar | FIXED | Roof
SRP11385 | ET SOLAR INDUSTRY | ET-P672280 | 285 | 22 | 252 | 34 |  | Solar | FIXED | Roof
SRP11386 | SUNPOWER | SPR-230-WHT-U | 245 | 24 | 214 | 28 |  | Solar | FIXED | Roof
SRP11387 | SUNTECH POWER | STP190S-18/UB-1 | 190 | 11 | 169.5 | 26 |  | Solar | FIXED | Roof
SRP11388 | SUNPOWER | SPR-230-WHT-U | 245 | 16 | 127 | 23 |  | Solar | FIXED | Roof
SRP11389 | SUNTECH POWER | STP180S-24/AB-1 | 185 | 14 | 189.5 | 30 |  | Solar | FIXED | Roof
SRP11389 | SUNTECH POWER | STP190S-18/UB-1 | 190 | 24 | 189.5 | 30 |  | Solar | FIXED | Roof
SRP11390 | SUNTECH POWER | STP190-18/UB-1 | 190 | 39 | 178 | 17 |  | Solar | FIXED | Roof
SRP11391 | CHANGZHOU TRINA SOLAR ENERGY CO | TSM-185D | 240 | 40 | 140.1 | 30 |  | Solar | FIXED | Roof
SRP11392 | UNKNOWN | UNKNOWN | 250 | 16 | 137.9 | 16 |  | Solar | FIXED | Roof
SRP11394 | SILIKEN MANUFACTURING USA | SLK60P6L 212 WP | 250 | 22 | 134 | 31 |  | Solar | FIXED | Roof
SRP11395 | KYOCERA SOLAR | KD210GX-LP | 220 | 52 | 214 | 33 |  | Solar | FIXED | Roof
SRP11396 | KYOCERA SOLAR | KD210GX-L | 220 | 13 | 96 | 18 |  | Solar | FIXED | Roof
SRP11396 | KYOCERA SOLAR | KD210GX-LP | 220 | 13 | 186 | 22 |  | Solar | FIXED | Roof
SRP11396 | KYOCERA SOLAR | KD210GX-LP | 220 | 5 | 276 | 18 |  | Solar | FIXED | Roof
SRP11397 | YINGLI ENERGY (CHINA) | YL240P-29B | 240 | 9 | 209 | 25 |  | Solar | FIXED | Roof
SRP11397 | YINGLI ENERGY (CHINA) | YL240P-29B | 240 | 14 | 209 | 31 |  | Solar | FIXED | Roof
SRP11398 | YINGLI ENERGY (CHINA) | YL240P-29B | 240 | 6 | 122 | 30 |  | Solar | FIXED | Roof
SRP11398 | YINGLI ENERGY (CHINA) | YL240P-29B | 240 | 8 | 212 | 28 |  | Solar | FIXED | Roof
SRP11398 | YINGLI ENERGY (CHINA) | YL240P-29B | 240 | 17 | 212 | 30 |  | Solar | FIXED | Roof
SRP11399 | KYOCERA SOLAR | KD210GX-LP | 220 | 20 | 210 | 18 |  | Solar | FIXED | Roof
SRP11400 | BAODING YINGLI NEW ENERGY RESOURCES CO | YL175(156) | 240 | 11 | 100 | 40 |  | Solar | FIXED | Roof
SRP11400 | BAODING YINGLI NEW ENERGY RESOURCES CO | YL175(156) | 240 | 22 | 190 | 40 |  | Solar | FIXED | Roof
SRP11401 | SCHUCO USA |  | 260 | 14 | 217 | 11 |  | Solar | FIXED | Roof
SRP11401 | SCHUCO USA |  | 260 | 16 | 217 | 45 |  | Solar | FIXED | Roof
SRP11402 | CHANGZHOU TRINA SOLAR ENERGY CO | TSM-185D | 230 | 68 | 170 | 10 |  | Solar | FIXED | Roof
SRP11403 | EVERGREEN SOLAR |  | 205 | 20 | 223 | 26 |  | Solar | FIXED | Roof
SRP11405 | CONERGY | CONERGY PH 240P | 235 | 56 | 180 | 34 |  | Solar | FIXED | Ground
SRP11405 | CONERGY | CONERGY PM 235P | 240 | 28 | 180 | 34 |  | Solar | FIXED | Ground
SRP11406 | SUNPOWER | SPR-315E-WHT-U | 327 | 60 | 180 | 35 |  | Solar | FIXED | Ground
SRP11407 | SUNPOWER | SPR-305-WHT-U | 308 | 42 | 144 | 23 |  | Solar | FIXED | Roof
SRP11408 | CHANGZHOU TRINA SOLAR ENERGY CO | TSM-185D | 240 | 20 | 104 | 25 |  | Solar | FIXED | Roof
SRP11408 | CHANGZHOU TRINA SOLAR ENERGY CO | TSM-185D | 240 | 20 | 195 | 25 |  | Solar | FIXED | Roof
SRP11409 | CHANGZHOU TRINA SOLAR ENERGY CO | TSM-185D | 235 | 46 | 133 | 23 |  | Solar | FIXED | Roof
SRP11410 | SUNTECH POWER | STP210S-18/UB-1 | 240 | 1794 | 190 | 10 |  | Solar | FIXED | Roof
SRP11411 | CHANGZHOU TRINA SOLAR ENERGY CO | TSM-185D | 235 | 32 | 207 | 15 |  | Solar | FIXED | Roof
SRP11412 | CHANGZHOU TRINA SOLAR ENERGY CO | TSM-160D | 230 | 14 | 230 | 33 |  | Solar | FIXED | Roof
SRP11413 | CHANGZHOU TRINA SOLAR ENERGY CO | TSM-160D | 240 | 6 | 218 | 14 |  | Solar | FIXED | Roof
SRP11413 | CHANGZHOU TRINA SOLAR ENERGY CO | TSM-160D | 240 | 9 | 218 | 45 |  | Solar | FIXED | Roof
SRP11414 | CHANGZHOU TRINA SOLAR ENERGY CO | TSM-165D | 235 | 24 | 97 | 29 |  | Solar | FIXED | Roof
SRP11414 | CHANGZHOU TRINA SOLAR ENERGY CO | TSM-165D | 235 | 26 | 187 | 29 |  | Solar | FIXED | Roof
SRP11415 | CHANGZHOU TRINA SOLAR ENERGY CO | TSM-185D | 235 | 14 | 159 | 13 |  | Solar | FIXED | Roof
SRP11415 | CHANGZHOU TRINA SOLAR ENERGY CO | TSM-185D | 235 | 33 | 159 | 42 |  | Solar | FIXED | Roof
SRP11416 | CHANGZHOU TRINA SOLAR ENERGY CO | TSM-185D | 240 | 33 | 166 | 22 |  | Solar | FIXED | Roof
SRP11417 | CHANGZHOU TRINA SOLAR ENERGY CO | TSM-165D | 235 | 15 | 160 | 21 |  | Solar | FIXED | Roof
SRP11417 | CHANGZHOU TRINA SOLAR ENERGY CO | TSM-165D | 235 | 24 | 250 | 21 |  | Solar | FIXED | Roof
SRP11418 | CHANGZHOU TRINA SOLAR ENERGY CO | TSM-160D | 230 | 20 | 189 | 18 |  | Solar | FIXED | Roof
SRP11419 | TRINA SOLAR | TSM-240PA05.10 | 240 | 14 | 85 | 20 |  | Solar | FIXED | Roof
SRP11419 | TRINA SOLAR | TSM-240PA05.10 | 240 | 29 | 265 | 20 |  | Solar | FIXED | Roof
SRP11420 | CHANGZHOU TRINA SOLAR ENERGY CO | TSM-185D | 235 | 9 | 184 | 18 |  | Solar | FIXED | Roof
SRP11420 | CHANGZHOU TRINA SOLAR ENERGY CO | TSM-185D | 235 | 22 | 274 | 18 |  | Solar | FIXED | Roof
SRP11421 | KYOCERA SOLAR | KC125G | 215 | 38 | 180 | 14 |  | Solar | FIXED | Roof
SRP11422 | CANADIAN SOLAR | CS6P-230 | 250 | 24 | 165 | 15 |  | Solar | FIXED | Roof
SRP11423 | LG ELECTRONICS SOLAR CELL DIVISION | LG255S1C-G2 | 255 | 30 | 168 | 30 |  | Solar | FIXED | Roof
SRP11424 | SUNPOWER | SPR-315E-WHT-U | 327 | 28 | 148 | 22 |  | Solar | FIXED | Roof
SRP11425 | UNKNOWN | UNKNOWN | 250 | 25 | 124.6 | 28 |  | Solar | FIXED | Roof
SRP11426 | SOLARWORLD | SW185MONO | 240 | 126 | 218 | 10 |  | Solar | FIXED | Roof
SRP11427 | BAODING YINGLI NEW ENERGY RESOURCES CO | YL175(156) | 240 | 37 | 98 | 20 |  | Solar | FIXED | Roof
SRP11430 | TRINA SOLAR | TSM-240PA05.10 | 240 | 39 | 220 | 15 |  | Solar | FIXED | Roof
SRP11430 | TRINA SOLAR | TSM-240PA05 | 240 | 26 | 220 | 19 |  | Solar | FIXED | Roof
SRP11430 | TRINA SOLAR | TSM-240PA05.10 | 240 | 39 | 220 | 19 |  | Solar | FIXED | Roof
SRP11431 | MATRIX SOLAR/PHOTOWATT | PW1650-175 | 255 | 18 | 177 | 18 |  | Solar | FIXED | Roof
SRP11431 | MATRIX SOLAR/PHOTOWATT | PW1650-175 | 255 | 6 | 177 | 27 |  | Solar | FIXED | Roof
SRP11431 | MATRIX SOLAR/PHOTOWATT | PW1650-175 | 255 | 8 | 177 | 30 |  | Solar | FIXED | Roof
SRP11432 | CHANGZHOU TRINA SOLAR ENERGY CO | TSM-165D | 245 | 28 | 244 | 26 |  | Solar | FIXED | Roof
SRP11433 | SUNPOWER | SPR-245NE-WHT-D | 245 | 7 | 260 | 18 |  | Solar | FIXED | Roof
SRP11433 | SUNPOWER | SPR-245NE-WHT-D | 245 | 42 | 260 | 26 |  | Solar | FIXED | Roof
SRP11434 | SOLYNDRA | SL-002-182U | 210 | 9516 | 175 | 0 |  | Solar | FIXED | Roof
SRP11437 | CANADIAN SOLAR | CS5P-240 | 250 | 28 | 127 | 9 |  | Solar | FIXED | Roof
SRP11438 | SILIKEN MANUFACTURING USA | SLK60P6L 212 WP | 250 | 12 | 96 | 20 |  | Solar | FIXED | Roof
SRP11438 | SILIKEN MANUFACTURING USA | SLK60P6L 212 WP | 250 | 16 | 186 | 40 |  | Solar | FIXED | Roof
SRP11438 | SILIKEN MANUFACTURING USA | SLK60P6L 212 WP | 250 | 8 | 276 | 26 |  | Solar | FIXED | Roof
SRP11438 | SILIKEN MANUFACTURING USA | SLK60P6L 212 WP | 250 | 14 | 276 | 40 |  | Solar | FIXED | Roof
SRP11439 | SUNTECH POWER | STP180S-24/AB-1 | 185 | 32 | 180 | 29 |  | Solar | FIXED | Roof
SRP11440 | BAODING YINGLI NEW ENERGY RESOURCES CO | 30(17)P754X350 | 235 | 52 | 244 | 10 |  | Solar | FIXED | Roof
SRP11441 | SUNPOWER | SPR-230-WHT-U | 230 | 22 | 147 | 27 |  | Solar | FIXED | Roof
SRP11441 | SUNPOWER | SPR-230-WHT-U | 230 | 22 | 147 | 40 |  | Solar | FIXED | Roof
SRP11442 | SUNPOWER | SPR-240E-WHT-D | 240 | 32 | 128 | 20 |  | Solar | FIXED | Roof
SRP11443 | CANADIAN SOLAR | CS6P-230 | 235 | 8 | 118 | 40 |  | Solar | FIXED | Roof
SRP11443 | CANADIAN SOLAR | CS6P-230 | 235 | 16 | 208 | 28 |  | Solar | FIXED | Roof
SRP11443 | CANADIAN SOLAR | CS6P-230 | 235 | 12 | 298 | 40 |  | Solar | FIXED | Roof
SRP11444 | TRINA SOLAR | TSM-250PA05.10 | 240 | 10 | 85 | 23 |  | Solar | FIXED | Roof
SRP11444 | TRINA SOLAR | TSM-245PA05.10 | 240 | 10 | 265 | 23 |  | Solar | FIXED | Roof
SRP11444 | TRINA SOLAR | TSM-245PA05.10 | 240 | 20 | 265 | 23 |  | Solar | FIXED | Roof
SRP11445 | BAODING YINGLI NEW ENERGY RESOURCES CO | 40(17)P516X663 | 240 | 37 | 157 | 27 |  | Solar | FIXED | Roof
SRP11446 | BAODING YINGLI NEW ENERGY RESOURCES CO | 50(17)P974X453 | 240 | 26 | 98 | 37 |  | Solar | FIXED | Roof
SRP11447 | BAODING YINGLI NEW ENERGY RESOURCES CO | 110(17)P1447X663 | 240 | 24 | 152 | 35 |  | Solar | FIXED | Roof
SRP11447 | BAODING YINGLI NEW ENERGY RESOURCES CO | 110(17)P1447X663 | 240 | 18 | 235 | 35 |  | Solar | FIXED | Roof
SRP11448 | SUNPOWER | SPR-315E-WHT-U | 327 | 30 | 228 | 20 |  | Solar | FIXED | Roof
SRP11449 | SUNTECH POWER | STP180S-24/AB-1 | 180 | 20 | 178 | 28 |  | Solar | FIXED | Roof
SRP11450 | SOLARWORLD | SW185MONO | 245 | 39 | 206 | 39 |  | Solar | FIXED | Roof
SRP11451 | CANADIAN SOLAR | CS6P-230 | 235 | 32 | 170 | 20 |  | Solar | FIXED | Roof
SRP11452 | CANADIAN SOLAR | CS6P-230 | 235 | 18 | 115 | 21 |  | Solar | FIXED | Roof
SRP11454 | CANADIAN SOLAR | CS6P-230 | 235 | 11 | 110 | 28 |  | Solar | FIXED | Roof
SRP11454 | CANADIAN SOLAR | CS6P-230 | 235 | 11 | 287 | 28 |  | Solar | FIXED | Roof
SRP11455 | CANADIAN SOLAR | CS6P-230 | 235 | 12 | 194 | 23 |  | Solar | FIXED | Roof
SRP11456 | REC SCANMODULE | SCM230 | 245 | 30 | 215 | 15 |  | Solar | FIXED | Roof
SRP11457 | MATRIX SOLAR/PHOTOWATT | PW1650-175 | 250 | 22 | 192 | 20 |  | Solar | FIXED | Roof
SRP11458 | SUNPOWER | SPR-315E-WHT-U | 327 | 32 | 228 | 25 |  | Solar | FIXED | Roof
SRP11459 | MATRIX SOLAR/PHOTOWATT | PW1000-100 | 260 | 2184 | 154.5 | 10 |  | Solar | FIXED | Roof
SRP11460 | YINGLI ENERGY (CHINA) | YL240P-29B | 240 | 96 | 132 | 10 |  | Solar | FIXED | Roof
SRP11461 | CHANGZHOU TRINA SOLAR ENERGY CO | TSM-180D | 240 | 22 | 215.5 | 37 |  | Solar | FIXED | Roof
SRP11462 | GLORIA SOLAR | GSM6-230D-UO1 | 230 | 16 | 203 | 27 |  | Solar | FIXED | Roof
SRP11462 | GLORIA SOLAR | GSM6-230D-UO1 | 230 | 20 | 298 | 16 |  | Solar | FIXED | Roof
SRP11463 | MATRIX SOLAR/PHOTOWATT | PW1650-175 | 250 | 12 | 247 | 30 |  | Solar | FIXED | Roof
SRP11465 | CHANGZHOU TRINA SOLAR ENERGY CO | TSM-185D | 235 | 28 | 127 | 20 |  | Solar | FIXED | Roof
SRP11466 | CHANGZHOU TRINA SOLAR ENERGY CO | TSM-185D | 235 | 33 | 175.7 | 31 |  | Solar | FIXED | Roof
SRP11467 | SUNTECH POWER | STP21018 | 210 | 48 | 204 | 22 |  | Solar | FIXED | Roof
SRP11468 | UNKNOWN | UNKNOWN | 250 | 60 | 180 | 30 |  | Solar | FIXED | Ground
SRP11470 | HANWHA SOLARONE (QIDONG) | HSL60M6-HB-0-250TB | 250 | 32 | 225 | 20 |  | Solar | FIXED | Roof
SRP11473 | REC SCANMODULE | SCM215 | 245 | 33 | 175 | 18 |  | Solar | FIXED | Roof
SRP11474 | SUNPOWER | PL-AP-75 DOUBLE MODULE | 327 | 24 | 173 | 32 |  | Solar | FIXED | Roof
SRP11475 | CHANGZHOU TRINA SOLAR ENERGY CO | TSM-165D | 240 | 14 | 128.9 | 20 |  | Solar | FIXED | Roof
SRP11476 | SHARP | ND-123UJF | 235 | 14 | 157 | 22 |  | Solar | FIXED | Roof
SRP11476 | SHARP | ND-123UJF | 235 | 5 | 247 | 36 |  | Solar | FIXED | Roof
SRP11477 | SUNTECH POWER | STP190-18/UB-1 | 185 | 48 | 111.5 | 30 |  | Solar | FIXED | Roof
SRP11478 | CONERGY AG | S 175MU | 240 | 22 | 258 | 32 |  | Solar | FIXED | Roof
SRP11481 | SUNTECH POWER | STP210S-18/UB-1 | 210 | 36 | 128.1 | 14 |  | Solar | FIXED | Roof
SRP11483 | CHANGZHOU TRINA SOLAR ENERGY CO | TSM-185D | 235 | 44 | 230.1 | 16 |  | Solar | FIXED | Roof
SRP11484 | SUNTECH POWER | STP210-18/UB-1 | 210 | 12 | 93 | 31 |  | Solar | FIXED | Roof
SRP11484 | SUNTECH POWER | STP210-18/UB-1 | 210 | 18 | 183 | 34 |  | Solar | FIXED | Roof
SRP11485 | CANADIAN SOLAR | CS6X-295P | 295 | 286 | 172.2 | 10 |  | Solar | FIXED | Roof
SRP11485 | CANADIAN SOLAR | CS6X-290P | 290 | 209 | 217.3 | 10 |  | Solar | FIXED | Roof
SRP11486 | SUNTECH POWER | STP21018 | 210 | 30 | 211 | 15 |  | Solar | FIXED | Roof
SRP11487 | CANADIAN SOLAR | CS6X-290M | 290 | 352 | 180 | 25 |  | Solar | FIXED | Ground
SRP11487 | CANADIAN SOLAR | CS6X-295M | 295 | 484 | 180 | 25 |  | Solar | FIXED | Ground
SRP11488 | SUNTECH POWER | STP180-24/AB-1 | 185 | 28 | 122.5 | 20 |  | Solar | FIXED | Roof
SRP11489 | CANADIAN SOLAR | CS6X-290M | 290 | 286 | 174.2 | 10 |  | Solar | FIXED | Roof
SRP11490 | CANADIAN SOLAR | CS6X-290M | 290 | 253 | 201 | 10 |  | Solar | FIXED | Roof
SRP11491 | CANADIAN SOLAR | CS6P-230 | 290 | 440 | 219 | 10 |  | Solar | FIXED | Roof
SRP11492 | CANADIAN SOLAR | CS6X-290P | 290 | 154 | 140.9 | 10 |  | Solar | FIXED | Roof
SRP11493 | CANADIAN SOLAR | CS6X-290P | 290 | 209 | 211.1 | 10 |  | Solar | FIXED | Roof
SRP11493 | CANADIAN SOLAR | CS6X-290P | 290 | 231 | 218.7 | 10 |  | Solar | FIXED | Roof
SRP11494 | CANADIAN SOLAR | CS6X-290P | 290 | 220 | 218 | 10 |  | Solar | FIXED | Roof
SRP11496 | SUNPOWER | SPR-315E-WHT-U | 327 | 14 | 202 | 40 |  | Solar | FIXED | Roof
SRP11497 | CANADIAN SOLAR | CS6X-290M | 290 | 99 | 228 | 10 |  | Solar | FIXED | Roof
SRP11498 | CANADIAN SOLAR | CS6X-290M | 290 | 1045 | 183 | 10 |  | Solar | FIXED | Ground
SRP11499 | CANADIAN SOLAR | CS6X-290P | 290 | 117 | 140 | 10 |  | Solar | FIXED | Roof
SRP11500 | CANADIAN SOLAR | CS6X-295M | 295 | 385 | 137 | 10 |  | Solar | FIXED | Roof
SRP11500 | CANADIAN SOLAR | CS6X-290M | 290 | 341 | 227.8 | 10 |  | Solar | FIXED | Roof
SRP11500 | CANADIAN SOLAR | CS6X-290M | 290 | 275 | 229.7 | 10 |  | Solar | FIXED | Roof
SRP11501 | CANADIAN SOLAR | CS6P-230 | 255 | 40 | 262 | 30 |  | Solar | FIXED | Roof
SRP11502 | UNKNOWN | UNKNOWN | 250 | 27 | 186 | 36 |  | Solar | FIXED | Roof
SRP11504 | UNKNOWN | UNKNOWN | 250 | 26 | 205 | 35 |  | Solar | FIXED | Roof
SRP11506 | SANYO ELECTRIC | HIT-N225A01 | 225 | 4 | 125 | 28 |  | Solar | FIXED | Roof
SRP11506 | SANYO ELECTRIC | HIT-N225A01 | 225 | 14 | 215 | 28 |  | Solar | FIXED | Roof
SRP11507 | MC SOLAR | TF-80B | 235 | 10 | 174 | 30 |  | Solar | FIXED | Roof
SRP11508 | CANADIAN SOLAR | CS6P-230 | 255 | 10 | 214 | 17 |  | Solar | FIXED | Roof
SRP11508 | CANADIAN SOLAR | CS6P-230 | 255 | 12 | 214 | 18 |  | Solar | FIXED | Roof
SRP11508 | CANADIAN SOLAR | CS6P-230 | 255 | 18 | 214 | 19 |  | Solar | FIXED | Roof
SRP11509 | SHARP | ND-224UC1 | 240 | 75 | 170 | 29.8 |  | Solar | FIXED | Ground
SRP11510 | CANADIAN SOLAR | CS6P-230 | 235 | 31 | 247 | 19 |  | Solar | FIXED | Roof
SRP11511 | SHARP | ND-250QCS | 250 | 24 | 189 | 26 |  | Solar | 1AXIS | Roof
SRP11511 | SHARP | ND-250QCS | 250 | 6 | 189 | 33 |  | Solar | FIXED | Roof
SRP11512 | CANADIAN SOLAR | CS6P-230 | 235 | 19 | 213 | 30 |  | Solar | FIXED | Roof
SRP11513 | SUNPOWER | SPR-230-WHT-U | 240 | 30 | 196 | 30 |  | Solar | FIXED | Roof
SRP11514 | CHANGZHOU TRINA SOLAR ENERGY CO | TSM-160D | 240 | 12 | 90 | 20 |  | Solar | FIXED | Roof
SRP11514 | CHANGZHOU TRINA SOLAR ENERGY CO | TSM-160D | 240 | 26 | 180 | 20 |  | Solar | FIXED | Roof
SRP11516 | CHANGZHOU TRINA SOLAR ENERGY CO | TSM-170D | 240 | 51 | 139 | 25 |  | Solar | FIXED | Roof
SRP11518 | CHANGZHOU TRINA SOLAR ENERGY CO | TSM-160D | 240 | 8 | 115 | 15 |  | Solar | FIXED | Roof
SRP11518 | CHANGZHOU TRINA SOLAR ENERGY CO | TSM-160D | 240 | 20 | 205 | 15 |  | Solar | FIXED | Roof
SRP11520 | SUNPOWER | SPR-230-WHT-U | 230 | 20 | 218 | 39 |  | Solar | FIXED | Roof
SRP11520 | SUNPOWER | SPR-230-WHT-U | 230 | 32 | 218 | 39 |  | Solar | FIXED | Roof
SRP11521 | SUNTECH POWER | STP160-24/AB-1 | 240 | 30 | 140 | 32 |  | Solar | FIXED | Roof
SRP11521 | SUNTECH POWER | STP160-24/AB-1 | 240 | 33 | 230 | 32 |  | Solar | FIXED | Roof
SRP11522 | CANADIAN SOLAR | CS6P-230 | 235 | 8 | 129 | 26 |  | Solar | FIXED | Roof
SRP11522 | CANADIAN SOLAR | CS6P-230 | 235 | 6 | 218 | 15 |  | Solar | FIXED | Roof
SRP11524 | CANADIAN SOLAR | CS6X-290P | 290 | 286 | 185.6 | 10 |  | Solar | FIXED | Roof
SRP11525 | CANADIAN SOLAR | CS6X-290P | 290 | 242 | 143.9 | 10 |  | Solar | FIXED | Roof
SRP11526 | CANADIAN SOLAR | CS6X-290P | 290 | 847 | 130 | 10 |  | Solar | FIXED | Roof
SRP11526 | CANADIAN SOLAR | CS6X-295M | 295 | 957 | 175 | 10 |  | Solar | FIXED | Roof
SRP11527 | CANADIAN SOLAR | CS6X-290P | 290 | 1221 | 180 | 25 |  | Solar | FIXED | Ground
SRP11528 | WEBEL SL ENERGY SYSTEMS | W900-90 | 235 | 14 | 130 | 23 |  | Solar | FIXED | Roof
SRP11528 | WEBEL SL ENERGY SYSTEMS | W900-90 | 235 | 8 | 220 | 35 |  | Solar | FIXED | Roof
SRP11530 | BAODING YINGLI NEW ENERGY RESOURCES CO | YL175(156) | 260 | 100 | 175 | 10 |  | Solar | FIXED | Roof
SRP11531 | SUNTECH POWER | STP210-18/UB-1 | 210 | 18 | 178 | 20 |  | Solar | FIXED | Roof
SRP11532 | CHANGZHOU TRINA SOLAR ENERGY CO | TSM-185D | 235 | 21 | 172 | 15 |  | Solar | FIXED | Roof
SRP11534 | CHANGZHOU TRINA SOLAR ENERGY CO | TSM-185D | 240 | 25 | 183 | 35 |  | Solar | FIXED | Roof
SRP11536 | CHANGZHOU TRINA SOLAR ENERGY CO | TSM-185D | 240 | 27 | 199.5 | 51 |  | Solar | FIXED | Roof
SRP11537 | SUNTECH POWER | STP180S-24/AB-1 | 185 | 40 | 253 | 26 |  | Solar | FIXED | Roof
SRP11538 | SUNTECH POWER | STP180-24/AB-1 | 185 | 38 | 259 | 17 |  | Solar | FIXED | Roof
SRP11539 | BAODING YINGLI NEW ENERGY RESOURCES CO | YL175(156) | 240 | 192 | 217 | 5 |  | Solar | FIXED | Roof
SRP11540 | CHANGZHOU TRINA SOLAR ENERGY CO | TSM-185D | 235 | 108 | 155 | 8 |  | Solar | FIXED | Roof
SRP11541 | MX SOLAR USA | MX60-230 | 230 | 910 | 189 | 7.5 |  | Solar | FIXED | Ground
SRP11542 | CANADIAN SOLAR | CS6X-290P | 290 | 176 | 173.5 | 10 |  | Solar | FIXED | Roof
SRP11543 | SUNPOWER | SPR-315E-WHT-U | 327 | 20 | 130 | 27 |  | Solar | FIXED | Roof
SRP11543 | SUNPOWER | SPR-315E-WHT-U | 327 | 30 | 220 | 27 |  | Solar | FIXED | Roof
SRP11544 | CHANGZHOU TRINA SOLAR ENERGY CO | TSM-185D | 240 | 28 | 180 | 33 |  | Solar | FIXED | Roof
SRP11545 | SUNTECH POWER | STP210-18/UB-1 | 210 | 30 | 241 | 22 |  | Solar | FIXED | Roof
SRP11546 | MATRIX SOLAR/PHOTOWATT | PW1650-175 | 250 | 28 | 147 | 20 |  | Solar | FIXED | Roof
SRP11546 | MATRIX SOLAR/PHOTOWATT | PW1650-175 | 250 | 14 | 147 | 40 |  | Solar | FIXED | Roof
SRP11547 | CHANGZHOU TRINA SOLAR ENERGY CO | TSM-185D | 235 | 16 | 198.4 | 25 |  | Solar | FIXED | Roof
SRP11548 | CHANGZHOU TRINA SOLAR ENERGY CO | TSM-185D | 235 | 9 | 145.5 | 20 |  | Solar | FIXED | Roof
SRP11549 | CHANGZHOU TRINA SOLAR ENERGY CO | TSM-185D | 240 | 18 | 172 | 30 |  | Solar | FIXED | Roof
SRP11550 | CHANGZHOU TRINA SOLAR ENERGY CO | TSM-180D | 240 | 16 | 225 | 40 |  | Solar | FIXED | Roof
SRP11551 | SUNTECH POWER | STP210-18/UB-1 | 210 | 14 | 95 | 15 |  | Solar | FIXED | Roof
SRP11551 | SUNTECH POWER | STP210-18/UB-1 | 210 | 14 | 185 | 15 |  | Solar | FIXED | Roof
SRP11552 | SUNTECH POWER | STP180S-24/AB-1 | 185 | 33 | 243 | 30 |  | Solar | FIXED | Roof
SRP11553 | CHANGZHOU TRINA SOLAR ENERGY CO | TSM-185D | 235 | 10 | 212 | 14 |  | Solar | FIXED | Roof
SRP11554 | CHANGZHOU TRINA SOLAR ENERGY CO | TSM-185D | 235 | 19 | 212 | 14 |  | Solar | FIXED | Roof
SRP11555 | CHANGZHOU TRINA SOLAR ENERGY CO | TSM-185D | 235 | 37 | 167 | 28 |  | Solar | FIXED | Roof
SRP11556 | CHANGZHOU TRINA SOLAR ENERGY CO | TSM-185D | 235 | 8 | 122 | 21 |  | Solar | FIXED | Roof
SRP11556 | CHANGZHOU TRINA SOLAR ENERGY CO | TSM-185D | 235 | 9 | 212 | 10 |  | Solar | FIXED | Roof
SRP11557 | CHANGZHOU TRINA SOLAR ENERGY CO | TSM-185D | 235 | 14 | 122 | 21 |  | Solar | FIXED | Roof
SRP11558 | CHANGZHOU TRINA SOLAR ENERGY CO | TSM-185D | 235 | 23 | 117 | 22 |  | Solar | FIXED | Roof
SRP11558 | CHANGZHOU TRINA SOLAR ENERGY CO | TSM-185D | 235 | 11 | 207 | 22 |  | Solar | FIXED | Roof
SRP11559 | SUNTECH POWER | STP190-18/UB-1 | 185 | 21 | 187.2 | 20 |  | Solar | FIXED | Roof
SRP11559 | SUNTECH POWER | STP190-18/UB-1 | 185 | 10 | 277 | 30 |  | Solar | FIXED | Roof
SRP11559 | SUNTECH POWER | STP190-18/UB-1 | 185 | 29 | 277.2 | 15 |  | Solar | FIXED | Roof
SRP11561 | MATRIX SOLAR/PHOTOWATT | PW1650-175 | 255 | 22 | 177 | 23 |  | Solar | FIXED | Roof
SRP11562 | CANADIAN SOLAR | CS6P-230 | 290 | 1265 | 169.8 | 10 |  | Solar | FIXED | Roof
SRP11563 | CANADIAN SOLAR | CS6P-230 | 290 | 660 | 155.8 | 10 |  | Solar | FIXED | Roof
SRP11564 | CANADIAN SOLAR | CS6X-290M | 290 | 1848 | 176 | 10 |  | Solar | FIXED | Roof
SRP11564 | CANADIAN SOLAR | CS6P-230 | 290 | 1617 | 197 | 10 |  | Solar | FIXED | Ground
SRP11565 | CANADIAN SOLAR | CS6P-230 | 290 | 385 | 127.8 | 7.5 |  | Solar | FIXED | Roof
SRP11565 | CANADIAN SOLAR | CS6X-290P | 290 | 220 | 153.1 | 10 |  | Solar | FIXED | Roof
SRP11567 | MX SOLAR USA | MX60-230 | 230 | 252 | 134 | 20 |  | Solar | FIXED | Roof
SRP11567 | MX SOLAR USA | MX60-230 | 230 | 238 | 252 | 20 |  | Solar | FIXED | Roof
SRP11568 | MX SOLAR USA | MX60-230 | 230 | 1400 | 208.8 | 5 |  | Solar | FIXED | Ground
SRP11569 | LG ELECTRONICS SOLAR CELL DIVISION | LG255S1C-G2 | 255 | 18 | 146 | 21 |  | Solar | FIXED | Roof
SRP11569 | LG ELECTRONICS SOLAR CELL DIVISION | LG255S1C-G3 | 255 | 7 | 146 | 21 |  | Solar | FIXED | Roof
SRP11570 | MATRIX SOLAR/PHOTOWATT | PW1650-175 | 255 | 13 | 225 | 18 |  | Solar | FIXED | Roof
SRP11571 | SHARP | NU-U240F1 | 240 | 52 | 151 | 34 |  | Solar | FIXED | Roof
SRP11572 | CANADIAN SOLAR | CS6X-295M | 295 | 36 | 221 | 3 |  | Solar | FIXED | Roof
SRP11572 | CANADIAN SOLAR | CS6X-290M | 290 | 99 | 221 | 30 |  | Solar | FIXED | Roof
SRP11573 | MATRIX SOLAR/PHOTOWATT | PW1650-175 | 255 | 22 | 203 | 32 |  | Solar | FIXED | Roof
SRP11574 | MATRIX SOLAR/PHOTOWATT | PW1650-175 | 255 | 8 | 176 | 25 |  | Solar | FIXED | Roof
SRP11574 | MATRIX SOLAR/PHOTOWATT | PW1650-175 | 255 | 16 | 176 | 25 |  | Solar | FIXED | Roof
SRP11575 | MATRIX SOLAR/PHOTOWATT | PW1650-175 | 255 | 25 | 123 | 18 |  | Solar | FIXED | Roof
SRP11577 | CANADIAN SOLAR | CS6P-230 | 235 | 17 | 170 | 45 |  | Solar | FIXED | Roof
SRP11578 | CANADIAN SOLAR | CS6P-230 | 235 | 7 | 170 | 15 |  | Solar | FIXED | Roof
SRP11578 | CANADIAN SOLAR | CS6P-230 | 235 | 14 | 170 | 31 |  | Solar | FIXED | Roof
SRP11580 | CANADIAN SOLAR | CS6P-230 | 235 | 11 | 218 | 20 |  | Solar | FIXED | Roof
SRP11581 | CANADIAN SOLAR | CS6P-230 | 235 | 14 | 237 | 26 |  | Solar | FIXED | Roof
SRP11582 | CANADIAN SOLAR | CS6P-230 | 235 | 10 | 218 | 20 |  | Solar | FIXED | Roof
SRP11584 | CANADIAN SOLAR | CS6P-230 | 235 | 9 | 123 | 44 |  | Solar | FIXED | Roof
SRP11586 | CANADIAN SOLAR | CS6P-230 | 235 | 34 | 100 | 35 |  | Solar | FIXED | Roof
SRP11587 | CANADIAN SOLAR | CS6P-230 | 235 | 14 | 91 | 38 |  | Solar | FIXED | Roof
SRP11587 | CANADIAN SOLAR | CS6P-230 | 235 | 8 | 271 | 38 |  | Solar | FIXED | Roof
SRP11588 | BAODING YINGLI NEW ENERGY RESOURCES CO | 110(17)P1447X663 | 260 | 60 | 141 | 5 |  | Solar | FIXED | Roof
SRP11588 | BAODING YINGLI NEW ENERGY RESOURCES CO | 110(17)P1447X663 | 260 | 65 | 171 | 5 |  | Solar | FIXED | Roof
SRP11588 | BAODING YINGLI NEW ENERGY RESOURCES CO | 110(17)P1447X663 | 260 | 72 | 201 | 5 |  | Solar | FIXED | Roof
SRP11588 | BAODING YINGLI NEW ENERGY RESOURCES CO | 110(17)P1447X663 | 260 | 26 | 231 | 5 |  | Solar | FIXED | Roof
SRP11591 | MATRIX SOLAR/PHOTOWATT | PW1650-175 | 250 | 30 | 143 | 37 |  | Solar | FIXED | Roof
SRP11592 | CANADIAN SOLAR | CS6P-230 | 235 | 17 | 129 | 19 |  | Solar | FIXED | Roof
SRP11592 | CANADIAN SOLAR | CS6P-230 | 235 | 17 | 219 | 19 |  | Solar | FIXED | Roof
SRP11593 | CANADIAN SOLAR | CS6P-230 | 235 | 12 | 82 | 24 |  | Solar | FIXED | Roof
SRP11593 | CANADIAN SOLAR | CS6P-230 | 235 | 11 | 262 | 24 |  | Solar | FIXED | Roof
SRP11594 | CANADIAN SOLAR | CS6P-235PX | 235 | 6 | 24 | 17 |  | Solar | FIXED | Roof
SRP11594 | CANADIAN SOLAR | CS6P-235PX | 235 | 11 | 115 | 17 |  | Solar | FIXED | Roof
SRP11595 | CANADIAN SOLAR | CS6P-235PX | 235 | 5 | 110 | 20 |  | Solar | FIXED | Roof
SRP11595 | CANADIAN SOLAR | CS6P-235PX | 235 | 18 | 200 | 20 |  | Solar | FIXED | Roof
SRP11595 | CANADIAN SOLAR | CS6P-235PX | 235 | 5 | 290 | 20 |  | Solar | FIXED | Roof
SRP11598 | CANADIAN SOLAR | CS6P-230 | 235 | 18 | 203 | 44 |  | Solar | FIXED | Roof
SRP11600 | SUNTECH POWER | STP210-18/UB-1 | 210 | 36 | 197 | 20 |  | Solar | FIXED | Roof
SRP11601 | KYOCERA SOLAR | KD210GX-LP | 220 | 8 | 139 | 38 |  | Solar | FIXED | Roof
SRP11601 | KYOCERA SOLAR | KD210GX-LP | 220 | 24 | 229 | 38 |  | Solar | FIXED | Roof
SRP11603 | KYOCERA SOLAR | KD210GX-LP | 220 | 44 | 70 | 18 |  | Solar | FIXED | Roof
SRP11603 | KYOCERA SOLAR | KD210GX-LP | 220 | 36 | 250 | 18 |  | Solar | FIXED | Roof
SRP11604 | UNKNOWN | UNKNOWN | 250 | 20 | 193.4 | 35 |  | Solar | FIXED | Roof
SRP11605 | CHANGZHOU TRINA SOLAR ENERGY CO | TSM-185D | 240 | 30 | 185 | 17 |  | Solar | FIXED | Roof
SRP11607 | SOLARWORLD | SW185MONO | 255 | 44 | 162 | 26 |  | Solar | FIXED | Roof
SRP11608 | KYOCERA SOLAR | KC200GT | 220 | 25 | 177 | 23 |  | Solar | FIXED | Roof
SRP11609 | BAODING YINGLI NEW ENERGY RESOURCES CO | 120(17)P1447X663 | 240 | 24 | 183 | 25 |  | Solar | FIXED | Roof
SRP11610 | KYOCERA SOLAR | KC200GT | 220 | 21 | 73 | 32 |  | Solar | FIXED | Roof
SRP11611 | TRINA SOLAR | TSM-240PA05.10 | 240 | 22 | 228 | 22 |  | Solar | FIXED | Roof
SRP11612 | CHANGZHOU TRINA SOLAR ENERGY CO | TSM-160D | 240 | 26 | 215 | 22 |  | Solar | FIXED | Roof
SRP11613 | CHANGZHOU TRINA SOLAR ENERGY CO | TSM-160D | 240 | 48 | 190 | 35 |  | Solar | FIXED | Roof
SRP11614 | MATRIX SOLAR/PHOTOWATT | PW1650-175 | 255 | 17 | 190 | 40 |  | Solar | FIXED | Roof
SRP11615 | KYOCERA SOLAR | KD210GX-LP | 220 | 34 | 142 | 18 |  | Solar | FIXED | Roof
SRP11617 | KYOCERA SOLAR | KC125G | 220 | 27 | 161 | 30 |  | Solar | FIXED | Roof
SRP11618 | CHANGZHOU TRINA SOLAR ENERGY CO | TSM-160D | 240 | 6 | 211 | 17 |  | Solar | FIXED | Roof
SRP11618 | CHANGZHOU TRINA SOLAR ENERGY CO | TSM-160D | 240 | 22 | 211 | 29 |  | Solar | FIXED | Roof
SRP11618 | CHANGZHOU TRINA SOLAR ENERGY CO | TSM-160D | 240 | 8 | 211 | 42 |  | Solar | FIXED | Roof
SRP11619 | CHANGZHOU TRINA SOLAR ENERGY CO | TSM-165D | 240 | 20 | 236 | 30 |  | Solar | FIXED | Roof
SRP11620 | CHANGZHOU TRINA SOLAR ENERGY CO | TSM-165D | 240 | 29 | 217 | 40 |  | Solar | FIXED | Roof
SRP11621 | CHANGZHOU TRINA SOLAR ENERGY CO | TSM-165D | 240 | 25 | 194 | 19 |  | Solar | FIXED | Roof
SRP11622 | CHANGZHOU TRINA SOLAR ENERGY CO | TSM-165D | 240 | 24 | 134 | 19 |  | Solar | FIXED | Roof
SRP11622 | CHANGZHOU TRINA SOLAR ENERGY CO | TSM-185D | 240 | 2 | 224 | 19 |  | Solar | FIXED | Roof
SRP11627 | SUNTECH POWER | STP180S-24/AB-1 | 185 | 30 | 197.9 | 25 |  | Solar | FIXED | Roof
SRP11628 | CONERGY | CONERGY PM 245P | 245 | 52 | 171 | 10 |  | Solar | FIXED | Roof
SRP11628 | CONERGY | CONERGY PM 245P | 245 | 26 | 171 | 20 |  | Solar | FIXED | Roof
SRP11629 | CHANGZHOU TRINA SOLAR ENERGY CO | TSM-180D | 240 | 26 | 122 | 22 |  | Solar | FIXED | Roof
SRP11631 | SUNTECH POWER | STP210-18/UB-1 | 210 | 52 | 160.1 | 18 |  | Solar | FIXED | Roof
SRP11632 | CHANGZHOU TRINA SOLAR ENERGY CO | TSM-185D | 235 | 39 | 240.5 | 25 |  | Solar | FIXED | Roof
SRP11633 | SUNTECH POWER | STP180-24/AB-1 | 185 | 34 | 193 | 15 |  | Solar | FIXED | Roof
SRP11633 | SUNTECH POWER | STP180S-24/AB-1 | 185 | 5 | 283 | 16 |  | Solar | FIXED | Roof
SRP11634 | CHANGZHOU TRINA SOLAR ENERGY CO | TSM-180D | 235 | 14 | 200 | 12 |  | Solar | FIXED | Roof
SRP11635 | SUNTECH POWER | STP200UB | 205 | 30 | 137 | 30 |  | Solar | FIXED | Roof
SRP11637 | BAODING YINGLI NEW ENERGY RESOURCES CO | 110(17)P1447X663 | 240 | 38 | 143 | 22 |  | Solar | FIXED | Roof
SRP11638 | KYOCERA SOLAR | KD210GX-LP | 220 | 30 | 215 | 18 |  | Solar | FIXED | Roof
SRP11638 | KYOCERA SOLAR | KD210GX-LP | 220 | 12 | 215 | 40 |  | Solar | FIXED | Roof
SRP11640 | YINGLI ENERGY (CHINA) | YL240P-29B | 240 | 7 | 128 | 27 |  | Solar | FIXED | Roof
SRP11640 | YINGLI ENERGY (CHINA) | YL240P-29B | 240 | 3 | 218 | 26 |  | Solar | FIXED | Roof
SRP11641 | CANADIAN SOLAR | CS6P-230 | 235 | 27 | 270 | 24 |  | Solar | FIXED | Roof
SRP11642 | CANADIAN SOLAR | CS6P-230 | 235 | 9 | 176 | 37 |  | Solar | FIXED | Roof
SRP11643 | CHANGZHOU TRINA SOLAR ENERGY CO | TSM-185D | 235 | 16 | 183 | 25 |  | Solar | FIXED | Roof
SRP11644 | CHANGZHOU TRINA SOLAR ENERGY CO | TSM-180D | 240 | 20 | 93.8 | 32 |  | Solar | FIXED | Roof
SRP11644 | CHANGZHOU TRINA SOLAR ENERGY CO | TSM-180D | 240 | 12 | 183.8 | 35 |  | Solar | FIXED | Roof
SRP11644 | CHANGZHOU TRINA SOLAR ENERGY CO | TSM-180D | 240 | 12 | 273.8 | 32 |  | Solar | FIXED | Roof
SRP11645 | KYOCERA SOLAR | KD210GX-LP | 220 | 35 | 116 | 20 |  | Solar | FIXED | Roof
SRP11645 | KYOCERA SOLAR | KD210GX-LP | 220 | 8 | 206 | 20 |  | Solar | FIXED | Roof
SRP11646 | KYOCERA SOLAR | KD210GX-LP | 220 | 33 | 162 | 22 |  | Solar | FIXED | Roof
SRP11647 | CHANGZHOU TRINA SOLAR ENERGY CO | TSM-165D | 240 | 26 | 120 | 18 |  | Solar | FIXED | Roof
SRP11648 | MATRIX SOLAR/PHOTOWATT | PW1650-175 | 250 | 6 | 158 | 42 |  | Solar | FIXED | Roof
SRP11648 | MATRIX SOLAR/PHOTOWATT | PW1650-175 | 250 | 24 | 248 | 42 |  | Solar | FIXED | Roof
SRP11649 | SUNTECH POWER | STP240S-20/WDB | 240 | 30 | 135 | 35 |  | Solar | FIXED | Roof
SRP11650 | SOLARWORLD | SW185MONO | 250 | 40 | 142 | 22 |  | Solar | FIXED | Roof
SRP11651 | CHANGZHOU TRINA SOLAR ENERGY CO | TSM-165D | 240 | 18 | 120 | 30 |  | Solar | FIXED | Roof
SRP11651 | CHANGZHOU TRINA SOLAR ENERGY CO | TSM-165D | 240 | 18 | 210 | 26 |  | Solar | FIXED | Roof
SRP11652 | SUNPOWER | SPR-315E-WHT-U | 327 | 44 | 178 | 15 |  | Solar | FIXED | Roof
SRP11653 | CHANGZHOU TRINA SOLAR ENERGY CO | TSM-165D | 240 | 20 | 160 | 19 |  | Solar | FIXED | Roof
SRP11653 | CHANGZHOU TRINA SOLAR ENERGY CO | TSM-165D | 240 | 8 | 250 | 19 |  | Solar | FIXED | Roof
SRP11656 | CHANGZHOU TRINA SOLAR ENERGY CO | TSM-160D | 240 | 49 | 216 | 45 |  | Solar | FIXED | Roof
SRP11657 | LG ELECTRONICS SOLAR CELL DIVISION | LG245S1C-G3 | 245 | 43 | 198 | 1 |  | Solar | FIXED | Roof
SRP11658 | CHANGZHOU TRINA SOLAR ENERGY CO | TSM-185D | 240 | 24 | 135 | 22 |  | Solar | FIXED | Roof
SRP11659 | SUNTECH POWER | STP180-24/AB-1 | 185 | 20 | 178 | 43 |  | Solar | FIXED | Roof
SRP11659 | SUNTECH POWER | STP180S-24/AB-1 | 185 | 6 | 268 | 31 |  | Solar | FIXED | Roof
SRP11660 | CONERGY AG | S 175MU | 240 | 18 | 0 | 27 |  | Solar | FIXED | Roof
SRP11660 | CONERGY AG | S 175MU | 240 | 13 | 180 | 20 |  | Solar | FIXED | Roof
SRP11660 | CONERGY AG | S 175MU | 240 | 12 | 180 | 26 |  | Solar | FIXED | Roof
SRP11660 | CONERGY AG | S 175MU | 240 | 22 | 270 | 18 |  | Solar | FIXED | Roof
SRP11661 | SILIKEN MANUFACTURING USA | SLK60P6L 233 WP | 250 | 24 | 129 | 23 |  | Solar | FIXED | Roof
SRP11662 | CHANGZHOU TRINA SOLAR ENERGY CO | TSM-185D | 240 | 36 | 250.1 | 34 |  | Solar | FIXED | Roof
SRP11663 | UNKNOWN | UNKNOWN | 250 | 16 | 185 | 26 |  | Solar | FIXED | Roof
SRP11664 | CANADIAN SOLAR | CS6P-230 | 235 | 10 | 111 | 36 |  | Solar | FIXED | Roof
SRP11664 | CANADIAN SOLAR | CS6P-230 | 235 | 14 | 201 | 36 |  | Solar | FIXED | Roof
SRP11665 | UNKNOWN | UNKNOWN | 250 | 11 | 231 | 32 |  | Solar | FIXED | Roof
SRP11665 | UNKNOWN | UNKNOWN | 250 | 26 | 231 | 35 |  | Solar | FIXED | Roof
SRP11666 | BAODING YINGLI NEW ENERGY RESOURCES CO | 110(17)P1447X663 | 240 | 20 | 154 | 36 |  | Solar | FIXED | Roof
SRP11667 | MATRIX SOLAR/PHOTOWATT | PW1000-100 | 245 | 28 | 139 | 26 |  | Solar | FIXED | Roof
SRP11669 | CHANGZHOU TRINA SOLAR ENERGY CO | TSM-185D | 240 | 27 | 212.5 | 35 |  | Solar | FIXED | Roof
SRP11670 | SOLARWORLD | SW185MONO | 230 | 24 | 230 | 25 |  | Solar | FIXED | Roof
SRP11671 | CANADIAN SOLAR | CS6P-230 | 235 | 8 | 172 | 24 |  | Solar | FIXED | Roof
SRP11671 | CANADIAN SOLAR | CS6P-230 | 235 | 18 | 172 | 24 |  | Solar | FIXED | Roof
SRP11672 | CANADIAN SOLAR | CS6P-230 | 235 | 19 | 190 | 15 |  | Solar | FIXED | Roof
SRP11673 | REC SCANMODULE | SCM230 | 245 | 30 | 122 | 34 |  | Solar | FIXED | Roof
SRP11674 | CANADIAN SOLAR | CS6P-230 | 235 | 17 | 190 | 15 |  | Solar | FIXED | Roof
SRP11675 | SUNIVA | OPT260-60-4-100 | 260 | 6 | 40 | 18 |  | Solar | FIXED | Roof
SRP11675 | SUNIVA | OPT260-60-4-100 | 260 | 32 | 126 | 18 |  | Solar | FIXED | Roof
SRP11675 | SUNIVA | OPT260-60-4-100 | 260 | 5 | 220 | 18 |  | Solar | FIXED | Roof
SRP11676 | CHANGZHOU TRINA SOLAR ENERGY CO | TSM-185D | 240 | 18 | 200 | 30 |  | Solar | FIXED | Roof
SRP11678 | CHANGZHOU TRINA SOLAR ENERGY CO | TSM-185D | 240 | 6 | 209 | 38 |  | Solar | FIXED | Roof
SRP11678 | CHANGZHOU TRINA SOLAR ENERGY CO | TSM-185D | 240 | 29 | 209 | 38 |  | Solar | FIXED | Roof
SRP11679 | SUNTECH POWER | STP210S-18/UB-1 | 250 | 14 | 182.5 | 45 |  | Solar | FIXED | Roof
SRP11680 | CHANGZHOU TRINA SOLAR ENERGY CO | TSM-185D | 240 | 12 | 167 | 26 |  | Solar | FIXED | Roof
SRP11680 | CHANGZHOU TRINA SOLAR ENERGY CO | TSM-185D | 240 | 5 | 257 | 26 |  | Solar | FIXED | Roof
SRP11683 | CHANGZHOU TRINA SOLAR ENERGY CO | TSM-185D | 240 | 41 | 184 | 26 |  | Solar | FIXED | Roof
SRP11684 | CHANGZHOU TRINA SOLAR ENERGY CO | TSM-185D | 240 | 28 | 181 | 28 |  | Solar | FIXED | Roof
SRP11685 | CHANGZHOU TRINA SOLAR ENERGY CO | TSM-185D | 240 | 22 | 125 | 34 |  | Solar | FIXED | Roof
SRP11686 | SOLARTECH ENERGY | ASC-6P-60-255 | 260 | 78 | 160 | 10 |  | Solar | FIXED | Roof
SRP11686 | SOLARTECH ENERGY | ASC-6P-60-255 | 260 | 78 | 250 | 30 |  | Solar | FIXED | Roof
SRP11687 | CANADIAN SOLAR | CS6P-230 | 235 | 40 | 166 | 21 |  | Solar | FIXED | Roof
SRP11689 | CANADIAN SOLAR | CS6P-230 | 235 | 32 | 222 | 21 |  | Solar | FIXED | Roof
SRP11690 | CANADIAN SOLAR | CS6P-235PX | 235 | 17 | 175 | 20 |  | Solar | FIXED | Roof
SRP11691 | CANADIAN SOLAR | CS6P-230 | 235 | 17 | 106 | 35 |  | Solar | FIXED | Roof
SRP11693 | CANADIAN SOLAR | CS6P-230 | 255 | 21 | 115 | 30 |  | Solar | FIXED | Roof
SRP11695 | SUNPOWER | SPR-230-WHT-U | 245 | 28 | 162 | 25 |  | Solar | FIXED | Roof
SRP11696 | SUNTECH POWER | STP180S-24/AB-1 | 185 | 30 | 178 | 34 |  | Solar | FIXED | Roof
SRP11696 | SUNTECH POWER | STP180S-24/AB-1 | 185 | 14 | 212 | 34 |  | Solar | FIXED | Roof
SRP11697 | MATRIX SOLAR/PHOTOWATT | PW1650-155 | 245 | 35 | 163 | 30 |  | Solar | FIXED | Roof
SRP11698 | MATRIX SOLAR/PHOTOWATT | PW1000-100 | 245 | 24 | 73 | 30 |  | Solar | FIXED | Roof
SRP11698 | MATRIX SOLAR/PHOTOWATT | PW1000-100 | 245 | 30 | 163 | 20 |  | Solar | FIXED | Roof
SRP11698 | MATRIX SOLAR/PHOTOWATT | PW1000-100 | 245 | 33 | 253 | 20 |  | Solar | FIXED | Roof
SRP11699 | UNKNOWN | UNKNOWN | 245 | 23 | 215 | 32 |  | Solar | FIXED | Roof
SRP11701 | CHANGZHOU TRINA SOLAR ENERGY CO | TSM-185D | 240 | 24 | 205 | 16 |  | Solar | FIXED | Roof
SRP11702 | ISOFOTON | I-100/12 | 245 | 28 | 120 | 29 |  | Solar | FIXED | Roof
SRP11703 | CHANGZHOU TRINA SOLAR ENERGY CO | TSM-185D | 240 | 51 | 111 | 22 |  | Solar | FIXED | Roof
SRP11703 | CHANGZHOU TRINA SOLAR ENERGY CO | TSM-185D | 240 | 4 | 201 | 22 |  | Solar | FIXED | Roof
SRP11704 | CHANGZHOU TRINA SOLAR ENERGY CO | TSM-165D | 235 | 16 | 125 | 34 |  | Solar | FIXED | Roof
SRP11705 | SCHUCO USA | MPE 185 MS 05 | 185 | 20 | 250 | 18 |  | Solar | FIXED | Roof
SRP11706 | SUNPOWER | SPR-315E-WHT-U | 327 | 20 | 145 | 9 |  | Solar | FIXED | Roof
SRP11707 | SCHOTT SOLAR | ASE-250DGF/17 | 245 | 1008 | 196 | 10 |  | Solar | FIXED | Roof
SRP11708 | YINGLI ENERGY (CHINA) | YL260C-30B | 260 | 19 | 200 | 30 |  | Solar | FIXED | Roof
SRP11709 | YINGLI ENERGY (CHINA) | YL260C-30B | 260 | 8 | 74 | 40 |  | Solar | FIXED | Roof
SRP11709 | YINGLI ENERGY (CHINA) | YL260C-30B | 260 | 7 | 164 | 40 |  | Solar | FIXED | Roof
SRP11709 | YINGLI ENERGY (CHINA) | YL260C-30B | 260 | 14 | 254 | 40 |  | Solar | FIXED | Roof
SRP11710 | MATRIX SOLAR/PHOTOWATT | PW1650-175 | 255 | 7 | 10 | 22 |  | Solar | FIXED | Roof
SRP11710 | MATRIX SOLAR/PHOTOWATT | PW1650-175 | 255 | 17 | 190 | 22 |  | Solar | FIXED | Roof
SRP11711 | SCHOTT SOLAR | SAPC-175 | 245 | 1708 | 196 | 10 |  | Solar | FIXED | Roof
SRP11712 | YINGLI ENERGY (CHINA) | YL260C-30B | 260 | 33 | 235 | 30 |  | Solar | FIXED | Roof
SRP11713 | ISOFOTON | I-100/12 | 260 | 150 | 210 | 10 |  | Solar | FIXED | Roof
SRP11714 | SHARP | NT-188U1 | 235 | 14 | 138 | 33 |  | Solar | FIXED | Roof
SRP11714 | SHARP | NT-188U1 | 235 | 19 | 138 | 33 |  | Solar | FIXED | Roof
SRP11715 | SUNTECH POWER | STP210-18/UB-1 | 250 | 36 | 182 | 28 |  | Solar | FIXED | Roof
SRP11716 | YINGLI ENERGY (CHINA) | YL260C-30B | 260 | 34 | 210 | 20 |  | Solar | FIXED | Roof
SRP11717 | SUNTECH POWER | STP210S-18/UB-1 | 285 | 1320 | 98 | 2 |  | Solar | FIXED | Roof
SRP11717 | SUNTECH POWER | STP210-18/UB-1 | 280 | 836 | 278 | 2 |  | Solar | FIXED | Roof
SRP11717 | SUNTECH POWER | STP210-18/UB-1 | 285 | 440 | 278 | 2 |  | Solar | FIXED | Roof
SRP11718 | SUNPOWER | SPR-315E-WHT-U | 327 | 26 | 128 | 20 |  | Solar | FIXED | Roof
SRP11718 | SUNPOWER | SPR-315E-WHT-U | 327 | 13 | 212 | 20 |  | Solar | FIXED | Roof
SRP11719 | CHANGZHOU TRINA SOLAR ENERGY CO | TSM-185D | 235 | 48 | 180 | 30 |  | Solar | FIXED | Roof
SRP11720 | KYOCERA SOLAR | KC125G | 220 | 44 | 216 | 43 |  | Solar | FIXED | Roof
SRP11721 | SUNTECH POWER | STP180-24/AB-1 | 185 | 47 | 189.5 | 35 |  | Solar | FIXED | Roof
SRP11722 | BAODING YINGLI NEW ENERGY RESOURCES CO | 110(17)P1447X663 | 240 | 23 | 90 | 27 |  | Solar | FIXED | Roof
SRP11722 | BAODING YINGLI NEW ENERGY RESOURCES CO | 110(17)P1447X663 | 240 | 26 | 90 | 30 |  | Solar | FIXED | Roof
SRP11723 | KYOCERA SOLAR | KC125G | 220 | 22 | 190 | 17 |  | Solar | FIXED | Roof
SRP11723 | KYOCERA SOLAR | KC125G | 220 | 20 | 282 | 22 |  | Solar | FIXED | Roof
SRP11724 | YINGLI ENERGY (CHINA) | YL240P-29B | 240 | 18 | 135 | 24 |  | Solar | FIXED | Roof
SRP11724 | YINGLI ENERGY (CHINA) | YL240P-29B | 240 | 30 | 135 | 40 |  | Solar | FIXED | Roof
SRP11725 | CANADIAN SOLAR | CS6P-230 | 235 | 21 | 116 | 23 |  | Solar | FIXED | Roof
SRP11725 | CANADIAN SOLAR | CS6P-230 | 235 | 3 | 206 | 22 |  | Solar | FIXED | Roof
SRP11727 | CANADIAN SOLAR | CS6P-230 | 235 | 14 | 98 | 16 |  | Solar | FIXED | Roof
SRP11727 | CANADIAN SOLAR | CS6P-230 | 235 | 12 | 188 | 17 |  | Solar | FIXED | Roof
SRP11728 | CANADIAN SOLAR | CS6P-235PX | 235 | 3 | 117 | 16 |  | Solar | FIXED | Roof
SRP11728 | CANADIAN SOLAR | CS6P-235PX | 235 | 14 | 117 | 24 |  | Solar | FIXED | Roof
SRP11728 | CANADIAN SOLAR | CS6P-235PX | 235 | 13 | 207 | 5 |  | Solar | FIXED | Roof
SRP11729 | CANADIAN SOLAR | CS6P-230 | 235 | 2 | 214 | 12 |  | Solar | FIXED | Roof
SRP11729 | CANADIAN SOLAR | CS6P-230 | 235 | 12 | 214 | 29 |  | Solar | FIXED | Roof
SRP11730 | CANADIAN SOLAR | CS6P-230 | 235 | 23 | 262 | 31 |  | Solar | FIXED | Roof
SRP11731 | LIGHT WAY GREEN NEW ENERGY | LW240(29)P1650X990 | 240 | 658 | 192.3 | 10 |  | Solar | FIXED | Roof
SRP11732 | LIGHT WAY GREEN NEW ENERGY | LW240(29)P1650X990 | 240 | 462 | 156.6 | 10 |  | Solar | FIXED | Roof
SRP11733 | SCHUCO USA | MPE 260 MS 08 | 260 | 27 | 120 | 30 |  | Solar | FIXED | Roof
SRP11734 | SUNPOWER | SPR-305-WHT-U | 327 | 10 | 148 | 15 |  | Solar | FIXED | Roof
SRP11734 | SUNPOWER | SPR-305-WHT-U | 327 | 15 | 148 | 15 |  | Solar | FIXED | Roof
SRP11737 | SOLARWORLD | SW240 POLY | 240 | 3850 | 180 | 25 |  | Solar | FIXED | Ground
SRP11738 | TRINA SOLAR | TSM-290PD14 | 290 | 2904 | 180 | 10 |  | Solar | FIXED | Ground
SRP11739 | BP SOLAR | BP3170N | 220 | 42 | 135.9 | 5 |  | Solar | FIXED | Roof
SRP11740 | CANADIAN SOLAR | CS6P-230 | 235 | 17 | 91 | 27 |  | Solar | FIXED | Roof
SRP11740 | CANADIAN SOLAR | CS6P-230 | 235 | 17 | 271 | 27 |  | Solar | FIXED | Roof
SRP11741 | CHANGZHOU TRINA SOLAR ENERGY CO | TSM-185D | 235 | 45 | 154 | 19 |  | Solar | FIXED | Roof
SRP11743 | CANADIAN SOLAR | CS6P-230 | 235 | 7 | 143 | 21 |  | Solar | FIXED | Roof
SRP11743 | CANADIAN SOLAR | CS6P-230 | 235 | 9 | 235 | 19 |  | Solar | FIXED | Roof
SRP11743 | CANADIAN SOLAR | CS6P-230 | 235 | 4 | 236 | 21 |  | Solar | FIXED | Roof
SRP11744 | CANADIAN SOLAR | CS6P-230 | 235 | 1 | 124 | 33 |  | Solar | FIXED | Roof
SRP11744 | CANADIAN SOLAR | CS6P-230 | 235 | 12 | 214 | 35 |  | Solar | FIXED | Roof
SRP11746 | SUNIVA | OPT255-60-4-100 | 255 | 520 | 213 | 10 |  | Solar | FIXED | Roof
SRP11747 | WATTON SOLAR | WTM240P | 270 | 384 | 180 | 30 |  | Solar | 1AXIS | PARKLT
SRP11748 | CANADIAN SOLAR | CS6X-290P | 290 | 297 | 204 | 10 |  | Solar | FIXED | Roof
SRP11749 | CANADIAN SOLAR | CS6X-290M | 290 | 98 | 180 | 10 |  | Solar | FIXED | Ground
SRP11749 | CANADIAN SOLAR | CS6X-295M | 295 | 133 | 180 | 10 |  | Solar | FIXED | Roof
SRP11750 | MATRIX SOLAR/PHOTOWATT | PW1650-175 | 245 | 444 | 190 | 10 |  | Solar | FIXED | Roof
SRP11751 | CHANGZHOU TRINA SOLAR ENERGY CO | TSM-165D | 240 | 32 | 101 | 18 |  | Solar | FIXED | Roof
SRP11752 | CHANGZHOU TRINA SOLAR ENERGY CO | TSM-165D | 240 | 22 | 211 | 25 |  | Solar | FIXED | Roof
SRP11754 | TRINA SOLAR | TSM-240PD05.10 | 240 | 11 | 101 | 22 |  | Solar | FIXED | Roof
SRP11754 | TRINA SOLAR | TSM-240PA05.10 | 240 | 24 | 192 | 22 |  | Solar | FIXED | Roof
SRP11755 | CHANGZHOU TRINA SOLAR ENERGY CO | TSM-165D | 240 | 4 | 175 | 27 |  | Solar | FIXED | Roof
SRP11755 | CHANGZHOU TRINA SOLAR ENERGY CO | TSM-165D | 240 | 13 | 175 | 27 |  | Solar | FIXED | Roof
SRP11756 | MATRIX SOLAR/PHOTOWATT | PW1650-175 | 245 | 27 | 129 | 26 |  | Solar | FIXED | Roof
SRP11757 | TRINA SOLAR | TSM-245PA05.10 | 240 | 28 | 189 | 18 |  | Solar | FIXED | Roof
SRP11758 | CHANGZHOU TRINA SOLAR ENERGY CO | TSM-185D | 240 | 10 | 113 | 34 |  | Solar | FIXED | Roof
SRP11758 | CHANGZHOU TRINA SOLAR ENERGY CO | TSM-185D | 240 | 26 | 203 | 34 |  | Solar | FIXED | Roof
SRP11759 | CHANGZHOU TRINA SOLAR ENERGY CO | TSM-185D | 240 | 12 | 87 | 30 |  | Solar | FIXED | Roof
SRP11759 | CHANGZHOU TRINA SOLAR ENERGY CO | TSM-180D | 240 | 10 | 267 | 22 |  | Solar | FIXED | Roof
SRP11759 | CHANGZHOU TRINA SOLAR ENERGY CO | TSM-180D | 240 | 24 | 267 | 30 |  | Solar | FIXED | Roof
SRP11760 | CHANGZHOU TRINA SOLAR ENERGY CO | TSM-185D | 240 | 24 | 103 | 30 |  | Solar | FIXED | Roof
SRP11761 | CHANGZHOU TRINA SOLAR ENERGY CO | TSM-185D | 240 | 20 | 255 | 34 |  | Solar | FIXED | Roof
SRP11762 | TRINA SOLAR | TSM-240PA05.10 | 240 | 24 | 125 | 25 |  | Solar | FIXED | Roof
SRP11762 | TRINA SOLAR | TSM-245PA05.10 | 240 | 12 | 125 | 25 |  | Solar | FIXED | Roof
SRP11763 | MATRIX SOLAR/PHOTOWATT | PW1650-175 | 255 | 22 | 180 | 18 |  | Solar | FIXED | Roof
SRP11763 | MATRIX SOLAR/PHOTOWATT | PW1000-100 | 255 | 11 | 270 | 18 |  | Solar | FIXED | Roof
SRP11764 | CANADIAN SOLAR | CS6P-230 | 250 | 24 | 144 | 34 |  | Solar | FIXED | Roof
SRP11765 | CHANGZHOU TRINA SOLAR ENERGY CO | TSM-185D | 240 | 26 | 225 | 32 |  | Solar | 1AXIS | Roof
SRP11766 | TRINA SOLAR | TSM-240PD05.10 | 240 | 22 | 96 | 30 |  | Solar | FIXED | Roof
SRP11766 | TRINA SOLAR | TSM-240PD05.10 | 240 | 13 | 186 | 30 |  | Solar | FIXED | Roof
SRP11766 | TRINA SOLAR | TSM-240PD05.10 | 240 | 9 | 186 | 41 |  | Solar | FIXED | Roof
SRP11767 | CHANGZHOU TRINA SOLAR ENERGY CO | TSM-185D | 240 | 15 | 117 | 19 |  | Solar | FIXED | Roof
SRP11767 | CHANGZHOU TRINA SOLAR ENERGY CO | TSM-185D | 240 | 18 | 207 | 19 |  | Solar | FIXED | Roof
SRP11768 | CHANGZHOU TRINA SOLAR ENERGY CO | TSM-185D | 240 | 24 | 250 | 30 |  | Solar | FIXED | Roof
SRP11769 | CHANGZHOU TRINA SOLAR ENERGY CO | TSM-185D | 240 | 24 | 219 | 26 |  | Solar | FIXED | Roof
SRP11770 | CHANGZHOU TRINA SOLAR ENERGY CO | TSM-185D | 230 | 13 | 130 | 31 |  | Solar | FIXED | Roof
SRP11770 | CHANGZHOU TRINA SOLAR ENERGY CO | TSM-185D | 230 | 13 | 220 | 25 |  | Solar | FIXED | Roof
SRP11771 | CHANGZHOU TRINA SOLAR ENERGY CO | TSM-185D | 240 | 22 | 145 | 36 |  | Solar | FIXED | Roof
SRP11772 | CHANGZHOU TRINA SOLAR ENERGY CO | TSM-185D | 240 | 28 | 186 | 35 |  | Solar | FIXED | Roof
SRP11773 | TRINA SOLAR | TSM-240DA05 | 240 | 10 | 97 | 16 |  | Solar | FIXED | Roof
SRP11773 | TRINA SOLAR | TSM-240DA05 | 240 | 22 | 187 | 16 |  | Solar | FIXED | Roof
SRP11774 | CHANGZHOU TRINA SOLAR ENERGY CO | TSM-185D | 240 | 33 | 260 | 32 |  | Solar | FIXED | Roof
SRP11775 | CHANGZHOU TRINA SOLAR ENERGY CO | TSM-185D | 240 | 33 | 100 | 30 |  | Solar | FIXED | Roof
SRP11776 | TRINA SOLAR | TSM-230PA05 | 230 | 6 | 97 | 15 |  | Solar | FIXED | Roof
SRP11777 | CHANGZHOU TRINA SOLAR ENERGY CO | TSM-185D | 240 | 20 | 191 | 30 |  | Solar | FIXED | Roof
SRP11778 | REC SCANMODULE | SCM230 | 245 | 14 | 239 | 10 |  | Solar | FIXED | Roof
SRP11779 | CANADIAN SOLAR | CS6P-230 | 250 | 37 | 173 | 15 |  | Solar | FIXED | Roof
SRP11780 | UNKNOWN | UNKNOWN | 260 | 10 | 156 | 10 |  | Solar | FIXED | Roof
SRP11780 | UNKNOWN | UNKNOWN | 260 | 4 | 156 | 18 |  | Solar | FIXED | Roof
SRP11780 | UNKNOWN | UNKNOWN | 260 | 15 | 156 | 36 |  | Solar | FIXED | Roof
SRP11782 | MATRIX SOLAR/PHOTOWATT | PW1650-175 | 255 | 13 | 147 | 32 |  | Solar | FIXED | Roof
SRP11782 | MATRIX SOLAR/PHOTOWATT | PW1650-175 | 255 | 11 | 147 | 38 |  | Solar | FIXED | Roof
SRP11782 | MATRIX SOLAR/PHOTOWATT | PW1650-175 | 255 | 17 | 240 | 32 |  | Solar | FIXED | Roof
SRP11783 | CANADIAN SOLAR | CS6P-230 | 250 | 16 | 160 | 15 |  | Solar | FIXED | Roof
SRP11783 | CANADIAN SOLAR | CS6P-230 | 250 | 10 | 160 | 20 |  | Solar | FIXED | Roof
SRP11784 | MATRIX SOLAR/PHOTOWATT | PW1000-100 | 255 | 16 | 170 | 26 |  | Solar | FIXED | Roof
SRP11785 | SUNTECH POWER | STP210S-18/UB-1 | 285 | 4499 | 215 | 10 |  | Solar | FIXED | Roof
SRP11786 | CANADIAN SOLAR | CS6P-230 | 235 | 17 | 173 | 42 |  | Solar | FIXED | Roof
SRP11787 | LG ELECTRONICS SOLAR CELL DIVISION | LG255S1C-G2 | 255 | 12 | 2 | 22 |  | Solar | FIXED | Roof
SRP11787 | LG ELECTRONICS SOLAR CELL DIVISION | LG255S1C-G2 | 255 | 12 | 100 | 26 |  | Solar | FIXED | Roof
SRP11787 | LG ELECTRONICS SOLAR CELL DIVISION | LG255S1C-G2 | 255 | 20 | 100 | 26 |  | Solar | FIXED | Roof
SRP11788 | SOLARWORLD | SW185MONO | 250 | 14 | 142 | 18 |  | Solar | FIXED | Roof
SRP11788 | SOLARWORLD | SW185MONO | 250 | 34 | 232 | 18 |  | Solar | FIXED | Roof
SRP11789 | CANADIAN SOLAR | CS6P-230 | 235 | 15 | 168 | 33 |  | Solar | FIXED | Roof
SRP11789 | CANADIAN SOLAR | CS6P-230 | 235 | 5 | 268 | 36 |  | Solar | FIXED | Roof
SRP11791 | LG ELECTRONICS SOLAR CELL DIVISION | LG255S1C-G2 | 255 | 11 | 146 | 15 |  | Solar | FIXED | Roof
SRP11791 | LG ELECTRONICS SOLAR CELL DIVISION | LG255S1C-G2 | 255 | 25 | 146 | 15 |  | Solar | FIXED | Roof
SRP11794 | LG ELECTRONICS SOLAR CELL DIVISION | LG255S1C-G2 | 255 | 11 | 196 | 22 |  | Solar | FIXED | Roof
SRP11794 | LG ELECTRONICS SOLAR CELL DIVISION | LG255S1C-G2 | 255 | 22 | 196 | 22 |  | Solar | FIXED | Roof
SRP11796 | CANADIAN SOLAR | CS6P-230 | 235 | 12 | 158 | 40 |  | Solar | FIXED | Roof
SRP11796 | CANADIAN SOLAR | CS6P-230 | 235 | 10 | 158 | 41 |  | Solar | FIXED | Roof
SRP11796 | CANADIAN SOLAR | CS6P-230 | 235 | 5 | 340 | 16 |  | Solar | FIXED | Roof
SRP11797 | CANADIAN SOLAR | CS6P-230 | 255 | 24 | 225 | 18 |  | Solar | FIXED | Roof
SRP11798 | PACIFIC SOLAR PTY LIMITED | PP-USA-213-S5 | 250 | 36 | 180 | 30 |  | Solar | FIXED | Ground
SRP11799 | MATRIX SOLAR/PHOTOWATT | PW1650-175 | 235 | 165 | 230 | 9 |  | Solar | FIXED | Roof
SRP11800 | SUNPOWER | SPR-315E-WHT-U | 320 | 48 | 140 | 28 |  | Solar | FIXED | Roof
SRP11801 | REC SCANMODULE | SCM230 | 245 | 22 | 172 | 38 |  | Solar | FIXED | Roof
SRP11801 | REC SCANMODULE | SCM230 | 245 | 11 | 262 | 45 |  | Solar | FIXED | Roof
SRP11802 | SUNPOWER | SPR-315E-WHT-U | 327 | 28 | 195 | 20 |  | Solar | FIXED | Roof
SRP11803 | MATRIX SOLAR/PHOTOWATT | PW1000-100 | 235 | 32 | 147 | 15 |  | Solar | FIXED | Roof
SRP11803 | MATRIX SOLAR/PHOTOWATT | PW1000-100 | 235 | 132 | 163 | 7 |  | Solar | FIXED | Roof
SRP11803 | MATRIX SOLAR/PHOTOWATT | PW1000-100 | 235 | 168 | 163 | 21 |  | Solar | FIXED | Roof
SRP11803 | MATRIX SOLAR/PHOTOWATT | PW1000-100 | 235 | 32 | 327 | 15 |  | Solar | FIXED | Roof
SRP11804 | CHANGZHOU TRINA SOLAR ENERGY CO | TSM-185D | 240 | 31 | 237 | 30 |  | Solar | FIXED | Roof
SRP11806 | SUNPOWER | SPR-315E-WHT-U | 327 | 5 | 208 | 15 |  | Solar | FIXED | Roof
SRP11806 | SUNPOWER | SPR-315E-WHT-U | 327 | 12 | 208 | 35 |  | Solar | FIXED | Roof
SRP11807 | SUNPOWER | SPR-230-WHT-U | 245 | 36 | 160 | 22 |  | Solar | FIXED | Roof
SRP11808 | CHANGZHOU TRINA SOLAR ENERGY CO | TSM-185D | 250 | 20 | 102 | 26 |  | Solar | FIXED | Roof
SRP11809 | CHANGZHOU TRINA SOLAR ENERGY CO | TSM-185D | 235 | 21 | 100.3 | 30 |  | Solar | FIXED | Roof
SRP11809 | CHANGZHOU TRINA SOLAR ENERGY CO | TSM-185D | 235 | 27 | 190.3 | 30 |  | Solar | FIXED | Roof
SRP11812 | UNKNOWN | UNKNOWN | 250 | 21 | 83 | 18 |  | Solar | FIXED | Roof
SRP11812 | UNKNOWN | UNKNOWN | 250 | 26 | 263 | 18 |  | Solar | FIXED | Roof
SRP11813 | TRINA SOLAR | TSM-230PA05 | 230 | 30 | 97 | 15 |  | Solar | FIXED | Roof
SRP11814 | CHANGZHOU TRINA SOLAR ENERGY CO | TSM-185D | 240 | 28 | 245 | 25 |  | Solar | FIXED | Roof
SRP11815 | TRINA SOLAR | TSM-230PA05 | 230 | 3 | 97 | 15 |  | Solar | FIXED | Roof
SRP11816 | SUNPOWER | SPR-315E-WHT-U | 327 | 8 | 142 | 45 |  | Solar | FIXED | Roof
SRP11816 | SUNPOWER | SPR-230-WHT-U | 327 | 27 | 232 | 34 |  | Solar | FIXED | Roof
SRP11817 | SUNPOWER | SPR-230-WHT-U | 230 | 40 | 270 | 23 |  | Solar | FIXED | Roof
SRP11818 | YINGLI ENERGY (CHINA) | YL240P-29B | 240 | 20 | 115 | 23 |  | Solar | FIXED | Roof
SRP11820 | CHANGZHOU TRINA SOLAR ENERGY CO | TSM-185D | 240 | 28 | 166 | 36 |  | Solar | FIXED | Roof
SRP11821 | CHANGZHOU TRINA SOLAR ENERGY CO | TSM-185D | 240 | 24 | 152 | 26 |  | Solar | FIXED | Roof
SRP11822 | TRINA SOLAR | TSM-240PD05 | 240 | 27 | 95 | 26 |  | Solar | FIXED | Roof
SRP11823 | UNKNOWN | UNKNOWN | 250 | 30 | 146.3 | 21 |  | Solar | FIXED | Roof
SRP11823 | UNKNOWN | UNKNOWN | 250 | 8 | 236.3 | 21 |  | Solar | FIXED | Roof
SRP11824 | TRINA SOLAR | TSM-245PA05.10 | 245 | 57 | 97 | 28 |  | Solar | FIXED | Roof
SRP11824 | TRINA SOLAR | TSM-245PA05.10 | 245 | 42 | 188 | 17 |  | Solar | FIXED | Roof
SRP11825 | CHANGZHOU TRINA SOLAR ENERGY CO | TSM-185D | 235 | 36 | 211 | 32 |  | Solar | FIXED | Roof
SRP11826 | CHANGZHOU TRINA SOLAR ENERGY CO | TSM-185D | 240 | 26 | 204 | 25 |  | Solar | FIXED | Roof
SRP11827 | MATRIX SOLAR/PHOTOWATT | PW1650-175 | 255 | 10 | 148 | 17 |  | Solar | FIXED | Roof
SRP11827 | MATRIX SOLAR/PHOTOWATT | PW1650-175 | 255 | 9 | 148 | 18 |  | Solar | FIXED | Roof
SRP11828 | YINGLI ENERGY (CHINA) | YL260C-30B | 260 | 26 | 100 | 30 |  | Solar | FIXED | Roof
SRP11829 | MATRIX SOLAR/PHOTOWATT | PW1000-100 | 250 | 18 | 195 | 37 |  | Solar | FIXED | Roof
SRP11830 | MATRIX SOLAR/PHOTOWATT | PW1650-175 | 255 | 14 | 185 | 20 |  | Solar | FIXED | Roof
SRP11831 | HYUNDAI HEAVY INDUSTRIES | HIS-S245MG(BK) | 245 | 13 | 174 | 27 |  | Solar | FIXED | Roof
SRP11832 | LG ELECTRONICS SOLAR CELL DIVISION | LG255S1C-G2 | 255 | 24 | 191 | 30 |  | Solar | FIXED | Roof
SRP11832 | LG ELECTRONICS SOLAR CELL DIVISION | LG255S1C-G2 | 255 | 12 | 191 | 42 |  | Solar | FIXED | Roof
SRP11833 | SILIKEN MANUFACTURING USA | SLK60P6L 233 WP | 250 | 22 | 115 | 22 |  | Solar | FIXED | Roof
SRP11833 | SILIKEN MANUFACTURING USA | SLK60P6L 233 WP | 255 | 24 | 115 | 22.5 |  | Solar | FIXED | Roof
SRP11833 | SILIKEN MANUFACTURING USA | SLK60P6L 233 WP | 255 | 33 | 205 | 14 |  | Solar | FIXED | Roof
SRP11833 | SILIKEN MANUFACTURING USA | SLK60P6L 233 WP | 250 | 12 | 205 | 22.5 |  | Solar | FIXED | Roof
SRP11833 | SILIKEN MANUFACTURING USA | SLK60P6L 233 WP | 255 | 16 | 205 | 22.5 |  | Solar | FIXED | Roof
SRP11833 | SILIKEN MANUFACTURING USA | SLK60P6L 233 WP | 245 | 100 | 295 | 22.5 |  | Solar | FIXED | Roof
SRP11835 | REC SCANMODULE | SCM230 | 245 | 23 | 172 | 30 |  | Solar | FIXED | Roof
SRP11836 | SANYO ELECTRIC | HIT-N220A01 | 220 | 480 | 220 | 20 |  | Solar | FIXED | Roof
SRP11837 | SILIKEN MANUFACTURING USA | SLK60P6L 233 WP | 245 | 22 | 143 | 13 |  | Solar | FIXED | Roof
SRP11837 | SILIKEN MANUFACTURING USA | SLK60P6L 233 WP | 245 | 27 | 143 | 23 |  | Solar | FIXED | Roof
SRP11838 | YINGLI ENERGY (CHINA) | YL240P-29B | 240 | 9 | 198 | 22 |  | Solar | FIXED | Roof
SRP11838 | YINGLI ENERGY (CHINA) | YL240P-29B | 240 | 9 | 198 | 37 |  | Solar | FIXED | Roof
SRP11838 | YINGLI ENERGY (CHINA) | YL240P-29B | 240 | 9 | 198 | 37 |  | Solar | FIXED | Roof
SRP11839 | KYOCERA SOLAR | KD210GX-LP | 220 | 9 | 56 | 21 |  | Solar | FIXED | Roof
SRP11839 | KYOCERA SOLAR | KD210GX-LP | 220 | 10 | 146 | 38 |  | Solar | FIXED | Roof
SRP11839 | KYOCERA SOLAR | KD210GX-LP | 220 | 9 | 236 | 21 |  | Solar | FIXED | Roof
SRP11840 | TRINA SOLAR | TSM-240PA05.10 | 240 | 16 | 257.7 | 18 |  | Solar | FIXED | Roof
SRP11840 | TRINA SOLAR | TSM-240PA05.10 | 240 | 19 | 257.7 | 24 |  | Solar | FIXED | Roof
SRP11841 | KYOCERA SOLAR | KD210GX-LP | 220 | 14 | 158 | 14 |  | Solar | FIXED | Roof
SRP11841 | KYOCERA SOLAR | KD210GX-LP | 220 | 21 | 222 | 34 |  | Solar | FIXED | Roof
SRP11841 | KYOCERA SOLAR | KD210GX-LP | 220 | 21 | 248 | 34 |  | Solar | FIXED | Roof
SRP11842 | BAODING YINGLI NEW ENERGY RESOURCES CO | YL175(156) | 240 | 20 | 172 | 18 |  | Solar | FIXED | Roof
SRP11842 | BAODING YINGLI NEW ENERGY RESOURCES CO | YL175(156) | 240 | 20 | 262 | 18 |  | Solar | FIXED | Roof
SRP11843 | CHANGZHOU TRINA SOLAR ENERGY CO | TSM-185D | 240 | 22 | 211 | 24 |  | Solar | FIXED | Roof
SRP11845 | CHANGZHOU TRINA SOLAR ENERGY CO | TSM-185D | 240 | 26 | 215.8 | 24 |  | Solar | FIXED | Roof
SRP11846 | CHANGZHOU TRINA SOLAR ENERGY CO | TSM-185D | 240 | 26 | 209.7 | 26 |  | Solar | FIXED | Roof
SRP11847 | LIGHT WAY GREEN NEW ENERGY | LW240(29)P1650X990 | 240 | 559 | 218 | 5 |  | Solar | FIXED | Roof
SRP11848 | CHANGZHOU TRINA SOLAR ENERGY CO | TSM-185D | 245 | 11 | 180 | 30 |  | Solar | FIXED | Roof
SRP11848 | CHANGZHOU TRINA SOLAR ENERGY CO | TSM-185D | 245 | 8 | 270 | 33 |  | Solar | FIXED | Roof
SRP11850 | CHANGZHOU TRINA SOLAR ENERGY CO | TSM-185D | 245 | 4 | 97 | 40 |  | Solar | FIXED | Roof
SRP11850 | CHANGZHOU TRINA SOLAR ENERGY CO | TSM-185D | 245 | 28 | 187 | 33 |  | Solar | FIXED | Roof
SRP11851 | BAODING YINGLI NEW ENERGY RESOURCES CO | YL175(156) | 260 | 24 | 103 | 23 |  | Solar | FIXED | Roof
SRP11852 | SUNTECH POWER | STP180S-24/AB-1 | 185 | 12 | 231 | 25 |  | Solar | FIXED | Roof
SRP11853 | OPEN ENERGY | CNE-35L-BLK-U | 245 | 96 | 114 | 14 |  | Solar | FIXED | Roof
SRP11853 | OPEN ENERGY | CNE-35L-BLK-U | 245 | 111 | 204.5 | 10 |  | Solar | FIXED | Roof
SRP11854 | MATRIX SOLAR/PHOTOWATT | PW1000-100 | 255 | 18 | 173 | 30 |  | Solar | FIXED | Roof
SRP11855 | SUNPOWER | SPR-315E-WHT-U | 327 | 22 | 176 | 31 |  | Solar | FIXED | Roof
SRP11856 | UNKNOWN | UNKNOWN | 255 | 42 | 113 | 26 |  | Solar | FIXED | Roof
SRP11857 | MATRIX SOLAR/PHOTOWATT | PW1650-175 | 255 | 48 | 175 | 20 |  | Solar | FIXED | Roof
SRP11858 | LG ELECTRONICS SOLAR CELL DIVISION | LG255S1C-G2 | 255 | 20 | 125 | 36 |  | Solar | FIXED | Roof
SRP11858 | LG ELECTRONICS SOLAR CELL DIVISION | LG255S1C-G2 | 255 | 31 | 200 | 34 |  | Solar | FIXED | Roof
SRP11859 | UNKNOWN | UNKNOWN | 255 | 27 | 180 | 18 |  | Solar | FIXED | Roof
SRP11860 | UNKNOWN | UNKNOWN | 255 | 17 | 220 | 28 |  | Solar | FIXED | Roof
SRP11861 | MATRIX SOLAR/PHOTOWATT | PW1000-100 | 245 | 22 | 172 | 28 |  | Solar | FIXED | Roof
SRP11861 | MATRIX SOLAR/PHOTOWATT | PW1000-100 | 245 | 11 | 262 | 32 |  | Solar | FIXED | Roof
SRP11862 | MATRIX SOLAR/PHOTOWATT | PW1650-175 | 255 | 30 | 145 | 32 |  | Solar | FIXED | Roof
SRP11862 | MATRIX SOLAR/PHOTOWATT | PW1650-175 | 255 | 8 | 242 | 35 |  | Solar | FIXED | Roof
SRP11863 | MATRIX SOLAR/PHOTOWATT | PW1650-175 | 255 | 8 | 105 | 44 |  | Solar | FIXED | Roof
SRP11863 | MATRIX SOLAR/PHOTOWATT | PW1650-175 | 255 | 13 | 194 | 44 |  | Solar | FIXED | Roof
SRP11864 | MATRIX SOLAR/PHOTOWATT | PW1000-100 | 255 | 22 | 198 | 23 |  | Solar | FIXED | Roof
SRP11865 | BAODING YINGLI NEW ENERGY RESOURCES CO | YL175(156) | 240 | 20 | 121 | 37 |  | Solar | FIXED | Roof
SRP11867 | CANADIAN SOLAR | CS6P-230 | 235 | 2 | 55 | 21 |  | Solar | FIXED | Roof
SRP11867 | CANADIAN SOLAR | CS6P-230 | 235 | 22 | 145 | 19 |  | Solar | FIXED | Roof
SRP11867 | CANADIAN SOLAR | CS6P-230 | 235 | 2 | 145 | 22 |  | Solar | FIXED | Roof
SRP11868 | CHANGZHOU TRINA SOLAR ENERGY CO | TSM-185D | 235 | 48 | 177 | 20 |  | Solar | FIXED | Roof
SRP11869 | MATRIX SOLAR/PHOTOWATT | PW1000-100 | 250 | 29 | 90.2 | 28 |  | Solar | FIXED | Roof
SRP11869 | MATRIX SOLAR/PHOTOWATT | PW1000-100 | 250 | 22 | 180.2 | 28 |  | Solar | FIXED | Roof
SRP11869 | MATRIX SOLAR/PHOTOWATT | PW1000-100 | 250 | 18 | 270.2 | 28 |  | Solar | FIXED | Roof
SRP11870 | MATRIX SOLAR/PHOTOWATT | PW1650-175 | 255 | 16 | 126 | 12 |  | Solar | FIXED | Roof
SRP11870 | MATRIX SOLAR/PHOTOWATT | PW1650-175 | 255 | 11 | 211 | 13 |  | Solar | FIXED | Roof
SRP11870 | MATRIX SOLAR/PHOTOWATT | PW1650-175 | 255 | 13 | 306 | 12 |  | Solar | FIXED | Roof
SRP11871 | MATRIX SOLAR/PHOTOWATT | PW1000-100 | 255 | 3 | 120 | 18 |  | Solar | FIXED | Roof
SRP11871 | MATRIX SOLAR/PHOTOWATT | PW1000-100 | 255 | 3 | 120 | 22 |  | Solar | FIXED | Roof
SRP11871 | MATRIX SOLAR/PHOTOWATT | PW1000-100 | 255 | 5 | 180 | 22 |  | Solar | FIXED | Roof
SRP11871 | MATRIX SOLAR/PHOTOWATT | PW1000-100 | 255 | 10 | 203 | 24 |  | Solar | FIXED | Roof
SRP11872 | CHANGZHOU TRINA SOLAR ENERGY CO | TSM-185D | 240 | 14 | 203 | 5 |  | Solar | FIXED | Roof
SRP11872 | CHANGZHOU TRINA SOLAR ENERGY CO | TSM-185D | 240 | 10 | 203 | 25 |  | Solar | FIXED | Roof
SRP11873 | MATRIX SOLAR/PHOTOWATT | PW1000-100 | 255 | 11 | 116 | 26 |  | Solar | FIXED | Roof
SRP11873 | MATRIX SOLAR/PHOTOWATT | PW1650-175 | 255 | 22 | 116 | 26 |  | Solar | FIXED | Roof
SRP11875 | REC SCANMODULE | SCM230 | 245 | 13 | 133 | 30 |  | Solar | FIXED | Roof
SRP11875 | REC SCANMODULE | SCM230 | 245 | 13 | 223 | 30 |  | Solar | FIXED | Roof
SRP11876 | SUNPOWER | SPR-315E-WHT-U | 327 | 7 | 109 | 30 |  | Solar | FIXED | Roof
SRP11876 | SUNPOWER | SPR-315E-WHT-U | 327 | 7 | 109 | 32 |  | Solar | FIXED | Roof
SRP11876 | SUNPOWER | SPR-315E-WHT-U | 327 | 12 | 109 | 34 |  | Solar | FIXED | Roof
SRP11876 | SUNPOWER | SPR-315E-WHT-U | 327 | 7 | 199 | 40 |  | Solar | FIXED | Roof
SRP11877 | REC SCANMODULE | SCM230 | 240 | 12 | 176 | 21 |  | Solar | FIXED | Roof
SRP11878 | SUNPOWER | SPR-305-WHT-U | 327 | 16 | 190 | 24 |  | Solar | FIXED | Roof
SRP11879 | MATRIX SOLAR/PHOTOWATT | PW1000-100 | 255 | 20 | 189 | 15 |  | Solar | FIXED | Roof
SRP11879 | MATRIX SOLAR/PHOTOWATT | PW1000-100 | 255 | 10 | 189 | 34 |  | Solar | FIXED | Roof
SRP11880 | LG ELECTRONICS SOLAR CELL DIVISION | LG255S1C-G3 | 255 | 20 | 190 | 34 |  | Solar | FIXED | Roof
SRP11881 | TRINA SOLAR | TSM-250PA05 | 250 | 19 | 172 | 32 |  | Solar | FIXED | Roof
SRP11882 | UNKNOWN | UNKNOWN | 245 | 8 | 145 | 5 |  | Solar | FIXED | Roof
SRP11882 | UNKNOWN | UNKNOWN | 245 | 24 | 145 | 21 |  | Solar | FIXED | Roof
SRP11883 | ALEO SOLAR |  | 255 | 12 | 139.7 | 22 |  | Solar | FIXED | Roof
SRP11883 | ALEO SOLAR |  | 255 | 18 | 163.7 | 20 |  | Solar | FIXED | Roof
SRP11884 | SUNPOWER | SPR-315E-WHT-U | 327 | 15 | 101 | 27 |  | Solar | FIXED | Roof
SRP11886 | SUNPOWER | SPR-315E-WHT-U | 327 | 10 | 115 | 34 |  | Solar | FIXED | Roof
SRP11886 | SUNPOWER | SPR-315E-WHT-U | 327 | 12 | 205 | 26 |  | Solar | FIXED | Roof
SRP11887 | TRINA SOLAR | TSM-230PA05.05 | 230 | 24 | 183 | 25 |  | Solar | FIXED | Roof
SRP11888 | MATRIX SOLAR/PHOTOWATT | PW1000-100 | 235 | 22 | 168 | 39 |  | Solar | FIXED | Roof
SRP11889 | LG ELECTRONICS SOLAR CELL DIVISION | LG255S1C-G2 | 255 | 17 | 118 | 38 |  | Solar | FIXED | Roof
SRP11890 | LG ELECTRONICS SOLAR CELL DIVISION | LG255S1C-G2 | 255 | 18 | 155 | 30 |  | Solar | FIXED | Roof
SRP11891 | SUNTECH POWER | STP210S-18/UB-1 | 250 | 36 | 136 | 32 |  | Solar | FIXED | Roof
SRP11892 | CHANGZHOU TRINA SOLAR ENERGY CO | TSM-185D | 240 | 18 | 121 | 45 |  | Solar | FIXED | Roof
SRP11892 | CHANGZHOU TRINA SOLAR ENERGY CO | TSM-185D | 240 | 39 | 211 | 34 |  | Solar | FIXED | Roof
SRP11893 | MATRIX SOLAR/PHOTOWATT | PW1000-100 | 235 | 30 | 150 | 18 |  | Solar | FIXED | Roof
SRP11893 | MATRIX SOLAR/PHOTOWATT | PW1000-100 | 235 | 14 | 240 | 9 |  | Solar | FIXED | Roof
SRP11894 | CHANGZHOU TRINA SOLAR ENERGY CO | TSM-185D | 245 | 21 | 134 | 35 |  | Solar | FIXED | Roof
SRP11894 | CHANGZHOU TRINA SOLAR ENERGY CO | TSM-185D | 245 | 8 | 224 | 35 |  | Solar | FIXED | Roof
SRP11896 | LG ELECTRONICS SOLAR CELL DIVISION | LG260S1C-G2 | 260 | 31 | 166 | 14 |  | Solar | FIXED | Roof
SRP11896 | LG ELECTRONICS SOLAR CELL DIVISION | LG260S1C-G2 | 260 | 9 | 256 | 30 |  | Solar | FIXED | Roof
SRP11897 | SUNWIZE TECHNOLOGIES |  | 260 | 9 | 170 | 45 |  | Solar | FIXED | Roof
SRP11897 | SUNWIZE TECHNOLOGIES |  | 260 | 13 | 170 | 45 |  | Solar | FIXED | Roof
SRP11898 | LIGHT WAY GREEN NEW ENERGY | LW235(29)P1650X990 | 235 | 728 | 211 | 10 |  | Solar | FIXED | Roof
SRP11901 | CHANGZHOU TRINA SOLAR ENERGY CO | TSM-185D | 240 | 20 | 152 | 31 |  | Solar | FIXED | Roof
SRP11902 | TRINA SOLAR | TSM-240PA05.10 | 240 | 36 | 101 | 18 |  | Solar | FIXED | Roof
SRP11903 | KYOCERA SOLAR | KD210GX-LP | 220 | 46 | 142 | 18 |  | Solar | FIXED | Roof
SRP11904 | BAODING YINGLI NEW ENERGY RESOURCES CO | 120(17)P1447X663 | 240 | 22 | 110 | 40 |  | Solar | FIXED | Roof
SRP11904 | BAODING YINGLI NEW ENERGY RESOURCES CO | 40(17)P516X663 | 240 | 22 | 216 | 28 |  | Solar | FIXED | Roof
SRP11905 | SUNIVA | OPT260-60-4-100 | 260 | 10 | 202 | 25 |  | Solar | FIXED | Roof
SRP11906 | SUNWIZE TECHNOLOGIES |  | 260 | 15 | 202 | 25 |  | Solar | FIXED | Roof
SRP11907 | LIGHT WAY GREEN NEW ENERGY | LW235(29)P1650X990 | 235 | 208 | 174 | 10 |  | Solar | FIXED | Ground
SRP11908 | LIGHT WAY GREEN NEW ENERGY | LW235(29)P1650X990 | 235 | 1040 | 169 | 10 |  | Solar | FIXED | Roof
SRP11911 | LIGHT WAY GREEN NEW ENERGY | LW230(29)P1650X990 | 235 | 350 | 211 | 10 |  | Solar | FIXED | Roof
SRP11912 | TRINA SOLAR | TSM-240PD05 | 240 | 20 | 155 | 27 |  | Solar | FIXED | Roof
SRP11913 | CHANGZHOU TRINA SOLAR ENERGY CO | TSM-185D | 240 | 24 | 139 | 30 |  | Solar | FIXED | Roof
SRP11913 | CHANGZHOU TRINA SOLAR ENERGY CO | TSM-185D | 240 | 2 | 229 | 30 |  | Solar | FIXED | Roof
SRP11914 | CHANGZHOU TRINA SOLAR ENERGY CO | TSM-185D | 240 | 22 | 112 | 35 |  | Solar | FIXED | Roof
SRP11914 | CHANGZHOU TRINA SOLAR ENERGY CO | TSM-185D | 240 | 10 | 202 | 39 |  | Solar | FIXED | Roof
SRP11915 | LIGHT WAY GREEN NEW ENERGY | LW235(29)P1650X990 | 235 | 210 | 211 | 10 |  | Solar | FIXED | Roof
SRP11917 | CHANGZHOU TRINA SOLAR ENERGY CO | TSM-185D | 240 | 14 | 117 | 29 |  | Solar | FIXED | Roof
SRP11918 | LIGHT WAY GREEN NEW ENERGY | LW235(29)P1650X990 | 235 | 273 | 211 | 10 |  | Solar | FIXED | Roof
SRP11919 | TRINA SOLAR | TSM-240PA05.10 | 240 | 30 | 127 | 38 |  | Solar | FIXED | Roof
SRP11920 | REC SCANMODULE | SCM230 | 245 | 50 | 180 | 30 |  | Solar | FIXED | Ground
SRP11921 | CHANGZHOU TRINA SOLAR ENERGY CO | TSM-185D | 230 | 33 | 192 | 34 |  | Solar | FIXED | Roof
SRP11922 | REC SCANMODULE | SCM230 | 240 | 15 | 120 | 26 |  | Solar | FIXED | Roof
SRP11922 | REC SCANMODULE | SCM230 | 240 | 20 | 210 | 25 |  | Solar | FIXED | Roof
SRP11922 | REC SCANMODULE | SCM230 | 240 | 14 | 210 | 28 |  | Solar | FIXED | Roof
SRP11923 | SUNTECH POWER | STP21018 | 240 | 24 | 143 | 22 |  | Solar | FIXED | Roof
SRP11924 | SUNTECH POWER | STP21018 | 245 | 32 | 118 | 24 |  | Solar | FIXED | Roof
SRP11925 | SUNPOWER | SPR-230-WHT-U | 230 | 36 | 128 | 38 |  | Solar | FIXED | Roof
SRP11926 | CHANGZHOU TRINA SOLAR ENERGY CO | TSM-185D | 240 | 22 | 162 | 16 |  | Solar | FIXED | Roof
SRP11926 | CHANGZHOU TRINA SOLAR ENERGY CO | TSM-185D | 240 | 33 | 162 | 16 |  | Solar | FIXED | Roof
SRP11927 | CANADIAN SOLAR | CS6P-230 | 235 | 6 | 99 | 28 |  | Solar | FIXED | Roof
SRP11927 | CANADIAN SOLAR | CS6P-230 | 235 | 11 | 189 | 28 |  | Solar | FIXED | Roof
SRP11930 | UNKNOWN | UNKNOWN | 250 | 28 | 220.1 | 15 |  | Solar | FIXED | Roof
SRP11931 | SUNPOWER | SPR-327NE-WHT-D | 327 | 14 | 227 | 18 |  | Solar | FIXED | Roof
SRP11933 | CANADIAN SOLAR | CS6P-230 | 250 | 200 | 160 | 15 |  | Solar | FIXED | Roof
SRP11934 | SUNTECH POWER | STP210-18/UB-1 | 280 | 104 | 180 | 30 |  | Solar | FIXED | Ground
SRP11935 | SUNPOWER | SPR-230-WHT-U | 230 | 32 | 180 | 32 |  | Solar | FIXED | Roof
SRP11936 | MX SOLAR USA | MX60-240 | 240 | 42 | 197 | 12.5 |  | Solar | FIXED | Roof
SRP11936 | MX SOLAR USA | MX60-240 | 240 | 84 | 214 | 12.5 |  | Solar | FIXED | Roof
SRP11937 | SOLARWORLD | SW185MONO | 250 | 45 | 173 | 34 |  | Solar | FIXED | Roof
SRP11938 | CANADIAN SOLAR | CS6X-300M | 300 | 159 | 209 | 15 |  | Solar | FIXED | Roof
SRP11938 | CANADIAN SOLAR | CS6X-300M | 300 | 507 | 209 | 15 |  | Solar | FIXED | Roof
SRP11939 | MX SOLAR USA | MX60-240 | 240 | 168 | 145 | 12.5 |  | Solar | FIXED | Roof
SRP11940 | SUNTECH POWER | STP210-18/UB-1 | 280 | 244 | 180 | 30 |  | Solar | FIXED | Ground
SRP11941 | SOLARWORLD | SW250 MONO | 250 | 34 | 160 | 34 |  | Solar | FIXED | Roof
SRP11941 | SOLARWORLD | SW250 MONO | 250 | 3 | 250 | 40 |  | Solar | FIXED | Roof
SRP11942 | CHANGZHOU TRINA SOLAR ENERGY CO | TSM-160D | 235 | 21 | 242 | 31 |  | Solar | FIXED | Roof
SRP11943 | BAODING YINGLI NEW ENERGY RESOURCES CO | YL175(156) | 240 | 240 | 204 | 5 |  | Solar | FIXED | Roof
SRP11946 | REC SCANMODULE | SCM230 | 245 | 33 | 110 | 33 |  | Solar | FIXED | Roof
SRP11947 | SOLON | SOLON BLACK 280/09 280 | 280 | 2178 | 197 | 5 |  | Solar | FIXED | Roof
SRP11949 | CANADIAN SOLAR | CS6P-230P | 230 | 9 | 128 | 14 |  | Solar | FIXED | Roof
SRP11949 | CANADIAN SOLAR | CS6P-230P | 230 | 21 | 218 | 14 |  | Solar | FIXED | Roof
SRP11950 | ISOFOTON | I-100/12 | 255 | 14 | 100 | 22 |  | Solar | FIXED | Roof
SRP11950 | ISOFOTON | I-100/12 | 255 | 16 | 100 | 22 |  | Solar | FIXED | Roof
SRP11950 | ISOFOTON | I-100/12 | 255 | 6 | 280 | 22 |  | Solar | FIXED | Roof
SRP11950 | ISOFOTON | I-100/12 | 255 | 6 | 280 | 22 |  | Solar | FIXED | Roof
SRP11951 | CHANGZHOU TRINA SOLAR ENERGY CO | TSM-185D | 250 | 27 | 179 | 25 |  | Solar | FIXED | Roof
SRP11952 | MATRIX SOLAR/PHOTOWATT | PW1000-100 | 245 | 16 | 140 | 8 |  | Solar | FIXED | Roof
SRP11952 | MATRIX SOLAR/PHOTOWATT | PW1000-100 | 245 | 9 | 225 | 18 |  | Solar | FIXED | Roof
SRP11954 | SUNPOWER | SPR-305-WHT-U | 327 | 16 | 226 | 26 |  | Solar | FIXED | Roof
SRP11955 | LG ELECTRONICS SOLAR CELL DIVISION | LG255S1C-G2 | 255 | 33 | 228 | 18 |  | Solar | FIXED | Roof
SRP11956 | CANADIAN SOLAR | CS6P-230 | 235 | 3 | 215 | 27 |  | Solar | FIXED | Roof
SRP11956 | CANADIAN SOLAR | CS6P-230 | 235 | 12 | 215 | 44 |  | Solar | FIXED | Roof
SRP11957 | MATRIX SOLAR/PHOTOWATT | PW1650-175 | 255 | 21 | 218 | 34 |  | Solar | FIXED | Roof
SRP11958 | CHANGZHOU TRINA SOLAR ENERGY CO | TSM-165D | 250 | 14 | 125 | 16 |  | Solar | FIXED | Roof
SRP11958 | CHANGZHOU TRINA SOLAR ENERGY CO | TSM-165D | 250 | 7 | 215 | 18 |  | Solar | FIXED | Roof
SRP11959 | SUNPOWER | SPR-315E-WHT-U | 327 | 18 | 29 | 24 |  | Solar | FIXED | Roof
SRP11959 | SUNPOWER | SPR-315E-WHT-U | 327 | 18 | 120 | 20 |  | Solar | FIXED | Roof
SRP11959 | SUNPOWER | SPR-315E-WHT-U | 327 | 10 | 208 | 24 |  | Solar | FIXED | Roof
SRP11959 | SUNPOWER | SPR-315E-WHT-U | 327 | 8 | 299 | 20 |  | Solar | FIXED | Roof
SRP11960 | MATRIX SOLAR/PHOTOWATT | PW1650-175 | 255 | 17 | 228 | 11 |  | Solar | FIXED | Roof
SRP11960 | MATRIX SOLAR/PHOTOWATT | PW1650-175 | 255 | 14 | 228 | 12 |  | Solar | FIXED | Roof
SRP11962 | CANADIAN SOLAR | CS6P-235PX | 235 | 7 | 148 | 35 |  | Solar | FIXED | Roof
SRP11962 | CANADIAN SOLAR | CS6P-235PX | 235 | 4 | 238 | 35 |  | Solar | FIXED | Roof
SRP11964 | ISOFOTON | I-100/12 | 245 | 481 | 190 | 10 |  | Solar | FIXED | Ground
SRP11965 | SILIKEN MANUFACTURING USA | SLK60P6L 233 WP | 250 | 24 | 255 | 25 |  | Solar | FIXED | Roof
SRP11966 | MATRIX SOLAR/PHOTOWATT | PW1650-175 | 255 | 26 | 185 | 30 |  | Solar | FIXED | Roof
SRP11967 | CHANGZHOU TRINA SOLAR ENERGY CO | TSM-185D | 240 | 12 | 227 | 11 |  | Solar | FIXED | Roof
SRP11967 | CHANGZHOU TRINA SOLAR ENERGY CO | TSM-185D | 240 | 48 | 227 | 18 |  | Solar | FIXED | Roof
SRP11969 | CANADIAN SOLAR | CS6P-230 | 235 | 16 | 219 | 33 |  | Solar | FIXED | Roof
SRP11970 | SUNTECH POWER | STP210S-18/UB-1 | 245 | 14 | 120 | 35 |  | Solar | FIXED | Roof
SRP11970 | SUNTECH POWER | STP210S-18/UB-1 | 245 | 28 | 210 | 40 |  | Solar | FIXED | Roof
SRP11972 | SUNPOWER | SPR-327NE-WHT-D | 327 | 48 | 180 | 35 |  | Solar | FIXED | Ground
SRP11973 | CHANGZHOU TRINA SOLAR ENERGY CO | TSM-185D | 240 | 14 | 169 | 34 |  | Solar | FIXED | Roof
SRP11973 | CHANGZHOU TRINA SOLAR ENERGY CO | TSM-185D | 240 | 22 | 259 | 34 |  | Solar | FIXED | Roof
SRP11974 | BAODING YINGLI NEW ENERGY RESOURCES CO | 110(17)P1447X663 | 240 | 32 | 136 | 23 |  | Solar | FIXED | Roof
SRP11975 | CANADIAN SOLAR | CS6P-235PX | 235 | 9 | 142 | 15 |  | Solar | FIXED | Roof
SRP11975 | CANADIAN SOLAR | CS6P-235PX | 235 | 28 | 142 | 22 |  | Solar | FIXED | Roof
SRP11975 | CANADIAN SOLAR | CS6P-235PX | 235 | 4 | 322 | 14 |  | Solar | FIXED | Roof
SRP11976 | KYOCERA SOLAR | KD220GX-LFBS | 220 | 16 | 218 | 30 |  | Solar | FIXED | Roof
SRP11977 | CHANGZHOU TRINA SOLAR ENERGY CO | TSM-185D | 240 | 36 | 202 | 33 |  | Solar | FIXED | Roof
SRP11978 | CANADIAN SOLAR | CS6P-230 | 235 | 2 | 176 | 19 |  | Solar | FIXED | Roof
SRP11978 | CANADIAN SOLAR | CS6P-230 | 235 | 20 | 176 | 20 |  | Solar | FIXED | Roof
SRP11979 | CANADIAN SOLAR | CS6P-235PX | 235 | 15 | 170 | 31 |  | Solar | FIXED | Roof
SRP11980 | CHANGZHOU TRINA SOLAR ENERGY CO | TSM-185D | 240 | 10 | 154 | 11 |  | Solar | FIXED | Roof
SRP11980 | CHANGZHOU TRINA SOLAR ENERGY CO | TSM-185D | 240 | 18 | 154 | 23 |  | Solar | FIXED | Roof
SRP11981 | CHANGZHOU TRINA SOLAR ENERGY CO | TSM-185D | 240 | 14 | 163 | 28 |  | Solar | FIXED | Roof
SRP11981 | CHANGZHOU TRINA SOLAR ENERGY CO | TSM-185D | 240 | 28 | 252 | 30 |  | Solar | FIXED | Roof
SRP11983 | BAODING YINGLI NEW ENERGY RESOURCES CO | YL175(156) | 240 | 18 | 108 | 27 |  | Solar | FIXED | Roof
SRP11984 | BAODING YINGLI NEW ENERGY RESOURCES CO | YL175(156) | 240 | 30 | 148 | 40 |  | Solar | FIXED | Roof
SRP11984 | BAODING YINGLI NEW ENERGY RESOURCES CO | YL175(156) | 240 | 20 | 238 | 40 |  | Solar | FIXED | Roof
SRP11985 | KYOCERA SOLAR | KD210GX-LP | 210 | 38 | 90 | 25 |  | Solar | FIXED | Roof
SRP11986 | CANADIAN SOLAR | CS6P-230 | 235 | 11 | 161 | 23 |  | Solar | FIXED | Roof
SRP11986 | CANADIAN SOLAR | CS6P-230 | 235 | 12 | 161 | 23 |  | Solar | FIXED | Roof
SRP11987 | BAODING YINGLI NEW ENERGY RESOURCES CO | 75(17)P1172X541 | 235 | 518 | 236 | 10 |  | Solar | FIXED | Roof
SRP11988 | CHANGZHOU TRINA SOLAR ENERGY CO | TSM-185D | 240 | 22 | 214 | 29 |  | Solar | FIXED | Roof
SRP11989 | SOLARWORLD | SW255 POLY | 255 | 18 | 155 | 40.5 |  | Solar | FIXED | Roof
SRP11990 | TRINA SOLAR | TSM-240PA05.10 | 240 | 23 | 117 | 47 |  | Solar | FIXED | Roof
SRP11991 | LG ELECTRONICS SOLAR CELL DIVISION | LG230P1C-G2 | 230 | 192 | 171 | 5 |  | Solar | FIXED | Roof
SRP11992 | SUNPOWER | SPR-315E-WHT-U | 327 | 18 | 140 | 30 |  | Solar | FIXED | Roof
SRP11993 | CHANGZHOU TRINA SOLAR ENERGY CO | TSM-185D | 240 | 39 | 201 | 33 |  | Solar | FIXED | Roof
SRP11995 | CANADIAN SOLAR | CS6P-230 | 235 | 13 | 225 | 27 |  | Solar | FIXED | Roof
SRP11996 | SUNPOWER | SPR-240E-WHT-U-ACPV | 240 | 15 | 129 | 36 |  | Solar | FIXED | Roof
SRP11996 | SUNPOWER | SPR-240E-WHT-U-ACPV | 240 | 16 | 219 | 36 |  | Solar | FIXED | Roof
SRP11997 | SUNTECH POWER | STP210S-18/UB-1 | 275 | 682 | 208 | 5 |  | Solar | FIXED | Roof
SRP11998 | SUNTECH POWER | STP180-24/AB-1 | 250 | 22 | 254 | 28 |  | Solar | FIXED | Roof
SRP11999 | BAODING YINGLI NEW ENERGY RESOURCES CO | YL175(156) | 235 | 377 | 187 | 10 |  | Solar | FIXED | Roof
SRP12001 | CANADIAN SOLAR | CS6P-230 | 235 | 6 | 125 | 10 |  | Solar | FIXED | Roof
SRP12001 | CANADIAN SOLAR | CS6P-230 | 235 | 12 | 125 | 15 |  | Solar | FIXED | Roof
SRP12003 | CHANGZHOU TRINA SOLAR ENERGY CO | TSM-185D | 240 | 20 | 247 | 31 |  | Solar | FIXED | Roof
SRP12004 | CANADIAN SOLAR | CS6P-230 | 235 | 7 | 6 | 11 |  | Solar | FIXED | Roof
SRP12004 | CANADIAN SOLAR | CS6P-230 | 235 | 3 | 186 | 33 |  | Solar | FIXED | Roof
SRP12005 | TRINA SOLAR | TSM-240DA05 | 240 | 28 | 223 | 19 |  | Solar | FIXED | Roof
SRP12006 | BAODING YINGLI NEW ENERGY RESOURCES CO | YL175(156) | 240 | 30 | 114 | 26 |  | Solar | FIXED | Roof
SRP12007 | CANADIAN SOLAR | CS6P-230 | 235 | 20 | 118 | 17 |  | Solar | FIXED | Roof
SRP12009 | CANADIAN SOLAR | CS6P-230 | 235 | 24 | 116 | 32 |  | Solar | FIXED | Roof
SRP12010 | SOLARWORLD | SW185MONO | 255 | 22 | 146 | 38 |  | Solar | FIXED | Roof
SRP12011 | SUNPOWER | SPR-230-WHT-U | 255 | 110 | 193 | 5 |  | Solar | FIXED | Roof
SRP12012 | CANADIAN SOLAR | CS6P-235PX | 235 | 14 | 147 | 30 |  | Solar | FIXED | Roof
SRP12013 | RENESOLA JIANGSU | JC250M-24/BB | 250 | 112 | 180 | 39.9 |  | Solar | 2AXIS | Roof
SRP12014 | SUNWIZE TECHNOLOGIES |  | 260 | 231 | 194 | 5 |  | Solar | FIXED | Roof
SRP12015 | MATRIX SOLAR/PHOTOWATT | PW1650-175 | 245 | 25 | 143 | 18 |  | Solar | FIXED | Roof
SRP12016 | SUNTECH POWER | STP175S-24/AB-1 | 175 | 6 | 242.7 | 25 |  | Solar | FIXED | Roof
SRP12017 | CHANGZHOU TRINA SOLAR ENERGY CO | TSM-185D | 235 | 33 | 145 | 32 |  | Solar | FIXED | Roof
SRP12018 | SOLYNDRA | SL-200-200 | 200 | 576 | 200 | 0 |  | Solar | FIXED | Roof
SRP12019 | ISOFOTON | I-165 | 255 | 7 | 172 | 25 |  | Solar | FIXED | Roof
SRP12019 | ISOFOTON | I-165 | 255 | 23 | 172 | 25 |  | Solar | FIXED | Roof
SRP12020 | MATRIX SOLAR/PHOTOWATT | PW1650-175 | 255 | 5 | 218 | 22 |  | Solar | FIXED | Roof
SRP12020 | MATRIX SOLAR/PHOTOWATT | PW1650-175 | 255 | 7 | 218 | 22 |  | Solar | FIXED | Roof
SRP12020 | MATRIX SOLAR/PHOTOWATT | PW1650-175 | 255 | 21 | 218 | 22 |  | Solar | FIXED | Roof
SRP12021 | CHANGZHOU TRINA SOLAR ENERGY CO | TSM-185D | 240 | 12 | 200 | 45 |  | Solar | FIXED | Roof
SRP12023 | SUNPOWER | SPR-315E-WHT-U | 327 | 28 | 220 | 25 |  | Solar | FIXED | Roof
SRP12025 | SUNPOWER | SPR-230-WHT-U | 230 | 40 | 193 | 30 |  | Solar | FIXED | Roof
SRP12026 | SUNPOWER | SPR-315E-WHT-U | 327 | 36 | 200 | 35 |  | Solar | FIXED | Roof
SRP12027 | SUNTECH POWER | STP210-18/UB-1 | 250 | 33 | 193 | 30 |  | Solar | FIXED | Roof
SRP12028 | CHANGZHOU TRINA SOLAR ENERGY CO | TSM-185D | 240 | 36 | 135 | 32 |  | Solar | FIXED | Roof
SRP12030 | ET SOLAR INDUSTRY | ET-A-M660245B | 245 | 8 | 163 | 32 |  | Solar | FIXED | Roof
SRP12030 | ET SOLAR INDUSTRY | ET-A-M660245 | 245 | 25 | 253 | 32 |  | Solar | FIXED | Roof
SRP12031 | CHANGZHOU TRINA SOLAR ENERGY CO | TSM-185D | 240 | 27 | 97 | 31 |  | Solar | FIXED | Roof
SRP12031 | CHANGZHOU TRINA SOLAR ENERGY CO | TSM-185D | 240 | 12 | 187 | 31 |  | Solar | FIXED | Roof
SRP12034 | CANADIAN SOLAR | CS6P-235PX | 235 | 8 | 131 | 20 |  | Solar | FIXED | Roof
SRP12034 | CANADIAN SOLAR | CS6P-235PX | 235 | 6 | 221 | 20 |  | Solar | FIXED | Roof
SRP12035 | CANADIAN SOLAR | CS6P-235PX | 235 | 6 | 108 | 35 |  | Solar | FIXED | Roof
SRP12035 | CANADIAN SOLAR | CS6P-235PX | 235 | 10 | 108 | 36 |  | Solar | FIXED | Roof
SRP12036 | CANADIAN SOLAR | CS6P-230 | 235 | 4 | 128 | 10 |  | Solar | FIXED | Roof
SRP12036 | CANADIAN SOLAR | CS6P-230 | 235 | 11 | 128 | 34 |  | Solar | FIXED | Roof
SRP12037 | CANADIAN SOLAR | CS6P-230 | 235 | 3 | 20 | 14 |  | Solar | FIXED | Roof
SRP12037 | CANADIAN SOLAR | CS6P-230 | 235 | 14 | 200 | 14 |  | Solar | FIXED | Roof
SRP12038 | CANADIAN SOLAR | CS6P-230 | 235 | 9 | 14 | 16 |  | Solar | FIXED | Roof
SRP12038 | CANADIAN SOLAR | CS6P-230 | 235 | 3 | 104 | 17 |  | Solar | FIXED | Roof
SRP12038 | CANADIAN SOLAR | CS6P-230 | 235 | 6 | 194 | 16 |  | Solar | FIXED | Roof
SRP12039 | CANADIAN SOLAR | CS6P-230 | 235 | 21 | 237 | 20 |  | Solar | FIXED | Roof
SRP12040 | CANADIAN SOLAR | CS6P-235PX | 235 | 26 | 224 | 16 |  | Solar | FIXED | Roof
SRP12042 | MOTECH AMERICAS | MTPVP-235-MSC | 235 | 741 | 148 | 2 |  | Solar | FIXED | Roof
SRP12043 | TRINA SOLAR | TSM-240PA05 | 240 | 9 | 220 | 15 |  | Solar | FIXED | Roof
SRP12043 | TRINA SOLAR | TSM-240PD05 | 240 | 22 | 220 | 32 |  | Solar | FIXED | Roof
SRP12044 | SUNWIZE TECHNOLOGIES |  | 255 | 198 | 194 | 5 |  | Solar | FIXED | Roof
SRP12046 | CANADIAN SOLAR | CS6P-230 | 235 | 16 | 86 | 27 |  | Solar | FIXED | Roof
SRP12046 | CANADIAN SOLAR | CS6P-230 | 235 | 18 | 262 | 27 |  | Solar | FIXED | Roof
SRP12048 | CANADIAN SOLAR | CS6P-235PX | 235 | 19 | 116 | 18 |  | Solar | FIXED | Roof
SRP12050 | CANADIAN SOLAR | CS6P-230 | 235 | 14 | 60 | 16 |  | Solar | FIXED | Roof
SRP12050 | CANADIAN SOLAR | CS6P-230 | 235 | 10 | 150 | 16 |  | Solar | FIXED | Roof
SRP12050 | CANADIAN SOLAR | CS6P-230 | 235 | 8 | 240 | 16 |  | Solar | FIXED | Roof
SRP12050 | CANADIAN SOLAR | CS6P-230 | 235 | 6 | 240 | 18 |  | Solar | FIXED | Roof
SRP12051 | CANADIAN SOLAR | CS6P-230 | 235 | 4 | 264 | 10 |  | Solar | FIXED | Roof
SRP12051 | CANADIAN SOLAR | CS6P-230 | 235 | 9 | 264 | 10 |  | Solar | FIXED | Roof
SRP12054 | CHANGZHOU TRINA SOLAR ENERGY CO | TSM-160D | 240 | 20 | 96 | 22 |  | Solar | FIXED | Roof
SRP12054 | CHANGZHOU TRINA SOLAR ENERGY CO | TSM-160D | 240 | 24 | 186 | 22 |  | Solar | FIXED | Roof
SRP12056 | YINGLI ENERGY (CHINA) | YL260C-30B | 260 | 42 | 110 | 33 |  | Solar | FIXED | Roof
SRP12057 | SUNPOWER | SPR-235NE-WHT-D | 230 | 36 | 169 | 34 |  | Solar | FIXED | Roof
SRP12058 | ISOFOTON | I-100/12 | 245 | 18 | 188 | 23 |  | Solar | FIXED | Roof
SRP12059 | CHANGZHOU TRINA SOLAR ENERGY CO | TSM-185D | 245 | 20 | 212 | 27 |  | Solar | FIXED | Roof
SRP12059 | CHANGZHOU TRINA SOLAR ENERGY CO | TSM-185D | 245 | 10 | 212 | 29 |  | Solar | FIXED | Roof
SRP12060 | CANADIAN SOLAR | CS6P-230 | 240 | 11 | 265 | 25 |  | Solar | FIXED | Roof
SRP12060 | CANADIAN SOLAR | CS6P-230 | 240 | 22 | 265 | 25 |  | Solar | FIXED | Roof
SRP12061 | HYUNDAI HEAVY INDUSTRIES | HIS-M245MG | 245 | 8 | 219 | 12 |  | Solar | FIXED | Roof
SRP12061 | HYUNDAI HEAVY INDUSTRIES | HIS-M245MG | 245 | 10 | 219 | 37 |  | Solar | FIXED | Roof
SRP12062 | ISOFOTON | I-100/12 | 245 | 10 | 271 | 18 |  | Solar | FIXED | Roof
SRP12062 | ISOFOTON | I-100/12 | 245 | 20 | 271 | 18 |  | Solar | FIXED | Roof
SRP12063 | SCHUCO USA |  | 185 | 7 | 222 | 26 |  | Solar | FIXED | Roof
SRP12063 | SCHUCO USA |  | 185 | 12 | 222 | 40 |  | Solar | FIXED | Roof
SRP12064 | SUNPOWER | SPR-305-WHT-U | 308 | 20 | 230 | 34 |  | Solar | FIXED | Roof
SRP12066 | ISOFOTON | I-100/12 | 245 | 32 | 120 | 22 |  | Solar | FIXED | Roof
SRP12066 | ISOFOTON | I-100/12 | 245 | 11 | 210 | 25 |  | Solar | FIXED | Roof
SRP12067 | CHANGZHOU TRINA SOLAR ENERGY CO | TSM-170D | 240 | 36 | 189 | 31 |  | Solar | FIXED | Roof
SRP12070 | CHANGZHOU TRINA SOLAR ENERGY CO | TSM-160D | 235 | 25 | 168 | 10 |  | Solar | FIXED | Roof
SRP12071 | YINGLI ENERGY (CHINA) | YL240P-32B | 240 | 33 | 184 | 20 |  | Solar | FIXED | Roof
SRP12074 | LG ELECTRONICS SOLAR CELL DIVISION | LG255S1C-G2 | 255 | 16 | 153 | 21 |  | Solar | FIXED | Roof
SRP12075 | LG ELECTRONICS SOLAR CELL DIVISION | LG245S1C-G2 | 245 | 3 | 125 | 21 |  | Solar | FIXED | Roof
SRP12075 | LG ELECTRONICS SOLAR CELL DIVISION | LG245S1C-G2 | 245 | 16 | 127 | 28 |  | Solar | FIXED | Roof
SRP12076 | CHANGZHOU TRINA SOLAR ENERGY CO | TSM-185D | 235 | 16 | 161 | 18 |  | Solar | FIXED | Roof
SRP12077 | LG ELECTRONICS SOLAR CELL DIVISION | LG255S1C-G2 | 255 | 28 | 134 | 40 |  | Solar | FIXED | Roof
SRP12077 | LG ELECTRONICS SOLAR CELL DIVISION | LG255S1C-G2 | 255 | 12 | 224 | 45 |  | Solar | FIXED | Roof
SRP12078 | LG ELECTRONICS SOLAR CELL DIVISION | LG255S1C-G2 | 255 | 36 | 203 | 19 |  | Solar | FIXED | Roof
SRP12079 | CHANGZHOU TRINA SOLAR ENERGY CO | TSM-160D | 235 | 33 | 172 | 30 |  | Solar | FIXED | Roof
SRP12080 | YINGLI ENERGY (CHINA) | YL235P-29B | 235 | 33 | 168 | 40 |  | Solar | FIXED | Roof
SRP12083 | CANADIAN SOLAR | CS5P-240 | 250 | 7 | 160 | 34 |  | Solar | FIXED | Roof
SRP12083 | CANADIAN SOLAR | CS5P-240 | 250 | 32 | 250 | 27 |  | Solar | FIXED | Roof
SRP12084 | LIGHT WAY GREEN NEW ENERGY | LW235(29)P1650X990 | 235 | 169 | 169 | 10 |  | Solar | FIXED | Roof
SRP12085 | CANADIAN SOLAR | CS6P-230 | 285 | 10 | 109 | 15 |  | Solar | FIXED | Roof
SRP12085 | CANADIAN SOLAR | CS6P-230 | 285 | 216 | 199 | 10 |  | Solar | FIXED | Roof
SRP12085 | CANADIAN SOLAR | CS6P-230 | 285 | 10 | 199 | 15 |  | Solar | FIXED | Roof
SRP12086 | REC SCANMODULE | SCM230 | 240 | 22 | 195 | 21 |  | Solar | FIXED | Roof
SRP12087 | YINGLI ENERGY (CHINA) | YL235P-29B | 235 | 18 | 210 | 40 |  | Solar | FIXED | Roof
SRP12088 | REC SCANMODULE | SCM225 | 240 | 26 | 221 | 16 |  | Solar | FIXED | Roof
SRP12089 | YINGLI ENERGY (CHINA) | YL235P-29B | 235 | 18 | 208 | 25 |  | Solar | FIXED | Roof
SRP12090 | LG ELECTRONICS SOLAR CELL DIVISION | LG255S1C-G2 | 255 | 16 | 146 | 40 |  | Solar | FIXED | Roof
SRP12091 | SUNPOWER | SPR-315E-WHT-U | 327 | 16 | 155 | 23 |  | Solar | FIXED | Roof
SRP12092 | LG ELECTRONICS SOLAR CELL DIVISION | LG255S1C-G2 | 255 | 28 | 190 | 32 |  | Solar | FIXED | Roof
SRP12093 | SOLARWORLD | SW185MONO | 245 | 24 | 140 | 30 |  | Solar | FIXED | Roof
SRP12093 | SOLARWORLD | SW185MONO | 245 | 10 | 230 | 40 |  | Solar | FIXED | Roof
SRP12095 | CANADIAN SOLAR | CS6P-230 | 235 | 23 | 178 | 19 |  | Solar | FIXED | Roof
SRP12098 | LG ELECTRONICS SOLAR CELL DIVISION | LG255S1C-G2 | 255 | 20 | 167 | 20 |  | Solar | FIXED | Roof
SRP12099 | LIGHT WAY GREEN NEW ENERGY | LW235(29)P1650X990 | 235 | 140 | 212 | 10 |  | Solar | FIXED | Roof
SRP12100 | LIGHT WAY GREEN NEW ENERGY | LW235(29)P1650X990 | 235 | 663 | 212 | 10 |  | Solar | FIXED | Roof
SRP12101 | LIGHT WAY GREEN NEW ENERGY | LW235(29)P1650X990 | 235 | 252 | 210 | 10 |  | Solar | FIXED | Roof
SRP12104 | LIGHT WAY GREEN NEW ENERGY | LW235(29)P1650X990 | 235 | 403 | 219 | 10 |  | Solar | FIXED | Roof
SRP12105 | LG ELECTRONICS SOLAR CELL DIVISION | LG255S1C-G2 | 255 | 12 | 178 | 28 |  | Solar | FIXED | Roof
SRP12105 | LG ELECTRONICS SOLAR CELL DIVISION | LG255S1C-G2 | 255 | 14 | 178 | 35 |  | Solar | FIXED | Roof
SRP12106 | LIGHT WAY GREEN NEW ENERGY | LW240(29)P1650X990 | 240 | 728 | 199 | 5 |  | Solar | FIXED | Roof
SRP12107 | LIGHT WAY GREEN NEW ENERGY | LW235(29)P1650X990 | 235 | 312 | 210 | 10 |  | Solar | FIXED | Roof
SRP12108 | ISOFOTON | I-100/12 | 245 | 12 | 128 | 47 |  | Solar | FIXED | Roof
SRP12108 | ISOFOTON | I-100/12 | 245 | 11 | 218 | 47 |  | Solar | FIXED | Roof
SRP12109 | ISOFOTON | I-75 | 245 | 14 | 85 | 25 |  | Solar | FIXED | Roof
SRP12109 | ISOFOTON | I-75 | 245 | 16 | 265 | 25 |  | Solar | FIXED | Roof
SRP12111 | ISOFOTON | I-100/12 | 245 | 9 | 132 | 22 |  | Solar | FIXED | Roof
SRP12111 | ISOFOTON | I-100/12 | 245 | 30 | 222 | 23 |  | Solar | FIXED | Roof
SRP12112 | TRINA SOLAR | TSM-245PA05.10 | 245 | 28 | 240 | 25 |  | Solar | FIXED | Roof
SRP12113 | LG ELECTRONICS SOLAR CELL DIVISION | LG260S1C-G2 | 260 | 39 | 208 | 40 |  | Solar | FIXED | Roof
SRP12114 | SOLARWORLD | SW245 MONO | 245 | 1896 | 180 | 20 |  | Solar | FIXED | Roof
SRP12116 | TRINA SOLAR | TSM-240PA05 | 240 | 15 | 165 | 43 |  | Solar | FIXED | Roof
SRP12116 | TRINA SOLAR | TSM-240PA05 | 240 | 16 | 165 | 43 |  | Solar | FIXED | Roof
SRP12116 | TRINA SOLAR | TSM-240PA05 | 240 | 18 | 255 | 27 |  | Solar | FIXED | Roof
SRP12117 | CHANGZHOU TRINA SOLAR ENERGY CO | TSM-180D | 240 | 22 | 244 | 30 |  | Solar | 1AXIS | Roof
SRP12118 | TRINA SOLAR | TSM-240PA05.10 | 240 | 2 | 87 | 29 |  | Solar | FIXED | Roof
SRP12118 | TRINA SOLAR | TSM-240PA05.10 | 240 | 15 | 267 | 29 |  | Solar | FIXED | Roof
SRP12119 | CHANGZHOU TRINA SOLAR ENERGY CO | TSM-185D | 240 | 28 | 121 | 26 |  | Solar | FIXED | Roof
SRP12120 | SUNIVA | OPT250-60-4-100 | 260 | 48 | 180 | 30 |  | Solar | FIXED | Ground
SRP12121 | MATRIX SOLAR/PHOTOWATT | PW1650-175 | 255 | 9 | 113 | 29 |  | Solar | FIXED | Roof
SRP12121 | MATRIX SOLAR/PHOTOWATT | PW1650-175 | 255 | 20 | 204 | 28 |  | Solar | FIXED | Roof
SRP12122 | CHANGZHOU TRINA SOLAR ENERGY CO | TSM-185D | 240 | 28 | 120 | 12 |  | Solar | FIXED | Roof
SRP12122 | CHANGZHOU TRINA SOLAR ENERGY CO | TSM-185D | 240 | 33 | 120 | 15 |  | Solar | FIXED | Roof
SRP12122 | CHANGZHOU TRINA SOLAR ENERGY CO | TSM-185D | 240 | 10 | 120 | 37 |  | Solar | FIXED | Roof
SRP12123 | TRINA SOLAR | TSM-240PD05.10 | 240 | 33 | 123 | 22 |  | Solar | FIXED | Roof
SRP12124 | REC SCANMODULE | SCM230 | 240 | 22 | 175 | 40 |  | Solar | FIXED | Roof
SRP12125 | CHANGZHOU TRINA SOLAR ENERGY CO | TSM-185D | 240 | 27 | 240 | 29 |  | Solar | FIXED | Roof
SRP12126 | CHANGZHOU TRINA SOLAR ENERGY CO | TSM-160D | 230 | 13 | 129 | 18 |  | Solar | FIXED | Roof
SRP12126 | CHANGZHOU TRINA SOLAR ENERGY CO | TSM-160D | 230 | 33 | 219 | 27 |  | Solar | FIXED | Roof
SRP12129 | CHANGZHOU TRINA SOLAR ENERGY CO | TSM-185D | 240 | 6 | 237 | 25 |  | Solar | FIXED | Roof
SRP12129 | CHANGZHOU TRINA SOLAR ENERGY CO | TSM-185D | 240 | 30 | 237 | 27 |  | Solar | FIXED | Roof
SRP12130 | MATRIX SOLAR/PHOTOWATT | PW1650-175 | 235 | 351 | 200 | 5 |  | Solar | FIXED | Roof
SRP12132 | YINGLI ENERGY (CHINA) | YL235P-29B | 235 | 432 | 184 | 20 |  | Solar | FIXED | Ground
SRP12133 | BAODING YINGLI NEW ENERGY RESOURCES CO | YL175(156) | 260 | 19 | 143 | 17 |  | Solar | FIXED | Roof
SRP12134 | SUNIVA | OPT260-60-4-100 | 260 | 48 | 198 | 22 |  | Solar | FIXED | Roof
SRP12135 | LIGHT WAY GREEN NEW ENERGY | LW235(29)P1650X990 | 235 | 195 | 212 | 10 |  | Solar | FIXED | Roof
SRP12136 | LIGHT WAY GREEN NEW ENERGY | LW235(29)P1650X990 | 235 | 364 | 118 | 22 |  | Solar | FIXED | Roof
SRP12137 | CANADIAN SOLAR | CS6P-230 | 235 | 5 | 110 | 43 |  | Solar | FIXED | Roof
SRP12137 | CANADIAN SOLAR | CS6P-230 | 235 | 6 | 200 | 38 |  | Solar | FIXED | Roof
SRP12138 | CHANGZHOU TRINA SOLAR ENERGY CO | TSM-185D | 240 | 30 | 201 | 37 |  | Solar | FIXED | Roof
SRP12139 | CHANGZHOU TRINA SOLAR ENERGY CO | TSM-185D | 240 | 44 | 123 | 18 |  | Solar | FIXED | Roof
SRP12139 | CHANGZHOU TRINA SOLAR ENERGY CO | TSM-185D | 240 | 47 | 213 | 18 |  | Solar | FIXED | Roof
SRP12140 | CHANGZHOU TRINA SOLAR ENERGY CO | TSM-185D | 240 | 14 | 102 | 27 |  | Solar | FIXED | Roof
SRP12140 | CHANGZHOU TRINA SOLAR ENERGY CO | TSM-185D | 240 | 24 | 192 | 27 |  | Solar | FIXED | Roof
SRP12141 | MATRIX SOLAR/PHOTOWATT | PW1650-155 | 235 | 390 | 100 | 5 |  | Solar | FIXED | Roof
SRP12142 | CANADIAN SOLAR | CS6P-230 | 235 | 16 | 105 | 21 |  | Solar | FIXED | Roof
SRP12142 | CANADIAN SOLAR | CS6P-230 | 235 | 15 | 195 | 21 |  | Solar | FIXED | Roof
SRP12143 | CANADIAN SOLAR | CS6P-230 | 235 | 24 | 176 | 20 |  | Solar | FIXED | Roof
SRP12144 | LIGHT WAY GREEN NEW ENERGY | LW235(29)P1650X990 | 235 | 260 | 182 | 10 |  | Solar | FIXED | Roof
SRP12145 | SUNWIZE TECHNOLOGIES |  | 250 | 8 | 184 | 36 |  | Solar | FIXED | Roof
SRP12145 | SUNWIZE TECHNOLOGIES |  | 250 | 16 | 208 | 22 |  | Solar | FIXED | Roof
SRP12147 | SUNTECH POWER | STP250S-20/WDB | 250 | 33 | 193 | 30 |  | Solar | FIXED | Roof
SRP12148 | LIGHT WAY GREEN NEW ENERGY | LW235(29)P1650X990 | 235 | 221 | 187 | 10 |  | Solar | FIXED | Roof
SRP12149 | SUNTECH POWER | STP210S-18/UB-1 | 250 | 42 | 159 | 18 |  | Solar | FIXED | Roof
SRP12150 | SUNTECH POWER | STP210-18/UB-1 | 250 | 33 | 113 | 28 |  | Solar | FIXED | Roof
SRP12154 | MATRIX SOLAR/PHOTOWATT | PW1000-100 | 255 | 33 | 127 | 27 |  | Solar | FIXED | Roof
SRP12155 | LIGHT WAY GREEN NEW ENERGY | LW235(29)P1650X990 | 235 | 112 | 169 | 10 |  | Solar | FIXED | Roof
SRP12156 | LIGHT WAY GREEN NEW ENERGY | LW235(29)P1650X990 | 235 | 840 | 209 | 10 |  | Solar | FIXED | Roof
SRP12159 | YINGLI ENERGY (CHINA) | YL240P-29B | 240 | 20 | 180 | 25 |  | Solar | FIXED | Ground
SRP12160 | LIGHT WAY GREEN NEW ENERGY | LW235(29)P1650X990 | 235 | 154 | 205 | 10 |  | Solar | FIXED | Roof
SRP12161 | KYOCERA SOLAR | KD210GX-LP | 220 | 18 | 229 | 14 |  | Solar | FIXED | Roof
SRP12161 | KYOCERA SOLAR | KD210GX-LP | 220 | 20 | 229 | 14 |  | Solar | FIXED | Roof
SRP12163 | SUNIVA | OPT260-60-4-100 | 260 | 12 | 210 | 36 |  | Solar | FIXED | Roof
SRP12164 | YINGLI ENERGY (CHINA) | YL260C-30B | 260 | 12 | 92 | 40 |  | Solar | FIXED | Roof
SRP12164 | YINGLI ENERGY (CHINA) | YL260C-30B | 260 | 20 | 272 | 35 |  | Solar | FIXED | Roof
SRP12164 | YINGLI ENERGY (CHINA) | YL260C-30B | 260 | 12 | 272 | 40 |  | Solar | FIXED | Roof
SRP12165 | LIGHT WAY GREEN NEW ENERGY | LW235(29)P1650X990 | 235 | 260 | 209 | 10 |  | Solar | FIXED | Roof
SRP12166 | KYOCERA SOLAR | KD210GX-LP | 220 | 17 | 143 | 42 |  | Solar | FIXED | Roof
SRP12166 | KYOCERA SOLAR | KD210GX-LP | 220 | 23 | 233 | 22 |  | Solar | FIXED | Roof
SRP12166 | KYOCERA SOLAR | KD210GX-LP | 220 | 29 | 233 | 42 |  | Solar | FIXED | Roof
SRP12168 | BAODING YINGLI NEW ENERGY RESOURCES CO | YL175(156) | 240 | 33 | 162 | 18 |  | Solar | FIXED | Roof
SRP12170 | SUNPOWER | SPR-327NE-WHT-D | 327 | 18 | 14 | 6 |  | Solar | FIXED | Roof
SRP12170 | SUNPOWER | SPR-327NE-WHT-D | 327 | 14 | 180 | 0 |  | Solar | FIXED | Roof
SRP12175 | KYOCERA SOLAR | KD220GX-LFBS | 220 | 8 | 165 | 12 |  | Solar | FIXED | Roof
SRP12175 | KYOCERA SOLAR | KD220GX-LFBS | 220 | 28 | 165 | 34 |  | Solar | FIXED | Roof
SRP12177 | CHANGZHOU TRINA SOLAR ENERGY CO | TSM-170D | 240 | 36 | 226 | 26 |  | Solar | FIXED | Roof
SRP12179 | SUNTECH POWER | STP190S-18/UB-1 | 180 | 18 | 195 | 32 |  | Solar | FIXED | Roof
SRP12180 | YINGLI ENERGY (CHINA) | YL240P-29B | 240 | 20 | 105 | 30 |  | Solar | FIXED | Roof
SRP12180 | YINGLI ENERGY (CHINA) | YL240P-29B | 240 | 47 | 195 | 30 |  | Solar | FIXED | Roof
SRP12182 | TRINA SOLAR | TSM-240PA05.10 | 240 | 42 | 122 | 27 |  | Solar | FIXED | Roof
SRP12183 | CHANGZHOU TRINA SOLAR ENERGY CO | TSM-185D | 240 | 26 | 256 | 23 |  | Solar | FIXED | Roof
SRP12184 | SUNTECH POWER | STP210S-18/UB-1 | 250 | 24 | 141 | 24 |  | Solar | FIXED | Roof
SRP12185 | BAODING YINGLI NEW ENERGY RESOURCES CO | YL175(156) | 260 | 20 | 68 | 34 |  | Solar | FIXED | Roof
SRP12185 | BAODING YINGLI NEW ENERGY RESOURCES CO | YL175(156) | 260 | 15 | 158 | 34 |  | Solar | FIXED | Roof
SRP12186 | TRINA SOLAR | TSM-250PA05 | 250 | 12 | 124 | 23 |  | Solar | FIXED | Roof
SRP12189 | CHANGZHOU TRINA SOLAR ENERGY CO | TSM-185D | 240 | 36 | 136 | 23 |  | Solar | FIXED | Roof
SRP12190 | CHANGZHOU TRINA SOLAR ENERGY CO | TSM-185D | 240 | 16 | 160 | 19 |  | Solar | FIXED | Roof
SRP12191 | LG ELECTRONICS SOLAR CELL DIVISION | LG255S1C-G3 | 255 | 6 | 200 | 18 |  | Solar | FIXED | Roof
SRP12191 | LG ELECTRONICS SOLAR CELL DIVISION | LG255S1C-G2 | 255 | 18 | 200 | 20 |  | Solar | FIXED | Roof
SRP12192 | CHANGZHOU TRINA SOLAR ENERGY CO | TSM-185D | 250 | 23 | 165 | 29 |  | Solar | FIXED | Roof
SRP12193 | CHANGZHOU TRINA SOLAR ENERGY CO | TSM-185D | 230 | 30 | 182.9 | 30 |  | Solar | FIXED | Roof
SRP12194 | CANADIAN SOLAR | CS4C-100 | 240 | 10 | 109 | 26 |  | Solar | FIXED | Roof
SRP12194 | CANADIAN SOLAR | CS4C-100 | 240 | 40 | 199 | 26 |  | Solar | FIXED | Roof
SRP12195 | CANADIAN SOLAR | CS6P-230 | 235 | 14 | 138 | 24 |  | Solar | FIXED | Roof
SRP12196 | CANADIAN SOLAR | CS6P-230 | 235 | 20 | 240 | 25 |  | Solar | FIXED | Roof
SRP12197 | CANADIAN SOLAR | CS6P-230 | 235 | 36 | 285 | 16 |  | Solar | FIXED | Roof
SRP12198 | CANADIAN SOLAR | CS6P-230 | 235 | 15 | 246 | 8 |  | Solar | FIXED | Roof
SRP12198 | CANADIAN SOLAR | CS6P-230 | 235 | 6 | 246 | 24 |  | Solar | FIXED | Roof
SRP12201 | LG ELECTRONICS SOLAR CELL DIVISION | LG255S1C-G2 | 255 | 35 | 154 | 25 |  | Solar | FIXED | Roof
SRP12202 | SUNIVA | ART255-60-3-100 | 255 | 4422 | 160 | 10 |  | Solar | FIXED | Roof
SRP12203 | SUNIVA | ART255-60-3-100 | 255 | 4420 | 202 | 15 |  | Solar | FIXED | Roof
SRP12204 | BAODING YINGLI NEW ENERGY RESOURCES CO | 110(17)P1447X663 | 240 | 20 | 190 | 38 |  | Solar | FIXED | Roof
SRP12205 | BAODING YINGLI NEW ENERGY RESOURCES CO | 30(17)P754X350 | 240 | 38 | 259 | 30 |  | Solar | FIXED | Roof
SRP12206 | SUNTECH POWER | STP210S-18/UB-1 | 250 | 33 | 196 | 30 |  | Solar | FIXED | Roof
SRP12208 | SUNTECH POWER | STP150S-24/AB-1 | 250 | 28 | 137 | 30 |  | Solar | FIXED | Roof
SRP12209 | TRINA SOLAR | TSM-235PA05.18 | 235 | 9 | 130 | 20 |  | Solar | FIXED | Roof
SRP12209 | TRINA SOLAR | TSM-235PA05.18 | 235 | 12 | 220 | 21 |  | Solar | FIXED | Roof
SRP12210 | LIGHT WAY GREEN NEW ENERGY | LW235(29)P1650X990 | 235 | 780 | 202 | 10 |  | Solar | FIXED | Roof
SRP12211 | LIGHT WAY GREEN NEW ENERGY | LW235(29)P1650X990 | 235 | 182 | 210 | 10 |  | Solar | FIXED | Roof
SRP12212 | SUNTECH POWER | STP180S-24/AB-1 | 250 | 33 | 164 | 28 |  | Solar | FIXED | Roof
SRP12213 | SUNTECH POWER | STP210S-18/UB-1 | 250 | 26 | 163 | 25 |  | Solar | FIXED | Roof
SRP12214 | SUNTECH POWER | STP275-24/VE | 275 | 1584 | 217 | 7 |  | Solar | FIXED | Ground
SRP12216 | SUNTECH POWER | STP210S-18/UB-1 | 250 | 24 | 169 | 34 |  | Solar | FIXED | Roof
SRP12216 | SUNTECH POWER | STP210S-18/UB-1 | 250 | 11 | 259 | 42 |  | Solar | FIXED | Roof
SRP12217 | SUNTECH POWER | STP190S-18/UB-1 | 250 | 22 | 190 | 32 |  | Solar | FIXED | Roof
SRP12218 | LG ELECTRONICS SOLAR CELL DIVISION | LG255S1C-G2 | 255 | 30 | 171 | 26 |  | Solar | FIXED | Roof
SRP12221 | YINGLI ENERGY (CHINA) | YL240P-29B | 240 | 22 | 233 | 40 |  | Solar | FIXED | Roof
SRP12222 | SUNTECH POWER | STP210S-18/UB-1 | 280 | 3663 | 180 | 10 |  | Solar | FIXED | Roof
SRP12224 | SUNTECH POWER | STP21018 | 275 | 3014 | 214 | 10 |  | Solar | FIXED | Roof
SRP12226 | SOLAR INTEGRATED TECHNOLOGIES | SI-G1 288 | 225 | 1664 | 210 | 10 |  | Solar | FIXED | Roof
SRP12227 | LIGHT WAY GREEN NEW ENERGY | LW235(29)P1650X990 | 235 | 715 | 198 | 10 |  | Solar | FIXED | Roof
SRP12228 | KYOCERA SOLAR | KD210GX-LP | 220 | 26 | 85 | 18 |  | Solar | FIXED | Roof
SRP12228 | KYOCERA SOLAR | KD210GX-LP | 220 | 26 | 175 | 18 |  | Solar | FIXED | Roof
SRP12229 | BAODING YINGLI NEW ENERGY RESOURCES CO | 120(17)P1447X663 | 240 | 18 | 224 | 21 |  | Solar | FIXED | Roof
SRP12229 | BAODING YINGLI NEW ENERGY RESOURCES CO | 120(17)P1447X663 | 240 | 9 | 224 | 22 |  | Solar | FIXED | Roof
SRP12230 | SUNWIZE TECHNOLOGIES |  | 260 | 13 | 115 | 23 |  | Solar | FIXED | Roof
SRP12230 | SUNWIZE TECHNOLOGIES |  | 260 | 14 | 295 | 23 |  | Solar | FIXED | Roof
SRP12232 | BAODING YINGLI NEW ENERGY RESOURCES CO | 120(17)P1447X663 | 240 | 9 | 127 | 43 |  | Solar | FIXED | Roof
SRP12233 | YINGLI ENERGY (CHINA) | YL240P-29B | 240 | 48 | 148 | 18 |  | Solar | FIXED | Roof
SRP12234 | BAODING YINGLI NEW ENERGY RESOURCES CO | YL175(156) | 240 | 13 | 90 | 34 |  | Solar | FIXED | Roof
SRP12234 | BAODING YINGLI NEW ENERGY RESOURCES CO | YL175(156) | 240 | 7 | 270 | 33 |  | Solar | FIXED | Roof
SRP12235 | KYOCERA SOLAR | KD220GX-LFBS | 220 | 24 | 200 | 41 |  | Solar | FIXED | Roof
SRP12236 | SUNIVA | OPT260-60-4-100 | 260 | 6 | 69 | 41 |  | Solar | FIXED | Roof
SRP12236 | SUNIVA | OPT260-60-4-100 | 260 | 9 | 159 | 28 |  | Solar | FIXED | Roof
SRP12236 | SUNIVA | OPT260-60-4-100 | 260 | 32 | 159 | 36 |  | Solar | FIXED | Roof
SRP12237 | YINGLI ENERGY (CHINA) | YL240P-29B | 240 | 15 | 100 | 35 |  | Solar | FIXED | Roof
SRP12237 | YINGLI ENERGY (CHINA) | YL240P-29B | 240 | 6 | 190 | 38 |  | Solar | FIXED | Roof
SRP12238 | CANADIAN SOLAR | CS6P-230 | 235 | 19 | 176 | 24 |  | Solar | FIXED | Roof
SRP12239 | LG ELECTRONICS SOLAR CELL DIVISION | LG255S1C-G2 | 255 | 13 | 102 | 23 |  | Solar | FIXED | Roof
SRP12239 | LG ELECTRONICS SOLAR CELL DIVISION | LG255S1C-G2 | 255 | 7 | 102 | 32 |  | Solar | FIXED | Roof
SRP12239 | LG ELECTRONICS SOLAR CELL DIVISION | LG255S1C-G2 | 255 | 15 | 176 | 32 |  | Solar | FIXED | Roof
SRP12240 | MATRIX SOLAR/PHOTOWATT | PW1000-100 | 255 | 33 | 265 | 18 |  | Solar | FIXED | Roof
SRP12241 | CHANGZHOU TRINA SOLAR ENERGY CO | TSM-160D | 240 | 23 | 228 | 28 |  | Solar | FIXED | Roof
SRP12243 | MATRIX SOLAR/PHOTOWATT | PW1650-175 | 255 | 10 | 90 | 20 |  | Solar | FIXED | Roof
SRP12243 | MATRIX SOLAR/PHOTOWATT | PW1650-175 | 255 | 21 | 180 | 24 |  | Solar | FIXED | Roof
SRP12243 | MATRIX SOLAR/PHOTOWATT | PW1650-175 | 255 | 11 | 270 | 20 |  | Solar | FIXED | Roof
SRP12244 | MATRIX SOLAR/PHOTOWATT | PW1650-175 | 255 | 30 | 173 | 42 |  | Solar | FIXED | Roof
SRP12245 | CHANGZHOU TRINA SOLAR ENERGY CO | TSM-185D | 250 | 18 | 130 | 10 |  | Solar | FIXED | Roof
SRP12247 | CANADIAN SOLAR | CS6P-235PX | 235 | 21 | 214 | 30 |  | Solar | FIXED | Roof
SRP12248 | CHANGZHOU TRINA SOLAR ENERGY CO | TSM-185D | 250 | 12 | 214 | 18 |  | Solar | FIXED | Roof
SRP12248 | CHANGZHOU TRINA SOLAR ENERGY CO | TSM-185D | 250 | 18 | 214 | 18 |  | Solar | FIXED | Roof
SRP12249 | CANADIAN SOLAR | CS6P-230 | 235 | 7 | 186 | 16 |  | Solar | FIXED | Roof
SRP12249 | CANADIAN SOLAR | CS6P-230 | 235 | 6 | 276 | 10 |  | Solar | FIXED | Roof
SRP12249 | CANADIAN SOLAR | CS6P-230 | 235 | 4 | 276 | 16 |  | Solar | FIXED | Roof
SRP12250 | MATRIX SOLAR/PHOTOWATT | PW1650-175 | 255 | 18 | 112 | 2 |  | Solar | FIXED | Roof
SRP12250 | MATRIX SOLAR/PHOTOWATT | PW1650-175 | 255 | 12 | 112 | 30 |  | Solar | FIXED | Roof
SRP12251 | CANADIAN SOLAR | CS6P-230 | 235 | 16 | 188 | 15 |  | Solar | FIXED | Roof
SRP12254 | CHANGZHOU TRINA SOLAR ENERGY CO | TSM-185D | 235 | 24 | 230.1 | 20 |  | Solar | FIXED | Roof
SRP12255 | CHANGZHOU TRINA SOLAR ENERGY CO | TSM-185D | 235 | 35 | 184.4 | 30 |  | Solar | FIXED | Roof
SRP12256 | UNKNOWN | UNKNOWN | 250 | 22 | 117 | 11 |  | Solar | FIXED | Roof
SRP12258 | CHANGZHOU TRINA SOLAR ENERGY CO | TSM-185D | 235 | 18 | 218 | 30 |  | Solar | FIXED | Roof
SRP12258 | CHANGZHOU TRINA SOLAR ENERGY CO | TSM-185D | 235 | 14 | 218 | 34 |  | Solar | FIXED | Roof
SRP12259 | CANADIAN SOLAR | CS6P-235PX | 235 | 27 | 130 | 32 |  | Solar | FIXED | Roof
SRP12260 | UNKNOWN | UNKNOWN | 250 | 29 | 146 | 25 |  | Solar | FIXED | Roof
SRP12260 | UNKNOWN | UNKNOWN | 250 | 19 | 236 | 25 |  | Solar | FIXED | Roof
SRP12261 | CANADIAN SOLAR | CS6P-235PX | 235 | 17 | 135 | 33 |  | Solar | FIXED | Roof
SRP12262 | CANADIAN SOLAR | CS6P-235PX | 235 | 18 | 180 | 18 |  | Solar | FIXED | Roof
SRP12262 | CANADIAN SOLAR | CS6P-235PX | 235 | 8 | 359 | 18 |  | Solar | FIXED | Roof
SRP12263 | CHANGZHOU TRINA SOLAR ENERGY CO | TSM-185D | 235 | 44 | 240.5 | 25 |  | Solar | FIXED | Roof
SRP12264 | CHANGZHOU TRINA SOLAR ENERGY CO | TSM-185D | 235 | 30 | 275 | 20 |  | Solar | FIXED | Roof
SRP12265 | CHANGZHOU TRINA SOLAR ENERGY CO | TSM-185D | 235 | 30 | 91.3 | 25 |  | Solar | FIXED | Roof
SRP12266 | CHANGZHOU TRINA SOLAR ENERGY CO | TSM-160D | 235 | 35 | 180 | 40 |  | Solar | FIXED | Roof
SRP12266 | CHANGZHOU TRINA SOLAR ENERGY CO | TSM-160D | 235 | 24 | 270 | 18 |  | Solar | FIXED | Roof
SRP12267 | SUNPOWER | SPR-315E-WHT-U | 327 | 14 | 130 | 26 |  | Solar | FIXED | Roof
SRP12268 | SUNPOWER | SPR-245NE-WHT-D | 245 | 36 | 98 | 40 |  | Solar | FIXED | Roof
SRP12268 | SUNPOWER | SPR-245NE-WHT-D | 245 | 16 | 188 | 45 |  | Solar | FIXED | Roof
SRP12268 | SUNPOWER | SPR-245NE-WHT-D | 245 | 16 | 278 | 40 |  | Solar | FIXED | Roof
SRP12270 | CANADIAN SOLAR | CS6P-230 | 235 | 12 | 174 | 16 |  | Solar | FIXED | Roof
SRP12271 | CANADIAN SOLAR | CS6P-230 | 235 | 14 | 184 | 16 |  | Solar | FIXED | Roof
SRP12272 | CANADIAN SOLAR | CS6P-230 | 235 | 5 | 104 | 16 |  | Solar | FIXED | Roof
SRP12272 | CANADIAN SOLAR | CS6P-230 | 235 | 8 | 194 | 16 |  | Solar | FIXED | Roof
SRP12272 | CANADIAN SOLAR | CS6P-230 | 235 | 27 | 194 | 17 |  | Solar | FIXED | Roof
SRP12273 | CANADIAN SOLAR | CS6P-230 | 235 | 13 | 130 | 29 |  | Solar | FIXED | Roof
SRP12273 | CANADIAN SOLAR | CS6P-230 | 235 | 15 | 130 | 33 |  | Solar | FIXED | Roof
SRP12274 | CHANGZHOU TRINA SOLAR ENERGY CO | TSM-185D | 235 | 25 | 105 | 30 |  | Solar | FIXED | Roof
SRP12274 | CHANGZHOU TRINA SOLAR ENERGY CO | TSM-185D | 235 | 15 | 195 | 34 |  | Solar | FIXED | Roof
SRP12275 | SHARP | NT-188U1 | 235 | 20 | 182.6 | 30 |  | Solar | FIXED | Roof
SRP12276 | SHARP | NT-188U1 | 235 | 30 | 176.2 | 15 |  | Solar | FIXED | Roof
SRP12277 | CHANGZHOU TRINA SOLAR ENERGY CO | TSM-185D | 240 | 29 | 155.2 | 21 |  | Solar | FIXED | Roof
SRP12278 | TRINA SOLAR | TSM-240PA05 | 240 | 16 | 172 | 30 |  | Solar | FIXED | Roof
SRP12279 | LG ELECTRONICS SOLAR CELL DIVISION | LG255S1C-G2 | 255 | 32 | 151 | 26 |  | Solar | FIXED | Roof
SRP12281 | CANADIAN SOLAR | CS6P-235PX | 235 | 6 | 117 | 27 |  | Solar | FIXED | Roof
SRP12281 | CANADIAN SOLAR | CS6P-235PX | 235 | 16 | 207 | 27 |  | Solar | FIXED | Roof
SRP12282 | SUNTECH POWER | STP150-24/AB-1 | 240 | 3 | 103 | 34 |  | Solar | FIXED | Roof
SRP12282 | SUNTECH POWER | STP150-24/AB-1 | 240 | 35 | 193 | 23 |  | Solar | FIXED | Roof
SRP12282 | SUNTECH POWER | STP240-20/WDB | 240 | 4 | 193 | 23 |  | Solar | FIXED | Roof
SRP12282 | SUNTECH POWER | STP150-24/AB-1 | 240 | 3 | 283 | 34 |  | Solar | FIXED | Roof
SRP12283 | SUNTECH POWER | STP240S-20/WDB | 240 | 76 | 162 | 37 |  | Solar | FIXED | Roof
SRP12287 | SOLARWORLD | SW185 MONO/T | 240 | 35 | 174 | 18 |  | Solar | FIXED | Roof
SRP12287 | SOLARWORLD | SW185 MONO/T | 240 | 3 | 264 | 14 |  | Solar | FIXED | Roof
SRP12290 | SHARP | NT-188U1 | 235 | 34 | 184.9 | 34 |  | Solar | FIXED | Roof
SRP12292 | CANADIAN SOLAR | CS6P-230 | 235 | 23 | 248 | 38 |  | Solar | FIXED | Roof
SRP12293 | CANADIAN SOLAR | CS6P-230 | 235 | 6 | 236 | 20 |  | Solar | FIXED | Roof
SRP12293 | CANADIAN SOLAR | CS6P-230 | 235 | 21 | 236 | 20 |  | Solar | FIXED | Roof
SRP12294 | SHARP | NU-U240F1 | 240 | 66 | 148 | 12.5 |  | Solar | FIXED | Roof
SRP12297 | SUNTECH POWER | STP150S-24/AB-1 | 205 | 34 | 140 | 30 |  | Solar | FIXED | Roof
SRP12298 | TRINA SOLAR | TSM-235PA05 | 235 | 6 | 124 | 23 |  | Solar | FIXED | Roof
SRP12299 | REC SCANMODULE | SCM230 | 245 | 240 | 190 | 30 |  | Solar | FIXED | Ground
SRP12300 | CHANGZHOU TRINA SOLAR ENERGY CO | TSM-185D | 240 | 18 | 192 | 23 |  | Solar | FIXED | Roof
SRP12301 | KYOCERA SOLAR | KD210GX-LP | 220 | 25 | 150 | 36 |  | Solar | FIXED | Roof
SRP12301 | KYOCERA SOLAR | KD210GX-LP | 220 | 21 | 240 | 36 |  | Solar | FIXED | Roof
SRP12302 | CHANGZHOU TRINA SOLAR ENERGY CO | TSM-160D | 235 | 8 | 83.5 | 30 |  | Solar | FIXED | Roof
SRP12302 | CHANGZHOU TRINA SOLAR ENERGY CO | TSM-160D | 235 | 8 | 263.5 | 30 |  | Solar | FIXED | Roof
SRP12303 | SUNPOWER | SPR-315E-WHT-U | 327 | 28 | 261 | 31 |  | Solar | FIXED | Roof
SRP12304 | SUNPOWER | SPR-315E-WHT-U | 327 | 36 | 171 | 37 |  | Solar | FIXED | Roof
SRP12305 | BAODING YINGLI NEW ENERGY RESOURCES CO | YL175(156) | 240 | 16 | 211 | 29 |  | Solar | FIXED | Roof
SRP12306 | SUNPOWER | SPR-315E-WHT-U | 327 | 31 | 168 | 22 |  | Solar | FIXED | Roof
SRP12308 | SUNPOWER | SPR-315E-WHT-U | 327 | 12 | 251 | 33 |  | Solar | FIXED | Roof
SRP12308 | SUNPOWER | SPR-315E-WHT-U | 327 | 6 | 251 | 42 |  | Solar | FIXED | Roof
SRP12309 | CANADIAN SOLAR | CS6P-235M | 235 | 24 | 245 | 18 |  | Solar | FIXED | Roof
SRP12310 | CANADIAN SOLAR | CS6P-230 | 235 | 23 | 169 | 17 |  | Solar | FIXED | Roof
SRP12311 | CANADIAN SOLAR | CS6P-230 | 235 | 24 | 250 | 24 |  | Solar | FIXED | Roof
SRP12312 | BAODING YINGLI NEW ENERGY RESOURCES CO | YL175(156) | 240 | 24 | 163 | 29 |  | Solar | FIXED | Roof
SRP12313 | SHARP | ND-224UC1 | 240 | 10010 | 219 | 10 |  | Solar | FIXED | Roof
SRP12314 | CANADIAN SOLAR | CS6P-230 | 235 | 20 | 123 | 17 |  | Solar | FIXED | Roof
SRP12316 | CHANGZHOU TRINA SOLAR ENERGY CO | TSM-185D | 240 | 30 | 180 | 26 |  | Solar | FIXED | Roof
SRP12317 | CHANGZHOU TRINA SOLAR ENERGY CO | TSM-185D | 240 | 36 | 114.7 | 24 |  | Solar | FIXED | Roof
SRP12318 | UNKNOWN | UNKNOWN | 250 | 36 | 165 | 18 |  | Solar | FIXED | Roof
SRP12319 | MATRIX SOLAR/PHOTOWATT | PW1000-100 | 230 | 21 | 180 | 21 |  | Solar | FIXED | Roof
SRP12319 | MATRIX SOLAR/PHOTOWATT | PW1250-115 | 230 | 31 | 270 | 31 |  | Solar | FIXED | Roof
SRP12320 | CHANGZHOU TRINA SOLAR ENERGY CO | TSM-185D | 235 | 10 | 93 | 30 |  | Solar | FIXED | Roof
SRP12320 | CHANGZHOU TRINA SOLAR ENERGY CO | TSM-185D | 235 | 28 | 273 | 30 |  | Solar | FIXED | Roof
SRP12321 | SUNTECH POWER | STP200-18/UB-1 | 205 | 27 | 212.4 | 28 |  | Solar | FIXED | Roof
SRP12322 | WEBEL SL ENERGY SYSTEMS | W1600-165 | 235 | 12 | 201 | 15 |  | Solar | FIXED | Roof
SRP12322 | WEBEL SL ENERGY SYSTEMS | W1600-165 | 235 | 9 | 201 | 18 |  | Solar | FIXED | Roof
SRP12322 | WEBEL SL ENERGY SYSTEMS | W1600-165 | 235 | 6 | 201 | 32 |  | Solar | FIXED | Roof
SRP12322 | WEBEL SL ENERGY SYSTEMS | W1000-100 | 235 | 11 | 201 | 40 |  | Solar | FIXED | Roof
SRP12323 | CHANGZHOU TRINA SOLAR ENERGY CO | TSM-185D | 235 | 20 | 200 | 32 |  | Solar | FIXED | Roof
SRP12324 | SUNTECH POWER | STP180S-24/AB-1 | 185 | 18 | 162 | 10 |  | Solar | FIXED | Roof
SRP12324 | SUNTECH POWER | STP180-24/AB-1 | 185 | 24 | 252 | 10 |  | Solar | FIXED | Roof
SRP12326 | CHANGZHOU TRINA SOLAR ENERGY CO | TSM-185D | 235 | 32 | 155.5 | 15 |  | Solar | FIXED | Roof
SRP12327 | CHANGZHOU TRINA SOLAR ENERGY CO | TSM-185D | 235 | 10 | 101.6 | 28 |  | Solar | FIXED | Roof
SRP12327 | CHANGZHOU TRINA SOLAR ENERGY CO | TSM-185D | 235 | 14 | 191.6 | 43 |  | Solar | FIXED | Roof
SRP12328 | LG ELECTRONICS SOLAR CELL DIVISION | LG260S1C-G2 | 260 | 15 | 132 | 18 |  | Solar | FIXED | Roof
SRP12328 | LG ELECTRONICS SOLAR CELL DIVISION | LG260S1C-G2 | 260 | 20 | 132 | 37 |  | Solar | FIXED | Roof
SRP12329 | CANADIAN SOLAR | CS6P-235PX | 235 | 20 | 176 | 20 |  | Solar | FIXED | Roof
SRP12330 | CANADIAN SOLAR | CS6P-230 | 240 | 28 | 180 | 32 |  | Solar | FIXED | Roof
SRP12330 | CANADIAN SOLAR | CS6P-230 | 240 | 14 | 186 | 28 |  | Solar | FIXED | Roof
SRP12331 | CANADIAN SOLAR | CS6P-235PX | 235 | 26 | 215 | 37 |  | Solar | FIXED | Roof
SRP12332 | CANADIAN SOLAR | CS6P-230 | 235 | 4 | 90 | 20 |  | Solar | FIXED | Roof
SRP12332 | CANADIAN SOLAR | CS6P-230 | 235 | 12 | 270 | 20 |  | Solar | FIXED | Roof
SRP12333 | MATRIX SOLAR/PHOTOWATT | PW750-80 | 240 | 27 | 154 | 42 |  | Solar | FIXED | Roof
SRP12334 | SUNTECH POWER | STP240-20/WD | 240 | 38 | 160 | 40 |  | Solar | FIXED | Roof
SRP12335 | CANADIAN SOLAR | CS6P-230 | 235 | 13 | 198 | 39 |  | Solar | FIXED | Roof
SRP12337 | CANADIAN SOLAR | CS6P-230 | 235 | 5 | 103 | 17 |  | Solar | FIXED | Roof
SRP12337 | CANADIAN SOLAR | CS6P-230 | 235 | 9 | 193 | 29 |  | Solar | FIXED | Roof
SRP12338 | YINGLI ENERGY (CHINA) | YL240P-29B | 240 | 11 | 172 | 10 |  | Solar | FIXED | Roof
SRP12338 | YINGLI ENERGY (CHINA) | YL240P-29B | 240 | 22 | 172 | 22 |  | Solar | FIXED | Roof
SRP12339 | BAODING YINGLI NEW ENERGY RESOURCES CO | 85(17)P1172X541 | 240 | 6 | 130 | 18 |  | Solar | FIXED | Roof
SRP12339 | BAODING YINGLI NEW ENERGY RESOURCES CO | YL175(156) | 240 | 11 | 130 | 18 |  | Solar | FIXED | Roof
SRP12341 | KYOCERA SOLAR | KD210GX-LP | 220 | 8 | 84 | 33 |  | Solar | FIXED | Roof
SRP12341 | KYOCERA SOLAR | KD210GX-LP | 220 | 13 | 174 | 33 |  | Solar | FIXED | Roof
SRP12342 | YINGLI ENERGY (CHINA) | YL240P-29B | 240 | 15 | 276 | 4 |  | Solar | FIXED | Roof
SRP12344 | CHANGZHOU TRINA SOLAR ENERGY CO | TSM-185D | 240 | 17 | 85 | 20 |  | Solar | FIXED | Roof
SRP12344 | CHANGZHOU TRINA SOLAR ENERGY CO | TSM-185D | 240 | 21 | 265 | 20 |  | Solar | FIXED | Roof
SRP12345 | KYOCERA SOLAR | KC120-1 | 220 | 27 | 265 | 7 |  | Solar | FIXED | Roof
SRP12346 | CHANGZHOU TRINA SOLAR ENERGY CO | TSM-185D | 235 | 26 | 152.7 | 21 |  | Solar | FIXED | Roof
SRP12347 | YINGLI ENERGY (CHINA) | YL240P-29B | 240 | 15 | 202 | 43 |  | Solar | FIXED | Roof
SRP12348 | LG ELECTRONICS SOLAR CELL DIVISION | LG255S1C-G2 | 255 | 26 | 165 | 26 |  | Solar | FIXED | Roof
SRP12349 | SUNWIZE TECHNOLOGIES |  | 260 | 29 | 201 | 40 |  | Solar | FIXED | Roof
SRP12350 | KYOCERA SOLAR | KD210GX-L | 220 | 43 | 186 | 33 |  | Solar | FIXED | Roof
SRP12351 | CANADIAN SOLAR | CS6P-245M | 245 | 6 | 170 | 17 |  | Solar | FIXED | Roof
SRP12351 | CANADIAN SOLAR | CS6P-245M | 245 | 14 | 170 | 17 |  | Solar | FIXED | Roof
SRP12351 | CANADIAN SOLAR | CS6P-245M | 245 | 10 | 170 | 62 |  | Solar | FIXED | Roof
SRP12352 | YINGLI ENERGY (CHINA) | YL240P-29B | 240 | 15 | 200 | 29 |  | Solar | FIXED | Roof
SRP12353 | YINGLI ENERGY (CHINA) | YL240P-29B | 240 | 2 | 132 | 22 |  | Solar | FIXED | Roof
SRP12353 | YINGLI ENERGY (CHINA) | YL240P-29B | 240 | 2 | 222 | 22 |  | Solar | FIXED | Roof
SRP12353 | YINGLI ENERGY (CHINA) | YL240P-29B | 240 | 4 | 222 | 34 |  | Solar | FIXED | Roof
SRP12354 | REC SCANMODULE | SCM230 | 245 | 26 | 242 | 24 |  | Solar | FIXED | Roof
SRP12356 | CANADIAN SOLAR | CS6P-235PX | 235 | 3 | 201 | 12 |  | Solar | FIXED | Roof
SRP12356 | CANADIAN SOLAR | CS6P-235PX | 235 | 16 | 201 | 20 |  | Solar | FIXED | Roof
SRP12357 | CANADIAN SOLAR | CS6P-230 | 245 | 24 | 201 | 28 |  | Solar | FIXED | Roof
SRP12358 | CANADIAN SOLAR | CS6P-245MX | 245 | 22 | 130 | 30 |  | Solar | FIXED | Roof
SRP12358 | CANADIAN SOLAR | CS6P-245MX | 245 | 10 | 220 | 30 |  | Solar | FIXED | Roof
SRP12359 | CANADIAN SOLAR | CS6P-230 | 235 | 14 | 81 | 21 |  | Solar | FIXED | Roof
SRP12359 | CANADIAN SOLAR | CS6P-230 | 235 | 6 | 171 | 20 |  | Solar | FIXED | Roof
SRP12359 | CANADIAN SOLAR | CS6P-230 | 235 | 8 | 261 | 21 |  | Solar | FIXED | Roof
SRP12360 | CANADIAN SOLAR | CS6P-230 | 235 | 8 | 150 | 16 |  | Solar | FIXED | Roof
SRP12360 | CANADIAN SOLAR | CS6P-230 | 235 | 17 | 150 | 18 |  | Solar | FIXED | Roof
SRP12361 | CHANGZHOU TRINA SOLAR ENERGY CO | TSM-185D | 245 | 20 | 193 | 35 |  | Solar | FIXED | Roof
SRP12362 | CHANGZHOU TRINA SOLAR ENERGY CO | TSM-185D | 245 | 26 | 220 | 20 |  | Solar | FIXED | Roof
SRP12363 | CANADIAN SOLAR | CS6P-230 | 235 | 19 | 114 | 40 |  | Solar | FIXED | Roof
SRP12364 | CANADIAN SOLAR | CS6P-230 | 235 | 12 | 188 | 6 |  | Solar | FIXED | Roof
SRP12364 | CANADIAN SOLAR | CS6P-230 | 235 | 8 | 188 | 35 |  | Solar | FIXED | Roof
SRP12365 | CANADIAN SOLAR | CS6P-230 | 235 | 30 | 156 | 16 |  | Solar | FIXED | Roof
SRP12366 | CANADIAN SOLAR | CS6P-230 | 235 | 9 | 150 | 15 |  | Solar | FIXED | Roof
SRP12366 | CANADIAN SOLAR | CS6P-230 | 235 | 10 | 240 | 15 |  | Solar | FIXED | Roof
SRP12366 | CANADIAN SOLAR | CS6P-230 | 235 | 20 | 240 | 15 |  | Solar | FIXED | Roof
SRP12367 | SHARP | NT-188U1 | 235 | 26 | 213.8 | 24 |  | Solar | FIXED | Roof
SRP12368 | CHANGZHOU TRINA SOLAR ENERGY CO | TSM-165D | 235 | 40 | 153.7 | 18 |  | Solar | FIXED | Roof
SRP12369 | SCHUCO USA |  | 245 | 52 | 120 | 15 |  | Solar | FIXED | Roof
SRP12370 | CANADIAN SOLAR | CS6P-230 | 235 | 16 | 81 | 17 |  | Solar | FIXED | Roof
SRP12370 | CANADIAN SOLAR | CS6P-230 | 235 | 6 | 261 | 16 |  | Solar | FIXED | Roof
SRP12370 | CANADIAN SOLAR | CS6P-230 | 235 | 20 | 261 | 17 |  | Solar | FIXED | Roof
SRP12371 | CANADIAN SOLAR | CS6P-230 | 235 | 31 | 234 | 23 |  | Solar | FIXED | Roof
SRP12373 | CANADIAN SOLAR | CS6P-235PX | 235 | 10 | 176 | 20 |  | Solar | FIXED | Roof
SRP12373 | CANADIAN SOLAR | CS6P-235PX | 235 | 13 | 266 | 20 |  | Solar | FIXED | Roof
SRP12374 | CANADIAN SOLAR | CS6P-230 | 235 | 14 | 218 | 45 |  | Solar | FIXED | Roof
SRP12375 | CANADIAN SOLAR | CS6P-230 | 235 | 6 | 168 | 16 |  | Solar | FIXED | Roof
SRP12375 | CANADIAN SOLAR | CS6P-230 | 235 | 14 | 258 | 19 |  | Solar | FIXED | Roof
SRP12375 | CANADIAN SOLAR | CS6P-230 | 235 | 20 | 258 | 19 |  | Solar | FIXED | Roof
SRP12376 | CANADIAN SOLAR | CS6P-230 | 235 | 16 | 220 | 17 |  | Solar | FIXED | Roof
SRP12377 | CANADIAN SOLAR | CS6P-230 | 235 | 18 | 217 | 41 |  | Solar | FIXED | Roof
SRP12378 | CANADIAN SOLAR | CS6P-235PX | 235 | 20 | 226 | 19 |  | Solar | FIXED | Roof
SRP12381 | SUNTECH POWER | STP200-18/UB-1 | 205 | 5 | 200.8 | 12 |  | Solar | FIXED | Roof
SRP12381 | SUNTECH POWER | STP200S-18/UB-1 | 205 | 29 | 200.8 | 15 |  | Solar | FIXED | Roof
SRP12382 | SHARP | NT-188U1 | 235 | 30 | 95.9 | 15 |  | Solar | FIXED | Roof
SRP12383 | CHANGZHOU TRINA SOLAR ENERGY CO | TSM-185D | 235 | 16 | 182 | 30 |  | Solar | FIXED | Roof
SRP12384 | SUNTECH POWER | STP200-18/UB-1 | 205 | 24 | 128 | 18 |  | Solar | FIXED | Roof
SRP12384 | SUNTECH POWER | STP200S-18/UB-1 | 205 | 14 | 218 | 10 |  | Solar | FIXED | Roof
SRP12385 | TRINA SOLAR | TSM-245PA05.10 | 245 | 5 | 92.2 | 25 |  | Solar | FIXED | Roof
SRP12385 | TRINA SOLAR | TSM-245PA05.10 | 245 | 19 | 180 | 25 |  | Solar | FIXED | Roof
SRP12386 | CHANGZHOU TRINA SOLAR ENERGY CO | TSM-185D | 240 | 18 | 131.2 | 31 |  | Solar | FIXED | Roof
SRP12387 | CHANGZHOU TRINA SOLAR ENERGY CO | TSM-185D | 240 | 33 | 219 | 24 |  | Solar | FIXED | Roof
SRP12388 | CHANGZHOU TRINA SOLAR ENERGY CO | TSM-185D | 240 | 26 | 224 | 24 |  | Solar | FIXED | Roof
SRP12390 | SUNPOWER | SPR-305-WHT-U | 327 | 12 | 83 | 16 |  | Solar | FIXED | Roof
SRP12390 | SUNPOWER | SPR-305-WHT-U | 327 | 12 | 263 | 16 |  | Solar | FIXED | Roof
SRP12391 | SCHUCO USA |  | 245 | 33 | 180 | 40 |  | Solar | FIXED | Roof
SRP12391 | SCHUCO USA |  | 245 | 21 | 270 | 17.3 |  | Solar | FIXED | Roof
SRP12391 | SCHUCO USA |  | 245 | 3 | 270 | 40 |  | Solar | FIXED | Roof
SRP12392 | SCHUCO USA |  | 245 | 12 | 210 | 10 |  | Solar | FIXED | Roof
SRP12392 | SCHUCO USA |  | 245 | 16 | 210 | 31 |  | Solar | FIXED | Roof
SRP12393 | SUNPOWER | SPR-315E-WHT-U | 327 | 16 | 125 | 27 |  | Solar | FIXED | Roof
SRP12394 | BAODING YINGLI NEW ENERGY RESOURCES CO | YL175(156) | 240 | 3 | 224 | 23 |  | Solar | FIXED | Roof
SRP12394 | BAODING YINGLI NEW ENERGY RESOURCES CO | YL175(156) | 240 | 22 | 224 | 23 |  | Solar | FIXED | Roof
SRP12395 | UNITED SOLAR OVONIC | PVL-116(DM) | 144 | 56 | 180 | 0 |  | Solar | FIXED | Roof
SRP12396 | SCHUCO USA | MPE 245 PS 08 | 245 | 78 | 210 | 30 |  | Solar | FIXED | Roof
SRP12397 | KYOCERA SOLAR | KD210GX-LP | 220 | 44 | 125 | 30 |  | Solar | FIXED | Roof
SRP12398 | BAODING YINGLI NEW ENERGY RESOURCES CO | YL175(156) | 260 | 11 | 56 | 27 |  | Solar | FIXED | Roof
SRP12398 | BAODING YINGLI NEW ENERGY RESOURCES CO | YL175(156) | 260 | 30 | 256 | 27 |  | Solar | FIXED | Roof
SRP12399 | BAODING YINGLI NEW ENERGY RESOURCES CO | YL175(156) | 240 | 9 | 186 | 17 |  | Solar | FIXED | Roof
SRP12399 | BAODING YINGLI NEW ENERGY RESOURCES CO | YL175(156) | 240 | 10 | 186 | 17 |  | Solar | FIXED | Roof
SRP12399 | BAODING YINGLI NEW ENERGY RESOURCES CO | YL175(156) | 240 | 12 | 186 | 17 |  | Solar | FIXED | Roof
SRP12400 | SCHUCO INTERNATIONAL | MPE 235 PS03 | 245 | 72 | 120 | 15 |  | Solar | FIXED | Roof
SRP12401 | YINGLI ENERGY (CHINA) | YL240P-29B | 240 | 12 | 75 | 21 |  | Solar | FIXED | Roof
SRP12401 | YINGLI ENERGY (CHINA) | YL240P-29B | 240 | 24 | 255 | 21 |  | Solar | FIXED | Roof
SRP12402 | BAODING YINGLI NEW ENERGY RESOURCES CO | YL175(156) | 240 | 19 | 258 | 32 |  | Solar | FIXED | Roof
SRP12403 | SCHUCO USA | MPE 245 MS 08 | 245 | 26 | 120 | 15 |  | Solar | FIXED | Roof
SRP12404 | SCHUCO USA | MPE 245 PS 08 | 245 | 20 | 120 | 15 |  | Solar | FIXED | Roof
SRP12405 | CHANGZHOU TRINA SOLAR ENERGY CO | TSM-185D | 240 | 18 | 144 | 25 |  | Solar | FIXED | Roof
SRP12406 | CHANGZHOU TRINA SOLAR ENERGY CO | TSM-185D | 240 | 12 | 176 | 26 |  | Solar | FIXED | Roof
SRP12406 | CHANGZHOU TRINA SOLAR ENERGY CO | TSM-185D | 240 | 28 | 176 | 33 |  | Solar | FIXED | Roof
SRP12407 | SCHUCO INTERNATIONAL | MPE 235 PS03 | 245 | 24 | 120 | 15 |  | Solar | FIXED | Roof
SRP12407 | SCHUCO INTERNATIONAL | MPE 235 PS03 | 245 | 13 | 210 | 30 |  | Solar | FIXED | Roof
SRP12408 | CHANGZHOU TRINA SOLAR ENERGY CO | TSM-185D | 235 | 33 | 153.7 | 16 |  | Solar | FIXED | Roof
SRP12409 | CHANGZHOU TRINA SOLAR ENERGY CO | TSM-185D | 235 | 13 | 197.7 | 32 |  | Solar | FIXED | Roof
SRP12410 | CHANGZHOU TRINA SOLAR ENERGY CO | TSM-185D | 235 | 40 | 158 | 25 |  | Solar | FIXED | Roof
SRP12412 | CHANGZHOU TRINA SOLAR ENERGY CO | TSM-185D | 235 | 6 | 123.5 | 39 |  | Solar | FIXED | Roof
SRP12412 | CHANGZHOU TRINA SOLAR ENERGY CO | TSM-185D | 235 | 30 | 213.5 | 33 |  | Solar | FIXED | Roof
SRP12413 | BAODING YINGLI NEW ENERGY RESOURCES CO | YL175(156) | 240 | 26 | 156 | 30 |  | Solar | FIXED | Roof
SRP12414 | CHANGZHOU TRINA SOLAR ENERGY CO | TSM-185D | 235 | 22 | 164.3 | 10 |  | Solar | FIXED | Roof
SRP12414 | CHANGZHOU TRINA SOLAR ENERGY CO | TSM-185D | 235 | 10 | 164.3 | 30 |  | Solar | FIXED | Roof
SRP12415 | SHARP | NU-U235F3 | 235 | 28 | 279 | 25 |  | Solar | FIXED | Roof
SRP12416 | SUNPOWER | SPR-230-WHT-U | 260 | 12 | 160 | 6 |  | Solar | FIXED | Roof
SRP12416 | SUNPOWER | SPR-230-WHT-U | 260 | 30 | 160 | 35 |  | Solar | FIXED | Roof
SRP12417 | SUNTECH POWER | STP200UB | 235 | 28 | 145.5 | 25 |  | Solar | FIXED | Roof
SRP12418 | YINGLI ENERGY (CHINA) | YL240P-29B | 240 | 24 | 288 | 5 |  | Solar | FIXED | Roof
SRP12419 | CHANGZHOU TRINA SOLAR ENERGY CO | TSM-185D | 235 | 31 | 136.5 | 21 |  | Solar | FIXED | Roof
SRP12420 | CHANGZHOU TRINA SOLAR ENERGY CO | TSM-185D | 235 | 29 | 104.6 | 32 |  | Solar | FIXED | Roof
SRP12421 | SUNTECH POWER | STP200S-18/UB-1 | 205 | 20 | 178 | 15 |  | Solar | FIXED | Roof
SRP12422 | CHANGZHOU TRINA SOLAR ENERGY CO | TSM-185D | 235 | 16 | 190 | 22 |  | Solar | FIXED | Roof
SRP12423 | CONERGY AG | S 175MU | 240 | 56 | 201 | 20 |  | Solar | FIXED | Roof
SRP12426 | MATRIX SOLAR/PHOTOWATT | PW1000-100 | 235 | 11 | 164 | 33 |  | Solar | FIXED | Roof
SRP12426 | MATRIX SOLAR/PHOTOWATT | PW1000-100 | 235 | 22 | 164 | 33 |  | Solar | FIXED | Roof
SRP12428 | SUNTECH POWER | STP210S-18/UB-1 | 205 | 22 | 124 | 25 |  | Solar | FIXED | Roof
SRP12430 | CHANGZHOU TRINA SOLAR ENERGY CO | TSM-185D | 235 | 22 | 179.2 | 25 |  | Solar | FIXED | Roof
SRP12431 | CHANGZHOU TRINA SOLAR ENERGY CO | TSM-185D | 240 | 30 | 144 | 20 |  | Solar | FIXED | Roof
SRP12431 | CHANGZHOU TRINA SOLAR ENERGY CO | TSM-185D | 240 | 48 | 234 | 16 |  | Solar | FIXED | Roof
SRP12433 | CANADIAN SOLAR | CS6P-240M | 240 | 32 | 177 | 44 |  | Solar | FIXED | Roof
SRP12434 | SHARP | NU-U240F2 | 240 | 9 | 115 | 30 |  | Solar | FIXED | Roof
SRP12434 | SHARP | NU-U240F2 | 240 | 2 | 180 | 0 |  | Solar | FIXED | Roof
SRP12434 | SHARP | NU-U240F2 | 240 | 8 | 208 | 30 |  | Solar | FIXED | Roof
SRP12435 | SUNPOWER | SPR-225-BLK-U | 225 | 30 | 80 | 27 |  | Solar | FIXED | Roof
SRP12435 | SUNPOWER | SPR-225-BLK-U | 225 | 80 | 260 | 27 |  | Solar | FIXED | Roof
SRP12436 | SUNPOWER | SPR-230-WHT-U | 245 | 27 | 170 | 22 |  | Solar | FIXED | Roof
SRP12437 | CHANGZHOU TRINA SOLAR ENERGY CO | TSM-185D | 235 | 16 | 143 | 37 |  | Solar | FIXED | Roof
SRP12437 | CHANGZHOU TRINA SOLAR ENERGY CO | TSM-185D | 235 | 14 | 242 | 37 |  | Solar | FIXED | Roof
SRP12438 | TRINA SOLAR | TSM-240PA05.10 | 240 | 27 | 137 | 36 |  | Solar | FIXED | Roof
SRP12439 | TRINA SOLAR | TSM-240PA05.10 | 240 | 8 | 128 | 19 |  | Solar | FIXED | Roof
SRP12439 | TRINA SOLAR | TSM-240PA05.10 | 240 | 10 | 128 | 19 |  | Solar | FIXED | Roof
SRP12439 | TRINA SOLAR | TSM-240PA05.10 | 240 | 16 | 218 | 20 |  | Solar | FIXED | Roof
SRP12440 | CHANGZHOU TRINA SOLAR ENERGY CO | TSM-185D | 240 | 56 | 111 | 33 |  | Solar | FIXED | Roof
SRP12441 | CHANGZHOU TRINA SOLAR ENERGY CO | TSM-185D | 240 | 33 | 188 | 25 |  | Solar | FIXED | Roof
SRP12444 | MATRIX SOLAR/PHOTOWATT | PW1000-100 | 250 | 9 | 151 | 16 |  | Solar | FIXED | Roof
SRP12444 | MATRIX SOLAR/PHOTOWATT | PW1000-100 | 250 | 39 | 151 | 23 |  | Solar | FIXED | Roof
SRP12444 | MATRIX SOLAR/PHOTOWATT | PW1000-100 | 250 | 28 | 151 | 26 |  | Solar | FIXED | Roof
SRP12446 | SUNTECH POWER | STP200UB | 205 | 24 | 140.1 | 25 |  | Solar | FIXED | Roof
SRP12447 | CHANGZHOU TRINA SOLAR ENERGY CO | TSM-185D | 235 | 21 | 260.9 | 34 |  | Solar | FIXED | Roof
SRP12448 | CANADIAN SOLAR | CS6P-230 | 235 | 24 | 130 | 21 |  | Solar | FIXED | Roof
SRP12450 | CHANGZHOU TRINA SOLAR ENERGY CO | TSM-185D | 240 | 24 | 224 | 25 |  | Solar | FIXED | Roof
SRP12452 | SUNPOWER | SPR-315E-WHT-U | 327 | 20 | 153 | 34 |  | Solar | FIXED | Roof
SRP12454 | SUNTECH POWER | STP200S-18/UB-1 | 250 | 10 | 125 | 32 |  | Solar | FIXED | Roof
SRP12454 | SUNTECH POWER | STP200UB | 250 | 30 | 215 | 32 |  | Solar | FIXED | Roof
SRP12455 | CHANGZHOU TRINA SOLAR ENERGY CO | TSM-185D | 235 | 16 | 212 | 32 |  | Solar | FIXED | Roof
SRP12456 | TRINA SOLAR | TSM-235PD05 | 235 | 39 | 188 | 36 |  | Solar | FIXED | Roof
SRP12457 | CANADIAN SOLAR | CS6P-230 | 235 | 13 | 172 | 11 |  | Solar | FIXED | Roof
SRP12459 | CANADIAN SOLAR | CS6P-230 | 235 | 15 | 175 | 18 |  | Solar | FIXED | Roof
SRP12460 | CANADIAN SOLAR | CS6P-230 | 235 | 4 | 198 | 18 |  | Solar | FIXED | Roof
SRP12460 | CANADIAN SOLAR | CS6P-230 | 235 | 10 | 198 | 44 |  | Solar | FIXED | Roof
SRP12462 | CANADIAN SOLAR | CS6P-235PX | 235 | 14 | 193 | 36 |  | Solar | FIXED | Roof
SRP12463 | CANADIAN SOLAR | CS6P-235PX | 235 | 42 | 264 | 18 |  | Solar | FIXED | Roof
SRP12466 | CANADIAN SOLAR | CS6P-230 | 235 | 17 | 222 | 17 |  | Solar | FIXED | Roof
SRP12467 | CHANGZHOU TRINA SOLAR ENERGY CO | TSM-185D | 240 | 33 | 152 | 32 |  | Solar | FIXED | Roof
SRP12469 | CANADIAN SOLAR | CS6P-230 | 235 | 7 | 154 | 16 |  | Solar | FIXED | Roof
SRP12469 | CANADIAN SOLAR | CS6P-230 | 235 | 5 | 244 | 15 |  | Solar | FIXED | Roof
SRP12469 | CANADIAN SOLAR | CS6P-230 | 235 | 12 | 244 | 15 |  | Solar | FIXED | Roof
SRP12469 | CANADIAN SOLAR | CS6P-230 | 235 | 4 | 244 | 16 |  | Solar | FIXED | Roof
SRP12470 | KYOCERA SOLAR | KD210GX-LP | 220 | 20 | 85 | 28 |  | Solar | FIXED | Roof
SRP12470 | KYOCERA SOLAR | KD210GX-LP | 220 | 20 | 85 | 28 |  | Solar | FIXED | Roof
SRP12472 | YINGLI ENERGY (CHINA) | YL240P-29B | 240 | 12 | 206 | 31 |  | Solar | FIXED | Roof
SRP12472 | YINGLI ENERGY (CHINA) | YL240P-29B | 240 | 12 | 206 | 31 |  | Solar | FIXED | Roof
SRP12472 | YINGLI ENERGY (CHINA) | YL240P-32B | 240 | 12 | 206 | 31 |  | Solar | FIXED | Roof
SRP12473 | YINGLI ENERGY (CHINA) | YL240P-29B | 240 | 27 | 132 | 22 |  | Solar | FIXED | Roof
SRP12474 | YINGLI ENERGY (CHINA) | YL240P-29B | 240 | 8 | 143 | 18 |  | Solar | FIXED | Roof
SRP12474 | YINGLI ENERGY (CHINA) | YL240P-29B | 240 | 21 | 143 | 18 |  | Solar | FIXED | Roof
SRP12475 | BAODING YINGLI NEW ENERGY RESOURCES CO | YL175(156) | 240 | 21 | 115 | 26 |  | Solar | FIXED | Roof
SRP12476 | SUNIVA | OPT260-60-4-100 | 260 | 16 | 157 | 24 |  | Solar | FIXED | Roof
SRP12477 | YINGLI ENERGY (CHINA) | YL240P-29B | 240 | 22 | 140 | 18 |  | Solar | FIXED | Roof
SRP12478 | YINGLI ENERGY (CHINA) | YL240P-29B | 240 | 13 | 185 | 32 |  | Solar | FIXED | Roof
SRP12479 | YINGLI ENERGY (CHINA) | YL240P-29B | 240 | 24 | 228 | 20 |  | Solar | FIXED | Roof
SRP12480 | CHANGZHOU TRINA SOLAR ENERGY CO | TSM-185D | 240 | 29 | 188 | 31 |  | Solar | FIXED | Roof
SRP12481 | CHANGZHOU TRINA SOLAR ENERGY CO | TSM-185D | 240 | 26 | 135 | 18 |  | Solar | FIXED | Roof
SRP12482 | CHANGZHOU TRINA SOLAR ENERGY CO | TSM-185D | 240 | 18 | 178 | 26 |  | Solar | FIXED | Roof
SRP12483 | CHANGZHOU TRINA SOLAR ENERGY CO | TSM-185D | 240 | 22 | 136 | 16 |  | Solar | FIXED | Roof
SRP12484 | CHANGZHOU TRINA SOLAR ENERGY CO | TSM-185D | 240 | 18 | 104 | 32 |  | Solar | FIXED | Roof
SRP12485 | CHANGZHOU TRINA SOLAR ENERGY CO | TSM-185D | 240 | 15 | 201 | 18 |  | Solar | FIXED | Roof
SRP12485 | CHANGZHOU TRINA SOLAR ENERGY CO | TSM-185D | 240 | 18 | 201 | 25 |  | Solar | FIXED | Roof
SRP12486 | BAODING YINGLI NEW ENERGY RESOURCES CO | YL175(156) | 240 | 25 | 175 | 33 |  | Solar | FIXED | Roof
SRP12487 | YINGLI ENERGY (CHINA) | YL240P-29B | 240 | 18 | 193 | 26 |  | Solar | FIXED | Roof
SRP12488 | CONERGY AG | S 175MU | 240 | 442 | 217 | 10 |  | Solar | FIXED | Roof
SRP12489 | SUNPOWER | SPR-230-WHT-U | 230 | 34 | 219 | 28 |  | Solar | FIXED | Roof
SRP12490 | SUNPOWER | SPR-327NE-WHT-D | 327 | 10 | 130 | 31 |  | Solar | FIXED | Roof
SRP12490 | SUNPOWER | SPR-327NE-WHT-D | 327 | 10 | 219 | 10 |  | Solar | FIXED | Roof
SRP12491 | CHANGZHOU TRINA SOLAR ENERGY CO | TSM-185D | 240 | 18 | 210 | 37 |  | Solar | FIXED | Roof
SRP12492 | CHANGZHOU TRINA SOLAR ENERGY CO | TSM-185D | 235 | 28 | 129.8 | 30 |  | Solar | FIXED | Roof
SRP12494 | CHANGZHOU TRINA SOLAR ENERGY CO | TSM-185D | 235 | 30 | 189 | 40 |  | Solar | FIXED | Roof
SRP12495 | CHANGZHOU TRINA SOLAR ENERGY CO | TSM-185D | 240 | 34 | 240 | 27 |  | Solar | FIXED | Roof
SRP12496 | SOLARWORLD | SW185MONO | 250 | 6 | 169 | 15 |  | Solar | FIXED | Roof
SRP12498 | MATRIX SOLAR/PHOTOWATT | PW1000-100 | 235 | 33 | 180 | 23 |  | Solar | FIXED | Roof
SRP12499 | TRINA SOLAR | TSM-240PA05.10 | 240 | 2 | 164 | 37 |  | Solar | FIXED | Roof
SRP12499 | TRINA SOLAR | TSM-240PA05.10 | 240 | 9 | 254 | 11 |  | Solar | FIXED | Roof
SRP12499 | TRINA SOLAR | TSM-240PA05.10 | 240 | 6 | 254 | 33 |  | Solar | FIXED | Roof
SRP12500 | MATRIX SOLAR/PHOTOWATT | PW1000-100 | 235 | 33 | 230 | 18 |  | Solar | FIXED | Roof
SRP12501 | CANADIAN SOLAR | CS6X-290P | 290 | 539 | 173 | 10 |  | Solar | FIXED | PARKLT
SRP12501 | CANADIAN SOLAR | CS6X-290P | 290 | 231 | 174 | 10 |  | Solar | FIXED | PARKLT
SRP12501 | CANADIAN SOLAR | CS6X-290P | 290 | 2112 | 186 | 10 |  | Solar | FIXED | PARKLT
SRP12502 | MATRIX SOLAR/PHOTOWATT | PW1000-100 | 250 | 27 | 113 | 40 |  | Solar | FIXED | Roof
SRP12502 | MATRIX SOLAR/PHOTOWATT | PW1650-175 | 250 | 20 | 203 | 40 |  | Solar | FIXED | Roof
SRP12503 | CANADIAN SOLAR | CS6X-290P | 290 | 1254 | 220 | 10 |  | Solar | FIXED | Ground
SRP12504 | MX SOLAR USA | MX60-230 | 230 | 182 | 166 | 17.5 |  | Solar | FIXED | Roof
SRP12505 | CANADIAN SOLAR | CS6X-290M | 290 | 264 | 152 | 10 |  | Solar | FIXED | Roof
SRP12505 | CANADIAN SOLAR | CS6X-295M | 295 | 99 | 152 | 10 |  | Solar | FIXED | Roof
SRP12505 | CANADIAN SOLAR | CS6X-295M | 295 | 220 | 153 | 10 |  | Solar | FIXED | Roof
SRP12505 | CANADIAN SOLAR | CS6X-295M | 295 | 220 | 155 | 10 |  | Solar | FIXED | Roof
SRP12505 | CANADIAN SOLAR | CS6X-295M | 295 | 451 | 156 | 10 |  | Solar | FIXED | PARKLT
SRP12505 | CANADIAN SOLAR | CS6X-295M | 295 | 220 | 159 | 10 |  | Solar | FIXED | Roof
SRP12505 | CANADIAN SOLAR | CS6X-295M | 295 | 429 | 161 | 10 |  | Solar | FIXED | PARKLT
SRP12505 | CANADIAN SOLAR | CS6X-295M | 295 | 99 | 162 | 10 |  | Solar | FIXED | Roof
SRP12505 | CANADIAN SOLAR | CS6X-295M | 295 | 242 | 163 | 10 |  | Solar | FIXED | Roof
SRP12505 | CANADIAN SOLAR | CS6X-295M | 295 | 363 | 163 | 10 |  | Solar | FIXED | Roof
SRP12505 | CANADIAN SOLAR | CS6X-290M | 290 | 264 | 164 | 10 |  | Solar | FIXED | Roof
SRP12505 | CANADIAN SOLAR | CS6X-295M | 295 | 374 | 164 | 10 |  | Solar | FIXED | Roof
SRP12505 | CANADIAN SOLAR | CS6X-290P | 290 | 407 | 166 | 10 |  | Solar | FIXED | Roof
SRP12505 | CANADIAN SOLAR | CS6X-295M | 295 | 473 | 172 | 10 |  | Solar | FIXED | Roof
SRP12505 | CANADIAN SOLAR | CS6X-295M | 295 | 473 | 173 | 10 |  | Solar | FIXED | Roof
SRP12505 | CANADIAN SOLAR | CS6X-290M | 290 | 594 | 176 | 10 |  | Solar | FIXED | Roof
SRP12505 | CANADIAN SOLAR | CS6X-295M | 295 | 319 | 176 | 10 |  | Solar | FIXED | Roof
SRP12505 | CANADIAN SOLAR | CS6X-295M | 295 | 473 | 178 | 10 |  | Solar | FIXED | Roof
SRP12505 | CANADIAN SOLAR | CS6X-295M | 295 | 473 | 184 | 10 |  | Solar | FIXED | Roof
SRP12505 | CANADIAN SOLAR | CS6X-295M | 295 | 473 | 186 | 10 |  | Solar | FIXED | Roof
SRP12505 | CANADIAN SOLAR | CS6X-295M | 295 | 319 | 188 | 10 |  | Solar | FIXED | Roof
SRP12505 | CANADIAN SOLAR | CS6X-290M | 290 | 473 | 194 | 10 |  | Solar | FIXED | Roof
SRP12505 | CANADIAN SOLAR | CS6X-295M | 295 | 242 | 194 | 10 |  | Solar | FIXED | Roof
SRP12505 | CANADIAN SOLAR | CS6X-290M | 290 | 473 | 195 | 10 |  | Solar | FIXED | Roof
SRP12505 | CANADIAN SOLAR | CS6X-290M | 290 | 473 | 207 | 10 |  | Solar | FIXED | Roof
SRP12505 | CANADIAN SOLAR | CS6X-290M | 290 | 473 | 208 | 10 |  | Solar | FIXED | Roof
SRP12505 | CANADIAN SOLAR | CS6X-290P | 290 | 473 | 216 | 10 |  | Solar | FIXED | Roof
SRP12505 | CANADIAN SOLAR | CS6X-290P | 290 | 473 | 217 | 10 |  | Solar | FIXED | Roof
SRP12505 | CANADIAN SOLAR | CS6X-290M | 295 | 231 | 224 | 10 |  | Solar | FIXED | Roof
SRP12505 | CANADIAN SOLAR | CS6X-295M | 295 | 231 | 224 | 10 |  | Solar | FIXED | Roof
SRP12505 | CANADIAN SOLAR | CS6X-290M | 290 | 473 | 229 | 10 |  | Solar | FIXED | Roof
SRP12505 | CANADIAN SOLAR | CS6X-290M | 290 | 473 | 231 | 10 |  | Solar | FIXED | Roof
SRP12506 | MX SOLAR USA | MX60-230 | 230 | 504 | 187.4 | 10 |  | Solar | FIXED | Roof
SRP12506 | MX SOLAR USA | MX60-230 | 230 | 153 | 191 | 10 |  | Solar | FIXED | Roof
SRP12506 | MX SOLAR USA | MX60-230 | 230 | 90 | 215.2 | 10 |  | Solar | FIXED | Roof
SRP12507 | CANADIAN SOLAR | CS6X-290P | 290 | 1045 | 180 | 25 |  | Solar | FIXED | Ground
SRP12508 | CANADIAN SOLAR | CS6X-290M | 290 | 374 | 180 | 25 |  | Solar | FIXED | Ground
SRP12508 | CANADIAN SOLAR | CS6X-295M | 295 | 418 | 220 | 10 |  | Solar | FIXED | Ground
SRP12509 | CANADIAN SOLAR | CS6X-290M | 290 | 352 | 246 | 10 |  | Solar | FIXED | Ground
SRP12509 | CANADIAN SOLAR | CS6X-295M | 295 | 341 | 246 | 10 |  | Solar | FIXED | Ground
SRP12510 | SUNPOWER | SPR-315E-WHT-U | 327 | 24 | 210 | 32 |  | Solar | FIXED | Roof
SRP12511 | SUNTECH POWER | STP190S-18/UB-1 | 190 | 36 | 174.1 | 15 |  | Solar | FIXED | Roof
SRP12512 | SUNTECH POWER | STP210S-18/UB-1 | 205 | 15 | 166 | 37 |  | Solar | FIXED | Roof
SRP12512 | SUNTECH POWER | STP210S-18/UB-1 | 205 | 25 | 256 | 28 |  | Solar | FIXED | Roof
SRP12513 | CHANGZHOU TRINA SOLAR ENERGY CO | TSM-185D | 235 | 26 | 181.3 | 25 |  | Solar | FIXED | Roof
SRP12514 | SHARP | ND-224UC1 | 235 | 35 | 180 | 34 |  | Solar | FIXED | Roof
SRP12515 | CHANGZHOU TRINA SOLAR ENERGY CO | TSM-185D | 240 | 32 | 220 | 26 |  | Solar | FIXED | Roof
SRP12516 | CHANGZHOU TRINA SOLAR ENERGY CO | TSM-185D | 240 | 30 | 207 | 17 |  | Solar | FIXED | Roof
SRP12517 | CHANGZHOU TRINA SOLAR ENERGY CO | TSM-185D | 240 | 29 | 155 | 28 |  | Solar | FIXED | Roof
SRP12518 | SUNPOWER | SPR-315E-WHT-U | 327 | 24 | 153 | 12 |  | Solar | FIXED | Roof
SRP12519 | SUNPOWER | PL-AP-120L | 245 | 26 | 123 | 21 |  | Solar | FIXED | Roof
SRP12521 | CANADIAN SOLAR | CS6X-290P | 290 | 297 | 194.4 | 10 |  | Solar | FIXED | Roof
SRP12522 | CANADIAN SOLAR | CS6X-290P | 290 | 253 | 196.5 | 10 |  | Solar | FIXED | Roof
SRP12523 | SUNTECH POWER | STP180-24/AB-1 | 185 | 54 | 165 | 20 |  | Solar | FIXED | Roof
SRP12524 | CANADIAN SOLAR | CS6X-290P | 290 | 198 | 180 | 25 |  | Solar | FIXED | Ground
SRP12524 | CANADIAN SOLAR | CS6X-295P | 295 | 231 | 180 | 25 |  | Solar | FIXED | Ground
SRP12525 | SHARP | NT-S5E1U | 235 | 22 | 181.5 | 38 |  | Solar | FIXED | Roof
SRP12526 | CHANGZHOU TRINA SOLAR ENERGY CO | TSM-185D | 235 | 18 | 129 | 25 |  | Solar | FIXED | Roof
SRP12527 | CANADIAN SOLAR | CS6X-290P | 290 | 968 | 220 | 10 |  | Solar | FIXED | PARKLT
SRP12527 | CANADIAN SOLAR | CS6X-295P | 295 | 1045 | 220 | 10 |  | Solar | FIXED | PARKLT
SRP12528 | CHANGZHOU TRINA SOLAR ENERGY CO | TSM-185D | 235 | 32 | 140 | 25 |  | Solar | FIXED | Roof
SRP12528 | CHANGZHOU TRINA SOLAR ENERGY CO | TSM-185D | 235 | 8 | 230 | 35 |  | Solar | FIXED | Roof
SRP12529 | CANADIAN SOLAR | CS6X-290M | 290 | 561 | 103.4 | 5 |  | Solar | FIXED | PARKLT
SRP12529 | CANADIAN SOLAR | CS6X-290M | 290 | 561 | 148.4 | 10 |  | Solar | FIXED | PARKLT
SRP12530 | SUNTECH POWER | STP190-18/UB-1 | 190 | 16 | 163 | 35 |  | Solar | FIXED | Roof
SRP12530 | SUNTECH POWER | STP190-18/UB-1 | 190 | 18 | 250 | 35 |  | Solar | FIXED | Roof
SRP12531 | SCHOTT SOLAR | ASE-100-ATF/17-34 | 240 | 34398 | 180 | 30 |  | Solar | FIXED | Ground
SRP12532 | TRINA SOLAR | TSM-240PA05.08 | 240 | 6 | 172 | 32 |  | Solar | FIXED | Roof
SRP12532 | TRINA SOLAR | TSM-240PA05.08 | 240 | 14 | 262 | 18 |  | Solar | FIXED | Roof
SRP12533 | YINGLI ENERGY (CHINA) | YL240P-29B | 240 | 24 | 175 | 30 |  | Solar | FIXED | Roof
SRP12533 | YINGLI ENERGY (CHINA) | YL240P-29B | 240 | 18 | 265 | 30 |  | Solar | FIXED | Roof
SRP12534 | SUNTECH POWER | STP190-18/UB-1 | 190 | 6 | 125 | 30 |  | Solar | FIXED | Roof
SRP12534 | SUNTECH POWER | STP190-18/UB-1 | 190 | 12 | 125 | 35 |  | Solar | FIXED | Roof
SRP12534 | SUNTECH POWER | STP190-18/UB-1 | 190 | 12 | 222 | 30 |  | Solar | FIXED | Roof
SRP12534 | SUNTECH POWER | STP190-18/UB-1 | 190 | 13 | 230 | 35 |  | Solar | FIXED | Roof
SRP12535 | SUNTECH POWER | STP190-18/UB-1 | 190 | 44 | 118 | 35 |  | Solar | FIXED | Roof
SRP12536 | MATRIX SOLAR/PHOTOWATT | PW1000-100 | 255 | 9 | 268 | 10 |  | Solar | FIXED | Roof
SRP12536 | MATRIX SOLAR/PHOTOWATT | PW1000-100 | 255 | 24 | 268 | 18 |  | Solar | FIXED | Roof
SRP12537 | BAODING YINGLI NEW ENERGY RESOURCES CO | YL175(156) | 240 | 44 | 201 | 20 |  | Solar | FIXED | Roof
SRP12538 | SUNPOWER | SPR-315E-WHT-U | 327 | 28 | 200 | 24 |  | Solar | FIXED | Roof
SRP12539 | CHANGZHOU TRINA SOLAR ENERGY CO | TSM-185D | 235 | 34 | 90.9 | 32 |  | Solar | FIXED | Roof
SRP12540 | SUNTECH POWER | STP200-18/UB-1 | 205 | 34 | 136 | 25 |  | Solar | FIXED | Roof
SRP12541 | CHANGZHOU TRINA SOLAR ENERGY CO | TSM-185D | 235 | 20 | 218 | 33 |  | Solar | FIXED | Roof
SRP12542 | SOLARWORLD | SW185 MONO/T | 235 | 120 | 220 | 5 |  | Solar | FIXED | Roof
SRP12543 | ISOFOTON | I-100/12 | 245 | 6 | 174 | 25 |  | Solar | FIXED | Roof
SRP12543 | ISOFOTON | I-100/12 | 245 | 12 | 174 | 45 |  | Solar | FIXED | Roof
SRP12544 | SHARP | ND-240QCJ | 240 | 168 | 154 | 8 |  | Solar | FIXED | Roof
SRP12544 | SUNTECH POWER | STP240-20/WD | 240 | 574 | 154 | 8 |  | Solar | FIXED | Roof
SRP12545 | SUNTECH POWER | STP240-20/WD | 240 | 350 | 156 | 12 |  | Solar | FIXED | Roof
SRP12546 | SUNTECH POWER | STP240-20/WD | 240 | 770 | 203 | 12 |  | Solar | FIXED | Roof
SRP12547 | TRINA SOLAR | TSM-240PA05 | 240 | 36 | 45 | 31 |  | Solar | FIXED | Roof
SRP12547 | TRINA SOLAR | TSM-240PA05 | 240 | 18 | 225 | 31 |  | Solar | FIXED | Roof
SRP12548 | BAODING YINGLI NEW ENERGY RESOURCES CO | YL175(156) | 240 | 33 | 212 | 32 |  | Solar | FIXED | Roof
SRP12549 | BAODING YINGLI NEW ENERGY RESOURCES CO | YL175(156) | 240 | 27 | 231 | 26 |  | Solar | FIXED | Roof
SRP12550 | TRINA SOLAR | TSM-240PA05 | 240 | 29 | 236 | 17 |  | Solar | FIXED | Roof
SRP12551 | CANADIAN SOLAR | CS6P-230 | 290 | 1243 | 199.4 | 10 |  | Solar | FIXED | PARKLT
SRP12554 | MATRIX SOLAR/PHOTOWATT | PW1650-175 | 250 | 32 | 250.5 | 25 |  | Solar | FIXED | Roof
SRP12554 | MATRIX SOLAR/PHOTOWATT | PW1650-175 | 250 | 8 | 250.5 | 42 |  | Solar | FIXED | Roof
SRP12555 | SUNPOWER | SPR-315E-WHT-U | 327 | 28 | 126 | 22 |  | Solar | FIXED | Roof
SRP12556 | SUNPOWER | SPR-230-WHT-U | 230 | 30 | 127 | 26 |  | Solar | FIXED | Roof
SRP12556 | SUNPOWER | SPR-230-WHT-U | 230 | 18 | 127 | 40 |  | Solar | FIXED | Roof
SRP12558 | CHANGZHOU TRINA SOLAR ENERGY CO | TSM-185D | 240 | 39 | 161.3 | 24 |  | Solar | FIXED | Roof
SRP12559 | TRINA SOLAR | TSM-240PA05.10 | 240 | 22 | 131.2 | 21 |  | Solar | FIXED | Roof
SRP12560 | CHANGZHOU TRINA SOLAR ENERGY CO | TSM-185D | 240 | 30 | 193 | 26 |  | Solar | FIXED | Roof
SRP12561 | MATRIX SOLAR/PHOTOWATT | PW1000-100 | 270 | 77 | 154 | 10 |  | Solar | FIXED | Roof
SRP12561 | MATRIX SOLAR/PHOTOWATT | PW1000-100 | 275 | 717 | 154 | 10 |  | Solar | FIXED | Roof
SRP12561 | MATRIX SOLAR/PHOTOWATT | PW1000-100 | 280 | 460 | 154 | 10 |  | Solar | FIXED | Roof
SRP12561 | MATRIX SOLAR/PHOTOWATT | PW1000-100 | 285 | 620 | 154 | 10 |  | Solar | FIXED | Roof
SRP12561 | MATRIX SOLAR/PHOTOWATT | PW1000-100 | 290 | 40 | 154 | 10 |  | Solar | FIXED | Roof
SRP12563 | CHANGZHOU TRINA SOLAR ENERGY CO | TSM-185D | 240 | 33 | 157 | 20 |  | Solar | FIXED | Roof
SRP12564 | REC SOLAR | REC245PE-US (BLK) | 245 | 52 | 97 | 34 |  | Solar | FIXED | Roof
SRP12564 | REC SOLAR | REC245PE-US (BLK) | 245 | 20 | 277 | 34 |  | Solar | FIXED | Roof
SRP12566 | SOLARTECH POWER | SPM120P | 285 | 407 | 172 | 10 |  | Solar | FIXED | Roof
SRP12566 | SOLARTECH POWER | SPM120P | 290 | 1199 | 172 | 10 |  | Solar | FIXED | Roof
SRP12568 | CHANGZHOU TRINA SOLAR ENERGY CO | TSM-185D | 235 | 12 | 84 | 15 |  | Solar | FIXED | Roof
SRP12568 | CHANGZHOU TRINA SOLAR ENERGY CO | TSM-185D | 235 | 24 | 174 | 24 |  | Solar | FIXED | Roof
SRP12569 | CHANGZHOU TRINA SOLAR ENERGY CO | TSM-185D | 235 | 27 | 264.4 | 30 |  | Solar | FIXED | Roof
SRP12570 | CANADIAN SOLAR | CS6P-230 | 235 | 20 | 171 | 20 |  | Solar | FIXED | Roof
SRP12570 | CANADIAN SOLAR | CS6P-230 | 235 | 8 | 261 | 20 |  | Solar | FIXED | Roof
SRP12571 | CHANGZHOU TRINA SOLAR ENERGY CO | TSM-185D | 240 | 105 | 205 | 25 |  | Solar | FIXED | Roof
SRP12573 | CANADIAN SOLAR | CS6P-230 | 235 | 18 | 151 | 20 |  | Solar | FIXED | Roof
SRP12573 | CANADIAN SOLAR | CS6P-230 | 235 | 3 | 241 | 20 |  | Solar | FIXED | Roof
SRP12574 | CANADIAN SOLAR | CS6P-230 | 235 | 22 | 198 | 32 |  | Solar | FIXED | Roof
SRP12575 | CHANGZHOU TRINA SOLAR ENERGY CO | TSM-185D | 240 | 46 | 142 | 25 |  | Solar | FIXED | Roof
SRP12576 | SUNPOWER | SPR-315E-WHT-U | 327 | 32 | 175 | 22 |  | Solar | FIXED | Roof
SRP12576 | SUNPOWER | SPR-315E-WHT-U | 327 | 10 | 265 | 30 |  | Solar | FIXED | Roof
SRP12577 | UNKNOWN | UNKNOWN | 250 | 30 | 202.1 | 31 |  | Solar | FIXED | Roof
SRP12578 | TRINA SOLAR | TSM-240PD05.10 | 240 | 22 | 190 | 33 |  | Solar | FIXED | Roof
SRP12579 | CANADIAN SOLAR | CS6P-235PX | 235 | 12 | 248 | 20 |  | Solar | FIXED | Roof
SRP12579 | CANADIAN SOLAR | CS6P-235PX | 235 | 16 | 248 | 20 |  | Solar | FIXED | Roof
SRP12580 | CANADIAN SOLAR | CS6P-230 | 235 | 14 | 114 | 21 |  | Solar | FIXED | Roof
SRP12581 | SHARP | NT-188U1 | 235 | 26 | 189 | 35 |  | Solar | FIXED | Roof
SRP12582 | CHANGZHOU TRINA SOLAR ENERGY CO | TSM-185D | 235 | 50 | 225 | 21 |  | Solar | FIXED | Roof
SRP12582 | CHANGZHOU TRINA SOLAR ENERGY CO | TSM-185D | 235 | 6 | 315 | 25 |  | Solar | FIXED | Roof
SRP12583 | SUNPOWER | T5-SPR-327 | 327 | 30 | 221 | 26 |  | Solar | FIXED | Roof
SRP12585 | SUNPOWER | SPR-315E-WHT-U | 327 | 16 | 164 | 38 |  | Solar | FIXED | Roof
SRP12585 | SUNPOWER | SPR-315E-WHT-U | 327 | 16 | 164 | 38 |  | Solar | FIXED | Roof
SRP12586 | CHANGZHOU TRINA SOLAR ENERGY CO | TSM-185D | 245 | 8 | 135 | 25 |  | Solar | FIXED | Roof
SRP12586 | CHANGZHOU TRINA SOLAR ENERGY CO | TSM-185D | 245 | 34 | 225 | 25 |  | Solar | FIXED | Roof
SRP12587 | SUNTECH POWER | STP210S-18/UB-1 | 275 | 407 | 210 | 10 |  | Solar | FIXED | Roof
SRP12588 | BAODING YINGLI NEW ENERGY RESOURCES CO | YL175(156) | 235 | 8 | 154 | 40 |  | Solar | FIXED | Roof
SRP12588 | BAODING YINGLI NEW ENERGY RESOURCES CO | YL175(156) | 235 | 17 | 244 | 33 |  | Solar | FIXED | Roof
SRP12589 | BAODING YINGLI NEW ENERGY RESOURCES CO | YL175(156) | 240 | 33 | 158 | 33 |  | Solar | FIXED | Roof
SRP12590 | BAODING YINGLI NEW ENERGY RESOURCES CO | YL170(156) | 240 | 21 | 154 | 21 |  | Solar | FIXED | Roof
SRP12591 | SUNTECH POWER | STP210S-18/UB-1 | 275 | 1122 | 210 | 10 |  | Solar | FIXED | Ground
SRP12592 | YINGLI ENERGY (CHINA) | YL240P-29B | 240 | 29 | 231 | 22 |  | Solar | FIXED | Roof
SRP12593 | SOLARWORLD | SW185MONO | 250 | 18 | 260 | 25 |  | Solar | FIXED | Roof
SRP12593 | SOLARWORLD | SW185MONO | 250 | 18 | 260 | 30 |  | Solar | FIXED | Roof
SRP12594 | BAODING YINGLI NEW ENERGY RESOURCES CO | YL175(156) | 240 | 9 | 158 | 42 |  | Solar | FIXED | Roof
SRP12594 | BAODING YINGLI NEW ENERGY RESOURCES CO | YL175(156) | 240 | 26 | 248 | 24 |  | Solar | FIXED | Roof
SRP12596 | TRINA SOLAR | TSM-240PA05 | 240 | 6 | 94 | 26 |  | Solar | FIXED | Roof
SRP12596 | TRINA SOLAR | TSM-240PA05 | 240 | 13 | 136 | 17 |  | Solar | FIXED | Roof
SRP12596 | TRINA SOLAR | TSM-240PA05 | 240 | 6 | 274 | 26 |  | Solar | FIXED | Roof
SRP12597 | CHANGZHOU TRINA SOLAR ENERGY CO | TSM-185D | 240 | 18 | 124 | 15 |  | Solar | FIXED | Roof
SRP12599 | CANADIAN SOLAR | CS6P-235PX | 235 | 4 | 120 | 40 |  | Solar | FIXED | Roof
SRP12599 | CANADIAN SOLAR | CS6P-235PX | 235 | 8 | 210 | 32 |  | Solar | FIXED | Roof
SRP12599 | CANADIAN SOLAR | CS6P-235PX | 235 | 5 | 300 | 10 |  | Solar | FIXED | Roof
SRP12600 | CHANGZHOU TRINA SOLAR ENERGY CO | TSM-185D | 240 | 18 | 170 | 18 |  | Solar | FIXED | Roof
SRP12600 | CHANGZHOU TRINA SOLAR ENERGY CO | TSM-185D | 240 | 24 | 170 | 21 |  | Solar | FIXED | Roof
SRP12601 | TRINA SOLAR | TSM-240PD05 | 240 | 28 | 203 | 19 |  | Solar | FIXED | Roof
SRP12602 | CHANGZHOU TRINA SOLAR ENERGY CO | TSM-185D | 240 | 10 | 216 | 20 |  | Solar | FIXED | Roof
SRP12603 | CHANGZHOU TRINA SOLAR ENERGY CO | TSM-185D | 240 | 10 | 216 | 20 |  | Solar | FIXED | Roof
SRP12604 | CHANGZHOU TRINA SOLAR ENERGY CO | TSM-185D | 240 | 10 | 216 | 20 |  | Solar | FIXED | Roof
SRP12605 | CHANGZHOU TRINA SOLAR ENERGY CO | TSM-185D | 240 | 10 | 216 | 20 |  | Solar | FIXED | Roof
SRP12606 | CHANGZHOU TRINA SOLAR ENERGY CO | TSM-185D | 240 | 10 | 216 | 20 |  | Solar | FIXED | Roof
SRP12607 | CHANGZHOU TRINA SOLAR ENERGY CO | TSM-185D | 240 | 10 | 216 | 20 |  | Solar | FIXED | Roof
SRP12608 | CHANGZHOU TRINA SOLAR ENERGY CO | TSM-185D | 240 | 10 | 216 | 20 |  | Solar | FIXED | Roof
SRP12609 | CHANGZHOU TRINA SOLAR ENERGY CO | TSM-185D | 240 | 10 | 216 | 20 |  | Solar | FIXED | Roof
SRP12610 | CHANGZHOU TRINA SOLAR ENERGY CO | TSM-185D | 240 | 10 | 216 | 20 |  | Solar | FIXED | Roof
SRP12611 | CHANGZHOU TRINA SOLAR ENERGY CO | TSM-185D | 240 | 10 | 216 | 20 |  | Solar | FIXED | Roof
SRP12612 | CHANGZHOU TRINA SOLAR ENERGY CO | TSM-180D | 240 | 10 | 216 | 20 |  | Solar | FIXED | Roof
SRP12613 | CHANGZHOU TRINA SOLAR ENERGY CO | TSM-185D | 240 | 10 | 216 | 20 |  | Solar | FIXED | Roof
SRP12614 | CHANGZHOU TRINA SOLAR ENERGY CO | TSM-185D | 240 | 10 | 126 | 20 |  | Solar | FIXED | Roof
SRP12615 | CHANGZHOU TRINA SOLAR ENERGY CO | TSM-185D | 240 | 10 | 126 | 20 |  | Solar | FIXED | Roof
SRP12616 | CHANGZHOU TRINA SOLAR ENERGY CO | TSM-185D | 240 | 2 | 126 | 20 |  | Solar | FIXED | Roof
SRP12616 | CHANGZHOU TRINA SOLAR ENERGY CO | TSM-185D | 240 | 8 | 216 | 20 |  | Solar | FIXED | Roof
SRP12617 | CHANGZHOU TRINA SOLAR ENERGY CO | TSM-185D | 235 | 10 | 216 | 20 |  | Solar | FIXED | Roof
SRP12618 | SUNPOWER | SPR-230-WHT-U | 245 | 32 | 181 | 2 |  | Solar | FIXED | Roof
SRP12619 | SUNPOWER | SPR-327NE-WHT-D | 327 | 18 | 252 | 23 |  | Solar | FIXED | Roof
SRP12620 | BAODING YINGLI NEW ENERGY RESOURCES CO | 110(17)P1447X663 | 240 | 14 | 109 | 33 |  | Solar | FIXED | Roof
SRP12620 | BAODING YINGLI NEW ENERGY RESOURCES CO | 110(17)P1447X663 | 240 | 14 | 199 | 38 |  | Solar | FIXED | Roof
SRP12622 | BAODING YINGLI NEW ENERGY RESOURCES CO | 110(17)P1447X663 | 240 | 8 | 76 | 22 |  | Solar | FIXED | Roof
SRP12622 | BAODING YINGLI NEW ENERGY RESOURCES CO | 110(17)P1447X663 | 240 | 10 | 166 | 29 |  | Solar | FIXED | Roof
SRP12622 | BAODING YINGLI NEW ENERGY RESOURCES CO | 110(17)P1447X663 | 240 | 35 | 266 | 22 |  | Solar | FIXED | Roof
SRP12623 | CANADIAN SOLAR | CS6P-230 | 235 | 11 | 214 | 19 |  | Solar | FIXED | Roof
SRP12623 | CANADIAN SOLAR | CS6P-230 | 235 | 13 | 214 | 19 |  | Solar | FIXED | Roof
SRP12627 | SUNPOWER | SPR-245NE-WHT-D | 245 | 32 | 201 | 31 |  | Solar | FIXED | Roof
SRP12629 | MATRIX SOLAR/PHOTOWATT | PW1650-175 | 240 | 486 | 182 | 10 |  | Solar | FIXED | Roof
SRP12631 | YINGLI ENERGY (CHINA) | YL240P-29B | 240 | 18 | 94 | 24 |  | Solar | FIXED | Roof
SRP12631 | YINGLI ENERGY (CHINA) | YL240P-29B | 240 | 13 | 184 | 11 |  | Solar | FIXED | Roof
SRP12631 | YINGLI ENERGY (CHINA) | YL240P-29B | 240 | 26 | 274 | 24 |  | Solar | FIXED | Roof
SRP12632 | KYOCERA SOLAR | KD210GX-LP | 220 | 36 | 156 | 33 |  | Solar | FIXED | Roof
SRP12633 | CANADIAN SOLAR | CS6P-230 | 235 | 8 | 154 | 16 |  | Solar | FIXED | Roof
SRP12633 | CANADIAN SOLAR | CS6P-230 | 235 | 12 | 154 | 16 |  | Solar | FIXED | Roof
SRP12633 | CANADIAN SOLAR | CS6P-230 | 235 | 15 | 154 | 16 |  | Solar | FIXED | Roof
SRP12634 | CANADIAN SOLAR | CS6P-230 | 235 | 11 | 132 | 40 |  | Solar | FIXED | Roof
SRP12635 | CANADIAN SOLAR | CS6P-230 | 235 | 23 | 201 | 46 |  | Solar | FIXED | Roof
SRP12636 | CHANGZHOU TRINA SOLAR ENERGY CO | TSM-185D | 235 | 28 | 157 | 30 |  | Solar | FIXED | Roof
SRP12638 | CANADIAN SOLAR | CS6P-230 | 235 | 10 | 220 | 20 |  | Solar | FIXED | Roof
SRP12638 | CANADIAN SOLAR | CS6P-230 | 235 | 14 | 220 | 22 |  | Solar | FIXED | Roof
SRP12639 | CHANGZHOU TRINA SOLAR ENERGY CO | TSM-185D | 235 | 36 | 135.6 | 28 |  | Solar | FIXED | Roof
SRP12641 | YINGLI ENERGY (CHINA) | YL240P-29B | 240 | 12 | 116 | 18 |  | Solar | FIXED | Roof
SRP12641 | YINGLI ENERGY (CHINA) | YL240P-29B | 240 | 11 | 116 | 45 |  | Solar | FIXED | Roof
SRP12641 | YINGLI ENERGY (CHINA) | YL240P-29B | 240 | 15 | 206 | 7 |  | Solar | FIXED | Roof
SRP12641 | YINGLI ENERGY (CHINA) | YL240P-29B | 240 | 5 | 206 | 18 |  | Solar | FIXED | Roof
SRP12643 | YINGLI ENERGY (CHINA) | YL240P-29B | 240 | 25 | 160 | 15 |  | Solar | FIXED | Roof
SRP12644 | KYOCERA SOLAR | KD220GX-LFBS | 220 | 6 | 77 | 18 |  | Solar | FIXED | Roof
SRP12644 | KYOCERA SOLAR | KD220GX-LFBS | 220 | 14 | 167 | 18 |  | Solar | FIXED | Roof
SRP12644 | KYOCERA SOLAR | KD220GX-LFBS | 220 | 10 | 257 | 18 |  | Solar | FIXED | Roof
SRP12646 | SUNIVA | OPT260-60-4-100 | 260 | 28 | 131 | 33 |  | Solar | FIXED | Roof
SRP12646 | SUNIVA | OPT240-60-4-100 | 260 | 8 | 221 | 44 |  | Solar | FIXED | Roof
SRP12647 | ET SOLAR INDUSTRY | ET-P660250BB | 250 | 7 | 97 | 22 |  | Solar | FIXED | Roof
SRP12647 | HANWHA SOLARONE (QIDONG) | SF260-36-P280L | 280 | 22 | 97 | 22 |  | Solar | FIXED | Roof
SRP12647 | ET SOLAR INDUSTRY | ET-P660250BB | 250 | 7 | 187 | 17 |  | Solar | FIXED | Roof
SRP12650 | CHANGZHOU TRINA SOLAR ENERGY CO | TSM-185D | 235 | 44 | 218 | 33 |  | Solar | FIXED | Roof
SRP12654 | SUNTECH POWER | STP200-18/UB-1 | 205 | 10 | 168 | 15 |  | Solar | FIXED | Roof
SRP12654 | SUNTECH POWER | STP200UB | 205 | 20 | 258 | 15 |  | Solar | FIXED | Roof
SRP12655 | MATRIX SOLAR/PHOTOWATT | PW1650-175 | 250 | 44 | 132 | 18 |  | Solar | FIXED | Roof
SRP12655 | MATRIX SOLAR/PHOTOWATT | PW1650-175 | 250 | 6 | 222 | 22 |  | Solar | FIXED | Roof
SRP12658 | CANADIAN SOLAR | CS6P-230 | 235 | 12 | 125 | 25 |  | Solar | FIXED | Roof
SRP12658 | CANADIAN SOLAR | CS6P-230 | 235 | 16 | 215 | 25 |  | Solar | FIXED | Roof
SRP12659 | CANADIAN SOLAR | CS6P-230 | 235 | 17 | 174 | 19 |  | Solar | FIXED | Roof
SRP12660 | CANADIAN SOLAR | CS6P-230 | 235 | 15 | 215 | 4 |  | Solar | FIXED | Roof
SRP12662 | CANADIAN SOLAR | CS6P-230 | 235 | 10 | 250 | 7 |  | Solar | FIXED | Roof
SRP12663 | CANADIAN SOLAR | CS6P-235PX | 235 | 6 | 204 | 31 |  | Solar | FIXED | Roof
SRP12664 | CANADIAN SOLAR | CS6P-230 | 235 | 24 | 232 | 16 |  | Solar | FIXED | Roof
SRP12665 | BAODING YINGLI NEW ENERGY RESOURCES CO | 110(17)P1447X663 | 240 | 20 | 215 | 26 |  | Solar | FIXED | Roof
SRP12666 | CANADIAN SOLAR | CS6P-235PX | 235 | 24 | 220 | 18 |  | Solar | FIXED | Roof
SRP12667 | SUNPOWER | SPR-315E-WHT-U | 327 | 6 | 170 | 5 |  | Solar | FIXED | Roof
SRP12667 | SUNPOWER | SPR-315E-WHT-U | 327 | 12 | 170 | 34 |  | Solar | FIXED | Roof
SRP12668 | SUNPOWER | SPR-315E-WHT-U | 327 | 16 | 152 | 19 |  | Solar | FIXED | Roof
SRP12668 | SUNPOWER | SPR-315E-WHT-U | 327 | 16 | 281 | 8 |  | Solar | FIXED | Roof
SRP12669 | BAODING YINGLI NEW ENERGY RESOURCES CO | YL175(156) | 240 | 16 | 265 | 18 |  | Solar | FIXED | Roof
SRP12669 | BAODING YINGLI NEW ENERGY RESOURCES CO | YL175(156) | 240 | 20 | 265 | 18 |  | Solar | FIXED | Roof
SRP12670 | SUNPOWER | SPR-315E-WHT-U | 327 | 10 | 176 | 27 |  | Solar | FIXED | Roof
SRP12670 | SUNPOWER | SPR-315E-WHT-U | 327 | 15 | 176 | 32 |  | Solar | FIXED | Roof
SRP12671 | CANADIAN SOLAR | CS6P-230 | 235 | 6 | 124 | 21 |  | Solar | FIXED | Roof
SRP12671 | CANADIAN SOLAR | CS6P-235PX | 235 | 12 | 214 | 7 |  | Solar | FIXED | Roof
SRP12671 | CANADIAN SOLAR | CS6P-235PX | 235 | 16 | 214 | 21 |  | Solar | FIXED | Roof
SRP12673 | SUNPOWER | SPR-315E-WHT-U | 327 | 25 | 150 | 32 |  | Solar | FIXED | Roof
SRP12674 | SUNPOWER | SPR-315E-WHT-U | 230 | 60 | 218 | 27 |  | Solar | FIXED | Roof
SRP12675 | SUNPOWER | SPR-230-WHT-U | 230 | 60 | 218 | 27 |  | Solar | FIXED | Roof
SRP12676 | TRINA SOLAR | TSM-250PA05 | 250 | 18 | 114 | 22 |  | Solar | FIXED | Roof
SRP12677 | CANADIAN SOLAR | CS6X-290M | 290 | 319 | 213 | 10 |  | Solar | FIXED | Roof
SRP12680 | CHANGZHOU TRINA SOLAR ENERGY CO | TSM-185D | 240 | 33 | 215.2 | 28 |  | Solar | FIXED | Roof
SRP12681 | CHANGZHOU TRINA SOLAR ENERGY CO | TSM-185D | 240 | 20 | 147 | 30 |  | Solar | FIXED | Roof
SRP12682 | TRINA SOLAR | TSM-240PA05 | 240 | 33 | 100.6 | 25 |  | Solar | FIXED | Roof
SRP12683 | SUNTECH POWER | STP200UB | 205 | 18 | 126.5 | 35 |  | Solar | FIXED | Roof
SRP12683 | SUNTECH POWER | STP200UB | 205 | 11 | 216.5 | 35 |  | Solar | FIXED | Roof
SRP12684 | CHANGZHOU TRINA SOLAR ENERGY CO | TSM-185D | 235 | 20 | 68 | 10 |  | Solar | FIXED | Roof
SRP12684 | CHANGZHOU TRINA SOLAR ENERGY CO | TSM-185D | 235 | 8 | 68 | 20 |  | Solar | FIXED | Roof
SRP12684 | CHANGZHOU TRINA SOLAR ENERGY CO | TSM-185D | 235 | 12 | 158 | 5 |  | Solar | FIXED | Roof
SRP12684 | CHANGZHOU TRINA SOLAR ENERGY CO | TSM-185D | 235 | 7 | 158 | 20 |  | Solar | FIXED | Roof
SRP12685 | CHANGZHOU TRINA SOLAR ENERGY CO | TSM-185D | 235 | 7 | 85.7 | 20 |  | Solar | FIXED | Roof
SRP12685 | CHANGZHOU TRINA SOLAR ENERGY CO | TSM-185D | 235 | 7 | 265.7 | 20 |  | Solar | FIXED | Roof
SRP12686 | TRINA SOLAR | TSM-240PD05.10 | 240 | 16 | 200 | 33 |  | Solar | FIXED | Roof
SRP12687 | TRINA SOLAR | TSM-240PA05.10 | 240 | 39 | 120 | 23 |  | Solar | FIXED | Roof
SRP12688 | TRINA SOLAR | TSM-240PA05.10 | 240 | 20 | 171 | 13 |  | Solar | FIXED | Roof
SRP12688 | TRINA SOLAR | TSM-240PD05.10 | 240 | 45 | 171 | 19 |  | Solar | FIXED | Roof
SRP12689 | CHANGZHOU TRINA SOLAR ENERGY CO | TSM-185D | 240 | 18 | 256 | 18 |  | Solar | FIXED | Roof
SRP12690 | CHANGZHOU TRINA SOLAR ENERGY CO | TSM-185D | 240 | 28 | 143.3 | 17 |  | Solar | FIXED | Roof
SRP12691 | CANADIAN SOLAR | CS6P-245M | 245 | 16 | 160 | 15 |  | Solar | FIXED | Roof
SRP12691 | CANADIAN SOLAR | CS6P-245M | 245 | 28 | 160 | 17 |  | Solar | FIXED | Roof
SRP12691 | CANADIAN SOLAR | CS6P-245M | 245 | 8 | 250 | 15 |  | Solar | FIXED | Roof
SRP12691 | CANADIAN SOLAR | CS6P-245M | 245 | 8 | 304 | 19 |  | Solar | FIXED | Roof
SRP12693 | CANADIAN SOLAR | CS6P-230 | 250 | 7 | 158 | 25 |  | Solar | FIXED | Roof
SRP12693 | CANADIAN SOLAR | CS6P-230 | 250 | 32 | 260 | 35 |  | Solar | FIXED | Roof
SRP12694 | SILIKEN MANUFACTURING USA | SLK60P6L 233 WP | 250 | 41 | 204 | 30 |  | Solar | FIXED | Roof
SRP12695 | CHANGZHOU TRINA SOLAR ENERGY CO | TSM-185D | 235 | 36 | 117.2 | 25 |  | Solar | FIXED | Roof
SRP12696 | CHANGZHOU TRINA SOLAR ENERGY CO | TSM-185D | 235 | 9 | 98.7 | 25 |  | Solar | FIXED | Roof
SRP12696 | CHANGZHOU TRINA SOLAR ENERGY CO | TSM-185D | 235 | 23 | 188.7 | 30 |  | Solar | FIXED | Roof
SRP12700 | LG ELECTRONICS SOLAR CELL DIVISION | LG260S1C-G2 | 260 | 20 | 130 | 20 |  | Solar | FIXED | Roof
SRP12700 | LG ELECTRONICS SOLAR CELL DIVISION | LG260S1C-G3 | 260 | 5 | 220 | 30 |  | Solar | FIXED | Roof
SRP12723 | SOLARWORLD | SW185MONO | 250 | 26 | 195 | 34 |  | Solar | FIXED | Roof
SRP12733 | SUNPOWER | SPR-315E-WHT-U | 327 | 16 | 180 | 41 |  | Solar | FIXED | Roof
SRP12735 | ET SOLAR INDUSTRY | ET-P654195 | 190 | 30 | 119 | 35 |  | Solar | FIXED | Roof
SRP12735 | ET SOLAR INDUSTRY | ET-P654195 | 190 | 40 | 209 | 35 |  | Solar | FIXED | Roof
SRP12736 | REC SCANMODULE | SCM230 | 245 | 13 | 127 | 40 |  | Solar | FIXED | Roof
SRP12736 | REC SCANMODULE | SCM230 | 245 | 13 | 217 | 40 |  | Solar | FIXED | Roof
SRP12766 | ET SOLAR INDUSTRY | ET-P672280 | 190 | 30 | 148 | 28 |  | Solar | FIXED | Roof
SRP12766 | ET SOLAR INDUSTRY | ET-P672280 | 190 | 9 | 328 | 28 |  | Solar | FIXED | Roof
SRP12771 | LG ELECTRONICS SOLAR CELL DIVISION | LG255S1C-G2 | 255 | 12 | 149 | 45 |  | Solar | FIXED | Roof
SRP12771 | LG ELECTRONICS SOLAR CELL DIVISION | LG255S1C-G2 | 255 | 16 | 239 | 37 |  | Solar | FIXED | Roof
SRP12773 | SHARP | NT-188U1 | 240 | 12 | 182 | 18.5 |  | Solar | FIXED | Roof
SRP12784 | SHARP | NT-188U1 | 240 | 12 | 182 | 18.5 |  | Solar | FIXED | Roof
SRP12789 | SUNPOWER | SPR-315E-WHT-U | 327 | 28 | 161 | 36 |  | Solar | FIXED | Roof
SRP12791 | SHARP | NT-S5E1U | 240 | 12 | 182 | 18.5 |  | Solar | FIXED | Roof
SRP12797 | SHARP | NT-188U1 | 240 | 12 | 182 | 18.5 |  | Solar | FIXED | Roof
SRP12798 | SHARP | JH-3500U | 240 | 12 | 182 | 18.5 |  | Solar | FIXED | Roof
SRP12801 | SUNPOWER | SPR-315E-WHT-U | 327 | 20 | 172 | 18 |  | Solar | FIXED | Roof
SRP12816 | SUNPOWER | SPR-315E-WHT-U | 327 | 35 | 175 | 45 |  | Solar | FIXED | Roof
SRP12818 | SUNPOWER | SPR-230-WHT-U | 240 | 50 | 111 | 30 |  | Solar | FIXED | Roof
SRP12824 | SUNPOWER | SPR-225-BLK-U | 245 | 45 | 150 | 26 |  | Solar | FIXED | Ground
SRP12847 | MATRIX SOLAR/PHOTOWATT | PW1650-175 | 250 | 46 | 170 | 33 |  | Solar | FIXED | Roof
SRP12855 | MATRIX SOLAR/PHOTOWATT | PW1650-175 | 250 | 9 | 92 | 20 |  | Solar | FIXED | Roof
SRP12855 | MATRIX SOLAR/PHOTOWATT | PW1000-100 | 250 | 32 | 182 | 25 |  | Solar | FIXED | Roof
SRP12863 | UNKNOWN | UNKNOWN | 255 | 18 | 200 | 19 |  | Solar | FIXED | Roof
SRP12870 | BAODING YINGLI NEW ENERGY RESOURCES CO | 30(17)P754X350 | 235 | 23 | 183 | 20 |  | Solar | FIXED | Roof
SRP12906 | SUNPOWER | SPR-308E-WHT-D | 308 | 25 | 250 | 26 |  | Solar | FIXED | Roof
SRP12911 | SUNTECH POWER | STP21018 | 205 | 36 | 240.2 | 25 |  | Solar | FIXED | Roof
SRP12912 | MOTECH AMERICAS | IM60B3-250-XXXXXX | 250 | 16 | 121 | 27 |  | Solar | FIXED | Roof
SRP12912 | MOTECH AMERICAS | IM60D3-250-XXXXXX | 250 | 26 | 211 | 27 |  | Solar | FIXED | Roof
SRP12913 | SUNPOWER | SPR-315E-WHT-U | 327 | 14 | 165 | 40 |  | Solar | FIXED | Roof
SRP12913 | SUNPOWER | SPR-315E-WHT-U | 327 | 10 | 214 | 30 |  | Solar | FIXED | Roof
SRP12914 | TRINA SOLAR | TSM-240PA05.05 | 240 | 36 | 169 | 28 |  | Solar | FIXED | Ground
SRP12916 | TRINA SOLAR | TSM-250PA05A | 250 | 8 | 137 | 9 |  | Solar | FIXED | Roof
SRP12916 | TRINA SOLAR | TSM-250PD05 | 250 | 9 | 137 | 20 |  | Solar | FIXED | Roof
SRP12917 | CHANGZHOU TRINA SOLAR ENERGY CO | TSM-185D | 240 | 33 | 153 | 34 |  | Solar | FIXED | Roof
SRP12918 | CHANGZHOU TRINA SOLAR ENERGY CO | TSM-185D | 240 | 22 | 111 | 37 |  | Solar | FIXED | Roof
SRP12919 | CHANGZHOU TRINA SOLAR ENERGY CO | TSM-185D | 240 | 22 | 132 | 33 |  | Solar | FIXED | Roof
SRP12920 | CHANGZHOU TRINA SOLAR ENERGY CO | TSM-185D | 245 | 21 | 177 | 33 |  | Solar | FIXED | Roof
SRP12920 | CHANGZHOU TRINA SOLAR ENERGY CO | TSM-185D | 245 | 12 | 177 | 34 |  | Solar | FIXED | Roof
SRP12922 | MATRIX SOLAR/PHOTOWATT | PW1650-175 | 250 | 10 | 174 | 37 |  | Solar | FIXED | Roof
SRP12922 | MATRIX SOLAR/PHOTOWATT | PW1650-175 | 250 | 9 | 174 | 40 |  | Solar | FIXED | Roof
SRP12922 | MATRIX SOLAR/PHOTOWATT | PW1650-175 | 250 | 15 | 174 | 40 |  | Solar | FIXED | Roof
SRP12922 | MATRIX SOLAR/PHOTOWATT | PW1650-175 | 250 | 16 | 354 | 15 |  | Solar | FIXED | Roof
SRP12923 | TRINA SOLAR | TSM-240PD05 | 240 | 37 | 260 | 23 |  | Solar | FIXED | Roof
SRP12924 | CHANGZHOU TRINA SOLAR ENERGY CO | TSM-185D | 240 | 23 | 142 | 22 |  | Solar | FIXED | Roof
SRP12924 | CHANGZHOU TRINA SOLAR ENERGY CO | TSM-185D | 240 | 13 | 232 | 22 |  | Solar | FIXED | Roof
SRP12925 | SUNIVA | OPT260-60-4-100 | 260 | 32 | 146 | 26 |  | Solar | FIXED | Roof
SRP12925 | SUNIVA | OPT260-60-4-100 | 260 | 18 | 236 | 40 |  | Solar | FIXED | Roof
SRP12926 | CHANGZHOU TRINA SOLAR ENERGY CO | TSM-165D | 240 | 33 | 227 | 25 |  | Solar | FIXED | Roof
SRP12927 | CHANGZHOU TRINA SOLAR ENERGY CO | TSM-160D | 240 | 24 | 228 | 29 |  | Solar | FIXED | Roof
SRP12928 | TRINA SOLAR | TSM-240DA05 | 240 | 45 | 225 | 3 |  | Solar | FIXED | Roof
SRP12930 | CHANGZHOU TRINA SOLAR ENERGY CO | TSM-160D | 240 | 32 | 114 | 30 |  | Solar | FIXED | Roof
SRP12931 | CHANGZHOU TRINA SOLAR ENERGY CO | TSM-160D | 240 | 16 | 100 | 20 |  | Solar | FIXED | Roof
SRP12931 | CHANGZHOU TRINA SOLAR ENERGY CO | TSM-160D | 240 | 22 | 190 | 20 |  | Solar | FIXED | Roof
SRP12933 | TRINA SOLAR | TSM-240DA05 | 240 | 32 | 204 | 22 |  | Solar | FIXED | Roof
SRP12934 | BAODING YINGLI NEW ENERGY RESOURCES CO | 110(17)P1447X663 | 240 | 6 | 193 | 16 |  | Solar | FIXED | Roof
SRP12934 | BAODING YINGLI NEW ENERGY RESOURCES CO | 110(17)P1447X663 | 240 | 25 | 194 | 26 |  | Solar | FIXED | Roof
SRP12935 | SUNPOWER | SPR-230-WHT-U | 245 | 20 | 150 | 37 |  | Solar | FIXED | Roof
SRP12935 | SUNPOWER | SPR-230-WHT-U | 245 | 12 | 240 | 42 |  | Solar | FIXED | Roof
SRP12936 | SUNPOWER | SPR-315E-WHT-U | 327 | 7 | 200 | 27 |  | Solar | FIXED | Roof
SRP12936 | SUNPOWER | SPR-315E-WHT-U | 327 | 14 | 200 | 37 |  | Solar | FIXED | Roof
SRP12937 | YINGLI ENERGY (CHINA) | YL275P-35B | 275 | 39 | 182 | 33 |  | Solar | FIXED | Roof
SRP12938 | BAODING YINGLI NEW ENERGY RESOURCES CO | YL175(156) | 240 | 20 | 112 | 26 |  | Solar | FIXED | Roof
SRP12938 | BAODING YINGLI NEW ENERGY RESOURCES CO | YL175(156) | 240 | 20 | 202 | 32 |  | Solar | FIXED | Roof
SRP12939 | SOLARWORLD | SW185MONO | 245 | 31 | 105 | 20 |  | Solar | FIXED | Roof
SRP12943 | CANADIAN SOLAR | CS6P-230 | 230 | 30 | 93 | 33 |  | Solar | FIXED | Roof
SRP12944 | SILIKEN MODULES | SLK60P6L BLK/BLK 250WP | 250 | 27 | 198 | 20 |  | Solar | FIXED | Roof
SRP12944 | SILIKEN MODULES | SLK60P6L BLK/BLK 250WP | 250 | 8 | 198 | 33 |  | Solar | FIXED | Roof
SRP12945 | MOTECH AMERICAS | IM60C2-245-XXXXXX | 245 | 29 | 211 | 26 |  | Solar | FIXED | Roof
SRP12946 | SUNPOWER | SPR-230-WHT-U | 230 | 36 | 225 | 34 |  | Solar | FIXED | Roof
SRP12947 | SUNPOWER | SPR-327NE-WHT-D | 327 | 24 | 221 | 10 |  | Solar | FIXED | Roof
SRP12947 | SUNPOWER | SPR-327NE-WHT-D | 327 | 8 | 221 | 23 |  | Solar | FIXED | Roof
SRP12948 | SUNPOWER | SPR-327NE-WHT-D | 327 | 35 | 221 | 23 |  | Solar | FIXED | Roof
SRP12949 | CHANGZHOU TRINA SOLAR ENERGY CO | TSM-185D | 240 | 30 | 117 | 30 |  | Solar | FIXED | Roof
SRP12951 | CHANGZHOU TRINA SOLAR ENERGY CO | TSM-185D | 240 | 22 | 95 | 27 |  | Solar | FIXED | Roof
SRP12951 | CHANGZHOU TRINA SOLAR ENERGY CO | TSM-185D | 240 | 20 | 185 | 32 |  | Solar | FIXED | Roof
SRP12953 | SUNPOWER | SPR-315E-WHT-U | 327 | 21 | 184 | 27 |  | Solar | FIXED | Roof
SRP12955 | SUNPOWER | SPR-327NE-WHT-D | 327 | 54 | 130 | 80 |  | Solar | FIXED | Roof
SRP12956 | SUNIVA | OPT245-60-4-100 | 245 | 22 | 232 | 32 |  | Solar | FIXED | Roof
SRP12957 | SUNPOWER | SPR-327NE-WHT-D | 327 | 10 | 93 | 45 |  | Solar | FIXED | Roof
SRP12957 | SUNPOWER | SPR-327NE-WHT-D | 327 | 30 | 183 | 45 |  | Solar | FIXED | Roof
SRP12958 | CANADIAN SOLAR | CS6P-230 | 240 | 22 | 173 | 26 |  | Solar | FIXED | Roof
SRP12962 | SOLARWORLD | SW185 MONO/T | 250 | 10 | 165 | 25 |  | Solar | FIXED | Roof
SRP12962 | SOLARWORLD | SW185MONO | 250 | 44 | 255 | 3 |  | Solar | FIXED | Roof
SRP12963 | CHANGZHOU TRINA SOLAR ENERGY CO | TSM-185D | 250 | 22 | 186 | 20 |  | Solar | FIXED | Roof
SRP12964 | SOLARWORLD | SW185MONO | 255 | 36 | 208 | 27 |  | Solar | FIXED | Roof
SRP12965 | CANADIAN SOLAR | CS6P-240M | 240 | 15 | 211 | 47 |  | Solar | FIXED | Roof
SRP12966 | CANADIAN SOLAR | CS4C-110 | 240 | 26 | 141 | 18 |  | Solar | FIXED | Roof
SRP12967 | SUNTECH POWER | STP210S-18/UB-1 | 255 | 18 | 173.6 | 35 |  | Solar | FIXED | Roof
SRP12968 | CHANGZHOU TRINA SOLAR ENERGY CO | TSM-185D | 245 | 9 | 151 | 35 |  | Solar | FIXED | Roof
SRP12968 | CHANGZHOU TRINA SOLAR ENERGY CO | TSM-185D | 245 | 7 | 241 | 38 |  | Solar | FIXED | Roof
SRP12969 | SUNPOWER | SPR-245NE-WHT-D | 245 | 16 | 191.3 | 10 |  | Solar | FIXED | Roof
SRP12971 | CHANGZHOU TRINA SOLAR ENERGY CO | TSM-185D | 250 | 12 | 134 | 34 |  | Solar | FIXED | Roof
SRP12971 | CHANGZHOU TRINA SOLAR ENERGY CO | TSM-185D | 250 | 4 | 224 | 24 |  | Solar | FIXED | Roof
SRP12971 | CHANGZHOU TRINA SOLAR ENERGY CO | TSM-185D | 250 | 6 | 224 | 34 |  | Solar | FIXED | Roof
SRP12972 | SUNPOWER | SPR-315E-WHT-U | 327 | 46 | 186 | 10 |  | Solar | FIXED | Roof
SRP12973 | CANADIAN SOLAR | CS6P-245M | 245 | 7 | 123 | 30 |  | Solar | FIXED | Roof
SRP12973 | CANADIAN SOLAR | CS6P-245M | 245 | 15 | 213 | 30 |  | Solar | FIXED | Roof
SRP12974 | SUNTECH POWER | STP210-18/UB-1 | 205 | 46 | 99.4 | 20 |  | Solar | FIXED | Roof
SRP12975 | CANADIAN SOLAR | CS6P-230 | 235 | 14 | 247 | 28 |  | Solar | FIXED | Roof
SRP12975 | CANADIAN SOLAR | CS6P-230 | 235 | 28 | 247 | 28 |  | Solar | FIXED | Roof
SRP12976 | SUNTECH POWER | STP200-18/UB-1 | 205 | 46 | 183 | 25 |  | Solar | FIXED | Roof
SRP12978 | SUNTECH POWER | STP210S-18/UB-1 | 250 | 44 | 188 | 23 |  | Solar | FIXED | Roof
SRP12980 | CANADIAN SOLAR | CS6P-230 | 235 | 12 | 85 | 12 |  | Solar | FIXED | Roof
SRP12980 | CANADIAN SOLAR | CS6P-230 | 235 | 6 | 265 | 12 |  | Solar | FIXED | Roof
SRP12981 | MATRIX SOLAR/PHOTOWATT | PW1000-100 | 250 | 27 | 275 | 22 |  | Solar | FIXED | Roof
SRP12982 | MATRIX SOLAR/PHOTOWATT | PW1650-175 | 250 | 25 | 275 | 22.5 |  | Solar | FIXED | Roof
SRP12985 | SOLARWORLD | SW185 MONO/T | 250 | 19 | 128 | 37 |  | Solar | FIXED | Roof
SRP12985 | SOLARWORLD | SW185 MONO/T | 250 | 17 | 128 | 40 |  | Solar | FIXED | Roof
SRP12985 | SOLARWORLD | SW185 MONO/T | 250 | 24 | 218 | 40 |  | Solar | FIXED | Roof
SRP12986 | SUNPOWER | SPR-240E-WHT-D | 240 | 42 | 180 | 18 |  | Solar | FIXED | Roof
SRP12987 | SUNTECH POWER | STP150S-24/AB-1 | 240 | 50 | 158 | 27 |  | Solar | FIXED | Roof
SRP12988 | CHANGZHOU TRINA SOLAR ENERGY CO | TSM-160D | 240 | 39 | 207 | 22 |  | Solar | FIXED | Roof
SRP12989 | CHANGZHOU TRINA SOLAR ENERGY CO | TSM-160D | 240 | 37 | 130 | 34 |  | Solar | FIXED | Roof
SRP12990 | CANADIAN SOLAR | CS6P-230 | 235 | 19 | 236 | 14 |  | Solar | FIXED | Roof
SRP12990 | CANADIAN SOLAR | CS6P-230 | 235 | 8 | 236 | 17 |  | Solar | FIXED | Roof
SRP12993 | CANADIAN SOLAR | CS6P-235PX | 235 | 6 | 79 | 15 |  | Solar | FIXED | Roof
SRP12993 | CANADIAN SOLAR | CS6P-235PX | 235 | 13 | 259 | 30 |  | Solar | FIXED | Roof
SRP12994 | CANADIAN SOLAR | CS6P-235MX | 235 | 12 | 180 | 16 |  | Solar | FIXED | Roof
SRP12994 | CANADIAN SOLAR | CS6P-235PX | 235 | 4 | 180 | 30 |  | Solar | FIXED | Roof
SRP12995 | CANADIAN SOLAR | CS6P-230 | 235 | 15 | 145 | 31 |  | Solar | FIXED | Roof
SRP12995 | CANADIAN SOLAR | CS6P-230 | 235 | 25 | 145 | 31 |  | Solar | FIXED | Roof
SRP12997 | TRINA SOLAR | TSM-240PA05.10 | 240 | 26 | 110.6 | 29 |  | Solar | FIXED | Roof
SRP12999 | EVERGREEN SOLAR | ES-A-210-FA3 | 210 | 23 | 127 | 26 |  | Solar | FIXED | Roof
SRP13000 | SUNPOWER | SPR-230-WHT-U | 240 | 42 | 136 | 30 |  | Solar | FIXED | Roof
SRP13000 | SUNPOWER | SPR-230-WHT-U | 240 | 27 | 184 | 5 |  | Solar | FIXED | Roof
SRP13001 | YINGLI ENERGY (CHINA) | YL240P-29B | 240 | 7 | 20 | 29 |  | Solar | FIXED | Roof
SRP13001 | YINGLI ENERGY (CHINA) | YL240P-29B | 240 | 9 | 200 | 29 |  | Solar | FIXED | Roof
SRP13002 | CHANGZHOU TRINA SOLAR ENERGY CO | TSM-160D | 235 | 16 | 111 | 40 |  | Solar | FIXED | Roof
SRP13002 | CHANGZHOU TRINA SOLAR ENERGY CO | TSM-160D | 235 | 26 | 201 | 40 |  | Solar | FIXED | Roof
SRP13003 | SUNPOWER | SPR-230-WHT-U | 230 | 30 | 131 | 21 |  | Solar | FIXED | Roof
SRP13006 | CANADIAN SOLAR | CS6P-195 | 195 | 44 | 222 | 24 |  | Solar | FIXED | Roof
SRP13007 | SOLARWORLD | SW185MONO | 255 | 37 | 170 | 33 |  | Solar | FIXED | Roof
SRP13010 | SOLARWORLD | SW185MONO | 250 | 3 | 110 | 18 |  | Solar | FIXED | Roof
SRP13010 | SOLARWORLD | SW250 MONO | 250 | 38 | 200 | 34 |  | Solar | FIXED | Roof
SRP13010 | SOLARWORLD | SW250 MONO | 250 | 3 | 290 | 18 |  | Solar | FIXED | Roof
SRP13011 | SUNPOWER | SPR-315E-WHT-U | 327 | 16 | 130 | 25 |  | Solar | FIXED | Roof
SRP13011 | SUNPOWER | SPR-315E-WHT-U | 327 | 12 | 220 | 10 |  | Solar | FIXED | Roof
SRP13011 | SUNPOWER | SPR-315E-WHT-U | 327 | 14 | 220 | 15 |  | Solar | FIXED | Roof
SRP13013 | CANADIAN SOLAR | CS6X-290P | 290 | 308 | 202.9 | 10 |  | Solar | FIXED | Roof
SRP13014 | CANADIAN SOLAR | CS6P-230 | 245 | 17 | 95 | 30 |  | Solar | FIXED | Roof
SRP13014 | CANADIAN SOLAR | CS6P-230 | 245 | 11 | 179 | 30 |  | Solar | FIXED | Roof
SRP13014 | CANADIAN SOLAR | CS6P-230 | 245 | 21 | 179 | 35 |  | Solar | FIXED | Roof
SRP13015 | CHANGZHOU TRINA SOLAR ENERGY CO | TSM-185D | 240 | 8 | 101 | 35 |  | Solar | FIXED | Roof
SRP13015 | CHANGZHOU TRINA SOLAR ENERGY CO | TSM-185D | 240 | 12 | 189.9 | 35 |  | Solar | FIXED | Roof
SRP13016 | CANADIAN SOLAR | CS6P-230 | 235 | 6 | 126 | 24 |  | Solar | FIXED | Roof
SRP13016 | CANADIAN SOLAR | CS6P-230 | 235 | 3 | 216 | 24 |  | Solar | FIXED | Roof
SRP13017 | CANADIAN SOLAR | CS6P-230 | 245 | 17 | 174 | 18 |  | Solar | FIXED | Roof
SRP13017 | CANADIAN SOLAR | CS6P-230 | 245 | 7 | 254 | 15 |  | Solar | FIXED | Roof
SRP13017 | CANADIAN SOLAR | CS6P-230 | 245 | 3 | 355 | 0 |  | Solar | FIXED | Roof
SRP13018 | CANADIAN SOLAR | CS6P-230PX | 235 | 18 | 199 | 35 |  | Solar | FIXED | Roof
SRP13020 | TRINA SOLAR | TSM-250PA05 | 250 | 19 | 213 | 32 |  | Solar | FIXED | Roof
SRP13021 | CHANGZHOU TRINA SOLAR ENERGY CO | TSM-185D | 240 | 38 | 130 | 28 |  | Solar | FIXED | Roof
SRP13022 | SUNPOWER | SPR-327NE-WHT-D | 327 | 29 | 198 | 25 |  | Solar | FIXED | Roof
SRP13023 | CANADIAN SOLAR | CS6P-235PX | 235 | 20 | 174 | 21 |  | Solar | FIXED | Roof
SRP13024 | CHANGZHOU TRINA SOLAR ENERGY CO | TSM-185D | 235 | 32 | 204 | 35 |  | Solar | FIXED | Roof
SRP13025 | CANADIAN SOLAR | CS6P-235PX | 235 | 17 | 256 | 21 |  | Solar | FIXED | Roof
SRP13026 | CHANGZHOU TRINA SOLAR ENERGY CO | TSM-185D | 235 | 12 | 136.7 | 40 |  | Solar | FIXED | Roof
SRP13026 | CHANGZHOU TRINA SOLAR ENERGY CO | TSM-185D | 235 | 9 | 226.7 | 32 |  | Solar | FIXED | Roof
SRP13026 | CHANGZHOU TRINA SOLAR ENERGY CO | TSM-185D | 235 | 26 | 226.7 | 40 |  | Solar | FIXED | Roof
SRP13026 | CHANGZHOU TRINA SOLAR ENERGY CO | TSM-185D | 235 | 9 | 316.7 | 40 |  | Solar | FIXED | Roof
SRP13027 | CHANGZHOU TRINA SOLAR ENERGY CO | TSM-185D | 235 | 7 | 116.9 | 42 |  | Solar | FIXED | Roof
SRP13027 | CHANGZHOU TRINA SOLAR ENERGY CO | TSM-185D | 235 | 39 | 296.9 | 21 |  | Solar | FIXED | Roof
SRP13028 | MATRIX SOLAR/PHOTOWATT | PW1000-100 | 250 | 14 | 83 | 22 |  | Solar | FIXED | Roof
SRP13028 | MATRIX SOLAR/PHOTOWATT | PW1000-105 | 250 | 26 | 173 | 22 |  | Solar | FIXED | Roof
SRP13029 | CANADIAN SOLAR | CS6P-235PX | 235 | 6 | 110 | 23 |  | Solar | FIXED | Roof
SRP13029 | CANADIAN SOLAR | CS6P-235PX | 235 | 15 | 200 | 29 |  | Solar | FIXED | Roof
SRP13030 | SOLARWORLD | SW185MONO | 240 | 34 | 121 | 22.6 |  | Solar | FIXED | Roof
SRP13030 | SOLARWORLD | SW185MONO | 240 | 12 | 211 | 22.6 |  | Solar | FIXED | Roof
SRP13031 | SUNTECH POWER | STP210S-18/UB-1 | 250 | 33 | 183.4 | 25 |  | Solar | FIXED | Roof
SRP13033 | SUNTECH POWER | STP210S-18/UB-1 | 250 | 26 | 143.7 | 20 |  | Solar | FIXED | Roof
SRP13033 | SUNTECH POWER | STP210S-18/UB-1 | 250 | 26 | 143.7 | 30 |  | Solar | FIXED | Roof
SRP13034 | SUNTECH POWER | STP190S-18/UB-1 | 190 | 32 | 225.5 | 34 |  | Solar | FIXED | Roof
SRP13035 | SUNTECH POWER | STP200UB | 205 | 22 | 190 | 35 |  | Solar | FIXED | Roof
SRP13036 | CHANGZHOU TRINA SOLAR ENERGY CO | TSM-185D | 235 | 18 | 137 | 27 |  | Solar | FIXED | Roof
SRP13036 | CHANGZHOU TRINA SOLAR ENERGY CO | TSM-185D | 235 | 14 | 227 | 40 |  | Solar | FIXED | Roof
SRP13038 | SUNTECH POWER | STP210-18/UB-1 | 250 | 16 | 200.3 | 25 |  | Solar | FIXED | Roof
SRP13039 | CHANGZHOU TRINA SOLAR ENERGY CO | TSM-185D | 235 | 24 | 124 | 25 |  | Solar | FIXED | Roof
SRP13039 | CHANGZHOU TRINA SOLAR ENERGY CO | TSM-185D | 235 | 20 | 304 | 25 |  | Solar | FIXED | Roof
SRP13040 | SUNTECH POWER | STP210S-18/UB-1 | 250 | 40 | 253 | 32 |  | Solar | FIXED | Roof
SRP13041 | MATRIX SOLAR/PHOTOWATT | PW1650-175 | 255 | 66 | 128 | 21 |  | Solar | FIXED | Roof
SRP13042 | MATRIX SOLAR/PHOTOWATT | PW1650-175 | 250 | 43 | 195 | 31 |  | Solar | FIXED | Roof
SRP13043 | CHANGZHOU TRINA SOLAR ENERGY CO | TSM-165D | 235 | 42 | 179 | 20 |  | Solar | FIXED | Roof
SRP13045 | SCHUCO USA |  | 260 | 11 | 214 | 21 |  | Solar | FIXED | Roof
SRP13046 | SCHUCO USA |  | 260 | 7 | 184 | 46 |  | Solar | FIXED | Roof
SRP13046 | SCHUCO USA |  | 260 | 33 | 275 | 33 |  | Solar | FIXED | Roof
SRP13047 | CHANGZHOU TRINA SOLAR ENERGY CO | TSM-160D | 235 | 20 | 180.8 | 35 |  | Solar | FIXED | Roof
SRP13048 | SUNTECH POWER | STP210S-18/UB-1 | 250 | 6 | 151.5 | 25 |  | Solar | FIXED | Roof
SRP13048 | SUNTECH POWER | STP210S-18/UB-1 | 250 | 22 | 151.5 | 25 |  | Solar | FIXED | Roof
SRP13049 | SUNTECH POWER | STP210S-18/UB-1 | 250 | 28 | 160.1 | 20 |  | Solar | FIXED | Roof
SRP13050 | SOLARWORLD | SW185MONO | 245 | 78 | 180 | 20 |  | Solar | FIXED | Ground
SRP13051 | CANADIAN SOLAR | CS6P-230 | 240 | 36 | 196 | 42 |  | Solar | FIXED | Roof
SRP13052 | TRINA SOLAR | TSM-235PA05 | 235 | 1131 | 191 | 11 |  | Solar | FIXED | Roof
SRP13053 | SUNTECH POWER | STP210S-18/UB-1 | 250 | 24 | 133.2 | 20 |  | Solar | FIXED | Roof
SRP13055 | SCHOTT SOLAR | POLY 235 | 235 | 17 | 179 | 21 |  | Solar | FIXED | Roof
SRP13056 | TRINA SOLAR | TSM-245PA05.05 | 245 | 68 | 175 | 33 |  | Solar | FIXED | Ground
SRP13057 | CHANGZHOU TRINA SOLAR ENERGY CO | TSM-160D | 240 | 34 | 133 | 26 |  | Solar | FIXED | Roof
SRP13057 | CHANGZHOU TRINA SOLAR ENERGY CO | TSM-185D | 240 | 4 | 223 | 26 |  | Solar | FIXED | Roof
SRP13058 | MATRIX SOLAR/PHOTOWATT | PW1650-175 | 255 | 36 | 212 | 12 |  | Solar | FIXED | Roof
SRP13061 | SUNPOWER | SPR-315E-WHT-U | 327 | 6 | 198 | 20 |  | Solar | FIXED | Roof
SRP13061 | SUNPOWER | SPR-315E-WHT-U | 327 | 10 | 198 | 30 |  | Solar | FIXED | Roof
SRP13062 | SUNPOWER | SPR-327NE-WHT-D | 327 | 4 | 205 | 16 |  | Solar | FIXED | Roof
SRP13062 | SUNPOWER | SPR-315E-WHT-U | 327 | 20 | 205 | 20 |  | Solar | FIXED | Roof
SRP13063 | CEEG (SHANGHAI) SOLAR SCIENCE AND TECHNOLOGY CO | SST 185-72M | 240 | 33 | 133 | 22 |  | Solar | FIXED | Roof
SRP13063 | CEEG (SHANGHAI) SOLAR SCIENCE AND TECHNOLOGY CO | SST 185-72M | 240 | 10 | 221 | 21 |  | Solar | FIXED | Roof
SRP13064 | CANADIAN SOLAR | CS6P-230 | 235 | 7 | 144 | 11 |  | Solar | FIXED | Roof
SRP13064 | CANADIAN SOLAR | CS6P-230 | 235 | 8 | 144 | 18 |  | Solar | FIXED | Roof
SRP13064 | CANADIAN SOLAR | CS6P-230 | 235 | 20 | 234 | 19 |  | Solar | FIXED | Roof
SRP13065 | CANADIAN SOLAR | CS6P-230 | 245 | 40 | 180 | 35 |  | Solar | FIXED | Ground
SRP13066 | CANADIAN SOLAR | CS6P-235PX | 235 | 17 | 192 | 29 |  | Solar | FIXED | Roof
SRP13068 | CANADIAN SOLAR | CS6P-230 | 235 | 8 | 249 | 21 |  | Solar | FIXED | Roof
SRP13069 | CANADIAN SOLAR | CS6P-230 | 235 | 18 | 187 | 12 |  | Solar | FIXED | Roof
SRP13071 | CANADIAN SOLAR | CS6P-235PX | 235 | 6 | 107 | 20 |  | Solar | FIXED | Roof
SRP13071 | CANADIAN SOLAR | CS6P-235PX | 235 | 11 | 107 | 20 |  | Solar | FIXED | Roof
SRP13072 | SHARP | ND-208U2 | 235 | 30 | 177 | 30 |  | Solar | FIXED | Roof
SRP13073 | SILIKEN MANUFACTURING USA | SLK60P6L 233 WP | 250 | 38 | 240 | 34 |  | Solar | FIXED | Roof
SRP13075 | SILIKEN MANUFACTURING USA | SLK60P6L 233 WP | 250 | 28 | 141 | 18 |  | Solar | FIXED | Roof
SRP13076 | SUNPOWER | SPR-315E-WHT-U | 327 | 40 | 167 | 34 |  | Solar | FIXED | Roof
SRP13076 | SUNPOWER | SPR-315E-WHT-U | 327 | 8 | 167 | 40 |  | Solar | FIXED | Roof
SRP13077 | CANADIAN SOLAR | CS6P-235MX | 235 | 21 | 106 | 35 |  | Solar | FIXED | Roof
SRP13078 | CHANGZHOU TRINA SOLAR ENERGY CO | TSM-160D | 240 | 6 | 200 | 22 |  | Solar | FIXED | Roof
SRP13078 | CHANGZHOU TRINA SOLAR ENERGY CO | TSM-160D | 240 | 15 | 200 | 22 |  | Solar | FIXED | Roof
SRP13079 | CHANGZHOU TRINA SOLAR ENERGY CO | TSM-160D | 240 | 20 | 182 | 25 |  | Solar | FIXED | Roof
SRP13081 | CHANGZHOU TRINA SOLAR ENERGY CO | TSM-160D | 235 | 24 | 246.1 | 20 |  | Solar | FIXED | Roof
SRP13083 | CANADIAN SOLAR | CS6P-230 | 235 | 34 | 179 | 27 |  | Solar | FIXED | Roof
SRP13084 | CANADIAN SOLAR | CS6P-230 | 235 | 24 | 176 | 37 |  | Solar | FIXED | Roof
SRP13086 | SUNTECH POWER | STP200S-18/UB-1 | 205 | 38 | 125.5 | 24 |  | Solar | FIXED | Roof
SRP13087 | TRINA SOLAR | TSM-235PD05 | 235 | 18 | 147 | 30 |  | Solar | FIXED | Roof
SRP13088 | TRINA SOLAR | TSM-240PA05 | 240 | 44 | 166 | 25 |  | Solar | FIXED | Ground
SRP13089 | TRINA SOLAR | TSM-240PA05 | 240 | 11 | 208 | 28 |  | Solar | FIXED | Roof
SRP13089 | TRINA SOLAR | TSM-240DA05 | 240 | 11 | 208 | 55 |  | Solar | FIXED | Roof
SRP13090 | SCHUCO USA |  | 240 | 20 | 202 | 20 |  | Solar | FIXED | Roof
SRP13092 | SUNPOWER | SPR-315E-WHT-U | 327 | 16 | 252 | 20 |  | Solar | FIXED | Roof
SRP13093 | SUNTECH POWER | STP210S-18/UB-1 | 205 | 14 | 175.5 | 5 |  | Solar | FIXED | Roof
SRP13095 | SUNTECH POWER | STP210S-18/UB-1 | 250 | 14 | 270.4 | 30 |  | Solar | FIXED | Roof
SRP13097 | SUNTECH POWER | STP160-24/AB-1 | 210 | 26 | 230.5 | 24 |  | Solar | FIXED | Roof
SRP13098 | TRINA SOLAR | TSM-250PA05 | 250 | 14 | 174 | 17 |  | Solar | FIXED | Roof
SRP13098 | TRINA SOLAR | TSM-250PA05 | 250 | 20 | 264 | 17 |  | Solar | FIXED | Roof
SRP13099 | SUNPOWER | SPR-315E-WHT-U | 327 | 24 | 261 | 31 |  | Solar | FIXED | Roof
SRP13100 | MATRIX SOLAR/PHOTOWATT | PW1000-100 | 250 | 30 | 180 | 34 |  | Solar | FIXED | Roof
SRP13101 | YINGLI ENERGY (CHINA) | YL240P-29B | 240 | 31 | 162 | 17 |  | Solar | FIXED | Roof
SRP13102 | SUNTECH POWER | STP210S-18/UB-1 | 250 | 24 | 166.1 | 18 |  | Solar | FIXED | Roof
SRP13102 | SUNTECH POWER | STP210S-18/UB-1 | 250 | 8 | 166.1 | 19 |  | Solar | FIXED | Roof
SRP13103 | SUNIVA | OPT260-60-4-100 | 260 | 18 | 137 | 23 |  | Solar | FIXED | Roof
SRP13103 | SUNIVA | OPT260-60-4-100 | 260 | 14 | 227 | 45 |  | Solar | FIXED | Roof
SRP13105 | CANADIAN SOLAR | CS6P-230 | 245 | 32 | 180 | 30 |  | Solar | FIXED | Roof
SRP13106 | CANADIAN SOLAR | CS6P-245MX | 245 | 33 | 148 | 33 |  | Solar | FIXED | Roof
SRP13107 | ISOFOTON | I-100/12 | 245 | 13 | 213 | 38 |  | Solar | FIXED | Roof
SRP13107 | ISOFOTON | I-100/12 | 245 | 13 | 213 | 38 |  | Solar | FIXED | Roof
SRP13109 | SUNPOWER | T5-SPR-327 | 327 | 24 | 140 | 30 |  | Solar | FIXED | Roof
SRP13110 | SUNPOWER | SPR-315E-WHT-U | 327 | 12 | 180 | 20 |  | Solar | FIXED | Roof
SRP13110 | SUNPOWER | SPR-315E-WHT-U | 327 | 28 | 180 | 20 |  | Solar | FIXED | Roof
SRP13111 | SUNIVA | OPT260-60-4-100 | 260 | 10 | 101 | 28 |  | Solar | FIXED | Roof
SRP13111 | SUNIVA | OPT265-60-4-100 | 260 | 12 | 101 | 36 |  | Solar | FIXED | Roof
SRP13112 | CHANGZHOU TRINA SOLAR ENERGY CO | TSM-160D | 235 | 24 | 184 | 30 |  | Solar | FIXED | Roof
SRP13112 | CHANGZHOU TRINA SOLAR ENERGY CO | TSM-160D | 235 | 6 | 184 | 36 |  | Solar | FIXED | Roof
SRP13113 | CANADIAN SOLAR | CS6P-235P | 235 | 33 | 233 | 20 |  | Solar | FIXED | Roof
SRP13114 | SUNTECH POWER | STP200UB | 205 | 6 | 237.7 | 8 |  | Solar | FIXED | Roof
SRP13114 | SUNTECH POWER | STP200UB | 205 | 34 | 237.7 | 28 |  | Solar | FIXED | Roof
SRP13115 | SHARP | ND-200U1 | 240 | 88 | 240 | 18 |  | Solar | FIXED | Roof
SRP13116 | SUNPOWER | PL-AP-120L | 327 | 14 | 165 | 35 |  | Solar | FIXED | Roof
SRP13116 | SUNPOWER | PL-AP-120L | 327 | 18 | 250 | 10 |  | Solar | FIXED | Roof
SRP13117 | CONERGY AG | S 175MU | 240 | 33 | 178 | 20 |  | Solar | FIXED | Roof
SRP13118 | CHANGZHOU TRINA SOLAR ENERGY CO | TSM-185D | 240 | 20 | 135 | 19 |  | Solar | FIXED | Roof
SRP13118 | CHANGZHOU TRINA SOLAR ENERGY CO | TSM-185D | 240 | 10 | 135 | 48 |  | Solar | FIXED | Roof
SRP13119 | SUNIVA | OPT260-60-4-100 | 260 | 13 | 103 | 26 |  | Solar | FIXED | Roof
SRP13119 | SUNIVA | OPT260-60-4-100 | 260 | 6 | 193 | 26 |  | Solar | FIXED | Roof
SRP13120 | YINGLI ENERGY (CHINA) | YL240P-29B | 240 | 10 | 56 | 23 |  | Solar | FIXED | Roof
SRP13120 | YINGLI ENERGY (CHINA) | YL240P-29B | 240 | 6 | 146 | 27 |  | Solar | FIXED | Roof
SRP13120 | YINGLI ENERGY (CHINA) | YL240P-29B | 240 | 12 | 236 | 23 |  | Solar | FIXED | Roof
SRP13121 | MATRIX SOLAR/PHOTOWATT | PW1000-100 | 250 | 30 | 213 | 37 |  | Solar | FIXED | Roof
SRP13122 | YINGLI ENERGY (CHINA) | YL240P-29B | 240 | 33 | 102 | 30 |  | Solar | FIXED | Roof
SRP13122 | YINGLI ENERGY (CHINA) | YL240P-29B | 240 | 31 | 282 | 30 |  | Solar | FIXED | Roof
SRP13123 | YINGLI ENERGY (CHINA) | YL240P-29B | 240 | 14 | 50 | 25 |  | Solar | FIXED | Roof
SRP13123 | YINGLI ENERGY (CHINA) | YL240P-29B | 240 | 14 | 230 | 25 |  | Solar | FIXED | Roof
SRP13124 | BAODING YINGLI NEW ENERGY RESOURCES CO | YL175(156) | 240 | 9 | 103 | 45 |  | Solar | FIXED | Roof
SRP13124 | BAODING YINGLI NEW ENERGY RESOURCES CO | YL175(156) | 240 | 12 | 193 | 39 |  | Solar | FIXED | Roof
SRP13125 | YINGLI ENERGY (CHINA) | YL240P-29B | 240 | 25 | 108 | 22 |  | Solar | FIXED | Roof
SRP13126 | ISOFOTON | I-100/24 | 245 | 21 | 138 | 36 |  | Solar | FIXED | Roof
SRP13127 | SUNIVA | OPT260-60-4-1B0 | 260 | 4 | 156 | 34 |  | Solar | FIXED | Roof
SRP13127 | SUNIVA | OPT260-60-4-1B0 | 260 | 32 | 246 | 34 |  | Solar | FIXED | Roof
SRP13128 | BAODING YINGLI NEW ENERGY RESOURCES CO | YL175(156) | 240 | 33 | 192 | 27 |  | Solar | FIXED | Roof
SRP13130 | CANADIAN SOLAR | CS6P-230 | 235 | 2 | 140 | 24 |  | Solar | FIXED | Roof
SRP13130 | CANADIAN SOLAR | CS6P-230 | 235 | 19 | 230 | 20 |  | Solar | FIXED | Roof
SRP13131 | YINGLI ENERGY (CHINA) | YL240P-29B | 240 | 25 | 265 | 14 |  | Solar | FIXED | Roof
SRP13131 | YINGLI ENERGY (CHINA) | YL240P-29B | 240 | 7 | 265 | 35 |  | Solar | FIXED | Roof
SRP13132 | CANADIAN SOLAR | CS6P-230 | 235 | 16 | 195 | 10 |  | Solar | FIXED | Roof
SRP13133 | YINGLI ENERGY (CHINA) | YL240P-29B | 240 | 46 | 110 | 17 |  | Solar | FIXED | Roof
SRP13133 | YINGLI ENERGY (CHINA) | YL240P-29B | 240 | 110 | 110 | 17 |  | Solar | FIXED | Roof
SRP13133 | YINGLI ENERGY (CHINA) | YL240P-29B | 240 | 52 | 193 | 17 |  | Solar | FIXED | Roof
SRP13134 | SUNPOWER | SPR-245NE-WHT-D | 245 | 24 | 180 | 34 |  | Solar | FIXED | Ground
SRP13135 | SUNTECH POWER | STP210S-18/UB-1 | 250 | 22 | 133.1 | 36 |  | Solar | FIXED | Roof
SRP13136 | CHANGZHOU TRINA SOLAR ENERGY CO | TSM-185D | 240 | 12 | 212.1 | 35 |  | Solar | FIXED | Roof
SRP13137 | CHANGZHOU TRINA SOLAR ENERGY CO | TSM-185D | 235 | 14 | 200.8 | 5 |  | Solar | FIXED | Roof
SRP13138 | SUNTECH POWER | STP200UB | 205 | 28 | 101 | 20 |  | Solar | FIXED | Roof
SRP13138 | SUNTECH POWER | STP200UB | 205 | 8 | 101 | 45 |  | Solar | FIXED | Roof
SRP13139 | SOLARWORLD | SW185MONO | 245 | 54 | 205 | 18 |  | Solar | FIXED | Roof
SRP13141 | SCHUCO USA | MPE 190 MS 05 | 190 | 66 | 155 | 18 |  | Solar | FIXED | Roof
SRP13141 | SCHUCO USA |  | 190 | 33 | 155 | 18 |  | Solar | FIXED | Roof
SRP13142 | SUNPOWER | SPR-245NE-WHT-D | 245 | 57 | 180 | 34 |  | Solar | FIXED | Ground
SRP13143 | SOLARWORLD | SW185MONO | 255 | 40 | 114 | 21 |  | Solar | FIXED | Roof
SRP13144 | CANADIAN SOLAR | CS4C-100 | 235 | 9 | 180 | 10 |  | Solar | FIXED | Roof
SRP13144 | CANADIAN SOLAR | CS4C-100 | 235 | 20 | 180 | 25 |  | Solar | FIXED | Roof
SRP13145 | CANADIAN SOLAR | CS6P-235PX | 235 | 8 | 117 | 31 |  | Solar | FIXED | Roof
SRP13145 | CANADIAN SOLAR | CS6P-235PX | 235 | 9 | 207 | 37 |  | Solar | FIXED | Roof
SRP13147 | CANADIAN SOLAR | CS6P-230 | 235 | 21 | 244 | 25 |  | Solar | FIXED | Roof
SRP13150 | SUNPOWER | SPR-305-WHT-U | 245 | 36 | 197 | 20 |  | Solar | FIXED | Roof
SRP13153 | CANADIAN SOLAR | CS6P-235PX | 235 | 6 | 200 | 21 |  | Solar | FIXED | Roof
SRP13153 | CANADIAN SOLAR | CS6P-235PX | 235 | 17 | 200 | 40 |  | Solar | FIXED | Roof
SRP13154 | CANADIAN SOLAR | CS6P-230 | 235 | 28 | 234 | 24 |  | Solar | FIXED | Roof
SRP13155 | CANADIAN SOLAR | CS6P-230 | 235 | 20 | 222 | 32 |  | Solar | FIXED | Roof
SRP13157 | CANADIAN SOLAR | CS6P-230 | 235 | 10 | 270 | 21 |  | Solar | FIXED | Roof
SRP13157 | CANADIAN SOLAR | CS6P-230 | 235 | 15 | 270 | 21 |  | Solar | FIXED | Roof
SRP13158 | CANADIAN SOLAR | CS6P-230 | 235 | 9 | 153 | 18 |  | Solar | FIXED | Roof
SRP13158 | CANADIAN SOLAR | CS6P-230 | 235 | 6 | 243 | 13 |  | Solar | FIXED | Roof
SRP13158 | CANADIAN SOLAR | CS6P-230 | 235 | 4 | 243 | 16 |  | Solar | FIXED | Roof
SRP13158 | CANADIAN SOLAR | CS6P-230 | 235 | 6 | 243 | 18 |  | Solar | FIXED | Roof
SRP13159 | CANADIAN SOLAR | CS6P-230 | 235 | 9 | 153 | 8 |  | Solar | FIXED | Roof
SRP13159 | CANADIAN SOLAR | CS6P-230 | 235 | 9 | 153 | 21 |  | Solar | FIXED | Roof
SRP13161 | CANADIAN SOLAR | CS6P-235PX | 235 | 18 | 88 | 18 |  | Solar | FIXED | Roof
SRP13161 | CANADIAN SOLAR | CS6P-235PX | 235 | 20 | 268 | 18 |  | Solar | FIXED | Roof
SRP13162 | CANADIAN SOLAR | CS6P-230 | 235 | 25 | 175 | 28 |  | Solar | FIXED | Roof
SRP13163 | CANADIAN SOLAR | CS6P-235PX | 235 | 20 | 168 | 38 |  | Solar | FIXED | Roof
SRP13164 | CANADIAN SOLAR | CS6P-235PX | 235 | 30 | 174 | 20 |  | Solar | FIXED | Roof
SRP13166 | CANADIAN SOLAR | CS6P-235PX | 235 | 12 | 220 | 27 |  | Solar | FIXED | Roof
SRP13167 | EVERGREEN SOLAR | ES-E-210-FC3 | 210 | 240 | 122 | 26 |  | Solar | FIXED | Roof
SRP13168 | SUNPOWER | PL-AP-120L | 327 | 10 | 149 | 32 |  | Solar | FIXED | Roof
SRP13168 | SUNPOWER | PL-AP-120L | 327 | 12 | 170 | 32 |  | Solar | FIXED | Roof
SRP13170 | TRINA SOLAR | TSM-240PD05.10 | 240 | 36 | 147 | 25 |  | Solar | FIXED | Roof
SRP13171 | TRINA SOLAR | TSM-250PA05 | 250 | 12 | 125 | 34 |  | Solar | FIXED | Roof
SRP13172 | CHANGZHOU TRINA SOLAR ENERGY CO | TSM-160D | 240 | 28 | 214 | 18 |  | Solar | FIXED | Roof
SRP13173 | CHANGZHOU TRINA SOLAR ENERGY CO | TSM-185D | 240 | 6 | 151 | 22 |  | Solar | FIXED | Roof
SRP13173 | CHANGZHOU TRINA SOLAR ENERGY CO | TSM-185D | 240 | 18 | 151 | 23 |  | Solar | FIXED | Roof
SRP13174 | TRINA SOLAR | TSM-240PA05 | 240 | 17 | 153 | 13 |  | Solar | FIXED | Roof
SRP13174 | TRINA SOLAR | TSM-240PA05.10 | 240 | 16 | 243 | 22 |  | Solar | FIXED | Roof
SRP13175 | CHANGZHOU TRINA SOLAR ENERGY CO | TSM-160D | 240 | 42 | 111 | 18 |  | Solar | FIXED | Roof
SRP13176 | CHANGZHOU TRINA SOLAR ENERGY CO | TSM-185D | 240 | 33 | 142 | 25 |  | Solar | FIXED | Roof
SRP13177 | CHANGZHOU TRINA SOLAR ENERGY CO | TSM-160D | 240 | 33 | 165 | 25 |  | Solar | FIXED | Roof
SRP13178 | CHANGZHOU TRINA SOLAR ENERGY CO | TSM-185D | 240 | 14 | 229 | 30 |  | Solar | FIXED | Roof
SRP13179 | CHANGZHOU TRINA SOLAR ENERGY CO | TSM-160D | 240 | 35 | 190 | 37 |  | Solar | FIXED | Roof
SRP13180 | TRINA SOLAR | TSM-240PD05.10 | 240 | 41 | 175 | 17 |  | Solar | FIXED | Roof
SRP13181 | CHANGZHOU TRINA SOLAR ENERGY CO | TSM-185D | 240 | 26 | 210 | 25 |  | Solar | FIXED | Roof
SRP13182 | CHANGZHOU TRINA SOLAR ENERGY CO | TSM-185D | 240 | 38 | 175 | 23 |  | Solar | FIXED | Roof
SRP13183 | SHARP | ND-235QCJ | 235 | 8 | 131 | 12 |  | Solar | FIXED | Roof
SRP13183 | SHARP | ND-235QCJ | 235 | 7 | 131 | 35 |  | Solar | FIXED | Roof
SRP13183 | SHARP | ND-235QCJ | 235 | 8 | 131 | 35 |  | Solar | FIXED | Roof
SRP13184 | REC SOLAR | REC245PE (BLK) | 245 | 28 | 193 | 14 |  | Solar | FIXED | Roof
SRP13185 | REC SCANMODULE | SCM230 | 245 | 39 | 251 | 35 |  | Solar | FIXED | Roof
SRP13189 | CHANGZHOU TRINA SOLAR ENERGY CO | TSM-160D | 240 | 40 | 120 | 29 |  | Solar | FIXED | Roof
SRP13192 | TRINA SOLAR | TSM-240PA05.10 | 240 | 7 | 98 | 32 |  | Solar | FIXED | Roof
SRP13192 | TRINA SOLAR | TSM-240PA05.10 | 240 | 26 | 188 | 26 |  | Solar | FIXED | Roof
SRP13193 | CHANGZHOU TRINA SOLAR ENERGY CO | TSM-160D | 240 | 11 | 122 | 17 |  | Solar | FIXED | Roof
SRP13193 | CHANGZHOU TRINA SOLAR ENERGY CO | TSM-160D | 240 | 20 | 212 | 34 |  | Solar | FIXED | Roof
SRP13195 | CHANGZHOU TRINA SOLAR ENERGY CO | TSM-160D | 240 | 8 | 209 | 26 |  | Solar | FIXED | Roof
SRP13195 | CHANGZHOU TRINA SOLAR ENERGY CO | TSM-160D | 240 | 13 | 209 | 26 |  | Solar | FIXED | Roof
SRP13195 | CHANGZHOU TRINA SOLAR ENERGY CO | TSM-160D | 240 | 39 | 209 | 26 |  | Solar | FIXED | Roof
SRP13197 | REC SCANMODULE | SCM205 | 245 | 22 | 168 | 20 |  | Solar | FIXED | Roof
SRP13198 | REC SCANMODULE | SCM230 | 245 | 39 | 133 | 20 |  | Solar | FIXED | Roof
SRP13198 | REC SCANMODULE | SCM230 | 245 | 11 | 134 | 18 |  | Solar | FIXED | Roof
SRP13210 | SUNTECH POWER | STP185S-24/AB-1 | 185 | 6 | 237.8 | 50 |  | Solar | FIXED | Roof
SRP13220 | LG ELECTRONICS SOLAR CELL DIVISION | LG255S1C-G2 | 255 | 20 | 149 | 28 |  | Solar | FIXED | Roof
SRP13221 | CANADIAN SOLAR | CS6P-230 | 235 | 22 | 265 | 19 |  | Solar | FIXED | Roof
SRP13222 | REC SCANMODULE | SCM205 | 245 | 26 | 86 | 24 |  | Solar | FIXED | Roof
SRP13222 | REC SCANMODULE | SCM205 | 245 | 13 | 176 | 18 |  | Solar | FIXED | Roof
SRP13222 | REC SCANMODULE | SCM205 | 245 | 26 | 266 | 24 |  | Solar | FIXED | Roof
SRP13226 | WATTON SOLAR | WTM230P | 230 | 16 | 207 | 32 |  | Solar | FIXED | Roof
SRP13227 | REC SCANMODULE | SCM205 | 245 | 10 | 276 | 10 |  | Solar | FIXED | Roof
SRP13227 | REC SCANMODULE | SCM205 | 245 | 10 | 276 | 30 |  | Solar | FIXED | Roof
SRP13228 | WEBEL SL ENERGY SYSTEMS | W1000-100 | 230 | 16 | 198 | 35 |  | Solar | FIXED | Roof
SRP13230 | REC SCANMODULE | SCM230 | 245 | 28 | 219 | 4 |  | Solar | FIXED | Roof
SRP13239 | SANYO ELECTRIC | HIP-205BA5 | 215 | 46 | 156 | 42 |  | Solar | FIXED | Roof
SRP13254 | TRINA SOLAR | TSM-240PA05 | 240 | 25 | 148 | 20 |  | Solar | FIXED | Roof
SRP13256 | BAODING YINGLI NEW ENERGY RESOURCES CO | YL175(156) | 240 | 5 | 97 | 26 |  | Solar | FIXED | Roof
SRP13256 | BAODING YINGLI NEW ENERGY RESOURCES CO | YL175(156) | 240 | 28 | 187 | 26 |  | Solar | FIXED | Roof
SRP13258 | TRINA SOLAR | TSM-240PD05 | 240 | 30 | 137 | 19 |  | Solar | FIXED | Roof
SRP13260 | CHANGZHOU TRINA SOLAR ENERGY CO | TSM-185D | 240 | 16 | 203 | 23 |  | Solar | FIXED | Roof
SRP13261 | CHANGZHOU TRINA SOLAR ENERGY CO | TSM-185D | 235 | 22 | 183.9 | 32 |  | Solar | FIXED | Roof
SRP13262 | CHANGZHOU TRINA SOLAR ENERGY CO | TSM-185D | 240 | 22 | 107 | 15 |  | Solar | FIXED | Roof
SRP13263 | SUNTECH POWER | STP210S-18/UB-1 | 250 | 44 | 173.5 | 18 |  | Solar | FIXED | Roof
SRP13265 | SUNTECH POWER | STP210S-18/UB-1 | 250 | 18 | 154.2 | 30 |  | Solar | FIXED | Roof
SRP13265 | SUNTECH POWER | STP210S-18/UB-1 | 250 | 21 | 244.2 | 35 |  | Solar | FIXED | Roof
SRP13266 | CANADIAN SOLAR | CS6P-235PX | 235 | 17 | 94 | 20 |  | Solar | FIXED | Roof
SRP13267 | CANADIAN SOLAR | CS6P-230 | 235 | 6 | 170 | 7 |  | Solar | FIXED | Roof
SRP13267 | CANADIAN SOLAR | CS6P-230 | 235 | 6 | 170 | 37 |  | Solar | FIXED | Roof
SRP13269 | CANADIAN SOLAR | CS6P-230 | 235 | 32 | 154 | 20 |  | Solar | FIXED | Roof
SRP13271 | CANADIAN SOLAR | CS6P-230 | 235 | 14 | 238 | 25 |  | Solar | FIXED | Roof
SRP13271 | CANADIAN SOLAR | CS6P-230 | 235 | 15 | 241 | 20 |  | Solar | FIXED | Roof
SRP13273 | CANADIAN SOLAR | CS6P-230 | 235 | 8 | 138 | 18 |  | Solar | FIXED | Roof
SRP13273 | CANADIAN SOLAR | CS6P-230 | 235 | 10 | 230 | 18 |  | Solar | FIXED | Roof
SRP13275 | CANADIAN SOLAR | CS6P-235PX | 235 | 17 | 167 | 42 |  | Solar | FIXED | Roof
SRP13276 | CANADIAN SOLAR | CS6P-230 | 235 | 13 | 144 | 15 |  | Solar | FIXED | Roof
SRP13276 | CANADIAN SOLAR | CS6P-230 | 235 | 19 | 144 | 15 |  | Solar | FIXED | Roof
SRP13277 | CHANGZHOU TRINA SOLAR ENERGY CO | TSM-185D | 245 | 7488 | 180 | 20 |  | Solar | FIXED | Ground
SRP13279 | CHANGZHOU TRINA SOLAR ENERGY CO | TSM-185D | 235 | 5 | 87 | 27 |  | Solar | FIXED | Roof
SRP13279 | CHANGZHOU TRINA SOLAR ENERGY CO | TSM-185D | 235 | 16 | 177 | 27 |  | Solar | FIXED | Roof
SRP13279 | CHANGZHOU TRINA SOLAR ENERGY CO | TSM-185D | 235 | 24 | 267 | 27 |  | Solar | FIXED | Roof
SRP13280 | SUNTECH POWER | STP210S-18/UB-1 | 205 | 14 | 58.5 | 30 |  | Solar | FIXED | Roof
SRP13280 | SUNTECH POWER | STP210S-18/UB-1 | 205 | 14 | 238.5 | 30 |  | Solar | FIXED | Roof
SRP13281 | SUNTECH POWER | STP210S-18/UB-1 | 250 | 17 | 97 | 10 |  | Solar | FIXED | Roof
SRP13281 | SUNTECH POWER | STP210S-18/UB-1 | 250 | 20 | 277 | 10 |  | Solar | FIXED | Roof
SRP13282 | CANADIAN SOLAR | CS6P-230 | 235 | 8 | 149 | 22 |  | Solar | FIXED | Roof
SRP13282 | CANADIAN SOLAR | CS6P-230 | 235 | 8 | 149 | 22 |  | Solar | FIXED | Roof
SRP13282 | CANADIAN SOLAR | CS6P-230 | 235 | 11 | 239 | 18 |  | Solar | FIXED | Roof
SRP13283 | CANADIAN SOLAR | CS6P-235PX | 235 | 30 | 152 | 24 |  | Solar | FIXED | Roof
SRP13284 | CANADIAN SOLAR | CS6P-230 | 235 | 3 | 143 | 24 |  | Solar | FIXED | Roof
SRP13284 | CANADIAN SOLAR | CS6P-230 | 235 | 15 | 143 | 41 |  | Solar | FIXED | Roof
SRP13284 | CANADIAN SOLAR | CS6P-230 | 235 | 7 | 233 | 14 |  | Solar | FIXED | Roof
SRP13287 | CANADIAN SOLAR | CS6P-235PT | 235 | 29 | 151 | 20 |  | Solar | FIXED | Roof
SRP13290 | SOLARWORLD | SW185MONO | 240 | 507 | 159 | 10 |  | Solar | FIXED | Roof
SRP13291 | CANADIAN SOLAR | CS6P-240P | 240 | 18 | 158 | 34 |  | Solar | FIXED | Roof
SRP13292 | BAODING YINGLI NEW ENERGY RESOURCES CO | YL175(156) | 245 | 37 | 160 | 34 |  | Solar | FIXED | Roof
SRP13293 | CHANGZHOU TRINA SOLAR ENERGY CO | TSM-185D | 240 | 12 | 145 | 27 |  | Solar | FIXED | Roof
SRP13293 | CHANGZHOU TRINA SOLAR ENERGY CO | TSM-185D | 240 | 24 | 145 | 27 |  | Solar | FIXED | Roof
SRP13293 | CHANGZHOU TRINA SOLAR ENERGY CO | TSM-185D | 240 | 42 | 234 | 27 |  | Solar | FIXED | Roof
SRP13294 | MATRIX SOLAR/PHOTOWATT | PW1650-175 | 250 | 28 | 140 | 20 |  | Solar | FIXED | Roof
SRP13296 | SUNPOWER |  | 327 | 28 | 246 | 23 |  | Solar | FIXED | Roof
SRP13298 | SUNPOWER | PL-AP-120L | 327 | 39 | 145 | 33 |  | Solar | FIXED | Roof
SRP13299 | NINGBO SOLAR ELECTRIC POWER | TDB125X125-72-P 175W | 230 | 42 | 70 | 30 |  | Solar | FIXED | Roof
SRP13300 | SUNPOWER | SPR-305-WHT-U | 327 | 12 | 138 | 20 |  | Solar | FIXED | Roof
SRP13300 | SUNPOWER | SPR-305-WHT-U | 327 | 18 | 138 | 35 |  | Solar | FIXED | Roof
SRP13301 | CHANGZHOU TRINA SOLAR ENERGY CO | TSM-185D | 245 | 20 | 122 | 23 |  | Solar | FIXED | Roof
SRP13302 | CHANGZHOU TRINA SOLAR ENERGY CO | TSM-185D | 245 | 11 | 149 | 5 |  | Solar | FIXED | Roof
SRP13302 | CHANGZHOU TRINA SOLAR ENERGY CO | TSM-185D | 245 | 13 | 149 | 9 |  | Solar | FIXED | Roof
SRP13305 | YINGLI ENERGY (CHINA) | YL240P-29B | 240 | 26 | 100 | 0 |  | Solar | FIXED | Roof
SRP13307 | TRINA SOLAR | TSM-240PA05 | 240 | 47 | 240 | 35 |  | Solar | FIXED | Roof
SRP13309 | YINGLI ENERGY (CHINA) | YL240P-29B | 240 | 26 | 243 | 29 |  | Solar | FIXED | Roof
SRP13310 | YINGLI ENERGY (CHINA) | YL240P-29B | 240 | 26 | 221 | 32 |  | Solar | FIXED | Roof
SRP13311 | SUNIVA | OPT260-60-4-100 | 260 | 5 | 231 | 18 |  | Solar | FIXED | Roof
SRP13311 | SUNIVA | OPT260-60-4-100 | 260 | 15 | 231 | 39 |  | Solar | FIXED | Roof
SRP13313 | YINGLI ENERGY (CHINA) | YL240P-29B | 240 | 4 | 106 | 28 |  | Solar | FIXED | Roof
SRP13313 | YINGLI ENERGY (CHINA) | YL240P-29B | 240 | 17 | 196 | 28 |  | Solar | FIXED | Roof
SRP13314 | YINGLI ENERGY (CHINA) | YL240P-29B | 240 | 9 | 155 | 7 |  | Solar | FIXED | Roof
SRP13314 | YINGLI ENERGY (CHINA) | YL240P-29B | 240 | 5 | 157 | 26 |  | Solar | FIXED | Roof
SRP13315 | YINGLI ENERGY (CHINA) | YL240P-29B | 240 | 5 | 70 | 25 |  | Solar | FIXED | Roof
SRP13315 | YINGLI ENERGY (CHINA) | YL240P-29B | 240 | 5 | 160 | 27 |  | Solar | FIXED | Roof
SRP13315 | YINGLI ENERGY (CHINA) | YL240P-29B | 240 | 7 | 250 | 25 |  | Solar | FIXED | Roof
SRP13316 | CANADIAN SOLAR | CS6P-235PX | 235 | 20 | 88 | 45 |  | Solar | FIXED | Roof
SRP13316 | CANADIAN SOLAR | CS6P-235PX | 235 | 27 | 179 | 40 |  | Solar | FIXED | Roof
SRP13317 | CANADIAN SOLAR | CS6P-245M | 245 | 7 | 43 | 33 |  | Solar | FIXED | Roof
SRP13317 | CANADIAN SOLAR | CS6P-245M | 245 | 7 | 223 | 33 |  | Solar | FIXED | Roof
SRP13317 | CANADIAN SOLAR | CS6P-245M | 245 | 23 | 223 | 33 |  | Solar | FIXED | Roof
SRP13318 | LG ELECTRONICS SOLAR CELL DIVISION | LG255S1C-G2 | 255 | 26 | 139 | 18 |  | Solar | FIXED | Roof
SRP13318 | LG ELECTRONICS SOLAR CELL DIVISION | LG255S1C-G2 | 255 | 8 | 229 | 17 |  | Solar | FIXED | Roof
SRP13320 | TRINA SOLAR | TSM-250PA05A | 250 | 18 | 200 | 30 |  | Solar | FIXED | Roof
SRP13321 | TRINA SOLAR | TSM-245PA05 | 245 | 36 | 235 | 22 |  | Solar | FIXED | Roof
SRP13322 | SUNPOWER | SPR-315E-WHT-U | 327 | 7 | 90 | 23 |  | Solar | FIXED | Roof
SRP13322 | SUNPOWER | SPR-315E-WHT-U | 327 | 14 | 180 | 0 |  | Solar | FIXED | Roof
SRP13322 | SUNPOWER | SPR-315E-WHT-U | 327 | 24 | 180 | 23 |  | Solar | FIXED | Roof
SRP13322 | SUNPOWER | SPR-315E-WHT-U | 327 | 7 | 270 | 23 |  | Solar | FIXED | Roof
SRP13323 | SUNPOWER | SPR-315E-WHT-U | 327 | 7 | 131 | 37 |  | Solar | FIXED | Roof
SRP13323 | SUNPOWER | SPR-315E-WHT-U | 327 | 28 | 221 | 37 |  | Solar | FIXED | Roof
SRP13325 | CANADIAN SOLAR | CS6P-245M | 245 | 21 | 232 | 22 |  | Solar | FIXED | Roof
SRP13326 | CHANGZHOU TRINA SOLAR ENERGY CO | TSM-185D | 240 | 6 | 132 | 34 |  | Solar | FIXED | Roof
SRP13326 | CHANGZHOU TRINA SOLAR ENERGY CO | TSM-185D | 240 | 6 | 132 | 40 |  | Solar | FIXED | Roof
SRP13326 | CHANGZHOU TRINA SOLAR ENERGY CO | TSM-185D | 240 | 4 | 134 | 28 |  | Solar | FIXED | Roof
SRP13326 | CHANGZHOU TRINA SOLAR ENERGY CO | TSM-185D | 240 | 14 | 222 | 34 |  | Solar | FIXED | Roof
SRP13327 | SOLARWORLD | SW185MONO | 255 | 7 | 116 | 27 |  | Solar | FIXED | Roof
SRP13327 | SOLARWORLD | SW185MONO | 255 | 12 | 221 | 27 |  | Solar | FIXED | Roof
SRP13328 | SUNTECH POWER | STP190-18/UB-1 | 185 | 15 | 112.7 | 34 |  | Solar | FIXED | Roof
SRP13328 | SUNTECH POWER | STP190-18/UB-1 | 185 | 18 | 202.7 | 25 |  | Solar | FIXED | Roof
SRP13329 | KYOCERA SOLAR | KD210GX-LP | 250 | 20 | 208.3 | 15 |  | Solar | FIXED | Roof
SRP13330 | TRINA SOLAR | TSM-240PA05 | 240 | 10 | 170 | 12 |  | Solar | FIXED | Roof
SRP13330 | TRINA SOLAR | TSM-240PA05 | 240 | 8 | 260 | 26 |  | Solar | FIXED | Roof
SRP13331 | CHANGZHOU TRINA SOLAR ENERGY CO | TSM-160D | 240 | 22 | 239 | 18 |  | Solar | FIXED | Roof
SRP13333 | MATRIX SOLAR/PHOTOWATT | PW1650-175 | 235 | 22 | 125 | 34 |  | Solar | FIXED | Roof
SRP13334 | TRINA SOLAR | TSM-250PA05A | 250 | 9 | 193 | 12 |  | Solar | FIXED | Roof
SRP13334 | TRINA SOLAR | TSM-250PA05A | 250 | 5 | 193 | 39 |  | Solar | FIXED | Roof
SRP13334 | TRINA SOLAR | TSM-250PA05A.08 | 250 | 4 | 193 | 39 |  | Solar | FIXED | Roof
SRP13335 | SUNIVA | OPT260-60-4-100 | 260 | 27 | 222 | 40 |  | Solar | FIXED | Roof
SRP13336 | SUNIVA | OPT260-60-4-100 | 260 | 22 | 168 | 19 |  | Solar | FIXED | Roof
SRP13337 | SUNTECH POWER | STP210S-18/UB-1 | 270 | 16 | 190 | 27 |  | Solar | FIXED | Roof
SRP13338 | SHARP | ND-V230A1 | 240 | 11 | 125 | 15 |  | Solar | FIXED | Roof
SRP13338 | SHARP | ND-U230C1 | 240 | 4 | 213 | 20 |  | Solar | FIXED | Roof
SRP13338 | SHARP | ND-U230C1 | 240 | 2 | 213 | 35 |  | Solar | FIXED | Roof
SRP13338 | SHARP | ND-V230A1 | 240 | 8 | 305 | 35 |  | Solar | FIXED | Roof
SRP13339 | CHANGZHOU TRINA SOLAR ENERGY CO | TSM-160D | 235 | 39 | 165.5 | 26 |  | Solar | FIXED | Roof
SRP13340 | SUNTECH POWER | STP150-24/AB-1 | 250 | 4 | 113.5 | 12 |  | Solar | FIXED | Roof
SRP13340 | SUNTECH POWER | STP150-24/AB-1 | 250 | 29 | 113.5 | 15 |  | Solar | FIXED | Roof
SRP13341 | SUNIVA | OPT260-60-4-100 | 260 | 18 | 201 | 45 |  | Solar | FIXED | Roof
SRP13342 | MATRIX SOLAR/PHOTOWATT | PW1650-175 | 255 | 30 | 207.7 | 30 |  | Solar | FIXED | Roof
SRP13343 | YINGLI ENERGY (CHINA) | YL240P-29B | 240 | 24 | 207 | 22 |  | Solar | FIXED | Roof
SRP13345 | CHANGZHOU TRINA SOLAR ENERGY CO | TSM-185D | 240 | 12 | 158 | 32 |  | Solar | FIXED | Roof
SRP13345 | CHANGZHOU TRINA SOLAR ENERGY CO | TSM-185D | 240 | 38 | 158 | 32 |  | Solar | FIXED | Roof
SRP13346 | CHANGZHOU TRINA SOLAR ENERGY CO | TSM-185D | 245 | 12 | 150 | 18 |  | Solar | FIXED | Roof
SRP13346 | CHANGZHOU TRINA SOLAR ENERGY CO | TSM-185D | 245 | 4 | 240 | 18 |  | Solar | FIXED | Roof
SRP13346 | CHANGZHOU TRINA SOLAR ENERGY CO | TSM-185D | 245 | 4 | 240 | 19 |  | Solar | FIXED | Roof
SRP13348 | TRINA SOLAR | TSM-240PA05 | 240 | 16 | 92 | 30 |  | Solar | FIXED | Roof
SRP13349 | YINGLI ENERGY (CHINA) | YL240P-29B | 240 | 14 | 123 | 40 |  | Solar | FIXED | Roof
SRP13349 | YINGLI ENERGY (CHINA) | YL240P-29B | 240 | 14 | 303 | 40 |  | Solar | FIXED | Roof
SRP13350 | SUNIVA | OPT260-60-4-100 | 260 | 12 | 126 | 18 |  | Solar | FIXED | Roof
SRP13351 | SUNPOWER | PL-AP-120L | 327 | 12 | 124 | 45 |  | Solar | FIXED | Roof
SRP13351 | SUNPOWER | PL-AP-120L | 327 | 12 | 214 | 38 |  | Solar | FIXED | Roof
SRP13352 | TRINA SOLAR | TSM-240PA05.08 | 240 | 6 | 88 | 21 |  | Solar | FIXED | Roof
SRP13352 | TRINA SOLAR | TSM-240PD05.10 | 240 | 10 | 88 | 26 |  | Solar | FIXED | Roof
SRP13352 | TRINA SOLAR | TSM-240DA05 | 240 | 20 | 178 | 30 |  | Solar | FIXED | Roof
SRP13353 | YINGLI ENERGY (CHINA) | YL240P-29B | 240 | 11 | 163 | 24 |  | Solar | FIXED | Roof
SRP13353 | YINGLI ENERGY (CHINA) | YL240P-29B | 240 | 22 | 252 | 24 |  | Solar | FIXED | Roof
SRP13354 | YINGLI ENERGY (CHINA) | YL240P-29B | 240 | 8 | 55 | 22 |  | Solar | FIXED | Roof
SRP13354 | YINGLI ENERGY (CHINA) | YL240P-29B | 240 | 11 | 245 | 16 |  | Solar | FIXED | Roof
SRP13354 | YINGLI ENERGY (CHINA) | YL240P-29B | 240 | 6 | 245 | 30 |  | Solar | FIXED | Roof
SRP13355 | CHANGZHOU TRINA SOLAR ENERGY CO | TSM-160D | 235 | 6 | 104.6 | 30 |  | Solar | FIXED | Roof
SRP13355 | CHANGZHOU TRINA SOLAR ENERGY CO | TSM-160D | 235 | 8 | 194.6 | 20 |  | Solar | FIXED | Roof
SRP13355 | CHANGZHOU TRINA SOLAR ENERGY CO | TSM-160D | 235 | 18 | 194.6 | 32 |  | Solar | FIXED | Roof
SRP13356 | SUNTECH POWER | STP150-24/AB-1 | 250 | 20 | 191 | 20 |  | Solar | FIXED | Roof
SRP13357 | YINGLI ENERGY (CHINA) | YL240P-29B | 240 | 33 | 197 | 32 |  | Solar | FIXED | Roof
SRP13358 | SUNTECH POWER | STP160-24/AB-1 | 250 | 17 | 172.1 | 20 |  | Solar | FIXED | Roof
SRP13359 | YINGLI ENERGY (CHINA) | YL240P-29B | 240 | 18 | 152 | 32 |  | Solar | FIXED | Roof
SRP13360 | TRINA SOLAR | TSM-240PA05 | 240 | 11 | 137 | 22 |  | Solar | FIXED | Roof
SRP13361 | SUNTECH POWER | STP210S-18/UB-1 | 285 | 30 | 198 | 0 |  | Solar | FIXED | Roof
SRP13361 | SUNTECH POWER | STP190S-18/UB-1 | 180 | 25 | 198 | 35 |  | Solar | FIXED | Roof
SRP13362 | SUNTECH POWER | STP150-24/AB-1 | 250 | 34 | 210 | 32 |  | Solar | FIXED | Roof
SRP13363 | SUNTECH POWER | STP150S-24/AB-1 | 250 | 48 | 199.5 | 35 |  | Solar | FIXED | Roof
SRP13364 | SUNTECH POWER | STP150-24/AB-1 | 250 | 20 | 132.9 | 35 |  | Solar | FIXED | Roof
SRP13365 | TRINA SOLAR | TSM-250PA05 | 250 | 18 | 191 | 26 |  | Solar | FIXED | Roof
SRP13366 | ET SOLAR INDUSTRY | ET-P654180 | 240 | 20 | 76 | 45 |  | Solar | FIXED | Roof
SRP13366 | ET SOLAR INDUSTRY | ET-P654180 | 240 | 24 | 166 | 40 |  | Solar | FIXED | Roof
SRP13366 | ET SOLAR INDUSTRY | ET-P654180 | 240 | 10 | 256 | 45 |  | Solar | FIXED | Roof
SRP13369 | BAODING YINGLI NEW ENERGY RESOURCES CO | 110(17)P1447X663 | 240 | 144 | 202 | 5 |  | Solar | FIXED | Roof
SRP13370 | SUNTECH POWER | STP150-24/AB-1 | 250 | 49 | 137 | 35 |  | Solar | FIXED | Roof
SRP13371 | SUNTECH POWER | STP150-24/AB-1 | 250 | 9 | 157.8 | 35 |  | Solar | FIXED | Roof
SRP13371 | SUNTECH POWER | STP150-24/AB-1 | 250 | 10 | 247.8 | 35 |  | Solar | FIXED | Roof
SRP13372 | TRINA SOLAR | TSM-245PA05 | 245 | 46 | 229 | 30 |  | Solar | FIXED | Roof
SRP13374 | SUNTECH POWER | STP150-24/AB-1 | 250 | 29 | 181.7 | 25 |  | Solar | FIXED | Roof
SRP13375 | SUNTECH POWER | STP150-24/AB-1 | 250 | 22 | 131.5 | 25 |  | Solar | FIXED | Roof
SRP13375 | SUNTECH POWER | STP150-24/AB-1 | 250 | 14 | 221.5 | 33 |  | Solar | FIXED | Roof
SRP13376 | SUNPOWER | SPR-245NE-WHT-D | 245 | 14 | 144 | 40 |  | Solar | FIXED | Roof
SRP13376 | SUNPOWER | SPR-230-WHT-U | 245 | 26 | 234 | 31 |  | Solar | FIXED | Roof
SRP13376 | SUNPOWER | SPR-245NE-WHT-D | 245 | 4 | 234 | 40 |  | Solar | FIXED | Roof
SRP13377 | CANADIAN SOLAR | CS6P-230 | 235 | 8 | 156 | 24 |  | Solar | FIXED | Roof
SRP13377 | CANADIAN SOLAR | CS6P-230 | 235 | 8 | 246 | 24 |  | Solar | FIXED | Roof
SRP13378 | CHANGZHOU TRINA SOLAR ENERGY CO | TSM-160D | 235 | 24 | 189.1 | 30 |  | Solar | FIXED | Roof
SRP13383 | LG ELECTRONICS SOLAR CELL DIVISION | LG260S1C-G2 | 260 | 33 | 100 | 27 |  | Solar | FIXED | Roof
SRP13383 | LG ELECTRONICS SOLAR CELL DIVISION | LG260S1C-G2 | 260 | 10 | 280 | 27 |  | Solar | FIXED | Roof
SRP13384 | CONERGY AG | S 175MU | 240 | 24 | 132 | 28 |  | Solar | FIXED | Roof
SRP13385 | SOLARWORLD | SW250 MONO | 250 | 8 | 207 | 20 |  | Solar | FIXED | Roof
SRP13386 | MATRIX SOLAR/PHOTOWATT | PW1000-100 | 250 | 20 | 171 | 25 |  | Solar | FIXED | Roof
SRP13386 | MATRIX SOLAR/PHOTOWATT | PW1000-100 | 250 | 8 | 261 | 25 |  | Solar | FIXED | Roof
SRP13387 | CANADIAN SOLAR | CS6P-230 | 245 | 41 | 151 | 30 |  | Solar | FIXED | Roof
SRP13388 | CHANGZHOU TRINA SOLAR ENERGY CO | TSM-160D | 245 | 19 | 100 | 33 |  | Solar | FIXED | Roof
SRP13388 | CHANGZHOU TRINA SOLAR ENERGY CO | TSM-160D | 245 | 5 | 190 | 39 |  | Solar | FIXED | Roof
SRP13388 | CHANGZHOU TRINA SOLAR ENERGY CO | TSM-160D | 245 | 8 | 190 | 42 |  | Solar | FIXED | Roof
SRP13389 | SILIKEN MANUFACTURING USA | SLK60P6L 212 WP | 250 | 12 | 111 | 30 |  | Solar | FIXED | Roof
SRP13389 | SILIKEN MANUFACTURING USA | SLK60P6L 212 WP | 250 | 8 | 201 | 30 |  | Solar | FIXED | Roof
SRP13389 | SILIKEN MANUFACTURING USA | SLK60P6L 212 WP | 250 | 9 | 201 | 30 |  | Solar | FIXED | Roof
SRP13389 | SILIKEN MANUFACTURING USA | SLK60P6L 212 WP | 250 | 26 | 201 | 30 |  | Solar | FIXED | Roof
SRP13390 | ET SOLAR INDUSTRY | ET-A-M660240B | 240 | 13 | 66 | 17 |  | Solar | FIXED | Roof
SRP13390 | ET SOLAR INDUSTRY | ET-A-M660240B | 240 | 13 | 156 | 17 |  | Solar | FIXED | Roof
SRP13390 | ET SOLAR INDUSTRY | ET-A-M660240B | 240 | 13 | 246 | 17 |  | Solar | FIXED | Roof
SRP13391 | MATRIX SOLAR/PHOTOWATT | PW1650-175 | 255 | 16 | 168 | 14 |  | Solar | FIXED | Roof
SRP13392 | MATRIX SOLAR/PHOTOWATT | PW1650-175 | 255 | 23 | 185 | 34 |  | Solar | FIXED | Roof
SRP13393 | CHANGZHOU TRINA SOLAR ENERGY CO | TSM-160D | 250 | 15 | 180 | 28 |  | Solar | FIXED | Roof
SRP13394 | CHANGZHOU TRINA SOLAR ENERGY CO | TSM-160D | 250 | 13 | 120 | 38 |  | Solar | FIXED | Roof
SRP13394 | CHANGZHOU TRINA SOLAR ENERGY CO | TSM-160D | 250 | 12 | 121 | 12 |  | Solar | FIXED | Roof
SRP13395 | MATRIX SOLAR/PHOTOWATT | PW1650-175 | 245 | 24 | 110 | 20 |  | Solar | FIXED | Roof
SRP13395 | MATRIX SOLAR/PHOTOWATT | PW1650-175 | 245 | 12 | 195 | 20 |  | Solar | FIXED | Roof
SRP13396 | MATRIX SOLAR/PHOTOWATT | PW1650-175 | 255 | 20 | 192 | 30 |  | Solar | FIXED | Roof
SRP13397 | CHANGZHOU TRINA SOLAR ENERGY CO | TSM-160D | 250 | 16 | 180 | 10 |  | Solar | FIXED | Roof
SRP13398 | CHANGZHOU TRINA SOLAR ENERGY CO | TSM-160D | 250 | 9 | 126 | 22 |  | Solar | FIXED | Roof
SRP13398 | CHANGZHOU TRINA SOLAR ENERGY CO | TSM-160D | 250 | 8 | 216 | 32 |  | Solar | FIXED | Roof
SRP13399 | SUNPOWER | T5-SPR-327 | 327 | 6 | 98 | 20 |  | Solar | FIXED | Roof
SRP13399 | SUNPOWER | T5-SPR-327 | 327 | 24 | 188 | 24 |  | Solar | FIXED | Roof
SRP13400 | SUNTECH POWER | STP150-24/AB-1 | 205 | 50 | 118.1 | 25 |  | Solar | FIXED | Roof
SRP13401 | CANADIAN SOLAR | CS6P-230 | 235 | 15 | 170 | 38 |  | Solar | FIXED | Roof
SRP13402 | MATRIX SOLAR/PHOTOWATT | PW1650-175 | 250 | 14 | 176.4 | 34 |  | Solar | FIXED | Roof
SRP13404 | KYOCERA SOLAR | KC120-1 | 215 | 38 | 186 | 26 |  | Solar | FIXED | Roof
SRP13405 | LG ELECTRONICS SOLAR CELL DIVISION | LG260S1C-G3 | 260 | 4 | 130 | 11 |  | Solar | FIXED | Roof
SRP13405 | LG ELECTRONICS SOLAR CELL DIVISION | LG260S1C-G2 | 260 | 28 | 130 | 20 |  | Solar | FIXED | Roof
SRP13405 | LG ELECTRONICS SOLAR CELL DIVISION | LG260S1C-G3 | 260 | 12 | 130 | 20 |  | Solar | FIXED | Roof
SRP13407 | TRINA SOLAR | TSM-250PA05 | 250 | 20 | 211 | 34 |  | Solar | FIXED | Roof
SRP13408 | MATRIX SOLAR/PHOTOWATT | PW1000-100 | 255 | 19 | 139 | 17 |  | Solar | FIXED | Roof
SRP13409 | SUNTECH POWER | STP210S-18/UB-1 | 250 | 36 | 94 | 20 |  | Solar | FIXED | Roof
SRP13412 | SUNTECH POWER | STP150-24/AB-1 | 250 | 8 | 170 | 10 |  | Solar | FIXED | Roof
SRP13412 | SUNTECH POWER | STP150-24/AB-1 | 250 | 20 | 170 | 25 |  | Solar | FIXED | Roof
SRP13413 | CANADIAN SOLAR | CS6P-230 | 235 | 16 | 115 | 37 |  | Solar | FIXED | Roof
SRP13415 | SILIKEN MANUFACTURING USA | SLK60P6L 212 WP | 245 | 86 | 173 | 10 |  | Solar | FIXED | Roof
SRP13416 | CANADIAN SOLAR | CS6P-230 | 235 | 9 | 242 | 22 |  | Solar | FIXED | Roof
SRP13416 | CANADIAN SOLAR | CS6P-230 | 235 | 12 | 242 | 22 |  | Solar | FIXED | Roof
SRP13417 | SUNTECH POWER | STP150-24/AB-1 | 250 | 20 | 206.5 | 25 |  | Solar | FIXED | Roof
SRP13418 | SUNTECH POWER | STP150-24/AB-1 | 250 | 16 | 91.2 | 30 |  | Solar | FIXED | Roof
SRP13418 | SUNTECH POWER | STP150-24/AB-1 | 250 | 20 | 181.2 | 30 |  | Solar | FIXED | Roof
SRP13419 | SUNTECH POWER | STP150-24/AB-1 | 250 | 9 | 172.2 | 19 |  | Solar | FIXED | Roof
SRP13419 | SUNTECH POWER | STP150-24/AB-1 | 250 | 14 | 262.2 | 18 |  | Solar | FIXED | Roof
SRP13420 | SUNTECH POWER | STP150-24/AB-1 | 250 | 8 | 97.7 | 32 |  | Solar | FIXED | Roof
SRP13420 | SUNTECH POWER | STP150-24/AB-1 | 250 | 30 | 187.7 | 25 |  | Solar | FIXED | Roof
SRP13421 | CANADIAN SOLAR | CS6P-235PX | 235 | 17 | 109 | 16 |  | Solar | FIXED | Roof
SRP13421 | CANADIAN SOLAR | CS6P-235PX | 235 | 6 | 109 | 38 |  | Solar | FIXED | Roof
SRP13422 | SUNTECH POWER | STP150-24/AB-1 | 250 | 24 | 225 | 26 |  | Solar | FIXED | Roof
SRP13423 | CANADIAN SOLAR | CS6P-230 | 235 | 16 | 115 | 20 |  | Solar | FIXED | Roof
SRP13423 | CANADIAN SOLAR | CS6P-230 | 235 | 5 | 294 | 20 |  | Solar | FIXED | Roof
SRP13424 | SUNTECH POWER | STP250-20/WDB | 250 | 42 | 262 | 25 |  | Solar | FIXED | Roof
SRP13425 | CHANGZHOU TRINA SOLAR ENERGY CO | TSM-185D | 240 | 32 | 178 | 35 |  | Solar | FIXED | Roof
SRP13426 | SUNTECH POWER | STP210S-18/UB-1 | 250 | 24 | 83.5 | 20 |  | Solar | FIXED | Roof
SRP13426 | SUNTECH POWER | STP210S-18/UB-1 | 250 | 14 | 173.5 | 20 |  | Solar | FIXED | Roof
SRP13429 | SUNTECH POWER | STP200UB | 250 | 11 | 175.9 | 40 |  | Solar | FIXED | Roof
SRP13429 | SUNTECH POWER | STP200UB | 250 | 36 | 265.9 | 40 |  | Solar | FIXED | Roof
SRP13430 | AUXIN SOLAR | AXN-95W/12V | 240 | 16 | 206 | 25 |  | Solar | FIXED | Roof
SRP13431 | ISOFOTON | I-100/12 | 245 | 6 | 105 | 45 |  | Solar | FIXED | Roof
SRP13431 | ISOFOTON | I-100/12 | 245 | 23 | 195 | 45 |  | Solar | FIXED | Roof
SRP13433 | SUNTECH POWER | STP200UB | 250 | 50 | 219.5 | 35 |  | Solar | FIXED | Roof
SRP13434 | CANADIAN SOLAR | CS4C-100 | 235 | 7 | 94 | 20 |  | Solar | FIXED | Roof
SRP13434 | CANADIAN SOLAR | CS4C-100 | 235 | 8 | 274 | 20 |  | Solar | FIXED | Roof
SRP13434 | CANADIAN SOLAR | CS4C-100 | 235 | 19 | 274 | 20 |  | Solar | FIXED | Roof
SRP13435 | REC SCANMODULE | SCM230 | 245 | 24 | 111 | 30 |  | Solar | FIXED | Roof
SRP13435 | REC SCANMODULE | SCM230 | 245 | 12 | 201 | 20 |  | Solar | FIXED | Roof
SRP13437 | CANADIAN SOLAR | CS4C-100 | 235 | 24 | 84 | 14 |  | Solar | FIXED | Roof
SRP13437 | CANADIAN SOLAR | CS4C-100 | 235 | 16 | 264 | 14 |  | Solar | FIXED | Roof
SRP13438 | CHANGZHOU TRINA SOLAR ENERGY CO | TSM-185D | 235 | 20 | 206.5 | 30 |  | Solar | FIXED | Roof
SRP13439 | CANADIAN SOLAR | CS6P-235PX | 235 | 15 | 143 | 30 |  | Solar | FIXED | Roof
SRP13439 | CANADIAN SOLAR | CS6P-235PX | 235 | 2 | 233 | 36 |  | Solar | FIXED | Roof
SRP13439 | CANADIAN SOLAR | CS6P-235PX | 235 | 2 | 233 | 36 |  | Solar | FIXED | Roof
SRP13441 | CHANGZHOU TRINA SOLAR ENERGY CO | TSM-185D | 240 | 18 | 198.1 | 15 |  | Solar | FIXED | Roof
SRP13442 | SUNPOWER | SPR-327NE-WHT-D | 327 | 16 | 250 | 32 |  | Solar | FIXED | Roof
SRP13444 | SUNTECH POWER | STP210-18/UB-1 | 250 | 30 | 199 | 25 |  | Solar | FIXED | Roof
SRP13445 | SUNTECH POWER | STP210S-18/UB-1 | 250 | 10 | 114 | 18 |  | Solar | FIXED | Roof
SRP13445 | SUNTECH POWER | STP210S-18/UB-1 | 250 | 14 | 204 | 18 |  | Solar | FIXED | Roof
SRP13446 | SOLARWORLD | SW250 MONO BLACK | 250 | 7 | 115 | 19.4 |  | Solar | FIXED | Roof
SRP13446 | SOLARWORLD | SW250 MONO BLACK | 250 | 15 | 205 | 18.4 |  | Solar | FIXED | Roof
SRP13447 | SOLARWORLD | SW250 MONO BLACK | 250 | 10 | 112 | 34 |  | Solar | FIXED | Roof
SRP13447 | SOLARWORLD | SW250 MONO BLACK | 250 | 30 | 202 | 34 |  | Solar | FIXED | Roof
SRP13449 | YINGLI ENERGY (CHINA) | YL240P-29B | 240 | 19 | 125 | 20 |  | Solar | FIXED | Roof
SRP13450 | CANADIAN SOLAR | CS6P-240M | 240 | 31 | 165 | 30 |  | Solar | FIXED | Roof
SRP13453 | SHARP | ND-224UC1 | 235 | 26 | 123 | 30 |  | Solar | FIXED | Roof
SRP13453 | SHARP | ND-224UC1 | 235 | 14 | 213 | 32 |  | Solar | FIXED | Roof
SRP13454 | SUNTECH POWER | STP210S-18/UB-1 | 205 | 7 | 174.1 | 10 |  | Solar | FIXED | Roof
SRP13454 | SUNTECH POWER | STP210S-18/UB-1 | 205 | 5 | 174.1 | 25 |  | Solar | FIXED | Roof
SRP13454 | SUNTECH POWER | STP210S-18/UB-1 | 205 | 20 | 174.1 | 32 |  | Solar | FIXED | Roof
SRP13455 | LIGHT WAY GREEN NEW ENERGY | LW240(29)P1650X990 | 245 | 22 | 124 | 28 |  | Solar | FIXED | Roof
SRP13456 | SUNPOWER | SPR-327NE-WHT-D | 327 | 30 | 253 | 30 |  | Solar | FIXED | Roof
SRP13457 | YINGLI ENERGY (CHINA) | YL240P-29B | 240 | 18 | 187 | 18 |  | Solar | FIXED | Roof
SRP13458 | KYOCERA SOLAR | KD220GX-LFBS | 220 | 26 | 187 | 32 |  | Solar | FIXED | Roof
SRP13459 | TRINA SOLAR | TSM-240PA05 | 240 | 48 | 264 | 32 |  | Solar | FIXED | Roof
SRP13462 | SUNTECH POWER | STP250S-20/WDB | 250 | 34 | 145 | 34 |  | Solar | FIXED | Roof
SRP13462 | SUNTECH POWER | STP250S-20/WDB | 250 | 11 | 235 | 34 |  | Solar | FIXED | Roof
SRP13463 | CANADIAN SOLAR | CS6P-230 | 235 | 16 | 84 | 36 |  | Solar | FIXED | Roof
SRP13463 | CANADIAN SOLAR | CS6P-230 | 235 | 15 | 264 | 36 |  | Solar | FIXED | Roof
SRP13464 | YINGLI ENERGY (CHINA) | YL240P-29B | 240 | 21 | 152 | 33 |  | Solar | FIXED | Roof
SRP13465 | SUNIVA | OPT260-60-4-100 | 260 | 39 | 262 | 28 |  | Solar | FIXED | Roof
SRP13466 | TRINA SOLAR | TSM-240PA05.08 | 240 | 18 | 150 | 15 |  | Solar | FIXED | Roof
SRP13466 | TRINA SOLAR | TSM-240PA05.08 | 240 | 14 | 242 | 45 |  | Solar | FIXED | Roof
SRP13466 | TRINA SOLAR | TSM-240PA05.08 | 240 | 20 | 244 | 33 |  | Solar | FIXED | Roof
SRP13467 | BAODING YINGLI NEW ENERGY RESOURCES CO | YL175(156) | 240 | 67 | 260 | 31 |  | Solar | FIXED | Roof
SRP13468 | BAODING YINGLI NEW ENERGY RESOURCES CO | YL175(156) | 240 | 27 | 157 | 21 |  | Solar | FIXED | Roof
SRP13469 | YINGLI ENERGY (CHINA) | YL240P-29B | 240 | 28 | 125 | 37 |  | Solar | FIXED | Roof
SRP13470 | TRINA SOLAR | TSM-240PA05 | 240 | 20 | 130 | 22 |  | Solar | FIXED | Roof
SRP13470 | TRINA SOLAR | TSM-240PA05 | 240 | 27 | 220 | 22 |  | Solar | FIXED | Roof
SRP13471 | BAODING YINGLI NEW ENERGY RESOURCES CO | YL175(156) | 240 | 36 | 121 | 25 |  | Solar | FIXED | Roof
SRP13472 | BAODING YINGLI NEW ENERGY RESOURCES CO | YL175(156) | 240 | 20 | 152 | 22 |  | Solar | FIXED | Roof
SRP13472 | BAODING YINGLI NEW ENERGY RESOURCES CO | YL175(156) | 240 | 21 | 242 | 20 |  | Solar | FIXED | Roof
SRP13474 | YINGLI ENERGY (CHINA) | YL240P-29B | 240 | 12 | 140 | 22 |  | Solar | FIXED | Roof
SRP13476 | MATRIX SOLAR/PHOTOWATT | PW1000-100 | 260 | 57 | 180 | 30 |  | Solar | FIXED | Ground
SRP13477 | BP SOLAR | BP3215B | 215 | 22 | 145 | 18 |  | Solar | FIXED | Roof
SRP13480 | CANADIAN SOLAR | CS6P-230 | 235 | 17 | 126 | 25 |  | Solar | FIXED | Roof
SRP13480 | CANADIAN SOLAR | CS6P-230 | 235 | 8 | 127 | 7 |  | Solar | FIXED | Roof
SRP13481 | YINGLI ENERGY (CHINA) | YL240P-29B | 240 | 15 | 138 | 26 |  | Solar | FIXED | Roof
SRP13482 | BAODING YINGLI NEW ENERGY RESOURCES CO | YL175(156) | 240 | 16 | 173 | 14 |  | Solar | FIXED | Roof
SRP13482 | BAODING YINGLI NEW ENERGY RESOURCES CO | YL175(156) | 240 | 8 | 263 | 19 |  | Solar | FIXED | Roof
SRP13483 | LG ELECTRONICS SOLAR CELL DIVISION | LG260S1C-G2 | 260 | 37 | 178 | 30 |  | Solar | FIXED | Roof
SRP13484 | BAODING YINGLI NEW ENERGY RESOURCES CO | 110(17)P1447X663 | 240 | 28 | 120 | 32 |  | Solar | FIXED | Roof
SRP13485 | CANADIAN SOLAR | CS6P-230 | 235 | 11 | 96 | 21 |  | Solar | FIXED | Roof
SRP13485 | CANADIAN SOLAR | CS6P-230 | 235 | 12 | 96 | 21 |  | Solar | FIXED | Roof
SRP13485 | CANADIAN SOLAR | CS6P-230 | 235 | 15 | 276 | 21 |  | Solar | FIXED | Roof
SRP13486 | TRINA SOLAR | TSM-240DA05 | 240 | 16 | 113 | 19 |  | Solar | FIXED | Roof
SRP13486 | TRINA SOLAR | TSM-240DA05 | 240 | 12 | 203 | 21 |  | Solar | FIXED | Roof
SRP13488 | CANADIAN SOLAR | CS6P-245MX | 245 | 16 | 152 | 18 |  | Solar | FIXED | Roof
SRP13489 | SUNPOWER | SPR-327NE-WHT-D | 327 | 48 | 219 | 22 |  | Solar | FIXED | Roof
SRP13490 | TRINA SOLAR | TSM-240PA05 | 240 | 30 | 203 | 26 |  | Solar | FIXED | Roof
SRP13491 | SUNPOWER | SPR-315E-WHT-U | 327 | 35 | 128 | 18 |  | Solar | FIXED | Roof
SRP13492 | SUNPOWER | SPR-245NE-WHT-D | 245 | 27 | 181 | 18 |  | Solar | FIXED | Roof
SRP13493 | SUNTECH POWER | STP205-18/UD | 205 | 24 | 100 | 40 |  | Solar | FIXED | Roof
SRP13495 | BAODING YINGLI NEW ENERGY RESOURCES CO | YL175(156) | 240 | 26 | 157 | 30 |  | Solar | FIXED | Roof
SRP13496 | BAODING YINGLI NEW ENERGY RESOURCES CO | YL175(156) | 240 | 24 | 120 | 30 |  | Solar | FIXED | Roof
SRP13497 | SUNIVA | OPT260-60-4-100 | 260 | 30 | 250 | 19 |  | Solar | FIXED | Roof
SRP13498 | YINGLI ENERGY (CHINA) | YL240P-29B | 240 | 5 | 162 | 20 |  | Solar | FIXED | Roof
SRP13498 | YINGLI ENERGY (CHINA) | YL240P-29B | 240 | 27 | 162 | 32 |  | Solar | FIXED | Roof
SRP13498 | YINGLI ENERGY (CHINA) | YL240P-29B | 240 | 6 | 252 | 32 |  | Solar | FIXED | Roof
SRP13499 | BAODING YINGLI NEW ENERGY RESOURCES CO | YL175(156) | 240 | 18 | 178 | 26 |  | Solar | FIXED | Roof
SRP13500 | YINGLI ENERGY (CHINA) | YL240P-29B | 240 | 25 | 156 | 22 |  | Solar | FIXED | Roof
SRP13501 | CHANGZHOU TRINA SOLAR ENERGY CO | TSM-185D | 240 | 13 | 115 | 12 |  | Solar | FIXED | Roof
SRP13501 | CHANGZHOU TRINA SOLAR ENERGY CO | TSM-185D | 240 | 9 | 205 | 12 |  | Solar | FIXED | Roof
SRP13502 | CHANGZHOU TRINA SOLAR ENERGY CO | TSM-160D | 240 | 33 | 238 | 24 |  | Solar | FIXED | Roof
SRP13503 | SUNPOWER | SPR-327NE-WHT-D | 327 | 20 | 188 | 31 |  | Solar | FIXED | Roof
SRP13505 | CHANGZHOU TRINA SOLAR ENERGY CO | TSM-185D | 235 | 28 | 124.9 | 18 |  | Solar | FIXED | Roof
SRP13506 | SUNIVA | OPT260-60-4-100 | 260 | 23 | 228 | 20 |  | Solar | FIXED | Roof
SRP13507 | KYOCERA SOLAR | KD210GX-LP | 220 | 28 | 173 | 32 |  | Solar | FIXED | Roof
SRP13508 | TRINA SOLAR | TSM-240PA05 | 240 | 4 | 171 | 23 |  | Solar | FIXED | Roof
SRP13508 | TRINA SOLAR | TSM-240PA05 | 240 | 30 | 171 | 27 |  | Solar | FIXED | Roof
SRP13509 | TRINA SOLAR | TSM-240PA05.10 | 240 | 28 | 167 | 21 |  | Solar | FIXED | Roof
SRP13510 | TRINA SOLAR | TSM-240PA05 | 240 | 18 | 254 | 23 |  | Solar | FIXED | Roof
SRP13511 | TRINA SOLAR | TSM-240PA05 | 240 | 20 | 44 | 38 |  | Solar | FIXED | Roof
SRP13511 | TRINA SOLAR | TSM-240PA05 | 240 | 15 | 224 | 38 |  | Solar | FIXED | Roof
SRP13513 | SHARP | ND-224U2 | 235 | 60 | 256 | 37 |  | Solar | FIXED | Roof
SRP13514 | SUNPOWER | SPR-230-WHT-U | 327 | 49 | 200 | 28 |  | Solar | FIXED | Roof
SRP13516 | YINGLI ENERGY (CHINA) | YL240P-29B | 240 | 15 | 205 | 30 |  | Solar | FIXED | Roof
SRP13517 | MITSUBISHI ELECTRIC | PV-UD195MF5 | 235 | 26 | 130 | 22 |  | Solar | FIXED | Roof
SRP13520 | KYOCERA SOLAR | KD210GX-LP | 220 | 23 | 247 | 21 |  | Solar | FIXED | Roof
SRP13521 | EVERGREEN SOLAR |  | 210 | 36 | 177 | 26 |  | Solar | FIXED | Roof
SRP13522 | KYOCERA SOLAR | KD220GX-LFBS | 220 | 36 | 158 | 35 |  | Solar | FIXED | Roof
SRP13525 | MATRIX SOLAR/PHOTOWATT | PW1650-175 | 250 | 48 | 157 | 24 |  | Solar | FIXED | Roof
SRP13526 | TRINA SOLAR | TSM-240PA05 | 240 | 24 | 227 | 26 |  | Solar | FIXED | Roof
SRP13526 | TRINA SOLAR | TSM-240PA05 | 240 | 44 | 227 | 26 |  | Solar | FIXED | Roof
SRP13527 | SHARP | ND-U230C1 | 235 | 33 | 161 | 33 |  | Solar | FIXED | Roof
SRP13528 | TRINA SOLAR | TSM-290PD14 | 290 | 2178 | 179 | 30 |  | Solar | FIXED | Ground
SRP13529 | YINGLI ENERGY (CHINA) | YL240P-29B | 240 | 30 | 172 | 19 |  | Solar | FIXED | Roof
SRP13530 | SUNTECH POWER | STP150-24/AB-1 | 250 | 18 | 138.3 | 25 |  | Solar | FIXED | Roof
SRP13531 | SUNTECH POWER | STP150-24/AB-1 | 250 | 8 | 134 | 20 |  | Solar | FIXED | Roof
SRP13531 | SUNTECH POWER | STP210S-18/UB-1 | 250 | 20 | 134 | 20 |  | Solar | FIXED | Roof
SRP13532 | SUNTECH POWER | STP150-24/AB-1 | 250 | 45 | 221.5 | 20 |  | Solar | FIXED | Roof
SRP13533 | CHANGZHOU TRINA SOLAR ENERGY CO | TSM-160D | 235 | 22 | 164 | 32 |  | Solar | FIXED | Roof
SRP13534 | CHANGZHOU TRINA SOLAR ENERGY CO | TSM-185D | 235 | 30 | 222 | 30 |  | Solar | FIXED | Roof
SRP13535 | BAODING YINGLI NEW ENERGY RESOURCES CO | 110(17)P1447X663 | 240 | 18 | 245 | 18 |  | Solar | FIXED | Roof
SRP13536 | KYOCERA SOLAR | KD220GX-LFBS | 220 | 36 | 187 | 23 |  | Solar | FIXED | Roof
SRP13538 | YINGLI ENERGY (CHINA) | YL240P-29B | 240 | 29 | 107 | 22 |  | Solar | FIXED | Roof
SRP13539 | YINGLI ENERGY (CHINA) | YL240P-29B | 240 | 15 | 38 | 5 |  | Solar | FIXED | Roof
SRP13540 | YINGLI ENERGY (CHINA) | YL240P-29B | 240 | 26 | 165 | 36 |  | Solar | FIXED | Roof
SRP13541 | EVERGREEN SOLAR |  | 210 | 20 | 238 | 21 |  | Solar | FIXED | Roof
SRP13542 | KYOCERA SOLAR | KC125G | 220 | 13 | 105 | 30 |  | Solar | FIXED | Roof
SRP13542 | KYOCERA SOLAR | KC125G | 220 | 22 | 195 | 30 |  | Solar | FIXED | Roof
SRP13543 | KYOCERA SOLAR | KC120-1 | 220 | 43 | 267 | 26 |  | Solar | FIXED | Roof
SRP13544 | YINGLI ENERGY (CHINA) | YL240P-29B | 240 | 162 | 180 | 30 |  | Solar | FIXED | Roof
SRP13545 | KYOCERA SOLAR | KC125G | 220 | 31 | 86 | 26 |  | Solar | FIXED | Roof
SRP13546 | YINGLI ENERGY (CHINA) | YL240P-29B | 240 | 27 | 82 | 15 |  | Solar | FIXED | Roof
SRP13546 | YINGLI ENERGY (CHINA) | YL240P-29B | 240 | 11 | 172 | 27 |  | Solar | FIXED | Roof
SRP13547 | SUNPOWER | T5-SPR-327 | 327 | 12 | 159 | 20 |  | Solar | FIXED | Roof
SRP13549 | SOLARWORLD | SW240 POLY | 240 | 338 | 155 | 10 |  | Solar | FIXED | Roof
SRP13549 | SOLARWORLD | SW240 POLY | 240 | 416 | 182 | 10 |  | Solar | FIXED | Roof
SRP13550 | BAODING YINGLI NEW ENERGY RESOURCES CO | 110(17)P1447X663 | 240 | 31 | 246 | 20 |  | Solar | FIXED | Roof
SRP13551 | YINGLI ENERGY (CHINA) | YL240P-29B | 240 | 44 | 188 | 30 |  | Solar | FIXED | Roof
SRP13552 | SHARP | NT-188U1 | 235 | 45 | 171 | 30 |  | Solar | FIXED | Roof
SRP13553 | KYOCERA SOLAR | KC120-1 | 220 | 32 | 227 | 34 |  | Solar | FIXED | Roof
SRP13554 | YINGLI ENERGY (CHINA) | YL240P-29B | 240 | 20 | 134 | 22 |  | Solar | FIXED | Roof
SRP13555 | YINGLI ENERGY (CHINA) | YL240P-29B | 240 | 48 | 175 | 28 |  | Solar | FIXED | Roof
SRP13556 | BAODING YINGLI NEW ENERGY RESOURCES CO | 110(17)P1447X663 | 240 | 13 | 132 | 20 |  | Solar | FIXED | Roof
SRP13556 | BAODING YINGLI NEW ENERGY RESOURCES CO | 110(17)P1447X663 | 240 | 7 | 222 | 20 |  | Solar | FIXED | Roof
SRP13557 | BAODING YINGLI NEW ENERGY RESOURCES CO | 110(17)P1447X663 | 240 | 35 | 155 | 15 |  | Solar | FIXED | Roof
SRP13558 | YINGLI ENERGY (CHINA) | YL240P-29B | 240 | 32 | 97 | 32 |  | Solar | FIXED | Roof
SRP13558 | YINGLI ENERGY (CHINA) | YL240P-29B | 240 | 10 | 187 | 44 |  | Solar | FIXED | Roof
SRP13559 | TRINA SOLAR | TSM-240PA05.05 | 240 | 38 | 168 | 30 |  | Solar | FIXED | Roof
SRP13560 | YINGLI ENERGY (CHINA) | YL240P-29B | 240 | 14 | 90 | 14 |  | Solar | FIXED | Roof
SRP13560 | YINGLI ENERGY (CHINA) | YL240P-29B | 240 | 24 | 180 | 5 |  | Solar | FIXED | Roof
SRP13560 | YINGLI ENERGY (CHINA) | YL240P-29B | 240 | 18 | 270 | 14 |  | Solar | FIXED | Roof
SRP13562 | UNI-SOLAR | PVL136 | 144 | 11718 | 0 | 0 |  | Solar | FIXED | Roof
SRP13563 | REC SOLAR | REC245PE (BLK) | 245 | 11 | 137 | 40 |  | Solar | FIXED | Roof
SRP13563 | REC SOLAR | REC245PE (BLK) | 245 | 11 | 227 | 40 |  | Solar | FIXED | Roof
SRP13564 | SUNTECH POWER | STP150-24/AB-1 | 250 | 8 | 169.3 | 25 |  | Solar | FIXED | Roof
SRP13564 | SUNTECH POWER | STP150-24/AB-1 | 250 | 30 | 259.3 | 25 |  | Solar | FIXED | Roof
SRP13565 | MOTECH AMERICAS | IM60C3-250-XXXXXX | 250 | 31 | 48 | 6 |  | Solar | FIXED | Roof
SRP13565 | MOTECH AMERICAS | IM60C3-250-XXXXXX | 250 | 8 | 48 | 22 |  | Solar | FIXED | Roof
SRP13565 | MOTECH AMERICAS | IM60C2-250-XXXXXX | 250 | 4 | 138 | 23 |  | Solar | FIXED | Roof
SRP13565 | MOTECH AMERICAS | IM60B3-250-XXXXXX | 250 | 9 | 228 | 21 |  | Solar | FIXED | Roof
SRP13565 | MOTECH AMERICAS | IM60C3-250-XXXXXX | 250 | 16 | 231 | 27 |  | Solar | FIXED | Roof
SRP13566 | SUNTECH POWER | STP150-24/AB-1 | 250 | 20 | 170.6 | 40 |  | Solar | FIXED | Roof
SRP13567 | SUNPOWER | SPR-327NE-WHT-D | 327 | 10 | 76 | 23 |  | Solar | FIXED | Roof
SRP13567 | SUNPOWER | SPR-327NE-WHT-D | 327 | 5 | 166 | 23 |  | Solar | FIXED | Roof
SRP13567 | SUNPOWER | SPR-327NE-WHT-D | 327 | 30 | 256 | 23 |  | Solar | FIXED | Roof
SRP13568 | SUNTECH POWER | STP210S-18/UB-1 | 250 | 8 | 91.1 | 32 |  | Solar | FIXED | Roof
SRP13568 | SUNTECH POWER | STP150-24/AB-1 | 250 | 18 | 181.1 | 30 |  | Solar | FIXED | Roof
SRP13570 | SUNPOWER | SPR-327NE-WHT-D | 327 | 12 | 125 | 28 |  | Solar | FIXED | Roof
SRP13570 | SUNPOWER | SPR-327NE-WHT-D | 327 | 10 | 215 | 28 |  | Solar | FIXED | Roof
SRP13571 | SUNPOWER | SPR-315E-WHT-U | 327 | 48 | 124 | 31 |  | Solar | FIXED | Roof
SRP13572 | SILIKEN MANUFACTURING USA | SLK60P6L 233 WP | 250 | 24 | 167 | 35 |  | Solar | FIXED | Roof
SRP13574 | SUNPOWER | SPR-315E-WHT-U | 327 | 16 | 121 | 36 |  | Solar | FIXED | Roof
SRP13576 | SUNPOWER | T5-SPR-327 | 327 | 24 | 208 | 34 |  | Solar | FIXED | Roof
SRP13577 | KYOCERA SOLAR | KD220GX-LFBS | 220 | 48 | 242 | 22 |  | Solar | FIXED | Roof
SRP13579 | SUNPOWER | T5-SPR-327 | 327 | 24 | 165 | 37 |  | Solar | FIXED | Roof
SRP13580 | SUNPOWER | PL-AP-120L | 327 | 7 | 150 | 34 |  | Solar | FIXED | Roof
SRP13580 | SUNPOWER | PL-AP-120L | 327 | 42 | 240 | 34 |  | Solar | FIXED | Roof
SRP13581 | CHANGZHOU TRINA SOLAR ENERGY CO | TSM-160D | 240 | 21 | 162.4 | 20 |  | Solar | FIXED | Roof
SRP13582 | REC SCANMODULE | SCM230 | 245 | 22 | 243 | 18 |  | Solar | FIXED | Roof
SRP13583 | REC SCANMODULE | SCM230 | 245 | 22 | 67 | 22 |  | Solar | FIXED | Roof
SRP13583 | REC SCANMODULE | SCM230 | 245 | 11 | 247 | 22 |  | Solar | FIXED | Roof
SRP13583 | REC SCANMODULE | SCM230 | 245 | 11 | 247 | 36 |  | Solar | FIXED | Roof
SRP13584 | MOTECH AMERICAS | IM72C3-290-XXXXXX | 290 | 440 | 172 | 2 |  | Solar | FIXED | Roof
SRP13585 | CHANGZHOU TRINA SOLAR ENERGY CO | TSM-185D | 235 | 20 | 186.1 | 32 |  | Solar | FIXED | Roof
SRP13586 | CHANGZHOU TRINA SOLAR ENERGY CO | TSM-185D | 240 | 24 | 177.9 | 20 |  | Solar | FIXED | Roof
SRP13588 | SUNTECH POWER | STP200-18/UB-1 | 250 | 12 | 193.5 | 30 |  | Solar | FIXED | Roof
SRP13589 | REC SOLAR | REC245PE (BLK) | 245 | 50 | 119 | 28 |  | Solar | FIXED | Roof
SRP13589 | REC SOLAR | REC245PE (BLK) | 245 | 20 | 299 | 12 |  | Solar | FIXED | Roof
SRP13589 | REC SOLAR | REC245PE (BLK) | 245 | 10 | 299 | 28 |  | Solar | FIXED | Roof
SRP13590 | SUNTECH POWER | STP210-18/UB-1 | 250 | 42 | 186.9 | 25 |  | Solar | FIXED | Roof
SRP13591 | SUNIVA | OPT260-60-4-100 | 260 | 38 | 122 | 19 |  | Solar | FIXED | Roof
SRP13592 | CHANGZHOU TRINA SOLAR ENERGY CO | TSM-185D | 240 | 15 | 171 | 27 |  | Solar | FIXED | Roof
SRP13592 | CHANGZHOU TRINA SOLAR ENERGY CO | TSM-185D | 240 | 8 | 261 | 27 |  | Solar | FIXED | Roof
SRP13594 | BAODING YINGLI NEW ENERGY RESOURCES CO | YL175(156) | 240 | 23 | 155 | 25 |  | Solar | FIXED | Roof
SRP13595 | SUNIVA | OPT260-60-4-100 | 260 | 16 | 114 | 30 |  | Solar | FIXED | Roof
SRP13596 | TRINA SOLAR | TSM-240PA05 | 240 | 42 | 212 | 24 |  | Solar | FIXED | Roof
SRP13597 | SUNPOWER | PL-AP-65 DOUBLE MODULE | 327 | 12 | 135 | 30 |  | Solar | FIXED | Roof
SRP13597 | SUNPOWER | PL-AP-65 DOUBLE MODULE | 327 | 5 | 225 | 33 |  | Solar | FIXED | Roof
SRP13598 | YINGLI ENERGY (CHINA) | YL240P-29B | 240 | 20 | 264 | 30 |  | Solar | FIXED | Roof
SRP13599 | TRINA SOLAR | TSM-240PD05 | 240 | 24 | 176 | 28 |  | Solar | FIXED | Roof
SRP13600 | BAODING YINGLI NEW ENERGY RESOURCES CO | YL175(156) | 240 | 22 | 126 | 25 |  | Solar | FIXED | Roof
SRP13601 | CHANGZHOU TRINA SOLAR ENERGY CO | TSM-185D | 240 | 30 | 240 | 28 |  | Solar | FIXED | Roof
SRP13601 | CHANGZHOU TRINA SOLAR ENERGY CO | TSM-185D | 240 | 18 | 240 | 38 |  | Solar | FIXED | Roof
SRP13602 | YINGLI ENERGY (CHINA) | YL240P-29B | 240 | 44 | 214 | 18 |  | Solar | FIXED | Roof
SRP13603 | TRINA SOLAR | TSM-240DA05 | 240 | 24 | 150 | 26 |  | Solar | FIXED | Roof
SRP13603 | TRINA SOLAR | TSM-240DA05 | 240 | 5 | 240 | 30 |  | Solar | FIXED | Roof
SRP13604 | SUNPOWER | T5-SPR-327 | 327 | 14 | 193 | 45 |  | Solar | FIXED | Roof
SRP13604 | SUNPOWER | T5-SPR-327 | 327 | 24 | 282 | 45 |  | Solar | FIXED | Roof
SRP13605 | CHANGZHOU TRINA SOLAR ENERGY CO | TSM-185D | 240 | 38 | 215 | 35 |  | Solar | FIXED | Roof
SRP13606 | TRINA SOLAR | TSM-240PA05.10 | 240 | 18 | 196 | 30 |  | Solar | FIXED | Roof
SRP13608 | KYOCERA SOLAR | KD220GX-LFBS | 220 | 12 | 177 | 28 |  | Solar | FIXED | Roof
SRP13609 | CANADIAN SOLAR | CS6P-230 | 235 | 11 | 133 | 34 |  | Solar | FIXED | Roof
SRP13609 | CANADIAN SOLAR | CS6P-230 | 235 | 6 | 133 | 35 |  | Solar | FIXED | Roof
SRP13609 | CANADIAN SOLAR | CS6P-230 | 235 | 9 | 227 | 35 |  | Solar | FIXED | Roof
SRP13609 | CANADIAN SOLAR | CS6P-230 | 235 | 16 | 227 | 35 |  | Solar | FIXED | Roof
SRP13610 | CANADIAN SOLAR | CS6P-230 | 235 | 34 | 145 | 23 |  | Solar | FIXED | Roof
SRP13611 | CHANGZHOU TRINA SOLAR ENERGY CO | TSM-185D | 235 | 58 | 180 | 30 |  | Solar | FIXED | Roof
SRP13612 | CANADIAN SOLAR | CS6P-230 | 235 | 23 | 223 | 19 |  | Solar | FIXED | Roof
SRP13613 | CANADIAN SOLAR | CS6P-230 | 235 | 23 | 102 | 21 |  | Solar | FIXED | Roof
SRP13613 | CANADIAN SOLAR | CS6P-230 | 235 | 5 | 282 | 20 |  | Solar | FIXED | Roof
SRP13616 | TRINA SOLAR | TSM-240PA05.10 | 240 | 28 | 215.8 | 32 |  | Solar | FIXED | Roof
SRP13617 | MOTECH AMERICAS | MTPVP-295-MSC | 295 | 190 | 223 | 35 |  | Solar | FIXED | Roof
SRP13618 | CHANGZHOU TRINA SOLAR ENERGY CO | TSM-185D | 240 | 39 | 221.5 | 28 |  | Solar | FIXED | Roof
SRP13619 | TRINA SOLAR | TSM-240DA05 | 240 | 36 | 215.5 | 26 |  | Solar | FIXED | Roof
SRP13620 | MOTECH AMERICAS | IM72C3-295-XXXXXX | 295 | 209 | 172 | 5 |  | Solar | FIXED | Roof
SRP13620 | MOTECH AMERICAS | IM72C3-295-XXXXXX | 295 | 220 | 273 | 5 |  | Solar | FIXED | Roof
SRP13621 | YINGLI ENERGY (CHINA) | YL240P-29B | 240 | 40 | 164 | 32 |  | Solar | FIXED | Roof
SRP13622 | YINGLI ENERGY (CHINA) | YL240P-32B | 240 | 36 | 212 | 21 |  | Solar | FIXED | Roof
SRP13623 | SUNWIZE TECHNOLOGIES |  | 260 | 16 | 197 | 20 |  | Solar | FIXED | Roof
SRP13624 | KYOCERA SOLAR | KD220GX-LFBS | 220 | 45 | 180 | 33 |  | Solar | FIXED | Roof
SRP13625 | YINGLI ENERGY (CHINA) | YL240P-29B | 240 | 8 | 98 | 22 |  | Solar | FIXED | Roof
SRP13625 | YINGLI ENERGY (CHINA) | YL240P-32B | 240 | 12 | 286 | 22 |  | Solar | FIXED | Roof
SRP13626 | BAODING YINGLI NEW ENERGY RESOURCES CO | YL175(156) | 240 | 15 | 87 | 18 |  | Solar | FIXED | Roof
SRP13626 | BAODING YINGLI NEW ENERGY RESOURCES CO | YL175(156) | 240 | 8 | 177 | 18 |  | Solar | FIXED | Roof
SRP13626 | BAODING YINGLI NEW ENERGY RESOURCES CO | YL175(156) | 240 | 27 | 267 | 18 |  | Solar | FIXED | Roof
SRP13627 | KYOCERA SOLAR | KD220GX-LFBS | 220 | 42 | 150 | 26 |  | Solar | FIXED | Roof
SRP13628 | SUNPOWER | SPR-230-WHT-U | 260 | 15 | 185 | 40 |  | Solar | FIXED | Roof
SRP13629 | YINGLI ENERGY (CHINA) | YL240P-29B | 240 | 14 | 78 | 17 |  | Solar | FIXED | Roof
SRP13629 | YINGLI ENERGY (CHINA) | YL240P-29B | 240 | 26 | 258 | 17 |  | Solar | FIXED | Roof
SRP13630 | TRINA SOLAR | TSM-240DA05 | 240 | 26 | 135 | 34 |  | Solar | FIXED | Roof
SRP13631 | KYOCERA SOLAR | KD210GX-LP | 220 | 7 | 186 | 28 |  | Solar | FIXED | Roof
SRP13631 | KYOCERA SOLAR | KD210GX-LP | 220 | 30 | 186 | 28 |  | Solar | FIXED | Roof
SRP13632 | YINGLI ENERGY (CHINA) | YL240P-29B | 240 | 36 | 146 | 40 |  | Solar | FIXED | Roof
SRP13633 | YINGLI ENERGY (CHINA) | YL240P-29B | 240 | 27 | 201 | 35 |  | Solar | FIXED | Roof
SRP13635 | BAODING YINGLI NEW ENERGY RESOURCES CO | 110(17)P1447X663 | 240 | 10 | 173 | 43 |  | Solar | FIXED | Roof
SRP13636 | YINGLI ENERGY (CHINA) | YL240P-29B | 240 | 208 | 180 | 30 |  | Solar | FIXED | Roof
SRP13637 | BEIJING ZHONGKEXIN ELECTRONICS EQUIPMENT | ZKX-265P-24 | 260 | 16 | 100 | 36 |  | Solar | FIXED | Roof
SRP13637 | BEIJING ZHONGKEXIN ELECTRONICS EQUIPMENT | ZKX-265P-24 | 260 | 14 | 100 | 44 |  | Solar | FIXED | Roof
SRP13637 | BEIJING ZHONGKEXIN ELECTRONICS EQUIPMENT | ZKX-265P-24 | 260 | 8 | 190 | 29 |  | Solar | FIXED | Roof
SRP13637 | BEIJING ZHONGKEXIN ELECTRONICS EQUIPMENT | ZKX-265P-24 | 260 | 12 | 190 | 29 |  | Solar | FIXED | Roof
SRP13638 | TRINA SOLAR | TSM-240PA05 | 240 | 12 | 40 | 26 |  | Solar | FIXED | Roof
SRP13638 | TRINA SOLAR | TSM-240PA05 | 240 | 25 | 220 | 26 |  | Solar | FIXED | Roof
SRP13639 | KYOCERA SOLAR | KD220GX-LFBS | 220 | 24 | 172 | 8 |  | Solar | FIXED | Roof
SRP13639 | KYOCERA SOLAR | KD220GX-LFBS | 220 | 8 | 262 | 15 |  | Solar | FIXED | Roof
SRP13640 | YINGLI ENERGY (CHINA) | YL240P-29B | 240 | 17 | 269 | 28 |  | Solar | FIXED | Roof
SRP13641 | YINGLI ENERGY (CHINA) | YL240P-29B | 240 | 10 | 128 | 10 |  | Solar | FIXED | Roof
SRP13641 | YINGLI ENERGY (CHINA) | YL240P-29B | 240 | 11 | 128 | 25 |  | Solar | FIXED | Roof
SRP13642 | LUMOS | LS180-72M-J | 180 | 60 | 203 | 31 |  | Solar | FIXED | Roof
SRP13643 | KYOCERA SOLAR | KD220GX-LFBS | 220 | 15 | 86 | 18 |  | Solar | FIXED | Roof
SRP13643 | KYOCERA SOLAR | KD220GX-LFBS | 220 | 23 | 176 | 18 |  | Solar | FIXED | Roof
SRP13644 | KYOCERA SOLAR | KD210GX-LP | 220 | 21 | 92 | 36 |  | Solar | FIXED | Roof
SRP13644 | KYOCERA SOLAR | KD210GX-LP | 220 | 15 | 272 | 36 |  | Solar | FIXED | Roof
SRP13645 | BAODING YINGLI NEW ENERGY RESOURCES CO | YL175(156) | 240 | 44 | 222 | 30 |  | Solar | FIXED | Roof
SRP13647 | YINGLI ENERGY (CHINA) | YL240P-29B | 240 | 16 | 123 | 30 |  | Solar | FIXED | Roof
SRP13647 | YINGLI ENERGY (CHINA) | YL240P-29B | 240 | 6 | 303 | 30 |  | Solar | FIXED | Roof
SRP13649 | BAODING YINGLI NEW ENERGY RESOURCES CO | YL175(156) | 240 | 36 | 125 | 24 |  | Solar | FIXED | Roof
SRP13650 | KYOCERA SOLAR | KC120-1 | 220 | 40 | 180 | 20 |  | Solar | FIXED | Roof
SRP13651 | YINGLI ENERGY (CHINA) | YL240P-29B | 240 | 36 | 252 | 25 |  | Solar | FIXED | Roof
SRP13652 | YINGLI ENERGY (CHINA) | YL240P-29B | 240 | 18 | 165 | 33 |  | Solar | FIXED | Roof
SRP13652 | YINGLI ENERGY (CHINA) | YL240P-29B | 240 | 12 | 165 | 36 |  | Solar | FIXED | Roof
SRP13652 | YINGLI ENERGY (CHINA) | YL240P-29B | 240 | 9 | 255 | 45 |  | Solar | FIXED | Roof
SRP13654 | TRINA SOLAR | TSM-240PA05 | 240 | 9 | 67 | 22 |  | Solar | FIXED | Roof
SRP13654 | TRINA SOLAR | TSM-240PA05 | 240 | 10 | 247 | 23 |  | Solar | FIXED | Roof
SRP13655 | CANADIAN SOLAR | CS6P-245P | 245 | 33 | 138 | 37 |  | Solar | FIXED | Roof
SRP13657 | CANADIAN SOLAR | CS6P-230 | 235 | 11 | 135 | 22 |  | Solar | FIXED | Roof
SRP13657 | CANADIAN SOLAR | CS6P-230 | 235 | 6 | 225 | 23 |  | Solar | FIXED | Roof
SRP13659 | SUNTECH POWER | STP150-24/AB-1 | 250 | 26 | 134 | 32 |  | Solar | FIXED | Roof
SRP13659 | SUNTECH POWER | STP150-24/AB-1 | 250 | 22 | 224 | 32 |  | Solar | FIXED | Roof
SRP13660 | SUNPOWER | SPR-245NE-WHT-D | 245 | 27 | 122 | 30 |  | Solar | FIXED | Roof
SRP13660 | SUNPOWER | SPR-245NE-WHT-D | 245 | 9 | 212 | 36 |  | Solar | FIXED | Roof
SRP13661 | SUNPOWER | SPR-327NE-WHT-D | 327 | 18 | 160 | 26 |  | Solar | FIXED | Roof
SRP13662 | BAODING YINGLI NEW ENERGY RESOURCES CO | YL175(156) | 240 | 22 | 132 | 20 |  | Solar | FIXED | Roof
SRP13663 | YINGLI ENERGY (CHINA) | YL240P-29B | 240 | 18 | 191 | 26 |  | Solar | FIXED | Roof
SRP13664 | CHANGZHOU TRINA SOLAR ENERGY CO | TSM-160D | 240 | 11 | 167 | 15 |  | Solar | FIXED | Roof
SRP13664 | CHANGZHOU TRINA SOLAR ENERGY CO | TSM-160D | 240 | 13 | 167 | 35 |  | Solar | FIXED | Roof
SRP13665 | KYOCERA SOLAR | KD220GX-LFBS | 220 | 26 | 245 | 20 |  | Solar | FIXED | Roof
SRP13667 | SUNTECH POWER | STP150-24/AB-1 | 250 | 12 | 178 | 34 |  | Solar | FIXED | Roof
SRP13667 | SUNTECH POWER | STP150-24/AB-1 | 250 | 6 | 268 | 34 |  | Solar | FIXED | Roof
SRP13668 | CHANGZHOU TRINA SOLAR ENERGY CO | TSM-185D | 240 | 34 | 180 | 11 |  | Solar | FIXED | Roof
SRP13669 | TRINA SOLAR | TSM-240PA05.10 | 240 | 36 | 189 | 32 |  | Solar | FIXED | Roof
SRP13670 | CHANGZHOU TRINA SOLAR ENERGY CO | TSM-185D | 240 | 18 | 122 | 39 |  | Solar | FIXED | Roof
SRP13670 | CHANGZHOU TRINA SOLAR ENERGY CO | TSM-185D | 240 | 12 | 212 | 35 |  | Solar | FIXED | Roof
SRP13672 | CHANGZHOU TRINA SOLAR ENERGY CO | TSM-185D | 240 | 16 | 160 | 33 |  | Solar | FIXED | Roof
SRP13673 | TRINA SOLAR | TSM-240PA05.10 | 240 | 6 | 117 | 10 |  | Solar | FIXED | Roof
SRP13673 | TRINA SOLAR | TSM-240PA05.10 | 240 | 20 | 117 | 28 |  | Solar | FIXED | Roof
SRP13673 | TRINA SOLAR | TSM-240PA05.10 | 240 | 10 | 206 | 28 |  | Solar | FIXED | Roof
SRP13674 | CHANGZHOU TRINA SOLAR ENERGY CO | TSM-185D | 240 | 24 | 241 | 21 |  | Solar | FIXED | Roof
SRP13676 | CHANGZHOU TRINA SOLAR ENERGY CO | TSM-185D | 240 | 38 | 167 | 40 |  | Solar | FIXED | Roof
SRP13677 | SUNPOWER | T5-SPR-327 | 327 | 7 | 77 | 22 |  | Solar | FIXED | Roof
SRP13677 | SUNPOWER | T5-SPR-327 | 327 | 8 | 257 | 22 |  | Solar | FIXED | Roof
SRP13678 | CANADIAN SOLAR | CS4C-100 | 235 | 11 | 218 | 35 |  | Solar | FIXED | Roof
SRP13678 | CANADIAN SOLAR | CS4C-100 | 235 | 11 | 218 | 35 |  | Solar | FIXED | Roof
SRP13680 | CANADIAN SOLAR | CS6P-230 | 245 | 18 | 116 | 23 |  | Solar | FIXED | Roof
SRP13680 | CANADIAN SOLAR | CS6P-230 | 245 | 18 | 296 | 23 |  | Solar | FIXED | Roof
SRP13681 | MOTECH AMERICAS | MTPVP-295-MSC | 295 | 520 | 162 | 5 |  | Solar | FIXED | Roof
SRP13682 | SILIKEN MANUFACTURING USA | SLK60P6L 212 WP | 245 | 24 | 190 | 26 |  | Solar | FIXED | Roof
SRP13683 | MOTECH AMERICAS | IM60C3-250-XXXXXX | 250 | 21 | 127 | 23 |  | Solar | FIXED | Roof
SRP13683 | MOTECH AMERICAS | IM60C3-250-XXXXXX | 250 | 10 | 305 | 20 |  | Solar | FIXED | Roof
SRP13684 | YINGLI ENERGY (CHINA) | YL240P-29B | 240 | 22 | 182 | 22 |  | Solar | FIXED | Roof
SRP13686 | SUNIVA | OPT240-60-4-100 | 260 | 5 | 149 | 27 |  | Solar | FIXED | Roof
SRP13686 | SUNIVA | OPT260-60-4-100 | 260 | 23 | 149 | 27 |  | Solar | FIXED | Roof
SRP13687 | SUNTECH POWER | STP210S-18/UB-1 | 250 | 20 | 197.2 | 30 |  | Solar | FIXED | Roof
SRP13689 | SUNTECH POWER | STP210S-18/UB-1 | 250 | 28 | 222.5 | 30 |  | Solar | FIXED | Roof
SRP13690 | CHANGZHOU TRINA SOLAR ENERGY CO | TSM-185D | 235 | 32 | 260.9 | 44 |  | Solar | FIXED | Roof
SRP13691 | SOLARWORLD | SW255 MONO | 255 | 8 | 56 | 23 |  | Solar | FIXED | Roof
SRP13691 | SOLARWORLD | SW255 MONO | 255 | 20 | 146 | 23 |  | Solar | FIXED | Roof
SRP13692 | SOLARWORLD | SW255 MONO | 255 | 20 | 233 | 34 |  | Solar | FIXED | Roof
SRP13693 | CANADIAN SOLAR | CS6P-230 | 230 | 10 | 217 | 35 |  | Solar | FIXED | Roof
SRP13694 | SUNPOWER | PL-AP-65 DOUBLE MODULE | 327 | 20 | 240 | 19 |  | Solar | FIXED | Roof
SRP13695 | SUNTECH POWER | STP150-24/AB-1 | 250 | 50 | 235 | 20 |  | Solar | FIXED | Roof
SRP13696 | SUNWIZE TECHNOLOGIES |  | 250 | 12 | 134.6 | 30 |  | Solar | FIXED | Roof
SRP13696 | SUNWIZE TECHNOLOGIES |  | 250 | 8 | 134.6 | 35 |  | Solar | FIXED | Roof
SRP13696 | SUNWIZE TECHNOLOGIES |  | 250 | 16 | 227.6 | 35 |  | Solar | FIXED | Roof
SRP13697 | CHANGZHOU TRINA SOLAR ENERGY CO | TSM-165D | 245 | 30 | 220 | 23 |  | Solar | FIXED | Roof
SRP13698 | TRINA SOLAR | TSM-240DA05 | 240 | 36 | 176 | 29 |  | Solar | FIXED | Roof
SRP13699 | CHANGZHOU TRINA SOLAR ENERGY CO | TSM-160D | 240 | 2 | 119 | 29 |  | Solar | FIXED | Roof
SRP13699 | CHANGZHOU TRINA SOLAR ENERGY CO | TSM-160D | 240 | 15 | 209 | 34 |  | Solar | FIXED | Roof
SRP13700 | CHANGZHOU TRINA SOLAR ENERGY CO | TSM-160D | 240 | 29 | 106 | 32 |  | Solar | FIXED | Roof
SRP13700 | CHANGZHOU TRINA SOLAR ENERGY CO | TSM-160D | 240 | 6 | 196 | 32 |  | Solar | FIXED | Roof
SRP13701 | LDK SOLAR | LDK-250D-20 | 250 | 88 | 180 | 30 |  | Solar | FIXED | Ground
SRP13702 | KYOCERA SOLAR | KD220GX-LFBS | 220 | 27 | 154 | 33 |  | Solar | FIXED | Roof
SRP13702 | KYOCERA SOLAR | KD220GX-LFBS | 220 | 27 | 244 | 30 |  | Solar | FIXED | Roof
SRP13703 | YINGLI ENERGY (CHINA) | YL240P-29B | 240 | 20 | 157 | 26 |  | Solar | FIXED | Roof
SRP13705 | YINGLI ENERGY (CHINA) | YL240P-32B | 240 | 57 | 115 | 40 |  | Solar | FIXED | Roof
SRP13705 | YINGLI ENERGY (CHINA) | YL240P-32B | 240 | 18 | 115 | 41 |  | Solar | FIXED | Roof
SRP13705 | YINGLI ENERGY (CHINA) | YL240P-32B | 240 | 58 | 148 | 30 |  | Solar | FIXED | Roof
SRP13706 | SUNIVA | OPT260-60-4-100 | 260 | 36 | 200 | 20 |  | Solar | FIXED | Roof
SRP13706 | SUNIVA | OPT260-60-4-100 | 260 | 40 | 200 | 22 |  | Solar | FIXED | Roof
SRP13707 | CHANGZHOU TRINA SOLAR ENERGY CO | TSM-165D | 240 | 15 | 82 | 33 |  | Solar | FIXED | Roof
SRP13707 | CHANGZHOU TRINA SOLAR ENERGY CO | TSM-165D | 240 | 18 | 172 | 43 |  | Solar | FIXED | Roof
SRP13707 | CHANGZHOU TRINA SOLAR ENERGY CO | TSM-165D | 240 | 17 | 262 | 33 |  | Solar | FIXED | Roof
SRP13711 | CANADIAN SOLAR | CS5P-235M | 235 | 18 | 198.4 | 25 |  | Solar | FIXED | Roof
SRP13712 | LG ELECTRONICS SOLAR CELL DIVISION | LG255S1C-G2 | 255 | 18 | 144 | 28 |  | Solar | FIXED | Roof
SRP13712 | LG ELECTRONICS SOLAR CELL DIVISION | LG255S1C-G2 | 255 | 7 | 237 | 28 |  | Solar | FIXED | Roof
SRP13714 | CHANGZHOU TRINA SOLAR ENERGY CO | TSM-160D | 250 | 13 | 158 | 32 |  | Solar | FIXED | Roof
SRP13715 | CANADIAN SOLAR | CS4C-100 | 235 | 28 | 100 | 30 |  | Solar | FIXED | Roof
SRP13716 | MATRIX SOLAR/PHOTOWATT | PW1000-100 | 250 | 26 | 125 | 20 |  | Solar | FIXED | Roof
SRP13717 | CANADIAN SOLAR | CS6P-235PX | 235 | 2 | 133 | 32 |  | Solar | FIXED | Roof
SRP13717 | CANADIAN SOLAR | CS6P-235PX | 235 | 6 | 223 | 24 |  | Solar | FIXED | Roof
SRP13717 | CANADIAN SOLAR | CS6P-235PX | 235 | 16 | 223 | 32 |  | Solar | FIXED | Roof
SRP13718 | CANADIAN SOLAR | CS6P-235PX | 235 | 16 | 126 | 27 |  | Solar | FIXED | Roof
SRP13718 | CANADIAN SOLAR | CS6P-235PX | 235 | 8 | 126 | 29 |  | Solar | FIXED | Roof
SRP13719 | CANADIAN SOLAR | CS6P-245MX | 245 | 37 | 156 | 21 |  | Solar | FIXED | Roof
SRP13720 | CANADIAN SOLAR | CS4C-100 | 235 | 5 | 72 | 18 |  | Solar | FIXED | Roof
SRP13720 | CANADIAN SOLAR | CS4C-100 | 235 | 14 | 162 | 16 |  | Solar | FIXED | Roof
SRP13720 | CANADIAN SOLAR | CS4C-100 | 235 | 7 | 252 | 18 |  | Solar | FIXED | Roof
SRP13722 | LG ELECTRONICS SOLAR CELL DIVISION | LG255S1C-G3 | 255 | 26 | 190 | 41 |  | Solar | FIXED | Roof
SRP13723 | MATRIX SOLAR/PHOTOWATT | PW1650-175 | 255 | 10 | 153 | 26 |  | Solar | FIXED | Roof
SRP13723 | MATRIX SOLAR/PHOTOWATT | PW1650-175 | 255 | 7 | 243 | 26 |  | Solar | FIXED | Roof
SRP13724 | SUNPOWER | SPR-327NE-WHT-D | 327 | 12 | 165 | 13 |  | Solar | FIXED | Roof
SRP13724 | SUNPOWER | SPR-327NE-WHT-D | 327 | 6 | 165 | 20 |  | Solar | FIXED | Roof
SRP13724 | SUNPOWER | SPR-327NE-WHT-D | 327 | 12 | 165 | 30 |  | Solar | FIXED | Roof
SRP13724 | SUNPOWER | SPR-327NE-WHT-D | 327 | 6 | 165 | 35 |  | Solar | FIXED | Roof
SRP13725 | TRINA SOLAR | TSM-240PD05.10 | 240 | 16 | 175 | 23 |  | Solar | FIXED | Roof
SRP13726 | YINGLI ENERGY (CHINA) | YL240P-29B | 240 | 32 | 200 | 28 |  | Solar | FIXED | Roof
SRP13727 | YINGLI ENERGY (CHINA) | YL240P-29B | 240 | 19 | 113 | 19 |  | Solar | FIXED | Roof
SRP13727 | YINGLI ENERGY (CHINA) | YL240P-29B | 240 | 19 | 196 | 19 |  | Solar | FIXED | Roof
SRP13728 | YINGLI ENERGY (CHINA) | YL240P-32B | 240 | 21 | 157 | 22 |  | Solar | FIXED | Roof
SRP13729 | YINGLI ENERGY (CHINA) | YL240P-29B | 240 | 24 | 96 | 25 |  | Solar | FIXED | Roof
SRP13730 | CANADIAN SOLAR | CS4C-100 | 235 | 18 | 67 | 19 |  | Solar | FIXED | Roof
SRP13730 | CANADIAN SOLAR | CS4C-100 | 235 | 22 | 244 | 19 |  | Solar | FIXED | Roof
SRP13731 | SUNIVA | OPT260-60-4-100 | 260 | 30 | 222 | 32 |  | Solar | FIXED | Roof
SRP13732 | LG ELECTRONICS SOLAR CELL DIVISION | LG255S1C-G3 | 255 | 19 | 222 | 27 |  | Solar | FIXED | Roof
SRP13733 | MATRIX SOLAR/PHOTOWATT | PW1650-175 | 245 | 18 | 130 | 28 |  | Solar | FIXED | Roof
SRP13734 | YINGLI ENERGY (CHINA) | YL240P-29B | 240 | 140 | 168 | 31 |  | Solar | FIXED | Roof
SRP13735 | MATRIX SOLAR/PHOTOWATT | PW1000-100 | 255 | 18 | 115 | 15 |  | Solar | FIXED | Roof
SRP13735 | MATRIX SOLAR/PHOTOWATT | PW1650-175 | 255 | 14 | 212 | 30 |  | Solar | FIXED | Roof
SRP13736 | BAODING YINGLI NEW ENERGY RESOURCES CO | 110(17)P1447X663 | 240 | 25 | 141 | 26 |  | Solar | FIXED | Roof
SRP13737 | MATRIX SOLAR/PHOTOWATT | PW1650-175 | 245 | 15 | 194 | 37 |  | Solar | FIXED | Roof
SRP13739 | KYOCERA SOLAR | KD220GX-LFBS | 220 | 26 | 182 | 18 |  | Solar | FIXED | Roof
SRP13740 | MATRIX SOLAR/PHOTOWATT | PW1000-100 | 255 | 36 | 230 | 26 |  | Solar | FIXED | Roof
SRP13741 | LG ELECTRONICS SOLAR CELL DIVISION | LG255S1C-G3 | 255 | 8 | 205 | 30 |  | Solar | FIXED | Roof
SRP13741 | LG ELECTRONICS SOLAR CELL DIVISION | LG255S1C-G3 | 255 | 12 | 205 | 32 |  | Solar | FIXED | Roof
SRP13743 | MATRIX SOLAR/PHOTOWATT | PW1000-100 | 255 | 22 | 218 | 30 |  | Solar | FIXED | Roof
SRP13745 | LG ELECTRONICS SOLAR CELL DIVISION | LG255S1C-G2 | 255 | 21 | 270 | 32 |  | Solar | FIXED | Roof
SRP13746 | LG ELECTRONICS SOLAR CELL DIVISION | LG245S1C-G2 | 245 | 29 | 133 | 28 |  | Solar | FIXED | Roof
SRP13746 | LG ELECTRONICS SOLAR CELL DIVISION | LG245S1C-G2 | 245 | 10 | 221 | 28 |  | Solar | FIXED | Roof
SRP13747 | YINGLI ENERGY (CHINA) | YL240P-29B | 240 | 28 | 190 | 24 |  | Solar | FIXED | Roof
SRP13748 | TRINA SOLAR | TSM-250PA05A | 250 | 10 | 171 | 22 |  | Solar | FIXED | Roof
SRP13748 | TRINA SOLAR | TSM-250PA05A | 250 | 29 | 171 | 24 |  | Solar | FIXED | Roof
SRP13749 | MATRIX SOLAR/PHOTOWATT | PW1650-175 | 255 | 25 | 192 | 18 |  | Solar | FIXED | Roof
SRP13750 | REC SCANMODULE | SCM230 | 240 | 23 | 174 | 28 |  | Solar | FIXED | Roof
SRP13751 | LG ELECTRONICS SOLAR CELL DIVISION | LG255S1C-G2 | 255 | 34 | 164 | 25 |  | Solar | FIXED | Roof
SRP13752 | TRINA SOLAR | TSM-240PA05 | 240 | 30 | 102 | 18 |  | Solar | FIXED | Roof
SRP13753 | SCHOTT SOLAR | ASE-100-ATF/17-34 | 235 | 128 | 190 | 5 |  | Solar | FIXED | Roof
SRP13754 | TRINA SOLAR | TSM-250PA05 | 250 | 16 | 200 | 3 |  | Solar | FIXED | Roof
SRP13754 | TRINA SOLAR | TSM-250PA05 | 250 | 8 | 200 | 18 |  | Solar | FIXED | Roof
SRP13754 | TRINA SOLAR | TSM-250PA05 | 250 | 18 | 200 | 22 |  | Solar | FIXED | Roof
SRP13755 | REC SCANMODULE | SCM230 | 240 | 24 | 155 | 27 |  | Solar | FIXED | Roof
SRP13756 | TRINA SOLAR | TSM-250PA05 | 250 | 23 | 180 | 20 |  | Solar | FIXED | Roof
SRP13757 | REC SCANMODULE | SCM230 | 240 | 30 | 182 | 22 |  | Solar | FIXED | Roof
SRP13760 | REC SCANMODULE | SCM230 | 240 | 22 | 185 | 32 |  | Solar | FIXED | Roof
SRP13761 | REC SCANMODULE | SCM230 | 240 | 6 | 155 | 22 |  | Solar | FIXED | Roof
SRP13761 | REC SCANMODULE | SCM230 | 240 | 22 | 155 | 22 |  | Solar | FIXED | Roof
SRP13763 | YINGLI ENERGY (CHINA) | YL235P-29B | 240 | 26 | 110 | 26 |  | Solar | FIXED | Roof
SRP13763 | YINGLI ENERGY (CHINA) | YL240P-29B | 240 | 8 | 200 | 26 |  | Solar | FIXED | Roof
SRP13764 | YINGLI ENERGY (CHINA) | YL240P-29B | 240 | 30 | 119 | 19 |  | Solar | FIXED | Roof
SRP13764 | TRINA SOLAR | TSM-240PA05 | 240 | 10 | 209 | 28 |  | Solar | FIXED | Roof
SRP13765 | REC SCANMODULE | SCM230 | 240 | 27 | 164 | 29 |  | Solar | FIXED | Roof
SRP13766 | YINGLI ENERGY (CHINA) | YL240P-32B | 240 | 13 | 218 | 33 |  | Solar | FIXED | Roof
SRP13767 | CHANGZHOU TRINA SOLAR ENERGY CO | TSM-185D | 240 | 25 | 212 | 35 |  | Solar | FIXED | Roof
SRP13768 | CHANGZHOU TRINA SOLAR ENERGY CO | TSM-185D | 250 | 18 | 249 | 20 |  | Solar | FIXED | Roof
SRP13769 | CHANGZHOU TRINA SOLAR ENERGY CO | TSM-185D | 240 | 15 | 221 | 36 |  | Solar | FIXED | Roof
SRP13770 | CHANGZHOU TRINA SOLAR ENERGY CO | TSM-185D | 240 | 30 | 135 | 4 |  | Solar | FIXED | Roof
SRP13771 | CHANGZHOU TRINA SOLAR ENERGY CO | TSM-185D | 240 | 24 | 191 | 19 |  | Solar | FIXED | Roof
SRP13772 | CHANGZHOU TRINA SOLAR ENERGY CO | TSM-185D | 240 | 16 | 165 | 18 |  | Solar | FIXED | Roof
SRP13772 | CHANGZHOU TRINA SOLAR ENERGY CO | TSM-185D | 240 | 36 | 165 | 34 |  | Solar | FIXED | Roof
SRP13773 | MATRIX SOLAR/PHOTOWATT | PW1650-175 | 255 | 16 | 190 | 22 |  | Solar | FIXED | Roof
SRP13774 | MATRIX SOLAR/PHOTOWATT | PW1000-100 | 255 | 28 | 180 | 24 |  | Solar | FIXED | Roof
SRP13775 | CHANGZHOU TRINA SOLAR ENERGY CO | TSM-165D | 240 | 76 | 170 | 30 |  | Solar | FIXED | Roof
SRP13776 | CHANGZHOU TRINA SOLAR ENERGY CO | TSM-185D | 240 | 26 | 159 | 18 |  | Solar | FIXED | Roof
SRP13777 | CHANGZHOU TRINA SOLAR ENERGY CO | TSM-185D | 280 | 22 | 199 | 1 |  | Solar | FIXED | Roof
SRP13777 | CHANGZHOU TRINA SOLAR ENERGY CO | TSM-185D | 280 | 22 | 199 | 10 |  | Solar | FIXED | Roof
SRP13778 | CHANGZHOU TRINA SOLAR ENERGY CO | TSM-185D | 240 | 40 | 165 | 18 |  | Solar | FIXED | Roof
SRP13779 | SOLARWORLD | SW185MONO | 255 | 32 | 180 | 20 |  | Solar | FIXED | Ground
SRP13780 | LG ELECTRONICS SOLAR CELL DIVISION | LG255S1C-G2 | 255 | 9 | 113 | 12 |  | Solar | FIXED | Roof
SRP13780 | LG ELECTRONICS SOLAR CELL DIVISION | LG255S1C-G2 | 255 | 29 | 113 | 12 |  | Solar | FIXED | Roof
SRP13781 | CHANGZHOU TRINA SOLAR ENERGY CO | TSM-185D | 240 | 14 | 200.6 | 12 |  | Solar | FIXED | Roof
SRP13781 | CHANGZHOU TRINA SOLAR ENERGY CO | TSM-185D | 240 | 14 | 200.6 | 31 |  | Solar | FIXED | Roof
SRP13782 | CHANGZHOU TRINA SOLAR ENERGY CO | TSM-185D | 240 | 8 | 150 | 40 |  | Solar | FIXED | Roof
SRP13782 | CHANGZHOU TRINA SOLAR ENERGY CO | TSM-185D | 240 | 42 | 237 | 40 |  | Solar | FIXED | Roof
SRP13783 | CANADIAN SOLAR | CS6P-230 | 235 | 26 | 125 | 21 |  | Solar | FIXED | Roof
SRP13784 | SILIKEN MANUFACTURING USA | SLK60P6L 233 WP | 245 | 38 | 213 | 34 |  | Solar | FIXED | Roof
SRP13784 | SILIKEN MANUFACTURING USA | SLK60P6L 233 WP | 245 | 2 | 303 | 34 |  | Solar | FIXED | Roof
SRP13785 | SILIKEN MANUFACTURING USA | SLK60P6L BLK/BLK 250WP | 250 | 3 | 160 | 57 |  | Solar | FIXED | Roof
SRP13785 | SILIKEN MANUFACTURING USA | SLK60P6L BLK/BLK 250WP | 250 | 15 | 250 | 33 |  | Solar | FIXED | Roof
SRP13786 | SILIKEN MANUFACTURING USA | SLK60P6L 233 WP | 250 | 11 | 110 | 36 |  | Solar | FIXED | Roof
SRP13786 | SILIKEN MANUFACTURING USA | SLK60P6L BLK/WHT 250WP | 250 | 16 | 110 | 36 |  | Solar | FIXED | Roof
SRP13786 | SILIKEN MANUFACTURING USA | SLK60P6L BLK/BLK 250WP | 250 | 48 | 112 | 19 |  | Solar | FIXED | Roof
SRP13786 | SILIKEN MANUFACTURING USA | SLK60P6L BLK/WHT 250WP | 250 | 15 | 200 | 30 |  | Solar | FIXED | Roof
SRP13786 | SILIKEN MANUFACTURING USA | SLK60P6L BLK/BLK 250WP | 250 | 3 | 200 | 36 |  | Solar | FIXED | Roof
SRP13787 | SOLARWORLD | SW240 POLY | 240 | 546 | 173 | 10 |  | Solar | FIXED | Roof
SRP13787 | SOLARWORLD | SW240 POLY | 240 | 221 | 220 | 10 |  | Solar | FIXED | Roof
SRP13790 | MATRIX SOLAR/PHOTOWATT | PW1650-175 | 245 | 24 | 105 | 26 |  | Solar | FIXED | Roof
SRP13791 | SOLARWORLD | SW185MONO | 240 | 1521 | 180 | 10 |  | Solar | FIXED | Roof
SRP13792 | SOLARWORLD | SW240 POLY | 240 | 1534 | 215 | 10 |  | Solar | FIXED | Roof
SRP13793 | SOLARWORLD | SW240 POLY | 240 | 169 | 217 | 10 |  | Solar | FIXED | Roof
SRP13794 | SOLARWORLD | SW240 POLY | 240 | 1170 | 151 | 10 |  | Solar | FIXED | Roof
SRP13795 | CANADIAN SOLAR | CS6P-245MX | 245 | 12 | 150 | 27 |  | Solar | FIXED | Roof
SRP13795 | CANADIAN SOLAR | CS6P-245MX | 245 | 23 | 150 | 31 |  | Solar | FIXED | Roof
SRP13796 | CHANGZHOU TRINA SOLAR ENERGY CO | TSM-185D | 240 | 12 | 95 | 30 |  | Solar | FIXED | Roof
SRP13796 | CHANGZHOU TRINA SOLAR ENERGY CO | TSM-185D | 240 | 26 | 185 | 25 |  | Solar | FIXED | Roof
SRP13797 | CHANGZHOU TRINA SOLAR ENERGY CO | TSM-185D | 240 | 12 | 125 | 17 |  | Solar | FIXED | Roof
SRP13797 | CHANGZHOU TRINA SOLAR ENERGY CO | TSM-185D | 240 | 40 | 210 | 36 |  | Solar | FIXED | Roof
SRP13798 | SUNTECH POWER | STP210S-18/UB-1 | 250 | 8 | 178.1 | 9 |  | Solar | FIXED | Roof
SRP13798 | SUNTECH POWER | STP210S-18/UB-1 | 250 | 12 | 178.1 | 30 |  | Solar | FIXED | Roof
SRP13798 | SUNTECH POWER | STP210S-18/UB-1 | 250 | 12 | 178.1 | 40 |  | Solar | FIXED | Roof
SRP13799 | KYOCERA SOLAR | KD220GX-LFBS | 220 | 42 | 165 | 30 |  | Solar | FIXED | Ground
SRP13800 | SUNIVA | OPT265-60-4-100 | 260 | 32 | 238 | 18 |  | Solar | FIXED | Roof
SRP13801 | YINGLI ENERGY (CHINA) | YL240P-29B | 240 | 18 | 125 | 23 |  | Solar | FIXED | Roof
SRP13801 | YINGLI ENERGY (CHINA) | YL240P-29B | 240 | 11 | 125 | 40 |  | Solar | FIXED | Roof
SRP13802 | SUNIVA | OPT260-60-4-100 | 260 | 20 | 162 | 26 |  | Solar | FIXED | Roof
SRP13803 | YINGLI ENERGY (CHINA) | YL240P-29B | 240 | 20 | 147 | 32 |  | Solar | FIXED | Roof
SRP13803 | YINGLI ENERGY (CHINA) | YL240P-29B | 240 | 7 | 237 | 45 |  | Solar | FIXED | Roof
SRP13804 | TRINA SOLAR | TSM-240PA05 | 240 | 18 | 115 | 22 |  | Solar | FIXED | Roof
SRP13804 | TRINA SOLAR | TSM-240PA05 | 240 | 7 | 115 | 30 |  | Solar | FIXED | Roof
SRP13804 | TRINA SOLAR | TSM-240PA05 | 240 | 25 | 295 | 22 |  | Solar | FIXED | Roof
SRP13805 | YINGLI ENERGY (CHINA) | YL240P-29B | 240 | 16 | 226 | 29 |  | Solar | FIXED | Roof
SRP13806 | CHANGZHOU TRINA SOLAR ENERGY CO | TSM-160D | 240 | 30 | 98 | 34 |  | Solar | FIXED | Roof
SRP13806 | CHANGZHOU TRINA SOLAR ENERGY CO | TSM-160D | 240 | 10 | 187 | 34 |  | Solar | FIXED | Roof
SRP13807 | REC SCANMODULE | SCM205 | 245 | 6 | 185 | 9 |  | Solar | FIXED | Roof
SRP13807 | REC SCANMODULE | SCM205 | 245 | 12 | 185 | 11 |  | Solar | FIXED | Roof
SRP13809 | TRINA SOLAR | TSM-240PD05.10 | 240 | 18 | 137 | 13 |  | Solar | FIXED | Roof
SRP13809 | TRINA SOLAR | TSM-240PD05.10 | 240 | 18 | 137 | 29 |  | Solar | FIXED | Roof
SRP13809 | TRINA SOLAR | TSM-240PA05.10 | 240 | 5 | 137 | 39 |  | Solar | FIXED | Roof
SRP13809 | TRINA SOLAR | TSM-240PD05.10 | 240 | 2 | 230 | 24 |  | Solar | FIXED | Roof
SRP13810 | CHANGZHOU TRINA SOLAR ENERGY CO | TSM-160D | 240 | 33 | 204 | 35 |  | Solar | FIXED | Roof
SRP13811 | TRINA SOLAR | TSM-240PA05 | 240 | 31 | 210 | 22 |  | Solar | FIXED | Roof
SRP13812 | YINGLI ENERGY (CHINA) | YL245P-29B | 245 | 12 | 194 | 18 |  | Solar | FIXED | Roof
SRP13813 | CHANGZHOU TRINA SOLAR ENERGY CO | TSM-160D | 240 | 8 | 105 | 22 |  | Solar | FIXED | Roof
SRP13813 | CHANGZHOU TRINA SOLAR ENERGY CO | TSM-160D | 240 | 19 | 195 | 25 |  | Solar | FIXED | Roof
SRP13814 | TRINA SOLAR | TSM-240PA05.10 | 240 | 6 | 163 | 20 |  | Solar | FIXED | Roof
SRP13814 | TRINA SOLAR | TSM-240PA05.10 | 240 | 17 | 247 | 20 |  | Solar | FIXED | Roof
SRP13815 | TRINA SOLAR | TSM-250PA05 | 250 | 18 | 92 | 27 |  | Solar | FIXED | Roof
SRP13815 | TRINA SOLAR | TSM-250PA05 | 250 | 13 | 272 | 28 |  | Solar | FIXED | Roof
SRP13816 | CHANGZHOU TRINA SOLAR ENERGY CO | TSM-160D | 240 | 33 | 98 | 25 |  | Solar | FIXED | Roof
SRP13817 | CHANGZHOU TRINA SOLAR ENERGY CO | TSM-185D | 240 | 33 | 270 | 25 |  | Solar | FIXED | Roof
SRP13818 | CHANGZHOU TRINA SOLAR ENERGY CO | TSM-160D | 240 | 46 | 111 | 24 |  | Solar | FIXED | Roof
SRP13819 | CHANGZHOU TRINA SOLAR ENERGY CO | TSM-185D | 240 | 16 | 171 | 20 |  | Solar | FIXED | Roof
SRP13819 | CHANGZHOU TRINA SOLAR ENERGY CO | TSM-185D | 240 | 23 | 261 | 24 |  | Solar | FIXED | Roof
SRP13821 | TRINA SOLAR | TSM-245PA05.10 | 245 | 26 | 204.4 | 30 |  | Solar | FIXED | Roof
SRP13823 | CHANGZHOU TRINA SOLAR ENERGY CO | TSM-185D | 240 | 24 | 147 | 28 |  | Solar | FIXED | Roof
SRP13823 | CHANGZHOU TRINA SOLAR ENERGY CO | TSM-185D | 240 | 12 | 237 | 30 |  | Solar | FIXED | Roof
SRP13824 | TRINA SOLAR | TSM-250PA05 | 250 | 19 | 258 | 10 |  | Solar | FIXED | Roof
SRP13825 | TRINA SOLAR | TSM-240PA05 | 240 | 18 | 176 | 11 |  | Solar | FIXED | Roof
SRP13825 | TRINA SOLAR | TSM-240PA05 | 240 | 26 | 176 | 17 |  | Solar | FIXED | Roof
SRP13828 | CHANGZHOU TRINA SOLAR ENERGY CO | TSM-185D | 240 | 15 | 197 | 12 |  | Solar | FIXED | Roof
SRP13828 | CHANGZHOU TRINA SOLAR ENERGY CO | TSM-185D | 240 | 23 | 197 | 37 |  | Solar | FIXED | Roof
SRP13829 | UNKNOWN | UNKNOWN | 255 | 28 | 196 | 20 |  | Solar | FIXED | Roof
SRP13832 | CANADIAN SOLAR | CS6P-245MX | 245 | 32 | 138 | 21 |  | Solar | FIXED | Roof
SRP13832 | CANADIAN SOLAR | CS6P-245MX | 245 | 8 | 138 | 24 |  | Solar | FIXED | Roof
SRP13833 | CANADIAN SOLAR | CS6P-235PX | 235 | 2 | 162 | 37 |  | Solar | FIXED | Roof
SRP13833 | CANADIAN SOLAR | CS6P-235PX | 235 | 17 | 162 | 37 |  | Solar | FIXED | Roof
SRP13834 | CANADIAN SOLAR | CS6P-235PX | 235 | 18 | 210 | 34 |  | Solar | FIXED | Roof
SRP13838 | LG ELECTRONICS SOLAR CELL DIVISION | LG255S1C-G2 | 255 | 34 | 177 | 28 |  | Solar | FIXED | Roof
SRP13839 | SUNTECH POWER | STP210S-18/UB-1 | 250 | 26 | 207.1 | 30 |  | Solar | FIXED | Roof
SRP13840 | CHANGZHOU TRINA SOLAR ENERGY CO | TSM-185D | 250 | 15 | 114 | 36 |  | Solar | FIXED | Roof
SRP13841 | SUNPOWER | SPR-327NE-WHT-D | 327 | 18 | 175 | 37 |  | Solar | FIXED | Roof
SRP13842 | TRINA SOLAR | TSM-250PA05 | 250 | 17 | 89 | 16 |  | Solar | FIXED | Roof
SRP13843 | KYOCERA SOLAR | KD210GX-LP | 215 | 24 | 152 | 46 |  | Solar | FIXED | Roof
SRP13843 | KYOCERA SOLAR | KD210GX-LP | 215 | 28 | 236 | 32 |  | Solar | FIXED | Roof
SRP13843 | KYOCERA SOLAR | KD210GX-LP | 215 | 32 | 236 | 32 |  | Solar | FIXED | Roof
SRP13844 | LG ELECTRONICS SOLAR CELL DIVISION | LG255S1C-G2 | 255 | 14 | 100 | 22 |  | Solar | FIXED | Roof
SRP13844 | LG ELECTRONICS SOLAR CELL DIVISION | LG255S1C-G2 | 255 | 7 | 280 | 10 |  | Solar | FIXED | Roof
SRP13844 | LG ELECTRONICS SOLAR CELL DIVISION | LG255S1C-G2 | 255 | 16 | 280 | 22 |  | Solar | FIXED | Roof
SRP13845 | REC SCANMODULE | SCM230 | 245 | 22 | 148 | 27 |  | Solar | FIXED | Roof
SRP13846 | ASTROPOWER | AP-100 | 230 | 364 | 180 | 32.5 |  | Solar | FIXED | Ground
SRP13847 | CANADIAN SOLAR | CS6X-295M | 295 | 231 | 206 | 10 |  | Solar | FIXED | Roof
SRP13847 | CANADIAN SOLAR | CS6X-295M | 295 | 220 | 209 | 11 |  | Solar | FIXED | Ground
SRP13847 | CANADIAN SOLAR | CS6X-290M | 290 | 297 | 217 | 11 |  | Solar | FIXED | Ground
SRP13848 | CANADIAN SOLAR | CS6X-290M | 290 | 1056 | 180 | 25 |  | Solar | FIXED | Ground
SRP13850 | CANADIAN SOLAR | CS6X-290P | 290 | 715 | 189.6 | 10 |  | Solar | FIXED | Roof
SRP13851 | CANADIAN SOLAR | CS6X-290M | 290 | 913 | 138 | 10 |  | Solar | FIXED | Roof
SRP13852 | SUNTECH POWER | STP210S-18/UB-1 | 255 | 124 | 62 | 20 |  | Solar | FIXED | Roof
SRP13852 | SUNTECH POWER | STP210S-18/UB-1 | 255 | 55 | 152 | 20 |  | Solar | FIXED | Roof
SRP13852 | SUNTECH POWER | STP210S-18/UB-1 | 255 | 73 | 242 | 20 |  | Solar | FIXED | Roof
SRP13853 | SUNTECH POWER | STP210S-18/UB-1 | 250 | 24 | 245.5 | 35 |  | Solar | FIXED | Roof
SRP13854 | CHANGZHOU TRINA SOLAR ENERGY CO | TSM-160D | 240 | 28 | 182 | 23 |  | Solar | FIXED | Roof
SRP13855 | MATRIX SOLAR/PHOTOWATT | PW1000-100 | 250 | 26 | 177 | 20 |  | Solar | FIXED | Roof
SRP13856 | CHANGZHOU TRINA SOLAR ENERGY CO | TSM-160D | 240 | 8 | 208 | 18 |  | Solar | FIXED | Roof
SRP13856 | CHANGZHOU TRINA SOLAR ENERGY CO | TSM-160D | 240 | 18 | 208 | 18 |  | Solar | FIXED | Roof
SRP13856 | CHANGZHOU TRINA SOLAR ENERGY CO | TSM-160D | 240 | 20 | 208 | 18 |  | Solar | FIXED | Roof
SRP13857 | SUNTECH POWER | STP210S-18/UB-1 | 250 | 28 | 125.8 | 40 |  | Solar | FIXED | Roof
SRP13858 | TRINA SOLAR | TSM-240PD05 | 240 | 14 | 182 | 14 |  | Solar | FIXED | Roof
SRP13858 | TRINA SOLAR | TSM-240DA05 | 240 | 9 | 182 | 39 |  | Solar | FIXED | Roof
SRP13858 | TRINA SOLAR | TSM-240DA05 | 240 | 18 | 182 | 39 |  | Solar | FIXED | Roof
SRP13859 | CHANGZHOU TRINA SOLAR ENERGY CO | TSM-185D | 235 | 36 | 124.2 | 20 |  | Solar | FIXED | Roof
SRP13860 | CANADIAN SOLAR | CS6P-235PX | 235 | 17 | 35 | 9 |  | Solar | FIXED | Roof
SRP13860 | CANADIAN SOLAR | CS6P-235PX | 235 | 7 | 125 | 34 |  | Solar | FIXED | Roof
SRP13861 | CANADIAN SOLAR | CS4C-100 | 245 | 26 | 140 | 20 |  | Solar | FIXED | Roof
SRP13862 | ISOFOTON | I-100/12 | 245 | 15 | 162 | 23 |  | Solar | FIXED | Roof
SRP13863 | YINGLI ENERGY (CHINA) | YL240P-29B | 240 | 39 | 167 | 18 |  | Solar | FIXED | Roof
SRP13866 | SUNPOWER | T5-SPR-327 | 327 | 26 | 208 | 37 |  | Solar | FIXED | Roof
SRP13867 | SUNPOWER | SPR-230-WHT-U | 230 | 86 | 235 | 32 |  | Solar | FIXED | Roof
SRP13868 | YINGLI ENERGY (CHINA) | YL240P-29B | 240 | 15 | 76 | 25 |  | Solar | FIXED | Roof
SRP13868 | YINGLI ENERGY (CHINA) | YL240P-29B | 240 | 15 | 256 | 25 |  | Solar | FIXED | Roof
SRP13869 | SUNIVA | OPT260-60-4-100 | 260 | 20 | 205 | 30 |  | Solar | FIXED | Roof
SRP13870 | SUNTECH POWER | STP210S-18/UB-1 | 250 | 44 | 125 | 30 |  | Solar | FIXED | Roof
SRP13871 | SUNIVA | OPT260-60-4-100 | 260 | 32 | 129 | 29 |  | Solar | FIXED | Roof
SRP13871 | SUNIVA | OPT260-60-4-100 | 260 | 9 | 219 | 43 |  | Solar | FIXED | Roof
SRP13872 | SUNIVA | OPT260-60-4-100 | 260 | 11 | 185 | 30 |  | Solar | FIXED | Roof
SRP13872 | SUNIVA | OPT260-60-4-100 | 260 | 21 | 185 | 30 |  | Solar | FIXED | Roof
SRP13872 | SUNIVA | OPT260-60-4-100 | 260 | 8 | 275 | 40 |  | Solar | FIXED | Roof
SRP13874 | SUNTECH POWER | STP150-24/AB-1 | 250 | 22 | 126 | 20 |  | Solar | FIXED | Roof
SRP13874 | SUNTECH POWER | STP150-24/AB-1 | 250 | 6 | 216.6 | 20 |  | Solar | FIXED | Roof
SRP13875 | SUNTECH POWER | STP150-24/AB-1 | 250 | 20 | 163.5 | 22 |  | Solar | FIXED | Roof
SRP13876 | SUNTECH POWER | STP210-18/UB-1 | 250 | 16 | 104 | 25 |  | Solar | FIXED | Roof
SRP13877 | SUNTECH POWER | STP150S-24/AB-1 | 250 | 24 | 133.1 | 15 |  | Solar | FIXED | Roof
SRP13878 | CHANGZHOU TRINA SOLAR ENERGY CO | TSM-160D | 240 | 24 | 204 | 22 |  | Solar | FIXED | Roof
SRP13880 | EVERGREEN SOLAR | ES-A-210-FA3 | 210 | 19 | 117 | 32 |  | Solar | FIXED | Roof
SRP13880 | EVERGREEN SOLAR | ES-A-210-FA3 | 210 | 18 | 205 | 32 |  | Solar | FIXED | Roof
SRP13880 | EVERGREEN SOLAR | ES-A-210-FA3 | 210 | 8 | 293 | 32 |  | Solar | FIXED | Roof
SRP13881 | BP SOLAR | BP3215B | 215 | 16 | 147 | 24 |  | Solar | FIXED | Roof
SRP13881 | BP SOLAR | BP3215B | 215 | 6 | 237 | 33 |  | Solar | FIXED | Roof
SRP13882 | SUNPOWER | SPR-327NE-WHT-D | 327 | 16 | 140 | 29 |  | Solar | FIXED | Roof
SRP13882 | SUNPOWER | SPR-327NE-WHT-D | 327 | 48 | 158 | 24 |  | Solar | FIXED | Roof
SRP13883 | SUNTECH POWER | STP150-24/AB-1 | 250 | 40 | 150.1 | 15 |  | Solar | FIXED | Roof
SRP13884 | BEIJING ZHONGKEXIN ELECTRONICS EQUIPMENT | ZKX-265P-24 | 260 | 29 | 103 | 41 |  | Solar | FIXED | Roof
SRP13884 | BEIJING ZHONGKEXIN ELECTRONICS EQUIPMENT | ZKX-265P-24 | 260 | 16 | 193 | 30 |  | Solar | FIXED | Roof
SRP13886 | ET SOLAR INDUSTRY | ET-A-P660245B | 245 | 117 | 185 | 30 |  | Solar | FIXED | Roof
SRP13888 | SUNPOWER | SPR-225-BLK-U | 225 | 14 | 177 | 30.2 |  | Solar | FIXED | Roof
SRP13889 | SUNPOWER | SPR-327NE-WHT-D | 327 | 28 | 135 | 18 |  | Solar | FIXED | Roof
SRP13889 | SUNPOWER | SPR-327NE-WHT-D | 327 | 3 | 225 | 18 |  | Solar | FIXED | Roof
SRP13890 | YINGLI ENERGY (CHINA) | YL240P-29B | 240 | 20 | 135 | 32 |  | Solar | FIXED | Roof
SRP13891 | YINGLI ENERGY (CHINA) | YL240P-29B | 240 | 26 | 253 | 27 |  | Solar | FIXED | Roof
SRP13891 | YINGLI ENERGY (CHINA) | YL240P-29B | 240 | 13 | 253 | 33 |  | Solar | FIXED | Roof
SRP13892 | SUNIVA | OPT260-60-4-100 | 260 | 21 | 152 | 24 |  | Solar | FIXED | Roof
SRP13892 | SUNIVA | OPT260-60-4-100 | 260 | 34 | 152 | 40 |  | Solar | FIXED | Roof
SRP13893 | BAODING YINGLI NEW ENERGY RESOURCES CO | 110(17)P1447X663 | 240 | 36 | 125 | 26 |  | Solar | FIXED | Roof
SRP13894 | KYOCERA SOLAR | KD210GX-LP | 220 | 23 | 84 | 38 |  | Solar | FIXED | Roof
SRP13894 | KYOCERA SOLAR | KD210GX-LP | 220 | 8 | 174 | 42 |  | Solar | FIXED | Roof
SRP13894 | KYOCERA SOLAR | KD210GX-LP | 220 | 18 | 174 | 42 |  | Solar | FIXED | Roof
SRP13894 | KYOCERA SOLAR | KD210GX-LP | 220 | 12 | 264 | 38 |  | Solar | FIXED | Roof
SRP13894 | KYOCERA SOLAR | KD210GX-LP | 220 | 12 | 264 | 38 |  | Solar | FIXED | Roof
SRP13895 | YINGLI ENERGY (CHINA) | YL240P-29B | 240 | 28 | 76 | 18 |  | Solar | FIXED | Roof
SRP13896 | MATRIX SOLAR/PHOTOWATT | PW1000-100 | 255 | 14 | 36 | 14 |  | Solar | FIXED | Roof
SRP13896 | MATRIX SOLAR/PHOTOWATT | PW1000-100 | 255 | 8 | 126 | 14 |  | Solar | FIXED | Roof
SRP13896 | MATRIX SOLAR/PHOTOWATT | PW1000-100 | 255 | 8 | 126 | 44 |  | Solar | FIXED | Roof
SRP13896 | MATRIX SOLAR/PHOTOWATT | PW1000-100 | 255 | 28 | 216 | 14 |  | Solar | FIXED | Roof
SRP13897 | TRINA SOLAR | TSM-240PA05 | 240 | 11 | 110 | 22 |  | Solar | FIXED | Roof
SRP13897 | TRINA SOLAR | TSM-240PA05 | 240 | 11 | 200 | 22 |  | Solar | FIXED | Roof
SRP13897 | TRINA SOLAR | TSM-240PA05 | 240 | 11 | 290 | 22 |  | Solar | FIXED | Roof
SRP13898 | SUNIVA | OPT260-60-4-100 | 260 | 25 | 143 | 26 |  | Solar | FIXED | Roof
SRP13898 | SUNIVA | OPT260-60-4-100 | 260 | 27 | 220 | 34 |  | Solar | FIXED | Roof
SRP13901 | YINGLI ENERGY (CHINA) | YL240P-29B | 240 | 36 | 150 | 25 |  | Solar | FIXED | Roof
SRP13907 | CHANGZHOU TRINA SOLAR ENERGY CO | TSM-185D | 250 | 9 | 154 | 16 |  | Solar | FIXED | Roof
SRP13907 | CHANGZHOU TRINA SOLAR ENERGY CO | TSM-165D | 250 | 22 | 154 | 26 |  | Solar | FIXED | Roof
SRP13908 | LG ELECTRONICS SOLAR CELL DIVISION | LG255S1C-G2 | 255 | 23 | 134 | 10 |  | Solar | FIXED | Roof
SRP13909 | MATRIX SOLAR/PHOTOWATT | PW1000-100 | 255 | 20 | 109 | 20 |  | Solar | FIXED | Roof
SRP13909 | MATRIX SOLAR/PHOTOWATT | PW1000-100 | 255 | 9 | 197 | 16 |  | Solar | FIXED | Roof
SRP13910 | MATRIX SOLAR/PHOTOWATT | PW1000-100 | 245 | 8 | 123 | 19 |  | Solar | FIXED | Roof
SRP13910 | MATRIX SOLAR/PHOTOWATT | PW1000-100 | 245 | 6 | 211 | 17 |  | Solar | FIXED | Roof
SRP13910 | MATRIX SOLAR/PHOTOWATT | PW1000-100 | 245 | 10 | 211 | 20 |  | Solar | FIXED | Roof
SRP13911 | MATRIX SOLAR/PHOTOWATT | PW1000-100 | 255 | 24 | 148 | 32 |  | Solar | FIXED | Roof
SRP13912 | SOLARWORLD | SW185MONO | 255 | 9 | 257 | 24 |  | Solar | FIXED | Roof
SRP13912 | SOLARWORLD | SW185MONO | 255 | 28 | 257 | 28 |  | Solar | FIXED | Roof
SRP13913 | LG ELECTRONICS SOLAR CELL DIVISION | LG255S1C-G2 | 255 | 27 | 180 | 44 |  | Solar | FIXED | Roof
SRP13914 | TRINA SOLAR | TSM-250PA05 | 250 | 7 | 50 | 28 |  | Solar | FIXED | Roof
SRP13914 | TRINA SOLAR | TSM-250PA05 | 250 | 19 | 230 | 16 |  | Solar | FIXED | Roof
SRP13915 | MATRIX SOLAR/PHOTOWATT | PW1000-100 | 245 | 20 | 141 | 32 |  | Solar | FIXED | Roof
SRP13915 | MATRIX SOLAR/PHOTOWATT | PW1000-100 | 245 | 15 | 233 | 38 |  | Solar | FIXED | Roof
SRP13916 | MATRIX SOLAR/PHOTOWATT | PW1000-100 | 255 | 22 | 153 | 22 |  | Solar | FIXED | Roof
SRP13917 | MATRIX SOLAR/PHOTOWATT | PW1000-100 | 255 | 29 | 159 | 18 |  | Solar | FIXED | Roof
SRP13918 | CHANGZHOU TRINA SOLAR ENERGY CO | TSM-185D | 240 | 14 | 165.1 | 30 |  | Solar | FIXED | Roof
SRP13919 | CHANGZHOU TRINA SOLAR ENERGY CO | TSM-185D | 240 | 26 | 130.1 | 26 |  | Solar | FIXED | Roof
SRP13920 | TRINA SOLAR | TSM-250PA05.08 | 250 | 3 | 165 | 20 |  | Solar | FIXED | Roof
SRP13920 | TRINA SOLAR | TSM-250PA05.08 | 250 | 10 | 165 | 22 |  | Solar | FIXED | Roof
SRP13921 | MATRIX SOLAR/PHOTOWATT | PW1000-100 | 255 | 10 | 183 | 28 |  | Solar | FIXED | Roof
SRP13921 | MATRIX SOLAR/PHOTOWATT | PW1000-100 | 255 | 9 | 183 | 30 |  | Solar | FIXED | Roof
SRP13922 | CHANGZHOU TRINA SOLAR ENERGY CO | TSM-185D | 250 | 19 | 137 | 32 |  | Solar | FIXED | Roof
SRP13922 | CHANGZHOU TRINA SOLAR ENERGY CO | TSM-185D | 250 | 41 | 137 | 32 |  | Solar | FIXED | Roof
SRP13923 | CHANGZHOU TRINA SOLAR ENERGY CO | TSM-185D | 240 | 130 | 248.9 | 22 |  | Solar | FIXED | Roof
SRP13924 | CHANGZHOU TRINA SOLAR ENERGY CO | TSM-185D | 240 | 39 | 159 | 22 |  | Solar | FIXED | Roof
SRP13925 | CHANGZHOU TRINA SOLAR ENERGY CO | TSM-185D | 240 | 30 | 219 | 29 |  | Solar | FIXED | Roof
SRP13926 | CHANGZHOU TRINA SOLAR ENERGY CO | TSM-185D | 240 | 20 | 125.3 | 30 |  | Solar | FIXED | Roof
SRP13927 | CHANGZHOU TRINA SOLAR ENERGY CO | TSM-185D | 240 | 14 | 216.4 | 32 |  | Solar | FIXED | Roof
SRP13928 | CANADIAN SOLAR | CS6P-230 | 235 | 16 | 85 | 26 |  | Solar | FIXED | Roof
SRP13928 | CANADIAN SOLAR | CS6P-230 | 235 | 37 | 175 | 26 |  | Solar | FIXED | Roof
SRP13930 | CHANGZHOU TRINA SOLAR ENERGY CO | TSM-185D | 250 | 24 | 127 | 21 |  | Solar | FIXED | Roof
SRP13931 | MATRIX SOLAR/PHOTOWATT | PW1000-100 | 255 | 36 | 183 | 22 |  | Solar | FIXED | Roof
SRP13932 | CHANGZHOU TRINA SOLAR ENERGY CO | TSM-185D | 250 | 19 | 136 | 18 |  | Solar | FIXED | Roof
SRP13932 | CHANGZHOU TRINA SOLAR ENERGY CO | TSM-185D | 250 | 17 | 225 | 18 |  | Solar | FIXED | Roof
SRP13933 | TRINA SOLAR | TSM-250PD05 | 250 | 27 | 123 | 22 |  | Solar | FIXED | Roof
SRP13934 | MATRIX SOLAR/PHOTOWATT | PW1000-100 | 255 | 9 | 93 | 24 |  | Solar | FIXED | Roof
SRP13934 | MATRIX SOLAR/PHOTOWATT | PW1000-100 | 255 | 20 | 183 | 18 |  | Solar | FIXED | Roof
SRP13935 | MATRIX SOLAR/PHOTOWATT | PW1000-100 | 255 | 11 | 166 | 17 |  | Solar | FIXED | Roof
SRP13935 | MATRIX SOLAR/PHOTOWATT | PW1000-100 | 255 | 18 | 248 | 17 |  | Solar | FIXED | Roof
SRP13937 | SHARP | ND-240QCJ | 240 | 33 | 202 | 40 |  | Solar | FIXED | Roof
SRP13938 | TRINA SOLAR | TSM-250PA05A | 250 | 13 | 193 | 5 |  | Solar | FIXED | Roof
SRP13938 | TRINA SOLAR | TSM-250PA05 | 250 | 18 | 193 | 20 |  | Solar | FIXED | Roof
SRP13939 | MATRIX SOLAR/PHOTOWATT | PW1000-100 | 255 | 42 | 189 | 22 |  | Solar | FIXED | Roof
SRP13940 | MATRIX SOLAR/PHOTOWATT | PW1000-100 | 255 | 22 | 173 | 31 |  | Solar | FIXED | Roof
SRP13941 | MATRIX SOLAR/PHOTOWATT | PW1000-100 | 255 | 23 | 125 | 18 |  | Solar | FIXED | Roof
SRP13942 | CHANGZHOU TRINA SOLAR ENERGY CO | TSM-165D | 250 | 14 | 120 | 28 |  | Solar | FIXED | Roof
SRP13942 | CHANGZHOU TRINA SOLAR ENERGY CO | TSM-165D | 250 | 16 | 210 | 36 |  | Solar | FIXED | Roof
SRP13943 | MATRIX SOLAR/PHOTOWATT | PW1650-175 | 255 | 15 | 222 | 19 |  | Solar | FIXED | Roof
SRP13943 | MATRIX SOLAR/PHOTOWATT | PW1650-175 | 255 | 22 | 222 | 19 |  | Solar | FIXED | Roof
SRP13944 | CHANGZHOU TRINA SOLAR ENERGY CO | TSM-185D | 250 | 8 | 169 | 22 |  | Solar | FIXED | Roof
SRP13944 | CHANGZHOU TRINA SOLAR ENERGY CO | TSM-185D | 250 | 10 | 169 | 24 |  | Solar | FIXED | Roof
SRP13944 | CHANGZHOU TRINA SOLAR ENERGY CO | TSM-185D | 250 | 15 | 169 | 25 |  | Solar | FIXED | Roof
SRP13945 | MATRIX SOLAR/PHOTOWATT | PW1000-100 | 255 | 29 | 220 | 24 |  | Solar | FIXED | Roof
SRP13946 | MATRIX SOLAR/PHOTOWATT | PW1000-100 | 255 | 30 | 110 | 22 |  | Solar | FIXED | Roof
SRP13947 | MATRIX SOLAR/PHOTOWATT | PW1000-100 | 255 | 30 | 165 | 23 |  | Solar | FIXED | Roof
SRP13948 | CANADIAN SOLAR | CS6P-235M | 235 | 36 | 275 | 34 |  | Solar | FIXED | Roof
SRP13949 | MATRIX SOLAR/PHOTOWATT | PW1000-100 | 255 | 27 | 188 | 23 |  | Solar | FIXED | Roof
SRP13949 | MATRIX SOLAR/PHOTOWATT | PW1000-100 | 255 | 24 | 188 | 24 |  | Solar | FIXED | Roof
SRP13951 | CHANGZHOU TRINA SOLAR ENERGY CO | TSM-185D | 250 | 18 | 209 | 24 |  | Solar | FIXED | Roof
SRP13952 | MATRIX SOLAR/PHOTOWATT | PW1650-175 | 255 | 9 | 203 | 20 |  | Solar | FIXED | Roof
SRP13952 | MATRIX SOLAR/PHOTOWATT | PW1650-175 | 255 | 21 | 207 | 40 |  | Solar | FIXED | Roof
SRP13953 | MATRIX SOLAR/PHOTOWATT | PW1000-100 | 255 | 33 | 186 | 20 |  | Solar | FIXED | Roof
SRP13955 | LG ELECTRONICS SOLAR CELL DIVISION | LG255S1C-G3 | 255 | 18 | 137 | 29 |  | Solar | FIXED | Roof
SRP13955 | LG ELECTRONICS SOLAR CELL DIVISION | LG255S1C-G2 | 255 | 5 | 137 | 31 |  | Solar | FIXED | Roof
SRP13956 | MATRIX SOLAR/PHOTOWATT | PW1000-100 | 255 | 28 | 182 | 16 |  | Solar | FIXED | Roof
SRP13957 | SUNTECH POWER | STP210-18/UB-1 | 240 | 29 | 149 | 30 |  | Solar | FIXED | Roof
SRP13958 | LG ELECTRONICS SOLAR CELL DIVISION | LG255S1C-G2 | 255 | 19 | 173 | 36 |  | Solar | FIXED | Roof
SRP13959 | LG ELECTRONICS SOLAR CELL DIVISION | LG255S1C-G2 | 255 | 24 | 167 | 18 |  | Solar | FIXED | Roof
SRP13960 | BAODING YINGLI NEW ENERGY RESOURCES CO | YL175(156) | 240 | 18 | 160 | 40 |  | Solar | FIXED | Roof
SRP13961 | MATRIX SOLAR/PHOTOWATT | PW1000-100 | 255 | 8 | 220 | 17 |  | Solar | FIXED | Roof
SRP13961 | MATRIX SOLAR/PHOTOWATT | PW1000-100 | 255 | 8 | 220 | 17 |  | Solar | FIXED | Roof
SRP13961 | MATRIX SOLAR/PHOTOWATT | PW1000-100 | 255 | 4 | 220 | 18 |  | Solar | FIXED | Roof
SRP13963 | SCHUCO USA |  | 240 | 14 | 205 | 27 |  | Solar | FIXED | Roof
SRP13964 | YINGLI ENERGY (CHINA) | YL240P-29B | 240 | 22 | 262 | 38 |  | Solar | FIXED | Roof
SRP13967 | CHANGZHOU TRINA SOLAR ENERGY CO | TSM-185D | 250 | 7 | 124 | 25 |  | Solar | FIXED | Roof
SRP13967 | CHANGZHOU TRINA SOLAR ENERGY CO | TSM-185D | 250 | 20 | 214 | 22 |  | Solar | FIXED | Roof
SRP13968 | SUNPOWER | SPR-225-BLK-U | 225 | 14 | 209 | 30.1 |  | Solar | FIXED | Roof
SRP13969 | TRINA SOLAR | TSM-240PA05 | 240 | 12 | 110 | 33 |  | Solar | FIXED | Roof
SRP13969 | TRINA SOLAR | TSM-240PA05 | 240 | 18 | 110 | 33 |  | Solar | FIXED | Roof
SRP13969 | TRINA SOLAR | TSM-240PA05 | 240 | 50 | 290 | 33 |  | Solar | FIXED | Roof
SRP13970 | SUNPOWER | SPR-90-WHT-U | 327 | 24 | 241 | 30 |  | Solar | FIXED | Roof
SRP13971 | CHANGZHOU TRINA SOLAR ENERGY CO | TSM-185D | 250 | 16 | 183 | 24 |  | Solar | FIXED | Roof
SRP13971 | CHANGZHOU TRINA SOLAR ENERGY CO | TSM-185D | 250 | 14 | 183 | 30 |  | Solar | FIXED | Roof
SRP13971 | CHANGZHOU TRINA SOLAR ENERGY CO | TSM-185D | 250 | 10 | 273 | 32 |  | Solar | FIXED | Roof
SRP13972 | MATRIX SOLAR/PHOTOWATT | PW1000-100 | 255 | 21 | 188 | 20 |  | Solar | FIXED | Roof
SRP13973 | SUNPOWER | PL-AP-120L | 327 | 20 | 214 | 38 |  | Solar | FIXED | Roof
SRP13975 | LG ELECTRONICS SOLAR CELL DIVISION | LG255S1C-G3 | 255 | 21 | 220 | 6 |  | Solar | FIXED | Roof
SRP13977 | LG ELECTRONICS SOLAR CELL DIVISION | LG260S1C-G2 | 260 | 11 | 87 | 20 |  | Solar | FIXED | Roof
SRP13977 | LG ELECTRONICS SOLAR CELL DIVISION | LG260S1C-G2 | 260 | 11 | 267 | 20 |  | Solar | FIXED | Roof
SRP13979 | LG ELECTRONICS SOLAR CELL DIVISION | LG255S1C-G2 | 255 | 32 | 172 | 34 |  | Solar | FIXED | Roof
SRP13980 | CHANGZHOU TRINA SOLAR ENERGY CO | TSM-165D | 250 | 55 | 219 | 20 |  | Solar | FIXED | Roof
SRP13984 | SHARP | NE-170U1 | 170 | 8 | 186 | 45 |  | Solar | FIXED | Roof
SRP13992 | LG ELECTRONICS SOLAR CELL DIVISION | LG255S1C-G3 | 255 | 28 | 193 | 17 |  | Solar | FIXED | Roof
SRP13993 | SILIKEN MANUFACTURING USA | SLK60P6L 230 WP | 235 | 44 | 180 | 35.5 |  | Solar | FIXED | Ground
SRP14008 | SHARP | ND-216U1F | 216 | 30 | 261 | 35 |  | Solar | FIXED | Roof
SRP14009 | SOLON AG FUER SOLARTECHNIK | P250/6+/01 290WP | 245 | 696 | 135 | 10 |  | Solar | FIXED | Roof
SRP14013 | CHANGZHOU TRINA SOLAR ENERGY CO | TSM-185D | 240 | 27 | 160 | 24 |  | Solar | FIXED | Roof
SRP14014 | TRINA SOLAR | TSM-240PA05.10 | 240 | 22 | 206 | 18 |  | Solar | FIXED | Roof
SRP14015 | SUZHOU SHENGLONG PV-TECH | SLSM-185D | 185 | 80 | 264 | 27 |  | Solar | FIXED | Roof
SRP14016 | SUZHOU SHENGLONG PV-TECH | SLSM-185D | 185 | 44 | 264 | 27 |  | Solar | FIXED | Roof
SRP14017 | SUZHOU SHENGLONG PV-TECH | SLSM-185D | 185 | 64 | 264 | 27 |  | Solar | FIXED | Roof
SRP14019 | SUZHOU SHENGLONG PV-TECH | SLSM-185D | 185 | 64 | 268 | 27 |  | Solar | FIXED | Roof
SRP14020 | SUZHOU SHENGLONG PV-TECH | SLSM-185D | 185 | 80 | 259 | 27 |  | Solar | FIXED | Roof
SRP14022 | SUNPOWER | SPR-225-BLK-U | 225 | 10 | 216 | 30.2 |  | Solar | FIXED | Roof
SRP14023 | SUNPOWER | SPR-225-BLK-U | 225 | 10 | 216 | 30.2 |  | Solar | FIXED | Roof
SRP14024 | SUNPOWER | SPR-225-BLK-U | 225 | 20 | 96 | 30.2 |  | Solar | FIXED | Roof
SRP14025 | SUNPOWER | SPR-225-BLK-U | 225 | 10 | 185 | 30.2 |  | Solar | FIXED | Roof
SRP14026 | SUNPOWER | SPR-225-BLK-U | 225 | 10 | 216 | 30.2 |  | Solar | FIXED | Roof
SRP14028 | LG ELECTRONICS SOLAR CELL DIVISION | LG255S1C-G2 | 255 | 36 | 208 | 20 |  | Solar | FIXED | Roof
SRP14029 | YINGLI ENERGY (CHINA) | YL235P-29B | 235 | 12 | 143 | 24 |  | Solar | FIXED | Roof
SRP14029 | YINGLI ENERGY (CHINA) | YL235P-29B | 235 | 8 | 251 | 24 |  | Solar | FIXED | Roof
SRP14030 | SUNPOWER | SPR-327NE-WHT-D | 327 | 37 | 174 | 25 |  | Solar | FIXED | Roof
SRP14030 | SUNPOWER | SPR-327NE-WHT-D | 327 | 18 | 174 | 35 |  | Solar | FIXED | Roof
SRP14031 | YINGLI ENERGY (CHINA) | YL240P-29B | 240 | 58 | 109 | 4 |  | Solar | FIXED | Roof
SRP14032 | BAODING YINGLI NEW ENERGY RESOURCES CO | 110(17)P1447X663 | 240 | 20 | 183 | 18 |  | Solar | FIXED | Roof
SRP14033 | YINGLI ENERGY (CHINA) | YL240P-29B | 240 | 20 | 180 | 26 |  | Solar | FIXED | Roof
SRP14034 | TRINA SOLAR | TSM-240PA05.18 | 240 | 19 | 108 | 18 |  | Solar | FIXED | Roof
SRP14034 | TRINA SOLAR | TSM-240PD05 | 240 | 21 | 288 | 18 |  | Solar | FIXED | Roof
SRP14035 | KYOCERA SOLAR | KD220GX-LFBS | 220 | 36 | 148 | 24 |  | Solar | FIXED | Roof
SRP14036 | CANADIAN SOLAR | CS4C-100 | 235 | 8 | 152 | 23 |  | Solar | FIXED | Roof
SRP14036 | CANADIAN SOLAR | CS4C-100 | 235 | 3 | 242 | 37 |  | Solar | FIXED | Roof
SRP14038 | CHANGZHOU TRINA SOLAR ENERGY CO | TSM-160D | 240 | 39 | 106 | 30 |  | Solar | FIXED | Roof
SRP14039 | CHANGZHOU TRINA SOLAR ENERGY CO | TSM-160D | 240 | 18 | 174 | 12 |  | Solar | FIXED | Roof
SRP14039 | CHANGZHOU TRINA SOLAR ENERGY CO | TSM-160D | 240 | 18 | 174 | 22 |  | Solar | FIXED | Roof
SRP14040 | TRINA SOLAR | TSM-240PD05 | 245 | 7 | 111 | 23 |  | Solar | FIXED | Roof
SRP14040 | TRINA SOLAR | TSM-245PA05.10 | 245 | 18 | 111 | 45 |  | Solar | FIXED | Roof
SRP14041 | CHANGZHOU TRINA SOLAR ENERGY CO | TSM-160D | 240 | 33 | 244 | 21 |  | Solar | FIXED | Roof
SRP14042 | KYOCERA SOLAR | KC120-1 | 245 | 20 | 181 | 22 |  | Solar | FIXED | Roof
SRP14043 | YINGLI ENERGY (CHINA) | YL245P-29B | 245 | 17 | 110 | 24 |  | Solar | FIXED | Roof
SRP14043 | YINGLI ENERGY (CHINA) | YL245P-29B | 245 | 14 | 200 | 26 |  | Solar | FIXED | Roof
SRP14044 | TRINA SOLAR | TSM-240PA05 | 240 | 8 | 124 | 19 |  | Solar | FIXED | Roof
SRP14044 | TRINA SOLAR | TSM-240PA05 | 240 | 3 | 304 | 19 |  | Solar | FIXED | Roof
SRP14045 | YINGLI ENERGY (CHINA) | YL240P-29B | 240 | 32 | 202 | 19 |  | Solar | FIXED | Roof
SRP14046 | TRINA SOLAR | TSM-240PA05 | 240 | 20 | 237 | 24 |  | Solar | FIXED | Roof
SRP14047 | CHANGZHOU TRINA SOLAR ENERGY CO | TSM-160D | 240 | 41 | 143 | 34 |  | Solar | FIXED | Roof
SRP14047 | CHANGZHOU TRINA SOLAR ENERGY CO | TSM-160D | 240 | 5 | 228 | 36 |  | Solar | FIXED | Roof
SRP14048 | CHANGZHOU TRINA SOLAR ENERGY CO | TSM-160D | 240 | 43 | 103.3 | 34 |  | Solar | FIXED | Roof
SRP14049 | ISOFOTON | I-100/12 | 245 | 37 | 215 | 27 |  | Solar | FIXED | Roof
SRP14052 | SUNIVA | OPT260-60-4-100 | 260 | 23 | 222 | 26 |  | Solar | FIXED | Roof
SRP14053 | BAODING YINGLI NEW ENERGY RESOURCES CO | 110(17)P1447X663 | 260 | 8 | 177 | 22 |  | Solar | FIXED | Roof
SRP14053 | BAODING YINGLI NEW ENERGY RESOURCES CO | 110(17)P1447X663 | 260 | 10 | 177 | 25 |  | Solar | FIXED | Roof
SRP14055 | YINGLI ENERGY (CHINA) | YL240P-29B | 240 | 21 | 182 | 30 |  | Solar | FIXED | Roof
SRP14056 | BAODING YINGLI NEW ENERGY RESOURCES CO | 110(17)P1447X663 | 240 | 33 | 100 | 30 |  | Solar | FIXED | Roof
SRP14057 | SUNTECH POWER | STP210S-18/UB-1 | 250 | 20 | 91.5 | 40 |  | Solar | FIXED | Roof
SRP14057 | SUNTECH POWER | STP210S-18/UB-1 | 250 | 12 | 181.5 | 40 |  | Solar | FIXED | Roof
SRP14058 | SUNTECH POWER | STP210S-18/UB-1 | 250 | 32 | 130.3 | 30 |  | Solar | FIXED | Roof
SRP14059 | MATRIX SOLAR/PHOTOWATT | PW1650-175 | 250 | 42 | 126 | 30 |  | Solar | FIXED | Roof
SRP14060 | SUNTECH POWER | STP210S-18/UB-1 | 250 | 42 | 135.1 | 25 |  | Solar | FIXED | Roof
SRP14063 | SUNTECH POWER | STP210S-18/UB-1 | 250 | 33 | 141.5 | 25 |  | Solar | FIXED | Roof
SRP14064 | TRINA SOLAR | TSM-240PD05 | 240 | 29 | 159 | 26 |  | Solar | FIXED | Roof
SRP14064 | TRINA SOLAR | TSM-240PD05 | 240 | 5 | 249 | 41 |  | Solar | FIXED | Roof
SRP14065 | TRINA SOLAR | TSM-240DA05 | 240 | 31 | 142 | 21 |  | Solar | FIXED | Roof
SRP14066 | CHANGZHOU TRINA SOLAR ENERGY CO | TSM-160D | 240 | 12 | 195 | 16 |  | Solar | FIXED | Roof
SRP14066 | CHANGZHOU TRINA SOLAR ENERGY CO | TSM-160D | 240 | 24 | 195 | 16 |  | Solar | FIXED | Roof
SRP14067 | TRINA SOLAR | TSM-240PD05.10 | 240 | 30 | 176 | 43 |  | Solar | FIXED | Roof
SRP14069 | CANADIAN SOLAR | CS6P-245MX | 245 | 16 | 220 | 33 |  | Solar | FIXED | Roof
SRP14070 | CANADIAN SOLAR | CS6P-235PX | 235 | 2 | 164 | 13 |  | Solar | FIXED | Roof
SRP14070 | CANADIAN SOLAR | CS6P-235PX | 235 | 21 | 164 | 27 |  | Solar | FIXED | Roof
SRP14071 | BAODING YINGLI NEW ENERGY RESOURCES CO | 110(17)P1447X663 | 240 | 21 | 118 | 37 |  | Solar | FIXED | Roof
SRP14071 | BAODING YINGLI NEW ENERGY RESOURCES CO | 110(17)P1447X663 | 240 | 21 | 208 | 37 |  | Solar | FIXED | Roof
SRP14072 | CANADIAN SOLAR | CS6P-235PX | 235 | 20 | 217 | 24 |  | Solar | FIXED | Roof
SRP14073 | YINGLI ENERGY (CHINA) | YL245P-29B | 245 | 28 | 90 | 23 |  | Solar | FIXED | Roof
SRP14073 | YINGLI ENERGY (CHINA) | YL245P-29B | 245 | 30 | 270 | 23 |  | Solar | FIXED | Roof
SRP14074 | SUNPOWER | SPR-315E-WHT-U | 327 | 23 | 158 | 20 |  | Solar | FIXED | Roof
SRP14075 | CANADIAN SOLAR | CS6P-235PX | 235 | 33 | 178 | 20 |  | Solar | FIXED | Roof
SRP14077 | YINGLI ENERGY (CHINA) | YL240P-29B | 240 | 44 | 180 | 34 |  | Solar | FIXED | Roof
SRP14078 | CANADIAN SOLAR | CS6P-235PX | 235 | 27 | 150 | 21 |  | Solar | FIXED | Roof
SRP14080 | CANADIAN SOLAR | CS6P-230 | 240 | 43 | 139 | 23 |  | Solar | FIXED | Roof
SRP14081 | CANADIAN SOLAR | CS6P-225 | 235 | 19 | 128 | 25 |  | Solar | FIXED | Roof
SRP14081 | CANADIAN SOLAR | CS6P-230 | 235 | 6 | 128 | 26 |  | Solar | FIXED | Roof
SRP14081 | CANADIAN SOLAR | CS6P-230 | 235 | 3 | 128 | 30 |  | Solar | FIXED | Roof
SRP14082 | CANADIAN SOLAR | CS4C-100 | 235 | 18 | 150 | 20 |  | Solar | FIXED | Roof
SRP14083 | YINGLI ENERGY (CHINA) | YL240P-29B | 240 | 10 | 125 | 19 |  | Solar | FIXED | Roof
SRP14083 | YINGLI ENERGY (CHINA) | YL240P-29B | 240 | 18 | 125 | 32 |  | Solar | FIXED | Roof
SRP14086 | SUNTECH POWER | STP150-24/AB-1 | 250 | 26 | 194 | 18 |  | Solar | FIXED | Roof
SRP14087 | YINGLI ENERGY (CHINA) | YL240P-29B | 240 | 33 | 150 | 32 |  | Solar | FIXED | Roof
SRP14088 | CANADIAN SOLAR | CS6P-245MX | 245 | 17 | 200 | 30 |  | Solar | FIXED | Roof
SRP14089 | CANADIAN SOLAR | CS6P-235PX | 235 | 14 | 121 | 33 |  | Solar | FIXED | Roof
SRP14090 | YINGLI ENERGY (CHINA) | YL290P-35B | 290 | 2365 | 148 | 5 |  | Solar | FIXED | Roof
SRP14091 | SUNTECH POWER | STP210S-18/UB-1 | 250 | 36 | 155.1 | 32 |  | Solar | FIXED | Roof
SRP14092 | REC SCANMODULE | SCM230 | 235 | 15 | 194 | 40 |  | Solar | FIXED | Roof
SRP14093 | SHARP | ND-240QCJ | 240 | 33 | 202 | 19 |  | Solar | FIXED | Roof
SRP14094 | SUNPOWER | SPR-327NE-WHT-D | 327 | 30 | 255 | 30 |  | Solar | FIXED | Roof
SRP14095 | TRINA SOLAR | TSM-240PA05.10 | 240 | 40 | 185 | 16 |  | Solar | FIXED | Roof
SRP14097 | TRINA SOLAR | TSM-240PA05.10 | 240 | 27 | 164 | 33 |  | Solar | FIXED | Roof
SRP14098 | SUNTECH POWER | STP210S-18/UB-1 | 250 | 10 | 193.4 | 30 |  | Solar | FIXED | Roof
SRP14098 | SUNTECH POWER | STP210S-18/UB-1 | 250 | 16 | 193.4 | 32 |  | Solar | FIXED | Roof
SRP14099 | TRINA SOLAR | TSM-240PA05 | 240 | 17 | 184 | 24 |  | Solar | FIXED | Roof
SRP14100 | CONERGY AG | S 175MU | 245 | 90 | 200 | 30 |  | Solar | FIXED | Roof
SRP14101 | YINGLI ENERGY (CHINA) | YL240P-29B | 240 | 8 | 103 | 30 |  | Solar | FIXED | Roof
SRP14101 | YINGLI ENERGY (CHINA) | YL240P-29B | 240 | 14 | 193 | 30 |  | Solar | FIXED | Roof
SRP14102 | TRINA SOLAR | TSM-285PD14 | 285 | 913 | 186 | 5 |  | Solar | FIXED | Roof
SRP14104 | SUNTECH POWER | STP210S-18/UB-1 | 250 | 24 | 106.9 | 25 |  | Solar | FIXED | Roof
SRP14104 | SUNTECH POWER | STP210S-18/UB-1 | 250 | 12 | 196.9 | 43 |  | Solar | FIXED | Roof
SRP14105 | YINGLI ENERGY (CHINA) | YL240P-29B | 240 | 12 | 95 | 17 |  | Solar | FIXED | Roof
SRP14105 | YINGLI ENERGY (CHINA) | YL240P-29B | 240 | 35 | 95 | 19 |  | Solar | FIXED | Roof
SRP14105 | YINGLI ENERGY (CHINA) | YL240P-29B | 240 | 12 | 95 | 26 |  | Solar | FIXED | Roof
SRP14105 | YINGLI ENERGY (CHINA) | YL240P-29B | 240 | 16 | 185 | 26 |  | Solar | FIXED | Roof
SRP14105 | YINGLI ENERGY (CHINA) | YL240P-29B | 240 | 13 | 275 | 19 |  | Solar | FIXED | Roof
SRP14106 | SUNTECH POWER | STP210S-18/UB-1 | 250 | 52 | 114.8 | 30 |  | Solar | FIXED | Roof
SRP14106 | SUNTECH POWER | STP210S-18/UB-1 | 250 | 6 | 204.8 | 40 |  | Solar | FIXED | Roof
SRP14107 | KYOCERA SOLAR | KD220GX-LFBS | 220 | 27 | 201 | 20 |  | Solar | FIXED | Roof
SRP14108 | SUNPOWER | T5-SPR-327 | 327 | 43 | 170 | 31 |  | Solar | FIXED | Roof
SRP14109 | CHANGZHOU TRINA SOLAR ENERGY CO | TSM-185D | 240 | 24 | 181.7 | 20 |  | Solar | FIXED | Roof
SRP14110 | CHANGZHOU TRINA SOLAR ENERGY CO | TSM-185D | 285 | 90 | 277 | 5 |  | Solar | FIXED | Roof
SRP14111 | SUNTECH POWER | STP210S-18/UB-1 | 255 | 21 | 150 | 17 |  | Solar | FIXED | Roof
SRP14114 | TRINA SOLAR | TSM-240PA05 | 240 | 6 | 157 | 20 |  | Solar | FIXED | Roof
SRP14114 | TRINA SOLAR | TSM-240PA05 | 240 | 24 | 157 | 20 |  | Solar | FIXED | Roof
SRP14115 | CANADIAN SOLAR | CS6P-235PX | 235 | 15 | 131 | 16 |  | Solar | FIXED | Roof
SRP14115 | CANADIAN SOLAR | CS6P-235PX | 235 | 10 | 131 | 29 |  | Solar | FIXED | Roof
SRP14115 | CANADIAN SOLAR | CS6P-235PX | 235 | 11 | 311 | 16 |  | Solar | FIXED | Roof
SRP14116 | SUNIVA | OPT260-60-4-100 | 260 | 24 | 201 | 34 |  | Solar | FIXED | Roof
SRP14117 | KYOCERA SOLAR | KD220GX-LFBS | 220 | 13 | 155 | 27 |  | Solar | FIXED | Roof
SRP14117 | KYOCERA SOLAR | KD220GX-LFBS | 220 | 16 | 155 | 27 |  | Solar | FIXED | Roof
SRP14117 | KYOCERA SOLAR | KD220GX-LFBS | 220 | 27 | 155 | 27 |  | Solar | FIXED | Roof
SRP14118 | CANADIAN SOLAR | CS6P-245MX | 245 | 39 | 158 | 33 |  | Solar | FIXED | Roof
SRP14119 | SUNTECH POWER | STP210S-18/UB-1 | 250 | 8 | 175.1 | 10 |  | Solar | FIXED | Roof
SRP14119 | SUNTECH POWER | STP210S-18/UB-1 | 250 | 28 | 175.1 | 18 |  | Solar | FIXED | Roof
SRP14120 | SUNIVA | OPT260-60-4-100 | 260 | 9 | 87 | 26 |  | Solar | FIXED | Roof
SRP14120 | SUNIVA | OPT260-60-4-100 | 260 | 10 | 87 | 26 |  | Solar | FIXED | Roof
SRP14120 | SUNIVA | OPT260-60-4-100 | 260 | 8 | 177 | 26 |  | Solar | FIXED | Roof
SRP14120 | SUNIVA | OPT260-60-4-100 | 260 | 19 | 177 | 26 |  | Solar | FIXED | Roof
SRP14120 | SUNIVA | OPT260-60-4-100 | 260 | 7 | 267 | 26 |  | Solar | FIXED | Roof
SRP14121 | CANADIAN SOLAR | CS6P-235PX | 235 | 3 | 134 | 24 |  | Solar | FIXED | Roof
SRP14121 | CANADIAN SOLAR | CS6P-235PX | 235 | 3 | 224 | 23 |  | Solar | FIXED | Roof
SRP14121 | CANADIAN SOLAR | CS6P-235PX | 235 | 7 | 224 | 30 |  | Solar | FIXED | Roof
SRP14122 | SUNPOWER | T5-SPR-327 | 327 | 26 | 177 | 35 |  | Solar | FIXED | Roof
SRP14123 | CANADIAN SOLAR | CS6P-235PX | 235 | 7 | 133 | 26 |  | Solar | FIXED | Roof
SRP14123 | CANADIAN SOLAR | CS6P-235PX | 235 | 16 | 223 | 22 |  | Solar | FIXED | Roof
SRP14124 | SUNPOWER | SPR-225-BLK-U | 225 | 10 | 96 | 30.2 |  | Solar | FIXED | Roof
SRP14125 | CHANGZHOU TRINA SOLAR ENERGY CO | TSM-185D | 240 | 32 | 148 | 18 |  | Solar | FIXED | Roof
SRP14125 | CHANGZHOU TRINA SOLAR ENERGY CO | TSM-185D | 240 | 30 | 238 | 18 |  | Solar | FIXED | Roof
SRP14127 | SUNPOWER | PL-AP-120L | 225 | 10 | 183 | 30.2 |  | Solar | FIXED | Roof
SRP14128 | SUNPOWER | SPR-225-BLK-U | 225 | 10 | 192 | 30.2 |  | Solar | FIXED | Roof
SRP14129 | SUNPOWER | PL-AP-120L | 225 | 10 | 216 | 30.2 |  | Solar | FIXED | Roof
SRP14130 | SUNPOWER | SPR-225-BLK-U | 225 | 10 | 96 | 30.2 |  | Solar | FIXED | Roof
SRP14132 | SUNPOWER | SPR-225-BLK-U | 225 | 10 | 212 | 30.2 |  | Solar | FIXED | Roof
SRP14133 | SUNPOWER | SPR-225-BLK-U | 225 | 10 | 216 | 30.2 |  | Solar | FIXED | Roof
SRP14134 | SUNIVA | OPT260-60-4-100 | 260 | 9 | 211 | 25 |  | Solar | FIXED | Roof
SRP14135 | SUNPOWER | SPR-225-BLK-U | 225 | 10 | 96 | 30.2 |  | Solar | FIXED | Roof
SRP14136 | SUNPOWER | SPR-225-BLK-U | 225 | 10 | 263 | 30.2 |  | Solar | FIXED | Roof
SRP14137 | SUZHOU SHENGLONG PV-TECH | SLSM-225P | 225 | 24 | 164 | 27 |  | Solar | FIXED | Roof
SRP14137 | SUZHOU SHENGLONG PV-TECH | SLSM-225P | 225 | 24 | 164 | 27 |  | Solar | FIXED | Roof
SRP14137 | SUZHOU SHENGLONG PV-TECH | SLSM-225P | 225 | 20 | 254 | 27 |  | Solar | FIXED | Roof
SRP14138 | SUNPOWER | SPR-225-BLK-U | 225 | 10 | 216 | 30.2 |  | Solar | FIXED | Roof
SRP14139 | SUNPOWER | SPR-225-BLK-U | 225 | 10 | 216 | 30.2 |  | Solar | FIXED | Roof
SRP14140 | SUNPOWER | SPR-225-BLK-U | 225 | 10 | 111 | 30.2 |  | Solar | FIXED | Roof
SRP14141 | SUZHOU SHENGLONG PV-TECH | SLSM-185D | 185 | 64 | 250 | 27 |  | Solar | FIXED | Roof
SRP14142 | SUNPOWER | PL-AP-130 | 225 | 10 | 224 | 30.2 |  | Solar | FIXED | Roof
SRP14143 | SUZHOU SHENGLONG PV-TECH | SLSM-185D | 185 | 64 | 263 | 27 |  | Solar | FIXED | Roof
SRP14144 | SUZHOU SHENGLONG PV-TECH | SLSM-185D | 185 | 64 | 257 | 27 |  | Solar | FIXED | Roof
SRP14145 | SUNPOWER | SPR-225-BLK-U | 225 | 10 | 113 | 30.2 |  | Solar | FIXED | Roof
SRP14146 | SUZHOU SHENGLONG PV-TECH | SLSM-185D | 185 | 64 | 263 | 27 |  | Solar | FIXED | Roof
SRP14147 | SUZHOU SHENGLONG PV-TECH | SLSM-185D | 185 | 44 | 116 | 27 |  | Solar | FIXED | Roof
SRP14148 | SUZHOU SHENGLONG PV-TECH | SLSM-185D | 185 | 44 | 261 | 27 |  | Solar | FIXED | Roof
SRP14150 | SUZHOU SHENGLONG PV-TECH | SLSM-185D | 185 | 64 | 258 | 27 |  | Solar | FIXED | Roof
SRP14151 | SUZHOU SHENGLONG PV-TECH | SLSM-225P | 225 | 36 | 117 | 25 |  | Solar | FIXED | Roof
SRP14152 | YINGLI ENERGY (CHINA) | YL240P-29B | 240 | 23 | 97 | 26 |  | Solar | FIXED | Roof
SRP14152 | YINGLI ENERGY (CHINA) | YL240P-29B | 240 | 23 | 277 | 26 |  | Solar | FIXED | Roof
SRP14153 | SUZHOU SHENGLONG PV-TECH | SLSM-225P | 225 | 48 | 175 | 27 |  | Solar | FIXED | Roof
SRP14153 | SUZHOU SHENGLONG PV-TECH | SLSM-225P | 225 | 20 | 265 | 27 |  | Solar | FIXED | Roof
SRP14157 | SUZHOU SHENGLONG PV-TECH | SLSM-230P | 230 | 59 | 253 | 27 |  | Solar | FIXED | Roof
SRP14158 | SUZHOU SHENGLONG PV-TECH | SLSM-185D | 185 | 80 | 174 | 27 |  | Solar | FIXED | Roof
SRP14159 | SUZHOU SHENGLONG PV-TECH | SLSM-185D | 185 | 30 | 120 | 27 |  | Solar | FIXED | Roof
SRP14160 | SHELL SOLAR INDUSTRIES | SHELL POWERMAX ULTRA 145-PC | 190 | 64 | 174 | 27 |  | Solar | FIXED | Roof
SRP14161 | SUZHOU SHENGLONG PV-TECH | SLSM-185D | 185 | 77 | 174 | 27 |  | Solar | FIXED | Roof
SRP14162 | SUZHOU SHENGLONG PV-TECH | SLSM-185D | 185 | 77 | 253 | 27 |  | Solar | FIXED | Roof
SRP14164 | SUZHOU SHENGLONG PV-TECH | SLSM-185D | 185 | 44 | 264 | 27 |  | Solar | FIXED | Roof
SRP14165 | SUZHOU SHENGLONG PV-TECH | SLSM-185D | 185 | 30 | 122 | 27 |  | Solar | FIXED | Roof
SRP14166 | SUZHOU SHENGLONG PV-TECH | SLSM-185D | 185 | 88 | 267 | 26 |  | Solar | FIXED | Roof
SRP14168 | SUZHOU SHENGLONG PV-TECH | SLSM-225P | 225 | 36 | 110 | 25 |  | Solar | FIXED | Roof
SRP14169 | SUZHOU SHENGLONG PV-TECH | SLSM-185D | 185 | 64 | 263 | 27 |  | Solar | FIXED | Roof
SRP14170 | SUZHOU SHENGLONG PV-TECH | SLSM-225P | 225 | 36 | 115 | 25 |  | Solar | FIXED | Roof
SRP14171 | SUZHOU SHENGLONG PV-TECH | SLSM-225P | 225 | 36 | 237 | 25 |  | Solar | FIXED | Roof
SRP14173 | SUZHOU SHENGLONG PV-TECH | SLSM-185D | 185 | 44 | 114 | 27 |  | Solar | FIXED | Roof
SRP14174 | SUZHOU SHENGLONG PV-TECH | SLSM-185D | 185 | 44 | 268 | 27 |  | Solar | FIXED | Roof
SRP14175 | SUZHOU SHENGLONG PV-TECH | SLSM-225P | 225 | 72 | 123 | 25 |  | Solar | FIXED | Roof
SRP14176 | SUZHOU SHENGLONG PV-TECH | SLSM-185D | 185 | 88 | 261 | 26 |  | Solar | FIXED | Roof
SRP14177 | SUZHOU SHENGLONG PV-TECH | SLSM-230P | 230 | 36 | 125 | 25 |  | Solar | FIXED | Roof
SRP14180 | MATRIX SOLAR/PHOTOWATT | PW1650-175 | 235 | 336 | 221 | 5 |  | Solar | FIXED | Roof
SRP14181 | REC SCANMODULE | SCM205 | 245 | 24 | 190 | 20 |  | Solar | FIXED | Roof
SRP14182 | SUNPOWER | T5-SPR-327 | 327 | 8 | 131 | 32 |  | Solar | FIXED | Roof
SRP14182 | SUNPOWER | T5-SPR-327 | 327 | 16 | 131 | 32 |  | Solar | FIXED | Roof
SRP14183 | SUNPOWER | T5-SPR-327 | 327 | 24 | 110 | 23 |  | Solar | FIXED | Roof
SRP14184 | SUNPOWER | SPR-327NE-WHT-D | 327 | 28 | 210 | 24 |  | Solar | FIXED | Roof
SRP14185 | SUNPOWER | T5-SPR-327 | 327 | 6 | 214 | 30 |  | Solar | FIXED | Roof
SRP14185 | SUNPOWER | T5-SPR-327 | 327 | 14 | 214 | 36 |  | Solar | FIXED | Roof
SRP14186 | SUNPOWER | T5-SPR-327 | 327 | 18 | 128 | 22 |  | Solar | FIXED | Roof
SRP14187 | SUZHOU SHENGLONG PV-TECH | SLSM-225P | 225 | 39 | 263 | 22 |  | Solar | FIXED | Roof
SRP14188 | SUZHOU SHENGLONG PV-TECH | SLSM-225P | 225 | 12 | 172 | 25 |  | Solar | FIXED | Roof
SRP14188 | SUZHOU SHENGLONG PV-TECH | SLSM-225P | 225 | 39 | 262 | 22 |  | Solar | FIXED | Roof
SRP14190 | SUZHOU SHENGLONG PV-TECH | SLSM-225P | 225 | 36 | 266 | 22 |  | Solar | FIXED | Roof
SRP14191 | SUZHOU SHENGLONG PV-TECH | SLSM-225P | 225 | 36 | 247 | 25 |  | Solar | FIXED | Roof
SRP14192 | SUZHOU SHENGLONG PV-TECH | SLSM-230P | 230 | 39 | 255 | 27 |  | Solar | FIXED | Roof
SRP14193 | SUNPOWER | T5-SPR-327 | 327 | 8 | 136 | 26 |  | Solar | FIXED | Roof
SRP14193 | SUNPOWER | T5-SPR-327 | 327 | 8 | 224 | 22 |  | Solar | FIXED | Roof
SRP14194 | SUZHOU SHENGLONG PV-TECH | SLSM-185D | 185 | 44 | 188 | 27 |  | Solar | FIXED | Roof
SRP14195 | SUZHOU SHENGLONG PV-TECH | SLSM-185D | 185 | 30 | 201 | 27 |  | Solar | FIXED | Roof
SRP14196 | SUZHOU SHENGLONG PV-TECH | SLSM-225P | 225 | 59 | 204 | 27 |  | Solar | FIXED | Roof
SRP14197 | SUZHOU SHENGLONG PV-TECH | SLSM-225P | 225 | 78 | 270 | 22 |  | Solar | FIXED | Roof
SRP14199 | CHANGZHOU TRINA SOLAR ENERGY CO | TSM-185D | 235 | 112 | 110 | 22 |  | Solar | FIXED | Roof
SRP14199 | CHANGZHOU TRINA SOLAR ENERGY CO | TSM-185D | 235 | 308 | 200 | 22 |  | Solar | FIXED | Roof
SRP14200 | CANADIAN SOLAR | CS6P-245MX | 245 | 24 | 126.6 | 18 |  | Solar | FIXED | Roof
SRP14201 | SUNTECH POWER | STP250S-20/WDB | 250 | 2 | 214 | 17 |  | Solar | FIXED | Roof
SRP14201 | SUNTECH POWER | STP250S-20/WDB | 250 | 31 | 214 | 37 |  | Solar | FIXED | Roof
SRP14202 | SUNIVA | OPT260-60-4-100 | 260 | 26 | 110 | 37 |  | Solar | FIXED | Roof
SRP14202 | SUNIVA | OPT260-60-4-100 | 260 | 6 | 200 | 12 |  | Solar | FIXED | Roof
SRP14202 | SUNIVA | OPT260-60-4-100 | 260 | 37 | 200 | 18 |  | Solar | FIXED | Roof
SRP14203 | SUNTECH POWER | STP210S-18/UB-1 | 250 | 22 | 210.3 | 35 |  | Solar | FIXED | Roof
SRP14204 | BAODING YINGLI NEW ENERGY RESOURCES CO | YL175(156) | 240 | 39 | 176 | 36 |  | Solar | FIXED | Roof
SRP14206 | SOLARWORLD | SW250 MONO BLACK | 250 | 16 | 85 | 22.6 |  | Solar | FIXED | Roof
SRP14206 | SOLARWORLD | SW250 MONO BLACK | 250 | 14 | 265 | 22.6 |  | Solar | FIXED | Roof
SRP14207 | SOLARWORLD | SW250 MONO BLACK | 250 | 10 | 235 | 18.4 |  | Solar | FIXED | Roof
SRP14207 | SOLARWORLD | SW250 MONO BLACK | 250 | 29 | 235 | 30.3 |  | Solar | FIXED | Roof
SRP14208 | TRINA SOLAR | TSM-240PA05 | 240 | 16 | 169 | 18 |  | Solar | FIXED | Roof
SRP14208 | TRINA SOLAR | TSM-240PA05 | 240 | 40 | 216 | 27 |  | Solar | FIXED | Roof
SRP14210 | YINGLI ENERGY (CHINA) | YL240P-29B | 240 | 10 | 196 | 12 |  | Solar | FIXED | Roof
SRP14210 | YINGLI ENERGY (CHINA) | YL240P-29B | 240 | 5 | 196 | 24 |  | Solar | FIXED | Roof
SRP14210 | YINGLI ENERGY (CHINA) | YL240P-29B | 240 | 14 | 196 | 39 |  | Solar | FIXED | Roof
SRP14211 | SUNPOWER | T5-SPR-327 | 327 | 24 | 191 | 19 |  | Solar | FIXED | Roof
SRP14212 | SOLARWORLD | SW250 MONO BLACK | 250 | 29 | 200 | 27 |  | Solar | FIXED | Roof
SRP14214 | CHANGZHOU TRINA SOLAR ENERGY CO | TSM-160D | 240 | 25 | 232 | 33 |  | Solar | FIXED | Roof
SRP14215 | CHANGZHOU TRINA SOLAR ENERGY CO | TSM-160D | 240 | 4 | 211 | 28 |  | Solar | FIXED | Roof
SRP14215 | CHANGZHOU TRINA SOLAR ENERGY CO | TSM-160D | 240 | 36 | 211 | 28 |  | Solar | FIXED | Roof
SRP14216 | LG ELECTRONICS SOLAR CELL DIVISION | LG255S1C-G2 | 255 | 22 | 218 | 20 |  | Solar | FIXED | Roof
SRP14217 | LG ELECTRONICS SOLAR CELL DIVISION | LG255S1C-G3 | 255 | 7 | 129 | 23 |  | Solar | FIXED | Roof
SRP14217 | LG ELECTRONICS SOLAR CELL DIVISION | LG255S1C-G3 | 255 | 18 | 219 | 23 |  | Solar | FIXED | Roof
SRP14218 | LG ELECTRONICS SOLAR CELL DIVISION | LG255S1C-G2 | 255 | 20 | 164 | 34 |  | Solar | FIXED | Roof
SRP14219 | SOLARWORLD | SW250 MONO BLACK | 250 | 32 | 134 | 33.7 |  | Solar | FIXED | Roof
SRP14221 | SILIKEN MANUFACTURING USA | SLK60P6L 233 WP | 250 | 20 | 215 | 14 |  | Solar | FIXED | Roof
SRP14222 | LG ELECTRONICS SOLAR CELL DIVISION | LG255S1C-G2 | 255 | 16 | 170 | 31 |  | Solar | FIXED | Roof
SRP14223 | LG ELECTRONICS SOLAR CELL DIVISION | LG255S1C-G2 | 255 | 24 | 186 | 22 |  | Solar | FIXED | Roof
SRP14224 | SOLARWORLD | SW250 MONO BLACK | 250 | 36 | 185 | 22.6 |  | Solar | FIXED | Roof
SRP14225 | SOLARWORLD | SW250 MONO BLACK | 250 | 6 | 172 | 27 |  | Solar | FIXED | Roof
SRP14225 | SOLARWORLD | SW250 MONO BLACK | 250 | 49 | 262 | 27 |  | Solar | FIXED | Roof
SRP14226 | SUNTECH POWER | STP190S-18/UB-1 | 190 | 25 | 161 | 40 |  | Solar | FIXED | Roof
SRP14227 | SUZHOU SHENGLONG PV-TECH | SLSM-225P | 225 | 36 | 205 | 25 |  | Solar | FIXED | Roof
SRP14228 | SUZHOU SHENGLONG PV-TECH | SLSM-185D | 185 | 44 | 197 | 27 |  | Solar | FIXED | Roof
SRP14230 | SHENZHEN TOPRAY SOLAR | TPS105S-230W(60) | 230 | 44 | 156 | 27 |  | Solar | FIXED | Roof
SRP14230 | SHENZHEN TOPRAY SOLAR | TPS105S-230W(60) | 230 | 16 | 246 | 27 |  | Solar | FIXED | Roof
SRP14231 | SUZHOU SHENGLONG PV-TECH | SLSM-225P | 225 | 36 | 151 | 25 |  | Solar | FIXED | Roof
SRP14232 | SUZHOU SHENGLONG PV-TECH | SLSM-225P | 225 | 36 | 170 | 27 |  | Solar | FIXED | Roof
SRP14233 | SCHUCO USA |  | 255 | 20 | 157 | 17 |  | Solar | FIXED | Ground
SRP14233 | SCHUCO USA |  | 255 | 66 | 190 | 20 |  | Solar | FIXED | Ground
SRP14235 | SUZHOU SHENGLONG PV-TECH | SLSM-230P | 230 | 8 | 114 | 27 |  | Solar | FIXED | Roof
SRP14235 | SUZHOU SHENGLONG PV-TECH | SLSM-185D | 185 | 100 | 204 | 27 |  | Solar | FIXED | Roof
SRP14236 | SUZHOU SHENGLONG PV-TECH | SLSM-185D | 190 | 44 | 167 | 27 |  | Solar | FIXED | Roof
SRP14237 | SUZHOU SHENGLONG PV-TECH | SLSM-225P | 225 | 33 | 208 | 27 |  | Solar | FIXED | Roof
SRP14238 | CHANGZHOU TRINA SOLAR ENERGY CO | TSM-160D | 240 | 12 | 90 | 26 |  | Solar | FIXED | Roof
SRP14238 | CHANGZHOU TRINA SOLAR ENERGY CO | TSM-160D | 240 | 13 | 180 | 34 |  | Solar | FIXED | Roof
SRP14238 | CHANGZHOU TRINA SOLAR ENERGY CO | TSM-160D | 240 | 16 | 270 | 26 |  | Solar | FIXED | Roof
SRP14239 | SUZHOU SHENGLONG PV-TECH | SLSM-225P | 225 | 36 | 197 | 25 |  | Solar | FIXED | Roof
SRP14240 | SUZHOU SHENGLONG PV-TECH | SLSM-225P | 225 | 36 | 203 | 25 |  | Solar | FIXED | Roof
SRP14241 | CHANGZHOU TRINA SOLAR ENERGY CO | TSM-160D | 250 | 22 | 247 | 18 |  | Solar | FIXED | Roof
SRP14243 | SUZHOU SHENGLONG PV-TECH | SLSM-225P | 225 | 59 | 268 | 27 |  | Solar | FIXED | Roof
SRP14245 | SUZHOU SHENGLONG PV-TECH | SLSM-185D | 185 | 30 | 212 | 27 |  | Solar | FIXED | Roof
SRP14246 | SUZHOU SHENGLONG PV-TECH | SLSM-185D | 185 | 30 | 150 | 27 |  | Solar | FIXED | Roof
SRP14247 | SUZHOU SHENGLONG PV-TECH | SLSM-185D | 185 | 44 | 151 | 27 |  | Solar | FIXED | Roof
SRP14248 | SUZHOU SHENGLONG PV-TECH | SLSM-225P | 225 | 36 | 121 | 25 |  | Solar | FIXED | Roof
SRP14249 | SUZHOU SHENGLONG PV-TECH | SLSM-225P | 225 | 36 | 167 | 27 |  | Solar | FIXED | Roof
SRP14250 | SUZHOU SHENGLONG PV-TECH | SLSM-185D | 185 | 44 | 159 | 27 |  | Solar | FIXED | Roof
SRP14255 | SUNPOWER | SPR-327NE-WHT-D | 327 | 21 | 165 | 32 |  | Solar | FIXED | Roof
SRP14256 | SUZHOU SHENGLONG PV-TECH | SLSM-185D | 185 | 44 | 191 | 27 |  | Solar | FIXED | Roof
SRP14257 | CHANGZHOU TRINA SOLAR ENERGY CO | TSM-185D | 235 | 27 | 109 | 25 |  | Solar | FIXED | Roof
SRP14257 | CHANGZHOU TRINA SOLAR ENERGY CO | TSM-185D | 235 | 23 | 199 | 25 |  | Solar | FIXED | Roof
SRP14258 | SUZHOU SHENGLONG PV-TECH | SLSM-185D | 185 | 44 | 190 | 27 |  | Solar | FIXED | Roof
SRP14259 | SUZHOU SHENGLONG PV-TECH | SLSM-185D | 185 | 44 | 246 | 27 |  | Solar | FIXED | Roof
SRP14260 | SUZHOU SHENGLONG PV-TECH | SLSM-225P | 225 | 36 | 118 | 27 |  | Solar | FIXED | Roof
SRP14261 | SUZHOU SHENGLONG PV-TECH | SLSM-185D | 185 | 44 | 212 | 27 |  | Solar | FIXED | Roof
SRP14262 | SUZHOU SHENGLONG PV-TECH | SLSM-185D | 185 | 44 | 268 | 27 |  | Solar | FIXED | Roof
SRP14263 | SUNPOWER | SPR-327NE-WHT-D | 327 | 18 | 132 | 37 |  | Solar | FIXED | Roof
SRP14265 | SUNPOWER | T5-SPR-327 | 327 | 21 | 122 | 16 |  | Solar | FIXED | Roof
SRP14266 | SHENZHEN TOPRAY SOLAR | TPS107S-230W(60) | 230 | 78 | 136 | 26 |  | Solar | FIXED | Roof
SRP14267 | SUNPOWER | T5-SPR-327 | 327 | 20 | 230 | 18 |  | Solar | FIXED | Roof
SRP14268 | SHENZHEN TOPRAY SOLAR | TPS105S-230W(60) | 230 | 78 | 136 | 27 |  | Solar | FIXED | Roof
SRP14270 | SUZHOU SHENGLONG PV-TECH | SLSM-230P | 230 | 52 | 134 | 27 |  | Solar | FIXED | Roof
SRP14271 | SUZHOU SHENGLONG PV-TECH | SLSM-185D | 185 | 20 | 166 | 27 |  | Solar | FIXED | Roof
SRP14271 | SUZHOU SHENGLONG PV-TECH | SLSM-185D | 185 | 40 | 256 | 27 |  | Solar | FIXED | Roof
SRP14272 | SUZHOU SHENGLONG PV-TECH | SLSM-230P | 230 | 36 | 126 | 27 |  | Solar | FIXED | Roof
SRP14273 | SUZHOU SHENGLONG PV-TECH | SLSM-185D | 185 | 44 | 252 | 27 |  | Solar | FIXED | Roof
SRP14274 | SUZHOU SHENGLONG PV-TECH | SLSM-185D | 185 | 44 | 252 | 27 |  | Solar | FIXED | Roof
SRP14275 | SUZHOU SHENGLONG PV-TECH | SLSM-185D | 185 | 40 | 255 | 27 |  | Solar | FIXED | Roof
SRP14276 | SUZHOU SHENGLONG PV-TECH | SLSM-185D | 185 | 40 | 250 | 27 |  | Solar | FIXED | Roof
SRP14277 | SUZHOU SHENGLONG PV-TECH | SLSM-185D | 185 | 80 | 252 | 27 |  | Solar | FIXED | Roof
SRP14278 | SUZHOU SHENGLONG PV-TECH | SLSM-230P | 230 | 39 | 241 | 27 |  | Solar | FIXED | Roof
SRP14279 | SUNPOWER | T5-SPR-327 | 327 | 24 | 175 | 22 |  | Solar | FIXED | Roof
SRP14280 | SUZHOU SHENGLONG PV-TECH | SLSM-185D | 185 | 44 | 178 | 27 |  | Solar | FIXED | Roof
SRP14281 | SUZHOU SHENGLONG PV-TECH | SLSM-185D | 185 | 44 | 258 | 27 |  | Solar | FIXED | Roof
SRP14283 | SUZHOU SHENGLONG PV-TECH | SLSM-185D | 185 | 40 | 179 | 27 |  | Solar | FIXED | Roof
SRP14284 | SUZHOU SHENGLONG PV-TECH | SLSM-185D | 185 | 40 | 129 | 27 |  | Solar | FIXED | Roof
SRP14285 | SUZHOU SHENGLONG PV-TECH | SLSM-185D | 185 | 44 | 255 | 27 |  | Solar | FIXED | Roof
SRP14287 | SUZHOU SHENGLONG PV-TECH | SLSM-185D | 185 | 44 | 258 | 27 |  | Solar | FIXED | Roof
SRP14288 | SUNPOWER | SPR-327NE-WHT-D | 327 | 10 | 160 | 12 |  | Solar | FIXED | Roof
SRP14289 | SUZHOU SHENGLONG PV-TECH | SLSM-185D | 185 | 44 | 240 | 25 |  | Solar | FIXED | Roof
SRP14290 | SUZHOU SHENGLONG PV-TECH | SLSM-185D | 190 | 16 | 254 | 27 |  | Solar | FIXED | Roof
SRP14291 | SUZHOU SHENGLONG PV-TECH | SLSM-225P | 225 | 36 | 238 | 27 |  | Solar | FIXED | Roof
SRP14293 | SUZHOU SHENGLONG PV-TECH | SLSM-230P | 230 | 36 | 126 | 27 |  | Solar | FIXED | Roof
SRP14295 | SUNPOWER | SPR-327NE-WHT-D | 327 | 84 | 180 | 30 |  | Solar | FIXED | Ground
SRP14296 | MATRIX SOLAR/PHOTOWATT | PW1000-100 | 255 | 25 | 152 | 18 |  | Solar | FIXED | Roof
SRP14297 | SUZHOU SHENGLONG PV-TECH | SLSM-225P | 225 | 39 | 150 | 27 |  | Solar | FIXED | Roof
SRP14298 | TRINA SOLAR | TSM-250PA05.18 | 250 | 17 | 180 | 18 |  | Solar | FIXED | Roof
SRP14299 | SUZHOU SHENGLONG PV-TECH | SLSM-225P | 225 | 39 | 264 | 22 |  | Solar | FIXED | Roof
SRP14300 | SUZHOU SHENGLONG PV-TECH | SLSM-185D | 185 | 30 | 165 | 27 |  | Solar | FIXED | Roof
SRP14301 | SUNPOWER | T5-SPR-327 | 327 | 24 | 215 | 18 |  | Solar | FIXED | Roof
SRP14302 | SUZHOU SHENGLONG PV-TECH | SLSM-225P | 225 | 39 | 254 | 22 |  | Solar | FIXED | Roof
SRP14303 | SUZHOU SHENGLONG PV-TECH | SLSM-225P | 225 | 39 | 254 | 22 |  | Solar | FIXED | Roof
SRP14304 | CHANGZHOU TRINA SOLAR ENERGY CO | TSM-185D | 250 | 20 | 269 | 18 |  | Solar | FIXED | Roof
SRP14304 | CHANGZHOU TRINA SOLAR ENERGY CO | TSM-185D | 250 | 17 | 269 | 22 |  | Solar | FIXED | Roof
SRP14305 | SUZHOU SHENGLONG PV-TECH | SLSM-225P | 225 | 36 | 260 | 22 |  | Solar | FIXED | Roof
SRP14306 | TRINA SOLAR | TSM-250PA05.05 | 250 | 16 | 157 | 35 |  | Solar | FIXED | Roof
SRP14307 | TRINA SOLAR | TSM-250PA05.08 | 250 | 26 | 219 | 35 |  | Solar | FIXED | Roof
SRP14308 | SUNPOWER | T5-SPR-327 | 327 | 14 | 117 | 8 |  | Solar | FIXED | Roof
SRP14308 | SUNPOWER | T5-SPR-327 | 327 | 7 | 117 | 20 |  | Solar | FIXED | Roof
SRP14309 | SUNPOWER | T5-SPR-327 | 327 | 11 | 224 | 27 |  | Solar | FIXED | Roof
SRP14311 | SUNPOWER | T5-SPR-327 | 327 | 21 | 120 | 40 |  | Solar | FIXED | Roof
SRP14312 | SUNPOWER | SPR-327NE-WHT-D | 327 | 15 | 215 | 35 |  | Solar | FIXED | Roof
SRP14313 | SUNPOWER | SPR-327NE-WHT-D | 327 | 66 | 180 | 25 |  | Solar | FIXED | Ground
SRP14314 | SUNPOWER | T5-SPR-327 | 327 | 18 | 192 | 39 |  | Solar | FIXED | Roof
SRP14315 | SUNPOWER | T5-SPR-327 | 327 | 24 | 204 | 15 |  | Solar | FIXED | Roof
SRP14317 | SUNPOWER | SPR-315E-WHT-U | 327 | 10 | 87 | 23 |  | Solar | FIXED | Roof
SRP14318 | SUNPOWER | SPR-315E-WHT-U | 327 | 16 | 226 | 33 |  | Solar | FIXED | Roof
SRP14321 | SUNPOWER | SPR-327NE-WHT-D | 327 | 31 | 188 | 30 |  | Solar | FIXED | Roof
SRP14322 | SUNPOWER | SPR-327NE-WHT-D | 327 | 16 | 174 | 33 |  | Solar | FIXED | Roof
SRP14323 | SUNPOWER | T5-SPR-327 | 327 | 18 | 115 | 13 |  | Solar | FIXED | Roof
SRP14324 | SUZHOU SHENGLONG PV-TECH | SLSM-225P | 225 | 12 | 260 | 22 |  | Solar | FIXED | Roof
SRP14324 | SUZHOU SHENGLONG PV-TECH | SLSM-225P | 225 | 39 | 260 | 22 |  | Solar | FIXED | Roof
SRP14326 | SUZHOU SHENGLONG PV-TECH | SLSM-225P | 225 | 36 | 256 | 22 |  | Solar | FIXED | Roof
SRP14327 | SUNPOWER | T5-SPR-327 | 327 | 12 | 119 | 25 |  | Solar | FIXED | Roof
SRP14327 | SUNPOWER | T5-SPR-327 | 327 | 8 | 209 | 33 |  | Solar | FIXED | Roof
SRP14328 | SUNTECH POWER | STP210S-18/UB-1 | 255 | 14 | 150 | 37 |  | Solar | FIXED | Roof
SRP14329 | SUZHOU SHENGLONG PV-TECH | SLSM-185D | 185 | 16 | 238 | 27 |  | Solar | FIXED | Roof
SRP14330 | SUZHOU SHENGLONG PV-TECH | SLSM-185D | 185 | 40 | 243 | 27 |  | Solar | FIXED | Roof
SRP14331 | SUZHOU SHENGLONG PV-TECH | SLSM-185D | 185 | 40 | 241 | 27 |  | Solar | FIXED | Roof
SRP14333 | SUNPOWER | SPR-290-WHT-U | 245 | 36 | 260 | 23 |  | Solar | 1AXIS | Roof
SRP14334 | SUNPOWER | SPR-315E-WHT-U | 327 | 18 | 140 | 22 |  | Solar | FIXED | Roof
SRP14335 | SUNPOWER | SPR-315E-WHT-U | 327 | 21 | 101 | 32 |  | Solar | FIXED | Roof
SRP14336 | SUNPOWER | T5-SPR-327 | 327 | 24 | 174 | 22 |  | Solar | FIXED | Roof
SRP14337 | SUZHOU SHENGLONG PV-TECH | SLSM-185D | 185 | 44 | 240 | 27 |  | Solar | FIXED | Roof
SRP14338 | SUNPOWER | T5-SPR-327 | 327 | 21 | 104 | 18 |  | Solar | FIXED | Roof
SRP14339 | SUNPOWER | SPR-245NE-WHT-D | 245 | 27 | 120 | 32 |  | Solar | FIXED | Roof
SRP14339 | SUNPOWER | SPR-245NE-WHT-D | 245 | 41 | 210 | 23 |  | Solar | FIXED | Roof
SRP14341 | CHANGZHOU TRINA SOLAR ENERGY CO | TSM-160D | 240 | 58 | 168 | 30 |  | Solar | FIXED | Roof
SRP14344 | SUZHOU SHENGLONG PV-TECH | SLSM-185D | 185 | 40 | 264 | 22 |  | Solar | FIXED | Roof
SRP14344 | SUZHOU SHENGLONG PV-TECH | SLSM-185D | 185 | 44 | 264 | 22 |  | Solar | FIXED | Roof
SRP14345 | SHELL SOLAR INDUSTRIES | SHELL POWERMAX ULTRA 145-PC | 185 | 84 | 255 | 22 |  | Solar | FIXED | Roof
SRP14346 | SHELL SOLAR INDUSTRIES | SHELL POWERMAX ULTRA 145-PC | 185 | 44 | 260 | 22 |  | Solar | FIXED | Roof
SRP14348 | CANADIAN SOLAR | CS6P-235PX | 235 | 9 | 146 | 18 |  | Solar | FIXED | Roof
SRP14348 | CANADIAN SOLAR | CS6P-235PX | 235 | 8 | 146 | 27 |  | Solar | FIXED | Roof
SRP14349 | SUZHOU SHENGLONG PV-TECH | SLSM-225P | 225 | 36 | 257 | 22 |  | Solar | FIXED | Roof
SRP14350 | SUZHOU SHENGLONG PV-TECH | SLSM-225P | 225 | 69 | 269 | 27 |  | Solar | FIXED | Roof
SRP14351 | SUZHOU SHENGLONG PV-TECH | SLSM-185D | 185 | 40 | 129 | 27 |  | Solar | FIXED | Roof
SRP14352 | SUZHOU SHENGLONG PV-TECH | SLSM-185D | 185 | 44 | 249 | 27 |  | Solar | FIXED | Roof
SRP14353 | SUZHOU SHENGLONG PV-TECH | SLSM-185D | 185 | 80 | 266 | 27 |  | Solar | FIXED | Roof
SRP14354 | SUZHOU SHENGLONG PV-TECH | SLSM-230P | 230 | 44 | 244 | 27 |  | Solar | FIXED | Roof
SRP14355 | SOLARWORLD | SW255 MONO | 255 | 6760 | 177 | 5 |  | Solar | FIXED | Roof
SRP14356 | CANADIAN SOLAR | CS6P-235P | 235 | 15 | 200 | 22 |  | Solar | FIXED | Roof
SRP14356 | CANADIAN SOLAR | CS6P-235P | 235 | 26 | 200 | 23 |  | Solar | FIXED | Roof
SRP14358 | CANADIAN SOLAR | CS6P-230 | 235 | 8 | 88 | 35 |  | Solar | FIXED | Roof
SRP14358 | CANADIAN SOLAR | CS6P-230 | 235 | 13 | 88 | 38 |  | Solar | FIXED | Roof
SRP14358 | CANADIAN SOLAR | CS6P-230 | 235 | 10 | 268 | 38 |  | Solar | FIXED | Roof
SRP14359 | CANADIAN SOLAR | CS6P-230 | 235 | 18 | 137 | 22 |  | Solar | FIXED | Roof
SRP14359 | CANADIAN SOLAR | CS6P-230 | 235 | 6 | 137 | 27 |  | Solar | FIXED | Roof
SRP14360 | CANADIAN SOLAR | CS6P-230 | 235 | 4 | 196 | 18 |  | Solar | FIXED | Roof
SRP14360 | CANADIAN SOLAR | CS6P-230 | 235 | 20 | 196 | 18 |  | Solar | FIXED | Roof
SRP14361 | SUNPOWER | SPR-315E-WHT-U | 327 | 32 | 234 | 45 |  | Solar | FIXED | Roof
SRP14363 | SUZHOU SHENGLONG PV-TECH | SLSM-185D | 185 | 88 | 261 | 27 |  | Solar | FIXED | Roof
SRP14364 | SUZHOU SHENGLONG PV-TECH | SLSM-185D | 185 | 64 | 238 | 27 |  | Solar | FIXED | Roof
SRP14365 | SUZHOU SHENGLONG PV-TECH | SLSM-185D | 185 | 20 | 165 | 27 |  | Solar | FIXED | Roof
SRP14365 | SUZHOU SHENGLONG PV-TECH | SLSM-185D | 185 | 40 | 257 | 27 |  | Solar | FIXED | Roof
SRP14367 | SUZHOU SHENGLONG PV-TECH | SLSM-185D | 185 | 30 | 245 | 27 |  | Solar | FIXED | Roof
SRP14368 | SUZHOU SHENGLONG PV-TECH | SLSM-185D | 185 | 44 | 240 | 27 |  | Solar | FIXED | Roof
SRP14369 | SUZHOU SHENGLONG PV-TECH | SLSM-185D | 185 | 44 | 254 | 27 |  | Solar | FIXED | Roof
SRP14370 | SUZHOU SHENGLONG PV-TECH | SLSM-185D | 185 | 36 | 253 | 27 |  | Solar | FIXED | Roof
SRP14371 | SUZHOU SHENGLONG PV-TECH | SLSM-185D | 185 | 40 | 258 | 27 |  | Solar | FIXED | Roof
SRP14372 | SUZHOU SHENGLONG PV-TECH | SLSM-225P | 225 | 60 | 235 | 26 |  | Solar | FIXED | Roof
SRP14374 | SUZHOU SHENGLONG PV-TECH | SLSM-185D | 185 | 80 | 165 | 27 |  | Solar | FIXED | Roof
SRP14375 | SUZHOU SHENGLONG PV-TECH | SLSM-185D | 185 | 80 | 160 | 27 |  | Solar | FIXED | Roof
SRP14377 | SUZHOU SHENGLONG PV-TECH | SLSM-225P | 225 | 52 | 256 | 27 |  | Solar | FIXED | Roof
SRP14378 | SUZHOU SHENGLONG PV-TECH | SLSM-185D | 185 | 77 | 264 | 27 |  | Solar | FIXED | Roof
SRP14379 | SUZHOU SHENGLONG PV-TECH | SLSM-185D | 185 | 64 | 253 | 27 |  | Solar | FIXED | Roof
SRP14380 | SHENZHEN TOPRAY SOLAR | TPS105S-230W(60) | 230 | 62 | 230 | 25 |  | Solar | FIXED | Roof
SRP14381 | SHANGHAI SOLAR ENERGY S&T | S-230D | 230 | 52 | 134 | 27 |  | Solar | FIXED | Roof
SRP14384 | SUZHOU SHENGLONG PV-TECH | SLSM-185D | 185 | 44 | 253 | 27 |  | Solar | FIXED | Roof
SRP14385 | SUZHOU SHENGLONG PV-TECH | SLSM-185D | 185 | 36 | 178 | 27 |  | Solar | FIXED | Roof
SRP14385 | SUZHOU SHENGLONG PV-TECH | SLSM-185D | 185 | 40 | 268 | 27 |  | Solar | FIXED | Roof
SRP14386 | SUZHOU SHENGLONG PV-TECH | SLSM-225P | 225 | 12 | 264 | 22 |  | Solar | FIXED | Roof
SRP14387 | SUZHOU SHENGLONG PV-TECH | SLSM-185D | 185 | 40 | 125 | 27 |  | Solar | FIXED | Roof
SRP14388 | SUZHOU SHENGLONG PV-TECH | SLSM-185D | 185 | 40 | 126 | 27 |  | Solar | FIXED | Roof
SRP14391 | SUZHOU SHENGLONG PV-TECH | SLSM-225P | 225 | 61 | 256 | 25 |  | Solar | FIXED | Roof
SRP14392 | SUZHOU SHENGLONG PV-TECH | SLSM-230P | 230 | 61 | 227 | 27 |  | Solar | FIXED | Roof
SRP14393 | SUZHOU SHENGLONG PV-TECH | SLSM-230P | 230 | 61 | 227 | 27 |  | Solar | FIXED | Roof
SRP14394 | SUZHOU SHENGLONG PV-TECH | SLSM-225P | 225 | 12 | 258 | 22 |  | Solar | FIXED | Roof
SRP14394 | SUZHOU SHENGLONG PV-TECH | SLSM-225P | 225 | 39 | 258 | 22 |  | Solar | FIXED | Roof
SRP14395 | SUZHOU SHENGLONG PV-TECH | SLSM-185D | 185 | 40 | 129 | 27 |  | Solar | FIXED | Roof
SRP14396 | SUNTECH POWER | STP250-20/WDE | 250 | 28 | 150 | 40 |  | Solar | FIXED | Roof
SRP14397 | SUNTECH POWER | STP210S-18/UB-1 | 250 | 12 | 157 | 32 |  | Solar | FIXED | Roof
SRP14398 | SUNTECH POWER | STP210S-18/UB-1 | 250 | 8 | 200 | 37 |  | Solar | FIXED | Roof
SRP14398 | SUNTECH POWER | STP210S-18/UB-1 | 250 | 24 | 290 | 36 |  | Solar | FIXED | Roof
SRP14399 | SUNTECH POWER | STP210S-18/UB-1 | 250 | 35 | 158.3 | 25 |  | Solar | FIXED | Roof
SRP14399 | SUNTECH POWER | STP210S-18/UB-1 | 250 | 11 | 248.3 | 20 |  | Solar | FIXED | Roof
SRP14400 | SUZHOU SHENGLONG PV-TECH | SLSM-225P | 225 | 36 | 257 | 22 |  | Solar | FIXED | Roof
SRP14401 | SUZHOU SHENGLONG PV-TECH | SLSM-225P | 225 | 36 | 268 | 22 |  | Solar | FIXED | Roof
SRP14402 | SUZHOU SHENGLONG PV-TECH | SLSM-185D | 185 | 40 | 255 | 27 |  | Solar | FIXED | Roof
SRP14403 | SUZHOU SHENGLONG PV-TECH | SLSM-225P | 225 | 20 | 257 | 22 |  | Solar | FIXED | Roof
SRP14404 | SUZHOU SHENGLONG PV-TECH | SLSM-225P | 225 | 78 | 262 | 22 |  | Solar | FIXED | Roof
SRP14405 | SUZHOU SHENGLONG PV-TECH | SLSM-185D | 185 | 64 | 164 | 27 |  | Solar | FIXED | Roof
SRP14407 | SUZHOU SHENGLONG PV-TECH | SLSM-230P | 230 | 39 | 126 | 27 |  | Solar | FIXED | Roof
SRP14408 | SUZHOU SHENGLONG PV-TECH | SLSM-185D | 185 | 44 | 255 | 27 |  | Solar | FIXED | Roof
SRP14410 | SUZHOU SHENGLONG PV-TECH | SLSM-225P | 225 | 12 | 257 | 22 |  | Solar | FIXED | Roof
SRP14410 | SUZHOU SHENGLONG PV-TECH | SLSM-225P | 225 | 39 | 257 | 22 |  | Solar | FIXED | Roof
SRP14411 | SUZHOU SHENGLONG PV-TECH | SLSM-225P | 225 | 36 | 241 | 25 |  | Solar | FIXED | Roof
SRP14413 | SHELL SOLAR INDUSTRIES | SHELL POWERMAX ULTRA 145-PC | 185 | 84 | 250 | 22 |  | Solar | FIXED | Roof
SRP14414 | SHELL SOLAR INDUSTRIES | SHELL POWERMAX ULTRA 145-PC | 185 | 84 | 250 | 22 |  | Solar | FIXED | Roof
SRP14416 | SUZHOU SHENGLONG PV-TECH | SLSM-185D | 185 | 64 | 255 | 27 |  | Solar | FIXED | Roof
SRP14417 | SUZHOU SHENGLONG PV-TECH | SLSM-230P | 230 | 36 | 126 | 27 |  | Solar | FIXED | Roof
SRP14419 | SUZHOU SHENGLONG PV-TECH | SLSM-185D | 185 | 36 | 254 | 27 |  | Solar | FIXED | Roof
SRP14419 | SUZHOU SHENGLONG PV-TECH | SLSM-185D | 185 | 44 | 254 | 27 |  | Solar | FIXED | Roof
SRP14421 | SUZHOU SHENGLONG PV-TECH | SLSM-185D | 185 | 44 | 252 | 27 |  | Solar | FIXED | Roof
SRP14422 | SUZHOU SHENGLONG PV-TECH | SLSM-185D | 185 | 20 | 157 | 27 |  | Solar | FIXED | Roof
SRP14422 | SUZHOU SHENGLONG PV-TECH | SLSM-185D | 185 | 30 | 157 | 27 |  | Solar | FIXED | Roof
SRP14422 | SUZHOU SHENGLONG PV-TECH | SLSM-185D | 185 | 36 | 157 | 27 |  | Solar | FIXED | Roof
SRP14424 | SUZHOU SHENGLONG PV-TECH | SLSM-185D | 185 | 64 | 247 | 27 |  | Solar | FIXED | Roof
SRP14426 | SUZHOU SHENGLONG PV-TECH | SLSM-185D | 185 | 44 | 137 | 27 |  | Solar | FIXED | Roof
SRP14427 | SUZHOU SHENGLONG PV-TECH | SLSM-185D | 185 | 56 | 167 | 27 |  | Solar | FIXED | Roof
SRP14427 | SUZHOU SHENGLONG PV-TECH | SLSM-185D | 185 | 40 | 257 | 27 |  | Solar | FIXED | Roof
SRP14428 | SUZHOU SHENGLONG PV-TECH | SLSM-185D | 185 | 44 | 226 | 27 |  | Solar | FIXED | Roof
SRP14429 | SUZHOU SHENGLONG PV-TECH | SLSM-185D | 185 | 44 | 165 | 27 |  | Solar | FIXED | Roof
SRP14430 | SUZHOU SHENGLONG PV-TECH | SLSM-185D | 185 | 88 | 254 | 26 |  | Solar | FIXED | Roof
SRP14431 | SUZHOU SHENGLONG PV-TECH | SLSM-185D | 185 | 44 | 255 | 27 |  | Solar | FIXED | Roof
SRP14432 | SUZHOU SHENGLONG PV-TECH | SLSM-225P | 225 | 51 | 251 | 22 |  | Solar | FIXED | Roof
SRP14433 | SUZHOU SHENGLONG PV-TECH | SLSM-225P | 225 | 59 | 253 | 22 |  | Solar | FIXED | Roof
SRP14434 | SUNPOWER | SPR-225-BLK-U | 225 | 23 | 158 | 35 |  | Solar | FIXED | Roof
SRP14434 | SUNPOWER | SPR-225-BLK-U | 225 | 4 | 248 | 40 |  | Solar | FIXED | Roof
SRP14435 | SUZHOU SHENGLONG PV-TECH | SLSM-185D | 185 | 36 | 167 | 27 |  | Solar | FIXED | Roof
SRP14435 | SUZHOU SHENGLONG PV-TECH | SLSM-185D | 185 | 30 | 257 | 27 |  | Solar | FIXED | Roof
SRP14437 | SUZHOU SHENGLONG PV-TECH | SLSM-185D | 185 | 80 | 126 | 27 |  | Solar | FIXED | Roof
SRP14438 | SUZHOU SHENGLONG PV-TECH | SLSM-225P | 225 | 12 | 180 | 22 |  | Solar | FIXED | Roof
SRP14438 | SUZHOU SHENGLONG PV-TECH | SLSM-225P | 225 | 59 | 270 | 22 |  | Solar | FIXED | Roof
SRP14439 | SUNTECH POWER | STP210-18/UB-1 | 250 | 6 | 103 | 42 |  | Solar | FIXED | Roof
SRP14439 | SUNTECH POWER | STP210-18/UB-1 | 250 | 19 | 193 | 30 |  | Solar | FIXED | Roof
SRP14439 | SUNTECH POWER | STP210-18/UB-1 | 250 | 11 | 283 | 43 |  | Solar | FIXED | Roof
SRP14442 | SUZHOU SHENGLONG PV-TECH | SLSM-230P | 230 | 36 | 126 | 25 |  | Solar | FIXED | Roof
SRP14443 | CHANGZHOU TRINA SOLAR ENERGY CO | TSM-185D | 240 | 28 | 177.9 | 28 |  | Solar | FIXED | Roof
SRP14444 | SUZHOU SHENGLONG PV-TECH | SLSM-230P | 230 | 61 | 136 | 27 |  | Solar | FIXED | Roof
SRP14446 | SUZHOU SHENGLONG PV-TECH | SLSM-225P | 225 | 78 | 267 | 26 |  | Solar | FIXED | Roof
SRP14447 | SUNTECH POWER | STP210S-18/UB-1 | 250 | 30 | 185.5 | 24 |  | Solar | FIXED | Roof
SRP14449 | SUZHOU SHENGLONG PV-TECH | SLSM-185D | 185 | 44 | 126 | 27 |  | Solar | FIXED | Roof
SRP14450 | CHANGZHOU TRINA SOLAR ENERGY CO | TSM-185D | 240 | 24 | 232 | 19 |  | Solar | FIXED | Roof
SRP14451 | SUZHOU SHENGLONG PV-TECH | SLSM-225P | 225 | 12 | 172 | 25 |  | Solar | FIXED | Roof
SRP14451 | SUZHOU SHENGLONG PV-TECH | SLSM-225P | 225 | 39 | 262 | 22 |  | Solar | FIXED | Roof
SRP14452 | LG ELECTRONICS SOLAR CELL DIVISION | LG255S1C-G2 | 255 | 33 | 146 | 22 |  | Solar | FIXED | Roof
SRP14452 | LG ELECTRONICS SOLAR CELL DIVISION | LG255S1C-G2 | 255 | 9 | 236 | 22 |  | Solar | FIXED | Roof
SRP14453 | MATRIX SOLAR/PHOTOWATT | PW1000-100 | 255 | 20 | 220 | 18 |  | Solar | FIXED | Roof
SRP14453 | MATRIX SOLAR/PHOTOWATT | PW1000-100 | 255 | 9 | 220 | 20 |  | Solar | FIXED | Roof
SRP14454 | CANADIAN SOLAR | CS6P-235PX | 235 | 22 | 124 | 16 |  | Solar | FIXED | Roof
SRP14454 | CANADIAN SOLAR | CS6P-235PX | 235 | 11 | 304 | 16 |  | Solar | FIXED | Roof
SRP14455 | MATRIX SOLAR/PHOTOWATT | PW1000-100 | 255 | 28 | 211 | 17 |  | Solar | FIXED | Roof
SRP14456 | SUZHOU SHENGLONG PV-TECH | SLSM-185D | 185 | 64 | 126 | 27 |  | Solar | FIXED | Roof
SRP14457 | SUZHOU SHENGLONG PV-TECH | SLSM-185D | 185 | 64 | 253 | 27 |  | Solar | FIXED | Roof
SRP14459 | SHARP | ND-224U1F | 240 | 455 | 35 | 5 |  | Solar | FIXED | Roof
SRP14459 | SHARP | NT-188U1 | 240 | 442 | 215 | 5 |  | Solar | FIXED | Roof
SRP14461 | CHANGZHOU TRINA SOLAR ENERGY CO | TSM-160D | 250 | 24 | 140 | 28 |  | Solar | FIXED | Roof
SRP14461 | CHANGZHOU TRINA SOLAR ENERGY CO | TSM-160D | 250 | 20 | 230 | 28 |  | Solar | FIXED | Roof
SRP14464 | SUNTECH POWER | STP250S-20/WDB | 250 | 39 | 193 | 23 |  | Solar | FIXED | Roof
SRP14465 | CANADIAN SOLAR | CS6P-230 | 235 | 5 | 182 | 23 |  | Solar | FIXED | Roof
SRP14465 | CANADIAN SOLAR | CS6P-230 | 235 | 24 | 182 | 33 |  | Solar | FIXED | Roof
SRP14467 | SUNTECH POWER | STP250S-20/WDB | 250 | 19 | 136 | 31 |  | Solar | FIXED | Roof
SRP14469 | SUZHOU SHENGLONG PV-TECH | SLSM-225P | 225 | 59 | 254 | 27 |  | Solar | FIXED | Roof
SRP14470 | CHANGZHOU TRINA SOLAR ENERGY CO | TSM-160D | 240 | 41 | 95.4 | 24 |  | Solar | FIXED | Roof
SRP14471 | SUZHOU SHENGLONG PV-TECH | SLSM-185D | 185 | 80 | 256 | 27 |  | Solar | FIXED | Roof
SRP14472 | CHANGZHOU TRINA SOLAR ENERGY CO | TSM-160D | 240 | 26 | 195.7 | 30 |  | Solar | FIXED | Roof
SRP14473 | SUZHOU SHENGLONG PV-TECH | SLSM-185D | 185 | 40 | 246 | 27 |  | Solar | FIXED | Roof
SRP14474 | CONERGY AG | S 175MU | 240 | 11 | 143 | 10 |  | Solar | FIXED | Roof
SRP14474 | CONERGY AG | S 175MU | 240 | 14 | 143 | 36 |  | Solar | FIXED | Roof
SRP14475 | KYOCERA SOLAR | KD220GX-LFBS | 220 | 6 | 80 | 30 |  | Solar | FIXED | Roof
SRP14475 | KYOCERA SOLAR | KD220GX-LFBS | 220 | 19 | 260 | 30 |  | Solar | FIXED | Roof
SRP14476 | SUNPOWER | SPR-245NE-WHT-D | 245 | 28 | 117 | 30 |  | Solar | FIXED | Roof
SRP14476 | SUNPOWER | SPR-245NE-WHT-D | 245 | 10 | 207 | 30 |  | Solar | FIXED | Roof
SRP14477 | YINGLI ENERGY (CHINA) | YL240P-29B | 240 | 32 | 115 | 33 |  | Solar | FIXED | Roof
SRP14478 | TRINA SOLAR | TSM-250PA05A.10 | 250 | 19 | 130 | 24 |  | Solar | FIXED | Roof
SRP14480 | CHANGZHOU TRINA SOLAR ENERGY CO | TSM-185D | 240 | 36 | 160 | 27 |  | Solar | FIXED | Roof
SRP14481 | SUNTECH POWER | STP210S-18/UB-1 | 250 | 16 | 153.7 | 40 |  | Solar | FIXED | Roof
SRP14482 | SUNTECH POWER | STP210S-18/UB-1 | 250 | 28 | 266.6 | 30 |  | Solar | FIXED | Roof
SRP14483 | SUNTECH POWER | STP210S-18/UB-1 | 250 | 80 | 180 | 30 |  | Solar | FIXED | Roof
SRP14484 | SUNTECH POWER | STP210S-18/UB-1 | 250 | 34 | 143 | 30 |  | Solar | FIXED | Roof
SRP14484 | SUNTECH POWER | STP210S-18/UB-1 | 250 | 14 | 233 | 25 |  | Solar | FIXED | Roof
SRP14485 | YINGLI ENERGY (CHINA) | YL240P-29B | 240 | 30 | 180 | 26 |  | Solar | FIXED | Roof
SRP14486 | YINGLI ENERGY (CHINA) | YL240P-29B | 240 | 40 | 246 | 24 |  | Solar | FIXED | Roof
SRP14489 | TRINA SOLAR | TSM-240PD05.10 | 240 | 26 | 93 | 27 |  | Solar | FIXED | Roof
SRP14489 | TRINA SOLAR | TSM-240DA05 | 240 | 7 | 183 | 20 |  | Solar | FIXED | Roof
SRP14490 | CHANGZHOU TRINA SOLAR ENERGY CO | TSM-185D | 240 | 27 | 208 | 14 |  | Solar | FIXED | Roof
SRP14491 | CHANGZHOU TRINA SOLAR ENERGY CO | TSM-185D | 240 | 23 | 130 | 40 |  | Solar | FIXED | Roof
SRP14491 | CHANGZHOU TRINA SOLAR ENERGY CO | TSM-185D | 240 | 11 | 219 | 28 |  | Solar | FIXED | Roof
SRP14491 | CHANGZHOU TRINA SOLAR ENERGY CO | TSM-185D | 240 | 7 | 220 | 29 |  | Solar | FIXED | Roof
SRP14493 | TRINA SOLAR | TSM-240PA05 | 240 | 24 | 78 | 30 |  | Solar | FIXED | Roof
SRP14493 | TRINA SOLAR | TSM-240PA05 | 240 | 18 | 258 | 30 |  | Solar | FIXED | Roof
SRP14494 | TRINA SOLAR | TSM-245PA05.18 | 245 | 22 | 188 | 16 |  | Solar | FIXED | Roof
SRP14495 | TRINA SOLAR | TSM-240PA05 | 240 | 60 | 140 | 27 |  | Solar | FIXED | Roof
SRP14496 | TRINA SOLAR | TSM-240PA05 | 240 | 10 | 316 | 20 |  | Solar | FIXED | Roof
SRP14497 | SUNIVA | OPT260-60-4-100 | 260 | 12 | 172 | 22 |  | Solar | FIXED | Roof
SRP14497 | SUNIVA | OPT260-60-4-100 | 260 | 13 | 262 | 22 |  | Solar | FIXED | Roof
SRP14497 | SUNIVA | OPT260-60-4-100 | 260 | 8 | 262 | 23 |  | Solar | FIXED | Roof
SRP14498 | SUZHOU SHENGLONG PV-TECH | SLSM-185D | 185 | 44 | 160 | 27 |  | Solar | FIXED | Roof
SRP14499 | CHANGZHOU TRINA SOLAR ENERGY CO | TSM-185D | 240 | 30 | 244 | 22 |  | Solar | FIXED | Roof
SRP14502 | SHELL SOLAR INDUSTRIES | SHELL POWERMAX ULTRA 145-PC | 185 | 70 | 251 | 22 |  | Solar | FIXED | Roof
SRP14503 | SHENZHEN TOPRAY SOLAR | TPS107S-230W(60) | 230 | 62 | 133 | 27 |  | Solar | FIXED | Roof
SRP14504 | HANWHA SOLARONE (QIDONG) | HSL60M6-HA-0-250T | 250 | 28 | 180 | 30 |  | Solar | FIXED | Roof
SRP14504 | HANWHA SOLARONE (QIDONG) | HSL60M6-HA-0-250T | 250 | 12 | 209.8 | 16 |  | Solar | FIXED | Roof
SRP14506 | MATRIX SOLAR/PHOTOWATT | PW1000-100 | 255 | 27 | 184 | 18 |  | Solar | FIXED | Roof
SRP14508 | LIGHT WAY GREEN NEW ENERGY | LW240(29)P1650X990 | 240 | 20 | 172 | 32 |  | Solar | FIXED | Roof
SRP14509 | TRINA SOLAR | TSM-285PA14 | 285 | 792 | 174 | 10 |  | Solar | FIXED | Roof
SRP14511 | CANADIAN SOLAR | CS6P-230 | 235 | 11 | 96 | 21 |  | Solar | FIXED | Roof
SRP14511 | CANADIAN SOLAR | CS6P-230 | 235 | 2 | 186 | 21 |  | Solar | FIXED | Roof
SRP14511 | CANADIAN SOLAR | CS6P-230 | 235 | 10 | 276 | 21 |  | Solar | FIXED | Roof
SRP14513 | CHANGZHOU TRINA SOLAR ENERGY CO | TSM-185D | 240 | 33 | 240 | 25 |  | Solar | FIXED | Roof
SRP14514 | CHANGZHOU TRINA SOLAR ENERGY CO | TSM-185D | 240 | 33 | 194 | 25 |  | Solar | FIXED | Roof
SRP14515 | CHANGZHOU TRINA SOLAR ENERGY CO | TSM-185D | 240 | 46 | 196 | 33 |  | Solar | FIXED | Roof
SRP14516 | YINGLI ENERGY (CHINA) | YL240P-29B | 240 | 29 | 100 | 24 |  | Solar | FIXED | Roof
SRP14518 | TRINA SOLAR | TSM-240PD05 | 240 | 25 | 200 | 22 |  | Solar | FIXED | Roof
SRP14520 | TRINA SOLAR | TSM-240PD05.10 | 240 | 36 | 159 | 18 |  | Solar | FIXED | Roof
SRP14521 | YINGLI ENERGY (CHINA) | YL240P-32B | 240 | 30 | 194 | 32 |  | Solar | FIXED | Roof
SRP14522 | KYOCERA SOLAR | KD220GX-LFBS | 220 | 36 | 235 | 30 |  | Solar | FIXED | Roof
SRP14524 | TRINA SOLAR | TSM-240PA05 | 240 | 12 | 221 | 7 |  | Solar | FIXED | Roof
SRP14524 | TRINA SOLAR | TSM-240PA05 | 240 | 28 | 221 | 16 |  | Solar | FIXED | Roof
SRP14525 | YINGLI ENERGY (CHINA) | YL240P-29B | 240 | 26 | 168 | 22 |  | Solar | FIXED | Roof
SRP14530 | SUZHOU SHENGLONG PV-TECH | SLSM-225P | 225 | 39 | 268 | 22 |  | Solar | FIXED | Roof
SRP14532 | SUZHOU SHENGLONG PV-TECH | SLSM-185D | 185 | 44 | 246 | 27 |  | Solar | FIXED | Roof
SRP14533 | SUZHOU SHENGLONG PV-TECH | SLSM-225P | 225 | 48 | 164 | 27 |  | Solar | FIXED | Roof
SRP14534 | SHANGHAI SOLAR ENERGY S&T | S-125D | 225 | 36 | 266 | 22 |  | Solar | FIXED | Roof
SRP14536 | SUNTECH POWER | STP210S-18/UB-1 | 250 | 9 | 100 | 38 |  | Solar | FIXED | Roof
SRP14536 | SUNTECH POWER | STP210S-18/UB-1 | 250 | 23 | 190 | 35 |  | Solar | FIXED | Roof
SRP14537 | SUNTECH POWER | STP210S-18/UB-1 | 250 | 26 | 183.2 | 20 |  | Solar | FIXED | Roof
SRP14538 | TRINA SOLAR | TSM-240PA05 | 240 | 6 | 65 | 18 |  | Solar | FIXED | Roof
SRP14538 | TRINA SOLAR | TSM-240PA05 | 240 | 11 | 155 | 18 |  | Solar | FIXED | Roof
SRP14538 | TRINA SOLAR | TSM-240PA05 | 240 | 32 | 245 | 18 |  | Solar | FIXED | Roof
SRP14539 | TRINA SOLAR | TSM-240DA05 | 240 | 12 | 35 | 20 |  | Solar | FIXED | Roof
SRP14539 | TRINA SOLAR | TSM-240DA05 | 240 | 12 | 125 | 20 |  | Solar | FIXED | Roof
SRP14539 | TRINA SOLAR | TSM-240PD05 | 240 | 11 | 215 | 20 |  | Solar | FIXED | Roof
SRP14541 | YINGLI ENERGY (CHINA) | YL240P-29B | 240 | 16 | 62 | 32 |  | Solar | FIXED | Roof
SRP14541 | YINGLI ENERGY (CHINA) | YL240P-29B | 240 | 28 | 155 | 45 |  | Solar | FIXED | Roof
SRP14541 | YINGLI ENERGY (CHINA) | YL240P-29B | 240 | 21 | 242 | 32 |  | Solar | FIXED | Roof
SRP14542 | BAODING YINGLI NEW ENERGY RESOURCES CO | YL175(156) | 235 | 22 | 194 | 35 |  | Solar | FIXED | Roof
SRP14543 | SUNPOWER | SPR-327NE-WHT-D | 327 | 28 | 135 | 26 |  | Solar | FIXED | Roof
SRP14544 | SUNPOWER | SPR-335NX-BLK-D | 335 | 5 | 123 | 33 |  | Solar | FIXED | Roof
SRP14544 | SUNPOWER | SPR-335NX-BLK-D | 335 | 7 | 123 | 34 |  | Solar | FIXED | Roof
SRP14544 | SUNPOWER | SPR-335NX-BLK-D | 335 | 25 | 213 | 28 |  | Solar | FIXED | Roof
SRP14545 | SUNPOWER | SPR-245NE-WHT-D | 245 | 19 | 113 | 30 |  | Solar | FIXED | Roof
SRP14546 | SHARP | ND-240QCJ | 240 | 72 | 195 | 30 |  | Solar | FIXED | Roof
SRP14547 | BAODING YINGLI NEW ENERGY RESOURCES CO | 110(17)P1447X663 | 240 | 20 | 97 | 33 |  | Solar | FIXED | Roof
SRP14548 | TRINA SOLAR | TSM-240PA05.08 | 240 | 14 | 230 | 20 |  | Solar | FIXED | Roof
SRP14548 | TRINA SOLAR | TSM-240PA05.08 | 240 | 6 | 230 | 39 |  | Solar | FIXED | Roof
SRP14550 | TRINA SOLAR | TSM-240PA05 | 240 | 6 | 157 | 18 |  | Solar | FIXED | Roof
SRP14550 | TRINA SOLAR | TSM-240PA05 | 240 | 20 | 157 | 25 |  | Solar | FIXED | Roof
SRP14551 | YINGLI ENERGY (CHINA) | YL245P-29B | 245 | 6 | 200 | 23 |  | Solar | FIXED | Roof
SRP14551 | YINGLI ENERGY (CHINA) | YL245P-29B | 245 | 16 | 200 | 29 |  | Solar | FIXED | Roof
SRP14551 | YINGLI ENERGY (CHINA) | YL245P-29B | 245 | 3 | 290 | 21 |  | Solar | FIXED | Roof
SRP14552 | YINGLI ENERGY (CHINA) | YL240P-29B | 240 | 24 | 208 | 25 |  | Solar | FIXED | Roof
SRP14554 | CHANGZHOU TRINA SOLAR ENERGY CO | TSM-185D | 235 | 30 | 129.3 | 24 |  | Solar | FIXED | Roof
SRP14557 | CANADIAN SOLAR | CS6P-245MX | 245 | 9 | 104 | 38 |  | Solar | FIXED | Roof
SRP14557 | CANADIAN SOLAR | CS6P-245PX | 245 | 10 | 194 | 46 |  | Solar | FIXED | Roof
SRP14558 | CANADIAN SOLAR | CS6P-230 | 235 | 8 | 126 | 21 |  | Solar | FIXED | Roof
SRP14558 | CANADIAN SOLAR | CS6P-230 | 235 | 12 | 216 | 20 |  | Solar | FIXED | Roof
SRP14558 | CANADIAN SOLAR | CS6P-230 | 235 | 2 | 216 | 21 |  | Solar | FIXED | Roof
SRP14559 | CANADIAN SOLAR | CS6P-235PX | 235 | 8 | 38 | 9 |  | Solar | FIXED | Roof
SRP14559 | CANADIAN SOLAR | CS6P-235PX | 235 | 7 | 219 | 35 |  | Solar | FIXED | Roof
SRP14562 | SUZHOU SHENGLONG PV-TECH | SLSM-185D | 185 | 40 | 131 | 27 |  | Solar | FIXED | Roof
SRP14565 | SUZHOU SHENGLONG PV-TECH | SLSM-185D | 185 | 40 | 246 | 27 |  | Solar | FIXED | Roof
SRP14566 | SHELL SOLAR INDUSTRIES | SHELL POWERMAX ULTRA 145-PC | 185 | 40 | 131 | 27 |  | Solar | FIXED | Roof
SRP14568 | SUZHOU SHENGLONG PV-TECH | SLSM-185D | 185 | 40 | 244 | 27 |  | Solar | FIXED | Roof
SRP14569 | CANADIAN SOLAR | CS6P-235PX | 235 | 17 | 149 | 27 |  | Solar | FIXED | Roof
SRP14569 | CANADIAN SOLAR | CS6P-235PX | 235 | 8 | 239 | 34 |  | Solar | FIXED | Roof
SRP14570 | SUZHOU SHENGLONG PV-TECH | SLSM-185D | 185 | 36 | 159 | 27 |  | Solar | FIXED | Roof
SRP14570 | SUZHOU SHENGLONG PV-TECH | SLSM-185D | 185 | 40 | 249 | 27 |  | Solar | FIXED | Roof
SRP14571 | CANADIAN SOLAR | CS6P-230 | 235 | 10 | 214 | 35 |  | Solar | FIXED | Roof
SRP14572 | CANADIAN SOLAR | CS6P-230 | 235 | 11 | 84 | 18 |  | Solar | FIXED | Roof
SRP14572 | CANADIAN SOLAR | CS6P-230 | 235 | 4 | 174 | 18 |  | Solar | FIXED | Roof
SRP14572 | CANADIAN SOLAR | CS6P-230 | 235 | 27 | 264 | 18 |  | Solar | FIXED | Roof
SRP14573 | SOLARTECH POWER | SPM230P | 230 | 918 | 196 | 10 |  | Solar | FIXED | Roof
SRP14574 | SHARP | ND-U230C1 | 235 | 28 | 75 | 24 |  | Solar | FIXED | Roof
SRP14574 | SHARP | ND-U230C1 | 235 | 44 | 255 | 24 |  | Solar | FIXED | Roof
SRP14575 | SUNPOWER | SPR-327NE-WHT-D | 327 | 16 | 198 | 19 |  | Solar | FIXED | Roof
SRP14576 | SUNPOWER | SPR-315E-WHT-U | 225 | 34 | 170 | 30 |  | Solar | FIXED | Roof
SRP14579 | REC SCANMODULE | SCM230 | 245 | 14 | 195 | 23 |  | Solar | FIXED | Roof
SRP14579 | REC SCANMODULE | SCM230 | 245 | 30 | 195 | 23 |  | Solar | FIXED | Roof
SRP14580 | SOLARWORLD | SW255 MONO | 255 | 25 | 205 | 21 |  | Solar | FIXED | Roof
SRP14583 | SUNTECH POWER | STP210S-18/UB-1 | 250 | 38 | 216 | 32 |  | Solar | FIXED | Roof
SRP14584 | SUNTECH POWER | STP210S-18/UB-1 | 295 | 2710 | 220 | 10 |  | Solar | FIXED | Roof
SRP14585 | LG ELECTRONICS SOLAR CELL DIVISION | LG260S1C-G2 | 260 | 21 | 132 | 40 |  | Solar | FIXED | Roof
SRP14586 | MATRIX SOLAR/PHOTOWATT | PW1000-100 | 255 | 7 | 166 | 20 |  | Solar | FIXED | Roof
SRP14586 | MATRIX SOLAR/PHOTOWATT | PW1000-100 | 255 | 18 | 166 | 20 |  | Solar | FIXED | Roof
SRP14586 | MATRIX SOLAR/PHOTOWATT | PW1000-100 | 255 | 20 | 166 | 20 |  | Solar | FIXED | Roof
SRP14587 | SUNTECH POWER | STP280-24/VB-1 | 280 | 550 | 220 | 10 |  | Solar | FIXED | Roof
SRP14588 | REC SOLAR | REC245PE (BLK) | 245 | 20 | 99 | 10 |  | Solar | FIXED | Roof
SRP14589 | CHANGZHOU TRINA SOLAR ENERGY CO | TSM-185D | 240 | 34 | 125 | 20 |  | Solar | FIXED | Roof
SRP14591 | SUNPOWER | SPR-327NE-WHT-D | 327 | 32 | 228 | 30 |  | Solar | FIXED | Roof
SRP14592 | KYOCERA SOLAR | KD215GX-LPU | 215 | 32 | 84 | 24 |  | Solar | FIXED | Roof
SRP14592 | KYOCERA SOLAR | KD215GX-LPU | 215 | 56 | 262 | 24 |  | Solar | FIXED | Roof
SRP14593 | SUNTECH POWER | STP295-24/VD | 295 | 850 | 220 | 10 |  | Solar | FIXED | Roof
SRP14594 | SUNTECH POWER | STP210S-18/UB-1 | 250 | 32 | 198.7 | 30 |  | Solar | FIXED | Roof
SRP14595 | SUNTECH POWER | STP210S-18/UB-1 | 280 | 440 | 171 | 10 |  | Solar | FIXED | Roof
SRP14596 | SUNTECH POWER | STP210S-18/UB-1 | 250 | 22 | 181.9 | 30 |  | Solar | FIXED | Roof
SRP14597 | SUNTECH POWER | STP210S-18/UB-1 | 250 | 31 | 177 | 30 |  | Solar | FIXED | Roof
SRP14599 | TRINA SOLAR | TSM-250PA05 | 250 | 14 | 91 | 32 |  | Solar | FIXED | Roof
SRP14601 | SOLARWORLD | SW185MONO | 245 | 11 | 225 | 21 |  | Solar | FIXED | Roof
SRP14602 | MATRIX SOLAR/PHOTOWATT | PW1250-115 | 240 | 22 | 225 | 25 |  | Solar | FIXED | Roof
SRP14605 | SUNTECH POWER | STP210S-18/UB-1 | 250 | 34 | 228.5 | 25 |  | Solar | FIXED | Roof
SRP14606 | CHANGZHOU TRINA SOLAR ENERGY CO | TSM-185D | 250 | 24 | 134 | 22 |  | Solar | FIXED | Roof
SRP14607 | CANADIAN SOLAR | CS6P-245M | 245 | 26 | 173 | 25 |  | Solar | FIXED | Roof
SRP14608 | REC SOLAR | REC245PE-US (BLK) | 245 | 26 | 162 | 22 |  | Solar | FIXED | Roof
SRP14609 | CANADIAN SOLAR | CS6P-230 | 235 | 6 | 215 | 23 |  | Solar | FIXED | Roof
SRP14609 | CANADIAN SOLAR | CS6P-230 | 235 | 13 | 215 | 24 |  | Solar | FIXED | Roof
SRP14610 | SUNIVA | MVP240-60-5-401 | 240 | 322 | 183 | 24 |  | Solar | FIXED | Ground
SRP14611 | TRINA SOLAR | TSM-250PA05 | 250 | 17 | 150 | 24 |  | Solar | FIXED | Roof
SRP14612 | SUNPOWER | SPR-327NE-WHT-D | 327 | 28 | 143 | 24 |  | Solar | FIXED | Roof
SRP14613 | SUNTECH POWER | STP210-18/UB-1 | 250 | 20 | 109.6 | 30 |  | Solar | FIXED | Roof
SRP14613 | SUNTECH POWER | STP210-18/UB-1 | 250 | 14 | 109.6 | 40 |  | Solar | FIXED | Roof
SRP14614 | CANADIAN SOLAR | CS5P-240P | 240 | 2702 | 180 | 4 |  | Solar | FIXED | Roof
SRP14615 | SUNIVA | OPT250-60-4-100 | 250 | 12 | 105 | 26 |  | Solar | FIXED | Roof
SRP14615 | SUNIVA | OPT250-60-4-100 | 250 | 60 | 195 | 26 |  | Solar | FIXED | Roof
SRP14616 | TRINA SOLAR | TSM-245PA05.05 | 245 | 21 | 148 | 20 |  | Solar | FIXED | Roof
SRP14618 | TRINA SOLAR | TSM-240PA05.10 | 240 | 49 | 178 | 26 |  | Solar | FIXED | Roof
SRP14619 | CANADIAN SOLAR | CS6P-245M | 245 | 3626 | 207 | 5 |  | Solar | FIXED | Roof
SRP14620 | CANADIAN SOLAR | CS6P-230 | 230 | 33 | 233 | 20 |  | Solar | FIXED | Roof
SRP14622 | SUNTECH POWER | STP210S-18/UB-1 | 250 | 22 | 198 | 20 |  | Solar | FIXED | Roof
SRP14624 | CANADIAN SOLAR | CS6P-240P | 240 | 1988 | 203 | 5 |  | Solar | FIXED | Roof
SRP14625 | CANADIAN SOLAR | CS6X-290M | 290 | 110 | 180 | 25 |  | Solar | FIXED | Ground
SRP14625 | CANADIAN SOLAR | CS6X-295M | 295 | 209 | 180 | 25 |  | Solar | FIXED | Ground
SRP14626 | CHANGZHOU TRINA SOLAR ENERGY CO | TSM-185D | 240 | 34 | 238 | 18 |  | Solar | FIXED | Roof
SRP14627 | TRINA SOLAR | TSM-240PA05.10 | 240 | 12 | 90 | 29 |  | Solar | FIXED | Pole
SRP14627 | TRINA SOLAR | TSM-245PA05.10 | 240 | 8 | 180 | 37 |  | Solar | FIXED | Roof
SRP14627 | TRINA SOLAR | TSM-245PA05.10 | 240 | 26 | 270 | 29 |  | Solar | FIXED | Roof
SRP14628 | CHANGZHOU TRINA SOLAR ENERGY CO | TSM-185D | 240 | 35 | 213 | 17 |  | Solar | FIXED | Roof
SRP14630 | SUNTECH POWER | STP21018 | 210 | 39 | 189.5 | 30 |  | Solar | FIXED | Roof
SRP14632 | HYUNDAI HEAVY INDUSTRIES | HIS-M245MG | 245 | 28 | 113 | 21 |  | Solar | FIXED | Roof
SRP14632 | HYUNDAI HEAVY INDUSTRIES | HIS-M245MG | 245 | 8 | 203 | 21 |  | Solar | FIXED | Roof
SRP14633 | TRINA SOLAR | TSM-240DA05 | 240 | 10 | 132 | 34 |  | Solar | FIXED | Roof
SRP14634 | REC SOLAR | REC245PE (BLK) | 245 | 26 | 190 | 18 |  | Solar | FIXED | Roof
SRP14635 | SUNPOWER | SPR-315E-WHT-U | 327 | 8 | 238 | 14 |  | Solar | FIXED | Roof
SRP14635 | SUNPOWER | SPR-315E-WHT-U | 327 | 8 | 238 | 22 |  | Solar | FIXED | Roof
SRP14635 | SUNPOWER | SPR-315E-WHT-U | 327 | 16 | 238 | 22 |  | Solar | FIXED | Roof
SRP14636 | CANADIAN SOLAR | CS6P-230 | 235 | 5 | 278 | 16 |  | Solar | FIXED | Roof
SRP14636 | CANADIAN SOLAR | CS6P-230 | 235 | 14 | 278 | 16 |  | Solar | FIXED | Roof
SRP14636 | CANADIAN SOLAR | CS6P-230 | 235 | 14 | 278 | 16 |  | Solar | FIXED | Roof
SRP14637 | CANADIAN SOLAR | CS6P-230 | 235 | 9 | 110 | 11 |  | Solar | FIXED | Roof
SRP14637 | CANADIAN SOLAR | CS6P-230 | 235 | 14 | 289 | 19 |  | Solar | FIXED | Roof
SRP14638 | SUNPOWER | SPR-327NE-WHT-D | 327 | 21 | 154 | 37 |  | Solar | FIXED | Roof
SRP14640 | CANADIAN SOLAR | CS6P-245MX | 245 | 22 | 234 | 20 |  | Solar | FIXED | Roof
SRP14641 | CANADIAN SOLAR | CS6P-235PX | 235 | 10 | 114 | 23 |  | Solar | FIXED | Roof
SRP14643 | CANADIAN SOLAR | CS6P-230 | 235 | 9 | 124 | 16 |  | Solar | FIXED | Roof
SRP14643 | CANADIAN SOLAR | CS6P-230 | 235 | 11 | 124 | 16 |  | Solar | FIXED | Roof
SRP14643 | CANADIAN SOLAR | CS6P-230 | 235 | 6 | 304 | 16 |  | Solar | FIXED | Roof
SRP14643 | CANADIAN SOLAR | CS6P-230 | 235 | 11 | 304 | 16 |  | Solar | FIXED | Roof
SRP14645 | CANADIAN SOLAR | CS6P-235PX | 235 | 2 | 179 | 40 |  | Solar | FIXED | Roof
SRP14645 | CANADIAN SOLAR | CS6P-235PX | 235 | 12 | 267 | 27 |  | Solar | FIXED | Roof
SRP14646 | CANADIAN SOLAR | CS6P-230 | 235 | 10 | 220 | 20 |  | Solar | FIXED | Roof
SRP14646 | CANADIAN SOLAR | CS6P-230 | 235 | 8 | 220 | 44 |  | Solar | FIXED | Roof
SRP14647 | CANADIAN SOLAR | CS6P-235PX | 235 | 6 | 216 | 28 |  | Solar | FIXED | Roof
SRP14647 | CANADIAN SOLAR | CS6P-235PX | 235 | 4 | 216 | 32 |  | Solar | FIXED | Roof
SRP14648 | SUNTECH POWER | STP210S-18/UB-1 | 250 | 26 | 185.5 | 32 |  | Solar | FIXED | Roof
SRP14649 | TRINA SOLAR | TSM-235PA05.05 | 235 | 39 | 149.7 | 25 |  | Solar | FIXED | Roof
SRP14650 | SUNTECH POWER | STP210S-18/UB-1 | 250 | 48 | 210.7 | 20 |  | Solar | FIXED | Roof
SRP14651 | MOTECH AMERICAS | IM72C3-295-XXXXXX | 295 | 770 | 174 | 5 |  | Solar | FIXED | Roof
SRP14652 | TRINA SOLAR | TSM-240PD05.10 | 240 | 24 | 167 | 17 |  | Solar | FIXED | Roof
SRP14653 | MOTECH AMERICAS | IM72C3-295-XXXXXX | 295 | 506 | 173 | 5 |  | Solar | FIXED | Roof
SRP14655 | CANADIAN SOLAR | CS6P-230 | 235 | 13 | 155 | 26 |  | Solar | FIXED | Roof
SRP14655 | CANADIAN SOLAR | CS6P-230 | 235 | 28 | 245 | 23 |  | Solar | FIXED | Roof
SRP14656 | SUNTECH POWER | STP210-18/UB-1 | 250 | 22 | 128.5 | 15 |  | Solar | FIXED | Roof
SRP14656 | SUNTECH POWER | STP210-18/UB-1 | 250 | 22 | 128.5 | 30 |  | Solar | FIXED | Roof
SRP14657 | SHARP | NT-188U1 | 235 | 16 | 181 | 32 |  | Solar | FIXED | Roof
SRP14658 | CANADIAN SOLAR | CS6P-230 | 235 | 12 | 165 | 35 |  | Solar | FIXED | Roof
SRP14658 | CANADIAN SOLAR | CS6P-230 | 235 | 9 | 165 | 40 |  | Solar | FIXED | Roof
SRP14658 | CANADIAN SOLAR | CS6P-230 | 235 | 5 | 255 | 30 |  | Solar | FIXED | Roof
SRP14658 | CANADIAN SOLAR | CS6P-230 | 235 | 24 | 255 | 30 |  | Solar | FIXED | Roof
SRP14658 | CANADIAN SOLAR | CS6P-230 | 235 | 3 | 255 | 40 |  | Solar | FIXED | Roof
SRP14660 | SUNPOWER | SPR-90-WHT-U | 327 | 192 | 100 | 2 |  | Solar | FIXED | Roof
SRP14661 | MOTECH AMERICAS | IM72C3-290-XXXXXX | 290 | 242 | 47 | 3 |  | Solar | FIXED | Roof
SRP14661 | MOTECH AMERICAS | IM72C3-290-XXXXXX | 290 | 132 | 227 | 3 |  | Solar | FIXED | Roof
SRP14662 | CHANGZHOU TRINA SOLAR ENERGY CO | TSM-160D | 240 | 27 | 172 | 28 |  | Solar | FIXED | Roof
SRP14662 | CHANGZHOU TRINA SOLAR ENERGY CO | TSM-160D | 240 | 15 | 262 | 34 |  | Solar | FIXED | Roof
SRP14663 | SUNPOWER | SPR-327NE-WHT-D | 327 | 24 | 174 | 22 |  | Solar | FIXED | Roof
SRP14664 | SUNTECH POWER | PLUTO245-WDE | 245 | 66 | 355 | 3 |  | Solar | FIXED | Roof
SRP14665 | SUNTECH POWER | PLUTO245-WDE | 245 | 17 | 195 | 32 |  | Solar | FIXED | Roof
SRP14666 | SUNTECH POWER | STP210S-18/UB-1 | 250 | 46 | 165.2 | 22 |  | Solar | FIXED | Roof
SRP14667 | SUNTECH POWER | STP210S-18/UB-1 | 250 | 20 | 180 | 30 |  | Solar | FIXED | Ground
SRP14668 | ISOFOTON | I-100/12 | 230 | 16 | 145 | 22 |  | Solar | FIXED | Roof
SRP14668 | ISOFOTON | I-94/24 | 230 | 9 | 235 | 22 |  | Solar | FIXED | Roof
SRP14669 | LG ELECTRONICS SOLAR CELL DIVISION | LG250S1C-G2 | 250 | 12 | 112.8 | 20 |  | Solar | FIXED | Roof
SRP14669 | LG ELECTRONICS SOLAR CELL DIVISION | LG250S1C-G2 | 250 | 12 | 202.8 | 20 |  | Solar | FIXED | Roof
SRP14670 | CHANGZHOU TRINA SOLAR ENERGY CO | TSM-185D | 240 | 24 | 174 | 26 |  | Solar | FIXED | Roof
SRP14671 | TRINA SOLAR | TSM-245PA05.10 | 245 | 4 | 172 | 21 |  | Solar | FIXED | Roof
SRP14671 | TRINA SOLAR | TSM-245PA05.10 | 245 | 19 | 172 | 21 |  | Solar | FIXED | Roof
SRP14672 | SOLARWORLD | SW185MONO | 250 | 36 | 196 | 23 |  | Solar | FIXED | Roof
SRP14673 | TRINA SOLAR | TSM-240PA05 | 240 | 24 | 71 | 20 |  | Solar | FIXED | Roof
SRP14673 | TRINA SOLAR | TSM-240PA05 | 240 | 12 | 251 | 20 |  | Solar | FIXED | Roof
SRP14674 | SUNIVA | OPT260-60-4-100 | 260 | 8 | 60 | 21 |  | Solar | FIXED | Roof
SRP14674 | SUNIVA | OPT265-60-4-100 | 260 | 8 | 240 | 16 |  | Solar | FIXED | Roof
SRP14674 | SUNIVA | OPT260-60-4-100 | 260 | 9 | 240 | 21 |  | Solar | FIXED | Roof
SRP14675 | TRINA SOLAR | TSM-240PD05 | 240 | 34 | 215 | 27 |  | Solar | FIXED | Roof
SRP14676 | KYOCERA SOLAR | KD220GX-LFBS | 220 | 40 | 188 | 26 |  | Solar | FIXED | Roof
SRP14677 | YINGLI ENERGY (CHINA) | YL240P-29B | 240 | 8 | 120 | 15 |  | Solar | FIXED | Roof
SRP14677 | YINGLI ENERGY (CHINA) | YL240P-29B | 240 | 4 | 120 | 45 |  | Solar | FIXED | Roof
SRP14677 | YINGLI ENERGY (CHINA) | YL240P-29B | 240 | 19 | 300 | 45 |  | Solar | FIXED | Roof
SRP14678 | CHANGZHOU TRINA SOLAR ENERGY CO | TSM-185D | 235 | 51 | 119.9 | 16 |  | Solar | FIXED | Roof
SRP14682 | TRINA SOLAR | TSM-240DA05 | 240 | 29 | 100 | 21 |  | Solar | FIXED | Roof
SRP14682 | TRINA SOLAR | TSM-240DA05 | 240 | 15 | 100 | 28 |  | Solar | FIXED | Roof
SRP14684 | CHANGZHOU TRINA SOLAR ENERGY CO | TSM-185D | 240 | 20 | 169 | 24 |  | Solar | FIXED | Roof
SRP14685 | CHANGZHOU TRINA SOLAR ENERGY CO | TSM-185D | 240 | 22 | 160 | 20 |  | Solar | FIXED | Roof
SRP14686 | TRINA SOLAR | TSM-240PA05.10 | 240 | 4 | 133 | 28 |  | Solar | FIXED | Roof
SRP14686 | TRINA SOLAR | TSM-240PA05.10 | 240 | 16 | 223 | 18 |  | Solar | FIXED | Roof
SRP14687 | CANADIAN SOLAR | CS6P-235PX | 235 | 11 | 140 | 29 |  | Solar | FIXED | Roof
SRP14688 | CANADIAN SOLAR | CS6P-235PX | 235 | 7 | 205 | 21 |  | Solar | FIXED | Roof
SRP14688 | CANADIAN SOLAR | CS6P-235PX | 235 | 3 | 205 | 27 |  | Solar | FIXED | Roof
SRP14688 | CANADIAN SOLAR | CS6P-235PX | 235 | 5 | 205 | 45 |  | Solar | FIXED | Roof
SRP14689 | TRINA SOLAR | TSM-240PA05 | 240 | 15 | 115 | 33 |  | Solar | FIXED | Roof
SRP14689 | TRINA SOLAR | TSM-240PA05 | 240 | 15 | 295 | 36 |  | Solar | FIXED | Roof
SRP14690 | YINGLI ENERGY (CHINA) | YL240P-29B | 240 | 36 | 206 | 33 |  | Solar | FIXED | Roof
SRP14691 | TRINA SOLAR | TSM-240PA05 | 240 | 28 | 221 | 23 |  | Solar | FIXED | Roof
SRP14692 | CANADIAN SOLAR | CS6P-235PX | 235 | 8 | 159 | 12 |  | Solar | FIXED | Roof
SRP14692 | CANADIAN SOLAR | CS6P-235PX | 235 | 4 | 159 | 38 |  | Solar | FIXED | Roof
SRP14693 | TRINA SOLAR | TSM-240PA05 | 240 | 24 | 200 | 25 |  | Solar | FIXED | Roof
SRP14695 | KYOCERA SOLAR | KD220GX-LFBS | 220 | 26 | 170 | 23 |  | Solar | FIXED | Roof
SRP14697 | TRINA SOLAR | TSM-240PA05 | 240 | 32 | 174 | 32 |  | Solar | FIXED | Roof
SRP14697 | TRINA SOLAR | TSM-240PD05 | 240 | 5 | 174 | 32 |  | Solar | FIXED | Roof
SRP14698 | TRINA SOLAR | TSM-240DA05 | 240 | 6 | 167 | 27 |  | Solar | FIXED | Roof
SRP14698 | TRINA SOLAR | TSM-240PA05 | 240 | 18 | 167 | 27 |  | Solar | FIXED | Roof
SRP14698 | TRINA SOLAR | TSM-240PD05.10 | 240 | 3 | 167 | 27 |  | Solar | FIXED | Roof
SRP14698 | TRINA SOLAR | TSM-240PA05 | 240 | 10 | 257 | 31 |  | Solar | FIXED | Roof
SRP14699 | ISOFOTON | I-100/12 | 230 | 28 | 152 | 35 |  | Solar | FIXED | Roof
SRP14699 | ISOFOTON | I-100/12 | 230 | 12 | 242 | 42 |  | Solar | FIXED | Roof
SRP14700 | MATRIX SOLAR/PHOTOWATT | PW1650-175 | 260 | 40 | 222 | 24 |  | Solar | FIXED | Roof
SRP14701 | YINGLI ENERGY (CHINA) | YL240P-29B | 240 | 22 | 91 | 43 |  | Solar | FIXED | Roof
SRP14701 | YINGLI ENERGY (CHINA) | YL240P-29B | 240 | 22 | 181 | 20 |  | Solar | FIXED | Roof
SRP14702 | TRINA SOLAR | TSM-240PD05.10 | 240 | 22 | 151 | 37 |  | Solar | FIXED | Roof
SRP14704 | BEIJING ZHONGKEXIN ELECTRONICS EQUIPMENT | ZKX-265P-24 | 260 | 31 | 61 | 32 |  | Solar | FIXED | Roof
SRP14704 | BEIJING ZHONGKEXIN ELECTRONICS EQUIPMENT | ZKX-265P-24 | 260 | 15 | 151 | 32 |  | Solar | FIXED | Roof
SRP14704 | BEIJING ZHONGKEXIN ELECTRONICS EQUIPMENT | ZKX-265P-24 | 260 | 33 | 241 | 32 |  | Solar | FIXED | Roof
SRP14706 | CHANGZHOU TRINA SOLAR ENERGY CO | TSM-160D | 240 | 4 | 199 | 26 |  | Solar | FIXED | Roof
SRP14706 | CHANGZHOU TRINA SOLAR ENERGY CO | TSM-160D | 240 | 6 | 199 | 34 |  | Solar | FIXED | Roof
SRP14706 | CHANGZHOU TRINA SOLAR ENERGY CO | TSM-160D | 240 | 25 | 199 | 34 |  | Solar | FIXED | Roof
SRP14707 | TRINA SOLAR | TSM-240PA05 | 240 | 20 | 130 | 18 |  | Solar | FIXED | Roof
SRP14707 | TRINA SOLAR | TSM-240PA05 | 240 | 10 | 220 | 18 |  | Solar | FIXED | Roof
SRP14707 | TRINA SOLAR | TSM-245PA05 | 240 | 33 | 310 | 18 |  | Solar | FIXED | Roof
SRP14708 | TRINA SOLAR | TSM-240PA05.10 | 240 | 27 | 227 | 31 |  | Solar | FIXED | Roof
SRP14709 | YINGLI ENERGY (CHINA) | YL240P-29B | 240 | 266 | 184 | 5 |  | Solar | FIXED | Roof
SRP14710 | YINGLI ENERGY (CHINA) | YL235P-29B | 235 | 15 | 183 | 20 |  | Solar | FIXED | Roof
SRP14710 | YINGLI ENERGY (CHINA) | YL235P-29B | 235 | 16 | 183 | 21 |  | Solar | FIXED | Roof
SRP14710 | YINGLI ENERGY (CHINA) | YL235P-29B | 235 | 9 | 183 | 22 |  | Solar | FIXED | Roof
SRP14711 | TRINA SOLAR | TSM-245PA05.10 | 245 | 2 | 135 | 22 |  | Solar | FIXED | Roof
SRP14711 | TRINA SOLAR | TSM-245PA05.10 | 245 | 7 | 155 | 22 |  | Solar | FIXED | Roof
SRP14711 | TRINA SOLAR | TSM-245PA05.10 | 245 | 4 | 175 | 22 |  | Solar | FIXED | Roof
SRP14711 | TRINA SOLAR | TSM-245PA05.10 | 245 | 19 | 245 | 22 |  | Solar | FIXED | Roof
SRP14714 | CANADIAN SOLAR | CS6P-230 | 235 | 2 | 125 | 36 |  | Solar | FIXED | Roof
SRP14714 | CANADIAN SOLAR | CS6P-230 | 235 | 9 | 215 | 36 |  | Solar | FIXED | Roof
SRP14716 | TRINA SOLAR | TSM-240PA05 | 240 | 14 | 152 | 26 |  | Solar | FIXED | Roof
SRP14717 | CANADIAN SOLAR | CS6P-230 | 290 | 308 | 218 | 10 |  | Solar | FIXED | Roof
SRP14718 | YINGLI ENERGY (CHINA) | YL240P-29B | 240 | 38 | 172 | 30 |  | Solar | FIXED | Roof
SRP14719 | TRINA SOLAR | TSM-240PA05 | 240 | 10 | 154 | 8 |  | Solar | FIXED | Roof
SRP14719 | TRINA SOLAR | TSM-240PA05 | 240 | 24 | 154 | 25 |  | Solar | FIXED | Roof
SRP14720 | TRINA SOLAR | TSM-240PA05 | 240 | 38 | 210 | 25 |  | Solar | FIXED | Roof
SRP14721 | CHANGZHOU TRINA SOLAR ENERGY CO | TSM-185D | 240 | 24 | 211 | 29 |  | Solar | FIXED | Roof
SRP14722 | SUNPOWER | T5-SPR-327 | 327 | 34 | 207 | 27 |  | Solar | FIXED | Roof
SRP14723 | YINGLI ENERGY (CHINA) | YL240P-29B | 240 | 22 | 136 | 31 |  | Solar | FIXED | Roof
SRP14724 | YINGLI ENERGY (CHINA) | YL240P-29B | 240 | 28 | 99 | 36 |  | Solar | FIXED | Roof
SRP14725 | YINGLI ENERGY (CHINA) | YL240P-29B | 240 | 28 | 228 | 10 |  | Solar | FIXED | Roof
SRP14726 | YINGLI ENERGY (CHINA) | YL240P-29B | 240 | 24 | 169 | 30 |  | Solar | FIXED | Roof
SRP14727 | TRINA SOLAR | TSM-240DA05 | 240 | 20 | 203 | 28 |  | Solar | FIXED | Roof
SRP14727 | TRINA SOLAR | TSM-240DA05 | 240 | 20 | 203 | 39 |  | Solar | FIXED | Roof
SRP14728 | YINGLI ENERGY (CHINA) | YL240P-29B | 240 | 22 | 117 | 26 |  | Solar | FIXED | Roof
SRP14729 | BAODING YINGLI NEW ENERGY RESOURCES CO | 110(17)P1447X663 | 240 | 16 | 145 | 25 |  | Solar | FIXED | Roof
SRP14729 | BAODING YINGLI NEW ENERGY RESOURCES CO | 110(17)P1447X663 | 240 | 16 | 325 | 25 |  | Solar | FIXED | Roof
SRP14730 | KYOCERA SOLAR | KD220GX-LFBS | 220 | 33 | 212 | 45 |  | Solar | FIXED | Roof
SRP14731 | TRINA SOLAR | TSM-240PA05 | 240 | 28 | 67 | 22 |  | Solar | FIXED | Roof
SRP14731 | TRINA SOLAR | TSM-240PA05 | 240 | 18 | 247 | 22 |  | Solar | FIXED | Roof
SRP14732 | SUNIVA | OPT260-60-4-100 | 260 | 18 | 128 | 7 |  | Solar | FIXED | Roof
SRP14732 | SUNIVA | OPT260-60-4-100 | 260 | 5 | 216 | 16 |  | Solar | FIXED | Roof
SRP14732 | SUNIVA | OPT260-60-4-100 | 260 | 4 | 306 | 7 |  | Solar | FIXED | Roof
SRP14733 | KYOCERA SOLAR | KD220GX-LFBS | 220 | 25 | 143 | 22 |  | Solar | FIXED | Roof
SRP14733 | KYOCERA SOLAR | KD220GX-LFBS | 220 | 19 | 230 | 22 |  | Solar | FIXED | Roof
SRP14733 | KYOCERA SOLAR | KD220GX-LFBS | 220 | 13 | 250 | 22 |  | Solar | FIXED | Roof
SRP14734 | TRINA SOLAR | TSM-245PA05.18 | 245 | 27 | 228 | 37 |  | Solar | FIXED | Roof
SRP14735 | SUNPOWER | T5-SPR-327 | 327 | 14 | 220 | 16 |  | Solar | FIXED | Roof
SRP14735 | SUNPOWER | T5-SPR-327 | 327 | 14 | 220 | 24 |  | Solar | FIXED | Roof
SRP14736 | SUNIVA | OPT260-60-4-100 | 260 | 6 | 184 | 30 |  | Solar | FIXED | Roof
SRP14736 | SUNIVA | OPT260-60-4-100 | 260 | 15 | 184 | 34 |  | Solar | FIXED | Roof
SRP14737 | TRINA SOLAR | TSM-240PA05 | 240 | 27 | 195 | 23 |  | Solar | FIXED | Roof
SRP14738 | SUNTECH POWER | STP210S-18/UB-1 | 250 | 20 | 105 | 30 |  | Solar | FIXED | Roof
SRP14738 | SUNTECH POWER | STP210S-18/UB-1 | 250 | 8 | 195 | 5 |  | Solar | FIXED | Roof
SRP14738 | SUNTECH POWER | STP210S-18/UB-1 | 250 | 16 | 195 | 20 |  | Solar | FIXED | Roof
SRP14739 | SUNPOWER | T5-SPR-327 | 327 | 14 | 93 | 40 |  | Solar | FIXED | Roof
SRP14740 | SUNPOWER | T5-SPR-327 | 327 | 14 | 132 | 21 |  | Solar | FIXED | Roof
SRP14740 | SUNPOWER | T5-SPR-327 | 327 | 7 | 132 | 39 |  | Solar | FIXED | Roof
SRP14741 | TRINA SOLAR | TSM-250PA05A | 250 | 20 | 180 | 22 |  | Solar | FIXED | Roof
SRP14742 | TRINA SOLAR | TSM-250PA05 | 250 | 23 | 180 | 24 |  | Solar | FIXED | Roof
SRP14743 | SUNPOWER | SPR-245NE-WHT-D | 245 | 28 | 185 | 37 |  | Solar | FIXED | Roof
SRP14744 | REC SCANMODULE | SCM230 | 245 | 11 | 120 | 30 |  | Solar | FIXED | Roof
SRP14744 | REC SCANMODULE | SCM230 | 245 | 22 | 210 | 18 |  | Solar | FIXED | Roof
SRP14745 | YINGLI ENERGY (CHINA) | YL240P-29B | 240 | 84 | 224 | 18 |  | Solar | FIXED | Roof
SRP14747 | SUNTECH POWER | STP210S-18/UB-1 | 280 | 320 | 168 | 10 |  | Solar | FIXED | Roof
SRP14748 | SUNPOWER | SPR-327NE-WHT-D | 327 | 32 | 135 | 31 |  | Solar | FIXED | Roof
SRP14749 | CHANGZHOU TRINA SOLAR ENERGY CO | TSM-160D | 240 | 4 | 132 | 20 |  | Solar | FIXED | Roof
SRP14749 | CHANGZHOU TRINA SOLAR ENERGY CO | TSM-160D | 240 | 6 | 222 | 27 |  | Solar | FIXED | Roof
SRP14749 | CHANGZHOU TRINA SOLAR ENERGY CO | TSM-160D | 240 | 18 | 222 | 27 |  | Solar | FIXED | Roof
SRP14750 | CHANGZHOU TRINA SOLAR ENERGY CO | TSM-160D | 240 | 18 | 124 | 29 |  | Solar | FIXED | Roof
SRP14751 | TRINA SOLAR | TSM-240PA05.10 | 240 | 45 | 85 | 26 |  | Solar | FIXED | Roof
SRP14751 | TRINA SOLAR | TSM-240PA05.10 | 240 | 2 | 175 | 26 |  | Solar | FIXED | Roof
SRP14752 | CHANGZHOU TRINA SOLAR ENERGY CO | TSM-160D | 240 | 20 | 161 | 30 |  | Solar | FIXED | Roof
SRP14752 | CHANGZHOU TRINA SOLAR ENERGY CO | TSM-160D | 240 | 14 | 255 | 30 |  | Solar | FIXED | Roof
SRP14753 | TRINA SOLAR | TSM-240PD05 | 240 | 28 | 120 | 20 |  | Solar | FIXED | Roof
SRP14754 | CHANGZHOU TRINA SOLAR ENERGY CO | TSM-160D | 240 | 18 | 175 | 31 |  | Solar | FIXED | Roof
SRP14755 | SUNTECH POWER | STP250-20/WD | 250 | 48 | 182 | 30 |  | Solar | FIXED | Roof
SRP14756 | SUNTECH POWER | STP210S-18/UB-1 | 295 | 710 | 170 | 10 |  | Solar | FIXED | Roof
SRP14757 | SUNTECH POWER | STP210S-18/UB-1 | 295 | 650 | 173 | 10 |  | Solar | FIXED | Roof
SRP14758 | BAODING YINGLI NEW ENERGY RESOURCES CO | YL175(156) | 235 | 14 | 226 | 38 |  | Solar | FIXED | Roof
SRP14759 | SUNTECH POWER | STP210S-18/UB-1 | 280 | 210 | 174 | 10 |  | Solar | FIXED | Roof
SRP14761 | SUNTECH POWER | STP210S-18/UB-1 | 250 | 9 | 150.5 | 10 |  | Solar | FIXED | Roof
SRP14761 | SUNTECH POWER | STP210S-18/UB-1 | 250 | 29 | 150.5 | 30 |  | Solar | FIXED | Roof
SRP14762 | SUNTECH POWER | STP210S-18/UB-1 | 250 | 14 | 98.4 | 9 |  | Solar | FIXED | Roof
SRP14763 | SUNTECH POWER | STP210S-18/UB-1 | 250 | 26 | 200.5 | 35 |  | Solar | FIXED | Roof
SRP14764 | SUNTECH POWER | STP295-24/VD | 295 | 690 | 171 | 10 |  | Solar | FIXED | Roof
SRP14765 | SUNTECH POWER | STP150-24/AB-1 | 280 | 1650 | 172 | 10 |  | Solar | FIXED | Roof
SRP14766 | SUNTECH POWER | STP210S-18/UB-1 | 250 | 19 | 98.6 | 30 |  | Solar | FIXED | Roof
SRP14766 | SUNTECH POWER | STP210S-18/UB-1 | 250 | 22 | 98.6 | 40 |  | Solar | FIXED | Roof
SRP14766 | SUNTECH POWER | STP210S-18/UB-1 | 250 | 7 | 188.6 | 25 |  | Solar | FIXED | Roof
SRP14767 | SUNTECH POWER | STP210S-18/UB-1 | 250 | 40 | 126.7 | 30 |  | Solar | FIXED | Roof
SRP14768 | SUNTECH POWER | STP210S-18/UB-1 | 250 | 18 | 142.1 | 35 |  | Solar | FIXED | Roof
SRP14768 | SUNTECH POWER | STP210S-18/UB-1 | 250 | 6 | 232.1 | 35 |  | Solar | FIXED | Roof
SRP14769 | SUNPOWER | T5-SPR-327 | 327 | 6 | 180 | 23 |  | Solar | FIXED | Roof
SRP14769 | SUNPOWER | T5-SPR-327 | 327 | 18 | 270 | 23 |  | Solar | FIXED | Roof
SRP14770 | SUNPOWER | T5-SPR-327 | 327 | 28 | 130 | 22 |  | Solar | FIXED | Roof
SRP14771 | SUNPOWER | SPR-240E-WHT-U-ACPV | 240 | 6 | 103 | 27 |  | Solar | FIXED | Roof
SRP14771 | SUNPOWER | SPR-240E-WHT-U-ACPV | 240 | 50 | 193 | 30 |  | Solar | FIXED | Roof
SRP14771 | SUNPOWER | SPR-240E-WHT-U-ACPV | 240 | 6 | 283 | 27 |  | Solar | FIXED | Roof
SRP14772 | REC SCANMODULE | SCM230 | 250 | 37 | 153 | 37 |  | Solar | FIXED | Roof
SRP14773 | CHANGZHOU TRINA SOLAR ENERGY CO | TSM-160D | 240 | 16 | 186 | 21 |  | Solar | FIXED | Roof
SRP14773 | CHANGZHOU TRINA SOLAR ENERGY CO | TSM-160D | 240 | 18 | 186 | 21 |  | Solar | FIXED | Roof
SRP14774 | SUNTECH POWER | STP210S-18/UB-1 | 250 | 22 | 135 | 28 |  | Solar | FIXED | Roof
SRP14775 | LG ELECTRONICS SOLAR CELL DIVISION | LG255S1C-G2 | 255 | 26 | 177 | 21 |  | Solar | FIXED | Roof
SRP14775 | LG ELECTRONICS SOLAR CELL DIVISION | LG255S1C-G2 | 255 | 6 | 267 | 20 |  | Solar | FIXED | Roof
SRP14777 | YINGLI ENERGY (CHINA) | YL235P-29B | 235 | 23 | 186 | 20 |  | Solar | FIXED | Roof
SRP14778 | LG ELECTRONICS SOLAR CELL DIVISION | LG255S1C-G2 | 255 | 46 | 198 | 35 |  | Solar | FIXED | Roof
SRP14779 | LG ELECTRONICS SOLAR CELL DIVISION | LG255S1C-G2 | 255 | 28 | 176 | 29 |  | Solar | FIXED | Roof
SRP14780 | LG ELECTRONICS SOLAR CELL DIVISION | LG255S1C-G2 | 255 | 17 | 124 | 20 |  | Solar | FIXED | Roof
SRP14780 | LG ELECTRONICS SOLAR CELL DIVISION | LG255S1C-G2 | 255 | 15 | 304 | 20 |  | Solar | FIXED | Roof
SRP14781 | MOTECH AMERICAS | IM60B3-245-XXXXXX | 245 | 38 | 116 | 34 |  | Solar | FIXED | Roof
SRP14782 | CHANGZHOU TRINA SOLAR ENERGY CO | TSM-160D | 240 | 21 | 197 | 17 |  | Solar | FIXED | Roof
SRP14783 | TRINA SOLAR | TSM-240PA05 | 240 | 33 | 174 | 35 |  | Solar | FIXED | Roof
SRP14785 | LG ELECTRONICS SOLAR CELL DIVISION | LG255S1C-G3 | 255 | 22 | 197 | 30 |  | Solar | FIXED | Roof
SRP14786 | CHANGZHOU TRINA SOLAR ENERGY CO | TSM-160D | 240 | 29 | 170 | 29 |  | Solar | FIXED | Roof
SRP14787 | LG ELECTRONICS SOLAR CELL DIVISION | LG250S1C-G2 | 250 | 30 | 205 | 15 |  | Solar | FIXED | Roof
SRP14788 | MOTECH AMERICAS | XS54C3-235-XXXXXX | 235 | 29 | 119 | 34 |  | Solar | FIXED | Roof
SRP14789 | MAGE SOLAR | POWERTEC PLUS 250/6 ML | 250 | 36 | 180 | 25 |  | Solar | FIXED | Ground
SRP14790 | ET SOLAR INDUSTRY | ET-P660245BB | 245 | 16 | 186 | 41 |  | Solar | FIXED | Roof
SRP14791 | ISOFOTON | I-100/12 | 245 | 19 | 191 | 26 |  | Solar | FIXED | Roof
SRP14792 | CONERGY | CONERGY PM 245P | 245 | 14 | 120 | 10 |  | Solar | FIXED | Roof
SRP14792 | CONERGY | CONERGY PM 245P | 245 | 14 | 120 | 25 |  | Solar | FIXED | Roof
SRP14792 | CONERGY | CONERGY PM 245P | 245 | 10 | 210 | 10 |  | Solar | FIXED | Roof
SRP14792 | CONERGY | CONERGY PM 245P | 245 | 10 | 210 | 25 |  | Solar | FIXED | Roof
SRP14793 | KYOCERA SOLAR | KC120-1 | 220 | 6 | 188 | 23 |  | Solar | FIXED | Roof
SRP14793 | KYOCERA SOLAR | KD220GX-LFBS | 220 | 8 | 188 | 24 |  | Solar | FIXED | Roof
SRP14794 | SUNIVA | OPT260-60-4-100 | 260 | 18 | 168 | 21 |  | Solar | FIXED | Roof
SRP14795 | SUNPOWER | T5-SPR-327 | 327 | 21 | 140 | 18 |  | Solar | FIXED | Roof
SRP14796 | YINGLI ENERGY (CHINA) | YL240P-29B | 240 | 16 | 135 | 32 |  | Solar | FIXED | Roof
SRP14796 | YINGLI ENERGY (CHINA) | YL240P-29B | 240 | 10 | 225 | 18 |  | Solar | FIXED | Roof
SRP14797 | SUNIVA | OPT260-60-4-100 | 260 | 13 | 160 | 38 |  | Solar | FIXED | Roof
SRP14797 | SUNIVA | OPT260-60-4-100 | 260 | 6 | 250 | 22 |  | Solar | FIXED | Roof
SRP14798 | LG ELECTRONICS SOLAR CELL DIVISION | LG255S1C-G2 | 255 | 26 | 211 | 15 |  | Solar | FIXED | Roof
SRP14798 | LG ELECTRONICS SOLAR CELL DIVISION | LG255S1C-G2 | 255 | 36 | 211 | 33 |  | Solar | FIXED | Roof
SRP14799 | TRINA SOLAR | TSM-235PA05 | 235 | 6 | 152 | 16 |  | Solar | FIXED | Roof
SRP14799 | TRINA SOLAR | TSM-235PA05 | 235 | 11 | 242 | 22 |  | Solar | FIXED | Roof
SRP14800 | CANADIAN SOLAR | CS6P-235PX | 235 | 15 | 136 | 29 |  | Solar | FIXED | Roof
SRP14801 | YINGLI ENERGY (CHINA) | YL240P-29B | 240 | 16 | 255 | 27 |  | Solar | FIXED | Roof
SRP14803 | SUNPOWER | SPR-327NE-WHT-D | 327 | 30 | 238 | 20 |  | Solar | FIXED | Roof
SRP14805 | CANADIAN SOLAR | CS4C-100 | 235 | 10 | 130 | 12 |  | Solar | FIXED | Roof
SRP14805 | CANADIAN SOLAR | CS4C-100 | 235 | 5 | 220 | 20 |  | Solar | FIXED | Roof
SRP14806 | CANADIAN SOLAR | CS6P-235PX | 235 | 17 | 222 | 29 |  | Solar | FIXED | Roof
SRP14808 | CANADIAN SOLAR | CS6P-235PX | 235 | 20 | 80 | 9 |  | Solar | FIXED | Roof
SRP14808 | CANADIAN SOLAR | CS6P-235PX | 235 | 8 | 260 | 17 |  | Solar | FIXED | Roof
SRP14808 | CANADIAN SOLAR | CS6P-235PX | 235 | 4 | 260 | 37 |  | Solar | FIXED | Roof
SRP14808 | CANADIAN SOLAR | CS6P-235PX | 235 | 4 | 260 | 37 |  | Solar | FIXED | Roof
SRP14809 | CANADIAN SOLAR | CS6P-235M | 235 | 13 | 153 | 33 |  | Solar | FIXED | Roof
SRP14809 | CANADIAN SOLAR | CS6P-235M | 235 | 5 | 243 | 33 |  | Solar | FIXED | Roof
SRP14809 | CANADIAN SOLAR | CS6P-235M | 235 | 10 | 243 | 33 |  | Solar | FIXED | Roof
SRP14810 | CANADIAN SOLAR | CS6P-235PX | 235 | 15 | 88 | 17 |  | Solar | FIXED | Roof
SRP14810 | CANADIAN SOLAR | CS6P-235PX | 235 | 3 | 266 | 31 |  | Solar | FIXED | Roof
SRP14810 | CANADIAN SOLAR | CS6P-235PX | 235 | 12 | 268 | 17 |  | Solar | FIXED | Roof
SRP14811 | CANADIAN SOLAR | CS6P-230 | 235 | 2 | 117 | 23 |  | Solar | FIXED | Roof
SRP14811 | CANADIAN SOLAR | CS6P-230 | 235 | 4 | 117 | 23 |  | Solar | FIXED | Roof
SRP14811 | CANADIAN SOLAR | CS6P-230 | 235 | 21 | 207 | 18 |  | Solar | FIXED | Roof
SRP14812 | CANADIAN SOLAR | CS6P-245MX | 245 | 3 | 229 | 21 |  | Solar | FIXED | Roof
SRP14812 | CANADIAN SOLAR | CS6P-245MX | 245 | 7 | 229 | 21 |  | Solar | FIXED | Roof
SRP14813 | CANADIAN SOLAR | CS6X-290P | 290 | 363 | 183.4 | 10 |  | Solar | FIXED | Roof
SRP14814 | KYOCERA SOLAR | KD245GX-LFB | 245 | 7 | 120 | 16 |  | Solar | FIXED | Roof
SRP14814 | KYOCERA SOLAR | KD245GX-LFB | 245 | 7 | 210 | 36 |  | Solar | FIXED | Roof
SRP14814 | KYOCERA SOLAR | KD245GX-LFB | 245 | 4 | 217 | 33 |  | Solar | FIXED | Roof
SRP14815 | YINGLI ENERGY (CHINA) | YL245P-29B | 245 | 32 | 193 | 30 |  | Solar | FIXED | Roof
SRP14817 | TRINA SOLAR | TSM-240DA05 | 240 | 16 | 202 | 17 |  | Solar | FIXED | Roof
SRP14817 | TRINA SOLAR | TSM-240DA05 | 240 | 12 | 202 | 41 |  | Solar | FIXED | Roof
SRP14817 | TRINA SOLAR | TSM-240DA05 | 240 | 30 | 202 | 45 |  | Solar | FIXED | Roof
SRP14818 | CANADIAN SOLAR | CS6P-235PX | 235 | 5 | 221 | 8 |  | Solar | FIXED | Roof
SRP14818 | CANADIAN SOLAR | CS6P-235PX | 235 | 3 | 221 | 20 |  | Solar | FIXED | Roof
SRP14818 | CANADIAN SOLAR | CS6P-235PX | 235 | 9 | 221 | 36 |  | Solar | FIXED | Roof
SRP14819 | SUNTECH POWER | STP210S-18/UB-1 | 250 | 52 | 120 | 30 |  | Solar | FIXED | Roof
SRP14820 | SUNTECH POWER | STP210S-18/UB-1 | 250 | 12 | 170 | 20 |  | Solar | FIXED | Roof
SRP14821 | SILIKEN MANUFACTURING USA | SLK60P6L BLK/BLK 250WP | 250 | 28 | 215 | 22.5 |  | Solar | FIXED | Roof
SRP14822 | TRINA SOLAR | TSM-250PA05 | 250 | 31 | 195 | 35 |  | Solar | FIXED | Roof
SRP14823 | SUNTECH POWER | STP210S-18/UB-1 | 250 | 20 | 178 | 25 |  | Solar | FIXED | Roof
SRP14826 | ET SOLAR INDUSTRY | ET-P672230 | 240 | 42 | 255 | 33 |  | Solar | FIXED | Roof
SRP14827 | SUNTECH POWER | STP210S-18/UB-1 | 250 | 14 | 78 | 20 |  | Solar | FIXED | Roof
SRP14827 | SUNTECH POWER | STP210S-18/UB-1 | 250 | 14 | 168 | 20 |  | Solar | FIXED | Roof
SRP14827 | SUNTECH POWER | STP210S-18/UB-1 | 250 | 24 | 258 | 20 |  | Solar | FIXED | Roof
SRP14828 | SUNTECH POWER | STP210S-18/UB-1 | 250 | 18 | 191.9 | 30 |  | Solar | FIXED | Roof
SRP14829 | KYOCERA SOLAR | KD220GX-LFBS | 220 | 32 | 167 | 34 |  | Solar | FIXED | Roof
SRP14830 | YINGLI ENERGY (CHINA) | YL240P-29B | 240 | 12 | 246 | 17 |  | Solar | FIXED | Roof
SRP14830 | YINGLI ENERGY (CHINA) | YL240P-29B | 240 | 18 | 246 | 30 |  | Solar | FIXED | Roof
SRP14831 | SUNTECH POWER | STP210S-18/UB-1 | 250 | 37 | 124 | 30 |  | Solar | FIXED | Roof
SRP14832 | LG ELECTRONICS SOLAR CELL DIVISION | LG255S1C-G2 | 255 | 8 | 117 | 33 |  | Solar | FIXED | Roof
SRP14832 | LG ELECTRONICS SOLAR CELL DIVISION | LG255S1C-G2 | 255 | 17 | 207 | 33 |  | Solar | FIXED | Roof
SRP14835 | YINGLI ENERGY (CHINA) | YL240P-29B | 240 | 27 | 200 | 22 |  | Solar | FIXED | Roof
SRP14836 | KYOCERA SOLAR | KD220GX-LFBS | 220 | 20 | 206 | 32 |  | Solar | FIXED | Roof
SRP14837 | YINGLI ENERGY (CHINA) | YL240P-29B | 240 | 18 | 125 | 25 |  | Solar | FIXED | Roof
SRP14837 | YINGLI ENERGY (CHINA) | YL240P-29B | 240 | 7 | 215 | 33 |  | Solar | FIXED | Roof
SRP14839 | TRINA SOLAR | TSM-245PD05.18 | 245 | 8 | 99 | 25 |  | Solar | FIXED | Roof
SRP14839 | TRINA SOLAR | TSM-245PA05.18 | 245 | 12 | 189 | 25 |  | Solar | FIXED | Roof
SRP14840 | TRINA SOLAR | TSM-250PA05 | 250 | 24 | 268 | 25 |  | Solar | FIXED | Roof
SRP14841 | CHANGZHOU TRINA SOLAR ENERGY CO | TSM-160D | 240 | 31 | 180 | 20 |  | Solar | FIXED | Roof
SRP14842 | REC SCANMODULE | SCM205 | 245 | 18 | 120 | 20 |  | Solar | FIXED | Roof
SRP14843 | SUNTECH POWER | STP150-24/AB-1 | 270 | 16 | 210 | 23 |  | Solar | FIXED | Roof
SRP14844 | SUNPOWER | SPR-327NE-WHT-D | 327 | 35 | 220 | 16 |  | Solar | FIXED | Roof
SRP14846 | TRINA SOLAR | TSM-240PA05 | 240 | 28 | 212 | 22 |  | Solar | FIXED | Roof
SRP14849 | TRINA SOLAR | TSM-240PA05 | 240 | 19 | 240 | 19 |  | Solar | FIXED | Roof
SRP14850 | TRINA SOLAR | TSM-240PA05 | 240 | 27 | 124 | 9 |  | Solar | FIXED | Roof
SRP14850 | TRINA SOLAR | TSM-240PA05 | 240 | 10 | 214 | 9 |  | Solar | FIXED | Roof
SRP14850 | TRINA SOLAR | TSM-240PA05 | 240 | 9 | 304 | 9 |  | Solar | FIXED | Roof
SRP14851 | TRINA SOLAR | TSM-240PA05 | 240 | 40 | 175 | 34 |  | Solar | FIXED | Roof
SRP14852 | MATRIX SOLAR/PHOTOWATT | PW1000-100 | 250 | 36 | 110.3 | 32 |  | Solar | FIXED | Roof
SRP14852 | MATRIX SOLAR/PHOTOWATT | PW1000-100 | 250 | 14 | 200.3 | 40 |  | Solar | FIXED | Roof
SRP14853 | SUNTECH POWER | STP150-24/AB-1 | 250 | 13 | 228 | 20 |  | Solar | FIXED | Roof
SRP14854 | ISOFOTON | I-165 | 250 | 10 | 103.9 | 15 |  | Solar | FIXED | Roof
SRP14854 | ISOFOTON | I-165 | 250 | 18 | 103.9 | 20 |  | Solar | FIXED | Roof
SRP14855 | SUNTECH POWER | STP150-24/AB-1 | 250 | 32 | 235.1 | 25 |  | Solar | FIXED | Roof
SRP14856 | SUNTECH POWER | STP150-24/AB-1 | 250 | 20 | 104 | 25 |  | Solar | FIXED | Roof
SRP14857 | SUNTECH POWER | STP150-24/AB-1 | 250 | 26 | 270.5 | 30 |  | Solar | FIXED | Roof
SRP14858 | SUNTECH POWER | STP150-24/AB-1 | 250 | 18 | 108 | 25 |  | Solar | FIXED | Roof
SRP14859 | SUNTECH POWER | STP150-24/AB-1 | 250 | 44 | 117.1 | 30 |  | Solar | FIXED | Roof
SRP14860 | YINGLI ENERGY (CHINA) | YL240P-29B | 240 | 20 | 226 | 22 |  | Solar | FIXED | Roof
SRP14861 | KYOCERA SOLAR | KD220GX-LFBS | 220 | 28 | 120 | 23 |  | Solar | FIXED | Roof
SRP14862 | KYOCERA SOLAR | KD220GX-LFBS | 220 | 30 | 173 | 35 |  | Solar | FIXED | Roof
SRP14863 | CANADIAN SOLAR | CS6P-235PX | 235 | 7 | 214 | 15 |  | Solar | FIXED | Roof
SRP14863 | CANADIAN SOLAR | CS6P-235PX | 235 | 8 | 214 | 32 |  | Solar | FIXED | Roof
SRP14864 | TRINA SOLAR | TSM-245PA05 | 245 | 16 | 178 | 20 |  | Solar | FIXED | Roof
SRP14867 | CANADIAN SOLAR | CS6P-230 | 235 | 3 | 94 | 18 |  | Solar | FIXED | Roof
SRP14867 | CANADIAN SOLAR | CS6P-230 | 235 | 19 | 94 | 20 |  | Solar | FIXED | Roof
SRP14869 | TRINA SOLAR | TSM-235PA05 | 235 | 11 | 260 | 31 |  | Solar | FIXED | Roof
SRP14870 | CANADIAN SOLAR | CS6P-235PX | 235 | 30 | 132 | 22 |  | Solar | FIXED | Roof
SRP14871 | CANADIAN SOLAR | CS6P-235PX | 235 | 6 | 162 | 13 |  | Solar | FIXED | Roof
SRP14871 | CANADIAN SOLAR | CS6P-235PX | 235 | 18 | 162 | 19 |  | Solar | FIXED | Roof
SRP14873 | CANADIAN SOLAR | CS6P-235PX | 235 | 11 | 104 | 28 |  | Solar | FIXED | Roof
SRP14873 | CANADIAN SOLAR | CS6P-235PX | 235 | 10 | 284 | 28 |  | Solar | FIXED | Roof
SRP14874 | CHANGZHOU TRINA SOLAR ENERGY CO | TSM-160D | 240 | 18 | 127 | 23 |  | Solar | FIXED | Roof
SRP14874 | CHANGZHOU TRINA SOLAR ENERGY CO | TSM-185D | 240 | 15 | 127 | 23 |  | Solar | FIXED | Roof
SRP14875 | TRINA SOLAR | TSM-240PD05 | 240 | 42 | 123 | 27 |  | Solar | FIXED | Roof
SRP14876 | YINGLI ENERGY (CHINA) | YL240P-29B | 240 | 15 | 220 | 34 |  | Solar | FIXED | Roof
SRP14876 | YINGLI ENERGY (CHINA) | YL240P-29B | 240 | 10 | 310 | 34 |  | Solar | FIXED | Roof
SRP14877 | LG ELECTRONICS SOLAR CELL DIVISION | LG260S1C-G2 | 260 | 9 | 143 | 45 |  | Solar | FIXED | Roof
SRP14877 | LG ELECTRONICS SOLAR CELL DIVISION | LG260S1C-G2 | 260 | 8 | 233 | 30 |  | Solar | FIXED | Roof
SRP14877 | LG ELECTRONICS SOLAR CELL DIVISION | LG260S1C-G2 | 260 | 18 | 233 | 45 |  | Solar | FIXED | Roof
SRP14878 | SUNTECH POWER | STP290-24/VD | 290 | 2046 | 186.5 | 10.1 |  | Solar | FIXED | Roof
SRP14878 | SUNTECH POWER | STP295-24/VD | 295 | 2013 | 186.5 | 10.1 |  | Solar | FIXED | Roof
SRP14878 | SUNTECH POWER | STP295-24/VD | 295 | 2013 | 187.5 | 14 |  | Solar | FIXED | Roof
SRP14878 | SUNTECH POWER | STP300-24/VD | 300 | 1980 | 187.5 | 14 |  | Solar | FIXED | Roof
SRP14881 | SUNTECH POWER | STP21018 | 280 | 1740 | 204 | 10 |  | Solar | FIXED | Roof
SRP14882 | SUNIVA | ART245-60-3-100 | 245 | 2665 | 183 | 10 |  | Solar | FIXED | Roof
SRP14882 | SUNIVA | ART245-60-3-100 | 245 | 975 | 204 | 10 |  | Solar | FIXED | Roof
SRP14882 | SUNIVA | ART245-60-3-100 | 245 | 195 | 264 | 10 |  | Solar | FIXED | Roof
SRP14883 | SUNTECH POWER | STP210S-18/UB-1 | 280 | 1450 | 173 | 10 |  | Solar | FIXED | Roof
SRP14885 | SUNTECH POWER | STP295-24/VD | 295 | 1120 | 170 | 10 |  | Solar | FIXED | Roof
SRP14886 | SHARP | ND-Q235F4 | 235 | 24 | 108 | 43 |  | Solar | FIXED | Roof
SRP14886 | SHARP | ND-Q235F4 | 235 | 15 | 245 | 33 |  | Solar | FIXED | Roof
SRP14892 | CHANGZHOU TRINA SOLAR ENERGY CO | TSM-185D | 240 | 40 | 180 | 20 |  | Solar | FIXED | Roof
SRP14893 | SUNTECH POWER | STP240-20/WDE | 240 | 28 | 199 | 20 |  | Solar | FIXED | Roof
SRP14893 | SUNTECH POWER | STP240-20/WDE | 240 | 62 | 289 | 20 |  | Solar | FIXED | Roof
SRP14895 | CHANGZHOU TRINA SOLAR ENERGY CO | TSM-185D | 240 | 6 | 119 | 30 |  | Solar | FIXED | Roof
SRP14895 | CHANGZHOU TRINA SOLAR ENERGY CO | TSM-185D | 240 | 54 | 209 | 30 |  | Solar | FIXED | Roof
SRP14895 | CHANGZHOU TRINA SOLAR ENERGY CO | TSM-185D | 240 | 6 | 299 | 30 |  | Solar | FIXED | Roof
SRP14897 | SUNPOWER | SPR-315E-WHT-U | 327 | 7 | 172 | 14 |  | Solar | FIXED | Roof
SRP14897 | SUNPOWER | SPR-315E-WHT-U | 327 | 28 | 172 | 33 |  | Solar | FIXED | Roof
SRP14898 | ISOFOTON | I-100/12 | 245 | 17 | 175 | 34 |  | Solar | FIXED | Roof
SRP14900 | ET SOLAR INDUSTRY | ET-P654180 | 240 | 28 | 190 | 27 |  | Solar | FIXED | Roof
SRP14901 | SUNPOWER | SPR-315E-WHT-U | 327 | 12 | 140 | 23 |  | Solar | FIXED | Roof
SRP14901 | SUNPOWER | SPR-305-WHT-U | 327 | 18 | 230 | 23 |  | Solar | FIXED | Roof
SRP14902 | SHARP | ND-123UJF | 240 | 91 | 216 | 2 |  | Solar | FIXED | Roof
SRP14903 | SHARP | NU-Q240W4 | 240 | 240 | 200 | 9 |  | Solar | FIXED | Roof
SRP14906 | CONERGY | CONERGY PH 240P | 240 | 12 | 170 | 18 |  | Solar | FIXED | Roof
SRP14906 | CONERGY | CONERGY PH 240P | 240 | 14 | 170 | 22 |  | Solar | FIXED | Roof
SRP14906 | CONERGY | CONERGY PH 240P | 240 | 13 | 260 | 38 |  | Solar | FIXED | Roof
SRP14908 | LG ELECTRONICS SOLAR CELL DIVISION | LG260S1C-G2 | 260 | 18 | 153 | 14 |  | Solar | FIXED | Roof
SRP14908 | LG ELECTRONICS SOLAR CELL DIVISION | LG260S1C-G2 | 260 | 21 | 153 | 18 |  | Solar | FIXED | Roof
SRP14908 | LG ELECTRONICS SOLAR CELL DIVISION | LG260S1C-G2 | 260 | 20 | 180 | 30 |  | Solar | FIXED | Roof
SRP14908 | LG ELECTRONICS SOLAR CELL DIVISION | LG260S1C-G2 | 260 | 29 | 243 | 43 |  | Solar | FIXED | Roof
SRP14909 | SUNPOWER | SPR-315E-WHT-U | 327 | 23 | 212 | 20 |  | Solar | FIXED | Roof
SRP14909 | SUNPOWER | SPR-315E-WHT-U | 327 | 9 | 212 | 30 |  | Solar | FIXED | Roof
SRP14910 | SUNPOWER | PL-AP-120L | 327 | 30 | 271 | 24 |  | Solar | FIXED | Roof
SRP14912 | CHANGZHOU TRINA SOLAR ENERGY CO | TSM-160D | 300 | 1408 | 180 | 25 |  | Solar | FIXED | Roof
SRP14914 | SUNPOWER | SPR-327NE-WHT-D | 327 | 20 | 145 | 28 |  | Solar | FIXED | Roof
SRP14917 | SUNTECH POWER | STP150-24/AB-1 | 250 | 11 | 143.6 | 35 |  | Solar | FIXED | Roof
SRP14917 | SUNTECH POWER | STP150-24/AB-1 | 250 | 20 | 233.6 | 35 |  | Solar | FIXED | Roof
SRP14918 | HYUNDAI HEAVY INDUSTRIES | HIS-M245MG | 245 | 35 | 184 | 17 |  | Solar | FIXED | Roof
SRP14919 | SUNTECH POWER | STP210-18/UB-1 | 250 | 8 | 166.5 | 35 |  | Solar | FIXED | Roof
SRP14919 | SUNTECH POWER | STP210-18/UB-1 | 250 | 26 | 256.5 | 30 |  | Solar | FIXED | Roof
SRP14923 | SUNPOWER | T5-SPR-327 | 327 | 16 | 120 | 30 |  | Solar | FIXED | Roof
SRP14923 | SUNPOWER | T5-SPR-327 | 327 | 35 | 210 | 45 |  | Solar | FIXED | Roof
SRP14924 | SUNPOWER | SPR-327NE-WHT-D | 327 | 30 | 265 | 25 |  | Solar | FIXED | Roof
SRP14925 | TRINA SOLAR | TSM-240PA05.10 | 240 | 32 | 153 | 22 |  | Solar | FIXED | Roof
SRP14926 | ET SOLAR INDUSTRY | ET-A-M660245B | 245 | 22 | 218 | 25 |  | Solar | FIXED | Roof
SRP14927 | HYUNDAI HEAVY INDUSTRIES | HIS-S245MG(BK) | 245 | 18 | 247 | 24 |  | Solar | FIXED | Roof
SRP14928 | SUNTECH POWER | STP250-20/WDB | 250 | 13 | 94 | 22 |  | Solar | FIXED | Roof
SRP14928 | SUNTECH POWER | STP250-20/WDB | 250 | 14 | 274 | 22 |  | Solar | FIXED | Roof
SRP14929 | TRINA SOLAR | TSM-250PA05A | 250 | 20 | 172 | 12 |  | Solar | FIXED | Roof
SRP14929 | TRINA SOLAR | TSM-250PA05A | 250 | 30 | 262 | 32 |  | Solar | FIXED | Roof
SRP14930 | TRINA SOLAR | TSM-250PA05 | 250 | 26 | 185 | 21 |  | Solar | FIXED | Roof
SRP14931 | SUNTECH POWER | STP270-24/VB-1 | 270 | 83 | 158 | 8 |  | Solar | FIXED | Roof
SRP14932 | CHANGZHOU TRINA SOLAR ENERGY CO | TSM-160D | 240 | 28 | 115 | 23 |  | Solar | FIXED | Roof
SRP14933 | CHANGZHOU TRINA SOLAR ENERGY CO | TSM-160D | 240 | 10 | 160 | 29 |  | Solar | FIXED | Roof
SRP14933 | CHANGZHOU TRINA SOLAR ENERGY CO | TSM-160D | 240 | 14 | 160 | 29 |  | Solar | FIXED | Roof
SRP14934 | CHANGZHOU TRINA SOLAR ENERGY CO | TSM-160D | 240 | 26 | 175 | 30 |  | Solar | FIXED | Roof
SRP14934 | CHANGZHOU TRINA SOLAR ENERGY CO | TSM-160D | 240 | 10 | 265 | 42 |  | Solar | FIXED | Roof
SRP14934 | CHANGZHOU TRINA SOLAR ENERGY CO | TSM-160D | 240 | 4 | 265 | 44 |  | Solar | FIXED | Roof
SRP14935 | SUNTECH POWER | STP210S-18/UB-1 | 250 | 40 | 169.6 | 35 |  | Solar | FIXED | Roof
SRP14936 | SUNTECH POWER | STP210S-18/UB-1 | 250 | 26 | 63.6 | 18 |  | Solar | FIXED | Roof
SRP14936 | SUNTECH POWER | STP210S-18/UB-1 | 250 | 22 | 243.6 | 18 |  | Solar | FIXED | Roof
SRP14937 | CANADIAN SOLAR | CS6X-290P | 290 | 330 | 147 | 10 |  | Solar | FIXED | Roof
SRP14938 | TRINA SOLAR | TSM-250PA05A | 250 | 13 | 198 | 27 |  | Solar | FIXED | Roof
SRP14940 | MATRIX SOLAR/PHOTOWATT | PW1000-100 | 255 | 39 | 155 | 18 |  | Solar | FIXED | Roof
SRP14941 | SUNTECH POWER | STP150-24/AB-1 | 250 | 40 | 173 | 35 |  | Solar | FIXED | Roof
SRP14943 | HANWHA SOLARONE (QIDONG) | HSL60P6-PA-4-250TW | 250 | 22 | 215 | 25 |  | Solar | FIXED | Roof
SRP14946 | YINGLI ENERGY (CHINA) | YL240P-29B | 240 | 15 | 164 | 26 |  | Solar | FIXED | Roof
SRP14946 | YINGLI ENERGY (CHINA) | YL240P-29B | 240 | 15 | 254 | 26 |  | Solar | FIXED | Roof
SRP14947 | SUNIVA | MVT280-72-5-100 | 280 | 2904 | 180 | 33 |  | Solar | FIXED | Ground
SRP14948 | YINGLI ENERGY (CHINA) | YL240P-29B | 240 | 10 | 145 | 24 |  | Solar | FIXED | Roof
SRP14948 | YINGLI ENERGY (CHINA) | YL240P-29B | 240 | 8 | 224 | 24 |  | Solar | FIXED | Roof
SRP14949 | YINGLI ENERGY (CHINA) | YL285P-35B | 285 | 155 | 151 | 10 |  | Solar | FIXED | Roof
SRP14949 | YINGLI ENERGY (CHINA) | YL285P-35B | 285 | 149 | 179 | 10 |  | Solar | FIXED | Roof
SRP14952 | YINGLI ENERGY (CHINA) | YL240P-29B | 240 | 13 | 115 | 22 |  | Solar | FIXED | Roof
SRP14953 | MATRIX SOLAR/PHOTOWATT | PW1650-175 | 250 | 18 | 170.4 | 35 |  | Solar | FIXED | Roof
SRP14953 | MATRIX SOLAR/PHOTOWATT | PW1650-175 | 250 | 16 | 260.4 | 25 |  | Solar | FIXED | Roof
SRP14955 | SUNTECH POWER | STP250-20/WDE | 250 | 10 | 152 | 20 |  | Solar | FIXED | Roof
SRP14955 | SUNTECH POWER | STP250-20/WDE | 250 | 14 | 242 | 20 |  | Solar | FIXED | Roof
SRP14959 | CANADIAN SOLAR | CS6P-235PX | 235 | 6 | 226 | 10 |  | Solar | FIXED | Roof
SRP14959 | CANADIAN SOLAR | CS6P-235PX | 235 | 15 | 226 | 34 |  | Solar | FIXED | Roof
SRP14960 | TRINA SOLAR | TSM-235PA05 | 235 | 3 | 116 | 43 |  | Solar | FIXED | Roof
SRP14960 | TRINA SOLAR | TSM-235PA05 | 235 | 26 | 206 | 27 |  | Solar | FIXED | Roof
SRP14961 | MATRIX SOLAR/PHOTOWATT | PW1000-100 | 260 | 6994 | 211 | 11 |  | Solar | FIXED | Roof
SRP14962 | TRINA SOLAR | TSM-240PA05 | 240 | 14 | 83 | 38 |  | Solar | FIXED | Roof
SRP14962 | TRINA SOLAR | TSM-240PA05 | 240 | 9 | 263 | 38 |  | Solar | FIXED | Roof
SRP14965 | CANADIAN SOLAR | CS6P-235PX | 235 | 7 | 112 | 9 |  | Solar | FIXED | Roof
SRP14965 | CANADIAN SOLAR | CS6P-235PX | 235 | 19 | 202 | 15 |  | Solar | FIXED | Roof
SRP14966 | SUNIVA | OPT265-60-4-100 | 260 | 17 | 193 | 43 |  | Solar | FIXED | Roof
SRP14967 | KYOCERA SOLAR | KD210GX-LP | 220 | 10 | 123 | 5 |  | Solar | FIXED | Roof
SRP14967 | KYOCERA SOLAR | KD220GX-LFBS | 220 | 10 | 303 | 5 |  | Solar | FIXED | Roof
SRP14968 | LG ELECTRONICS SOLAR CELL DIVISION | LG260S1C-G2 | 260 | 28 | 113 | 27 |  | Solar | FIXED | Roof
SRP14968 | LG ELECTRONICS SOLAR CELL DIVISION | LG260S1C-G2 | 260 | 6 | 203 | 27 |  | Solar | FIXED | Roof
SRP14969 | SUNTECH POWER | STP210-18/UB-1 | 250 | 30 | 102.6 | 20 |  | Solar | FIXED | Roof
SRP14969 | SUNTECH POWER | STP210-18/UB-1 | 250 | 20 | 200 | 30 |  | Solar | FIXED | Roof
SRP14970 | SUNTECH POWER | STP250S-20/WD | 250 | 36 | 152 | 5 |  | Solar | FIXED | Roof
SRP14970 | SUNTECH POWER | STP250-20/WDE | 250 | 20 | 242 | 40 |  | Solar | FIXED | Roof
SRP14972 | SUNTECH POWER | STP210-18/UB-1 | 250 | 18 | 205 | 30 |  | Solar | FIXED | Roof
SRP14974 | SUNTECH POWER | STP210-18/UB-1 | 250 | 16 | 205 | 30 |  | Solar | FIXED | Roof
SRP14975 | TRINA SOLAR | TSM-240PA05 | 240 | 35 | 206 | 31 |  | Solar | FIXED | Roof
SRP14977 | YINGLI ENERGY (CHINA) | YL240P-29B | 240 | 16 | 94 | 18 |  | Solar | FIXED | Roof
SRP14977 | YINGLI ENERGY (CHINA) | YL240P-29B | 240 | 16 | 274 | 18 |  | Solar | FIXED | Roof
SRP14978 | TRINA SOLAR | TSM-250PA05 | 250 | 24 | 106 | 36 |  | Solar | FIXED | Roof
SRP14979 | TRINA SOLAR | TSM-245PA05.18 | 245 | 28 | 183 | 21 |  | Solar | FIXED | Roof
SRP14981 | SUNIVA | OPT260-60-4-100 | 260 | 7 | 101 | 20 |  | Solar | FIXED | Roof
SRP14981 | SUNIVA | OPT260-60-4-100 | 260 | 27 | 195 | 18 |  | Solar | FIXED | Roof
SRP14982 | KYOCERA SOLAR | KD220GX-LFBS | 220 | 43 | 170 | 33 |  | Solar | FIXED | Roof
SRP14982 | KYOCERA SOLAR | KD220GX-LFBS | 220 | 7 | 260 | 40 |  | Solar | FIXED | Roof
SRP14983 | TRINA SOLAR | TSM-240PA05 | 240 | 10 | 160 | 23 |  | Solar | FIXED | Roof
SRP14983 | TRINA SOLAR | TSM-240PA05 | 240 | 10 | 160 | 26 |  | Solar | FIXED | Roof
SRP14983 | TRINA SOLAR | TSM-240PA05 | 240 | 10 | 165 | 23 |  | Solar | FIXED | Roof
SRP14983 | TRINA SOLAR | TSM-240PA05 | 240 | 10 | 245 | 23 |  | Solar | FIXED | Roof
SRP14984 | BEIJING ZHONGKEXIN ELECTRONICS EQUIPMENT | ZKX-265P-24 | 260 | 37 | 212 | 29 |  | Solar | FIXED | Roof
SRP14985 | TRINA SOLAR | TSM-240PA05.10 | 240 | 3 | 134 | 18 |  | Solar | FIXED | Roof
SRP14985 | TRINA SOLAR | TSM-240DA05 | 240 | 2 | 180 | 18 |  | Solar | FIXED | Roof
SRP14985 | TRINA SOLAR | TSM-240DA05 | 240 | 4 | 223 | 18 |  | Solar | FIXED | Roof
SRP14986 | CANADIAN SOLAR | CS6P-230 | 240 | 21 | 95 | 25 |  | Solar | FIXED | Roof
SRP14988 | CANADIAN SOLAR | CS6P-245M | 245 | 18 | 100 | 25 |  | Solar | FIXED | Roof
SRP14988 | CANADIAN SOLAR | CS6P-245M | 245 | 15 | 280 | 20 |  | Solar | FIXED | Roof
SRP14988 | CANADIAN SOLAR | CS6P-245M | 245 | 10 | 280 | 25 |  | Solar | FIXED | Roof
SRP14989 | CANADIAN SOLAR | CS6P-235PX | 235 | 7 | 160 | 27 |  | Solar | FIXED | Roof
SRP14989 | CANADIAN SOLAR | CS6P-235PX | 235 | 11 | 250 | 25 |  | Solar | FIXED | Roof
SRP14991 | TRINA SOLAR | TSM-240DA05 | 240 | 20 | 56 | 30 |  | Solar | FIXED | Roof
SRP14991 | TRINA SOLAR | TSM-240PD05 | 240 | 14 | 146 | 30 |  | Solar | FIXED | Roof
SRP14991 | TRINA SOLAR | TSM-240PD05 | 240 | 16 | 236 | 30 |  | Solar | FIXED | Roof
SRP14992 | CONERGY | CONERGY PM 245P | 245 | 24 | 196 | 30 |  | Solar | FIXED | Roof
SRP14994 | CHANGZHOU TRINA SOLAR ENERGY CO | TSM-160D | 240 | 15 | 151 | 23 |  | Solar | FIXED | Roof
SRP14994 | CHANGZHOU TRINA SOLAR ENERGY CO | TSM-160D | 240 | 12 | 241 | 13 |  | Solar | FIXED | Roof
SRP14994 | CHANGZHOU TRINA SOLAR ENERGY CO | TSM-160D | 240 | 17 | 241 | 23 |  | Solar | FIXED | Roof
SRP14995 | MATRIX SOLAR/PHOTOWATT | PW1650-175 | 260 | 1372 | 174 | 11 |  | Solar | FIXED | Roof
SRP14996 | CHANGZHOU TRINA SOLAR ENERGY CO | TSM-160D | 240 | 40 | 208 | 28 |  | Solar | FIXED | Roof
SRP14997 | CANADIAN SOLAR | CS6P-235PX | 235 | 7 | 155 | 12 |  | Solar | FIXED | Roof
SRP14997 | CANADIAN SOLAR | CS6P-235PX | 235 | 17 | 155 | 16 |  | Solar | FIXED | Roof
SRP14998 | TRINA SOLAR | TSM-245PA05.10 | 245 | 19 | 118 | 8 |  | Solar | FIXED | Roof
SRP14999 | KYOCERA SOLAR | KD215GX-LPU | 215 | 48 | 184 | 35 |  | Solar | FIXED | Roof
SRP15000 | TRINA SOLAR | TSM-245PA05.10 | 245 | 33 | 232 | 25 |  | Solar | FIXED | Roof
SRP15001 | TRINA SOLAR | TSM-240PA05.05 | 240 | 26 | 171 | 18 |  | Solar | FIXED | Roof
SRP15003 | CHANGZHOU TRINA SOLAR ENERGY CO | TSM-185D | 240 | 13 | 205 | 23 |  | Solar | FIXED | Roof
SRP15003 | CHANGZHOU TRINA SOLAR ENERGY CO | TSM-185D | 240 | 6 | 207 | 23 |  | Solar | FIXED | Roof
SRP15003 | CHANGZHOU TRINA SOLAR ENERGY CO | TSM-185D | 240 | 15 | 208 | 23 |  | Solar | FIXED | Roof
SRP15004 | MATRIX SOLAR/PHOTOWATT | PW1650-175 | 255 | 22 | 219 | 18 |  | Solar | FIXED | Roof
SRP15005 | ET SOLAR INDUSTRY | ET-A-M660245B | 245 | 22 | 135 | 36 |  | Solar | FIXED | Roof
SRP15006 | CHANGZHOU TRINA SOLAR ENERGY CO | TSM-185D | 240 | 17 | 113 | 25 |  | Solar | FIXED | Roof
SRP15006 | CHANGZHOU TRINA SOLAR ENERGY CO | TSM-185D | 240 | 22 | 203 | 25 |  | Solar | FIXED | Roof
SRP15008 | CANADIAN SOLAR | CS6P-230 | 245 | 22 | 150 | 22 |  | Solar | FIXED | Roof
SRP15009 | TRINA SOLAR | TSM-240PA05.10 | 240 | 28 | 184 | 22 |  | Solar | FIXED | Roof
SRP15010 | LG ELECTRONICS SOLAR CELL DIVISION | LG250S1C-G3 | 250 | 35 | 190 | 29 |  | Solar | FIXED | Roof
SRP15011 | TRINA SOLAR | TSM-250PA05 | 250 | 24 | 187 | 30 |  | Solar | FIXED | Roof
SRP15012 | YINGLI ENERGY (CHINA) | YL240P-29B | 240 | 5 | 145 | 19 |  | Solar | FIXED | Roof
SRP15012 | YINGLI ENERGY (CHINA) | YL240P-29B | 240 | 5 | 145 | 19 |  | Solar | FIXED | Roof
SRP15012 | YINGLI ENERGY (CHINA) | YL240P-29B | 240 | 4 | 145 | 20 |  | Solar | FIXED | Roof
SRP15012 | YINGLI ENERGY (CHINA) | YL240P-29B | 240 | 11 | 145 | 30 |  | Solar | FIXED | Roof
SRP15012 | YINGLI ENERGY (CHINA) | YL240P-29B | 240 | 14 | 228 | 30 |  | Solar | FIXED | Roof
SRP15014 | YINGLI ENERGY (CHINA) | YL240P-29B | 240 | 12 | 125 | 30 |  | Solar | FIXED | Roof
SRP15014 | YINGLI ENERGY (CHINA) | YL240P-29B | 240 | 19 | 215 | 33 |  | Solar | FIXED | Roof
SRP15015 | SUNPOWER | T5-SPR-327 | 327 | 10 | 137 | 36 |  | Solar | FIXED | Roof
SRP15015 | SUNPOWER | T5-SPR-327 | 327 | 10 | 227 | 36 |  | Solar | FIXED | Roof
SRP15016 | BAODING YINGLI NEW ENERGY RESOURCES CO | YL175(156) | 235 | 252 | 125 | 10 |  | Solar | FIXED | Roof
SRP15017 | SUNPOWER | SPR-315E-WHT-U | 327 | 14 | 96 | 24 |  | Solar | FIXED | Roof
SRP15017 | SUNPOWER | SPR-315E-WHT-U | 327 | 10 | 185 | 24 |  | Solar | FIXED | Roof
SRP15018 | LG ELECTRONICS SOLAR CELL DIVISION | LG255S1C-G3 | 255 | 40 | 142 | 34 |  | Solar | FIXED | Roof
SRP15019 | SHARP | ND-224U1F | 224 | 66 | 155 | 15 |  | Solar | FIXED | Roof
SRP15019 | AXITEC | AC-250M/156-60S | 250 | 25 | 293 | 30 |  | Solar | FIXED | Roof
SRP15020 | TRINA SOLAR | TSM-240PA05 | 240 | 18 | 139 | 19 |  | Solar | FIXED | Roof
SRP15020 | TRINA SOLAR | TSM-240PA05 | 240 | 16 | 229 | 19 |  | Solar | FIXED | Roof
SRP15021 | MATRIX SOLAR/PHOTOWATT | PW1650-175 | 255 | 20 | 110 | 16 |  | Solar | FIXED | Roof
SRP15021 | MATRIX SOLAR/PHOTOWATT | PW1650-175 | 255 | 9 | 290 | 16 |  | Solar | FIXED | Roof
SRP15022 | SUNPOWER | SPR-327NE-WHT-D | 327 | 21 | 221 | 21 |  | Solar | FIXED | Roof
SRP15024 | MATRIX SOLAR/PHOTOWATT | PW1000-100 | 255 | 19 | 182 | 30 |  | Solar | FIXED | Roof
SRP15025 | YINGLI ENERGY (CHINA) | YL235P-29B | 235 | 99 | 178 | 39 |  | Solar | FIXED | Ground
SRP15026 | TRINA SOLAR | TSM-250PA05.08 | 250 | 33 | 177 | 17 |  | Solar | FIXED | Roof
SRP15026 | TRINA SOLAR | TSM-250PA05 | 250 | 9 | 177 | 18 |  | Solar | FIXED | Roof
SRP15027 | CANADIAN SOLAR | CS6P-245MX | 245 | 8 | 128 | 22 |  | Solar | FIXED | Roof
SRP15027 | CANADIAN SOLAR | CS6P-245MX | 245 | 2 | 218 | 20 |  | Solar | FIXED | Roof
SRP15027 | CANADIAN SOLAR | CS6P-245MX | 245 | 12 | 218 | 22 |  | Solar | FIXED | Roof
SRP15028 | SUNTECH POWER | STP210S-18/UB-1 | 250 | 42 | 243 | 34 |  | Solar | FIXED | Roof
SRP15029 | TRINA SOLAR | TSM-240PA05.10 | 240 | 9 | 119 | 21 |  | Solar | FIXED | Roof
SRP15029 | TRINA SOLAR | TSM-240PA05.10 | 240 | 19 | 209 | 21 |  | Solar | FIXED | Roof
SRP15031 | CANADIAN SOLAR | CS6P-245MX | 245 | 17 | 110 | 33 |  | Solar | FIXED | Roof
SRP15034 | CANADIAN SOLAR | CS6P-235PX | 235 | 9 | 84 | 18 |  | Solar | FIXED | Roof
SRP15034 | CANADIAN SOLAR | CS6P-235PX | 235 | 23 | 264 | 18 |  | Solar | FIXED | Roof
SRP15035 | CANADIAN SOLAR | CS6P-235PX | 235 | 25 | 163 | 22 |  | Solar | FIXED | Roof
SRP15036 | CANADIAN SOLAR | CS6P-235PX | 235 | 15 | 200 | 22 |  | Solar | FIXED | Roof
SRP15039 | SUNTECH POWER | STP210S-18/UB-1 | 250 | 38 | 240 | 40 |  | Solar | FIXED | Roof
SRP15040 | TRINA SOLAR | TSM-250PA05 | 250 | 11 | 171 | 42 |  | Solar | FIXED | Roof
SRP15041 | HANWHA SOLARONE (QIDONG) | HSL60P6-PA-0-250TW | 250 | 10 | 250 | 13 |  | Solar | FIXED | Roof
SRP15041 | HANWHA SOLARONE (QIDONG) | HSL60P6-PA-0-250TW | 250 | 10 | 250 | 20 |  | Solar | FIXED | Roof
SRP15042 | TRINA SOLAR | TSM-250PA05 | 250 | 20 | 210 | 33 |  | Solar | FIXED | Roof
SRP15042 | TRINA SOLAR | TSM-250PA05.08 | 250 | 32 | 210 | 33 |  | Solar | FIXED | Roof
SRP15045 | CHANGZHOU TRINA SOLAR ENERGY CO | TSM-185D | 240 | 34 | 233 | 28 |  | Solar | FIXED | Roof
SRP15045 | CHANGZHOU TRINA SOLAR ENERGY CO | TSM-185D | 240 | 6 | 233 | 32 |  | Solar | FIXED | Roof
SRP15046 | CANADIAN SOLAR | CS6P-235PX | 235 | 15 | 131 | 17 |  | Solar | FIXED | Roof
SRP15046 | CANADIAN SOLAR | CS6P-235PX | 235 | 4 | 131 | 19 |  | Solar | FIXED | Roof
SRP15047 | CHANGZHOU TRINA SOLAR ENERGY CO | TSM-185D | 240 | 26 | 165 | 24 |  | Solar | FIXED | Roof
SRP15048 | TRINA SOLAR | TSM-240PD05.10 | 240 | 46 | 143 | 30 |  | Solar | FIXED | Roof
SRP15048 | TRINA SOLAR | TSM-240PD05 | 240 | 24 | 233 | 30 |  | Solar | FIXED | Roof
SRP15051 | CHANGZHOU TRINA SOLAR ENERGY CO | TSM-185D | 240 | 4 | 128 | 46 |  | Solar | FIXED | Roof
SRP15051 | CHANGZHOU TRINA SOLAR ENERGY CO | TSM-185D | 240 | 20 | 218 | 36 |  | Solar | FIXED | Roof
SRP15052 | CHANGZHOU TRINA SOLAR ENERGY CO | TSM-185D | 240 | 15 | 160 | 27 |  | Solar | FIXED | Roof
SRP15053 | TRINA SOLAR | TSM-240DA05 | 240 | 4 | 185 | 17 |  | Solar | FIXED | Roof
SRP15053 | TRINA SOLAR | TSM-240PA05.05 | 240 | 12 | 185 | 35 |  | Solar | FIXED | Roof
SRP15054 | CHANGZHOU TRINA SOLAR ENERGY CO | TSM-160D | 235 | 24 | 193 | 27 |  | Solar | FIXED | Roof
SRP15055 | ET SOLAR INDUSTRY | ET-P672280 | 245 | 22 | 184 | 32 |  | Solar | FIXED | Roof
SRP15056 | CHANGZHOU TRINA SOLAR ENERGY CO | TSM-185D | 240 | 4 | 150 | 20 |  | Solar | FIXED | Roof
SRP15056 | CHANGZHOU TRINA SOLAR ENERGY CO | TSM-185D | 240 | 10 | 150 | 20 |  | Solar | FIXED | Roof
SRP15056 | CHANGZHOU TRINA SOLAR ENERGY CO | TSM-185D | 240 | 45 | 240 | 20 |  | Solar | FIXED | Roof
SRP15058 | ET SOLAR INDUSTRY | ET-P672245 | 245 | 28 | 201 | 33 |  | Solar | FIXED | Roof
SRP15059 | TRINA SOLAR | TSM-240DA05 | 240 | 38 | 181 | 26 |  | Solar | FIXED | Roof
SRP15060 | CHANGZHOU TRINA SOLAR ENERGY CO | TSM-185D | 240 | 50 | 115 | 22 |  | Solar | FIXED | Roof
SRP15061 | LDK SOLAR | LDK-240D-20 | 240 | 8 | 120 | 0 |  | Solar | FIXED | Roof
SRP15061 | LDK SOLAR | LDK-240D-20 | 240 | 1 | 120 | 41 |  | Solar | FIXED | Roof
SRP15061 | LDK SOLAR | LDK-240P-20 | 240 | 9 | 210 | 0 |  | Solar | FIXED | Roof
SRP15061 | LDK SOLAR | LDK-240D-20 | 240 | 5 | 210 | 41 |  | Solar | FIXED | Roof
SRP15062 | SUNIVA | OPT260-60-4-100 | 260 | 5 | 115 | 30 |  | Solar | FIXED | Roof
SRP15062 | SUNIVA | OPT260-60-4-100 | 260 | 12 | 205 | 30 |  | Solar | FIXED | Roof
SRP15063 | YINGLI ENERGY (CHINA) | YL240P-29B | 240 | 36 | 120 | 33 |  | Solar | FIXED | Roof
SRP15065 | TRINA SOLAR | TSM-250PA05 | 250 | 28 | 114 | 21 |  | Solar | FIXED | Roof
SRP15066 | CHANGZHOU TRINA SOLAR ENERGY CO | TSM-160D | 235 | 42 | 114 | 32 |  | Solar | FIXED | Roof
SRP15067 | PHONO SOLAR TECHNOLOGY | PS240P-20/U | 240 | 180 | 176 | 22 |  | Solar | FIXED | Ground
SRP15068 | TRINA SOLAR | TSM-240PA05.10 | 240 | 30 | 151.4 | 24 |  | Solar | FIXED | Roof
SRP15069 | TRINA SOLAR | TSM-240PA05.10 | 240 | 12 | 100.1 | 30 |  | Solar | FIXED | Roof
SRP15069 | TRINA SOLAR | TSM-240PA05.10 | 240 | 12 | 188.2 | 26 |  | Solar | FIXED | Roof
SRP15070 | YINGLI ENERGY (CHINA) | YL240P-29B | 240 | 36 | 150 | 30 |  | Solar | FIXED | Roof
SRP15070 | YINGLI ENERGY (CHINA) | YL240P-29B | 240 | 16 | 230 | 30 |  | Solar | FIXED | Roof
SRP15070 | YINGLI ENERGY (CHINA) | YL240P-29B | 240 | 40 | 230 | 30 |  | Solar | FIXED | Roof
SRP15072 | TRINA SOLAR | TSM-240DA05 | 240 | 17 | 180 | 41 |  | Solar | FIXED | Roof
SRP15072 | TRINA SOLAR | TSM-240DA05 | 240 | 8 | 270 | 46 |  | Solar | FIXED | Roof
SRP15073 | CANADIAN SOLAR | CS4C-100 | 290 | 1760 | 180 | 25 |  | Solar | FIXED | PARKLT
SRP15073 | CANADIAN SOLAR | CS4C-100 | 290 | 902 | 196 | 10 |  | Solar | FIXED | PARKLT
SRP15074 | SUNTECH POWER | STP150-24/AB-1 | 250 | 21 | 165 | 25 |  | Solar | FIXED | Roof
SRP15075 | CANADIAN SOLAR | CS6P-235PX | 235 | 2 | 175 | 44 |  | Solar | FIXED | Roof
SRP15075 | CANADIAN SOLAR | CS6P-235PX | 235 | 6 | 175 | 44 |  | Solar | FIXED | Roof
SRP15075 | CANADIAN SOLAR | CS6P-235PX | 235 | 5 | 265 | 37 |  | Solar | FIXED | Roof
SRP15075 | CANADIAN SOLAR | CS6P-235PX | 235 | 11 | 265 | 37 |  | Solar | FIXED | Roof
SRP15077 | HANWHA SOLARONE (QIDONG) | HSL60P6-PA-4-250TB | 250 | 60 | 180 | 30 |  | Solar | FIXED | Ground
SRP15078 | SUNTECH POWER | STP150-24/AB-1 | 250 | 18 | 151.8 | 30 |  | Solar | FIXED | Roof
SRP15079 | SUNTECH POWER | STP150-24/AB-1 | 250 | 38 | 133.5 | 32 |  | Solar | FIXED | Roof
SRP15082 | YINGLI ENERGY (CHINA) | YL240P-32B | 240 | 36 | 170 | 18 |  | Solar | FIXED | Roof
SRP15084 | YINGLI ENERGY (CHINA) | YL240P-32B | 240 | 29 | 190 | 18 |  | Solar | FIXED | Roof
SRP15086 | HANWHA SOLARONE (QIDONG) | HSL60M6-HA-0-250TW | 250 | 47 | 95 | 27 |  | Solar | FIXED | Roof
SRP15088 | CANADIAN SOLAR | CS6P-230 | 235 | 5 | 151 | 21 |  | Solar | FIXED | Roof
SRP15088 | CANADIAN SOLAR | CS6P-230 | 235 | 19 | 151 | 32 |  | Solar | FIXED | Roof
SRP15090 | CANADIAN SOLAR | CS6P-235PX | 235 | 15 | 131 | 17 |  | Solar | FIXED | Roof
SRP15090 | CANADIAN SOLAR | CS6P-235PX | 235 | 10 | 221 | 15 |  | Solar | FIXED | Roof
SRP15090 | CANADIAN SOLAR | CS6P-235PX | 235 | 7 | 221 | 22 |  | Solar | FIXED | Roof
SRP15091 | CANADIAN SOLAR | CS6P-245MX | 245 | 19 | 214 | 36 |  | Solar | FIXED | Roof
SRP15093 | CANADIAN SOLAR | CS6P-230 | 245 | 13 | 126 | 12 |  | Solar | FIXED | Roof
SRP15093 | CANADIAN SOLAR | CS6P-230 | 245 | 17 | 128 | 23 |  | Solar | FIXED | Roof
SRP15094 | SUNTECH POWER | STP250-20/WD | 250 | 104 | 168 | 5 |  | Solar | FIXED | Roof
SRP15095 | CANADIAN SOLAR | CS6P-230 | 245 | 39 | 156 | 13 |  | Solar | FIXED | Roof
SRP15097 | CANADIAN SOLAR | CS6P-230 | 235 | 22 | 248 | 18 |  | Solar | FIXED | Roof
SRP15099 | TRINA SOLAR | TSM-245PA05.18 | 245 | 21 | 155 | 25 |  | Solar | FIXED | Roof
SRP15099 | TRINA SOLAR | TSM-245PA05.18 | 245 | 16 | 155 | 40 |  | Solar | FIXED | Roof
SRP15099 | TRINA SOLAR | TSM-245PA05.18 | 245 | 10 | 240 | 40 |  | Solar | FIXED | Roof
SRP15099 | TRINA SOLAR | TSM-245PA05.18 | 245 | 24 | 256 | 20 |  | Solar | FIXED | Roof
SRP15100 | LG ELECTRONICS SOLAR CELL DIVISION | LG255S1C-G2 | 255 | 33 | 162 | 20 |  | Solar | FIXED | Roof
SRP15103 | LG ELECTRONICS SOLAR CELL DIVISION | LG255S1C-G2 | 255 | 13 | 165 | 44 |  | Solar | FIXED | Roof
SRP15103 | LG ELECTRONICS SOLAR CELL DIVISION | LG255S1C-G2 | 255 | 16 | 255 | 44 |  | Solar | FIXED | Roof
SRP15104 | LG ELECTRONICS SOLAR CELL DIVISION | LG255S1C-G2 | 255 | 24 | 132 | 27 |  | Solar | FIXED | Roof
SRP15107 | CANADIAN SOLAR | CS6P-235PX | 235 | 4 | 90 | 18 |  | Solar | FIXED | Roof
SRP15107 | CANADIAN SOLAR | CS6P-235PX | 235 | 5 | 180 | 18 |  | Solar | FIXED | Roof
SRP15107 | CANADIAN SOLAR | CS6P-235PX | 235 | 6 | 180 | 20 |  | Solar | FIXED | Roof
SRP15107 | CANADIAN SOLAR | CS6P-235PX | 235 | 4 | 270 | 18 |  | Solar | FIXED | Roof
SRP15108 | MATRIX SOLAR/PHOTOWATT | PW1000-100 | 255 | 32 | 215 | 18 |  | Solar | FIXED | Roof
SRP15109 | MATRIX SOLAR/PHOTOWATT | PW1000-100 | 245 | 12 | 134 | 16 |  | Solar | FIXED | Roof
SRP15109 | MATRIX SOLAR/PHOTOWATT | PW1000-100 | 245 | 7 | 224 | 16 |  | Solar | FIXED | Roof
SRP15110 | CANADIAN SOLAR | CS6P-235PX | 235 | 12 | 124 | 16 |  | Solar | FIXED | Roof
SRP15110 | CANADIAN SOLAR | CS6P-235PX | 235 | 15 | 214 | 10 |  | Solar | FIXED | Roof
SRP15110 | CANADIAN SOLAR | CS6P-235PX | 235 | 12 | 214 | 18 |  | Solar | FIXED | Roof
SRP15111 | CANADIAN SOLAR | CS6P-245M | 245 | 23 | 184 | 43 |  | Solar | FIXED | Roof
SRP15113 | TRINA SOLAR | TSM-240DA05 | 240 | 29 | 138 | 27 |  | Solar | FIXED | Roof
SRP15114 | CANADIAN SOLAR | CS6P-245MX | 245 | 27 | 175 | 20 |  | Solar | FIXED | Roof
SRP15115 | REC SOLAR | REC245PE (BLK) | 245 | 30 | 96 | 36 |  | Solar | FIXED | Roof
SRP15116 | CANADIAN SOLAR | CS6P-245MX | 245 | 33 | 212 | 16 |  | Solar | FIXED | Roof
SRP15117 | CANADIAN SOLAR | CS6P-235PX | 235 | 38 | 116 | 32 |  | Solar | FIXED | Roof
SRP15117 | CANADIAN SOLAR | CS6P-235PX | 235 | 4 | 206 | 30 |  | Solar | FIXED | Roof
SRP15118 | CANADIAN SOLAR | CS4C-100 | 235 | 5 | 212 | 20 |  | Solar | FIXED | Roof
SRP15118 | CANADIAN SOLAR | CS4C-100 | 235 | 31 | 212 | 24 |  | Solar | FIXED | Roof
SRP15119 | MATRIX SOLAR/PHOTOWATT | PW1650-175 | 255 | 23 | 260 | 30 |  | Solar | FIXED | Roof
SRP15120 | MATRIX SOLAR/PHOTOWATT | PW1650-175 | 245 | 47 | 226 | 18 |  | Solar | FIXED | Roof
SRP15121 | MATRIX SOLAR/PHOTOWATT | PW1000-100 | 255 | 31 | 184 | 11 |  | Solar | 1AXIS | Roof
SRP15121 | MATRIX SOLAR/PHOTOWATT | PW1000-100 | 255 | 12 | 184 | 34 |  | Solar | 1AXIS | Roof
SRP15122 | MATRIX SOLAR/PHOTOWATT | PW1000-100 | 255 | 14 | 105 | 30 |  | Solar | FIXED | Roof
SRP15122 | MATRIX SOLAR/PHOTOWATT | PW1000-100 | 255 | 14 | 195 | 30 |  | Solar | FIXED | Roof
SRP15123 | CHANGZHOU TRINA SOLAR ENERGY CO | TSM-160D | 250 | 19 | 269 | 21 |  | Solar | FIXED | Roof
SRP15124 | TRINA SOLAR | TSM-240PD05 | 240 | 24 | 180 | 22 |  | Solar | FIXED | Roof
SRP15125 | MATRIX SOLAR/PHOTOWATT | PW1000-100 | 255 | 31 | 170 | 36 |  | Solar | FIXED | Roof
SRP15125 | MATRIX SOLAR/PHOTOWATT | PW1000-100 | 255 | 30 | 260 | 36 |  | Solar | FIXED | Roof
SRP15126 | REC SOLAR | REC245PE-US (BLK) | 245 | 20 | 124 | 22 |  | Solar | FIXED | Roof
SRP15127 | MATRIX SOLAR/PHOTOWATT | PW1000-100 | 255 | 21 | 195 | 27 |  | Solar | FIXED | Roof
SRP15129 | SUNTECH POWER | STP210S-18/UB-1 | 250 | 24 | 219.5 | 30 |  | Solar | FIXED | Roof
SRP15130 | SUNTECH POWER | STP150-24/AB-1 | 250 | 14 | 92 | 23 |  | Solar | FIXED | Roof
SRP15130 | SUNTECH POWER | STP150-24/AB-1 | 250 | 7 | 182 | 23 |  | Solar | FIXED | Roof
SRP15130 | SUNTECH POWER | STP150-24/AB-1 | 250 | 14 | 272 | 23 |  | Solar | FIXED | Roof
SRP15131 | LG ELECTRONICS SOLAR CELL DIVISION | LG245S1C-G2 | 245 | 10 | 126 | 38 |  | Solar | FIXED | Roof
SRP15131 | LG ELECTRONICS SOLAR CELL DIVISION | LG245S1C-G2 | 245 | 20 | 216 | 38 |  | Solar | FIXED | Roof
SRP15132 | LG ELECTRONICS SOLAR CELL DIVISION | LG255S1C-G2 | 255 | 18 | 147 | 22 |  | Solar | FIXED | Roof
SRP15133 | CHANGZHOU TRINA SOLAR ENERGY CO | TSM-160D | 250 | 13 | 244 | 8 |  | Solar | FIXED | Roof
SRP15133 | CHANGZHOU TRINA SOLAR ENERGY CO | TSM-160D | 250 | 21 | 244 | 19 |  | Solar | FIXED | Roof
SRP15134 | SUNTECH POWER | STP150-24/AB-1 | 250 | 26 | 150.5 | 15 |  | Solar | FIXED | Roof
SRP15134 | MATRIX SOLAR/PHOTOWATT | PW1000-100 | 250 | 8 | 240.5 | 30 |  | Solar | FIXED | Roof
SRP15135 | CHANGZHOU TRINA SOLAR ENERGY CO | TSM-160D | 250 | 16 | 129 | 18 |  | Solar | FIXED | Roof
SRP15137 | SUNTECH POWER | STP150-24/AB-1 | 250 | 48 | 217 | 35 |  | Solar | FIXED | Roof
SRP15138 | SUNTECH POWER | STP150-24/AB-1 | 250 | 46 | 258.5 | 25 |  | Solar | FIXED | Roof
SRP15139 | SUNTECH POWER | STP150-24/AB-1 | 250 | 23 | 148.5 | 22 |  | Solar | FIXED | Roof
SRP15140 | SUNTECH POWER | STP150-24/AB-1 | 250 | 26 | 194 | 40 |  | Solar | FIXED | Roof
SRP15141 | TRINA SOLAR | TSM-240PA05.10 | 240 | 28 | 198 | 16 |  | Solar | FIXED | Roof
SRP15142 | SUNTECH POWER | STP205-18/UD | 205 | 12 | 150 | 28 |  | Solar | FIXED | Roof
SRP15143 | TRINA SOLAR | TSM-250PA05 | 250 | 20 | 66 | 18 |  | Solar | FIXED | Roof
SRP15144 | TRINA SOLAR | TSM-250PD05 | 250 | 14 | 230 | 20 |  | Solar | FIXED | Roof
SRP15145 | TRINA SOLAR | TSM-250PA05 | 250 | 20 | 139 | 22 |  | Solar | FIXED | Roof
SRP15146 | MATRIX SOLAR/PHOTOWATT | PW1000-100 | 255 | 13 | 154 | 34 |  | Solar | FIXED | Roof
SRP15146 | MATRIX SOLAR/PHOTOWATT | PW1000-100 | 255 | 30 | 154 | 34 |  | Solar | FIXED | Roof
SRP15147 | CHANGZHOU TRINA SOLAR ENERGY CO | TSM-160D | 250 | 25 | 155 | 36 |  | Solar | FIXED | Roof
SRP15148 | CHANGZHOU TRINA SOLAR ENERGY CO | TSM-160D | 250 | 5 | 183 | 28 |  | Solar | FIXED | Roof
SRP15148 | CHANGZHOU TRINA SOLAR ENERGY CO | TSM-160D | 250 | 25 | 183 | 30 |  | Solar | FIXED | Roof
SRP15149 | SUNPOWER | SPR-327NE-WHT-D | 327 | 21 | 195 | 36 |  | Solar | FIXED | Roof
SRP15150 | SUNTECH POWER | STP150-24/AB-1 | 250 | 33 | 97.5 | 32 |  | Solar | FIXED | Roof
SRP15151 | SUNTECH POWER | STP150-24/AB-1 | 250 | 10 | 206.2 | 23 |  | Solar | FIXED | Roof
SRP15153 | HANWHA SOLARONE HONG KONG | HSL60P-PA-0-250K | 250 | 18 | 190 | 25 |  | Solar | FIXED | Roof
SRP15154 | TRINA SOLAR | TSM-250PA05.18 | 250 | 24 | 219 | 26 |  | Solar | FIXED | Roof
SRP15155 | ET SOLAR INDUSTRY | ET-P654180 | 240 | 11 | 99 | 34 |  | Solar | FIXED | Roof
SRP15155 | ET SOLAR INDUSTRY | ET-P654180 | 240 | 22 | 189 | 39 |  | Solar | FIXED | Roof
SRP15155 | ET SOLAR INDUSTRY | ET-P654180 | 240 | 11 | 279 | 32 |  | Solar | FIXED | Roof
SRP15156 | TRINA SOLAR | TSM-245PA05.10 | 245 | 33 | 170 | 25 |  | Solar | FIXED | Roof
SRP15156 | TRINA SOLAR | TSM-245PA05.10 | 245 | 28 | 260.2 | 25 |  | Solar | FIXED | Roof
SRP15157 | SOLARWORLD | SW250 MONO | 250 | 17 | 176 | 20 |  | Solar | FIXED | Roof
SRP15159 | CHANGZHOU TRINA SOLAR ENERGY CO | TSM-160D | 250 | 2574 | 142 | 5 |  | Solar | FIXED | Roof
SRP15160 | REC SCANMODULE | SCM230 | 240 | 22 | 140 | 28 |  | Solar | FIXED | Roof
SRP15162 | TRINA SOLAR | TSM-240PD05 | 240 | 12 | 138 | 30 |  | Solar | FIXED | Roof
SRP15162 | TRINA SOLAR | TSM-240PD05 | 240 | 22 | 228 | 30 |  | Solar | FIXED | Roof
SRP15163 | TRINA SOLAR | TSM-240DA05 | 240 | 14 | 121 | 19 |  | Solar | FIXED | Roof
SRP15164 | SCHUCO USA | MPE 260 MS 08 | 260 | 39 | 202 | 34 |  | Solar | FIXED | Roof
SRP15165 | LG ELECTRONICS SOLAR CELL DIVISION | LG255S1C-G2 | 255 | 10 | 190 | 20 |  | Solar | FIXED | Roof
SRP15165 | LG ELECTRONICS SOLAR CELL DIVISION | LG255S1C-G2 | 255 | 20 | 190 | 25 |  | Solar | FIXED | Roof
SRP15167 | LG ELECTRONICS SOLAR CELL DIVISION | LG255S1C-G2 | 255 | 21 | 207 | 30 |  | Solar | FIXED | Roof
SRP15168 | ET SOLAR INDUSTRY | ET-A-M660245B | 245 | 39 | 239 | 16 |  | Solar | FIXED | Roof
SRP15170 | HANWHA SOLARONE (QIDONG) | HSL60M6-HB-0-250TB | 250 | 38 | 153 | 23 |  | Solar | FIXED | Roof
SRP15171 | YINGLI ENERGY (CHINA) | YL245P-29B | 245 | 39 | 134 | 31 |  | Solar | FIXED | Roof
SRP15172 | HANWHA SOLARONE (QIDONG) | HSL60P6-PA-0-250TW | 250 | 27 | 130 | 25 |  | Solar | FIXED | Roof
SRP15172 | HANWHA SOLARONE (QIDONG) | HSL60P6-PA-0-250TB | 250 | 22 | 220 | 26 |  | Solar | FIXED | Roof
SRP15174 | MOTECH AMERICAS | IM60B3-250-XXXXXX | 250 | 202 | 158 | 22 |  | Solar | FIXED | Roof
SRP15174 | MOTECH AMERICAS | IM60C3-250-XXXXXX | 250 | 31 | 248 | 22 |  | Solar | FIXED | Roof
SRP15177 | YINGLI ENERGY (CHINA) | YL240P-29B | 240 | 96 | 348 | 5 |  | Solar | FIXED | Roof
SRP15178 | SUNTECH POWER | STP210S-18/UB-1 | 250 | 30 | 160.8 | 20 |  | Solar | FIXED | Roof
SRP15180 | SOLARWORLD | SW260 MONO | 260 | 9 | 117 | 40 |  | Solar | FIXED | Roof
SRP15180 | SOLARWORLD | SW260 MONO | 260 | 25 | 206 | 30 |  | Solar | FIXED | Roof
SRP15181 | YINGLI ENERGY (CHINA) | YL240P-29B | 240 | 94 | 168 | 5 |  | Solar | FIXED | Roof
SRP15183 | LG ELECTRONICS SOLAR CELL DIVISION | LG255S1C-G2 | 255 | 66 | 162 | 19 |  | Solar | FIXED | Roof
SRP15187 | HANWHA SOLARONE (QIDONG) | HSL60P6-PA-0-250TB | 250 | 13 | 130 | 27 |  | Solar | FIXED | Roof
SRP15187 | HANWHA SOLARONE (QIDONG) | HSL60M6-HB-0-250TB | 250 | 22 | 220 | 27 |  | Solar | FIXED | Roof
SRP15188 | CANADIAN SOLAR | CS6P-235PX | 235 | 17 | 250 | 35 |  | Solar | FIXED | Roof
SRP15189 | SOLARWORLD | SW185MONO | 240 | 16 | 147 | 9.5 |  | Solar | FIXED | Roof
SRP15189 | SOLARWORLD | SW185MONO | 240 | 18 | 237 | 22.6 |  | Solar | FIXED | Roof
SRP15189 | SOLARWORLD | SW185MONO | 240 | 7 | 327 | 22.6 |  | Solar | FIXED | Roof
SRP15190 | HANWHA SOLARONE (QIDONG) | HSL60P6-PA-4-250TB | 250 | 23 | 123 | 18 |  | Solar | FIXED | Roof
SRP15190 | HANWHA SOLARONE (QIDONG) | HSL60P6-PA-4-250TB | 250 | 23 | 213 | 5 |  | Solar | FIXED | Roof
SRP15191 | SUNIVA | OPT260-60-4-100 | 260 | 23 | 235 | 33 |  | Solar | FIXED | Roof
SRP15192 | LG ELECTRONICS SOLAR CELL DIVISION | LG260S1C-G2 | 260 | 6 | 220 | 10 |  | Solar | FIXED | Roof
SRP15192 | LG ELECTRONICS SOLAR CELL DIVISION | LG260S1C-G2 | 260 | 22 | 220 | 30 |  | Solar | FIXED | Roof
SRP15193 | SANYO ELECTRIC | HIT-N220A01 | 220 | 17 | 81 | 45 |  | Solar | FIXED | Roof
SRP15193 | SANYO ELECTRIC | HIT-N220A01 | 220 | 18 | 171 | 40 |  | Solar | FIXED | Roof
SRP15194 | SUNPOWER | SPR-E20-327 | 327 | 44 | 119 | 37 |  | Solar | FIXED | Roof
SRP15195 | YINGLI ENERGY (CHINA) | YL245P-29B | 245 | 12 | 190 | 17 |  | Solar | FIXED | Roof
SRP15195 | YINGLI ENERGY (CHINA) | YL245P-29B | 245 | 12 | 190 | 17 |  | Solar | FIXED | Roof
SRP15195 | YINGLI ENERGY (CHINA) | YL245P-29B | 245 | 13 | 190 | 32 |  | Solar | FIXED | Roof
SRP15195 | YINGLI ENERGY (CHINA) | YL245P-29B | 245 | 18 | 190 | 32 |  | Solar | FIXED | Roof
SRP15196 | CANADIAN SOLAR | CS6X-300M | 300 | 66 | 186 | 10 |  | Solar | FIXED | Roof
SRP15196 | CANADIAN SOLAR | CS6X-300M | 300 | 12 | 186 | 23 |  | Solar | FIXED | Roof
SRP15197 | YINGLI ENERGY (CHINA) | YL240P-29B | 240 | 22 | 122 | 26 |  | Solar | FIXED | Roof
SRP15197 | YINGLI ENERGY (CHINA) | YL240P-29B | 240 | 11 | 212 | 45 |  | Solar | FIXED | Roof
SRP15199 | YINGLI ENERGY (CHINA) | YL240P-29B | 240 | 14 | 180 | 24 |  | Solar | FIXED | Roof
SRP15200 | CANADIAN SOLAR | CS6P-245PX | 245 | 36 | 192 |  |  | Solar | FIXED | Roof
SRP15201 | TRINA SOLAR | TSM-240PD05 | 240 | 41 | 141 | 27 |  | Solar | FIXED | Roof
SRP15201 | TRINA SOLAR | TSM-240PD05 | 240 | 18 | 321 | 27 |  | Solar | FIXED | Roof
SRP15202 | EVERGREEN SOLAR |  | 210 | 20 | 171 | 30 |  | Solar | FIXED | Roof
SRP15203 | YINGLI ENERGY (CHINA) | YL240P-29B | 240 | 6 | 175 | 17 |  | Solar | FIXED | Roof
SRP15203 | YINGLI ENERGY (CHINA) | YL240P-29B | 240 | 17 | 265 | 28 |  | Solar | FIXED | Roof
SRP15204 | CANADIAN SOLAR | CS5P-235P | 235 | 7 | 248 | 13 |  | Solar | FIXED | Roof
SRP15204 | CANADIAN SOLAR | CS4C-100 | 235 | 16 | 248 | 27 |  | Solar | FIXED | Roof
SRP15205 | SUNPOWER | SPR-327NE-WHT-D | 327 | 18 | 85 | 25 |  | Solar | FIXED | Roof
SRP15205 | SUNPOWER | SPR-327NE-WHT-D | 327 | 32 | 265 | 25 |  | Solar | FIXED | Roof
SRP15206 | SUNTECH POWER | STP250-20/WD | 250 | 36 | 87 | 26 |  | Solar | FIXED | Roof
SRP15207 | LG ELECTRONICS SOLAR CELL DIVISION | LG255S1C-G2 | 255 | 28 | 135 | 31 |  | Solar | FIXED | Roof
SRP15208 | TRINA SOLAR | TSM-240PA05.10 | 240 | 33 | 220.5 | 26 |  | Solar | FIXED | Roof
SRP15209 | CHANGZHOU TRINA SOLAR ENERGY CO | TSM-185D | 240 | 46 | 124.6 | 25 |  | Solar | FIXED | Roof
SRP15210 | TRINA SOLAR | TSM-245PA05.10 | 245 | 28 | 222 | 31 |  | Solar | FIXED | Roof
SRP15211 | MATRIX SOLAR/PHOTOWATT | PW1000-100 | 250 | 16 | 105 | 25 |  | Solar | FIXED | Roof
SRP15211 | MATRIX SOLAR/PHOTOWATT | PW1000-100 | 250 | 20 | 195 | 25 |  | Solar | FIXED | Roof
SRP15212 | SUNTECH POWER | STP210S-18/UB-1 | 250 | 14 | 166 | 25 |  | Solar | FIXED | Roof
SRP15212 | SUNTECH POWER | STP210S-18/UB-1 | 250 | 48 | 166 | 35 |  | Solar | FIXED | Roof
SRP15213 | SOLARWORLD | SW175 POLY/T | 255 | 13 | 146 | 12 |  | Solar | FIXED | Roof
SRP15213 | SOLARWORLD | SW175 POLY/T | 255 | 12 | 146 | 27 |  | Solar | FIXED | Roof
SRP15213 | SOLARWORLD | SW175 POLY/T | 255 | 33 | 146 | 27 |  | Solar | FIXED | Roof
SRP15214 | KYOCERA SOLAR | KD245GX-LFB | 245 | 3 | 162 | 25 |  | Solar | FIXED | Roof
SRP15214 | KYOCERA SOLAR | KD245GX-LFB | 245 | 21 | 246 | 25 |  | Solar | FIXED | Roof
SRP15215 | SUNIVA | OPT260-60-4-100 | 260 | 35 | 165 | 23 |  | Solar | FIXED | Roof
SRP15216 | SOLARWORLD | SW185MONO | 255 | 1196 | 134 | 5 |  | Solar | FIXED | Roof
SRP15217 | SUNPOWER | SPR-327NE-WHT-D | 327 | 13 | 153 | 35 |  | Solar | FIXED | Roof
SRP15218 | SUNPOWER | T5-SPR-327 | 327 | 20 | 160 | 34 |  | Solar | FIXED | Roof
SRP15219 | TRINA SOLAR | TSM-240PA05 | 240 | 37 | 185 | 31 |  | Solar | FIXED | Roof
SRP15220 | TRINA SOLAR | TSM-240DA05 | 240 | 45 | 121 | 34 |  | Solar | FIXED | Roof
SRP15221 | SUNTECH POWER | STP210S-18/UB-1 | 250 | 26 | 204.8 | 25 |  | Solar | FIXED | Roof
SRP15222 | SUNTECH POWER | STP150-24/AB-1 | 255 | 13 | 167.5 | 32 |  | Solar | FIXED | Roof
SRP15222 | SUNTECH POWER | STP210S-18/UB-1 | 255 | 9 | 257.5 | 25 |  | Solar | FIXED | Roof
SRP15223 | ISOFOTON | I-94/24 | 250 | 37 | 144.9 | 35 |  | Solar | FIXED | Roof
SRP15224 | MATRIX SOLAR/PHOTOWATT | PW1000-100 | 250 | 8 | 116 | 32 |  | Solar | FIXED | Roof
SRP15224 | MATRIX SOLAR/PHOTOWATT | PW1000-100 | 250 | 30 | 206 | 25 |  | Solar | FIXED | Roof
SRP15225 | CANADIAN SOLAR | CS6P-245P | 245 | 4 | 194.5 | 10 |  | Solar | FIXED | Roof
SRP15225 | CANADIAN SOLAR | CS6P-245P | 245 | 14 | 194.5 | 17 |  | Solar | FIXED | Roof
SRP15225 | CANADIAN SOLAR | CS6P-245P | 245 | 18 | 194.5 | 29 |  | Solar | FIXED | Roof
SRP15226 | SUNPOWER | T5-SPR-327 | 327 | 21 | 111 | 25 |  | Solar | FIXED | Roof
SRP15227 | SUNPOWER | SPR-327NE-WHT-D | 327 | 21 | 204 | 19 |  | Solar | FIXED | Roof
SRP15229 | SUNPOWER | SPR-327NE-WHT-D | 327 | 15 | 123 | 30 |  | Solar | FIXED | Roof
SRP15230 | SUNPOWER | T5-SPR-327 | 327 | 24 | 163 | 20 |  | Solar | FIXED | Roof
SRP15230 | SUNPOWER | T5-SPR-327 | 327 | 8 | 252 | 20 |  | Solar | FIXED | Roof
SRP15231 | SUNPOWER | T5-SPR-327 | 327 | 12 | 164 | 22 |  | Solar | FIXED | Roof
SRP15233 | CANADIAN SOLAR | CS6P-245MX | 245 | 14 | 127 | 35 |  | Solar | FIXED | Roof
SRP15233 | CANADIAN SOLAR | CS6P-245MX | 245 | 12 | 218 | 33 |  | Solar | FIXED | Roof
SRP15234 | CANADIAN SOLAR | CS6P-235PX | 235 | 26 | 213 | 33 |  | Solar | FIXED | Roof
SRP15235 | SUNPOWER | SPR-327NE-WHT-D | 327 | 16 | 214 | 24 |  | Solar | FIXED | Roof
SRP15236 | CANADIAN SOLAR | CS6P-245MX | 245 | 20 | 212 | 22 |  | Solar | FIXED | Roof
SRP15238 | CANADIAN SOLAR | CS6P-235PX | 235 | 10 | 214 | 32 |  | Solar | FIXED | Roof
SRP15240 | HANWHA SOLARONE (QIDONG) | HSL60P6-PA-0-250TB | 250 | 36 | 128.6 | 40 |  | Solar | FIXED | Roof
SRP15243 | CANADIAN SOLAR | CS6P-235PX | 235 | 15 | 188 | 27 |  | Solar | FIXED | Roof
SRP15244 | CANADIAN SOLAR | CS6P-235PX | 235 | 15 | 192 | 25 |  | Solar | FIXED | Roof
SRP15247 | TRINA SOLAR | TSM-240PD05 | 240 | 20 | 204 | 28 |  | Solar | FIXED | Roof
SRP15248 | CHANGZHOU TRINA SOLAR ENERGY CO | TSM-185D | 240 | 28 | 182 | 30 |  | Solar | FIXED | Roof
SRP15249 | SUNTECH POWER | STP150-24/AB-1 | 250 | 28 | 131 | 32 |  | Solar | FIXED | Roof
SRP15250 | SOLON AG FUER SOLARTECHNIK | P130/6+/01 120WP | 235 | 20 | 220 | 16 |  | Solar | FIXED | Roof
SRP15251 | CANADIAN SOLAR | CS6P-245MX | 245 | 17 | 272 | 20 |  | Solar | FIXED | Roof
SRP15252 | CANADIAN SOLAR | CS4C-100 | 245 | 2 | 129 | 15 |  | Solar | FIXED | Roof
SRP15252 | CANADIAN SOLAR | CS4C-100 | 245 | 3 | 129 | 22 |  | Solar | FIXED | Roof
SRP15252 | CANADIAN SOLAR | CS4C-100 | 245 | 3 | 129 | 23 |  | Solar | FIXED | Roof
SRP15252 | CANADIAN SOLAR | CS4C-100 | 245 | 7 | 219 | 23 |  | Solar | FIXED | Roof
SRP15253 | LG ELECTRONICS SOLAR CELL DIVISION | LG245S1C-G3 | 245 | 12 | 180 | 10 |  | Solar | FIXED | Roof
SRP15258 | CHANGZHOU TRINA SOLAR ENERGY CO | TSM-160D | 250 | 22 | 72 | 17 |  | Solar | FIXED | Roof
SRP15258 | CHANGZHOU TRINA SOLAR ENERGY CO | TSM-160D | 250 | 17 | 162 | 16 |  | Solar | FIXED | Roof
SRP15258 | CHANGZHOU TRINA SOLAR ENERGY CO | TSM-160D | 250 | 11 | 252 | 16 |  | Solar | FIXED | Roof
SRP15259 | SUNPOWER | T5-SPR-327 | 327 | 28 | 130 | 33 |  | Solar | FIXED | Roof
SRP15260 | ET SOLAR INDUSTRY | ET-P654180 | 250 | 24 | 236 | 20 |  | Solar | FIXED | Roof
SRP15261 | CANADIAN SOLAR | CS6P-245MX | 245 | 10 | 127 | 23 |  | Solar | FIXED | Roof
SRP15261 | CANADIAN SOLAR | CS6P-245PX | 245 | 11 | 217 | 23 |  | Solar | FIXED | Roof
SRP15262 | CANADIAN SOLAR | CS6P-235PX | 235 | 5 | 208 | 14 |  | Solar | FIXED | Roof
SRP15262 | CANADIAN SOLAR | CS6P-235PX | 235 | 19 | 208 | 37 |  | Solar | FIXED | Roof
SRP15265 | CANADIAN SOLAR | CS6P-245MX | 245 | 10 | 195 | 15 |  | Solar | FIXED | Roof
SRP15265 | CANADIAN SOLAR | CS6P-245MX | 245 | 6 | 195 | 16 |  | Solar | FIXED | Roof
SRP15266 | CANADIAN SOLAR | CS6P-245MX | 245 | 16 | 128 | 26 |  | Solar | FIXED | Roof
SRP15266 | CANADIAN SOLAR | CS6P-245MX | 245 | 4 | 128 | 27 |  | Solar | FIXED | Roof
SRP15266 | CANADIAN SOLAR | CS6P-245MX | 245 | 10 | 128 | 41 |  | Solar | FIXED | Roof
SRP15267 | CANADIAN SOLAR | CS6P-245MX | 245 | 7 | 83 | 37 |  | Solar | FIXED | Roof
SRP15267 | CANADIAN SOLAR | CS6P-245MX | 245 | 10 | 173 | 26 |  | Solar | FIXED | Roof
SRP15267 | CANADIAN SOLAR | CS6P-245MX | 245 | 14 | 263 | 18 |  | Solar | FIXED | Roof
SRP15268 | CANADIAN SOLAR | CS6P-235PX | 235 | 6 | 81 | 22 |  | Solar | FIXED | Roof
SRP15268 | CANADIAN SOLAR | CS6P-235PX | 235 | 11 | 171 | 20 |  | Solar | FIXED | Roof
SRP15268 | CANADIAN SOLAR | CS6P-235PX | 235 | 12 | 171 | 22 |  | Solar | FIXED | Roof
SRP15268 | CANADIAN SOLAR | CS6P-235PX | 235 | 6 | 261 | 22 |  | Solar | FIXED | Roof
SRP15269 | CANADIAN SOLAR | CS4C-100 | 235 | 28 | 250 | 27 |  | Solar | FIXED | Roof
SRP15271 | TRINA SOLAR | TSM-245PA05.10 | 245 | 20 | 145 | 22 |  | Solar | FIXED | Roof
SRP15272 | TRINA SOLAR | TSM-250PA05 | 250 | 26 | 156 | 22 |  | Solar | FIXED | Roof
SRP15273 | TRINA SOLAR | TSM-250PA05 | 250 | 12 | 115 | 30 |  | Solar | FIXED | Roof
SRP15274 | TRINA SOLAR | TSM-240PA05 | 240 | 16 | 174 | 18 |  | Solar | FIXED | Roof
SRP15275 | SUNPOWER | SPR-327NE-WHT-D | 327 | 16 | 262 | 32 |  | Solar | FIXED | Roof
SRP15276 | SUNTECH POWER | STP210-18/UB-1 | 250 | 20 | 213 | 38 |  | Solar | FIXED | Roof
SRP15277 | TRINA SOLAR | TSM-240PA05.10 | 240 | 26 | 128 | 32 |  | Solar | FIXED | Roof
SRP15279 | SUNTECH POWER | STP250-20/WDB | 250 | 11 | 161 | 20 |  | Solar | FIXED | Roof
SRP15279 | SUNTECH POWER | STP250-20/WDB | 250 | 18 | 251 | 20 |  | Solar | FIXED | Roof
SRP15280 | TRINA SOLAR | TSM-240DA05 | 240 | 30 | 184 | 26 |  | Solar | FIXED | Roof
SRP15282 | TRINA SOLAR | TSM-240PA05 | 240 | 16 | 135 | 31 |  | Solar | FIXED | Roof
SRP15282 | TRINA SOLAR | TSM-240PA05.10 | 240 | 13 | 225 | 14 |  | Solar | FIXED | Roof
SRP15282 | TRINA SOLAR | TSM-240PA05.10 | 240 | 7 | 225 | 26 |  | Solar | FIXED | Roof
SRP15283 | SUNTECH POWER | STP150-24/AB-1 | 250 | 26 | 186.3 | 35 |  | Solar | FIXED | Roof
SRP15284 | SUNTECH POWER | STP150-24/AB-1 | 250 | 35 | 127.6 | 30 |  | Solar | FIXED | Roof
SRP15285 | SOLARWORLD | SW250 MONO BLACK | 250 | 3 | 181 | 22.6 |  | Solar | FIXED | Roof
SRP15285 | SOLARWORLD | SW250 MONO BLACK | 250 | 37 | 271 | 22.6 |  | Solar | FIXED | Roof
SRP15287 | SCHUCO USA | MPE 235 PS 09 | 235 | 936 | 173.4 | 5 |  | Solar | FIXED | Roof
SRP15288 | TRINA SOLAR | TSM-240DA05 | 240 | 26 | 212 | 22 |  | Solar | FIXED | Roof
SRP15289 | TRINA SOLAR | TSM-240PA05.10 | 240 | 45 | 123 | 26 |  | Solar | FIXED | Roof
SRP15289 | TRINA SOLAR | TSM-240PA05.10 | 240 | 36 | 156 | 8 |  | Solar | FIXED | Roof
SRP15289 | TRINA SOLAR | TSM-240PA05.10 | 240 | 16 | 156 | 20 |  | Solar | FIXED | Roof
SRP15290 | TRINA SOLAR | TSM-240PA05 | 240 | 12 | 98 | 22 |  | Solar | FIXED | Roof
SRP15290 | TRINA SOLAR | TSM-240PA05 | 240 | 20 | 188 | 14 |  | Solar | FIXED | Roof
SRP15290 | TRINA SOLAR | TSM-240PA05 | 240 | 12 | 278 | 22 |  | Solar | FIXED | Roof
SRP15291 | TRINA SOLAR | TSM-240PA05.10 | 240 | 31 | 101 | 32 |  | Solar | FIXED | Roof
SRP15292 | CHANGZHOU TRINA SOLAR ENERGY CO | TSM-185D | 240 | 22 | 229 | 18 |  | Solar | FIXED | Roof
SRP15293 | CANADIAN SOLAR | CS6P-235MX | 235 | 21 | 190 | 30 |  | Solar | FIXED | Roof
SRP15293 | CANADIAN SOLAR | CS6P-235MX | 235 | 27 | 190 | 33 |  | Solar | FIXED | Roof
SRP15294 | TRINA SOLAR | TSM-250PA05A | 250 | 29 | 160 | 22 |  | Solar | FIXED | Roof
SRP15295 | TRINA SOLAR | TSM-250PA05A | 250 | 24 | 126 | 36 |  | Solar | FIXED | Roof
SRP15296 | ET SOLAR INDUSTRY | ET-P660230WB | 230 | 26 | 137 | 25 |  | Solar | FIXED | Roof
SRP15296 | ET SOLAR INDUSTRY | ET-P672290WB | 290 | 18 | 227 | 32 |  | Solar | FIXED | Roof
SRP15297 | CONERGY | CONERGY PM 245P | 245 | 33 | 177 | 10 |  | Solar | FIXED | Roof
SRP15297 | CONERGY | CONERGY PM 245P | 245 | 13 | 177 | 40 |  | Solar | FIXED | Roof
SRP15298 | MATRIX SOLAR/PHOTOWATT | PW1000-100 | 250 | 14 | 176 | 28 |  | Solar | FIXED | Roof
SRP15298 | MATRIX SOLAR/PHOTOWATT | PW1000-100 | 250 | 20 | 176 | 28 |  | Solar | FIXED | Roof
SRP15298 | MATRIX SOLAR/PHOTOWATT | PW1000-100 | 250 | 7 | 266 | 38 |  | Solar | FIXED | Roof
SRP15299 | SUNTECH POWER | STP210S-18/UB-1 | 250 | 28 | 88 | 25 |  | Solar | FIXED | Roof
SRP15300 | ISOFOTON | I-165 | 250 | 16 | 129 | 15 |  | Solar | FIXED | Roof
SRP15300 | ISOFOTON | I-165 | 250 | 12 | 219 | 15 |  | Solar | FIXED | Roof
SRP15301 | MATRIX SOLAR/PHOTOWATT | PW1000-100 | 255 | 19 | 175 | 16 |  | Solar | FIXED | Roof
SRP15302 | SUNTECH POWER | STP150-24/AB-1 | 250 | 25 | 234 | 30 |  | Solar | FIXED | Roof
SRP15304 | CANADIAN SOLAR | CS6P-230 | 235 | 30 | 150 | 28 |  | Solar | FIXED | Roof
SRP15307 | CANADIAN SOLAR | CS6P-245PX | 245 | 32 | 220 | 17 |  | Solar | FIXED | Roof
SRP15309 | LG ELECTRONICS SOLAR CELL DIVISION | LG255S1C-G2 | 255 | 17 | 70 | 32 |  | Solar | FIXED | Roof
SRP15309 | LG ELECTRONICS SOLAR CELL DIVISION | LG255S1C-G2 | 255 | 16 | 160 | 30 |  | Solar | FIXED | Roof
SRP15310 | LG ELECTRONICS SOLAR CELL DIVISION | LG245S1C-G2 | 245 | 9 | 180 | 2 |  | Solar | FIXED | Roof
SRP15310 | LG ELECTRONICS SOLAR CELL DIVISION | LG245M1C-G2 | 245 | 20 | 180 | 10 |  | Solar | FIXED | Roof
SRP15312 | LG ELECTRONICS SOLAR CELL DIVISION | LG255S1C-G2 | 255 | 15 | 174 | 26 |  | Solar | FIXED | Roof
SRP15315 | CANADIAN SOLAR | CS6P-235PX | 235 | 17 | 128 | 21 |  | Solar | FIXED | Roof
SRP15316 | SUNPOWER | SPR-327NE-WHT-D | 327 | 10 | 166 | 10 |  | Solar | FIXED | Roof
SRP15316 | SUNPOWER | SPR-327NE-WHT-D | 327 | 10 | 346 | 10 |  | Solar | FIXED | Roof
SRP15317 | SUNPOWER | T5-SPR-327 | 327 | 24 | 134 | 35 |  | Solar | FIXED | Roof
SRP15318 | SUNPOWER |  | 230 | 14 | 177 | 30.2 |  | Solar | FIXED | Roof
SRP15324 | LG ELECTRONICS SOLAR CELL DIVISION | LG255S1C-G2 | 255 | 33 | 120 | 17 |  | Solar | FIXED | Roof
SRP15326 | ET SOLAR INDUSTRY | ET-P654180 | 245 | 12 | 125 | 17 |  | Solar | FIXED | Roof
SRP15326 | ET SOLAR INDUSTRY | ET-P660245BB | 245 | 10 | 215 | 17 |  | Solar | FIXED | Roof
SRP15327 | ET SOLAR INDUSTRY | ET-P654180 | 245 | 16 | 206 | 22 |  | Solar | FIXED | Roof
SRP15328 | TRINA SOLAR | TSM-250PA05 | 250 | 14 | 127 | 22 |  | Solar | FIXED | Roof
SRP15329 | SUNPOWER | T5-SPR-327 | 327 | 14 | 229 | 27 |  | Solar | FIXED | Roof
SRP15329 | SUNPOWER | T5-SPR-327 | 327 | 7 | 229 | 44 |  | Solar | FIXED | Roof
SRP15330 | CANADIAN SOLAR | CS6P-235PX | 235 | 10 | 137 | 30 |  | Solar | FIXED | Roof
SRP15331 | LG ELECTRONICS SOLAR CELL DIVISION | LG255S1C-G2 | 255 | 12 | 188 | 36 |  | Solar | FIXED | Roof
SRP15331 | LG ELECTRONICS SOLAR CELL DIVISION | LG255S1C-G2 | 255 | 47 | 188 | 36 |  | Solar | FIXED | Roof
SRP15333 | SUNPOWER | SPR-315E-WHT-U | 230 | 14 | 173 | 30.2 |  | Solar | FIXED | Roof
SRP15334 | SUNPOWER | SPR-327NE-WHT-D | 327 | 56 | 152 | 18 |  | Solar | FIXED | Roof
SRP15335 | TRINA SOLAR | TSM-240PD05 | 240 | 11 | 197 | 34 |  | Solar | FIXED | Roof
SRP15335 | TRINA SOLAR | TSM-240PA05.05 | 240 | 20 | 197 | 37 |  | Solar | FIXED | Roof
SRP15336 | CHANGZHOU TRINA SOLAR ENERGY CO | TSM-185D | 240 | 28 | 130 | 25 |  | Solar | FIXED | Roof
SRP15337 | SUNPOWER | T5-SPR-327 | 327 | 56 | 200 | 37 |  | Solar | FIXED | Ground
SRP15338 | SUNTECH POWER | STP150-24/AB-1 | 250 | 16 | 91 | 30 |  | Solar | FIXED | Roof
SRP15338 | MATRIX SOLAR/PHOTOWATT | PW1000-100 | 250 | 24 | 181 | 25 |  | Solar | FIXED | Roof
SRP15340 | SUNTECH POWER | STP150-24/AB-1 | 250 | 20 | 179.7 | 32 |  | Solar | FIXED | Roof
SRP15341 | CHANGZHOU TRINA SOLAR ENERGY CO | TSM-185D | 235 | 18 | 164 | 28 |  | Solar | FIXED | Roof
SRP15342 | YINGLI ENERGY (CHINA) | YL240P-29B | 240 | 33 | 132 | 30 |  | Solar | FIXED | Roof
SRP15343 | SUNPOWER | SPR-327NE-WHT-D | 327 | 30 | 156 | 25 |  | Solar | FIXED | Roof
SRP15344 | SUNPOWER | T5-SPR-327 | 327 | 24 | 195 | 42 |  | Solar | FIXED | Roof
SRP15345 | CANADIAN SOLAR | CS6P-230 | 245 | 24 | 206 | 28 |  | Solar | FIXED | Roof
SRP15346 | TRINA SOLAR | TSM-240PD05 | 240 | 40 | 170 | 25 |  | Solar | FIXED | Roof
SRP15347 | TRINA SOLAR | TSM-240DA05 | 240 | 25 | 120 | 24 |  | Solar | FIXED | Roof
SRP15347 | TRINA SOLAR | TSM-240DA05 | 240 | 9 | 210 | 24 |  | Solar | FIXED | Roof
SRP15348 | TRINA SOLAR | TSM-250PA05 | 250 | 22 | 174 | 18 |  | Solar | FIXED | Roof
SRP15349 | TRINA SOLAR | TSM-240PA05 | 240 | 5 | 144 | 23 |  | Solar | FIXED | Roof
SRP15349 | TRINA SOLAR | TSM-240PA05 | 240 | 24 | 234 | 23 |  | Solar | FIXED | Roof
SRP15350 | ISOFOTON | I-165 | 250 | 68 | 180 | 30 |  | Solar | FIXED | Roof
SRP15351 | SUNTECH POWER | STP280-24/VB-1 | 280 | 300 | 173 | 10 |  | Solar | FIXED | Roof
SRP15353 | SUNTECH POWER | STP150-24/AB-1 | 250 | 27 | 110.5 | 25 |  | Solar | FIXED | Roof
SRP15354 | SUNTECH POWER | STP150-24/AB-1 | 250 | 33 | 92.5 | 20 |  | Solar | FIXED | Roof
SRP15354 | SUNTECH POWER | STP150-24/AB-1 | 250 | 7 | 182.5 | 15 |  | Solar | FIXED | Roof
SRP15354 | SUNTECH POWER | STP150-24/AB-1 | 250 | 18 | 272.5 | 20 |  | Solar | FIXED | Roof
SRP15355 | HANWHA SOLARONE (QIDONG) | HSL60M6-HB-0-250TB | 250 | 31 | 166.4 | 32 |  | Solar | FIXED | Roof
SRP15356 | SUNPOWER | SPR-327NE-WHT-D | 327 | 24 | 98 | 14 |  | Solar | FIXED | Roof
SRP15356 | SUNPOWER | SPR-327NE-WHT-D | 327 | 30 | 98 | 24 |  | Solar | FIXED | Roof
SRP15357 | SUNTECH POWER | STP150-24/AB-1 | 250 | 13 | 110.1 | 25 |  | Solar | FIXED | Roof
SRP15357 | SUNTECH POWER | STP150-24/AB-1 | 250 | 16 | 200.1 | 30 |  | Solar | FIXED | Roof
SRP15358 | TRINA SOLAR | TSM-250PA05 | 250 | 23 | 150 | 33 |  | Solar | FIXED | Roof
SRP15360 | HANWHA SOLARONE (QIDONG) | HSL60P6-PA-0-250TB | 250 | 60 | 180 | 30 |  | Solar | FIXED | Ground
SRP15362 | SUNTECH POWER | STP210S-18/UB-1 | 250 | 24 | 241.8 | 15 |  | Solar | FIXED | Roof
SRP15363 | SUNTECH POWER | STP210S-18/UB-1 | 250 | 32 | 123 | 35 |  | Solar | FIXED | Roof
SRP15363 | SUNTECH POWER | STP210S-18/UB-1 | 250 | 9 | 213 | 40 |  | Solar | FIXED | Roof
SRP15364 | SUNTECH POWER | STP210S-18/UB-1 | 250 | 28 | 198 | 25 |  | Solar | FIXED | Roof
SRP15365 | SUNTECH POWER | STP210S-18/UB-1 | 250 | 14 | 191.4 | 25 |  | Solar | FIXED | Roof
SRP15366 | ISOFOTON | I-165 | 250 | 22 | 176.3 | 40 |  | Solar | FIXED | Roof
SRP15367 | SUNTECH POWER | STP210S-18/UB-1 | 250 | 8 | 172.3 | 35 |  | Solar | FIXED | Roof
SRP15367 | SUNTECH POWER | STP210S-18/UB-1 | 250 | 18 | 262.3 | 25 |  | Solar | FIXED | Roof
SRP15368 | SUNTECH POWER | STP210S-18/UB-1 | 250 | 20 | 136.5 | 22 |  | Solar | FIXED | Roof
SRP15368 | SUNTECH POWER | STP210S-18/UB-1 | 250 | 10 | 226.5 | 20 |  | Solar | FIXED | Roof
SRP15369 | SUNTECH POWER | STP210S-18/UB-1 | 280 | 410 | 173 | 10 |  | Solar | FIXED | Roof
SRP15370 | SUNTECH POWER | STP210S-18/UB-1 | 250 | 40 | 211 | 30 |  | Solar | FIXED | Roof
SRP15371 | CHANGZHOU TRINA SOLAR ENERGY CO | TSM-185D | 250 | 16 | 135 | 31 |  | Solar | FIXED | Roof
SRP15372 | SUNPOWER |  | 230 | 21 | 147 | 31 |  | Solar | FIXED | Roof
SRP15374 | TRINA SOLAR | TSM-250PA05 | 250 | 21 | 180 | 18 |  | Solar | FIXED | Roof
SRP15375 | TRINA SOLAR | TSM-250PA05 | 250 | 15 | 125 | 17 |  | Solar | FIXED | Roof
SRP15375 | TRINA SOLAR | TSM-250PA05 | 250 | 16 | 215 | 26 |  | Solar | FIXED | Roof
SRP15376 | ET SOLAR INDUSTRY | ET-A-M660245B | 245 | 21 | 196 | 20 |  | Solar | FIXED | Roof
SRP15377 | ET SOLAR INDUSTRY | ET-P660245BB | 245 | 23 | 85 | 30 |  | Solar | FIXED | Roof
SRP15379 | TRINA SOLAR | TSM-240PD05 | 240 | 75 | 180 | 25 |  | Solar | FIXED | Ground
SRP15380 | TRINA SOLAR | TSM-240PA05.10 | 240 | 52 | 135 | 22 |  | Solar | FIXED | Roof
SRP15380 | TRINA SOLAR | TSM-240PA05.10 | 240 | 10 | 222 | 22 |  | Solar | FIXED | Roof
SRP15381 | TRINA SOLAR | TSM-240DA05 | 240 | 16 | 135 | 30 |  | Solar | FIXED | Roof
SRP15381 | TRINA SOLAR | TSM-240PD05 | 240 | 34 | 135 | 30 |  | Solar | FIXED | Roof
SRP15382 | YINGLI ENERGY (CHINA) | YL240P-29B | 240 | 126 | 162 | 5 |  | Solar | FIXED | Roof
SRP15383 | SUNIVA | OPT260-60-4-100 | 260 | 23 | 176 | 22 |  | Solar | FIXED | Roof
SRP15383 | SUNIVA | OPT260-60-4-100 | 260 | 12 | 266 | 22 |  | Solar | FIXED | Roof
SRP15384 | TRINA SOLAR | TSM-240PA05.05 | 240 | 12 | 109 | 35 |  | Solar | FIXED | Roof
SRP15385 | YINGLI ENERGY (CHINA) | YL240P-29B | 240 | 37 | 117 | 26 |  | Solar | FIXED | Roof
SRP15386 | TRINA SOLAR | TSM-240DA05 | 240 | 9 | 161 | 23 |  | Solar | FIXED | Roof
SRP15386 | TRINA SOLAR | TSM-240PD05 | 240 | 6 | 161 | 40 |  | Solar | FIXED | Roof
SRP15386 | TRINA SOLAR | TSM-240PA05.18 | 240 | 4 | 250 | 23 |  | Solar | FIXED | Roof
SRP15386 | TRINA SOLAR | TSM-240PD05 | 240 | 9 | 342 | 23 |  | Solar | FIXED | Roof
SRP15388 | TRINA SOLAR | TSM-240PA05 | 240 | 21 | 190 | 27 |  | Solar | FIXED | Roof
SRP15389 | TRINA SOLAR | TSM-245PA05.18 | 245 | 24 | 240 | 20 |  | Solar | FIXED | Roof
SRP15390 | TRINA SOLAR | TSM-240PD05 | 240 | 29 | 160 | 17 |  | Solar | FIXED | Roof
SRP15391 | TRINA SOLAR | TSM-240PA05 | 240 | 22 | 160 | 17 |  | Solar | FIXED | Roof
SRP15392 | CANADIAN SOLAR | CS4C-100 | 235 | 6 | 124 | 10 |  | Solar | FIXED | Roof
SRP15392 | CANADIAN SOLAR | CS4C-100 | 235 | 11 | 124 | 15 |  | Solar | FIXED | Roof
SRP15393 | SUNTECH POWER | STP255-20/WDB | 255 | 27 | 98.7 | 25 |  | Solar | FIXED | Roof
SRP15393 | SUNTECH POWER | STP255-20/WDB | 255 | 12 | 188.7 | 25 |  | Solar | FIXED | Roof
SRP15394 | YINGLI ENERGY (CHINA) | YL245P-29B | 245 | 20 | 260 | 18 |  | Solar | FIXED | Roof
SRP15394 | YINGLI ENERGY (CHINA) | YL245P-29B | 245 | 3 | 260 | 36 |  | Solar | FIXED | Roof
SRP15395 | CANADIAN SOLAR | CS6P-230 | 235 | 26 | 152 | 18 |  | Solar | FIXED | Roof
SRP15396 | CANADIAN SOLAR | CS6P-245MX | 245 | 14 | 215 | 19 |  | Solar | FIXED | Roof
SRP15397 | CANADIAN SOLAR | CS6P-235PX | 235 | 19 | 176 | 30 |  | Solar | FIXED | Roof
SRP15398 | CENTROSOLAR AMERICA | E240B | 240 | 5 | 117 | 23 |  | Solar | FIXED | Roof
SRP15398 | CENTROSOLAR AMERICA | E240B | 240 | 23 | 207 | 27 |  | Solar | FIXED | Roof
SRP15399 | CHANGZHOU TRINA SOLAR ENERGY CO | TSM-160D | 240 | 26 | 178.2 | 28 |  | Solar | FIXED | Roof
SRP15400 | MATRIX SOLAR/PHOTOWATT | PW1650-175 | 245 | 29 | 223 | 24 |  | Solar | FIXED | Roof
SRP15401 | CONERGY | CONERGY PH 250M | 250 | 40 | 136 | 28 |  | Solar | FIXED | Roof
SRP15401 | CONERGY | CONERGY PH 250M | 250 | 8 | 226 | 28 |  | Solar | FIXED | Roof
SRP15402 | CHANGZHOU TRINA SOLAR ENERGY CO | TSM-185D | 250 | 22 | 171 | 19 |  | Solar | FIXED | Roof
SRP15403 | LG ELECTRONICS SOLAR CELL DIVISION | LG250S1C-G2 | 250 | 20 | 194 | 25 |  | Solar | FIXED | Roof
SRP15405 | LG ELECTRONICS SOLAR CELL DIVISION | LG250S1C-G2 | 250 | 29 | 110 | 25 |  | Solar | FIXED | Roof
SRP15407 | MATRIX SOLAR/PHOTOWATT | PW1000-100 | 255 | 26 | 180 | 30 |  | Solar | FIXED | Roof
SRP15408 | LG ELECTRONICS SOLAR CELL DIVISION | LG255S1C-G3 | 255 | 14 | 74 | 30 |  | Solar | FIXED | Roof
SRP15408 | LG ELECTRONICS SOLAR CELL DIVISION | LG255S1C-G3 | 255 | 11 | 254 | 30 |  | Solar | FIXED | Roof
SRP15409 | SOLARWORLD | SW185 MONO/T | 255 | 351 | 100 | 18 |  | Solar | FIXED | Roof
SRP15409 | SOLARWORLD | SW185MONO | 255 | 544 | 190 | 18 |  | Solar | FIXED | Roof
SRP15410 | SOLARWORLD | SW185MONO | 255 | 910 | 168 | 10 |  | Solar | FIXED | Roof
SRP15413 | LG ELECTRONICS SOLAR CELL DIVISION | LG255S1C-G2 | 255 | 650 | 152 | 10 |  | Solar | FIXED | Roof
SRP15416 | CANADIAN SOLAR | CS6P-245MX | 245 | 19 | 213 | 30 |  | Solar | FIXED | Roof
SRP15417 | CANADIAN SOLAR | CS6P-245MX | 245 | 29 | 134 | 21 |  | Solar | FIXED | Roof
SRP15419 | CANADIAN SOLAR | CS6P-245MX | 245 | 14 | 130 | 28 |  | Solar | FIXED | Roof
SRP15420 | CANADIAN SOLAR | CS6P-230 | 245 | 17 | 226 | 23 |  | Solar | FIXED | Roof
SRP15422 | TRINA SOLAR | TSM-245PA05.10 | 245 | 24 | 123 | 20 |  | Solar | FIXED | Roof
SRP15423 | CANADIAN SOLAR | CS6P-235PX | 235 | 30 | 266 | 27 |  | Solar | FIXED | Roof
SRP15425 | TRINA SOLAR | TSM-240PD05 | 240 | 30 | 110 | 34 |  | Solar | FIXED | Roof
SRP15426 | YINGLI ENERGY (CHINA) | YL240P-29B | 240 | 23 | 124 | 20 |  | Solar | FIXED | Roof
SRP15427 | TRINA SOLAR | TSM-245PA05 | 245 | 24 | 8 | 17 |  | Solar | FIXED | Roof
SRP15427 | TRINA SOLAR | TSM-245PA05 | 245 | 128 | 188 | 16 |  | Solar | FIXED | Roof
SRP15428 | TRINA SOLAR | TSM-240DA05 | 240 | 22 | 93 | 18 |  | Solar | FIXED | Roof
SRP15428 | TRINA SOLAR | TSM-240PD05 | 240 | 11 | 183 | 18 |  | Solar | FIXED | Roof
SRP15430 | TRINA SOLAR | TSM-245PA05.18 | 245 | 14 | 214 | 30 |  | Solar | FIXED | Roof
SRP15431 | TRINA SOLAR | TSM-240DA05 | 240 | 34 | 197 | 31 |  | Solar | FIXED | Roof
SRP15432 | MATRIX SOLAR/PHOTOWATT | PW1650-175 | 250 | 10 | 116 | 25 |  | Solar | FIXED | Roof
SRP15432 | MATRIX SOLAR/PHOTOWATT | PW1650-175 | 250 | 8 | 206 | 38 |  | Solar | FIXED | Roof
SRP15433 | TRINA SOLAR | TSM-240DA05 | 240 | 27 | 197 | 23 |  | Solar | FIXED | Roof
SRP15434 | TRINA SOLAR | TSM-240PA05 | 240 | 12 | 125 | 35 |  | Solar | FIXED | Roof
SRP15434 | TRINA SOLAR | TSM-240PA05 | 240 | 24 | 215 | 42 |  | Solar | FIXED | Roof
SRP15435 | SUNTECH POWER | STP210S-18/UB-1 | 250 | 40 | 180 | 30 |  | Solar | FIXED | Roof
SRP15436 | TRINA SOLAR | TSM-250PA05 | 250 | 20 | 162 | 20 |  | Solar | FIXED | Roof
SRP15436 | TRINA SOLAR | TSM-250PA05 | 250 | 12 | 252 | 20 |  | Solar | FIXED | Roof
SRP15438 | YINGLI ENERGY (CHINA) | YL235P-29B | 235 | 18 | 160 | 25 |  | Solar | FIXED | Roof
SRP15439 | LIGHT WAY GREEN NEW ENERGY | LW240(29)P1650X990 | 245 | 830 | 197 | 5 |  | Solar | FIXED | Roof
SRP15440 | CANADIAN SOLAR | CS5P-245M | 245 | 24 | 224 | 37 |  | Solar | FIXED | Roof
SRP15442 | CANADIAN SOLAR | CS6P-245MX | 245 | 22 | 264 | 28 |  | Solar | FIXED | Roof
SRP15443 | CANADIAN SOLAR | CS6P-235PX | 235 | 7 | 175 | 13 |  | Solar | FIXED | Roof
SRP15444 | CANADIAN SOLAR | CS6P-230 | 235 | 7 | 125 | 18 |  | Solar | FIXED | Roof
SRP15444 | CANADIAN SOLAR | CS6P-230 | 235 | 11 | 125 | 18 |  | Solar | FIXED | Roof
SRP15445 | LG ELECTRONICS SOLAR CELL DIVISION | LG250S1C-G2 | 250 | 12 | 156 | 25 |  | Solar | FIXED | Roof
SRP15445 | LG ELECTRONICS SOLAR CELL DIVISION | LG250S1C-G2 | 250 | 40 | 246 | 32 |  | Solar | FIXED | Roof
SRP15446 | CANADIAN SOLAR | CS6P-230 | 235 | 22 | 114 | 22 |  | Solar | FIXED | Roof
SRP15447 | REC SOLAR | REC245PE (BLK) | 245 | 10 | 74 | 45 |  | Solar | FIXED | Roof
SRP15447 | REC SOLAR | REC245PE (BLK) | 245 | 10 | 254 | 45 |  | Solar | FIXED | Roof
SRP15448 | ET SOLAR INDUSTRY | ET-P660245BB | 245 | 12 | 107 | 19 |  | Solar | FIXED | Roof
SRP15449 | ET SOLAR INDUSTRY | ET-A-M660245B | 245 | 25 | 140 | 24 |  | Solar | FIXED | Roof
SRP15450 | ET SOLAR INDUSTRY | ET-P660245BB | 245 | 15 | 107 | 30 |  | Solar | FIXED | Roof
SRP15451 | HANWHA SOLARONE HONG KONG | HSL60P-PA-0-250K | 250 | 20 | 260 | 35 |  | Solar | FIXED | Roof
SRP15452 | ET SOLAR INDUSTRY | ET-P654180 | 245 | 12 | 156 | 23 |  | Solar | FIXED | Roof
SRP15453 | ISOFOTON | I-100/12 | 250 | 24 | 230 | 30 |  | Solar | FIXED | Roof
SRP15454 | SUNTECH POWER | STP205-18/UD | 205 | 30 | 180 | 23 |  | Solar | FIXED | Roof
SRP15455 | KYOCERA SOLAR | KD210GX-LP | 245 | 21 | 150 | 25 |  | Solar | FIXED | Roof
SRP15455 | KYOCERA SOLAR | KD210GX-LP | 245 | 6 | 217 | 36 |  | Solar | FIXED | Roof
SRP15457 | TRINA SOLAR | TSM-240PA05 | 240 | 26 | 141.1 | 20 |  | Solar | FIXED | Roof
SRP15457 | TRINA SOLAR | TSM-240PA05 | 240 | 9 | 231.1 | 20 |  | Solar | FIXED | Roof
SRP15458 | CANADIAN SOLAR | CS6P-235PX | 235 | 15 | 189 | 30 |  | Solar | FIXED | Roof
SRP15459 | SUNTECH POWER | STP205-18/UD | 205 | 48 | 220 | 23 |  | Solar | FIXED | Roof
SRP15460 | CANADIAN SOLAR | CS6P-235PX | 235 | 15 | 190 | 22 |  | Solar | FIXED | Roof
SRP15461 | CANADIAN SOLAR | CS4C-100 | 235 | 10 | 94 | 21 |  | Solar | FIXED | Roof
SRP15461 | CANADIAN SOLAR | CS4C-100 | 235 | 11 | 94 | 21 |  | Solar | FIXED | Roof
SRP15461 | CANADIAN SOLAR | CS4C-100 | 235 | 19 | 274 | 21 |  | Solar | FIXED | Roof
SRP15464 | CANADIAN SOLAR | CS6P-245MX | 245 | 16 | 214 | 43 |  | Solar | FIXED | Roof
SRP15465 | CANADIAN SOLAR | CS6P-245MX | 245 | 8 | 145 | 21 |  | Solar | FIXED | Roof
SRP15465 | CANADIAN SOLAR | CS6P-245MX | 245 | 3 | 235 | 21 |  | Solar | FIXED | Roof
SRP15468 | SUNPOWER | T5-SPR-327 | 327 | 30 | 131 | 30 |  | Solar | FIXED | Roof
SRP15471 | TRINA SOLAR | TSM-235PA05 | 235 | 6 | 165 | 20 |  | Solar | FIXED | Roof
SRP15471 | TRINA SOLAR | TSM-235PA05 | 235 | 20 | 165 | 20 |  | Solar | FIXED | Roof
SRP15472 | CANADIAN SOLAR | CS6P-230 | 235 | 14 | 168 | 18 |  | Solar | FIXED | Roof
SRP15472 | CANADIAN SOLAR | CS6P-230 | 235 | 9 | 258 | 18 |  | Solar | FIXED | Roof
SRP15473 | CANADIAN SOLAR | CS6P-235PX | 235 | 15 | 204 | 40 |  | Solar | FIXED | Roof
SRP15474 | CANADIAN SOLAR | CS6P-245MX | 245 | 19 | 160 | 28 |  | Solar | FIXED | Roof
SRP15474 | CANADIAN SOLAR | CS6P-245MX | 245 | 2 | 160 | 29 |  | Solar | FIXED | Roof
SRP15476 | CANADIAN SOLAR | CS6P-245MX | 245 | 8 | 170 | 24 |  | Solar | FIXED | Roof
SRP15476 | CANADIAN SOLAR | CS6P-245MX | 245 | 16 | 260 | 24 |  | Solar | FIXED | Roof
SRP15477 | TRINA SOLAR | TSM-240PA05 | 240 | 17 | 104 | 22 |  | Solar | FIXED | Roof
SRP15478 | CHANGZHOU TRINA SOLAR ENERGY CO | TSM-185D | 250 | 33 | 161 | 32 |  | Solar | FIXED | Roof
SRP15479 | SUNPOWER | T5-SPR-327 | 327 | 14 | 54 | 18 |  | Solar | FIXED | Roof
SRP15479 | SUNPOWER | T5-SPR-327 | 327 | 14 | 234 | 18 |  | Solar | FIXED | Roof
SRP15480 | CHANGZHOU TRINA SOLAR ENERGY CO | TSM-185D | 240 | 24 | 180 | 23 |  | Solar | FIXED | Roof
SRP15481 | TRINA SOLAR | TSM-250PA05 | 250 | 22 | 220 | 22 |  | Solar | FIXED | Roof
SRP15481 | TRINA SOLAR | TSM-250PA05A | 250 | 5 | 220 | 22 |  | Solar | FIXED | Roof
SRP15482 | CANADIAN SOLAR | CS6P-245MX | 245 | 19 | 178 | 30 |  | Solar | FIXED | Roof
SRP15483 | CANADIAN SOLAR | CS6P-230 | 235 | 10 | 127 | 25 |  | Solar | FIXED | Roof
SRP15484 | CANADIAN SOLAR | CS6P-245MX | 245 | 16 | 200 | 39 |  | Solar | FIXED | Roof
SRP15485 | TRINA SOLAR | TSM-250PD05 | 250 | 13 | 127 | 13 |  | Solar | FIXED | Roof
SRP15485 | TRINA SOLAR | TSM-250PA05A | 250 | 13 | 307 | 14 |  | Solar | FIXED | Roof
SRP15486 | SUNPOWER | SPR-327NE-WHT-D | 327 | 21 | 193 | 27 |  | Solar | FIXED | Roof
SRP15487 | TRINA SOLAR | TSM-250PA05.10 | 250 | 11 | 158 | 36 |  | Solar | FIXED | Roof
SRP15490 | SOLARWORLD | SW185MONO | 255 | 1807 | 142 | 20 |  | Solar | FIXED | Ground
SRP15492 | TRINA SOLAR | TSM-250PA05 | 250 | 24 | 170 | 40 |  | Solar | FIXED | Roof
SRP15495 | YINGLI ENERGY (CHINA) | YL245P-29B | 245 | 30 | 160 | 37 |  | Solar | FIXED | Roof
SRP15496 | TRINA SOLAR | TSM-250PA05 | 250 | 20 | 220 | 38 |  | Solar | FIXED | Roof
SRP15497 | TRINA SOLAR | TSM-250PA05 | 250 | 14 | 93 | 10 |  | Solar | FIXED | Roof
SRP15497 | TRINA SOLAR | TSM-250PA05A | 250 | 6 | 93 | 10 |  | Solar | FIXED | Roof
SRP15498 | TRINA SOLAR | TSM-250PA05 | 250 | 9 | 162 | 33 |  | Solar | FIXED | Roof
SRP15498 | TRINA SOLAR | TSM-250PA05 | 250 | 26 | 251 | 34 |  | Solar | FIXED | Roof
SRP15500 | TRINA SOLAR | TSM-250PA05A | 250 | 22 | 233 | 28 |  | Solar | FIXED | Roof
SRP15502 | LG ELECTRONICS SOLAR CELL DIVISION | LG255S1C-G2 | 255 | 10 | 180 | 19 |  | Solar | FIXED | Roof
SRP15502 | LG ELECTRONICS SOLAR CELL DIVISION | LG255S1C-G2 | 255 | 15 | 180 | 19 |  | Solar | FIXED | Roof
SRP15503 | CANADIAN SOLAR | CS6P-245MX | 245 | 16 | 129 | 23 |  | Solar | FIXED | Roof
SRP15503 | CANADIAN SOLAR | CS4C-100 | 245 | 15 | 129 | 24 |  | Solar | FIXED | Roof
SRP15505 | SUNPOWER | SPR-327NE-WHT-D | 327 | 24 | 180 | 31 |  | Solar | FIXED | Roof
SRP15508 | YINGLI ENERGY (CHINA) | YL240P-29B | 240 | 13 | 112 | 30 |  | Solar | FIXED | Roof
SRP15508 | YINGLI ENERGY (CHINA) | YL240P-29B | 240 | 39 | 202 | 30 |  | Solar | FIXED | Roof
SRP15508 | YINGLI ENERGY (CHINA) | YL240P-29B | 240 | 130 | 202 | 30 |  | Solar | FIXED | Roof
SRP15510 | YINGLI ENERGY (CHINA) | YL240P-29B | 240 | 12 | 132 | 20 |  | Solar | FIXED | Roof
SRP15510 | YINGLI ENERGY (CHINA) | YL240P-29B | 240 | 13 | 132 | 20 |  | Solar | FIXED | Roof
SRP15511 | SUNPOWER | SPR-327NE-WHT-D | 327 | 64 | 180 | 35 |  | Solar | FIXED | Ground
SRP15512 | SOLARWORLD | SW185MONO | 255 | 1027 | 194 | 5 |  | Solar | FIXED | Roof
SRP15512 | SOLARWORLD | SW185MONO | 255 | 50 | 194 | 13 |  | Solar | FIXED | Roof
SRP15513 | TRINA SOLAR | TSM-240PD05.10 | 240 | 48 | 215 | 32 |  | Solar | FIXED | Roof
SRP15516 | TRINA SOLAR | TSM-240PA05.10 | 240 | 9 | 110 | 25 |  | Solar | FIXED | Roof
SRP15516 | TRINA SOLAR | TSM-240PA05.10 | 240 | 19 | 200 | 25 |  | Solar | FIXED | Roof
SRP15516 | TRINA SOLAR | TSM-240PA05.10 | 240 | 5 | 200 | 32 |  | Solar | FIXED | Roof
SRP15518 | CANADIAN SOLAR | CS6P-245MX | 245 | 4 | 130 | 18 |  | Solar | FIXED | Roof
SRP15518 | CANADIAN SOLAR | CS6P-245MX | 245 | 4 | 130 | 19 |  | Solar | FIXED | Roof
SRP15518 | CANADIAN SOLAR | CS6P-245MX | 245 | 13 | 130 | 19 |  | Solar | FIXED | Roof
SRP15518 | CANADIAN SOLAR | CS6P-245MX | 245 | 6 | 220 | 19 |  | Solar | FIXED | Roof
SRP15519 | CANADIAN SOLAR | CS6P-245MX | 245 | 26 | 264 | 24 |  | Solar | FIXED | Roof
SRP15520 | CANADIAN SOLAR | CS5P-235P | 235 | 14 | 223 | 34 |  | Solar | FIXED | Roof
SRP15522 | TRINA SOLAR | TSM-245PA05 | 245 | 25 | 245 | 18 |  | Solar | FIXED | Roof
SRP15523 | TRINA SOLAR | TSM-240PA05 | 240 | 25 | 36 | 30 |  | Solar | FIXED | Roof
SRP15523 | TRINA SOLAR | TSM-240PA05 | 240 | 24 | 216 | 30 |  | Solar | FIXED | Roof
SRP15524 | TRINA SOLAR | TSM-240PD05 | 240 | 14 | 116 | 22 |  | Solar | FIXED | Roof
SRP15525 | TRINA SOLAR | TSM-240PA05 | 240 | 16 | 166 | 35 |  | Solar | FIXED | Roof
SRP15526 | TRINA SOLAR | TSM-240DA05 | 240 | 33 | 153 | 23 |  | Solar | FIXED | Roof
SRP15527 | TRINA SOLAR | TSM-240PA05 | 240 | 28 | 76 | 33 |  | Solar | FIXED | Roof
SRP15527 | TRINA SOLAR | TSM-240PA05 | 240 | 13 | 166 | 26 |  | Solar | FIXED | Roof
SRP15527 | TRINA SOLAR | TSM-240PA05 | 240 | 4 | 166 | 40 |  | Solar | FIXED | Roof
SRP15527 | TRINA SOLAR | TSM-240PA05 | 240 | 7 | 166 | 40 |  | Solar | FIXED | Roof
SRP15528 | TRINA SOLAR | TSM-240PA05 | 240 | 14 | 125 | 40 |  | Solar | FIXED | Roof
SRP15528 | TRINA SOLAR | TSM-240PA05 | 240 | 13 | 215 | 40 |  | Solar | FIXED | Roof
SRP15530 | SUNPOWER | T5-SPR-327 | 327 | 24 | 106 | 20 |  | Solar | FIXED | Roof
SRP15530 | SUNPOWER | T5-SPR-327 | 327 | 10 | 288 | 20 |  | Solar | FIXED | Roof
SRP15537 | LG ELECTRONICS SOLAR CELL DIVISION | LG260S1C-G2 | 260 | 20 | 168 | 40 |  | Solar | FIXED | Roof
SRP15537 | LG ELECTRONICS SOLAR CELL DIVISION | LG260S1C-G2 | 260 | 32 | 258 | 30 |  | Solar | FIXED | Roof
SRP15543 | SUNPOWER | SPR-327NE-WHT-D | 327 | 10 | 205 | 17 |  | Solar | FIXED | Roof
SRP15544 | CANADIAN SOLAR | CS4C-100 | 235 | 2 | 132 | 23 |  | Solar | FIXED | Roof
SRP15544 | CANADIAN SOLAR | CS4C-100 | 235 | 14 | 222 | 26 |  | Solar | FIXED | Roof
SRP15545 | CANADIAN SOLAR | CS6P-245MX | 245 | 4 | 161 | 16 |  | Solar | FIXED | Roof
SRP15545 | CANADIAN SOLAR | CS6P-245MX | 245 | 23 | 161 | 22 |  | Solar | FIXED | Roof
SRP15546 | CANADIAN SOLAR | CS6P-245MX | 245 | 26 | 224 | 33 |  | Solar | FIXED | Roof
SRP15547 | CANADIAN SOLAR | CS6P-235PX | 235 | 3 | 128 | 24 |  | Solar | FIXED | Roof
SRP15547 | CANADIAN SOLAR | CS6P-235PX | 235 | 19 | 218 | 27 |  | Solar | FIXED | Roof
SRP15548 | YINGLI ENERGY (CHINA) | YL235P-29B | 235 | 22 | 185 | 21 |  | Solar | FIXED | Roof
SRP15549 | YINGLI ENERGY (CHINA) | YL235P-29B | 235 | 15 | 112 | 28 |  | Solar | FIXED | Roof
SRP15549 | YINGLI ENERGY (CHINA) | YL235P-29B | 235 | 10 | 340 | 29 |  | Solar | FIXED | Roof
SRP15550 | MATRIX SOLAR/PHOTOWATT | PW1650-175 | 250 | 52 | 220.4 | 32 |  | Solar | FIXED | Roof
SRP15551 | TRINA SOLAR | TSM-250PD05 | 250 | 30 | 138 | 20 |  | Solar | FIXED | Roof
SRP15552 | TRINA SOLAR | TSM-250PD05 | 250 | 11 | 220 | 29 |  | Solar | FIXED | Roof
SRP15553 | TRINA SOLAR | TSM-250PA05A | 250 | 20 | 141 | 40 |  | Solar | FIXED | Roof
SRP15554 | TRINA SOLAR | TSM-240PA05 | 240 | 26 | 160 | 17 |  | Solar | FIXED | Roof
SRP15555 | REC SCANMODULE | SCM230 | 240 | 40 | 147 | 34 |  | Solar | FIXED | Roof
SRP15556 | CHANGZHOU TRINA SOLAR ENERGY CO | TSM-160D | 240 | 20 | 195 | 25 |  | Solar | FIXED | Roof
SRP15557 | TRINA SOLAR | TSM-250PA05 | 250 | 26 | 271 | 30 |  | Solar | FIXED | Roof
SRP15558 | YINGLI ENERGY (CHINA) | YL245P-32B | 245 | 20 | 175 | 34 |  | Solar | FIXED | Roof
SRP15560 | YINGLI ENERGY (CHINA) | YL245P-29B | 245 | 37 | 200 | 11 |  | Solar | FIXED | Roof
SRP15561 | BAODING YINGLI NEW ENERGY RESOURCES CO | YL175(156) | 245 | 22 | 170 | 20 |  | Solar | FIXED | Roof
SRP15562 | TRINA SOLAR | TSM-250PA05 | 250 | 22 | 230 | 30 |  | Solar | FIXED | Roof
SRP15564 | TRINA SOLAR | TSM-250PA05 | 250 | 12 | 190 | 20 |  | Solar | FIXED | Roof
SRP15565 | TRINA SOLAR | TSM-250PA05 | 250 | 14 | 150 | 21 |  | Solar | FIXED | Roof
SRP15565 | TRINA SOLAR | TSM-250PD05 | 250 | 22 | 150 | 21 |  | Solar | FIXED | Roof
SRP15567 | TRINA SOLAR | TSM-240PA05 | 240 | 22 | 180 | 22 |  | Solar | FIXED | Roof
SRP15568 | TRINA SOLAR | TSM-250PA05A | 250 | 14 | 201 | 23 |  | Solar | FIXED | Roof
SRP15570 | TRINA SOLAR | TSM-240PA05 | 240 | 18 | 167 | 26 |  | Solar | FIXED | Roof
SRP15571 | YINGLI ENERGY (CHINA) | YL240P-29B | 240 | 19 | 172 | 26 |  | Solar | FIXED | Roof
SRP15571 | YINGLI ENERGY (CHINA) | YL240P-29B | 240 | 6 | 262 | 40 |  | Solar | FIXED | Roof
SRP15572 | YINGLI ENERGY (CHINA) | YL240P-29B | 240 | 32 | 121 | 33 |  | Solar | FIXED | Roof
SRP15572 | YINGLI ENERGY (CHINA) | YL240P-29B | 240 | 22 | 301 | 33 |  | Solar | FIXED | Roof
SRP15573 | KYOCERA SOLAR | KD220GX-LFBS | 220 | 10 | 128 | 20 |  | Solar | FIXED | Roof
SRP15573 | KYOCERA SOLAR | KD220GX-LFBS | 220 | 35 | 128 | 25 |  | Solar | FIXED | Roof
SRP15574 | TRINA SOLAR | TSM-250PA05 | 250 | 30 | 149 | 41 |  | Solar | FIXED | Roof
SRP15575 | TRINA SOLAR | TSM-250PA05 | 250 | 24 | 170 | 21 |  | Solar | FIXED | Roof
SRP15576 | TRINA SOLAR | TSM-250PA05 | 250 | 20 | 140 | 14 |  | Solar | FIXED | Roof
SRP15576 | TRINA SOLAR | TSM-250PA05A | 250 | 20 | 230 | 15 |  | Solar | FIXED | Roof
SRP15577 | YINGLI ENERGY (CHINA) | YL245P-29B | 245 | 7 | 120 | 20 |  | Solar | FIXED | Roof
SRP15577 | YINGLI ENERGY (CHINA) | YL245P-29B | 245 | 17 | 210 | 20 |  | Solar | FIXED | Roof
SRP15578 | REC SOLAR | REC250PE | 250 | 6 | 220 | 15 |  | Solar | FIXED | Roof
SRP15578 | REC SOLAR | REC250PE | 250 | 8 | 220 | 20 |  | Solar | FIXED | Roof
SRP15578 | REC SOLAR | REC250PE | 250 | 31 | 220 | 30 |  | Solar | FIXED | Roof
SRP15579 | TRINA SOLAR | TSM-250PA05A | 250 | 23 | 235 | 19 |  | Solar | FIXED | Roof
SRP15580 | TRINA SOLAR | TSM-250PD05 | 250 | 11 | 121 | 21 |  | Solar | FIXED | Roof
SRP15581 | REC SOLAR | REC245PE-US (BLK) | 245 | 20 | 219 | 32 |  | Solar | FIXED | Roof
SRP15582 | CANADIAN SOLAR | CS6P-240M | 240 | 26 | 162 | 20 |  | Solar | FIXED | Roof
SRP15583 | TRINA SOLAR | TSM-250PA05 | 250 | 24 | 189 | 22 |  | Solar | FIXED | Roof
SRP15584 | SUNTECH POWER | STP210S-18/UB-1 | 250 | 34 | 175 | 37 |  | Solar | FIXED | Roof
SRP15584 | SUNTECH POWER | STP210S-18/UB-1 | 250 | 16 | 265 | 37 |  | Solar | FIXED | Roof
SRP15585 | TRINA SOLAR | TSM-250PA05 | 250 | 24 | 252 | 32 |  | Solar | FIXED | Roof
SRP15586 | TRINA SOLAR | TSM-240PD05 | 240 | 37 | 261 | 33 |  | Solar | FIXED | Roof
SRP15588 | TRINA SOLAR | TSM-250PA05 | 250 | 7 | 143 | 25 |  | Solar | FIXED | Roof
SRP15588 | TRINA SOLAR | TSM-250PA05A | 250 | 33 | 233 | 40 |  | Solar | FIXED | Roof
SRP15589 | CHANGZHOU TRINA SOLAR ENERGY CO | TSM-160D | 240 | 18 | 147 | 24 |  | Solar | FIXED | Roof
SRP15589 | CHANGZHOU TRINA SOLAR ENERGY CO | TSM-160D | 240 | 18 | 237 | 30 |  | Solar | FIXED | Roof
SRP15590 | TRINA SOLAR | TSM-250PA05.08 | 250 | 20 | 95 | 26 |  | Solar | FIXED | Roof
SRP15590 | TRINA SOLAR | TSM-250PA05A.08 | 250 | 11 | 275 | 26 |  | Solar | FIXED | Roof
SRP15591 | TRINA SOLAR | TSM-250PA05.08 | 250 | 48 | 210 | 18 |  | Solar | FIXED | Roof
SRP15592 | CHANGZHOU TRINA SOLAR ENERGY CO | TSM-160D | 245 | 13 | 125 | 36 |  | Solar | FIXED | Roof
SRP15592 | CHANGZHOU TRINA SOLAR ENERGY CO | TSM-160D | 245 | 12 | 215 | 33 |  | Solar | FIXED | Roof
SRP15593 | LG ELECTRONICS SOLAR CELL DIVISION | LG255S1C-G3 | 255 | 24 | 203 | 18 |  | Solar | FIXED | Roof
SRP15594 | TRINA SOLAR | TSM-240PD05 | 240 | 55 | 130 | 22 |  | Solar | FIXED | Roof
SRP15595 | TRINA SOLAR | TSM-240PD05 | 240 | 21 | 128 | 30 |  | Solar | FIXED | Roof
SRP15596 | TRINA SOLAR | TSM-240PA05.10 | 240 | 26 | 142 | 21 |  | Solar | FIXED | Roof
SRP15597 | TRINA SOLAR | TSM-240DA05 | 240 | 21 | 156 | 32 |  | Solar | FIXED | Roof
SRP15598 | TRINA SOLAR | TSM-245PA05.10 | 245 | 4 | 144 | 22 |  | Solar | FIXED | Roof
SRP15598 | TRINA SOLAR | TSM-245PA05.10 | 245 | 55 | 234 | 35 |  | Solar | FIXED | Roof
SRP15599 | TRINA SOLAR | TSM-245PA05.10 | 245 | 30 | 188 | 17 |  | Solar | FIXED | Roof
SRP15601 | SOLARWORLD | SW255 MONO | 255 | 17 | 179 | 22 |  | Solar | FIXED | Roof
SRP15602 | SOLARWORLD | SW255 MONO | 255 | 10 | 131 | 14 |  | Solar | FIXED | Roof
SRP15602 | SOLARWORLD | SW255 MONO | 255 | 10 | 311 | 18 |  | Solar | FIXED | Roof
SRP15603 | SUNTECH POWER | STP210S-18/UB-1 | 250 | 10 | 93 | 32 |  | Solar | FIXED | Roof
SRP15603 | SUNTECH POWER | STP21018 | 250 | 30 | 273 | 32 |  | Solar | FIXED | Roof
SRP15604 | TRINA SOLAR | TSM-250PA05.08 | 250 | 29 | 233.9 | 20 |  | Solar | FIXED | Roof
SRP15605 | TRINA SOLAR | TSM-240PA05 | 240 | 28 | 160 | 20 |  | Solar | FIXED | Roof
SRP15605 | TRINA SOLAR | TSM-240PA05 | 240 | 12 | 340 | 20 |  | Solar | FIXED | Roof
SRP15606 | SUNTECH POWER | STP250-20/WDE | 250 | 18 | 202 | 35 |  | Solar | FIXED | Roof
SRP15610 | TRINA SOLAR | TSM-245PA05 | 245 | 25 | 197 | 27 |  | Solar | FIXED | Roof
SRP15611 | TRINA SOLAR | TSM-240PD05 | 240 | 16 | 126 | 37 |  | Solar | FIXED | Roof
SRP15611 | TRINA SOLAR | TSM-240DA05 | 240 | 7 | 216 | 37 |  | Solar | FIXED | Roof
SRP15611 | TRINA SOLAR | TSM-240PA05.05 | 240 | 13 | 306 | 37 |  | Solar | FIXED | Roof
SRP15612 | TRINA SOLAR | TSM-245PD05 | 245 | 38 | 117 | 34 |  | Solar | FIXED | Roof
SRP15613 | TRINA SOLAR | TSM-245PA05.18 | 245 | 26 | 96 | 37 |  | Solar | FIXED | Roof
SRP15614 | TRINA SOLAR | TSM-245PA05 | 245 | 30 | 224 | 34 |  | Solar | FIXED | Roof
SRP15615 | TRINA SOLAR | TSM-240PA05 | 240 | 28 | 212 | 21 |  | Solar | FIXED | Roof
SRP15616 | TRINA SOLAR | TSM-245PA05 | 245 | 20 | 125 | 40 |  | Solar | FIXED | Roof
SRP15617 | TRINA SOLAR | TSM-245PA05.10 | 245 | 12 | 107 | 25 |  | Solar | FIXED | Roof
SRP15617 | TRINA SOLAR | TSM-245PA05 | 245 | 24 | 197 | 25 |  | Solar | FIXED | Roof
SRP15618 | TRINA SOLAR | TSM-245PD05 | 245 | 26 | 211 | 30 |  | Solar | FIXED | Roof
SRP15619 | TRINA SOLAR | TSM-245PD05 | 245 | 15 | 148 | 34 |  | Solar | FIXED | Roof
SRP15620 | TRINA SOLAR | TSM-240PD05 | 240 | 42 | 167 | 22 |  | Solar | FIXED | Roof
SRP15621 | TRINA SOLAR | TSM-245PA05.10 | 245 | 96 | 180 | 22 |  | Solar | FIXED | Ground
SRP15622 | TRINA SOLAR | TSM-240PD05.10 | 240 | 14 | 120 | 20 |  | Solar | FIXED | Roof
SRP15622 | TRINA SOLAR | TSM-240PA05.10 | 240 | 10 | 210 | 20 |  | Solar | FIXED | Roof
SRP15623 | TRINA SOLAR | TSM-240DA05 | 240 | 18 | 181 | 24 |  | Solar | FIXED | Roof
SRP15623 | TRINA SOLAR | TSM-240DA05 | 240 | 22 | 181 | 24 |  | Solar | FIXED | Roof
SRP15624 | TRINA SOLAR | TSM-245PA05.10 | 245 | 17 | 180 | 22 |  | Solar | FIXED | Roof
SRP15625 | TRINA SOLAR | TSM-245PA05.05 | 245 | 34 | 148 | 27 |  | Solar | FIXED | Roof
SRP15626 | CENTROSOLAR AMERICA | BP6235BB | 235 | 42 | 162 | 27 |  | Solar | FIXED | Roof
SRP15626 | CENTROSOLAR AMERICA | E240B | 240 | 78 | 162 | 27 |  | Solar | FIXED | Roof
SRP15626 | CENTROSOLAR AMERICA | E240B | 240 | 95 | 198 | 34 |  | Solar | FIXED | Roof
SRP15627 | REC SOLAR | REC245PE | 245 | 96 | 190 | 35 |  | Solar | FIXED | Ground
SRP15628 | SUNPOWER | SPR-327NE-WHT-D | 327 | 12 | 137 | 37 |  | Solar | FIXED | Roof
SRP15629 | SUNPOWER | SPR-327NE-WHT-D | 327 | 8 | 140 | 20 |  | Solar | 1AXIS | Roof
SRP15629 | SUNPOWER | SPR-327NE-WHT-D | 327 | 8 | 230 | 20 |  | Solar | 1AXIS | Roof
SRP15630 | CHANGZHOU TRINA SOLAR ENERGY CO | TSM-185D | 240 | 34 | 230 | 22 |  | Solar | FIXED | Roof
SRP15631 | TRINA SOLAR | TSM-240PA05.10 | 240 | 34 | 155 | 20 |  | Solar | FIXED | Roof
SRP15631 | TRINA SOLAR | TSM-240PA05.10 | 240 | 5 | 155 | 28 |  | Solar | FIXED | Roof
SRP15632 | YINGLI ENERGY (CHINA) | YL240P-29B | 240 | 165 | 202 | 5 |  | Solar | FIXED | Roof
SRP15633 | SUNPOWER | SPR-327NE-WHT-D | 327 | 18 | 247 | 30 |  | Solar | FIXED | Roof
SRP15634 | CANADIAN SOLAR | CS6P-235PX | 235 | 11 | 74 | 11 |  | Solar | FIXED | Roof
SRP15634 | CANADIAN SOLAR | CS6P-235PX | 235 | 11 | 251 | 11 |  | Solar | FIXED | Roof
SRP15636 | CANADIAN SOLAR | CS6P-230 | 235 | 22 | 225 | 25 |  | Solar | FIXED | Roof
SRP15637 | SUNPOWER | SPR-327NE-WHT-D | 327 | 24 | 194 | 27 |  | Solar | FIXED | Roof
SRP15638 | CANADIAN SOLAR | CS6P-230 | 235 | 9 | 130 | 26 |  | Solar | FIXED | Roof
SRP15638 | CANADIAN SOLAR | CS6P-230 | 235 | 10 | 220 | 24 |  | Solar | FIXED | Roof
SRP15638 | CANADIAN SOLAR | CS6P-230 | 235 | 3 | 220 | 26 |  | Solar | FIXED | Roof
SRP15641 | CANADIAN SOLAR | CS6P-245MX | 245 | 24 | 72 | 21 |  | Solar | FIXED | Roof
SRP15641 | CANADIAN SOLAR | CS6P-245MX | 245 | 16 | 249 | 20 |  | Solar | FIXED | Roof
SRP15644 | CANADIAN SOLAR | CS6P-245MX | 245 | 17 | 132 | 17 |  | Solar | FIXED | Roof
SRP15648 | CANADIAN SOLAR | CS6P-230 | 245 | 22 | 110 | 28 |  | Solar | FIXED | Roof
SRP15648 | CANADIAN SOLAR | CS6P-230 | 245 | 11 | 200 | 28 |  | Solar | FIXED | Roof
SRP15649 | TRINA SOLAR | TSM-240PA05 | 240 | 3 | 115.5 | 31 |  | Solar | FIXED | Roof
SRP15649 | TRINA SOLAR | TSM-240PA05 | 240 | 30 | 203 | 31 |  | Solar | FIXED | Roof
SRP15650 | TRINA SOLAR | TSM-245PA05.10 | 245 | 29 | 182 | 24 |  | Solar | FIXED | Roof
SRP15651 | TRINA SOLAR | TSM-240PA05.10 | 240 | 12 | 188.6 | 20 |  | Solar | FIXED | Roof
SRP15651 | TRINA SOLAR | TSM-240PD05.10 | 240 | 24 | 188.6 | 32 |  | Solar | FIXED | Roof
SRP15652 | TRINA SOLAR | TSM-240PA05.10 | 240 | 21 | 159 | 19 |  | Solar | FIXED | Roof
SRP15652 | TRINA SOLAR | TSM-240PA05.10 | 240 | 7 | 249 | 19 |  | Solar | FIXED | Roof
SRP15653 | CANADIAN SOLAR | CS6P-245MX | 245 | 37 | 125 | 24 |  | Solar | FIXED | Roof
SRP15654 | TRINA SOLAR | TSM-240PA05.10 | 240 | 36 | 228.2 | 24 |  | Solar | FIXED | Roof
SRP15655 | TRINA SOLAR | TSM-240DA05 | 240 | 8 | 132 | 45 |  | Solar | FIXED | Roof
SRP15655 | TRINA SOLAR | TSM-240DA05 | 240 | 20 | 222 | 29 |  | Solar | FIXED | Roof
SRP15655 | TRINA SOLAR | TSM-240DA05 | 240 | 20 | 222 | 29 |  | Solar | FIXED | Roof
SRP15656 | SUNTECH POWER | STP210S-18/UB-1 | 255 | 20 | 207 | 25 |  | Solar | FIXED | Roof
SRP15657 | TRINA SOLAR | TSM-250PA05A | 250 | 24 | 231 | 22 |  | Solar | FIXED | Roof
SRP15658 | HANWHA SOLARONE (QIDONG) | HSL60P6-PA-0-235T | 235 | 299 | 180 | 12 |  | Solar | FIXED | Roof
SRP15659 | TRINA SOLAR | TSM-235PD05 | 235 | 192 | 152 | 5 |  | Solar | FIXED | Roof
SRP15660 | KYOCERA SOLAR | KD215GX-LPU | 215 | 30 | 114 | 25 |  | Solar | FIXED | Roof
SRP15660 | KYOCERA SOLAR | KD215GX-LPU | 215 | 30 | 231 | 24 |  | Solar | FIXED | Roof
SRP15662 | TRINA SOLAR | TSM-250PA05A | 250 | 14 | 192 | 32 |  | Solar | FIXED | Roof
SRP15663 | KYOCERA SOLAR | KD210GX-LP | 215 | 43 | 220 | 38 |  | Solar | FIXED | Roof
SRP15664 | CANADIAN SOLAR | CS6P-245M | 245 | 40 | 208 | 20 |  | Solar | FIXED | Roof
SRP15665 | YINGLI ENERGY (CHINA) | YL235P-29B | 235 | 14 | 201 | 30 |  | Solar | FIXED | Roof
SRP15668 | TRINA SOLAR | TSM-250PA05A | 250 | 13 | 84 | 20 |  | Solar | FIXED | Roof
SRP15668 | TRINA SOLAR | TSM-250PA05A | 250 | 13 | 264 | 20 |  | Solar | FIXED | Roof
SRP15669 | TRINA SOLAR | TSM-250PA05A | 250 | 30 | 157 | 32 |  | Solar | FIXED | Roof
SRP15670 | TRINA SOLAR | TSM-250PD05 | 250 | 13 | 248 | 23 |  | Solar | FIXED | Roof
SRP15671 | KYOCERA SOLAR | KD215GX-LPU | 215 | 28 | 170 | 30 |  | Solar | FIXED | Roof
SRP15672 | TRINA SOLAR | TSM-250PA05A | 250 | 14 | 199 | 18 |  | Solar | FIXED | Roof
SRP15673 | TRINA SOLAR | TSM-240PA05.10 | 240 | 28 | 220 | 20 |  | Solar | FIXED | Roof
SRP15674 | TRINA SOLAR | TSM-240PA05.10 | 240 | 11 | 220 | 20 |  | Solar | FIXED | Roof
SRP15675 | TRINA SOLAR | TSM-245PA05.10 | 240 | 27 | 127 | 14 |  | Solar | FIXED | Roof
SRP15676 | TRINA SOLAR | TSM-250PA05A | 250 | 20 | 244 | 34 |  | Solar | FIXED | Roof
SRP15677 | CHANGZHOU TRINA SOLAR ENERGY CO | TSM-185D | 240 | 39 | 220 | 26 |  | Solar | FIXED | Roof
SRP15678 | TRINA SOLAR | TSM-240PA05 | 240 | 31 | 200 | 20 |  | Solar | FIXED | Roof
SRP15679 | CHANGZHOU TRINA SOLAR ENERGY CO | TSM-185D | 240 | 16 | 157 | 31 |  | Solar | FIXED | Roof
SRP15680 | TRINA SOLAR | TSM-240PA05 | 240 | 48 | 122 | 30 |  | Solar | FIXED | Roof
SRP15681 | TRINA SOLAR | TSM-240PA05.05 | 240 | 22 | 93 | 23 |  | Solar | FIXED | Roof
SRP15682 | TRINA SOLAR | TSM-250PA05 | 250 | 48 | 117 | 32 |  | Solar | FIXED | Roof
SRP15683 | TRINA SOLAR | TSM-250PA05A | 250 | 11 | 250 | 9 |  | Solar | FIXED | Roof
SRP15685 | SUNTECH POWER | STP210S-18/UB-1 | 250 | 52 | 150 | 1 |  | Solar | FIXED | Roof
SRP15685 | SUNTECH POWER | STP210S-18/UB-1 | 250 | 78 | 150 | 9 |  | Solar | FIXED | Roof
SRP15685 | SUNTECH POWER | STP210S-18/UB-1 | 250 | 191 | 150 | 18 |  | Solar | FIXED | Roof
SRP15686 | TRINA SOLAR | TSM-245PD05 | 245 | 14 | 123 | 23 |  | Solar | FIXED | Roof
SRP15686 | TRINA SOLAR | TSM-245PA05 | 245 | 33 | 212 | 23 |  | Solar | FIXED | Roof
SRP15688 | MATRIX SOLAR/PHOTOWATT | PW1650-175 | 250 | 26 | 207.2 | 30 |  | Solar | FIXED | Roof
SRP15689 | SUNTECH POWER | STP150-24/AB-1 | 250 | 42 | 147.5 | 20 |  | Solar | FIXED | Roof
SRP15690 | TRINA SOLAR | TSM-280PA14 | 280 | 528 | 180 | 25 |  | Solar | FIXED | Ground
SRP15692 | SUNTECH POWER | STP150-24/AB-1 | 255 | 8 | 119.3 | 18 |  | Solar | FIXED | Roof
SRP15692 | SUNTECH POWER | STP150-24/AB-1 | 255 | 24 | 209.3 | 18 |  | Solar | FIXED | Roof
SRP15693 | TRINA SOLAR | TSM-280PA14 | 280 | 891 | 180 | 25 |  | Solar | FIXED | Ground
SRP15694 | HANWHA SOLARONE (QIDONG) | HSL60M6-HA-0-250TW | 250 | 30 | 164 | 28 |  | Solar | FIXED | Roof
SRP15695 | LG ELECTRONICS SOLAR CELL DIVISION | LG255S1C-G2 | 255 | 8 | 163 | 2 |  | Solar | FIXED | Roof
SRP15695 | LG ELECTRONICS SOLAR CELL DIVISION | LG255S1C-G2 | 255 | 15 | 163 | 26 |  | Solar | FIXED | Roof
SRP15695 | LG ELECTRONICS SOLAR CELL DIVISION | LG255S1C-G2 | 255 | 7 | 163 | 34 |  | Solar | FIXED | Roof
SRP15696 | TRINA SOLAR | TSM-245PD05 | 245 | 3 | 130 | 40 |  | Solar | FIXED | Roof
SRP15696 | TRINA SOLAR | TSM-245PD05 | 245 | 5 | 220 | 20 |  | Solar | FIXED | Roof
SRP15696 | TRINA SOLAR | TSM-245PD05 | 245 | 41 | 220 | 40 |  | Solar | FIXED | Roof
SRP15697 | YINGLI ENERGY (CHINA) | YL250P-29B | 250 | 22 | 175 | 26 |  | Solar | FIXED | Roof
SRP15697 | YINGLI ENERGY (CHINA) | YL250P-29B | 250 | 12 | 195 | 26 |  | Solar | FIXED | Roof
SRP15698 | TRINA SOLAR | TSM-240PA05.10 | 240 | 48 | 250 | 22 |  | Solar | FIXED | Roof
SRP15699 | CHANGZHOU TRINA SOLAR ENERGY CO | TSM-185D | 245 | 4 | 150 | 26 |  | Solar | FIXED | Roof
SRP15699 | CHANGZHOU TRINA SOLAR ENERGY CO | TSM-185D | 245 | 10 | 150 | 26 |  | Solar | FIXED | Roof
SRP15699 | CHANGZHOU TRINA SOLAR ENERGY CO | TSM-185D | 245 | 5 | 240 | 22 |  | Solar | FIXED | Roof
SRP15699 | CHANGZHOU TRINA SOLAR ENERGY CO | TSM-185D | 245 | 15 | 240 | 22 |  | Solar | FIXED | Roof
SRP15700 | SUNPOWER | SPR-327NE-WHT-D | 327 | 24 | 158 | 22 |  | Solar | FIXED | Roof
SRP15701 | CHANGZHOU TRINA SOLAR ENERGY CO | TSM-185D | 240 | 15 | 150 | 28 |  | Solar | FIXED | Roof
SRP15702 | TRINA SOLAR | TSM-245PA05.10 | 245 | 6 | 182 | 10 |  | Solar | FIXED | Roof
SRP15702 | TRINA SOLAR | TSM-245PA05.10 | 245 | 37 | 182 | 30 |  | Solar | FIXED | Roof
SRP15703 | TRINA SOLAR | TSM-245PA05.10 | 245 | 22 | 122 | 30 |  | Solar | FIXED | Roof
SRP15704 | TRINA SOLAR | TSM-245PD05 | 245 | 6 | 174 | 18 |  | Solar | FIXED | Roof
SRP15704 | TRINA SOLAR | TSM-245PA05 | 245 | 18 | 264 | 18 |  | Solar | FIXED | Roof
SRP15705 | CHANGZHOU TRINA SOLAR ENERGY CO | TSM-185D | 245 | 30 | 159 | 28 |  | Solar | FIXED | Roof
SRP15706 | TRINA SOLAR | TSM-245PD05 | 245 | 32 | 160 | 33 |  | Solar | FIXED | Roof
SRP15706 | TRINA SOLAR | TSM-245PA05 | 245 | 4 | 250 | 33 |  | Solar | FIXED | Roof
SRP15707 | TRINA SOLAR | TSM-240PD05.10 | 240 | 7 | 83 | 22 |  | Solar | FIXED | Roof
SRP15707 | TRINA SOLAR | TSM-240PD05.10 | 240 | 20 | 173 | 27 |  | Solar | FIXED | Roof
SRP15707 | TRINA SOLAR | TSM-240PD05.10 | 240 | 7 | 263 | 22 |  | Solar | FIXED | Roof
SRP15708 | TRINA SOLAR | TSM-240PA05 | 240 | 8 | 230 | 20 |  | Solar | FIXED | Roof
SRP15708 | TRINA SOLAR | TSM-240PA05 | 240 | 17 | 230 | 20 |  | Solar | FIXED | Roof
SRP15708 | TRINA SOLAR | TSM-240PA05 | 240 | 18 | 230 | 20 |  | Solar | FIXED | Roof
SRP15710 | TRINA SOLAR | TSM-240PA05.10 | 240 | 16 | 225 | 10 |  | Solar | FIXED | Roof
SRP15710 | TRINA SOLAR | TSM-240PA05.10 | 240 | 36 | 225 | 22 |  | Solar | FIXED | Roof
SRP15711 | TRINA SOLAR | TSM-250PA05 | 250 | 7 | 159 | 22 |  | Solar | FIXED | Roof
SRP15711 | TRINA SOLAR | TSM-250PA05 | 250 | 13 | 248 | 44 |  | Solar | FIXED | Roof
SRP15712 | TRINA SOLAR | TSM-240PA05 | 240 | 24 | 170 | 39 |  | Solar | FIXED | Roof
SRP15712 | TRINA SOLAR | TSM-240PA05 | 240 | 7 | 170 | 44 |  | Solar | FIXED | Roof
SRP15713 | TRINA SOLAR | TSM-240PA05.10 | 240 | 66 | 180 | 25 |  | Solar | FIXED | Ground
SRP15714 | TRINA SOLAR | TSM-240PA05.10 | 240 | 61 | 160 | 18 |  | Solar | FIXED | Roof
SRP15715 | TRINA SOLAR | TSM-245PA05.10 | 245 | 60 | 180 | 25 |  | Solar | FIXED | Roof
SRP15716 | HANWHA SOLARONE (QIDONG) | HSL60P6-PA-4-250TB | 250 | 16 | 149.3 | 35 |  | Solar | FIXED | Roof
SRP15716 | HANWHA SOLARONE (QIDONG) | HSL60P6-PA-4-250TB | 250 | 5 | 239.3 | 25 |  | Solar | FIXED | Roof
SRP15717 | CANADIAN SOLAR | CS4C-100 | 235 | 16 | 199 | 18 |  | Solar | FIXED | Roof
SRP15719 | TRINA SOLAR | TSM-235PA05 | 235 | 3 | 165 | 27 |  | Solar | FIXED | Roof
SRP15719 | TRINA SOLAR | TSM-235PA05 | 235 | 14 | 255 | 41 |  | Solar | FIXED | Roof
SRP15721 | CANADIAN SOLAR | CS6P-245MX | 245 | 3 | 100 | 24 |  | Solar | FIXED | Roof
SRP15721 | CANADIAN SOLAR | CS6P-245MX | 245 | 24 | 190 | 33 |  | Solar | FIXED | Roof
SRP15723 | TRINA SOLAR | TSM-235PA05.18 | 235 | 24 | 214 | 18 |  | Solar | FIXED | Roof
SRP15724 | SUNTECH POWER | STP280-24/VB-1 | 280 | 3100 | 190 | 15 |  | Solar | FIXED | Roof
SRP15725 | ISOFOTON | I-165 | 250 | 30 | 222.4 | 30 |  | Solar | FIXED | Roof
SRP15726 | SUNTECH POWER | STP150-24/AB-1 | 250 | 36 | 116.5 | 25 |  | Solar | FIXED | Roof
SRP15727 | ISOFOTON | I-150 S/24 | 250 | 22 | 258.9 | 25 |  | Solar | FIXED | Roof
SRP15729 | CANADIAN SOLAR | CS6P-245MX | 245 | 21 | 160 | 16 |  | Solar | FIXED | Roof
SRP15731 | CANADIAN SOLAR | CS6P-245MX | 245 | 2 | 114 | 15 |  | Solar | FIXED | Roof
SRP15731 | CANADIAN SOLAR | CS6P-245MX | 245 | 3 | 114 | 24 |  | Solar | FIXED | Roof
SRP15731 | CANADIAN SOLAR | CS6P-245MX | 245 | 6 | 204 | 19 |  | Solar | FIXED | Roof
SRP15731 | CANADIAN SOLAR | CS6P-245MX | 245 | 4 | 204 | 26 |  | Solar | FIXED | Roof
SRP15732 | TRINA SOLAR | TSM-235PA05.18 | 235 | 3 | 94 | 14 |  | Solar | FIXED | Roof
SRP15732 | TRINA SOLAR | TSM-235PD05.18 | 235 | 8 | 184 | 29 |  | Solar | FIXED | Roof
SRP15733 | TRINA SOLAR | TSM-240PA05.05 | 240 | 39 | 135 | 36 |  | Solar | FIXED | Roof
SRP15734 | TRINA SOLAR | TSM-245PD05.08 | 245 | 17 | 116 | 22 |  | Solar | FIXED | Roof
SRP15734 | TRINA SOLAR | TSM-245PD05.08 | 245 | 3 | 116 | 31 |  | Solar | FIXED | Roof
SRP15735 | LG ELECTRONICS SOLAR CELL DIVISION | LG255S1C-G3 | 255 | 20 | 174 | 34 |  | Solar | FIXED | Roof
SRP15737 | LG ELECTRONICS SOLAR CELL DIVISION | LG255S1C-G3 | 255 | 7 | 77.2 | 37 |  | Solar | FIXED | Roof
SRP15737 | LG ELECTRONICS SOLAR CELL DIVISION | LG255S1C-G3 | 255 | 6 | 180 | 37 |  | Solar | FIXED | Roof
SRP15737 | LG ELECTRONICS SOLAR CELL DIVISION | LG245S1C-G3 | 255 | 20 | 270 | 37 |  | Solar | FIXED | Roof
SRP15738 | HANWHA SOLARONE (QIDONG) | HSL60M6-HB-0-250TB | 250 | 24 | 114.4 | 25 |  | Solar | FIXED | Roof
SRP15739 | HANWHA SOLARONE (QIDONG) | HSL60P6-PA-0-250TB | 250 | 10 | 101.1 | 5 |  | Solar | FIXED | Roof
SRP15739 | HANWHA SOLARONE (QIDONG) | HSL60P6-PA-0-250TB | 250 | 24 | 101.1 | 25 |  | Solar | FIXED | Roof
SRP15739 | HANWHA SOLARONE (QIDONG) | HSL60P6-PA-0-250TB | 250 | 10 | 281.1 | 25 |  | Solar | FIXED | Roof
SRP15740 | TRINA SOLAR | TSM-250PA05A | 250 | 28 | 164 | 37 |  | Solar | FIXED | Roof
SRP15741 | TRINA SOLAR | TSM-240PA05.10 | 240 | 20 | 170 | 14 |  | Solar | FIXED | Roof
SRP15741 | TRINA SOLAR | TSM-240PA05.10 | 240 | 12 | 170 | 25 |  | Solar | FIXED | Roof
SRP15742 | TRINA SOLAR | TSM-240PA05.10 | 240 | 8 | 159 | 22 |  | Solar | FIXED | Roof
SRP15742 | TRINA SOLAR | TSM-240PA05.10 | 240 | 20 | 249 | 22 |  | Solar | FIXED | Roof
SRP15743 | CHANGZHOU TRINA SOLAR ENERGY CO | TSM-160D | 240 | 4 | 170 | 33 |  | Solar | FIXED | Roof
SRP15743 | CHANGZHOU TRINA SOLAR ENERGY CO | TSM-160D | 240 | 5 | 170 | 33 |  | Solar | FIXED | Roof
SRP15743 | CHANGZHOU TRINA SOLAR ENERGY CO | TSM-160D | 240 | 25 | 260 | 23 |  | Solar | FIXED | Roof
SRP15744 | TRINA SOLAR | TSM-240PD05 | 240 | 27 | 115 | 20 |  | Solar | FIXED | Roof
SRP15744 | TRINA SOLAR | TSM-240PD05.10 | 240 | 12 | 205 | 30 |  | Solar | FIXED | Roof
SRP15745 | TRINA SOLAR | TSM-240DA05 | 240 | 45 | 170 | 17 |  | Solar | FIXED | Roof
SRP15745 | TRINA SOLAR | TSM-240PD05 | 240 | 24 | 170 | 45 |  | Solar | FIXED | Roof
SRP15746 | TRINA SOLAR | TSM-245PA05.10 | 245 | 20 | 160 | 30 |  | Solar | FIXED | Roof
SRP15747 | TRINA SOLAR | TSM-245PA05 | 245 | 10 | 89 | 30 |  | Solar | FIXED | Roof
SRP15747 | TRINA SOLAR | TSM-245PD05 | 245 | 7 | 179 | 37 |  | Solar | FIXED | Roof
SRP15747 | TRINA SOLAR | TSM-245PD05 | 245 | 9 | 269 | 30 |  | Solar | FIXED | Roof
SRP15748 | TRINA SOLAR | TSM-245PA05.10 | 245 | 26 | 255 | 30 |  | Solar | FIXED | Roof
SRP15749 | TRINA SOLAR | TSM-245PD05 | 245 | 38 | 235 | 25 |  | Solar | FIXED | Roof
SRP15750 | TRINA SOLAR | TSM-245PA05 | 245 | 6 | 168 | 13 |  | Solar | FIXED | Roof
SRP15750 | TRINA SOLAR | TSM-245PA05.10 | 245 | 12 | 168 | 20 |  | Solar | FIXED | Roof
SRP15750 | TRINA SOLAR | TSM-245PD05 | 245 | 9 | 168 | 30 |  | Solar | FIXED | Roof
SRP15750 | TRINA SOLAR | TSM-245PA05.10 | 245 | 21 | 168 | 33 |  | Solar | FIXED | Roof
SRP15750 | TRINA SOLAR | TSM-245PA05 | 245 | 4 | 168 | 40 |  | Solar | FIXED | Roof
SRP15750 | TRINA SOLAR | TSM-245PD05 | 245 | 10 | 258 | 30 |  | Solar | FIXED | Roof
SRP15750 | TRINA SOLAR | TSM-245PD05 | 245 | 6 | 348 | 13 |  | Solar | FIXED | Roof
SRP15751 | TRINA SOLAR | TSM-240PA05.10 | 240 | 18 | 248 | 26 |  | Solar | FIXED | Roof
SRP15752 | TRINA SOLAR | TSM-240PA05.10 | 240 | 14 | 83 | 24 |  | Solar | FIXED | Roof
SRP15752 | TRINA SOLAR | TSM-240PA05.10 | 240 | 4 | 173 | 35 |  | Solar | FIXED | Roof
SRP15752 | TRINA SOLAR | TSM-240PA05.10 | 240 | 16 | 263 | 23 |  | Solar | FIXED | Roof
SRP15753 | TRINA SOLAR | TSM-245PA05.10 | 245 | 33 | 220 | 27 |  | Solar | FIXED | Roof
SRP15756 | TRINA SOLAR | TSM-240PD05 | 240 | 26 | 83 | 23 |  | Solar | FIXED | Roof
SRP15756 | TRINA SOLAR | TSM-240DA05 | 240 | 6 | 173 | 37 |  | Solar | FIXED | Roof
SRP15756 | TRINA SOLAR | TSM-240DA05 | 240 | 11 | 263 | 23 |  | Solar | FIXED | Roof
SRP15758 | HANWHA SOLARONE (QIDONG) | HSL60P6-PA-0-245T | 245 | 32 | 215 | 28 |  | Solar | FIXED | Roof
SRP15759 | LG ELECTRONICS SOLAR CELL DIVISION | LG250S1C-G2 | 250 | 21 | 128 | 39.8 |  | Solar | FIXED | Roof
SRP15759 | LG ELECTRONICS SOLAR CELL DIVISION | LG250S1C-G2 | 250 | 30 | 218 | 30.3 |  | Solar | FIXED | Roof
SRP15761 | TRINA SOLAR | TSM-245PA05.10 | 245 | 4 | 110 | 45 |  | Solar | FIXED | Roof
SRP15761 | TRINA SOLAR | TSM-245PA05.15 | 245 | 50 | 200 | 30 |  | Solar | FIXED | Roof
SRP15762 | TRINA SOLAR | TSM-240PD05.10 | 240 | 20 | 113 | 40 |  | Solar | FIXED | Roof
SRP15762 | TRINA SOLAR | TSM-240PD05 | 240 | 14 | 201.4 | 40 |  | Solar | FIXED | Roof
SRP15763 | TRINA SOLAR | TSM-245PD05.10 | 245 | 27 | 174 | 30 |  | Solar | FIXED | Roof
SRP15764 | TRINA SOLAR | TSM-245PA05.10 | 245 | 35 | 158 | 24 |  | Solar | FIXED | Roof
SRP15765 | HANWHA SOLARONE (QIDONG) | HSL60P6-PB-3-250QW | 250 | 26 | 180 | 20 |  | Solar | FIXED | Roof
SRP15766 | CHANGZHOU TRINA SOLAR ENERGY CO | TSM-185D | 250 | 34 | 165 | 27 |  | Solar | FIXED | Roof
SRP15767 | TRINA SOLAR | TSM-245PA05.10 | 245 | 14 | 97 | 23 |  | Solar | FIXED | Roof
SRP15767 | TRINA SOLAR | TSM-245PA05.10 | 245 | 21 | 187 | 30 |  | Solar | FIXED | Roof
SRP15767 | TRINA SOLAR | TSM-245PA05.10 | 245 | 45 | 220 | 20 |  | Solar | FIXED | Roof
SRP15768 | SUNPOWER | T5-SPR-327 | 327 | 13 | 162 | 12 |  | Solar | FIXED | Roof
SRP15768 | SUNPOWER | T5-SPR-327 | 327 | 8 | 162 | 17 |  | Solar | FIXED | Roof
SRP15769 | YINGLI ENERGY (CHINA) | YL245P-29B | 245 | 6 | 100 | 20 |  | Solar | FIXED | Roof
SRP15769 | YINGLI ENERGY (CHINA) | YL245P-29B | 245 | 17 | 190 | 28 |  | Solar | FIXED | Roof
SRP15769 | YINGLI ENERGY (CHINA) | YL245P-29B | 245 | 7 | 280 | 20 |  | Solar | FIXED | Roof
SRP15770 | TRINA SOLAR | TSM-250PA05A | 250 | 15 | 165 | 35 |  | Solar | FIXED | Roof
SRP15770 | TRINA SOLAR | TSM-250PA05A | 250 | 18 | 255 | 34 |  | Solar | FIXED | Roof
SRP15771 | YINGLI ENERGY (CHINA) | YL245P-29B | 245 | 8 | 185 | 27 |  | Solar | FIXED | Roof
SRP15771 | YINGLI ENERGY (CHINA) | YL245P-29B | 245 | 24 | 185 | 30 |  | Solar | FIXED | Roof
SRP15772 | TRINA SOLAR | TSM-250PA05A | 250 | 27 | 183 | 24 |  | Solar | FIXED | Roof
SRP15773 | TRINA SOLAR | TSM-240PA05.10 | 240 | 47 | 158 | 21 |  | Solar | FIXED | Roof
SRP15774 | TRINA SOLAR | TSM-240PA05 | 240 | 6 | 159 | 30 |  | Solar | FIXED | Roof
SRP15774 | TRINA SOLAR | TSM-240PA05 | 240 | 12 | 159 | 30 |  | Solar | FIXED | Roof
SRP15774 | TRINA SOLAR | TSM-240PA05 | 240 | 3 | 249 | 30 |  | Solar | FIXED | Roof
SRP15774 | TRINA SOLAR | TSM-240PA05 | 240 | 7 | 249 | 30 |  | Solar | FIXED | Roof
SRP15775 | HANWHA SOLARONE (QIDONG) | HSL60P6-PA-0-235TB | 235 | 24 | 110 | 22 |  | Solar | FIXED | Roof
SRP15775 | TRINA SOLAR | TSM-235PA05 | 235 | 24 | 110 | 22 |  | Solar | FIXED | Roof
SRP15777 | CANADIAN SOLAR | CS6P-245MX | 245 | 7 | 130 | 20 |  | Solar | FIXED | Roof
SRP15777 | CANADIAN SOLAR | CS6P-245MX | 245 | 23 | 220 | 20 |  | Solar | FIXED | Roof
SRP15778 | CANADIAN SOLAR | CS6P-245MX | 245 | 12 | 216 | 24 |  | Solar | FIXED | Roof
SRP15779 | TRINA SOLAR | TSM-235PA05.18 | 235 | 28 | 106 | 16 |  | Solar | FIXED | Roof
SRP15779 | TRINA SOLAR | TSM-235PA05.18 | 235 | 2 | 286 | 16 |  | Solar | FIXED | Roof
SRP15780 | TRINA SOLAR | TSM-235PA05 | 235 | 3 | 245 | 3 |  | Solar | FIXED | Roof
SRP15780 | TRINA SOLAR | TSM-235PA05 | 235 | 4 | 245 | 29 |  | Solar | FIXED | Roof
SRP15782 | CANADIAN SOLAR | CS6P-245MX | 245 | 32 | 202 | 18 |  | Solar | FIXED | Roof
SRP15784 | CANADIAN SOLAR | CS6P-235P | 235 | 10 | 222 | 12 |  | Solar | FIXED | Roof
SRP15785 | CANADIAN SOLAR | CS6P-245MX | 245 | 3 | 223 | 26 |  | Solar | FIXED | Roof
SRP15785 | CANADIAN SOLAR | CS6P-245MX | 245 | 23 | 223 | 38 |  | Solar | FIXED | Roof
SRP15787 | CANADIAN SOLAR | CS6P-235PX | 235 | 16 | 162 | 13 |  | Solar | FIXED | Roof
SRP15787 | CANADIAN SOLAR | CS6P-235PX | 235 | 11 | 162 | 38 |  | Solar | FIXED | Roof
SRP15789 | CANADIAN SOLAR | CS6P-235PX | 235 | 15 | 132 | 20 |  | Solar | FIXED | Roof
SRP15789 | CANADIAN SOLAR | CS6P-235PX | 235 | 15 | 222 | 29 |  | Solar | FIXED | Roof
SRP15789 | CANADIAN SOLAR | CS6P-235PX | 235 | 6 | 312 | 20 |  | Solar | FIXED | Roof
SRP15790 | CANADIAN SOLAR | CS6P-245MX | 245 | 18 | 70 | 26 |  | Solar | FIXED | Roof
SRP15790 | CANADIAN SOLAR | CS6P-245MX | 245 | 15 | 250 | 26 |  | Solar | FIXED | Roof
SRP15791 | TRINA SOLAR | TSM-240PA05 | 240 | 28 | 216.9 | 20 |  | Solar | FIXED | Roof
SRP15792 | TRINA SOLAR | TSM-245PA05.10 | 245 | 33 | 146 | 25 |  | Solar | FIXED | Roof
SRP15793 | TRINA SOLAR | TSM-240PA05.10 | 240 | 26 | 159.2 | 45 |  | Solar | FIXED | Roof
SRP15793 | TRINA SOLAR | TSM-240PA05.10 | 240 | 13 | 251.3 | 31 |  | Solar | FIXED | Roof
SRP15794 | TRINA SOLAR | TSM-235PA05 | 235 | 15 | 170 | 18 |  | Solar | FIXED | Roof
SRP15794 | TRINA SOLAR | TSM-235PA05 | 235 | 2 | 170 | 22 |  | Solar | FIXED | Roof
SRP15795 | TRINA SOLAR | TSM-240DA05 | 240 | 26 | 108 | 23 |  | Solar | FIXED | Roof
SRP15796 | MOTECH AMERICAS | IM60D3-240-XXXXXX | 240 | 36 | 162 | 22 |  | Solar | FIXED | Roof
SRP15798 | TRINA SOLAR | TSM-250PA05 | 250 | 26 | 146 | 40 |  | Solar | FIXED | Roof
SRP15799 | TRINA SOLAR | TSM-250PA05 | 250 | 24 | 273 | 18 |  | Solar | FIXED | Roof
SRP15801 | TRINA SOLAR | TSM-250PA05A.08 | 250 | 38 | 266 | 23 |  | Solar | FIXED | Roof
SRP15802 | TRINA SOLAR | TSM-245PD05 | 245 | 60 | 171 | 37 |  | Solar | FIXED | Roof
SRP15804 | TRINA SOLAR | TSM-240PD05 | 240 | 17 | 342 | 4 |  | Solar | FIXED | Roof
SRP15805 | SUNPOWER | SPR-230NE-BLK-D | 230 | 30 | 252 | 32 |  | Solar | FIXED | Roof
SRP15806 | TRINA SOLAR | TSM-240PA05.10 | 240 | 6 | 119 | 13 |  | Solar | FIXED | Roof
SRP15806 | TRINA SOLAR | TSM-240PA05.10 | 240 | 26 | 119 | 18 |  | Solar | FIXED | Roof
SRP15807 | SUNPOWER | SPR-230-WHT-U | 240 | 20 | 116 | 12 |  | Solar | FIXED | Roof
SRP15808 | YINGLI ENERGY (CHINA) | YL245P-29B | 245 | 14 | 77 | 18 |  | Solar | FIXED | Roof
SRP15808 | YINGLI ENERGY (CHINA) | YL245P-29B | 245 | 8 | 257 | 18 |  | Solar | FIXED | Roof
SRP15809 | TRINA SOLAR | TSM-240PA05 | 240 | 44 | 342 | 4 |  | Solar | FIXED | Roof
SRP15810 | TRINA SOLAR | TSM-245PA05.10 | 245 | 20 | 210 | 30 |  | Solar | FIXED | Roof
SRP15811 | TRINA SOLAR | TSM-250PA05A.10 | 250 | 24 | 110 | 26 |  | Solar | FIXED | Roof
SRP15812 | TRINA SOLAR | TSM-240DA05 | 240 | 8 | 101 | 37 |  | Solar | FIXED | Roof
SRP15812 | TRINA SOLAR | TSM-240DA05 | 240 | 24 | 191 | 30 |  | Solar | FIXED | Roof
SRP15812 | TRINA SOLAR | TSM-240DA05 | 240 | 7 | 281 | 37 |  | Solar | FIXED | Roof
SRP15813 | TRINA SOLAR | TSM-245PA05.18 | 245 | 14 | 126 | 24 |  | Solar | FIXED | Roof
SRP15813 | TRINA SOLAR | TSM-245PA05.18 | 245 | 9 | 216 | 24 |  | Solar | FIXED | Roof
SRP15814 | TRINA SOLAR | TSM-245PA05.10 | 245 | 13 | 122 | 36 |  | Solar | FIXED | Roof
SRP15815 | TRINA SOLAR | TSM-240PA05.10 | 240 | 15 | 220 | 19 |  | Solar | FIXED | Roof
SRP15815 | TRINA SOLAR | TSM-240PA05.10 | 240 | 30 | 220 | 24 |  | Solar | FIXED | Roof
SRP15816 | TRINA SOLAR | TSM-240PD05 | 240 | 26 | 210 | 28 |  | Solar | FIXED | Roof
SRP15817 | TRINA SOLAR | TSM-245PD05 | 245 | 51 | 189 | 26 |  | Solar | FIXED | Roof
SRP15818 | YINGLI ENERGY (CHINA) | YL245P-29B | 245 | 15 | 224 | 21 |  | Solar | FIXED | Roof
SRP15819 | TRINA SOLAR | TSM-245PA05 | 245 | 22 | 166 | 28 |  | Solar | FIXED | Roof
SRP15820 | TRINA SOLAR | TSM-245PD05 | 245 | 36 | 238 | 26 |  | Solar | FIXED | Roof
SRP15821 | TRINA SOLAR | TSM-245PA05.10 | 245 | 30 | 173 | 36 |  | Solar | FIXED | Roof
SRP15821 | TRINA SOLAR | TSM-245PA05.10 | 245 | 5 | 173 | 40 |  | Solar | FIXED | Roof
SRP15821 | TRINA SOLAR | TSM-245PA05.10 | 245 | 3 | 176 | 54 |  | Solar | FIXED | Roof
SRP15821 | TRINA SOLAR | TSM-245PA05.10 | 245 | 8 | 263 | 48 |  | Solar | FIXED | Roof
SRP15821 | TRINA SOLAR | TSM-245PA05.10 | 245 | 8 | 344 | 16 |  | Solar | FIXED | Roof
SRP15822 | TRINA SOLAR | TSM-240PA05.10 | 240 | 28 | 93 | 20 |  | Solar | FIXED | Roof
SRP15822 | TRINA SOLAR | TSM-240PA05.10 | 240 | 8 | 273 | 20 |  | Solar | FIXED | Roof
SRP15823 | YINGLI ENERGY (CHINA) | YL240P-29B | 240 | 16 | 128 | 18 |  | Solar | FIXED | Roof
SRP15825 | TRINA SOLAR | TSM-250PD05.10 | 245 | 9 | 220 | 18 |  | Solar | FIXED | Roof
SRP15825 | TRINA SOLAR | TSM-245PA05.10 | 245 | 21 | 220 | 26 |  | Solar | FIXED | Roof
SRP15826 | TRINA SOLAR | TSM-240PD05 | 240 | 11 | 130 | 20 |  | Solar | FIXED | Roof
SRP15826 | TRINA SOLAR | TSM-240PD05 | 240 | 17 | 236 | 22 |  | Solar | FIXED | Roof
SRP15826 | TRINA SOLAR | TSM-240PD05 | 240 | 7 | 330 | 20 |  | Solar | FIXED | Roof
SRP15827 | TRINA SOLAR | TSM-240PA05.10 | 240 | 25 | 201 | 24 |  | Solar | FIXED | Roof
SRP15828 | TRINA SOLAR | TSM-240PA05 | 240 | 26 | 204 | 28 |  | Solar | FIXED | Roof
SRP15829 | TRINA SOLAR | TSM-240DA05 | 240 | 14 | 207 | 19 |  | Solar | FIXED | Roof
SRP15830 | TRINA SOLAR | TSM-250PA05 | 250 | 26 | 207 | 17 |  | Solar | FIXED | Roof
SRP15831 | SUNPOWER | T5-SPR-327 | 327 | 80 | 239 | 27 |  | Solar | FIXED | Roof
SRP15832 | TRINA SOLAR | TSM-245PD05 | 245 | 32 | 187 | 24 |  | Solar | FIXED | Roof
SRP15833 | TRINA SOLAR | TSM-245PA05.10 | 245 | 19 | 200 | 22 |  | Solar | FIXED | Roof
SRP15834 | TRINA SOLAR | TSM-240DA05 | 240 | 10 | 44 | 3 |  | Solar | FIXED | Roof
SRP15834 | TRINA SOLAR | TSM-240PD05 | 240 | 12 | 134 | 23 |  | Solar | FIXED | Roof
SRP15834 | TRINA SOLAR | TSM-240DA05 | 240 | 7 | 134 | 30 |  | Solar | FIXED | Roof
SRP15834 | TRINA SOLAR | TSM-240DA05 | 240 | 8 | 224 | 26 |  | Solar | FIXED | Roof
SRP15834 | TRINA SOLAR | TSM-240PA05 | 240 | 3 | 224 | 27 |  | Solar | FIXED | Roof
SRP15835 | SHARP | ND-123UJF | 240 | 2561 | 206 | 10 |  | Solar | FIXED | Roof
SRP15836 | CANADIAN SOLAR | CS6P-230 | 235 | 34 | 128 | 19 |  | Solar | FIXED | Roof
SRP15838 | TRINA SOLAR | TSM-250PA05.08 | 250 | 30 | 262 | 23 |  | Solar | FIXED | Roof
SRP15839 | TRINA SOLAR | TSM-250PA05A | 250 | 7 | 200 | 27 |  | Solar | FIXED | Roof
SRP15839 | TRINA SOLAR | TSM-250PD05 | 250 | 7 | 200 | 34 |  | Solar | FIXED | Roof
SRP15840 | TRINA SOLAR | TSM-250PA05 | 250 | 20 | 154 | 27 |  | Solar | FIXED | Roof
SRP15841 | TRINA SOLAR | TSM-235PA05 | 235 | 6 | 170 | 35 |  | Solar | FIXED | Roof
SRP15841 | TRINA SOLAR | TSM-235PA05 | 235 | 6 | 260 | 35 |  | Solar | FIXED | Roof
SRP15842 | SUNTECH POWER | MSZ175J-F | 175 | 30 | 133 | 32 |  | Solar | FIXED | Roof
SRP15843 | TRINA SOLAR | TSM-250PA05A | 250 | 14 | 110 | 23 |  | Solar | FIXED | Roof
SRP15845 | TRINA SOLAR | TSM-250PA05 | 250 | 10 | 130 | 21 |  | Solar | FIXED | Roof
SRP15845 | TRINA SOLAR | TSM-250PA05 | 250 | 11 | 220 | 21 |  | Solar | FIXED | Roof
SRP15847 | TRINA SOLAR | TSM-250PA05 | 250 | 12 | 133 | 25 |  | Solar | FIXED | Roof
SRP15848 | MATRIX SOLAR/PHOTOWATT | PW1650-175 | 255 | 32 | 204 | 30 |  | Solar | FIXED | Roof
SRP15849 | TRINA SOLAR | TSM-250PA05A | 250 | 24 | 174 | 33 |  | Solar | FIXED | Roof
SRP15850 | TRINA SOLAR | TSM-240PA05.10 | 240 | 27 | 187 | 24 |  | Solar | FIXED | Roof
SRP15851 | TRINA SOLAR | TSM-250PA05 | 250 | 30 | 239 | 31 |  | Solar | FIXED | Roof
SRP15852 | TRINA SOLAR | TSM-250PD05 | 250 | 14 | 186 | 28 |  | Solar | FIXED | Roof
SRP15853 | LG ELECTRONICS SOLAR CELL DIVISION | LG260S1C-G3 | 260 | 5 | 94 | 9 |  | Solar | FIXED | Roof
SRP15853 | LG ELECTRONICS SOLAR CELL DIVISION | LG260S1C-G3 | 260 | 10 | 94 | 30 |  | Solar | FIXED | Roof
SRP15853 | LG ELECTRONICS SOLAR CELL DIVISION | LG260S1C-G3 | 260 | 23 | 184 | 27 |  | Solar | FIXED | Roof
SRP15853 | LG ELECTRONICS SOLAR CELL DIVISION | LG260S1C-G3 | 260 | 4 | 184 | 30 |  | Solar | FIXED | Roof
SRP15854 | TRINA SOLAR | TSM-240DA05 | 240 | 24 | 170 | 16 |  | Solar | FIXED | Roof
SRP15854 | TRINA SOLAR | TSM-240DA05 | 240 | 26 | 170 | 23 |  | Solar | FIXED | Roof
SRP15855 | CHANGZHOU TRINA SOLAR ENERGY CO | TSM-160D | 240 | 4 | 127 | 28 |  | Solar | FIXED | Roof
SRP15855 | CHANGZHOU TRINA SOLAR ENERGY CO | TSM-160D | 240 | 45 | 217 | 28 |  | Solar | FIXED | Roof
SRP15856 | TRINA SOLAR | TSM-250PA05 | 250 | 20 | 173 | 34 |  | Solar | FIXED | Roof
SRP15857 | CHANGZHOU TRINA SOLAR ENERGY CO | TSM-185D | 240 | 36 | 197 | 18 |  | Solar | FIXED | Roof
SRP15858 | YINGLI ENERGY (CHINA) | YL245P-29B | 245 | 7 | 40 | 20 |  | Solar | FIXED | Roof
SRP15858 | YINGLI ENERGY (CHINA) | YL245P-29B | 245 | 3 | 220 | 20 |  | Solar | FIXED | Roof
SRP15858 | YINGLI ENERGY (CHINA) | YL245P-29B | 245 | 12 | 220 | 20 |  | Solar | FIXED | Roof
SRP15859 | CHANGZHOU TRINA SOLAR ENERGY CO | TSM-185D | 235 | 28 | 188 | 28 |  | Solar | FIXED | Roof
SRP15860 | TRINA SOLAR | TSM-250PA05 | 250 | 8 | 214 | 25 |  | Solar | FIXED | Roof
SRP15860 | TRINA SOLAR | TSM-250PA05A | 250 | 7 | 214 | 25 |  | Solar | FIXED | Roof
SRP15861 | TRINA SOLAR | TSM-250PA05 | 250 | 40 | 177 | 26 |  | Solar | FIXED | Roof
SRP15862 | MX SOLAR USA | MX60-240 | 240 | 30 | 100 | 22 |  | Solar | FIXED | Roof
SRP15863 | SUNPOWER | SPR-230-WHT-U | 230 | 9 | 94 | 16 |  | Solar | FIXED | Roof
SRP15864 | TRINA SOLAR | TSM-250PA05A | 250 | 14 | 270 | 22 |  | Solar | FIXED | Roof
SRP15865 | TRINA SOLAR | TSM-240DA05 | 240 | 19 | 134 | 20 |  | Solar | FIXED | Roof
SRP15865 | TRINA SOLAR | TSM-240PD05 | 240 | 12 | 190 | 30 |  | Solar | FIXED | Roof
SRP15865 | TRINA SOLAR | TSM-240PD05 | 240 | 6 | 224 | 18 |  | Solar | FIXED | Roof
SRP15867 | CHANGZHOU TRINA SOLAR ENERGY CO | TSM-185D | 240 | 8 | 166 | 37 |  | Solar | FIXED | Roof
SRP15867 | CHANGZHOU TRINA SOLAR ENERGY CO | TSM-185D | 240 | 11 | 166 | 37 |  | Solar | FIXED | Roof
SRP15867 | CHANGZHOU TRINA SOLAR ENERGY CO | TSM-185D | 240 | 16 | 256 | 37 |  | Solar | FIXED | Roof
SRP15868 | TRINA SOLAR | TSM-235PA05 | 235 | 24 | 140 | 23 |  | Solar | FIXED | Roof
SRP15868 | TRINA SOLAR | TSM-235PA05 | 235 | 30 | 230 | 23 |  | Solar | FIXED | Roof
SRP15869 | HANWHA SOLARONE (QIDONG) | HSL60P6-PA-4-250TW | 250 | 14 | 180 | 30 |  | Solar | FIXED | Ground
SRP15870 | SUNPOWER | SPR-305-WHT-U | 305 | 704 | 200 | 10 |  | Solar | FIXED | Roof
SRP15870 | SUNPOWER | SPR-305-WHT-U | 305 | 2088 | 200 | 10 |  | Solar | FIXED | Roof
SRP15871 | CEEG (SHANGHAI) SOLAR SCIENCE AND TECHNOLOGY CO | SST 155-72M | 240 | 62 | 178 | 45 |  | Solar | FIXED | Roof
SRP15872 | CEEG (SHANGHAI) SOLAR SCIENCE AND TECHNOLOGY CO | SST 155-72M | 240 | 32 | 191 | 27 |  | Solar | FIXED | Roof
SRP15873 | TRINA SOLAR | TSM-245PA05 | 245 | 3 | 58 | 20 |  | Solar | FIXED | Roof
SRP15873 | TRINA SOLAR | TSM-245PD05 | 245 | 4 | 148 | 16 |  | Solar | FIXED | Roof
SRP15873 | TRINA SOLAR | TSM-245PD05 | 245 | 9 | 148 | 20 |  | Solar | FIXED | Roof
SRP15873 | TRINA SOLAR | TSM-245PA05 | 245 | 2 | 148 | 22 |  | Solar | FIXED | Roof
SRP15873 | TRINA SOLAR | TSM-245PD05 | 245 | 6 | 328 | 10 |  | Solar | FIXED | Roof
SRP15874 | SHARP | ND-123UJF | 240 | 1638 | 206 | 10 |  | Solar | FIXED | Roof
SRP15875 | TRINA SOLAR | TSM-245PA05 | 245 | 34 | 170 | 46 |  | Solar | FIXED | Roof
SRP15876 | SHARP | ND-123UJF | 240 | 4485 | 206 | 10 |  | Solar | FIXED | Roof
SRP15877 | TRINA SOLAR | TSM-245PA05.10 | 245 | 27 | 214 | 20 |  | Solar | FIXED | Roof
SRP15878 | CHANGZHOU TRINA SOLAR ENERGY CO | TSM-185D | 240 | 17 | 110 | 17 |  | Solar | FIXED | Roof
SRP15878 | CHANGZHOU TRINA SOLAR ENERGY CO | TSM-185D | 240 | 30 | 290 | 17 |  | Solar | FIXED | Roof
SRP15880 | CHANGZHOU TRINA SOLAR ENERGY CO | TSM-185D | 240 | 29 | 166 | 18 |  | Solar | FIXED | Roof
SRP15880 | CHANGZHOU TRINA SOLAR ENERGY CO | TSM-185D | 240 | 20 | 166 | 34 |  | Solar | FIXED | Roof
SRP15882 | CHANGZHOU TRINA SOLAR ENERGY CO | TSM-185D | 235 | 28 | 216 | 25 |  | Solar | FIXED | Roof
SRP15885 | TRINA SOLAR | TSM-245PA05 | 245 | 12 | 149 | 45 |  | Solar | FIXED | Roof
SRP15885 | TRINA SOLAR | TSM-245PD05 | 245 | 6 | 239 | 25 |  | Solar | FIXED | Roof
SRP15886 | TRINA SOLAR | TSM-245PA05.10 | 245 | 64 | 180 | 22 |  | Solar | FIXED | Ground
SRP15887 | CHANGZHOU TRINA SOLAR ENERGY CO | TSM-185D | 240 | 11 | 180 | 24 |  | Solar | FIXED | Roof
SRP15887 | CHANGZHOU TRINA SOLAR ENERGY CO | TSM-185D | 240 | 17 | 180 | 24 |  | Solar | FIXED | Roof
SRP15888 | TRINA SOLAR | TSM-240PA05.10 | 240 | 26 | 178 | 20 |  | Solar | FIXED | Roof
SRP15890 | TRINA SOLAR | TSM-250PA05 | 250 | 60 | 180 | 24 |  | Solar | FIXED | Roof
SRP15891 | CHANGZHOU TRINA SOLAR ENERGY CO | TSM-160D | 235 | 21 | 108 | 15 |  | Solar | FIXED | Roof
SRP15893 | CHANGZHOU TRINA SOLAR ENERGY CO | TSM-160D | 240 | 24 | 136 | 26 |  | Solar | FIXED | Roof
SRP15894 | SUNIVA | OPT260-60-4-100 | 260 | 23 | 195 | 19 |  | Solar | FIXED | Roof
SRP15895 | TRINA SOLAR | TSM-240PA05.05 | 240 | 75 | 180 | 30 |  | Solar | FIXED | Ground
SRP15896 | TRINA SOLAR | TSM-240PA05 | 240 | 10 | 88 | 19 |  | Solar | FIXED | Roof
SRP15896 | TRINA SOLAR | TSM-240PA05 | 240 | 22 | 268 | 19 |  | Solar | FIXED | Roof
SRP15898 | ISOFOTON | I-165 | 245 | 9 | 176 | 21 |  | Solar | FIXED | Roof
SRP15898 | ISOFOTON | I-150 S/24 | 245 | 24 | 176 | 36 |  | Solar | FIXED | Roof
SRP15900 | SOLARWORLD | SW255 MONO | 255 | 16 | 180 | 30 |  | Solar | FIXED | Roof
SRP15902 | TRINA SOLAR | TSM-290PA14.08 | 290 | 36 | 133 | 31 |  | Solar | FIXED | Roof
SRP15904 | TRINA SOLAR | TSM-245PA05 | 245 | 20 | 117 | 22 |  | Solar | FIXED | Roof
SRP15905 | TRINA SOLAR | TSM-245PA05.18 | 245 | 25 | 127 | 19 |  | Solar | FIXED | Roof
SRP15906 | KYOCERA SOLAR | KD220GX-LFBS | 220 | 30 | 162 | 45 |  | Solar | FIXED | Roof
SRP15907 | TRINA SOLAR | TSM-240PA05 | 240 | 16 | 237 | 42 |  | Solar | FIXED | Roof
SRP15908 | KYOCERA SOLAR | KD220GX-LFBS | 220 | 28 | 190 | 30 |  | Solar | FIXED | Ground
SRP15908 | KYOCERA SOLAR | KD220GX-LFBS | 220 | 36 | 190 | 30 |  | Solar | FIXED | Ground
SRP15910 | TRINA SOLAR | TSM-245PA05.10 | 245 | 5 | 175 | 19 |  | Solar | FIXED | Roof
SRP15910 | TRINA SOLAR | TSM-245PA05.10 | 245 | 12 | 175 | 19 |  | Solar | FIXED | Roof
SRP15910 | TRINA SOLAR | TSM-245PA05.10 | 245 | 42 | 175 | 19 |  | Solar | FIXED | Roof
SRP15911 | YINGLI ENERGY (CHINA) | YL245P-29B | 245 | 26 | 251 | 20 |  | Solar | FIXED | Roof
SRP15913 | TRINA SOLAR | TSM-245PD05.10 | 245 | 42 | 200 | 37 |  | Solar | FIXED | Roof
SRP15914 | TRINA SOLAR | TSM-245PA05 | 245 | 47 | 151 | 33 |  | Solar | FIXED | Roof
SRP15916 | TRINA SOLAR | TSM-245PA05.10 | 245 | 12 | 190 | 20 |  | Solar | FIXED | Roof
SRP15916 | TRINA SOLAR | TSM-245PD05 | 245 | 18 | 190 | 22 |  | Solar | FIXED | Roof
SRP15917 | SUNPOWER | SPR-327NE-WHT-D | 327 | 24 | 150 | 34 |  | Solar | FIXED | Roof
SRP15918 | SOLARWORLD | SW185MONO | 245 | 15 | 161 | 35 |  | Solar | FIXED | Roof
SRP15919 | TRINA SOLAR | TSM-235PA05.18 | 235 | 29 | 196 | 20 |  | Solar | FIXED | Roof
SRP15920 | CROWN RENEWABLE ENERGY LLC | CR180XM | 240 | 27 | 140 | 30 |  | Solar | FIXED | Roof
SRP15921 | CHANGZHOU TRINA SOLAR ENERGY CO | TSM-160D | 240 | 10 | 212 | 22 |  | Solar | FIXED | Roof
SRP15921 | CHANGZHOU TRINA SOLAR ENERGY CO | TSM-160D | 240 | 26 | 212 | 22 |  | Solar | FIXED | Roof
SRP15922 | CANADIAN SOLAR | CS6P-245PX | 245 | 3 | 131 | 16 |  | Solar | FIXED | Roof
SRP15922 | CANADIAN SOLAR | CS6P-245PX | 245 | 6 | 131 | 16 |  | Solar | FIXED | Roof
SRP15922 | CANADIAN SOLAR | CS6P-245PX | 245 | 7 | 221 | 16 |  | Solar | FIXED | Roof
SRP15923 | SUNTECH POWER | STP210S-18/UB-1 | 245 | 11 | 102 | 34 |  | Solar | FIXED | Roof
SRP15923 | SUNTECH POWER | STP210S-18/UB-1 | 245 | 24 | 192 | 41 |  | Solar | FIXED | Roof
SRP15924 | LG ELECTRONICS SOLAR CELL DIVISION | LG255S1C-G3 | 255 | 33 | 117 | 27 |  | Solar | FIXED | Roof
SRP15925 | TRINA SOLAR | TSM-235PA05.18 | 235 | 17 | 230 | 30 |  | Solar | FIXED | Roof
SRP15926 | SUNTECH POWER | STP205-18/UD | 205 | 26 | 227 | 39 |  | Solar | FIXED | Roof
SRP15927 | TRINA SOLAR | TSM-235PA05 | 235 | 15 | 107 | 35 |  | Solar | FIXED | Roof
SRP15929 | YINGLI ENERGY (CHINA) | YL235P-29B | 235 | 50 | 246 | 20 |  | Solar | FIXED | Roof
SRP15930 | LG ELECTRONICS SOLAR CELL DIVISION | LG255S1C-G3 | 255 | 38 | 117 | 18 |  | Solar | FIXED | Roof
SRP15931 | TRINA SOLAR | TSM-250PA05A | 250 | 24 | 216 | 44 |  | Solar | FIXED | Roof
SRP15932 | TRINA SOLAR | TSM-245PA05.10 | 245 | 45 | 193 | 40 |  | Solar | FIXED | Roof
SRP15933 | TRINA SOLAR | TSM-245PA05.10 | 245 | 51 | 258 | 32 |  | Solar | FIXED | Roof
SRP15934 | TRINA SOLAR | TSM-245PA05.10 | 245 | 26 | 170 | 15 |  | Solar | FIXED | Roof
SRP15934 | TRINA SOLAR | TSM-245PA05.10 | 245 | 17 | 170 | 35 |  | Solar | FIXED | Roof
SRP15934 | TRINA SOLAR | TSM-245PA05.10 | 245 | 6 | 255.3 | 15 |  | Solar | FIXED | Roof
SRP15935 | TRINA SOLAR | TSM-240PA05.10 | 240 | 19 | 162.8 | 33 |  | Solar | FIXED | Roof
SRP15936 | TRINA SOLAR | TSM-245PA05 | 245 | 32 | 104 | 25 |  | Solar | FIXED | Roof
SRP15937 | YINGLI ENERGY (CHINA) | YL245P-29B | 245 | 12 | 220 | 26 |  | Solar | FIXED | Roof
SRP15938 | TRINA SOLAR | TSM-240PA05 | 240 | 57 | 246 | 23 |  | Solar | FIXED | Roof
SRP15939 | CHANGZHOU TRINA SOLAR ENERGY CO | TSM-160D | 245 | 39 | 96 | 17 |  | Solar | FIXED | Roof
SRP15939 | TRINA SOLAR | TSM-245PA05.10 | 245 | 5 | 186 | 12 |  | Solar | FIXED | Roof
SRP15939 | TRINA SOLAR | TSM-245PA05.10 | 245 | 4 | 186 | 22 |  | Solar | FIXED | Roof
SRP15940 | TRINA SOLAR | TSM-240PA05.10 | 240 | 48 | 170 | 22 |  | Solar | FIXED | Roof
SRP15941 | TRINA SOLAR | TSM-245PA05 | 240 | 6 | 104 | 37 |  | Solar | FIXED | Roof
SRP15941 | TRINA SOLAR | TSM-240PA05 | 240 | 6 | 194 | 37 |  | Solar | FIXED | Roof
SRP15942 | BEIJING ZHONGKEXIN ELECTRONICS EQUIPMENT | ZKX-265P-24 | 260 | 37 | 119 | 38 |  | Solar | FIXED | Roof
SRP15942 | BEIJING ZHONGKEXIN ELECTRONICS EQUIPMENT | ZKX-265P-24 | 260 | 11 | 209 | 45 |  | Solar | FIXED | Roof
SRP15943 | YINGLI ENERGY (CHINA) | YL240P-29B | 240 | 12 | 89 | 29 |  | Solar | FIXED | Roof
SRP15943 | YINGLI ENERGY (CHINA) | YL240P-29B | 240 | 7 | 89 | 30 |  | Solar | FIXED | Roof
SRP15943 | YINGLI ENERGY (CHINA) | YL240P-29B | 240 | 8 | 89 | 30 |  | Solar | FIXED | Roof
SRP15943 | YINGLI ENERGY (CHINA) | YL240P-29B | 240 | 11 | 179 | 33 |  | Solar | FIXED | Roof
SRP15945 | HANWHA SOLARONE (QIDONG) | HSL60M6-HA-0-250T | 250 | 56 | 134 | 20 |  | Solar | FIXED | Roof
SRP15946 | SUNPOWER | T5-SPR-327 | 327 | 18 | 175 | 24 |  | Solar | FIXED | Roof
SRP15947 | SUNPOWER | PL-AP-120L | 327 | 10 | 105 | 34 |  | Solar | FIXED | Roof
SRP15947 | SUNPOWER | PL-AP-120L | 327 | 5 | 285 | 34 |  | Solar | FIXED | Roof
SRP15948 | ET SOLAR INDUSTRY | ET-A-M660245B | 245 | 12 | 136 | 21 |  | Solar | FIXED | Roof
SRP15948 | ET SOLAR INDUSTRY | ET-A-P660245B | 245 | 11 | 226 | 13 |  | Solar | FIXED | Roof
SRP15949 | ET SOLAR INDUSTRY | ET-P654180 | 245 | 10 | 107 | 34 |  | Solar | FIXED | Roof
SRP15950 | TRINA SOLAR | TSM-240PD05 | 240 | 20 | 180 | 45 |  | Solar | FIXED | Roof
SRP15950 | TRINA SOLAR | TSM-240PD05 | 240 | 7 | 270 | 45 |  | Solar | FIXED | Roof
SRP15951 | HANWHA SOLARONE (QIDONG) | HSL60P6-PA-0-250TB | 250 | 52 | 205 | 30 |  | Solar | FIXED | Roof
SRP15952 | TRINA SOLAR | TSM-250PA05 | 250 | 9 | 195 | 22 |  | Solar | FIXED | Roof
SRP15952 | TRINA SOLAR | TSM-250PA05A | 250 | 26 | 195 | 23 |  | Solar | FIXED | Roof
SRP15953 | TRINA SOLAR | TSM-250PA05 | 250 | 12 | 92 | 18 |  | Solar | FIXED | Roof
SRP15954 | TRINA SOLAR | TSM-250PA05A.08 | 250 | 11 | 140 | 20 |  | Solar | FIXED | Roof
SRP15955 | TRINA SOLAR | TSM-250PA05 | 250 | 11 | 130 | 18 |  | Solar | FIXED | Roof
SRP15955 | TRINA SOLAR | TSM-250PA05A | 250 | 10 | 130 | 18 |  | Solar | FIXED | Roof
SRP15957 | CANADIAN SOLAR | CS6P-245PX | 245 | 17 | 173 | 21 |  | Solar | FIXED | Roof
SRP15958 | SHARP | ND-224UC1 | 224 | 17 | 64 | 14 |  | Solar | FIXED | Roof
SRP15958 | SHARP | ND-224UC1 | 224 | 10 | 154 | 45 |  | Solar | FIXED | Roof
SRP15958 | SHARP | ND-224UC1 | 224 | 17 | 244 | 14 |  | Solar | FIXED | Roof
SRP15959 | TRINA SOLAR | TSM-250PA05 | 250 | 17 | 129 | 20 |  | Solar | FIXED | Roof
SRP15960 | SUNTECH POWER | STP150-24/AB-1 | 250 | 85 | 130.4 | 20 |  | Solar | FIXED | Roof
SRP15962 | LG ELECTRONICS SOLAR CELL DIVISION | LG260S1C-G3 | 260 | 39 | 163 | 18 |  | Solar | FIXED | Roof
SRP15962 | LG ELECTRONICS SOLAR CELL DIVISION | LG260S1C-G3 | 260 | 715 | 209 | 1 |  | Solar | FIXED | Roof
SRP15962 | LG ELECTRONICS SOLAR CELL DIVISION | LG260S1C-G3 | 260 | 468 | 209 | 10 |  | Solar | FIXED | Roof
SRP15962 | LG ELECTRONICS SOLAR CELL DIVISION | LG260S1C-G3 | 260 | 91 | 209 | 18 |  | Solar | FIXED | Roof
SRP15962 | LG ELECTRONICS SOLAR CELL DIVISION | LG260S1C-G3 | 260 | 221 | 253 | 18 |  | Solar | FIXED | Roof
SRP15963 | CONERGY | CONERGY PM 245P | 245 | 24 | 168 | 10 |  | Solar | FIXED | Roof
SRP15963 | CONERGY | CONERGY PM 245P | 245 | 24 | 168 | 25 |  | Solar | FIXED | Roof
SRP15964 | SOLARWORLD | SW185 MONO/T | 260 | 26 | 270 | 30 |  | Solar | FIXED | Roof
SRP15965 | SUNPOWER | SPR-327NE-WHT-D | 327 | 24 | 138 | 30 |  | Solar | FIXED | Roof
SRP15966 | SUNIVA | OPT260-60-4-100 | 260 | 12 | 171 | 22 |  | Solar | FIXED | Roof
SRP15966 | SUNIVA | OPT260-60-4-1B0 | 260 | 6 | 261 | 19 |  | Solar | FIXED | Roof
SRP15966 | SUNIVA | OPT260-60-4-100 | 260 | 13 | 261 | 21 |  | Solar | FIXED | Roof
SRP15967 | TRINA SOLAR | TSM-240PA05 | 240 | 12 | 161 | 17 |  | Solar | FIXED | Roof
SRP15968 | TRINA SOLAR | TSM-240DA05 | 240 | 24 | 98 | 29 |  | Solar | FIXED | Roof
SRP15968 | TRINA SOLAR | TSM-240PA05 | 240 | 12 | 98 | 29 |  | Solar | FIXED | Roof
SRP15970 | TRINA SOLAR | TSM-240PD05.10 | 240 | 31 | 92 | 31 |  | Solar | FIXED | Roof
SRP15970 | TRINA SOLAR | TSM-240PA05.18 | 240 | 8 | 182 | 16 |  | Solar | FIXED | Roof
SRP15970 | TRINA SOLAR | TSM-240DA05 | 240 | 6 | 182 | 31 |  | Solar | FIXED | Roof
SRP15971 | YINGLI ENERGY (CHINA) | YL235P-29B | 235 | 13 | 217 | 20 |  | Solar | FIXED | Roof
SRP15972 | LG ELECTRONICS SOLAR CELL DIVISION | LG255S1C-G2 | 255 | 25 | 162 | 27 |  | Solar | FIXED | Roof
SRP15973 | YINGLI ENERGY (CHINA) | YL235P-29B | 235 | 28 | 204 | 30 |  | Solar | FIXED | Roof
SRP15976 | ET SOLAR INDUSTRY | ET-P660240WB | 240 | 67 | 180 | 15 |  | Solar | FIXED | Ground
SRP15977 | TRINA SOLAR | TSM-240PA05.10 | 240 | 26 | 174 | 36 |  | Solar | FIXED | Roof
SRP15977 | TRINA SOLAR | TSM-240PD05.10 | 240 | 9 | 264 | 31 |  | Solar | FIXED | Roof
SRP15978 | TRINA SOLAR | TSM-240PD05 | 240 | 18 | 188 | 18 |  | Solar | FIXED | Roof
SRP15978 | TRINA SOLAR | TSM-240PD05 | 240 | 11 | 188 | 32 |  | Solar | FIXED | Roof
SRP15979 | CHANGZHOU TRINA SOLAR ENERGY CO | TSM-160D | 240 | 12 | 144 | 27 |  | Solar | FIXED | Roof
SRP15979 | CHANGZHOU TRINA SOLAR ENERGY CO | TSM-160D | 240 | 20 | 234 | 27 |  | Solar | FIXED | Roof
SRP15980 | TRINA SOLAR | TSM-250PA05 | 250 | 14 | 215 | 18 |  | Solar | FIXED | Roof
SRP15981 | TRINA SOLAR | TSM-250PA05A | 250 | 22 | 192 | 11 |  | Solar | FIXED | Roof
SRP15982 | TRINA SOLAR | TSM-250PA05A | 250 | 22 | 164 | 18 |  | Solar | FIXED | Roof
SRP15983 | TRINA SOLAR | TSM-250PA05A | 250 | 12 | 88 | 18 |  | Solar | FIXED | Roof
SRP15983 | TRINA SOLAR | TSM-250PD05 | 250 | 12 | 88 | 18 |  | Solar | FIXED | Roof
SRP15984 | TRINA SOLAR | TSM-250PA05 | 250 | 27 | 188 | 26 |  | Solar | FIXED | Roof
SRP15985 | TRINA SOLAR | TSM-250PA05 | 250 | 12 | 118 | 20 |  | Solar | FIXED | Roof
SRP15985 | TRINA SOLAR | TSM-250PA05 | 250 | 11 | 208 | 20 |  | Solar | FIXED | Roof
SRP15986 | TRINA SOLAR | TSM-250PA05 | 250 | 26 | 185 | 21 |  | Solar | FIXED | Roof
SRP15987 | CANADIAN SOLAR | CS6P-245MX | 245 | 3 | 204 | 15 |  | Solar | FIXED | Roof
SRP15987 | CANADIAN SOLAR | CS6P-245MX | 245 | 24 | 204 | 20 |  | Solar | FIXED | Roof
SRP15989 | TRINA SOLAR | TSM-235PA05 | 235 | 13 | 224 | 39 |  | Solar | FIXED | Roof
SRP15991 | CANADIAN SOLAR | CS6P-245M | 245 | 15 | 220 | 30 |  | Solar | FIXED | Roof
SRP15992 | CANADIAN SOLAR | CS6P-245MX | 245 | 17 | 220 | 22 |  | Solar | FIXED | Roof
SRP15993 | CANADIAN SOLAR | CS6P-245MX | 245 | 24 | 212 | 37 |  | Solar | FIXED | Roof
SRP15994 | CANADIAN SOLAR | CS6P-245MX | 245 | 4 | 208 | 15 |  | Solar | FIXED | Roof
SRP15994 | CANADIAN SOLAR | CS6P-245MX | 245 | 13 | 208 | 28 |  | Solar | FIXED | Roof
SRP15997 | CHANGZHOU TRINA SOLAR ENERGY CO | TSM-185D | 240 | 12 | 250 | 33 |  | Solar | FIXED | Roof
SRP15997 | CHANGZHOU TRINA SOLAR ENERGY CO | TSM-185D | 240 | 28 | 250 | 33 |  | Solar | FIXED | Roof
SRP15998 | TRINA SOLAR | TSM-245PA05.10 | 245 | 18 | 250 | 30 |  | Solar | FIXED | Roof
SRP16000 | TRINA SOLAR | TSM-250PA05 | 250 | 14 | 201 | 20 |  | Solar | FIXED | Roof
SRP16002 | TRINA SOLAR | TSM-250PA05A | 250 | 14 | 119 | 27 |  | Solar | FIXED | Roof
SRP16005 | TRINA SOLAR | TSM-250PA05 | 250 | 48 | 165 | 18 |  | Solar | FIXED | Roof
SRP16006 | TRINA SOLAR | TSM-255PA05 | 255 | 13 | 156 | 23 |  | Solar | FIXED | Roof
SRP16007 | YINGLI ENERGY (CHINA) | YL245P-29B | 245 | 19 | 221 | 30 |  | Solar | FIXED | Roof
SRP16008 | TRINA SOLAR | TSM-250PA05 | 250 | 34 | 140 | 20 |  | Solar | FIXED | Roof
SRP16009 | ET SOLAR INDUSTRY | ET-A-M660250B | 250 | 19 | 83 | 30 |  | Solar | FIXED | Roof
SRP16009 | ET SOLAR INDUSTRY | ET-A-M660250B | 250 | 30 | 173 | 30 |  | Solar | FIXED | Roof
SRP16010 | MATRIX SOLAR/PHOTOWATT | PW1000-100 | 255 | 4 | 173 | 18 |  | Solar | FIXED | Roof
SRP16010 | MATRIX SOLAR/PHOTOWATT | PW1000-100 | 255 | 24 | 173 | 18 |  | Solar | FIXED | Roof
SRP16011 | TRINA SOLAR | TSM-240PD05 | 240 | 10 | 110 | 37 |  | Solar | FIXED | Roof
SRP16011 | TRINA SOLAR | TSM-240PD05 | 240 | 12 | 200 | 45 |  | Solar | FIXED | Roof
SRP16012 | TRINA SOLAR | TSM-240DA05 | 240 | 15 | 165 | 17 |  | Solar | FIXED | Roof
SRP16012 | TRINA SOLAR | TSM-240PD05 | 240 | 10 | 165 | 31 |  | Solar | FIXED | Roof
SRP16012 | TRINA SOLAR | TSM-240PA05 | 240 | 12 | 165 | 34 |  | Solar | FIXED | Roof
SRP16012 | TRINA SOLAR | TSM-240PD05 | 240 | 5 | 255 | 34 |  | Solar | FIXED | Roof
SRP16013 | TRINA SOLAR | TSM-240PA05.10 | 240 | 24 | 230 | 25 |  | Solar | FIXED | Roof
SRP16014 | SHARP | ND-L235Q1 | 235 | 34 | 214 | 20 |  | Solar | FIXED | Roof
SRP16015 | SUNTECH POWER | STP255-20/WD | 255 | 16 | 168 | 25 |  | Solar | FIXED | Roof
SRP16015 | SUNTECH POWER | STP255-20/WD | 255 | 18 | 258 | 40 |  | Solar | FIXED | Roof
SRP16016 | HANWHA SOLARONE (QIDONG) | HSL60M6-HB-0-250TB | 250 | 18 | 107 | 37 |  | Solar | FIXED | Roof
SRP16016 | HANWHA SOLARONE (QIDONG) | HSL60M6-HB-0-250TB | 250 | 14 | 197 | 15 |  | Solar | FIXED | Roof
SRP16016 | HANWHA SOLARONE (QIDONG) | HSL60P6-PA-0-250TB | 250 | 35 | 197 | 37 |  | Solar | FIXED | Roof
SRP16018 | SUNTECH POWER | STP150-24/AB-1 | 250 | 26 | 190.3 | 45 |  | Solar | FIXED | Roof
SRP16021 | CANADIAN SOLAR | CS6P-230 | 235 | 10 | 125 | 22 |  | Solar | FIXED | Roof
SRP16021 | CANADIAN SOLAR | CS6P-230 | 235 | 25 | 215 | 22 |  | Solar | FIXED | Roof
SRP16022 | CANADIAN SOLAR | CS6P-245MX | 245 | 21 | 98 | 16 |  | Solar | FIXED | Roof
SRP16022 | CANADIAN SOLAR | CS6P-245MX | 245 | 21 | 278 | 16 |  | Solar | FIXED | Roof
SRP16023 | CANADIAN SOLAR | CS6P-245MX | 245 | 15 | 120 | 12 |  | Solar | FIXED | Roof
SRP16023 | CANADIAN SOLAR | CS6P-245MX | 245 | 16 | 210 | 12 |  | Solar | FIXED | Roof
SRP16024 | CANADIAN SOLAR | CS6P-235PX | 235 | 3 | 190 | 16 |  | Solar | FIXED | Roof
SRP16024 | CANADIAN SOLAR | CS6P-235PX | 235 | 4 | 190 | 38 |  | Solar | FIXED | Roof
SRP16024 | CANADIAN SOLAR | CS6P-235PX | 235 | 8 | 190 | 38 |  | Solar | FIXED | Roof
SRP16026 | TRINA SOLAR | TSM-250PA05 | 250 | 14 | 229 | 27 |  | Solar | FIXED | Roof
SRP16027 | MATRIX SOLAR/PHOTOWATT | PW1000-100 | 245 | 54 | 140 | 20 |  | Solar | FIXED | Roof
SRP16028 | CHANGZHOU TRINA SOLAR ENERGY CO | TSM-185D | 240 | 19 | 167 | 22 |  | Solar | FIXED | Roof
SRP16029 | TRINA SOLAR | TSM-250PA05 | 250 | 34 | 153 | 30 |  | Solar | FIXED | Roof
SRP16030 | TRINA SOLAR | TSM-235PA05 | 235 | 39 | 200 | 25 |  | Solar | FIXED | Roof
SRP16031 | TRINA SOLAR | TSM-250PA05A | 250 | 10 | 185 | 40 |  | Solar | FIXED | Roof
SRP16031 | TRINA SOLAR | TSM-250PD05 | 250 | 16 | 185 | 40 |  | Solar | FIXED | Roof
SRP16032 | SUNPOWER | SPR-327NE-WHT-D | 327 | 18 | 89 | 20 |  | Solar | FIXED | Roof
SRP16032 | SUNPOWER | SPR-327NE-WHT-D | 327 | 16 | 269 | 20 |  | Solar | FIXED | Roof
SRP16033 | TRINA SOLAR | TSM-250PA05 | 250 | 16 | 130 | 17 |  | Solar | FIXED | Roof
SRP16033 | TRINA SOLAR | TSM-250PA05A | 250 | 8 | 310 | 16 |  | Solar | FIXED | Roof
SRP16034 | TRINA SOLAR | TSM-250PA05 | 250 | 17 | 135 | 30 |  | Solar | FIXED | Roof
SRP16035 | SUNPOWER | T5-SPR-327 | 327 | 16 | 169 | 22 |  | Solar | FIXED | Roof
SRP16036 | MATRIX SOLAR/PHOTOWATT | PW1000-100 | 245 | 21 | 180 | 27 |  | Solar | FIXED | Roof
SRP16037 | CANADIAN SOLAR | CS6P-245MX | 245 | 17 | 223 | 27 |  | Solar | FIXED | Roof
SRP16039 | SOLARWORLD | SW265 MONO | 265 | 22 | 125 | 38 |  | Solar | FIXED | Roof
SRP16039 | SOLARWORLD | SW265 MONO | 265 | 20 | 215 | 25 |  | Solar | FIXED | Roof
SRP16040 | SOLARWORLD | SW265 MONO | 265 | 44 | 205 | 34 |  | Solar | FIXED | Roof
SRP16041 | CHANGZHOU TRINA SOLAR ENERGY CO | TSM-185D | 235 | 20 | 163 | 21 |  | Solar | FIXED | Roof
SRP16042 | ISOFOTON | I-100/12 | 250 | 22 | 151.5 | 40 |  | Solar | FIXED | Roof
SRP16043 | SUNTECH POWER | STP210S-18/UB-1 | 250 | 22 | 206.7 | 29 |  | Solar | FIXED | Roof
SRP16044 | SUNTECH POWER | STP210S-18/UB-1 | 250 | 42 | 146.9 | 18 |  | Solar | FIXED | Roof
SRP16045 | ET SOLAR INDUSTRY | ET-P660245BB | 245 | 18 | 137 | 20 |  | Solar | FIXED | Roof
SRP16045 | ET SOLAR INDUSTRY | ET-P660245BB | 245 | 10 | 227 | 20 |  | Solar | FIXED | Roof
SRP16046 | TRINA SOLAR | TSM-240PD05 | 240 | 11 | 134 | 30 |  | Solar | FIXED | Roof
SRP16047 | CANADIAN SOLAR | CS6P-245MX | 245 | 12 | 126 | 21 |  | Solar | FIXED | Roof
SRP16047 | CANADIAN SOLAR | CS6P-245MX | 245 | 5 | 217 | 21 |  | Solar | FIXED | Roof
SRP16048 | CANADIAN SOLAR | CS6P-245MX | 245 | 24 | 223 | 22 |  | Solar | FIXED | Roof
SRP16049 | CENTROSOLAR AMERICA | BP6-240BB | 240 | 106 | 235 | 16 |  | Solar | FIXED | Roof
SRP16049 | CENTROSOLAR AMERICA | E235B | 235 | 26 | 235 | 16 |  | Solar | FIXED | Roof
SRP16050 | TRINA SOLAR | TSM-235PA05 | 235 | 17 | 159 | 26 |  | Solar | FIXED | Roof
SRP16050 | TRINA SOLAR | TSM-235PA05 | 235 | 23 | 159 | 26 |  | Solar | FIXED | Roof
SRP16051 | TRINA SOLAR | TSM-235PA05 | 235 | 2160 | 180 | 20 |  | Solar | FIXED | Ground
SRP16052 | YINGLI ENERGY (CHINA) | YL240P-29B | 240 | 24 | 190 | 29 |  | Solar | FIXED | Roof
SRP16052 | YINGLI ENERGY (CHINA) | YL240P-29B | 240 | 30 | 190 | 37 |  | Solar | FIXED | Roof
SRP16053 | SOLARWORLD | SW250 MONO | 250 | 468 | 184 | 5 |  | Solar | FIXED | Roof
SRP16053 | SOLARWORLD | SW250 MONO | 250 | 78 | 184 | 10 |  | Solar | FIXED | Roof
SRP16054 | MATRIX SOLAR/PHOTOWATT | PW1000-100 | 255 | 19 | 170 | 25 |  | Solar | FIXED | Roof
SRP16055 | TRINA SOLAR | TSM-235PA05 | 235 | 4320 | 180 | 20 |  | Solar | FIXED | Ground
SRP16056 | SOLARWORLD | SW250 MONO | 250 | 117 | 216 | 5 |  | Solar | FIXED | Roof
SRP16056 | SOLARWORLD | SW250 MONO | 250 | 390 | 216 | 10 |  | Solar | FIXED | Roof
SRP16057 | SOLARWORLD | SW260 MONO | 260 | 4524 | 156 | 10 |  | Solar | FIXED | Roof
SRP16058 | YINGLI ENERGY (CHINA) | YL235P-29B | 235 | 7 | 162 | 25 |  | Solar | FIXED | Roof
SRP16058 | YINGLI ENERGY (CHINA) | YL235P-29B | 235 | 9 | 164 | 28 |  | Solar | FIXED | Roof
SRP16059 | SOLARWORLD | SW250 MONO | 250 | 169 | 178 | 5 |  | Solar | FIXED | Roof
SRP16059 | SOLARWORLD | SW250 MONO | 250 | 338 | 178 | 10 |  | Solar | FIXED | Roof
SRP16060 | SOLARWORLD | SW250 MONO | 250 | 637 | 179 | 5 |  | Solar | FIXED | Roof
SRP16061 | SUNPOWER | SPR-327NE-WHT-D | 327 | 25 | 136 | 22 |  | Solar | FIXED | Roof
SRP16063 | SOLARWORLD | SW240 MONO | 240 | 7 | 186 | 32 |  | Solar | FIXED | Roof
SRP16064 | MATRIX SOLAR/PHOTOWATT | PW1000-100 | 240 | 19 | 220 | 18 |  | Solar | FIXED | Roof
SRP16064 | SILIKEN MANUFACTURING USA | SLK60P6L 233 WP | 250 | 1 | 220 | 18 |  | Solar | FIXED | Roof
SRP16064 | SILIKEN MANUFACTURING USA | SLK60P6L 233 WP | 255 | 2 | 220 | 18 |  | Solar | FIXED | Roof
SRP16064 | MATRIX SOLAR/PHOTOWATT | PW1650-175 | 240 | 10 | 220 | 22 |  | Solar | FIXED | Roof
SRP16065 | CHANGZHOU TRINA SOLAR ENERGY CO | TSM-160D | 245 | 66 | 177 | 10 |  | Solar | FIXED | Roof
SRP16066 | SUNTECH POWER | STP260D-24/VEC | 260 | 10 | 233 | 35 |  | Solar | FIXED | Roof
SRP16069 | TRINA SOLAR | TSM-245PD05 | 245 | 31 | 170 | 26 |  | Solar | FIXED | Roof
SRP16070 | TRINA SOLAR | TSM-245PA05.10 | 245 | 23 | 240 | 31 |  | Solar | FIXED | Roof
SRP16071 | TRINA SOLAR | TSM-245PD05 | 245 | 35 | 240 | 26 |  | Solar | FIXED | Roof
SRP16072 | TRINA SOLAR | TSM-245PD05 | 245 | 35 | 200 | 15 |  | Solar | FIXED | Roof
SRP16073 | TRINA SOLAR | TSM-245PA05 | 245 | 28 | 197 | 33 |  | Solar | FIXED | Roof
SRP16073 | TRINA SOLAR | TSM-245PA05 | 245 | 10 | 287 | 33 |  | Solar | FIXED | Roof
SRP16074 | TRINA SOLAR | TSM-245PA05 | 245 | 5 | 86 | 33 |  | Solar | FIXED | Roof
SRP16074 | TRINA SOLAR | TSM-245PD05 | 245 | 37 | 176 | 33 |  | Solar | FIXED | Roof
SRP16074 | TRINA SOLAR | TSM-245PA05 | 245 | 6 | 266 | 33 |  | Solar | FIXED | Roof
SRP16075 | TRINA SOLAR | TSM-240PD05 | 240 | 48 | 111 | 28 |  | Solar | FIXED | Roof
SRP16076 | TRINA SOLAR | TSM-245PA05 | 245 | 3 | 165 | 33 |  | Solar | FIXED | Roof
SRP16076 | TRINA SOLAR | TSM-245PA05 | 245 | 23 | 255 | 33 |  | Solar | FIXED | Roof
SRP16078 | TRINA SOLAR | TSM-235PA05.18 | 235 | 5 | 122 | 33 |  | Solar | FIXED | Roof
SRP16080 | CANADIAN SOLAR | CS6P-245MX | 245 | 5 | 142 | 18 |  | Solar | FIXED | Roof
SRP16080 | CANADIAN SOLAR | CS6P-245MX | 245 | 12 | 142 | 34 |  | Solar | FIXED | Roof
SRP16081 | CANADIAN SOLAR | CS6P-230 | 235 | 17 | 139 | 31 |  | Solar | FIXED | Roof
SRP16082 | TRINA SOLAR | TSM-235PA05.18 | 235 | 12 | 105 | 22 |  | Solar | FIXED | Roof
SRP16082 | TRINA SOLAR | TSM-235PA05.18 | 235 | 5 | 195 | 23 |  | Solar | FIXED | Roof
SRP16083 | TRINA SOLAR | TSM-235PA05.18 | 235 | 17 | 138 | 18 |  | Solar | FIXED | Roof
SRP16084 | TRINA SOLAR | TSM-235PA05.18 | 235 | 30 | 261 | 17 |  | Solar | FIXED | Roof
SRP16085 | MOTECH AMERICAS | IM60B3-250-XXXXXX | 250 | 8 | 176 | 27 |  | Solar | FIXED | Roof
SRP16085 | MOTECH AMERICAS | IM60C3-250-XXXXXX | 250 | 36 | 176 | 27 |  | Solar | FIXED | Roof
SRP16086 | CANADIAN SOLAR | CS6P-245MX | 245 | 3 | 250 | 37 |  | Solar | FIXED | Roof
SRP16086 | CANADIAN SOLAR | CS6P-245MX | 245 | 14 | 250 | 37 |  | Solar | FIXED | Roof
SRP16087 | SAINT GOBAIN SOLAR | SKA250M60-WN | 250 | 21 | 87 | 27 |  | Solar | FIXED | Roof
SRP16087 | SAINT GOBAIN SOLAR | SKA250M60-WN | 250 | 10 | 177 | 27 |  | Solar | FIXED | Roof
SRP16088 | ET SOLAR INDUSTRY | ET-A-P660245B | 245 | 20 | 164 | 28 |  | Solar | FIXED | Roof
SRP16089 | CANADIAN SOLAR | CS6P-245MX | 245 | 12 | 168 | 14 |  | Solar | FIXED | Roof
SRP16089 | CANADIAN SOLAR | CS6P-245MX | 245 | 10 | 168 | 28 |  | Solar | FIXED | Roof
SRP16089 | CANADIAN SOLAR | CS6P-245MX | 245 | 4 | 258 | 34 |  | Solar | FIXED | Roof
SRP16090 | CANADIAN SOLAR | CS6P-235PX | 235 | 25 | 248 | 17 |  | Solar | FIXED | Roof
SRP16092 | TRINA SOLAR | TSM-235PA05 | 235 | 31 | 217 | 30 |  | Solar | FIXED | Roof
SRP16093 | YINGLI ENERGY (CHINA) | YL240P-29B | 240 | 29 | 218 | 25 |  | Solar | FIXED | Roof
SRP16095 | TRINA SOLAR | TSM-240PA05 | 240 | 6 | 110 | 30 |  | Solar | FIXED | Roof
SRP16095 | TRINA SOLAR | TSM-240PA05 | 240 | 12 | 200 | 30 |  | Solar | FIXED | Roof
SRP16096 | CANADIAN SOLAR | CS6P-235PX | 235 | 21 | 159 | 28 |  | Solar | FIXED | Roof
SRP16097 | TRINA SOLAR | TSM-245PA05.10 | 245 | 34 | 124 | 17 |  | Solar | FIXED | Roof
SRP16098 | TRINA SOLAR | TSM-245PD05 | 245 | 5 | 140 | 16 |  | Solar | FIXED | Roof
SRP16098 | TRINA SOLAR | TSM-245PD05 | 245 | 20 | 140 | 26 |  | Solar | FIXED | Roof
SRP16099 | HANWHA SOLARONE (QIDONG) | HSL60M6-HA-0-250TW | 250 | 4 | 194.5 | 10 |  | Solar | FIXED | Roof
SRP16099 | HANWHA SOLARONE (QIDONG) | HSL60M6-HA-0-250TW | 250 | 40 | 194.5 | 30 |  | Solar | FIXED | Roof
SRP16100 | CANADIAN SOLAR | CS6P-245MX | 245 | 15 | 159 | 21 |  | Solar | FIXED | Roof
SRP16100 | CANADIAN SOLAR | CS6P-245MX | 245 | 2 | 247 | 21 |  | Solar | FIXED | Roof
SRP16101 | LG ELECTRONICS SOLAR CELL DIVISION | LG250S1C-G3 | 250 | 55 | 235.4 | 20 |  | Solar | FIXED | Roof
SRP16101 | LG ELECTRONICS SOLAR CELL DIVISION | LG250S1C-G2 | 250 | 18 | 240.2 | 20 |  | Solar | FIXED | Roof
SRP16102 | CANADIAN SOLAR | CS6P-245MX | 245 | 26 | 116 | 27 |  | Solar | FIXED | Roof
SRP16103 | CANADIAN SOLAR | CS6P-235PX | 235 | 15 | 107 | 30 |  | Solar | FIXED | Roof
SRP16104 | CANADIAN SOLAR | CS6P-245MX | 245 | 16 | 172 | 24 |  | Solar | FIXED | Roof
SRP16105 | CANADIAN SOLAR | CS6P-245MX | 245 | 12 | 223 | 32 |  | Solar | FIXED | Roof
SRP16107 | TRINA SOLAR | TSM-235PA05 | 235 | 26 | 195 | 30 |  | Solar | FIXED | Roof
SRP16108 | TRINA SOLAR | TSM-235PA05.18 | 235 | 12 | 268 | 20 |  | Solar | FIXED | Roof
SRP16108 | TRINA SOLAR | TSM-235PA05.18 | 235 | 16 | 268 | 21 |  | Solar | FIXED | Roof
SRP16109 | TRINA SOLAR | TSM-235PA05 | 235 | 12 | 150 | 22 |  | Solar | FIXED | Roof
SRP16110 | CANADIAN SOLAR | CS6P-245MX | 245 | 3 | 126 | 20 |  | Solar | FIXED | Roof
SRP16110 | CANADIAN SOLAR | CS6P-245MX | 245 | 11 | 212 | 20 |  | Solar | FIXED | Roof
SRP16112 | CANADIAN SOLAR | CS6P-245MX | 245 | 15 | 249 | 34 |  | Solar | FIXED | Roof
SRP16113 | CANADIAN SOLAR | CS6P-235PX | 235 | 5 | 128 | 15 |  | Solar | FIXED | Roof
SRP16113 | CANADIAN SOLAR | CS6P-235PX | 235 | 4 | 218 | 20 |  | Solar | FIXED | Roof
SRP16113 | CANADIAN SOLAR | CS6P-235PX | 235 | 15 | 218 | 38 |  | Solar | FIXED | Roof
SRP16114 | CANADIAN SOLAR | CS6P-245MX | 245 | 17 | 171 | 24 |  | Solar | FIXED | Roof
SRP16116 | ISOFOTON | I-100/12 | 250 | 8 | 140 | 32 |  | Solar | FIXED | Roof
SRP16116 | CANADIAN SOLAR | CS6P-250P | 250 | 27 | 200 | 25 |  | Solar | FIXED | Roof
SRP16116 | CANADIAN SOLAR | CS6P-250P | 250 | 10 | 200 | 28 |  | Solar | FIXED | Roof
SRP16117 | HANWHA SOLARONE (QIDONG) | HSL60M6-HA-0-250T | 250 | 48 | 148 | 20 |  | Solar | FIXED | Roof
SRP16118 | SOLARWORLD | SW265 MONO | 265 | 38 | 126 | 19 |  | Solar | FIXED | Roof
SRP16121 | LDK SOLAR | LDK-255P-20 | 255 | 24 | 86 | 23 |  | Solar | FIXED | Roof
SRP16121 | LDK SOLAR | LDK-255P-20 | 255 | 6 | 266 | 23 |  | Solar | FIXED | Roof
SRP16122 | CANADIAN SOLAR | CS6P-245MX | 245 | 9 | 107 | 20 |  | Solar | FIXED | Roof
SRP16122 | CANADIAN SOLAR | CS6P-245MX | 245 | 10 | 287 | 20 |  | Solar | FIXED | Roof
SRP16123 | SUNPOWER | SPR-327NE-WHT-D | 327 | 7 | 77 | 20 |  | Solar | FIXED | Roof
SRP16123 | SUNPOWER | SPR-327NE-WHT-D | 327 | 25 | 168 | 20 |  | Solar | FIXED | Roof
SRP16123 | SUNPOWER | SPR-327NE-WHT-D | 327 | 7 | 257 | 20 |  | Solar | FIXED | Roof
SRP16126 | HANWHA SOLARONE (QIDONG) | HSL60M6-HB-0-250TW | 250 | 51 | 163.6 | 45 |  | Solar | FIXED | Roof
SRP16126 | HANWHA SOLARONE (QIDONG) | HSL60M6-HA-0-250TW | 250 | 32 | 253.6 | 30 |  | Solar | FIXED | Roof
SRP16127 | LDK SOLAR | LDK-255P-20 | 255 | 17 | 268 | 23 |  | Solar | FIXED | Roof
SRP16128 | TRINA SOLAR | TSM-245PD05 | 245 | 20 | 191 | 24 |  | Solar | FIXED | Roof
SRP16129 | TRINA SOLAR | TSM-245PA05 | 245 | 26 | 140 | 23 |  | Solar | FIXED | Roof
SRP16130 | TRINA SOLAR | TSM-245PD05 | 245 | 35 | 113 | 24 |  | Solar | FIXED | Roof
SRP16131 | CANADIAN SOLAR | CS4C-100 | 235 | 8 | 138 | 9 |  | Solar | FIXED | Roof
SRP16131 | CANADIAN SOLAR | CS4C-100 | 235 | 12 | 138 | 9 |  | Solar | FIXED | Roof
SRP16131 | CANADIAN SOLAR | CS4C-100 | 235 | 10 | 318 | 9 |  | Solar | FIXED | Roof
SRP16132 | TRINA SOLAR | TSM-245PA05.10 | 245 | 54 | 190 | 22 |  | Solar | FIXED | Ground
SRP16134 | SUNTECH POWER | STP150-24/AB-1 | 250 | 3 | 111 | 30 |  | Solar | FIXED | Roof
SRP16134 | HANWHA SOLARONE (QIDONG) | HSL60P6-PA-0-250TB | 250 | 57 | 201.9 | 30 |  | Solar | FIXED | Roof
SRP16135 | CANADIAN SOLAR | CS6P-235PX | 235 | 5 | 161 | 23 |  | Solar | FIXED | Roof
SRP16135 | CANADIAN SOLAR | CS6P-235PX | 235 | 3 | 161 | 39 |  | Solar | FIXED | Roof
SRP16136 | YINGLI ENERGY (CHINA) | YL245P-29B | 245 | 15 | 190 | 36 |  | Solar | FIXED | Roof
SRP16137 | YINGLI ENERGY (CHINA) | YL255P-29B | 255 | 24 | 180 | 25 |  | Solar | FIXED | Ground
SRP16138 | YINGLI ENERGY (CHINA) | YL255P-29B | 255 | 44 | 160 | 22 |  | Solar | FIXED | Roof
SRP16139 | LDK SOLAR | LDK-240D-20 | 240 | 21 | 140 | 30 |  | Solar | FIXED | Roof
SRP16139 | LDK SOLAR | LDK-240D-20 | 240 | 5 | 230 | 30 |  | Solar | FIXED | Roof
SRP16140 | TRINA SOLAR | TSM-245PD05 | 245 | 11 | 150 | 23 |  | Solar | FIXED | Roof
SRP16140 | TRINA SOLAR | TSM-245PA05 | 245 | 33 | 240 | 23 |  | Solar | FIXED | Roof
SRP16141 | TRINA SOLAR | TSM-245PA05 | 245 | 25 | 256 | 22 |  | Solar | FIXED | Roof
SRP16141 | TRINA SOLAR | TSM-245PA05.10 | 245 | 2 | 258 | 22 |  | Solar | FIXED | Roof
SRP16142 | TRINA SOLAR | TSM-245PA05.10 | 245 | 9 | 225 | 15 |  | Solar | FIXED | Roof
SRP16142 | TRINA SOLAR | TSM-245PA05.10 | 245 | 39 | 225 | 18 |  | Solar | FIXED | Roof
SRP16143 | TRINA SOLAR | TSM-245PD05 | 245 | 22 | 136 | 27 |  | Solar | FIXED | Roof
SRP16144 | GREEN ENERGY SOLAR & WIND | GESW1750 USA-170W | 200 | 12 | 197 | 22 |  | Solar | FIXED | Roof
SRP16146 | SOLARWORLD | SW240 MONO | 240 | 87 | 160 | 5 |  | Solar | FIXED | Roof
SRP16146 | SOLYNDRA | SL-001-182U | 182 | 56 | 340 | 5 |  | Solar | FIXED | Roof
SRP16150 | CANADIAN SOLAR | CS4C-100 | 235 | 11 | 217 | 12 |  | Solar | FIXED | Roof
SRP16158 | TRINA SOLAR | TSM-240PA05 | 240 | 14 | 115 | 24 |  | Solar | FIXED | Roof
SRP16158 | TRINA SOLAR | TSM-240PD05 | 240 | 16 | 175 | 21 |  | Solar | FIXED | Roof
SRP16158 | TRINA SOLAR | TSM-240DA05 | 240 | 5 | 265 | 25 |  | Solar | FIXED | Roof
SRP16159 | ET SOLAR INDUSTRY | ET-A-P660230 | 230 | 224 | 90 | 3 |  | Solar | FIXED | Ground
SRP16159 | ET SOLAR INDUSTRY | ET-A-P660230 | 230 | 532 | 195 | 10 |  | Solar | FIXED | Ground
SRP16160 | ET SOLAR INDUSTRY | ET-P660230WB | 230 | 182 | 195 | 10 |  | Solar | FIXED | Roof
SRP16163 | TRINA SOLAR | TSM-250PA05A | 250 | 26 | 266 | 28 |  | Solar | FIXED | Roof
SRP16164 | TRINA SOLAR | TSM-250PA05A | 250 | 14 | 124 | 37 |  | Solar | FIXED | Roof
SRP16165 | TRINA SOLAR | TSM-250PA05 | 250 | 19 | 189 | 28 |  | Solar | FIXED | Roof
SRP16166 | TRINA SOLAR | TSM-250PA05A | 250 | 28 | 187 | 24 |  | Solar | FIXED | Roof
SRP16169 | LG ELECTRONICS SOLAR CELL DIVISION | LG255S1C-G2 | 255 | 11 | 126 | 30 |  | Solar | FIXED | Roof
SRP16169 | LG ELECTRONICS SOLAR CELL DIVISION | LG255S1C-G3 | 255 | 9 | 216 | 35 |  | Solar | FIXED | Roof
SRP16171 | LG ELECTRONICS SOLAR CELL DIVISION | LG255S1C-G3 | 255 | 22 | 174 | 34 |  | Solar | FIXED | Roof
SRP16173 | LG ELECTRONICS SOLAR CELL DIVISION | LG255S1C-G3 | 255 | 9 | 86 | 45 |  | Solar | FIXED | Roof
SRP16173 | LG ELECTRONICS SOLAR CELL DIVISION | LG255S1C-G3 | 255 | 6 | 176 | 45 |  | Solar | FIXED | Roof
SRP16175 | TRINA SOLAR | TSM-250PA05 | 250 | 24 | 222 | 13 |  | Solar | FIXED | Roof
SRP16176 | SUNPOWER | SPR-327NE-WHT-D | 327 | 14 | 109 | 22 |  | Solar | FIXED | Roof
SRP16179 | LG ELECTRONICS SOLAR CELL DIVISION | LG255S1C-G3 | 255 | 20 | 191.3 | 27 |  | Solar | FIXED | Roof
SRP16181 | LG ELECTRONICS SOLAR CELL DIVISION | LG255S1C-G2 | 255 | 9 | 134 | 33 |  | Solar | FIXED | Roof
SRP16181 | LG ELECTRONICS SOLAR CELL DIVISION | LG255S1C-G2 | 255 | 11 | 224 | 35 |  | Solar | FIXED | Roof
SRP16182 | CANADIAN SOLAR | CS6P-230 | 235 | 17 | 199 | 24 |  | Solar | FIXED | Roof
SRP16183 | CANADIAN SOLAR | CS6P-245MX | 245 | 16 | 126 | 20 |  | Solar | FIXED | Roof
SRP16183 | CANADIAN SOLAR | CS6P-245MX | 245 | 4 | 126 | 23 |  | Solar | FIXED | Roof
SRP16184 | CANADIAN SOLAR | CS6P-235PX | 235 | 13 | 136 | 20 |  | Solar | FIXED | Roof
SRP16184 | CANADIAN SOLAR | CS6P-235PX | 235 | 8 | 226 | 20 |  | Solar | FIXED | Roof
SRP16185 | CANADIAN SOLAR | CS6P-245MX | 245 | 12 | 215 | 23 |  | Solar | FIXED | Roof
SRP16186 | CANADIAN SOLAR | CS6P-230 | 235 | 34 | 217 | 16 |  | Solar | FIXED | Roof
SRP16187 | CANADIAN SOLAR | CS6P-245MX | 245 | 6 | 217 | 9 |  | Solar | FIXED | Roof
SRP16187 | CANADIAN SOLAR | CS6P-245MX | 245 | 8 | 217 | 14 |  | Solar | FIXED | Roof
SRP16187 | CANADIAN SOLAR | CS6P-245MX | 245 | 4 | 217 | 40 |  | Solar | FIXED | Roof
SRP16189 | CANADIAN SOLAR | CS6P-245MX | 245 | 10 | 160 | 22 |  | Solar | FIXED | Roof
SRP16189 | CANADIAN SOLAR | CS6P-245MX | 245 | 22 | 250 | 22 |  | Solar | FIXED | Roof
SRP16191 | TRINA SOLAR | TSM-240PD05 | 240 | 26 | 90 | 30 |  | Solar | FIXED | Roof
SRP16191 | TRINA SOLAR | TSM-240PD05 | 240 | 28 | 270 | 30 |  | Solar | FIXED | Roof
SRP16192 | TRINA SOLAR | TSM-240PA05 | 240 | 14 | 265 | 28 |  | Solar | FIXED | Roof
SRP16196 | TRINA SOLAR | TSM-245PA05 | 245 | 35 | 154 | 33 |  | Solar | FIXED | Roof
SRP16196 | TRINA SOLAR | TSM-245PA05 | 245 | 7 | 244 | 33 |  | Solar | FIXED | Roof
SRP16198 | TRINA SOLAR | TSM-245PD05 | 245 | 72 | 210 | 16 |  | Solar | FIXED | Roof
SRP16198 | TRINA SOLAR | TSM-245PD05 | 245 | 11 | 210 | 33 |  | Solar | FIXED | Roof
SRP16199 | TRINA SOLAR | TSM-245PD05 | 245 | 22 | 175 | 24 |  | Solar | FIXED | Roof
SRP16200 | TRINA SOLAR | TSM-240DA05 | 240 | 30 | 166 | 26 |  | Solar | FIXED | Roof
SRP16201 | TRINA SOLAR | TSM-245PA05 | 245 | 56 | 150 | 26 |  | Solar | FIXED | Roof
SRP16202 | TRINA SOLAR | TSM-240PA05.10 | 240 | 15 | 193 | 30 |  | Solar | FIXED | Roof
SRP16203 | TRINA SOLAR | TSM-245PA05 | 245 | 41 | 185 | 26 |  | Solar | FIXED | Roof
SRP16205 | TRINA SOLAR | TSM-240DA05 | 240 | 32 | 220 | 23 |  | Solar | FIXED | Roof
SRP16206 | TRINA SOLAR | TSM-245PD05 | 245 | 26 | 260 | 26 |  | Solar | FIXED | Roof
SRP16207 | TRINA SOLAR | TSM-245PD05 | 245 | 24 | 264 | 25 |  | Solar | FIXED | Roof
SRP16208 | TRINA SOLAR | TSM-240PD05 | 240 | 45 | 125 | 37 |  | Solar | FIXED | Roof
SRP16208 | TRINA SOLAR | TSM-240PA05 | 240 | 3 | 215 | 37 |  | Solar | FIXED | Roof
SRP16209 | TRINA SOLAR | TSM-245PD05 | 245 | 29 | 175 | 24 |  | Solar | FIXED | Roof
SRP16211 | TRINA SOLAR | TSM-240PD05 | 240 | 23 | 170 | 26 |  | Solar | FIXED | Roof
SRP16212 | CHANGZHOU TRINA SOLAR ENERGY CO | TSM-160D | 240 | 16 | 113 | 18 |  | Solar | FIXED | Roof
SRP16213 | SUNPOWER |  | 327 | 26 | 128 | 35 |  | Solar | FIXED | Roof
SRP16214 | TRINA SOLAR | TSM-245PD05 | 245 | 30 | 192 | 12 |  | Solar | FIXED | Roof
SRP16215 | CANADIAN SOLAR | CS6P-245M | 245 | 12 | 172 | 15 |  | Solar | FIXED | Roof
SRP16215 | CANADIAN SOLAR | CS6P-245M | 245 | 16 | 172 | 33 |  | Solar | FIXED | Roof
SRP16218 | TRINA SOLAR | TSM-240PA05 | 240 | 11 | 118 | 20 |  | Solar | FIXED | Roof
SRP16218 | TRINA SOLAR | TSM-240PA05 | 240 | 26 | 208 | 26 |  | Solar | FIXED | Roof
SRP16219 | TRINA SOLAR | TSM-240PA05.08 | 240 | 13 | 208 | 20 |  | Solar | FIXED | Roof
SRP16224 | SUNTECH POWER | STP175-24/AB-1 | 175 | 8 | 247.5 | 30 |  | Solar | FIXED | Roof
SRP16225 | LG ELECTRONICS SOLAR CELL DIVISION | LG250S1C-G3 | 250 | 5 | 185 | 25 |  | Solar | FIXED | Roof
SRP16225 | LG ELECTRONICS SOLAR CELL DIVISION | LG250S1C-G3 | 250 | 9 | 275 | 22 |  | Solar | FIXED | Roof
SRP16227 | LG ELECTRONICS SOLAR CELL DIVISION | LG250S1C-G2 | 250 | 25 | 95 | 22.5 |  | Solar | FIXED | Roof
SRP16228 | SOLARWORLD | SW240 POLY | 240 | 120 | 205.9 | 22.6 |  | Solar | FIXED | Roof
SRP16230 | TRINA SOLAR | TSM-240PA05.18 | 240 | 11 | 98 | 30 |  | Solar | FIXED | Roof
SRP16230 | TRINA SOLAR | TSM-240PD05 | 240 | 12 | 278 | 30 |  | Solar | FIXED | Roof
SRP16230 | TRINA SOLAR | TSM-240DA05 | 240 | 12 | 278 | 45 |  | Solar | FIXED | Roof
SRP16232 | TRINA SOLAR | TSM-250PA05 | 250 | 36 | 247.7 | 15 |  | Solar | FIXED | Roof
SRP16233 | HYUNDAI HEAVY INDUSTRIES | HIS-M230SG | 230 | 30 | 136 | 15 |  | Solar | FIXED | Roof
SRP16233 | HYUNDAI HEAVY INDUSTRIES | HIS-M230SG | 230 | 17 | 226 | 15 |  | Solar | FIXED | Roof
SRP16234 | TRINA SOLAR | TSM-240DA05 | 240 | 11 | 160 | 20 |  | Solar | FIXED | Roof
SRP16234 | TRINA SOLAR | TSM-240PD05 | 240 | 20 | 250 | 18 |  | Solar | FIXED | Roof
SRP16235 | SUNTECH POWER | STP150-24/AB-1 | 250 | 8 | 148.7 | 22 |  | Solar | FIXED | Roof
SRP16235 | SUNTECH POWER | STP150-24/AB-1 | 250 | 20 | 148.7 | 25 |  | Solar | FIXED | Roof
SRP16236 | TRINA SOLAR | TSM-245PA05.18 | 245 | 17 | 195 | 18 |  | Solar | FIXED | Roof
SRP16238 | SUNIVA | MVX290-72-5-701 | 290 | 12 | 177 | 0 |  | Solar | FIXED | Roof
SRP16238 | SUNIVA | MVT290-72-5-100 | 290 | 36 | 177 | 22 |  | Solar | FIXED | Roof
SRP16238 | SUNIVA | MVT290-72-5-100 | 290 | 34 | 177 | 38 |  | Solar | FIXED | Roof
SRP16239 | TRINA SOLAR | TSM-245PA05 | 245 | 16 | 148 | 24 |  | Solar | FIXED | Roof
SRP16239 | TRINA SOLAR | TSM-245PA05.10 | 245 | 22 | 148 | 24 |  | Solar | FIXED | Roof
SRP16240 | TRINA SOLAR | TSM-245PA05 | 245 | 30 | 188 | 26 |  | Solar | FIXED | Roof
SRP16241 | TRINA SOLAR | TSM-240DA05 | 240 | 30 | 200 | 17 |  | Solar | FIXED | Roof
SRP16242 | TRINA SOLAR | TSM-245PA05.10 | 245 | 31 | 154 | 20 |  | Solar | FIXED | Roof
SRP16243 | KYOCERA SOLAR | KD220GX-LFBS | 220 | 36 | 129 | 31 |  | Solar | FIXED | Roof
SRP16245 | TRINA SOLAR | TSM-240PA05.05 | 240 | 33 | 120 | 32 |  | Solar | FIXED | Roof
SRP16248 | TRINA SOLAR | TSM-245PD05 | 245 | 9 | 86 | 30 |  | Solar | FIXED | Roof
SRP16248 | TRINA SOLAR | TSM-245PA05.10 | 245 | 36 | 176 | 30 |  | Solar | FIXED | Roof
SRP16248 | TRINA SOLAR | TSM-245PA05.10 | 245 | 4 | 265 | 30 |  | Solar | FIXED | Roof
SRP16249 | CANADIAN SOLAR | CS6P-245MX | 245 | 34 | 170 | 27 |  | Solar | FIXED | Roof
SRP16250 | CANADIAN SOLAR | CS6P-235PX | 235 | 8 | 112 | 21 |  | Solar | FIXED | Roof
SRP16250 | CANADIAN SOLAR | CS6P-235PX | 235 | 9 | 202 | 9 |  | Solar | FIXED | Roof
SRP16252 | TRINA SOLAR | TSM-245PD05.10 | 245 | 33 | 145 | 20 |  | Solar | FIXED | Roof
SRP16253 | MOTECH AMERICAS | IM60C3-255-XXXXXX | 255 | 12 | 180 | 20 |  | Solar | FIXED | Ground
SRP16255 | TRINA SOLAR | TSM-245PA05.10 | 245 | 40 | 238.5 | 32 |  | Solar | FIXED | Roof
SRP16256 | SUNIVA | OPT260-60-4-100 | 260 | 27 | 166 | 22 |  | Solar | FIXED | Roof
SRP16257 | YINGLI ENERGY (CHINA) | YL240P-29B | 240 | 47 | 145 | 34 |  | Solar | FIXED | Roof
SRP16259 | TRINA SOLAR | TSM-245PA05.18 | 245 | 20 | 178 | 40 |  | Solar | FIXED | Roof
SRP16260 | TRINA SOLAR | TSM-245PA05.18 | 245 | 12 | 93 | 16 |  | Solar | FIXED | Roof
SRP16260 | TRINA SOLAR | TSM-245PA05.18 | 245 | 11 | 183 | 16 |  | Solar | FIXED | Roof
SRP16261 | SUNTECH POWER | STP210S-18/UB-1 | 250 | 22 | 109.6 | 20 |  | Solar | FIXED | Roof
SRP16261 | SUNTECH POWER | STP210S-18/UB-1 | 250 | 22 | 231.4 | 20 |  | Solar | FIXED | Roof
SRP16262 | SUNTECH POWER | STP210S-18/UB-1 | 250 | 19 | 206.8 | 30 |  | Solar | FIXED | Roof
SRP16263 | CANADIAN SOLAR | CS6P-245MX | 245 | 4 | 171 | 28 |  | Solar | FIXED | Roof
SRP16266 | CANADIAN SOLAR | CS6P-245MX | 245 | 4 | 172 | 8 |  | Solar | FIXED | Roof
SRP16266 | CANADIAN SOLAR | CS6P-245MX | 245 | 26 | 172 |  |  | Solar | FIXED | Roof
SRP16267 | KYOCERA SOLAR | KD220GX-LFBS | 220 | 25 | 178 | 30 |  | Solar | FIXED | Roof
SRP16268 | TRINA SOLAR | TSM-240PA05 | 240 | 9 | 128 | 24 |  | Solar | FIXED | Roof
SRP16268 | TRINA SOLAR | TSM-240PA05 | 240 | 3 | 218 | 24 |  | Solar | FIXED | Roof
SRP16269 | TRINA SOLAR | TSM-245PA05.18 | 245 | 13 | 49 | 36 |  | Solar | FIXED | Roof
SRP16269 | TRINA SOLAR | TSM-245PD05.18 | 245 | 17 | 229 | 36 |  | Solar | FIXED | Roof
SRP16270 | TRINA SOLAR | TSM-240PA05 | 240 | 7 | 100 | 16 |  | Solar | FIXED | Roof
SRP16270 | TRINA SOLAR | TSM-240PD05 | 240 | 14 | 190 | 19 |  | Solar | FIXED | Roof
SRP16271 | TRINA SOLAR | TSM-245PA05.18 | 245 | 13 | 49 | 37 |  | Solar | FIXED | Roof
SRP16271 | TRINA SOLAR | TSM-245PD05.18 | 245 | 17 | 229 | 37 |  | Solar | FIXED | Roof
SRP16272 | LG ELECTRONICS SOLAR CELL DIVISION | LG255S1C-G2 | 255 | 39 | 197 | 30 |  | Solar | FIXED | Roof
SRP16273 | CANADIAN SOLAR | CS6P-235PX | 235 | 14 | 114 | 4 |  | Solar | FIXED | Roof
SRP16273 | CANADIAN SOLAR | CS6P-235PX | 235 | 2 | 114 | 27 |  | Solar | FIXED | Roof
SRP16274 | TRINA SOLAR | TSM-235PA05.18 | 235 | 23 | 169 | 26 |  | Solar | FIXED | Roof
SRP16274 | TRINA SOLAR | TSM-235PA05.18 | 235 | 3 | 259 | 24 |  | Solar | FIXED | Roof
SRP16276 | TRINA SOLAR | TSM-240PD05.10 | 240 | 33 | 115 | 28 |  | Solar | FIXED | Roof
SRP16278 | TRINA SOLAR | TSM-240PD05 | 240 | 26 | 179 | 27 |  | Solar | FIXED | Roof
SRP16280 | TRINA SOLAR | TSM-245PD05 | 245 | 35 | 192 | 25 |  | Solar | FIXED | Roof
SRP16281 | MC SOLAR | BP970B | 240 | 247 | 144.5 | 10 |  | Solar | FIXED | Roof
SRP16282 | TRINA SOLAR | TSM-245PA05 | 245 | 20 | 103 | 17 |  | Solar | FIXED | Roof
SRP16283 | SUNPOWER | T5-SPR-327 | 327 | 18 | 216 | 26 |  | Solar | FIXED | Roof
SRP16284 | SUNPOWER | T5-SPR-327 | 327 | 20 | 213 | 30 |  | Solar | FIXED | Roof
SRP16285 | SUNPOWER | T5-SPR-327 | 327 | 12 | 113 | 25 |  | Solar | FIXED | Roof
SRP16285 | SUNPOWER | T5-SPR-327 | 327 | 12 | 203 | 26 |  | Solar | FIXED | Roof
SRP16286 | SUNPOWER | T5-SPR-327 | 327 | 28 | 236 | 22 |  | Solar | FIXED | Roof
SRP16287 | SUNPOWER | T5-SPR-327 | 327 | 8 | 180 | 16 |  | Solar | FIXED | Roof
SRP16287 | SUNPOWER | T5-SPR-327 | 327 | 28 | 180 | 20 |  | Solar | FIXED | Roof
SRP16288 | HANWHA SOLARONE HONG KONG | HSL60P-PA-0-235K | 235 | 84 | 252 | 12 |  | Solar | FIXED | Roof
SRP16288 | TRINA SOLAR | TSM-235PA05.05 | 235 | 84 | 252 | 12 |  | Solar | FIXED | Roof
SRP16289 | HANWHA SOLARONE HONG KONG | HSL60P-PA-0-235K | 235 | 42 | 252 | 12 |  | Solar | FIXED | Roof
SRP16289 | TRINA SOLAR | TSM-235PA05.05 | 235 | 70 | 252 | 12 |  | Solar | FIXED | Roof
SRP16292 | SHARP | ND-F2Q235 | 235 | 20 | 80 | 23 |  | Solar | FIXED | Roof
SRP16292 | SHARP | ND-Q235F4 | 235 | 12 | 80 | 23 |  | Solar | FIXED | Roof
SRP16292 | SHARP | ND-Q235F4 | 235 | 12 | 260 | 23 |  | Solar | FIXED | Roof
SRP16293 | TRINA SOLAR | TSM-235PA05 | 235 | 104 | 190 | 20 |  | Solar | FIXED | Ground
SRP16294 | HANWHA SOLARONE (QIDONG) | HSL60P6-PA-4-235TW | 235 | 24 | 190 | 20 |  | Solar | FIXED | Roof
SRP16294 | TRINA SOLAR | TSM-235PD05 | 235 | 48 | 190 | 20 |  | Solar | FIXED | Roof
SRP16295 | HANWHA SOLARONE (QIDONG) | HSL60P6-PA-0-235T | 235 | 56 | 111 | 20 |  | Solar | FIXED | Roof
SRP16295 | TRINA SOLAR | TSM-235PA05 | 235 | 56 | 111 | 20 |  | Solar | FIXED | Roof
SRP16295 | TRINA SOLAR | TSM-235PD05 | 235 | 39 | 202 | 12 |  | Solar | FIXED | Roof
SRP16296 | HANWHA SOLARONE (QIDONG) | HSL60P6-PA-0-235T | 235 | 56 | 107 | 20 |  | Solar | FIXED | Roof
SRP16296 | TRINA SOLAR | TSM-235PA05 | 235 | 56 | 107 | 20 |  | Solar | FIXED | Roof
SRP16296 | HANWHA SOLARONE (QIDONG) | HSL60P6-PA-3-235Q | 235 | 52 | 190 | 12 |  | Solar | FIXED | Roof
SRP16296 | TRINA SOLAR | TSM-235PA05 | 235 | 78 | 190 | 12 |  | Solar | FIXED | Roof
SRP16297 | TRINA SOLAR | TSM-235PA05 | 235 | 15 | 125 | 20 |  | Solar | FIXED | Roof
SRP16298 | CANADIAN SOLAR | CS6P-245MX | 245 | 26 | 130 | 32 |  | Solar | FIXED | Roof
SRP16299 | TRINA SOLAR | TSM-235PA05 | 235 | 18 | 105 | 27 |  | Solar | FIXED | Roof
SRP16299 | TRINA SOLAR | TSM-235PA05 | 235 | 22 | 285 | 27 |  | Solar | FIXED | Roof
SRP16300 | CANADIAN SOLAR | CS6P-245MX | 245 | 13 | 8 | 10 |  | Solar | FIXED | Roof
SRP16300 | CANADIAN SOLAR | CS6P-245MX | 245 | 17 | 188 | 37 |  | Solar | FIXED | Roof
SRP16302 | CANADIAN SOLAR | CS6P-245MX | 245 | 4 | 155 | 18 |  | Solar | FIXED | Roof
SRP16302 | CANADIAN SOLAR | CS6P-245MX | 245 | 12 | 245 | 16 |  | Solar | FIXED | Roof
SRP16302 | CANADIAN SOLAR | CS6P-245MX | 245 | 3 | 245 | 18 |  | Solar | FIXED | Roof
SRP16303 | TRINA SOLAR | TSM-240PD05 | 240 | 10 | 124 | 12 |  | Solar | FIXED | Roof
SRP16303 | TRINA SOLAR | TSM-240DA05 | 240 | 14 | 124 | 40 |  | Solar | FIXED | Roof
SRP16304 | TRINA SOLAR | TSM-240DA05 | 240 | 22 | 180 | 28 |  | Solar | FIXED | Roof
SRP16304 | TRINA SOLAR | TSM-240DA05 | 240 | 10 | 180 | 35 |  | Solar | FIXED | Roof
SRP16305 | TRINA SOLAR | TSM-245PA05.10 | 245 | 25 | 249 | 32 |  | Solar | FIXED | Roof
SRP16306 | SUNTECH POWER | STP210S-18/UB-1 | 235 | 42 | 162 | 20 |  | Solar | FIXED | Ground
SRP16307 | SUNTECH POWER | PLUTO235-WDE | 235 | 42 | 162 | 20 |  | Solar | FIXED | Pole
SRP16308 | SUNTECH POWER | STP210S-18/UB-1 | 235 | 33 | 177 | 15 |  | Solar | FIXED | Ground
SRP16310 | TRINA SOLAR | TSM-250PA05 | 250 | 24 | 206 | 33 |  | Solar | FIXED | Roof
SRP16311 | TRINA SOLAR | TSM-250PA05A | 250 | 12 | 130 | 30 |  | Solar | FIXED | Roof
SRP16312 | TRINA SOLAR | TSM-250PD05 | 250 | 8 | 160 | 32 |  | Solar | FIXED | Roof
SRP16312 | TRINA SOLAR | TSM-250PD05 | 250 | 28 | 160 | 32 |  | Solar | FIXED | Roof
SRP16313 | SUNPOWER | T5-SPR-327 | 327 | 16 | 198 | 17 |  | Solar | FIXED | Roof
SRP16314 | SUNTECH POWER | STP210S-18/UB-1 | 295 | 400 | 173 | 10 |  | Solar | FIXED | Roof
SRP16315 | HANWHA SOLARONE (QIDONG) | HSL60P6-PA-0-235T | 235 | 72 | 180 | 12 |  | Solar | FIXED | Roof
SRP16315 | TRINA SOLAR | TSM-235PA05 | 235 | 66 | 180 | 12 |  | Solar | FIXED | Roof
SRP16316 | MOTECH AMERICAS | IM60B3-250-XXXXXX | 250 | 10 | 176 | 26 |  | Solar | FIXED | Roof
SRP16316 | MOTECH AMERICAS | IM60B3-250-XXXXXX | 250 | 12 | 176 | 30 |  | Solar | FIXED | Roof
SRP16316 | MOTECH AMERICAS | IM60C3-250-XXXXXX | 250 | 4 | 266 | 47 |  | Solar | FIXED | Roof
SRP16317 | YINGLI ENERGY (CHINA) | YL240P-29B | 240 | 39 | 134 | 33 |  | Solar | FIXED | Roof
SRP16318 | TRINA SOLAR | TSM-245PA05 | 240 | 8 | 126 | 22 |  | Solar | FIXED | Roof
SRP16318 | TRINA SOLAR | TSM-240PA05 | 240 | 12 | 216 | 22 |  | Solar | FIXED | Roof
SRP16319 | ISOFOTON | I-159 | 250 | 25 | 225.8 | 20 |  | Solar | FIXED | Roof
SRP16320 | TRINA SOLAR | TSM-245PA05.10 | 245 | 22 | 193 | 34 |  | Solar | FIXED | Roof
SRP16321 | LG ELECTRONICS SOLAR CELL DIVISION | LG250S1C-G2 | 250 | 26 | 167.3 | 20 |  | Solar | FIXED | Roof
SRP16321 | LG ELECTRONICS SOLAR CELL DIVISION | LG250S1C-G2 | 250 | 28 | 257.3 | 30 |  | Solar | FIXED | Roof
SRP16322 | TRINA SOLAR | TSM-250PD05 | 250 | 14 | 94 | 20 |  | Solar | FIXED | Roof
SRP16322 | TRINA SOLAR | TSM-250PA05A | 250 | 24 | 184 | 19 |  | Solar | FIXED | Roof
SRP16323 | TRINA SOLAR | TSM-250PA05A | 250 | 11 | 128 | 30 |  | Solar | FIXED | Roof
SRP16325 | TRINA SOLAR | TSM-250PA05A | 250 | 40 | 125 | 20 |  | Solar | FIXED | Roof
SRP16326 | YINGLI ENERGY (CHINA) | YL245P-29B | 245 | 9 | 192 | 4 |  | Solar | FIXED | Roof
SRP16327 | REC SOLAR | REC250PE (BLK) | 250 | 9 | 84 | 23 |  | Solar | FIXED | Roof
SRP16327 | REC SOLAR | REC250PE (BLK) | 250 | 32 | 180 | 34 |  | Solar | FIXED | Roof
SRP16327 | REC SOLAR | REC250PE (BLK) | 250 | 9 | 262 | 23 |  | Solar | FIXED | Roof
SRP16328 | TRINA SOLAR | TSM-250PD05 | 250 | 14 | 81 | 19 |  | Solar | FIXED | Roof
SRP16329 | TRINA SOLAR | TSM-250PA05A | 250 | 22 | 124 | 30 |  | Solar | FIXED | Roof
SRP16330 | TRINA SOLAR | TSM-250PA05A | 250 | 10 | 65 | 10 |  | Solar | FIXED | Roof
SRP16330 | TRINA SOLAR | TSM-250PA05 | 250 | 10 | 245 | 32 |  | Solar | FIXED | Roof
SRP16331 | REC SOLAR | REC250PE(BLK) ECO | 250 | 19 | 200 | 32 |  | Solar | FIXED | Roof
SRP16332 | TRINA SOLAR | TSM-250PA05A | 250 | 14 | 130 | 37 |  | Solar | FIXED | Roof
SRP16333 | TRINA SOLAR | TSM-250PA05 | 250 | 14 | 127 | 40 |  | Solar | FIXED | Roof
SRP16334 | TRINA SOLAR | TSM-250PA05 | 250 | 28 | 146 | 33 |  | Solar | FIXED | Roof
SRP16335 | TRINA SOLAR | TSM-250PA05 | 250 | 24 | 108 | 25 |  | Solar | FIXED | Roof
SRP16336 | TRINA SOLAR | TSM-250PA05 | 250 | 20 | 211 | 45 |  | Solar | FIXED | Roof
SRP16336 | TRINA SOLAR | TSM-250PA05A | 250 | 4 | 211 | 45 |  | Solar | FIXED | Roof
SRP16337 | TRINA SOLAR | TSM-245PA05 | 245 | 22 | 122 | 19 |  | Solar | FIXED | Roof
SRP16337 | TRINA SOLAR | TSM-245PD05 | 245 | 10 | 212 | 26 |  | Solar | FIXED | Roof
SRP16337 | TRINA SOLAR | TSM-245PA05 | 245 | 10 | 212 | 31 |  | Solar | FIXED | Roof
SRP16338 | TRINA SOLAR | TSM-245PD05 | 245 | 35 | 200 | 30 |  | Solar | FIXED | Roof
SRP16340 | TRINA SOLAR | TSM-250PA05 | 250 | 20 | 154 | 23 |  | Solar | FIXED | Roof
SRP16341 | HANWHA SOLARONE (QIDONG) | HSL60P6-PA-0-235T | 235 | 84 | 214 | 20 |  | Solar | FIXED | Roof
SRP16341 | TRINA SOLAR | TSM-235PA05.05 | 235 | 84 | 214 | 20 |  | Solar | FIXED | Roof
SRP16342 | HANWHA SOLARONE (QIDONG) | HSL60P6-PB-3-235Q | 235 | 42 | 214 | 20 |  | Solar | FIXED | Roof
SRP16342 | TRINA SOLAR | TSM-235PD05 | 235 | 42 | 214 | 20 |  | Solar | FIXED | Roof
SRP16343 | TRINA SOLAR | TSM-245PD05 | 245 | 11 | 205 | 26 |  | Solar | FIXED | Roof
SRP16343 | TRINA SOLAR | TSM-245PD05 | 245 | 9 | 205 | 34 |  | Solar | FIXED | Roof
SRP16343 | TRINA SOLAR | TSM-245PD05 | 245 | 38 | 205 | 34 |  | Solar | FIXED | Roof
SRP16344 | TRINA SOLAR | TSM-240PA05.10 | 240 | 19 | 120 | 22 |  | Solar | FIXED | Roof
SRP16344 | TRINA SOLAR | TSM-240PA05.10 | 240 | 25 | 210 | 22 |  | Solar | FIXED | Roof
SRP16346 | CANADIAN SOLAR | CS6P-245M | 245 | 41 | 95 | 20 |  | Solar | FIXED | Roof
SRP16350 | CANADIAN SOLAR | CS6P-245MX | 245 | 14 | 160 | 35 |  | Solar | FIXED | Roof
SRP16351 | REC SOLAR | REC245PE (BLK) | 245 | 44 | 155 | 26 |  | Solar | FIXED | Roof
SRP16352 | REC SOLAR | REC245PE (BLK) | 245 | 22 | 129 | 45 |  | Solar | FIXED | Roof
SRP16353 | SUNPOWER | SPR-315E-WHT-U | 327 | 14 | 219 | 45 |  | Solar | FIXED | Roof
SRP16354 | REC SOLAR | REC245PE (BLK) | 245 | 33 | 137 | 30 |  | Solar | FIXED | Roof
SRP16355 | LG ELECTRONICS SOLAR CELL DIVISION | LG255S1C-G2 | 255 | 22 | 66 | 30 |  | Solar | FIXED | Roof
SRP16355 | LG ELECTRONICS SOLAR CELL DIVISION | LG255S1C-G2 | 255 | 18 | 251 | 30 |  | Solar | FIXED | Roof
SRP16356 | SUNTECH POWER | STP210S-18/UB-1 | 295 | 1090 | 173 | 10 |  | Solar | FIXED | Roof
SRP16357 | SUNPOWER | T5-SPR-327 | 327 | 12 | 64 | 19 |  | Solar | FIXED | Roof
SRP16357 | SUNPOWER | T5-SPR-327 | 327 | 32 | 244 | 19 |  | Solar | FIXED | Roof
SRP16358 | SUNTECH POWER | STP295-24/VD | 295 | 660 | 173 | 10 |  | Solar | FIXED | Roof
SRP16359 | SHARP | ND-240QCJ | 240 | 18 | 170 | 16 |  | Solar | FIXED | Roof
SRP16360 | REC SOLAR | REC250PE (BLK) | 250 | 40 | 130 | 35 |  | Solar | FIXED | Roof
SRP16360 | REC SOLAR | REC250PE (BLK) | 250 | 16 | 305 | 35 |  | Solar | FIXED | Roof
SRP16361 | CANADIAN SOLAR | CS6P-245MX | 245 | 20 | 251 | 16 |  | Solar | FIXED | Roof
SRP16361 | CANADIAN SOLAR | CS6P-245MX | 245 | 10 | 251 | 18 |  | Solar | FIXED | Roof
SRP16362 | TRINA SOLAR | TSM-250PA05 | 250 | 13 | 118 | 23 |  | Solar | FIXED | Roof
SRP16362 | TRINA SOLAR | TSM-250PA05A | 250 | 10 | 208 | 23 |  | Solar | FIXED | Roof
SRP16363 | YINGLI ENERGY (CHINA) | YL240P-29B | 240 | 34 | 215 | 20 |  | Solar | FIXED | Roof
SRP16364 | HANWHA SOLARONE (QIDONG) | HSL60M6-HA-0-250T | 250 | 44 | 160 | 20 |  | Solar | FIXED | Roof
SRP16364 | HANWHA SOLARONE (QIDONG) | HSL60M6-HA-0-250T | 250 | 32 | 180 | 30 |  | Solar | FIXED | Roof
SRP16366 | SHARP | ND-240QCJ | 240 | 9 | 110 | 36 |  | Solar | FIXED | Roof
SRP16366 | SHARP | ND-240QCJ | 240 | 28 | 200 | 33 |  | Solar | FIXED | Roof
SRP16367 | GCL-POLY (SUZHOU) NEW ENERGY LIMITED | GCL-P6-60-240 | 245 | 20 | 150 | 28 |  | Solar | FIXED | Roof
SRP16368 | CANADIAN SOLAR | CS6P-245M | 245 | 30 | 134 | 25 |  | Solar | FIXED | Roof
SRP16369 | TRINA SOLAR | TSM-245PA05.05 | 245 | 26 | 192 | 35 |  | Solar | FIXED | Roof
SRP16370 | TRINA SOLAR | TSM-250PA05A | 250 | 20 | 267 | 18 |  | Solar | FIXED | Roof
SRP16370 | TRINA SOLAR | TSM-250PD05 | 250 | 7 | 267 | 18 |  | Solar | FIXED | Roof
SRP16372 | TRINA SOLAR | TSM-250PA05 | 250 | 22 | 186 | 27 |  | Solar | FIXED | Roof
SRP16373 | YINGLI ENERGY (CHINA) | YL240P-32B | 240 | 36 | 184 | 5 |  | Solar | FIXED | Roof
SRP16373 | YINGLI ENERGY (CHINA) | YL240P-32B | 240 | 144 | 184 | 18 |  | Solar | FIXED | Roof
SRP16374 | CONERGY | CONERGY PH 245P | 245 | 26 | 152 | 20 |  | Solar | FIXED | Roof
SRP16375 | CANADIAN SOLAR | CS6P-245M | 245 | 48 | 145 | 25 |  | Solar | FIXED | Roof
SRP16376 | SUNPOWER | SPR-327NE-WHT-D | 327 | 10 | 265 | 18 |  | Solar | FIXED | Roof
SRP16377 | TRINA SOLAR | TSM-250PA05 | 250 | 24 | 202 | 23 |  | Solar | FIXED | Roof
SRP16377 | TRINA SOLAR | TSM-250PA05 | 250 | 12 | 203 | 22 |  | Solar | FIXED | Roof
SRP16378 | CANADIAN SOLAR | CS6P-245MX | 245 | 2 | 162 | 39 |  | Solar | FIXED | Roof
SRP16378 | CANADIAN SOLAR | CS6P-245MX | 245 | 7 | 162 | 39 |  | Solar | FIXED | Roof
SRP16379 | LG ELECTRONICS SOLAR CELL DIVISION | LG255S1C-G2 | 255 | 19 | 160 | 35 |  | Solar | FIXED | Roof
SRP16380 | CANADIAN SOLAR | CS6P-235PX | 235 | 30 | 217 | 23 |  | Solar | FIXED | Roof
SRP16381 | TRINA SOLAR | TSM-245PA05.18 | 245 | 17 | 54 | 20 |  | Solar | FIXED | Roof
SRP16381 | TRINA SOLAR | TSM-245PA05.18 | 245 | 22 | 234 | 20 |  | Solar | FIXED | Roof
SRP16382 | TRINA SOLAR | TSM-235PA05.18 | 235 | 29 | 128 | 24 |  | Solar | FIXED | Roof
SRP16383 | SUNIVA | OPT260-60-4-100 | 260 | 19 | 217 | 33 |  | Solar | FIXED | Roof
SRP16384 | CANADIAN SOLAR | CS6P-245MX | 245 | 40 | 252 | 21 |  | Solar | FIXED | Roof
SRP16388 | TRINA SOLAR | TSM-235PA05 | 235 | 15 | 214 | 35 |  | Solar | FIXED | Roof
SRP16389 | TRINA SOLAR | TSM-235PA05 | 235 | 19 | 153 | 22 |  | Solar | FIXED | Roof
SRP16389 | TRINA SOLAR | TSM-235PA05 | 235 | 14 | 153 | 23 |  | Solar | FIXED | Roof
SRP16390 | CANADIAN SOLAR | CS6P-245M | 245 | 13 | 170 | 9 |  | Solar | FIXED | Roof
SRP16390 | CANADIAN SOLAR | CS6P-245M | 245 | 6 | 170 | 15 |  | Solar | FIXED | Roof
SRP16390 | CANADIAN SOLAR | CS6P-245M | 245 | 6 | 170 | 17 |  | Solar | FIXED | Roof
SRP16392 | CANADIAN SOLAR | CS6P-245MX | 245 | 32 | 218 | 10 |  | Solar | FIXED | Roof
SRP16393 | ET SOLAR INDUSTRY | ET-A-P660230B | 230 | 39 | 162 | 18 |  | Solar | FIXED | Roof
SRP16393 | ET SOLAR INDUSTRY | ET-A-P660230B | 230 | 112 | 252 | 18 |  | Solar | FIXED | Roof
SRP16393 | ET SOLAR INDUSTRY | ET-A-P660230B | 230 | 14 | 252 | 50 |  | Solar | FIXED | Roof
SRP16394 | SOLON AG FUER SOLARTECHNIK | P130/6+/01 120WP | 245 | 144 | 135 | 10 |  | Solar | FIXED | Roof
SRP16395 | TRINA SOLAR | TSM-235PA05.18 | 235 | 22 | 62 | 18 |  | Solar | FIXED | Roof
SRP16395 | TRINA SOLAR | TSM-235PA05.18 | 235 | 4 | 152 | 16 |  | Solar | FIXED | Roof
SRP16395 | TRINA SOLAR | TSM-235PA05.18 | 235 | 14 | 242 | 18 |  | Solar | FIXED | Roof
SRP16397 | TRINA SOLAR | TSM-235PA05 | 235 | 11 | 160 | 18 |  | Solar | FIXED | Roof
SRP16399 | TRINA SOLAR | TSM-235PA05.18 | 235 | 2 | 99 | 14 |  | Solar | FIXED | Roof
SRP16399 | TRINA SOLAR | TSM-235PA05.18 | 235 | 16 | 189 | 31 |  | Solar | FIXED | Roof
SRP16399 | TRINA SOLAR | TSM-235PA05.18 | 235 | 2 | 279 | 13 |  | Solar | FIXED | Roof
SRP16400 | SOLARWORLD | SW185MONO | 255 | 21 | 175 | 34 |  | Solar | FIXED | Roof
SRP16403 | LG ELECTRONICS SOLAR CELL DIVISION | LG255S1C-G2 | 255 | 22 | 196 | 33 |  | Solar | FIXED | Roof
SRP16404 | TRINA SOLAR | TSM-250PD05 | 250 | 22 | 148 | 27 |  | Solar | FIXED | Roof
SRP16405 | TRINA SOLAR | TSM-250PA05 | 250 | 14 | 147 | 33 |  | Solar | FIXED | Roof
SRP16407 | TRINA SOLAR | TSM-250PA05A | 250 | 14 | 175 | 22 |  | Solar | FIXED | Roof
SRP16408 | TRINA SOLAR | TSM-250PA05 | 250 | 24 | 202 | 43 |  | Solar | FIXED | Roof
SRP16409 | TRINA SOLAR | TSM-250PD05 | 250 | 25 | 219 | 27 |  | Solar | FIXED | Roof
SRP16410 | ET SOLAR INDUSTRY | ET-P660245BBZ | 245 | 8 | 252 | 28 |  | Solar | FIXED | Roof
SRP16411 | ET SOLAR INDUSTRY | ET-A-M660245B | 245 | 15 | 140 | 36 |  | Solar | FIXED | Roof
SRP16411 | ET SOLAR INDUSTRY | ET-A-M660245B | 245 | 19 | 230 | 36 |  | Solar | FIXED | Roof
SRP16413 | CHANGZHOU TRINA SOLAR ENERGY CO | TSM-185D | 240 | 12 | 108 | 14 |  | Solar | FIXED | Roof
SRP16413 | CHANGZHOU TRINA SOLAR ENERGY CO | TSM-185D | 240 | 12 | 198 | 14 |  | Solar | FIXED | Roof
SRP16414 | TRINA SOLAR | TSM-240PA05.10 | 240 | 42 | 89 | 37 |  | Solar | FIXED | Roof
SRP16414 | TRINA SOLAR | TSM-240PA05.10 | 240 | 14 | 179 | 37 |  | Solar | FIXED | Roof
SRP16414 | TRINA SOLAR | TSM-240PA05.10 | 240 | 20 | 269 | 37 |  | Solar | FIXED | Roof
SRP16415 | HANWHA SOLARONE (QIDONG) | HSL60M6-HA-0-250T | 250 | 22 | 185 | 24 |  | Solar | FIXED | Roof
SRP16415 | HANWHA SOLARONE (QIDONG) | HSL60M6-HA-0-250T | 250 | 13 | 185 | 41 |  | Solar | FIXED | Roof
SRP16416 | TRINA SOLAR | TSM-250PA05 | 250 | 7 | 202 | 25 |  | Solar | FIXED | Roof
SRP16416 | TRINA SOLAR | TSM-250PA05 | 250 | 7 | 202 | 38 |  | Solar | FIXED | Roof
SRP16417 | MOTECH AMERICAS | IM60B3-250-XXXXXX | 250 | 29 | 112 | 15 |  | Solar | FIXED | Roof
SRP16418 | TRINA SOLAR | TSM-245PA05 | 245 | 15 | 130 | 20 |  | Solar | FIXED | Roof
SRP16418 | TRINA SOLAR | TSM-245PA05 | 245 | 13 | 220 | 24 |  | Solar | FIXED | Roof
SRP16419 | TRINA SOLAR | TSM-245PA05 | 245 | 24 | 85 | 34 |  | Solar | FIXED | Roof
SRP16419 | TRINA SOLAR | TSM-245PA05.10 | 245 | 4 | 175 | 34 |  | Solar | FIXED | Roof
SRP16419 | TRINA SOLAR | TSM-245PA05.10 | 245 | 16 | 265 | 34 |  | Solar | FIXED | Roof
SRP16420 | TRINA SOLAR | TSM-245PD05.10 | 245 | 31 | 117 | 30 |  | Solar | FIXED | Roof
SRP16420 | TRINA SOLAR | TSM-245PD05.10 | 245 | 18 | 197 | 44 |  | Solar | FIXED | Roof
SRP16421 | SUNPOWER | SPR-327NE-WHT-D | 327 | 30 | 238 | 26 |  | Solar | FIXED | Roof
SRP16422 | HANWHA SOLARONE (QIDONG) | HSL60P6-PA-0-250TW | 250 | 9 | 95 | 27 |  | Solar | FIXED | Roof
SRP16422 | HANWHA SOLARONE (QIDONG) | HSL60P6-PA-0-250TW | 250 | 6 | 185 | 15 |  | Solar | FIXED | Roof
SRP16422 | HANWHA SOLARONE (QIDONG) | HSL60P6-PA-0-250TW | 250 | 9 | 275 | 9 |  | Solar | FIXED | Roof
SRP16423 | HANWHA SOLARONE (QIDONG) | HSL60P6-PA-0-250TW | 250 | 33 | 201.9 | 40 |  | Solar | FIXED | Roof
SRP16424 | CANADIAN SOLAR | CS6P-250M | 250 | 56 | 130 | 22 |  | Solar | FIXED | Roof
SRP16425 | YINGLI ENERGY (CHINA) | YL245P-32B | 245 | 22 | 205 | 25 |  | Solar | FIXED | Roof
SRP16426 | HANWHA SOLARONE (QIDONG) | HSL60M6-HA-0-250T | 250 | 11 | 95 | 35 |  | Solar | FIXED | Roof
SRP16426 | HANWHA SOLARONE (QIDONG) | HSL60M6-HA-0-250T | 250 | 26 | 185 | 35 |  | Solar | FIXED | Roof
SRP16427 | TRINA SOLAR | TSM-250PA05A | 250 | 12 | 101 | 38 |  | Solar | FIXED | Roof
SRP16427 | TRINA SOLAR | TSM-250PA05A | 250 | 13 | 196 | 37 |  | Solar | FIXED | Roof
SRP16428 | REC SOLAR | REC250PE (BLK) | 250 | 48 | 180 | 32 |  | Solar | FIXED | Roof
SRP16429 | TRINA SOLAR | TSM-250PA05 | 250 | 11 | 129 | 16 |  | Solar | FIXED | Roof
SRP16429 | TRINA SOLAR | TSM-250PA05A | 250 | 11 | 129 | 21 |  | Solar | FIXED | Roof
SRP16430 | TRINA SOLAR | TSM-250PA05A | 250 | 22 | 232 | 33 |  | Solar | FIXED | Roof
SRP16431 | TRINA SOLAR | TSM-250PA05A | 250 | 10 | 235 | 37 |  | Solar | FIXED | Roof
SRP16432 | REC SOLAR | REC250PE(BLK) ECO | 250 | 27 | 115 | 30 |  | Solar | FIXED | Roof
SRP16433 | TRINA SOLAR | TSM-250PA05A | 250 | 12 | 81 | 41 |  | Solar | FIXED | Roof
SRP16433 | TRINA SOLAR | TSM-250PA05A | 250 | 10 | 261 | 33 |  | Solar | FIXED | Roof
SRP16434 | TRINA SOLAR | TSM-250PD05 | 250 | 20 | 136 | 26 |  | Solar | FIXED | Roof
SRP16434 | TRINA SOLAR | TSM-250PA05A | 250 | 9 | 140 | 20 |  | Solar | FIXED | Roof
SRP16436 | TRINA SOLAR | TSM-250PA05A | 250 | 26 | 130 | 18 |  | Solar | FIXED | Roof
SRP16437 | TRINA SOLAR | TSM-250PA05 | 250 | 10 | 148 | 26 |  | Solar | FIXED | Roof
SRP16437 | TRINA SOLAR | TSM-250PA05 | 250 | 16 | 148 | 28 |  | Solar | FIXED | Roof
SRP16437 | TRINA SOLAR | TSM-250PA05 | 250 | 12 | 243 | 26 |  | Solar | FIXED | Roof
SRP16438 | REC SOLAR | REC250PE (BLK) | 250 | 12 | 120 | 36 |  | Solar | FIXED | Roof
SRP16438 | REC SOLAR | REC250PE (BLK) | 250 | 20 | 210 | 29 |  | Solar | FIXED | Roof
SRP16439 | MOTECH AMERICAS | IM60C2-250-XXXXXX | 250 | 10 | 155 | 28 |  | Solar | FIXED | Roof
SRP16439 | MOTECH AMERICAS | IM60C2-250-XXXXXX | 250 | 13 | 247 | 18 |  | Solar | FIXED | Roof
SRP16439 | MOTECH AMERICAS | IM60C2-250-XXXXXX | 250 | 10 | 247 | 28 |  | Solar | FIXED | Roof
SRP16440 | TRINA SOLAR | TSM-245PA05.10 | 245 | 12 | 234 | 18 |  | Solar | FIXED | Roof
SRP16440 | TRINA SOLAR | TSM-245PA05.10 | 245 | 15 | 234 | 35 |  | Solar | FIXED | Roof
SRP16441 | HANWHA SOLARONE (QIDONG) | HSL60M6-HA-0-250T | 250 | 26 | 185 | 34 |  | Solar | FIXED | Roof
SRP16441 | HANWHA SOLARONE (QIDONG) | HSL60M6-HA-0-250T | 250 | 18 | 275 | 34 |  | Solar | FIXED | Roof
SRP16442 | TRINA SOLAR | TSM-250PA05 | 250 | 14 | 235 | 21 |  | Solar | FIXED | Roof
SRP16443 | MOTECH AMERICAS | IM60B3-255-XXXXXX | 255 | 54 | 180 | 20 |  | Solar | FIXED | Ground
SRP16444 | TRINA SOLAR | TSM-250PD05 | 250 | 26 | 104 | 20 |  | Solar | FIXED | Roof
SRP16446 | TRINA SOLAR | TSM-250PA05 | 250 | 13 | 155 | 33 |  | Solar | FIXED | Roof
SRP16446 | TRINA SOLAR | TSM-250PA05A | 250 | 20 | 245 | 33 |  | Solar | FIXED | Roof
SRP16447 | HANWHA SOLARONE (QIDONG) | HSL60M6-HA-0-250T | 250 | 32 | 240 | 18 |  | Solar | FIXED | Roof
SRP16448 | LG ELECTRONICS SOLAR CELL DIVISION | LG255S1C-G2 | 255 | 40 | 190 | 45 |  | Solar | FIXED | Roof
SRP16449 | KYOCERA SOLAR | KD215GX-LPU | 215 | 8 | 168 | 14 |  | Solar | FIXED | Roof
SRP16449 | KYOCERA SOLAR | KD215GX-LPU | 215 | 40 | 168 | 24 |  | Solar | FIXED | Roof
SRP16450 | CANADIAN SOLAR | CS6X-300M | 300 | 352 | 159 | 10 |  | Solar | FIXED | Roof
SRP16450 | CANADIAN SOLAR | CS6X-300M | 300 | 79 | 171 | 10 |  | Solar | FIXED | Roof
SRP16450 | CANADIAN SOLAR | CS6X-300M | 300 | 75 | 182 | 10 |  | Solar | FIXED | Roof
SRP16451 | HANWHA SOLARONE (QIDONG) | HSL60P6-PA-0-235TW | 235 | 24 | 197 | 12 |  | Solar | FIXED | Roof
SRP16451 | TRINA SOLAR | TSM-235PD05 | 235 | 126 | 197 | 12 |  | Solar | FIXED | Roof
SRP16452 | TRINA SOLAR | TSM-240PA05.10 | 240 | 24 | 198 | 22 |  | Solar | FIXED | Roof
SRP16453 | LG ELECTRONICS SOLAR CELL DIVISION | LG255S1C-G2 | 255 | 14 | 128 | 29 |  | Solar | FIXED | Roof
SRP16453 | LG ELECTRONICS SOLAR CELL DIVISION | LG255S1C-G2 | 255 | 15 | 128 | 29 |  | Solar | FIXED | Roof
SRP16454 | TRINA SOLAR | TSM-250PA05A | 250 | 36 | 138 | 38 |  | Solar | FIXED | Roof
SRP16455 | TRINA SOLAR | TSM-250PA05 | 250 | 12 | 230 | 32 |  | Solar | FIXED | Roof
SRP16455 | TRINA SOLAR | TSM-250PA05 | 250 | 12 | 230 | 32 |  | Solar | FIXED | Roof
SRP16456 | TRINA SOLAR | TSM-250PA05 | 250 | 13 | 183 | 30 |  | Solar | FIXED | Roof
SRP16457 | TRINA SOLAR | TSM-250PA05 | 250 | 5 | 102 | 28 |  | Solar | FIXED | Roof
SRP16457 | TRINA SOLAR | TSM-250PA05 | 250 | 6 | 102 | 30 |  | Solar | FIXED | Roof
SRP16457 | TRINA SOLAR | TSM-250PA05 | 250 | 14 | 192 | 34 |  | Solar | FIXED | Roof
SRP16458 | TRINA SOLAR | TSM-250PD05 | 250 | 22 | 131 | 23 |  | Solar | FIXED | Roof
SRP16458 | TRINA SOLAR | TSM-250PD05 | 250 | 10 | 221 | 23 |  | Solar | FIXED | Roof
SRP16459 | TRINA SOLAR | TSM-250PA05A | 250 | 14 | 250 | 21 |  | Solar | FIXED | Roof
SRP16460 | SOLARWORLD | SW250 MONO BLACK | 250 | 34 | 45 | 7 |  | Solar | FIXED | Roof
SRP16460 | SOLARWORLD | SW250 MONO BLACK | 250 | 22 | 225 | 30.3 |  | Solar | FIXED | Roof
SRP16461 | LG ELECTRONICS SOLAR CELL DIVISION | LG255S1C-G2 | 255 | 16 | 133 | 17 |  | Solar | FIXED | Roof
SRP16462 | SOLARWORLD | SW185 MONO/T | 255 | 20 | 207 | 26 |  | Solar | FIXED | Roof
SRP16463 | LG ELECTRONICS SOLAR CELL DIVISION | LG255S1C-G2 | 255 | 18 | 197 | 45 |  | Solar | FIXED | Roof
SRP16463 | LG ELECTRONICS SOLAR CELL DIVISION | LG255S1C-G2 | 255 | 4 | 287 | 35 |  | Solar | FIXED | Roof
SRP16464 | LG ELECTRONICS SOLAR CELL DIVISION | LG255S1C-G2 | 255 | 48 | 180 | 30 |  | Solar | FIXED | Roof
SRP16465 | LG ELECTRONICS SOLAR CELL DIVISION | LG255S1C-G2 | 255 | 20 | 133 | 21 |  | Solar | FIXED | Roof
SRP16466 | LG ELECTRONICS SOLAR CELL DIVISION | LG255S1C-G2 | 255 | 18 | 243.1 | 23 |  | Solar | FIXED | Roof
SRP16467 | SOLARWORLD | SW255 MONO | 255 | 28 | 110 | 22 |  | Solar | FIXED | Roof
SRP16468 | TRINA SOLAR | TSM-245PD05 | 245 | 9 | 215 | 17 |  | Solar | FIXED | Roof
SRP16468 | TRINA SOLAR | TSM-245PD05 | 245 | 30 | 215 | 26 |  | Solar | FIXED | Roof
SRP16469 | TRINA SOLAR | TSM-240PD05 | 240 | 2 | 136 | 27 |  | Solar | FIXED | Roof
SRP16469 | TRINA SOLAR | TSM-240DA05 | 240 | 18 | 226 | 27 |  | Solar | FIXED | Roof
SRP16470 | TRINA SOLAR | TSM-240PD05.10 | 240 | 32 | 150 | 28 |  | Solar | FIXED | Roof
SRP16471 | TRINA SOLAR | TSM-240PA05 | 240 | 54 | 245 | 8 |  | Solar | FIXED | Roof
SRP16472 | TRINA SOLAR | TSM-245PA05 | 245 | 12 | 205 | 5 |  | Solar | FIXED | Roof
SRP16472 | TRINA SOLAR | TSM-245PA05.08 | 245 | 13 | 205 | 20 |  | Solar | FIXED | Roof
SRP16472 | TRINA SOLAR | TSM-245PD05 | 245 | 29 | 205 | 20 |  | Solar | FIXED | Roof
SRP16473 | TRINA SOLAR | TSM-245PA05 | 245 | 6 | 121 | 24 |  | Solar | FIXED | Roof
SRP16473 | TRINA SOLAR | TSM-245PD05 | 245 | 6 | 211 | 23 |  | Solar | FIXED | Roof
SRP16474 | TRINA SOLAR | TSM-245PA05 | 245 | 36 | 135 | 18 |  | Solar | FIXED | Roof
SRP16475 | TRINA SOLAR | TSM-245PA05 | 245 | 2 | 116 | 33 |  | Solar | FIXED | Roof
SRP16475 | TRINA SOLAR | TSM-245PD05 | 245 | 42 | 206 | 26 |  | Solar | FIXED | Roof
SRP16476 | TRINA SOLAR | TSM-245PA05 | 245 | 20 | 95 | 30 |  | Solar | FIXED | Roof
SRP16476 | TRINA SOLAR | TSM-245PA05 | 245 | 11 | 185 | 40 |  | Solar | FIXED | Roof
SRP16476 | TRINA SOLAR | TSM-245PD05 | 245 | 14 | 275 | 30 |  | Solar | FIXED | Roof
SRP16477 | LG ELECTRONICS SOLAR CELL DIVISION | LG255S1C-G2 | 255 | 16 | 266 | 34 |  | Solar | FIXED | Roof
SRP16478 | TRINA SOLAR | TSM-240PD05 | 240 | 36 | 102 | 26 |  | Solar | FIXED | Roof
SRP16478 | TRINA SOLAR | TSM-240DA05 | 240 | 2 | 192 | 26 |  | Solar | FIXED | Roof
SRP16478 | TRINA SOLAR | TSM-240PD05 | 240 | 15 | 282 | 26 |  | Solar | FIXED | Roof
SRP16479 | TRINA SOLAR | TSM-245PD05 | 245 | 10 | 130 | 24 |  | Solar | FIXED | Roof
SRP16479 | TRINA SOLAR | TSM-245PD05 | 245 | 15 | 240 | 24 |  | Solar | FIXED | Roof
SRP16479 | TRINA SOLAR | TSM-245PD05 | 245 | 30 | 240 | 40 |  | Solar | FIXED | Roof
SRP16480 | TRINA SOLAR | TSM-240PD05 | 240 | 33 | 170 | 25 |  | Solar | FIXED | Roof
SRP16481 | TRINA SOLAR | TSM-240PA05 | 240 | 29 | 200 | 16 |  | Solar | FIXED | Roof
SRP16482 | REC SCANMODULE | SCM205 | 250 | 12 | 265 | 32 |  | Solar | FIXED | Roof
SRP16483 | TRINA SOLAR | TSM-245PA05.08 | 245 | 7 | 253 | 45 |  | Solar | FIXED | Roof
SRP16483 | TRINA SOLAR | TSM-245PA05.08 | 245 | 21 | 253 | 45 |  | Solar | FIXED | Roof
SRP16484 | TRINA SOLAR | TSM-240DA05 | 240 | 28 | 166 | 34 |  | Solar | FIXED | Roof
SRP16485 | TRINA SOLAR | TSM-240PD05 | 240 | 30 | 121 | 41 |  | Solar | FIXED | Roof
SRP16486 | KYOCERA SOLAR | KD220GX-LFBS | 220 | 13 | 80 | 45 |  | Solar | FIXED | Roof
SRP16486 | KYOCERA SOLAR | KD220GX-LFBS | 220 | 16 | 170 | 42 |  | Solar | FIXED | Roof
SRP16486 | KYOCERA SOLAR | KD220GX-LFBS | 220 | 20 | 170 | 42 |  | Solar | FIXED | Roof
SRP16486 | KYOCERA SOLAR | KD220GX-LFBS | 220 | 11 | 260 | 45 |  | Solar | FIXED | Roof
SRP16487 | TRINA SOLAR | TSM-250PA05A | 250 | 25 | 252 | 20 |  | Solar | FIXED | Roof
SRP16488 | LG ELECTRONICS SOLAR CELL DIVISION | LG255S1C-G2 | 255 | 26 | 121 | 41 |  | Solar | FIXED | Roof
SRP16489 | TRINA SOLAR | TSM-250PA05 | 250 | 13 | 175 | 37 |  | Solar | FIXED | Roof
SRP16489 | TRINA SOLAR | TSM-250PA05A | 250 | 24 | 266 | 26 |  | Solar | FIXED | Roof
SRP16490 | HANWHA SOLARONE (QIDONG) | HSL60M6-HA-0-240T | 250 | 20 | 130.2 | 20 |  | Solar | FIXED | Roof
SRP16490 | HANWHA SOLARONE (QIDONG) | HSL60M6-HA-0-240T | 250 | 10 | 220.2 | 25 |  | Solar | FIXED | Roof
SRP16492 | HANWHA SOLARONE (QIDONG) | HSL60M6-HA-0-250T | 250 | 9 | 177.7 | 25 |  | Solar | FIXED | Roof
SRP16492 | HANWHA SOLARONE (QIDONG) | HSL60M6-HA-0-250T | 250 | 18 | 267.7 | 25 |  | Solar | FIXED | Roof
SRP16493 | SUNPOWER | T5-SPR-327 | 327 | 48 | 220 | 30 |  | Solar | FIXED | Roof
SRP16494 | MOTECH AMERICAS | IM60B3-250-XXXXXX | 250 | 15 | 203 | 23 |  | Solar | FIXED | Roof
SRP16495 | SUNPOWER | SPR-327NE-WHT-D | 327 | 36 | 162 | 36 |  | Solar | FIXED | Roof
SRP16495 | SUNPOWER | SPR-327NE-WHT-D | 327 | 21 | 251 | 21 |  | Solar | FIXED | Roof
SRP16496 | TRINA SOLAR | TSM-250PA05 | 250 | 21 | 136 | 18 |  | Solar | FIXED | Roof
SRP16497 | TRINA SOLAR | TSM-250PA05A | 250 | 30 | 144 | 18 |  | Solar | FIXED | Roof
SRP16498 | TRINA SOLAR | TSM-250PA05A | 250 | 11 | 104 | 20 |  | Solar | FIXED | Roof
SRP16498 | TRINA SOLAR | TSM-250PA05A | 250 | 10 | 284 | 40 |  | Solar | FIXED | Roof
SRP16499 | SUNPOWER | SPR-327NE-WHT-D | 327 | 12 | 121 | 5 |  | Solar | FIXED | Roof
SRP16501 | TRINA SOLAR | TSM-250PA05A | 250 | 26 | 177 | 21 |  | Solar | FIXED | Roof
SRP16502 | CONERGY | CONERGY PM 245P | 245 | 33 | 180 | 32 |  | Solar | FIXED | Ground
SRP16502 | CONERGY | CONERGY PM 245P | 245 | 33 | 180 | 32 |  | Solar | FIXED | Ground
SRP16504 | TRINA SOLAR | TSM-250PA05 | 250 | 24 | 234 | 5 |  | Solar | FIXED | Roof
SRP16505 | CANADIAN SOLAR | CS6P-245MX | 245 | 2 | 103 | 28 |  | Solar | FIXED | Roof
SRP16505 | CANADIAN SOLAR | CS6P-245MX | 245 | 4 | 103 | 40 |  | Solar | FIXED | Roof
SRP16505 | CANADIAN SOLAR | CS6P-245MX | 245 | 12 | 103 | 40 |  | Solar | FIXED | Roof
SRP16506 | TRINA SOLAR | TSM-250PA05A | 250 | 8 | 262 | 22 |  | Solar | FIXED | Roof
SRP16506 | TRINA SOLAR | TSM-250PA05A | 250 | 14 | 262 | 23 |  | Solar | FIXED | Roof
SRP16507 | CANADIAN SOLAR | CS6P-245PX | 245 | 16 | 142 | 38 |  | Solar | FIXED | Roof
SRP16509 | CANADIAN SOLAR | CS6P-230 | 245 | 8 | 221 | 29 |  | Solar | FIXED | Roof
SRP16509 | CANADIAN SOLAR | CS6P-230 | 245 | 8 | 221 | 41 |  | Solar | FIXED | Roof
SRP16510 | TRINA SOLAR | TSM-250PD05 | 250 | 26 | 264 | 22 |  | Solar | FIXED | Roof
SRP16511 | TRINA SOLAR | TSM-250PA05A | 250 | 10 | 190 | 10 |  | Solar | FIXED | Roof
SRP16511 | TRINA SOLAR | TSM-250PA05 | 250 | 10 | 190 | 19 |  | Solar | FIXED | Roof
SRP16512 | TRINA SOLAR | TSM-250PA05A | 250 | 14 | 177 | 30 |  | Solar | FIXED | Roof
SRP16513 | REC SOLAR | REC205PE (BLK) | 250 | 39 | 180 | 35 |  | Solar | FIXED | Roof
SRP16514 | YINGLI ENERGY (CHINA) | YL245P-29B | 245 | 56 | 152 | 27 |  | Solar | FIXED | Roof
SRP16515 | TRINA SOLAR | TSM-250PA05A | 250 | 30 | 222 | 33 |  | Solar | FIXED | Roof
SRP16516 | TRINA SOLAR | TSM-240PA05.10 | 240 | 36 | 140 | 40 |  | Solar | FIXED | Roof
SRP16517 | CHANGZHOU TRINA SOLAR ENERGY CO | TSM-160D | 245 | 8 | 117 | 22 |  | Solar | FIXED | Roof
SRP16517 | CHANGZHOU TRINA SOLAR ENERGY CO | TSM-160D | 245 | 21 | 117 | 22 |  | Solar | FIXED | Roof
SRP16517 | CHANGZHOU TRINA SOLAR ENERGY CO | TSM-160D | 245 | 13 | 297 | 10 |  | Solar | FIXED | Roof
SRP16517 | TRINA SOLAR | TSM-245PA05.10 | 245 | 13 | 297 | 10 |  | Solar | FIXED | Roof
SRP16518 | TRINA SOLAR | TSM-250PD05 | 250 | 22 | 80 | 26 |  | Solar | FIXED | Roof
SRP16518 | TRINA SOLAR | TSM-250PD05 | 250 | 20 | 260 | 26 |  | Solar | FIXED | Roof
SRP16519 | TRINA SOLAR | TSM-245PD05 | 245 | 39 | 175 | 20 |  | Solar | FIXED | Roof
SRP16519 | TRINA SOLAR | TSM-245PD05 | 245 | 10 | 175 | 26 |  | Solar | FIXED | Roof
SRP16520 | ET SOLAR INDUSTRY | ET-A-M660250B | 250 | 6 | 72 | 20 |  | Solar | FIXED | Roof
SRP16520 | ET SOLAR INDUSTRY | ET-A-M660250B | 250 | 18 | 161 | 20 |  | Solar | FIXED | Roof
SRP16520 | ET SOLAR INDUSTRY | ET-A-M660250B | 250 | 21 | 161 | 20 |  | Solar | FIXED | Roof
SRP16522 | MOTECH AMERICAS | GEPVP-210-MSB | 255 | 105 | 180 | 20 |  | Solar | FIXED | Roof
SRP16523 | TRINA SOLAR | TSM-250PA05 | 250 | 42 | 215 | 31 |  | Solar | FIXED | Roof
SRP16524 | YINGLI ENERGY (CHINA) | YL255P-29B | 255 | 33 | 105 | 26 |  | Solar | FIXED | Roof
SRP16525 | ISOFOTON | I-100/12 | 250 | 8 | 177.3 | 10 |  | Solar | FIXED | Roof
SRP16525 | ISOFOTON | I-100/12 | 250 | 22 | 177.3 | 15 |  | Solar | FIXED | Roof
SRP16525 | ISOFOTON | I-100/12 | 250 | 6 | 177.3 | 45 |  | Solar | FIXED | Roof
SRP16526 | HANWHA SOLARONE (QIDONG) | HSL60P6-PB-3-250QW | 250 | 20 | 183.4 | 30 |  | Solar | FIXED | Roof
SRP16527 | TRINA SOLAR | TSM-240DA05 | 240 | 11 | 152 | 7 |  | Solar | FIXED | Roof
SRP16527 | TRINA SOLAR | TSM-240PA05.10 | 240 | 12 | 152 | 7 |  | Solar | FIXED | Roof
SRP16528 | TRINA SOLAR | TSM-245PA05.18 | 245 | 30 | 129 | 16 |  | Solar | FIXED | Roof
SRP16529 | TRINA SOLAR | TSM-240PD05 | 240 | 33 | 175 | 38 |  | Solar | FIXED | Roof
SRP16530 | TRINA SOLAR | TSM-240PD05 | 240 | 24 | 246 | 34 |  | Solar | FIXED | Roof
SRP16531 | TRINA SOLAR | TSM-240DA05 | 240 | 21 | 205 | 24 |  | Solar | FIXED | Roof
SRP16532 | TRINA SOLAR | TSM-245PD05 | 245 | 11 | 150 | 45 |  | Solar | FIXED | Roof
SRP16532 | TRINA SOLAR | TSM-245PA05 | 245 | 30 | 240 | 33 |  | Solar | FIXED | Roof
SRP16533 | TRINA SOLAR | TSM-240PD05 | 240 | 24 | 177 | 27 |  | Solar | FIXED | Roof
SRP16534 | TRINA SOLAR | TSM-240PD05 | 240 | 13 | 150 | 20 |  | Solar | FIXED | Roof
SRP16534 | TRINA SOLAR | TSM-240PD05 | 240 | 7 | 240 | 20 |  | Solar | FIXED | Roof
SRP16535 | TRINA SOLAR | TSM-240PA05 | 240 | 14 | 152 | 27 |  | Solar | FIXED | Roof
SRP16537 | CANADIAN SOLAR | CS6P-245P | 245 | 6 | 236 | 15 |  | Solar | FIXED | Roof
SRP16537 | CANADIAN SOLAR | CS6P-245P | 245 | 17 | 236 | 20 |  | Solar | FIXED | Roof
SRP16537 | CANADIAN SOLAR | CS6P-245P | 245 | 6 | 236 | 22 |  | Solar | FIXED | Roof
SRP16539 | CANADIAN SOLAR | CS6P-245MX | 245 | 13 | 160 | 14 |  | Solar | FIXED | Roof
SRP16539 | CANADIAN SOLAR | CS6P-245MX | 245 | 3 | 160 | 30 |  | Solar | FIXED | Roof
SRP16539 | CANADIAN SOLAR | CS6P-245MX | 245 | 9 | 250 | 19 |  | Solar | FIXED | Roof
SRP16540 | CANADIAN SOLAR | CS6P-245MX | 245 | 33 | 176 | 18 |  | Solar | FIXED | Roof
SRP16541 | TRINA SOLAR | TSM-235PA05 | 235 | 13 | 126 | 22 |  | Solar | FIXED | Roof
SRP16542 | TRINA SOLAR | TSM-240DA05 | 240 | 26 | 85 | 20 |  | Solar | FIXED | Roof
SRP16542 | TRINA SOLAR | TSM-240PD05 | 240 | 27 | 265 | 20 |  | Solar | FIXED | Roof
SRP16543 | SUNPOWER | SPR-327NE-WHT-D | 327 | 20 | 114 | 35 |  | Solar | FIXED | Roof
SRP16543 | SUNPOWER | SPR-327NE-WHT-D | 327 | 14 | 204 | 35 |  | Solar | FIXED | Roof
SRP16544 | TRINA SOLAR | TSM-235PA05.10 | 235 | 111 | 138 | 32 |  | Solar | FIXED | Roof
SRP16544 | TRINA SOLAR | TSM-235PA05.10 | 235 | 39 | 230 | 32 |  | Solar | FIXED | Roof
SRP16545 | TRINA SOLAR | TSM-235PA05 | 235 | 36 | 180 | 20 |  | Solar | FIXED | Roof
SRP16547 | KYOCERA SOLAR | KD220GX-LFBS | 220 | 20 | 135 | 30 |  | Solar | FIXED | Roof
SRP16547 | KYOCERA SOLAR | KD220GX-LFBS | 220 | 22 | 135 | 30 |  | Solar | FIXED | Roof
SRP16548 | HANWHA SOLARONE (QIDONG) | HSL60P6-PA-0-235T | 235 | 24 | 180 | 20 |  | Solar | FIXED | Roof
SRP16549 | TRINA SOLAR | TSM-240PA05.08 | 240 | 13 | 185 | 27 |  | Solar | FIXED | Roof
SRP16549 | TRINA SOLAR | TSM-240PA05.08 | 240 | 37 | 185 | 45 |  | Solar | FIXED | Roof
SRP16549 | TRINA SOLAR | TSM-240PA05.08 | 240 | 8 | 270 | 3 |  | Solar | FIXED | Roof
SRP16549 | TRINA SOLAR | TSM-240PA05.08 | 240 | 12 | 275 | 14 |  | Solar | FIXED | Roof
SRP16550 | HANWHA SOLARONE (QIDONG) | HSL60P6-PA-3-235QW | 235 | 39 | 180 | 20 |  | Solar | FIXED | Roof
SRP16552 | TRINA SOLAR | TSM-250PA05 | 250 | 12 | 188 | 30 |  | Solar | FIXED | Roof
SRP16553 | TRINA SOLAR | TSM-250PA05 | 250 | 38 | 155 | 25 |  | Solar | FIXED | Roof
SRP16554 | TRINA SOLAR | TSM-250PA05 | 250 | 10 | 123 | 36 |  | Solar | FIXED | Roof
SRP16555 | SUNIVA | MVT290-72-5-100 | 290 | 36 | 210 | 0 |  | Solar | FIXED | Roof
SRP16556 | TRINA SOLAR | TSM-240PA05 | 240 | 14 | 106 | 30 |  | Solar | FIXED | Roof
SRP16556 | TRINA SOLAR | TSM-240PA05 | 240 | 12 | 286 | 20 |  | Solar | FIXED | Roof
SRP16557 | TRINA SOLAR | TSM-245PA05.18 | 245 | 16 | 111 | 35 |  | Solar | FIXED | Roof
SRP16559 | TRINA SOLAR | TSM-240PA05 | 240 | 11 | 151 | 25 |  | Solar | FIXED | Roof
SRP16559 | TRINA SOLAR | TSM-240PA05 | 240 | 21 | 151 | 25 |  | Solar | FIXED | Roof
SRP16560 | SUNTECH POWER | STP200S-18/UB-1 | 200 | 133 | 180 | 30 |  | Solar | FIXED | Pole
SRP16560 | SUNTECH POWER | STP200S-18/UB-1 | 205 | 27 | 180 | 30 |  | Solar | FIXED | Pole
SRP16560 | SUNTECH POWER | STP210S-18/UB-1 | 210 | 43 | 180 | 30 |  | Solar | FIXED | Pole
SRP16560 | TRINA SOLAR | TSM-220PA05 | 220 | 22 | 180 | 30 |  | Solar | FIXED | Pole
SRP16560 | TRINA SOLAR | TSM-225PA05 | 225 | 9 | 180 | 30 |  | Solar | FIXED | Pole
SRP16560 | TRINA SOLAR | TSM-235PA05 | 235 | 10 | 180 | 30 |  | Solar | FIXED | Pole
SRP16560 | TRINA SOLAR | TSM-240PA05 | 240 | 3322 | 180 | 30 |  | Solar | FIXED | Pole
SRP16561 | YINGLI ENERGY (CHINA) | YL235P-29B | 235 | 20 | 174 | 10 |  | Solar | FIXED | Roof
SRP16561 | YINGLI ENERGY (CHINA) | YL235P-29B | 235 | 10 | 264 | 10 |  | Solar | FIXED | Roof
SRP16562 | SUNTECH POWER | PLUTO200-ADE | 200 | 76 | 180 | 30 |  | Solar | 1AXIS | Pole
SRP16562 | SUNTECH POWER | STP205-18/UD | 205 | 41 | 180 | 30 |  | Solar | 1AXIS | Pole
SRP16562 | SUNTECH POWER | STP210-20/WDE | 210 | 32 | 180 | 30 |  | Solar | 1AXIS | Pole
SRP16562 | SUNTECH POWER | STP215-18/UD | 215 | 6 | 180 | 30 |  | Solar | 1AXIS | Pole
SRP16562 | TRINA SOLAR | TSM-220PA05 | 220 | 10 | 180 | 30 |  | Solar | 1AXIS | Pole
SRP16562 | TRINA SOLAR | TSM-225PA05 | 225 | 13 | 180 | 30 |  | Solar | 1AXIS | Pole
SRP16562 | TRINA SOLAR | TSM-235PA05 | 235 | 20 | 180 | 30 |  | Solar | 1AXIS | Pole
SRP16562 | TRINA SOLAR | TSM-240PA05 | 240 | 2960 | 180 | 30 |  | Solar | 1AXIS | Pole
SRP16563 | SUNTECH POWER | STP200-18/UD | 200 | 23 | 180 | 30 |  | Solar | 1AXIS | Pole
SRP16563 | SUNTECH POWER | STP205-18/UD | 205 | 10 | 180 | 30 |  | Solar | 1AXIS | Pole
SRP16563 | SUNTECH POWER | STP210-18/UD | 210 | 19 | 180 | 30 |  | Solar | 1AXIS | Pole
SRP16563 | SUNTECH POWER | STP215-18/UD | 215 | 3 | 180 | 30 |  | Solar | 1AXIS | Pole
SRP16563 | TRINA SOLAR | TSM-220PA05 | 220 | 9 | 180 | 30 |  | Solar | 1AXIS | Pole
SRP16563 | TRINA SOLAR | TSM-225PA05 | 225 | 10 | 180 | 30 |  | Solar | 1AXIS | Pole
SRP16563 | TRINA SOLAR | TSM-235PA05 | 235 | 27 | 180 | 30 |  | Solar | 1AXIS | Pole
SRP16563 | TRINA SOLAR | TSM-240PA05 | 240 | 2814 | 180 | 30 |  | Solar | 1AXIS | Pole
SRP16566 | SUNTECH POWER | STP200-18/UD | 200 | 31 | 180 | 30 |  | Solar | 1AXIS | Pole
SRP16566 | SUNTECH POWER | STP205-18/UD | 205 | 16 | 180 | 30 |  | Solar | 1AXIS | Pole
SRP16566 | SUNTECH POWER | STP210-18/UD | 210 | 6 | 180 | 30 |  | Solar | 1AXIS | Pole
SRP16566 | SUNTECH POWER | STP215-18/UD | 215 | 3 | 180 | 30 |  | Solar | 1AXIS | Pole
SRP16566 | TRINA SOLAR | TSM-220PA05 | 220 | 18 | 180 | 30 |  | Solar | 1AXIS | Pole
SRP16566 | TRINA SOLAR | TSM-225PA05 | 225 | 15 | 180 | 30 |  | Solar | 1AXIS | Pole
SRP16566 | TRINA SOLAR | TSM-235PA05 | 235 | 151 | 180 | 30 |  | Solar | 1AXIS | Pole
SRP16566 | TRINA SOLAR | TSM-240PA05 | 240 | 2568 | 180 | 30 |  | Solar | 1AXIS | Pole
SRP16567 | SUNTECH POWER | STP200-18/UD | 200 | 43 | 180 | 30 |  | Solar | 1AXIS | Pole
SRP16567 | SUNTECH POWER | STP205-18/UD | 205 | 19 | 180 | 30 |  | Solar | 1AXIS | Pole
SRP16567 | SUNTECH POWER | STP210S-18/UB-1 | 210 | 4 | 180 | 30 |  | Solar | 1AXIS | Pole
SRP16567 | SUNTECH POWER | STP215-18/UD | 215 | 20 | 180 | 30 |  | Solar | 1AXIS | Pole
SRP16567 | TRINA SOLAR | TSM-220PA05 | 220 | 22 | 180 | 30 |  | Solar | 1AXIS | Pole
SRP16567 | TRINA SOLAR | TSM-225PA05 | 225 | 62 | 180 | 30 |  | Solar | 1AXIS | Pole
SRP16567 | TRINA SOLAR | TSM-235PA05 | 235 | 46 | 180 | 30 |  | Solar | 1AXIS | Pole
SRP16567 | TRINA SOLAR | TSM-240PA05 | 240 | 1202 | 180 | 30 |  | Solar | 1AXIS | Pole
SRP16568 | SUNTECH POWER | STP200-18/UD | 200 | 13 | 180 | 30 |  | Solar | 1AXIS | Pole
SRP16568 | SUNTECH POWER | STP205-18/UD | 205 | 5 | 180 | 30 |  | Solar | 1AXIS | Pole
SRP16568 | SUNTECH POWER | STP210-18/UD | 210 | 6 | 180 | 30 |  | Solar | 1AXIS | Pole
SRP16568 | SUNTECH POWER | STP215-18/UD | 215 | 4 | 180 | 30 |  | Solar | 1AXIS | Pole
SRP16568 | TRINA SOLAR | TSM-220PA05 | 220 | 14 | 180 | 30 |  | Solar | 1AXIS | Pole
SRP16568 | TRINA SOLAR | TSM-225PA05 | 225 | 23 | 180 | 30 |  | Solar | 1AXIS | Pole
SRP16568 | TRINA SOLAR | TSM-235PA05 | 235 | 27 | 180 | 30 |  | Solar | 1AXIS | Pole
SRP16568 | TRINA SOLAR | TSM-240PA05 | 240 | 227 | 180 | 30 |  | Solar | 1AXIS | Pole
SRP16570 | YINGLI ENERGY (CHINA) | YL245P-29B | 245 | 5 | 93 | 18 |  | Solar | FIXED | Roof
SRP16570 | YINGLI ENERGY (CHINA) | YL245P-29B | 245 | 29 | 183 | 18 |  | Solar | FIXED | Roof
SRP16570 | YINGLI ENERGY (CHINA) | YL245P-29B | 245 | 7 | 273 | 18 |  | Solar | FIXED | Roof
SRP16572 | CANADIAN SOLAR | CS6P-250P | 250 | 4 | 150 | 18 |  | Solar | FIXED | Roof
SRP16572 | CANADIAN SOLAR | CS6P-250P | 250 | 16 | 150 | 27 |  | Solar | FIXED | Roof
SRP16572 | CANADIAN SOLAR | CS6P-250P | 250 | 6 | 240 | 37 |  | Solar | FIXED | Roof
SRP16573 | LG ELECTRONICS SOLAR CELL DIVISION | LG255S1C-G2 | 255 | 18 | 98 | 15 |  | Solar | FIXED | Roof
SRP16573 | LG ELECTRONICS SOLAR CELL DIVISION | LG255S1C-G2 | 255 | 16 | 188 | 18 |  | Solar | FIXED | Roof
SRP16573 | LG ELECTRONICS SOLAR CELL DIVISION | LG255S1C-G2 | 255 | 28 | 188 | 26 |  | Solar | FIXED | Roof
SRP16574 | LG ELECTRONICS SOLAR CELL DIVISION | LG255S1C-G2 | 255 | 12 | 124 | 34 |  | Solar | FIXED | Roof
SRP16574 | LG ELECTRONICS SOLAR CELL DIVISION | LG255S1C-G2 | 255 | 32 | 212 | 37 |  | Solar | FIXED | Roof
SRP16575 | YINGLI ENERGY (CHINA) | YL235P-29B | 235 | 26 | 244 | 33 |  | Solar | FIXED | Roof
SRP16576 | BOSCH SOLAR ENERGY | C-SI M 60-225-16 | 225 | 13 | 134 | 25.7 |  | Solar | FIXED | Roof
SRP16576 | BOSCH SOLAR ENERGY | C-SI M 60-225-16 | 225 | 20 | 224 | 25.7 |  | Solar | FIXED | Roof
SRP16576 | BOSCH SOLAR ENERGY | C-SI M 60-225-16 | 225 | 40 | 224 | 25.7 |  | Solar | FIXED | Roof
SRP16577 | SUNPOWER | PL-AP-120L | 327 | 832 | 218 | 5 |  | Solar | FIXED | Roof
SRP16578 | SUNPOWER | SPR-327NE-WHT-D | 327 | 3136 | 218 | 5 |  | Solar | FIXED | Roof
SRP16579 | SHARP | ND-240QCJ | 240 | 2236 | 215 | 10 |  | Solar | FIXED | Ground
SRP16580 | TRINA SOLAR | TSM-240PD05 | 240 | 22 | 150 | 28 |  | Solar | FIXED | Roof
SRP16581 | TRINA SOLAR | TSM-245PA05.10 | 245 | 40 | 180 | 25 |  | Solar | FIXED | Ground
SRP16582 | LDK SOLAR | LDK-245D-20 | 245 | 18088 | 180 | 20 |  | Solar | FIXED | Ground
SRP16582 | LDK SOLAR | LDK-250D-20 | 250 | 22092 | 180 | 20 |  | Solar | FIXED | Ground
SRP16585 | TRINA SOLAR | TSM-250PD05 | 250 | 11 | 113 | 26 |  | Solar | FIXED | Roof
SRP16585 | TRINA SOLAR | TSM-250PA05A | 250 | 3 | 203 | 26 |  | Solar | FIXED | Roof
SRP16586 | TRINA SOLAR | TSM-250PA05A.08 | 250 | 28 | 183 | 23 |  | Solar | FIXED | Roof
SRP16587 | HANWHA SOLARONE (QIDONG) | HSL60P6-PA-0-250TB | 250 | 21 | 195 | 30 |  | Solar | FIXED | Roof
SRP16588 | ET SOLAR INDUSTRY | ET-P660250WB | 250 | 4 | 125 | 35 |  | Solar | FIXED | Roof
SRP16588 | ET SOLAR INDUSTRY | ET-P660250WB | 250 | 36 | 215 | 30 |  | Solar | FIXED | Roof
SRP16589 | CANADIAN SOLAR | CS6P-245M | 245 | 27 | 120 | 22 |  | Solar | FIXED | Roof
SRP16591 | TRINA SOLAR | TSM-250PA05 | 250 | 25 | 129 | 19 |  | Solar | FIXED | Roof
SRP16592 | TRINA SOLAR | TSM-245PA05 | 245 | 50 | 125 | 33 |  | Solar | FIXED | Roof
SRP16592 | TRINA SOLAR | TSM-245PA05 | 245 | 19 | 215 | 33 |  | Solar | FIXED | Roof
SRP16593 | TRINA SOLAR | TSM-245PD05 | 245 | 43 | 118 | 31 |  | Solar | FIXED | Roof
SRP16594 | TRINA SOLAR | TSM-245PA05 | 245 | 14 | 173 | 6 |  | Solar | FIXED | Roof
SRP16594 | TRINA SOLAR | TSM-245PD05 | 245 | 28 | 173 | 6 |  | Solar | FIXED | Roof
SRP16595 | LG ELECTRONICS SOLAR CELL DIVISION | LG260S1C-G2 | 260 | 13 | 218 | 18 |  | Solar | FIXED | Roof
SRP16595 | LG ELECTRONICS SOLAR CELL DIVISION | LG260S1C-G2 | 260 | 7 | 218 | 48 |  | Solar | FIXED | Roof
SRP16596 | SUNPOWER | SPR-327NE-WHT-D | 327 | 6 | 205 | 32 |  | Solar | FIXED | Roof
SRP16596 | SUNPOWER | SPR-327NE-WHT-D | 327 | 14 | 205 | 35 |  | Solar | FIXED | Roof
SRP16597 | SUNPOWER | T5-SPR-327 | 327 | 5 | 91 | 43 |  | Solar | FIXED | Roof
SRP16597 | SUNPOWER | T5-SPR-327 | 327 | 14 | 181 | 10 |  | Solar | FIXED | Roof
SRP16597 | SUNPOWER | T5-SPR-327 | 327 | 10 | 181 | 20 |  | Solar | FIXED | Roof
SRP16598 | LG ELECTRONICS SOLAR CELL DIVISION | LG250S1C-G2 | 250 | 10 | 207.7 | 20 |  | Solar | FIXED | Roof
SRP16599 | TRINA SOLAR | TSM-245PD05 | 245 | 50 | 141 | 17 |  | Solar | FIXED | Roof
SRP16600 | TRINA SOLAR | TSM-240PD05 | 240 | 10 | 159 | 23 |  | Solar | FIXED | Roof
SRP16600 | TRINA SOLAR | TSM-240PA05.18 | 240 | 14 | 249 | 23 |  | Solar | FIXED | Roof
SRP16601 | TRINA SOLAR | TSM-240PA05.08 | 240 | 34 | 257 | 16 |  | Solar | FIXED | Roof
SRP16602 | HANWHA SOLARONE (QIDONG) | HSL60M6-HA-0-250T | 250 | 23 | 122.9 | 15 |  | Solar | FIXED | Roof
SRP16603 | TRINA SOLAR | TSM-250PA05 | 250 | 18 | 197 | 24 |  | Solar | FIXED | Roof
SRP16604 | SUNWIZE TECHNOLOGIES |  | 240 | 24 | 170 | 20 |  | Solar | FIXED | Roof
SRP16605 | SUNPOWER | SPR-327NE-WHT-D | 327 | 10 | 151 | 20 |  | Solar | FIXED | Roof
SRP16606 | YINGLI ENERGY (CHINA) | YL245P-29B | 245 | 25 | 63 | 28 |  | Solar | FIXED | Roof
SRP16606 | YINGLI ENERGY (CHINA) | YL245P-29B | 245 | 6 | 153 | 45 |  | Solar | FIXED | Roof
SRP16606 | YINGLI ENERGY (CHINA) | YL245P-29B | 245 | 21 | 243 | 28 |  | Solar | FIXED | Roof
SRP16607 | TRINA SOLAR | TSM-240DA05 | 240 | 7 | 99 | 40 |  | Solar | FIXED | Roof
SRP16607 | TRINA SOLAR | TSM-240DA05 | 240 | 18 | 189 | 34 |  | Solar | FIXED | Roof
SRP16608 | TRINA SOLAR | TSM-240PD05 | 240 | 14 | 151 | 33 |  | Solar | FIXED | Roof
SRP16610 | SUNIVA | OPT260-60-4-100 | 260 | 22 | 170 | 24 |  | Solar | FIXED | Roof
SRP16610 | SUNIVA | OPT260-60-4-100 | 260 | 8 | 216 | 12 |  | Solar | FIXED | Roof
SRP16610 | SUNIVA | OPT260-60-4-100 | 260 | 33 | 216 | 24 |  | Solar | FIXED | Roof
SRP16611 | BEIJING ZHONGKEXIN ELECTRONICS EQUIPMENT | ZKX-265P-24 | 260 | 32 | 245 | 26 |  | Solar | FIXED | Roof
SRP16612 | TRINA SOLAR | TSM-240PD05 | 240 | 21 | 133 | 20 |  | Solar | FIXED | Roof
SRP16613 | SUNTECH POWER | STP185S-24/AB-1 | 185 | 16 | 244.9 | 30 |  | Solar | FIXED | Roof
SRP16613 | SUNTECH POWER | STP190-18/UB-1 | 190 | 9 | 244.9 | 30 |  | Solar | FIXED | Roof
SRP16614 | SUNTECH POWER | STP255-20/WD | 255 | 16 | 87 | 20 |  | Solar | FIXED | Roof
SRP16614 | SUNTECH POWER | STP255-20/WD | 255 | 16 | 267 | 20 |  | Solar | FIXED | Roof
SRP16615 | HANWHA SOLARONE (QIDONG) | SF260-36-P255 | 250 | 10 | 132 | 35 |  | Solar | FIXED | Roof
SRP16615 | HANWHA SOLARONE (QIDONG) | SF260-36-P255 | 250 | 26 | 132 | 35 |  | Solar | FIXED | Roof
SRP16616 | HANWHA SOLARONE (QIDONG) | HSL60M6-HA-0-250TW | 250 | 19 | 131.3 | 30 |  | Solar | FIXED | Roof
SRP16617 | HANWHA SOLARONE (QIDONG) | HSL60M6-HA-0-250TW | 250 | 15 | 160.4 | 35 |  | Solar | FIXED | Roof
SRP16617 | HANWHA SOLARONE (QIDONG) | HSL60M6-HA-0-250TW | 250 | 13 | 250.4 | 35 |  | Solar | FIXED | Roof
SRP16618 | TRINA SOLAR | TSM-240PA05 | 240 | 20 | 228 | 28 |  | Solar | FIXED | Roof
SRP16619 | SUNPOWER | T5-SPR-327 | 327 | 7 | 91 | 33 |  | Solar | FIXED | Roof
SRP16619 | SUNPOWER | T5-SPR-327 | 327 | 14 | 181 | 45 |  | Solar | FIXED | Roof
SRP16620 | TRINA SOLAR | TSM-250PA05 | 250 | 14 | 215 | 35 |  | Solar | FIXED | Roof
SRP16621 | TRINA SOLAR | TSM-250PA05 | 250 | 26 | 155 | 18 |  | Solar | FIXED | Roof
SRP16621 | TRINA SOLAR | TSM-250PA05A | 250 | 9 | 155 | 18 |  | Solar | FIXED | Roof
SRP16622 | TRINA SOLAR | TSM-250PA05A | 250 | 21 | 163 | 27 |  | Solar | FIXED | Roof
SRP16623 | TRINA SOLAR | TSM-250PA05 | 250 | 10 | 135 | 40 |  | Solar | FIXED | Roof
SRP16623 | TRINA SOLAR | TSM-250PA05 | 250 | 11 | 225 | 40 |  | Solar | FIXED | Roof
SRP16624 | TRINA SOLAR | TSM-250PA05 | 250 | 22 | 210 | 23 |  | Solar | FIXED | Roof
SRP16625 | SUNPOWER | SPR-327NE-WHT-D | 327 | 28 | 235 | 37 |  | Solar | FIXED | Roof
SRP16626 | TRINA SOLAR | TSM-245PA05.10 | 245 | 22 | 138 | 32 |  | Solar | FIXED | Roof
SRP16627 | TRINA SOLAR | TSM-250PA05 | 250 | 49 | 161 | 37 |  | Solar | FIXED | Roof
SRP16628 | TRINA SOLAR | TSM-245PD05 | 245 | 35 | 200 | 32 |  | Solar | FIXED | Roof
SRP16629 | MOTECH AMERICAS | IM60B3-250-XXXXXX | 250 | 13 | 128 | 10 |  | Solar | FIXED | Roof
SRP16629 | MOTECH AMERICAS | IM60B3-250-XXXXXX | 250 | 21 | 128 | 27 |  | Solar | FIXED | Roof
SRP16629 | MOTECH AMERICAS | IM60B3-250-XXXXXX | 250 | 14 | 128 | 36 |  | Solar | FIXED | Roof
SRP16629 | MOTECH AMERICAS | IM60B3-250-XXXXXX | 250 | 5 | 128 | 39 |  | Solar | FIXED | Roof
SRP16629 | MOTECH AMERICAS | IM60B3-250-XXXXXX | 250 | 5 | 220 | 27 |  | Solar | FIXED | Roof
SRP16629 | MOTECH AMERICAS | IM60B3-250-XXXXXX | 250 | 14 | 220 | 42 |  | Solar | FIXED | Roof
SRP16630 | TRINA SOLAR | TSM-245PA05.18 | 245 | 5 | 110 | 31 |  | Solar | FIXED | Roof
SRP16630 | TRINA SOLAR | TSM-245PA05.18 | 245 | 41 | 200 | 31 |  | Solar | FIXED | Roof
SRP16631 | SUNPOWER | T5-SPR-327 | 327 | 35 | 198 | 23 |  | Solar | FIXED | Roof
SRP16632 | TRINA SOLAR | TSM-245PA05.10 | 245 | 18 | 142.8 | 32 |  | Solar | FIXED | Roof
SRP16632 | TRINA SOLAR | TSM-245PA05.10 | 245 | 14 | 233.8 | 45 |  | Solar | FIXED | Roof
SRP16633 | TRINA SOLAR | TSM-245PA05 | 245 | 15 | 157 | 35 |  | Solar | FIXED | Roof
SRP16633 | TRINA SOLAR | TSM-245PA05 | 245 | 24 | 157 | 35 |  | Solar | FIXED | Roof
SRP16633 | TRINA SOLAR | TSM-245PA05 | 245 | 9 | 247 | 35 |  | Solar | FIXED | Roof
SRP16634 | TRINA SOLAR | TSM-245PD05 | 245 | 22 | 109 | 24 |  | Solar | FIXED | Roof
SRP16634 | TRINA SOLAR | TSM-245PA05 | 245 | 10 | 198 | 24 |  | Solar | FIXED | Roof
SRP16636 | TRINA SOLAR | TSM-245PD05 | 245 | 23 | 230 | 17 |  | Solar | FIXED | Roof
SRP16636 | TRINA SOLAR | TSM-245PD05 | 245 | 24 | 230 | 30 |  | Solar | FIXED | Roof
SRP16637 | TRINA SOLAR | TSM-240PD05 | 240 | 10 | 156 | 30 |  | Solar | FIXED | Roof
SRP16637 | TRINA SOLAR | TSM-240PA05 | 240 | 23 | 246 | 30 |  | Solar | FIXED | Roof
SRP16638 | TRINA SOLAR | TSM-240PD05 | 240 | 38 | 157 | 26 |  | Solar | FIXED | Roof
SRP16639 | TRINA SOLAR | TSM-245PA05 | 245 | 26 | 128 | 27 |  | Solar | FIXED | Roof
SRP16640 | TRINA SOLAR | TSM-240PD05 | 240 | 12 | 120 | 17 |  | Solar | FIXED | Roof
SRP16640 | TRINA SOLAR | TSM-240DA05 | 240 | 6 | 210 | 17 |  | Solar | FIXED | Roof
SRP16642 | TRINA SOLAR | TSM-240PD05.10 | 240 | 24 | 176 | 25 |  | Solar | FIXED | Roof
SRP16643 | TRINA SOLAR | TSM-240PD05 | 240 | 7 | 83 | 26 |  | Solar | FIXED | Roof
SRP16643 | TRINA SOLAR | TSM-240DA05 | 240 | 18 | 173 | 26 |  | Solar | FIXED | Roof
SRP16643 | TRINA SOLAR | TSM-240PA05.18 | 240 | 6 | 173 | 26 |  | Solar | FIXED | Roof
SRP16643 | TRINA SOLAR | TSM-240PD05 | 240 | 7 | 263 | 26 |  | Solar | FIXED | Roof
SRP16644 | TRINA SOLAR | TSM-245PA05.08 | 245 | 12 | 134 | 27 |  | Solar | FIXED | Roof
SRP16644 | TRINA SOLAR | TSM-245PA05.08 | 245 | 16 | 224 | 25 |  | Solar | FIXED | Roof
SRP16645 | TRINA SOLAR | TSM-235PA05.18 | 235 | 12 | 160 | 8 |  | Solar | FIXED | Roof
SRP16645 | TRINA SOLAR | TSM-235PD05.18 | 235 | 18 | 160 | 27 |  | Solar | FIXED | Roof
SRP16647 | TRINA SOLAR | TSM-245PA05 | 245 | 52 | 219.5 | 32 |  | Solar | FIXED | Roof
SRP16648 | TRINA SOLAR | TSM-245PD05 | 245 | 3 | 105 | 33 |  | Solar | FIXED | Roof
SRP16648 | TRINA SOLAR | TSM-245PA05 | 245 | 4 | 195 | 33 |  | Solar | FIXED | Roof
SRP16648 | TRINA SOLAR | TSM-245PD05 | 245 | 2 | 195 | 33 |  | Solar | FIXED | Roof
SRP16648 | TRINA SOLAR | TSM-245PD05 | 245 | 8 | 195 | 33 |  | Solar | FIXED | Roof
SRP16648 | TRINA SOLAR | TSM-245PD05 | 245 | 12 | 195 | 33 |  | Solar | FIXED | Roof
SRP16648 | TRINA SOLAR | TSM-245PA05 | 245 | 3 | 285 | 33 |  | Solar | FIXED | Roof
SRP16649 | TRINA SOLAR | TSM-245PD05.10 | 245 | 30 | 125 | 25 |  | Solar | FIXED | Roof
SRP16650 | TRINA SOLAR | TSM-240PD05.10 | 240 | 24 | 220 | 20 |  | Solar | FIXED | Roof
SRP16651 | TRINA SOLAR | TSM-245PD05 | 245 | 24 | 145 | 30 |  | Solar | FIXED | Roof
SRP16652 | TRINA SOLAR | TSM-245PA05 | 245 | 6 | 217 | 24 |  | Solar | FIXED | Roof
SRP16652 | TRINA SOLAR | TSM-245PD05 | 245 | 27 | 217 | 45 |  | Solar | FIXED | Roof
SRP16653 | YINGLI ENERGY (CHINA) | YL235P-29B | 235 | 10 | 96 | 43 |  | Solar | FIXED | Roof
SRP16653 | YINGLI ENERGY (CHINA) | YL235P-29B | 235 | 26 | 166 | 29 |  | Solar | FIXED | Roof
SRP16654 | TRINA SOLAR | TSM-245PA05 | 245 | 10 | 170 | 43 |  | Solar | FIXED | Roof
SRP16654 | TRINA SOLAR | TSM-245PD05 | 245 | 69 | 260 | 33 |  | Solar | FIXED | Roof
SRP16655 | TRINA SOLAR | TSM-240PA05.18 | 240 | 14 | 92 | 24 |  | Solar | FIXED | Roof
SRP16655 | TRINA SOLAR | TSM-240DA05 | 240 | 10 | 182 | 24 |  | Solar | FIXED | Roof
SRP16655 | TRINA SOLAR | TSM-240DA05 | 240 | 8 | 272 | 24 |  | Solar | FIXED | Roof
SRP16656 | SCHUCO USA | MPE 190 MS 05 | 190 | 22 | 153 | 22 |  | Solar | FIXED | Roof
SRP16659 | TRINA SOLAR | TSM-235PA05 | 235 | 20 | 152 | 45 |  | Solar | FIXED | Roof
SRP16659 | TRINA SOLAR | TSM-235PA05 | 235 | 6 | 239 | 35 |  | Solar | FIXED | Roof
SRP16660 | TRINA SOLAR | TSM-235PA05.18 | 235 | 15 | 124 | 18 |  | Solar | FIXED | Roof
SRP16661 | TRINA SOLAR | TSM-240PA05 | 240 | 14 | 305 | 5 |  | Solar | FIXED | Roof
SRP16661 | TRINA SOLAR | TSM-240PA05 | 240 | 6 | 315 | 5 |  | Solar | FIXED | Roof
SRP16661 | TRINA SOLAR | TSM-240PA05 | 240 | 8 | 315 | 5 |  | Solar | FIXED | Roof
SRP16664 | SUNIVA | MVX250-60-5-701 | 250 | 16 | 116.3 | 20 |  | Solar | FIXED | Roof
SRP16664 | SUNIVA | MVX250-60-5-701 | 250 | 13 | 206.3 | 15 |  | Solar | FIXED | Roof
SRP16665 | HANWHA SOLARONE (QIDONG) | HSL60M6-HA-0-250T | 250 | 33 | 185 | 25 |  | Solar | FIXED | Roof
SRP16666 | SUNPOWER | SPR-327NE-WHT-D | 327 | 45 | 220 | 18 |  | Solar | FIXED | Roof
SRP16667 | SUNPOWER | T5-SPR-327 | 327 | 21 | 175 | 18 |  | Solar | FIXED | Roof
SRP16668 | TRINA SOLAR | TSM-250PA05 | 250 | 28 | 216 | 30 |  | Solar | FIXED | Roof
SRP16669 | TRINA SOLAR | TSM-250PA05 | 250 | 30 | 146 | 21 |  | Solar | FIXED | Roof
SRP16669 | TRINA SOLAR | TSM-250PA05A | 250 | 9 | 326 | 23 |  | Solar | FIXED | Roof
SRP16670 | TRINA SOLAR | TSM-250PA05A | 250 | 12 | 146 | 20 |  | Solar | FIXED | Roof
SRP16670 | TRINA SOLAR | TSM-250PA05A | 250 | 10 | 236 | 21 |  | Solar | FIXED | Roof
SRP16671 | TRINA SOLAR | TSM-250PA05A | 250 | 20 | 150 | 10 |  | Solar | FIXED | Roof
SRP16671 | TRINA SOLAR | TSM-250PA05A | 250 | 24 | 150 | 31 |  | Solar | FIXED | Roof
SRP16672 | YINGLI ENERGY (CHINA) | YL250P-29B | 250 | 16 | 170 | 20 |  | Solar | FIXED | Roof
SRP16672 | YINGLI ENERGY (CHINA) | YL250P-29B | 250 | 4 | 260 | 5 |  | Solar | FIXED | Roof
SRP16672 | YINGLI ENERGY (CHINA) | YL250P-29B | 250 | 11 | 260 | 20 |  | Solar | FIXED | Roof
SRP16673 | YINGLI ENERGY (CHINA) | YL250P-29B | 250 | 19 | 160 | 40 |  | Solar | FIXED | Roof
SRP16673 | YINGLI ENERGY (CHINA) | YL250P-29B | 250 | 25 | 250 | 40 |  | Solar | FIXED | Roof
SRP16673 | YINGLI ENERGY (CHINA) | YL250P-29B | 250 | 12 | 255 | 33 |  | Solar | FIXED | Roof
SRP16674 | TRINA SOLAR | TSM-250PD05 | 250 | 20 | 129 | 21 |  | Solar | FIXED | Roof
SRP16675 | TRINA SOLAR | TSM-250PA05 | 250 | 22 | 177 | 18 |  | Solar | FIXED | Roof
SRP16676 | TRINA SOLAR | TSM-285PD14 | 285 | 165 | 182 | 10 |  | Solar | FIXED | Roof
SRP16677 | SUNIVA | OPT260-60-4-100 | 260 | 26 | 228 | 15 |  | Solar | FIXED | Roof
SRP16678 | TRINA SOLAR | TSM-250PD05 | 250 | 13 | 154 | 19 |  | Solar | FIXED | Roof
SRP16678 | TRINA SOLAR | TSM-250PA05A | 250 | 11 | 244 | 19 |  | Solar | FIXED | Roof
SRP16679 | TRINA SOLAR | TSM-250PA05 | 250 | 48 | 153 | 22 |  | Solar | FIXED | Roof
SRP16680 | TRINA SOLAR | TSM-250PA05 | 250 | 26 | 178 | 19 |  | Solar | FIXED | Roof
SRP16681 | TRINA SOLAR | TSM-250PA05 | 250 | 24 | 131 | 35 |  | Solar | FIXED | Roof
SRP16681 | TRINA SOLAR | TSM-250PA05A | 250 | 12 | 213 | 35 |  | Solar | FIXED | Roof
SRP16683 | TRINA SOLAR | TSM-245PA05.10 | 245 | 4 | 150 | 25 |  | Solar | FIXED | Roof
SRP16683 | TRINA SOLAR | TSM-245PA05.10 | 245 | 4 | 150 | 27 |  | Solar | FIXED | Roof
SRP16683 | TRINA SOLAR | TSM-245PA05.10 | 245 | 14 | 240 | 25 |  | Solar | FIXED | Roof
SRP16685 | TRINA SOLAR | TSM-250PA05A | 250 | 27 | 120 | 20 |  | Solar | FIXED | Roof
SRP16686 | TRINA SOLAR | TSM-250PA05 | 250 | 25 | 119 | 28 |  | Solar | FIXED | Roof
SRP16687 | TRINA SOLAR | TSM-250PA05 | 250 | 26 | 104 | 27 |  | Solar | FIXED | Roof
SRP16688 | TRINA SOLAR | TSM-250PA05A | 250 | 11 | 100 | 26 |  | Solar | FIXED | Roof
SRP16688 | TRINA SOLAR | TSM-250PD05 | 250 | 10 | 190 | 10 |  | Solar | FIXED | Roof
SRP16688 | TRINA SOLAR | TSM-250PA05 | 250 | 20 | 190 | 18 |  | Solar | FIXED | Roof
SRP16689 | TRINA SOLAR | TSM-250PA05A | 250 | 30 | 134 | 24 |  | Solar | FIXED | Roof
SRP16690 | HANWHA SOLARONE (QIDONG) | HSL60M6-HA-0-250TW | 250 | 39 | 160 | 30 |  | Solar | FIXED | Roof
SRP16691 | HANWHA SOLARONE (QIDONG) | HSL60M6-HA-0-250TW | 250 | 33 | 105 | 29 |  | Solar | FIXED | Roof
SRP16692 | HANWHA SOLARONE (QIDONG) | HSL60M6-HA-0-250T | 250 | 9 | 110 | 35 |  | Solar | FIXED | Roof
SRP16692 | HANWHA SOLARONE (QIDONG) | HSL60P6-PA-0-250TW | 250 | 39 | 200 | 35 |  | Solar | FIXED | Roof
SRP16693 | TRINA SOLAR | TSM-235PA05.18 | 235 | 14 | 76 | 18 |  | Solar | FIXED | Roof
SRP16693 | TRINA SOLAR | TSM-235PA05.18 | 235 | 12 | 256 | 18 |  | Solar | FIXED | Roof
SRP16695 | HANWHA SOLARONE (QIDONG) | HSL60M6-HA-0-250T | 250 | 55 | 170 | 37 |  | Solar | FIXED | Roof
SRP16696 | TRINA SOLAR | TSM-250PA05.18 | 250 | 12 | 142 | 27 |  | Solar | FIXED | Roof
SRP16696 | TRINA SOLAR | TSM-250PA05 | 250 | 20 | 236 | 42 |  | Solar | FIXED | Roof
SRP16697 | TRINA SOLAR | TSM-255PA05 | 255 | 25 | 140 | 18 |  | Solar | FIXED | Roof
SRP16699 | CANADIAN SOLAR | CS6P-245MX | 245 | 32 | 160 | 25 |  | Solar | FIXED | Roof
SRP16700 | YINGLI ENERGY (CHINA) | YL235P-29B | 235 | 10 | 200 | 13 |  | Solar | FIXED | Roof
SRP16700 | YINGLI ENERGY (CHINA) | YL235P-29B | 235 | 7 | 290 | 13 |  | Solar | FIXED | Roof
SRP16701 | GCL-POLY (SUZHOU) ENERGY | GCL-P6-60-245 | 245 | 22 | 176 | 36 |  | Solar | FIXED | Roof
SRP16701 | GCL-POLY (SUZHOU) ENERGY | GCL-P6-60-245 | 245 | 35 | 266 | 31 |  | Solar | FIXED | Roof
SRP16702 | TRINA SOLAR | TSM-250PA05A | 250 | 13 | 119 | 39 |  | Solar | FIXED | Roof
SRP16705 | TRINA SOLAR | TSM-235PA05.18 | 235 | 17 | 172 | 18 |  | Solar | FIXED | Roof
SRP16707 | TRINA SOLAR | TSM-235PA05.05 | 235 | 12 | 168 | 20 |  | Solar | FIXED | Roof
SRP16708 | TRINA SOLAR | TSM-245PA05 | 245 | 8 | 178 | 22 |  | Solar | FIXED | Roof
SRP16708 | TRINA SOLAR | TSM-245PA05 | 245 | 13 | 268 | 24 |  | Solar | FIXED | Roof
SRP16710 | TRINA SOLAR | TSM-240PD05 | 240 | 32 | 242 | 29 |  | Solar | FIXED | Roof
SRP16711 | TRINA SOLAR | TSM-240DA05 | 240 | 21 | 125 | 55 |  | Solar | FIXED | Roof
SRP16712 | TRINA SOLAR | TSM-235PD05.18 | 235 | 15 | 165 | 16 |  | Solar | FIXED | Roof
SRP16713 | YINGLI ENERGY (CHINA) | YL245P-29B | 245 | 11 | 157 | 28 |  | Solar | FIXED | Roof
SRP16713 | YINGLI ENERGY (CHINA) | YL245P-29B | 245 | 14 | 247 | 22 |  | Solar | FIXED | Roof
SRP16715 | TRINA SOLAR | TSM-245PA05.18 | 245 | 30 | 140 | 22 |  | Solar | FIXED | Roof
SRP16717 | TRINA SOLAR | TSM-245PA05.18 | 245 | 10 | 100 | 33 |  | Solar | FIXED | Roof
SRP16719 | TRINA SOLAR | TSM-250PA05 | 250 | 30 | 263 | 30 |  | Solar | FIXED | Roof
SRP16721 | TRINA SOLAR | TSM-245PA05.10 | 245 | 28 | 135 | 29 |  | Solar | FIXED | Roof
SRP16722 | TRINA SOLAR | TSM-245PA05 | 245 | 4 | 90 | 45 |  | Solar | FIXED | Roof
SRP16722 | TRINA SOLAR | TSM-245PA05.10 | 245 | 22 | 180 | 33 |  | Solar | FIXED | Roof
SRP16723 | TRINA SOLAR | TSM-240PA05.10 | 240 | 12 | 165 | 24 |  | Solar | FIXED | Roof
SRP16723 | TRINA SOLAR | TSM-240PA05.10 | 240 | 13 | 165 | 35 |  | Solar | FIXED | Roof
SRP16723 | TRINA SOLAR | TSM-240PA05.10 | 240 | 3 | 253 | 20 |  | Solar | FIXED | Roof
SRP16723 | TRINA SOLAR | TSM-240PA05.10 | 240 | 4 | 253 | 27 |  | Solar | FIXED | Roof
SRP16724 | TRINA SOLAR | TSM-240PD05 | 240 | 20 | 206 | 36 |  | Solar | FIXED | Roof
SRP16725 | SUNTECH POWER | STP180S-24/AB-1 | 250 | 24 | 215 | 26 |  | Solar | FIXED | Roof
SRP16726 | TRINA SOLAR | TSM-250PA05 | 250 | 10 | 178 | 20 |  | Solar | FIXED | Roof
SRP16726 | TRINA SOLAR | TSM-250PA05 | 250 | 13 | 268 | 21 |  | Solar | FIXED | Roof
SRP16727 | YINGLI ENERGY (CHINA) | YL235P-29B | 235 | 25 | 145 | 37 |  | Solar | FIXED | Roof
SRP16728 | HANWHA SOLARONE (QIDONG) | HSL60P6-PA-4-250TB | 250 | 28 | 128 | 17 |  | Solar | FIXED | Roof
SRP16729 | TRINA SOLAR | TSM-245PA05 | 245 | 10 | 83 | 34 |  | Solar | FIXED | Roof
SRP16729 | TRINA SOLAR | TSM-245PA05 | 245 | 16 | 171 | 34 |  | Solar | FIXED | Roof
SRP16730 | TRINA SOLAR | TSM-240PD05 | 240 | 26 | 64 | 35 |  | Solar | FIXED | Roof
SRP16730 | TRINA SOLAR | TSM-240DA05 | 240 | 8 | 154 | 34 |  | Solar | FIXED | Roof
SRP16730 | TRINA SOLAR | TSM-240DA05 | 240 | 27 | 244 | 35 |  | Solar | FIXED | Roof
SRP16731 | TRINA SOLAR | TSM-240PA05.10 | 240 | 23 | 173 | 45 |  | Solar | FIXED | Roof
SRP16731 | TRINA SOLAR | TSM-240PA05.10 | 240 | 27 | 263 | 36 |  | Solar | FIXED | Roof
SRP16732 | CANADIAN SOLAR | CS6P-230 | 230 | 19 | 105 | 18 |  | Solar | FIXED | Roof
SRP16732 | CANADIAN SOLAR | CS6P-230P | 230 | 9 | 285 | 18 |  | Solar | FIXED | Roof
SRP16732 | CANADIAN SOLAR | CS5P-230P | 230 | 6 | 285 | 23 |  | Solar | FIXED | Roof
SRP16733 | TRINA SOLAR | TSM-240DA05 | 240 | 23 | 274 | 37 |  | Solar | FIXED | Roof
SRP16734 | CANADIAN SOLAR | CS6P-250P | 250 | 16016 | 180 | 10 |  | Solar | FIXED | Ground
SRP16735 | SUNPOWER | SPR-245NE-WHT-D | 245 | 24 | 90 | 18 |  | Solar | FIXED | Roof
SRP16735 | SUNPOWER | SPR-230-WHT-U | 245 | 40 | 270 | 18 |  | Solar | FIXED | Roof
SRP16736 | TRINA SOLAR | TSM-245PD05 | 245 | 1040 | 225 | 5 |  | Solar | FIXED | Roof
SRP16737 | TRINA SOLAR | TSM-240PA05.10 | 240 | 48 | 196 | 18 |  | Solar | FIXED | Roof
SRP16738 | TRINA SOLAR | TSM-240PA05.10 | 240 | 208 | 183 | 3 |  | Solar | FIXED | Roof
SRP16739 | TRINA SOLAR | TSM-245PD05 | 245 | 234 | 225 | 5 |  | Solar | FIXED | Roof
SRP16740 | YINGLI ENERGY (CHINA) | YL260C-30B | 260 | 36 | 187 | 32 |  | Solar | FIXED | Ground
SRP16741 | SOLARWORLD | SW255 POLY | 255 | 16 | 149.2 | 37 |  | Solar | FIXED | Roof
SRP16742 | LG ELECTRONICS SOLAR CELL DIVISION | LG255S1C-G3 | 255 | 18 | 212 | 30 |  | Solar | FIXED | Roof
SRP16743 | HYUNDAI HEAVY INDUSTRIES | HIS-M250MG | 250 | 48 | 221 | 31 |  | Solar | FIXED | Roof
SRP16744 | YINGLI ENERGY (CHINA) | YL250P-29B | 250 | 24 | 125 | 32 |  | Solar | FIXED | Roof
SRP16744 | YINGLI ENERGY (CHINA) | YL250P-29B | 250 | 16 | 215 | 26 |  | Solar | FIXED | Roof
SRP16745 | TRINA SOLAR | TSM-250PA05A | 250 | 4 | 139 | 18 |  | Solar | FIXED | Roof
SRP16745 | TRINA SOLAR | TSM-250PA05A | 250 | 20 | 139 | 18 |  | Solar | FIXED | Roof
SRP16746 | YINGLI ENERGY (CHINA) | YL250P-29B | 250 | 104 | 192 | 5 |  | Solar | FIXED | Roof
SRP16747 | TRINA SOLAR | TSM-245PA05.10 | 245 | 21 | 200 | 26 |  | Solar | FIXED | Roof
SRP16747 | TRINA SOLAR | TSM-245PA05.10 | 245 | 9 | 200 | 33 |  | Solar | FIXED | Roof
SRP16748 | SUNPOWER | SPR-245NE-WHT-D | 245 | 43 | 169 | 23 |  | Solar | FIXED | Roof
SRP16750 | TRINA SOLAR | TSM-240PA05.10 | 240 | 26 | 172 | 18 |  | Solar | FIXED | Roof
SRP16750 | TRINA SOLAR | TSM-240PD05.10 | 240 | 24 | 172 | 18 |  | Solar | FIXED | Roof
SRP16751 | LIGHT WAY GREEN NEW ENERGY | LW240(29)P1650X990 | 240 | 224 | 213 | 35 |  | Solar | FIXED | Ground
SRP16751 | LIGHT WAY GREEN NEW ENERGY | LW240(29)P1650X990 | 240 | 252 | 213 | 35 |  | Solar | FIXED | Ground
SRP16751 | LIGHT WAY GREEN NEW ENERGY | LW240(29)P1650X990 | 240 | 56 | 226 | 36 |  | Solar | FIXED | Ground
SRP16751 | LIGHT WAY GREEN NEW ENERGY | LW240(29)P1650X990 | 240 | 84 | 226 | 36 |  | Solar | FIXED | Ground
SRP16753 | MOTECH AMERICAS | IM60C2-250-XXXXXX | 250 | 31 | 195 | 22 |  | Solar | FIXED | Roof
SRP16754 | TRINA SOLAR | TSM-250PA05A | 250 | 19 | 120 | 34 |  | Solar | FIXED | Roof
SRP16755 | TRINA SOLAR | TSM-250PA05A | 250 | 14 | 170 | 10 |  | Solar | FIXED | Roof
SRP16756 | TRINA SOLAR | TSM-250PA05A | 250 | 12 | 36 | 24 |  | Solar | FIXED | Roof
SRP16756 | TRINA SOLAR | TSM-250PA05A | 250 | 12 | 126 | 25 |  | Solar | FIXED | Roof
SRP16756 | TRINA SOLAR | TSM-250PA05 | 250 | 11 | 216 | 25 |  | Solar | FIXED | Roof
SRP16757 | HANWHA SOLARONE (QIDONG) | HSL60M6-HA-0-250TW | 250 | 18 | 115 | 25 |  | Solar | FIXED | Roof
SRP16757 | HANWHA SOLARONE (QIDONG) | HSL60M6-HA-0-250TW | 250 | 22 | 205 | 25 |  | Solar | FIXED | Roof
SRP16758 | TRINA SOLAR | TSM-250PA05A | 250 | 19 | 185 | 24 |  | Solar | FIXED | Roof
SRP16759 | SUNIVA | OPT260-60-4-1B0 | 260 | 34 | 158 | 20 |  | Solar | FIXED | Roof
SRP16761 | TRINA SOLAR | TSM-250PD05 | 250 | 34 | 134 | 19 |  | Solar | FIXED | Roof
SRP16762 | REC SOLAR | REC250PE | 250 | 4 | 245 | 10 |  | Solar | FIXED | Roof
SRP16762 | REC SOLAR | REC250PE | 250 | 23 | 245 | 23 |  | Solar | FIXED | Roof
SRP16763 | TRINA SOLAR | TSM-250PD05 | 250 | 12 | 107 | 18 |  | Solar | FIXED | Roof
SRP16763 | TRINA SOLAR | TSM-250PA05 | 250 | 12 | 287 | 18 |  | Solar | FIXED | Roof
SRP16764 | TRINA SOLAR | TSM-250PD05 | 250 | 24 | 171 | 20 |  | Solar | FIXED | Roof
SRP16764 | TRINA SOLAR | TSM-250PA05A | 250 | 19 | 262 | 23 |  | Solar | FIXED | Roof
SRP16765 | HANWHA SOLARONE (QIDONG) | HSL60P6-PA-0-240TB | 250 | 9 | 133.3 | 32 |  | Solar | FIXED | Roof
SRP16765 | HANWHA SOLARONE (QIDONG) | HSL60P6-PA-4-250TB | 250 | 19 | 133.3 | 45 |  | Solar | FIXED | Roof
SRP16765 | HANWHA SOLARONE (QIDONG) | HSL60P6-PA-3-245QW | 250 | 21 | 223.3 | 35 |  | Solar | FIXED | Roof
SRP16766 | HANWHA SOLARONE (QIDONG) | HSL60P6-PA-0-250TB | 250 | 46 | 270.8 | 30 |  | Solar | FIXED | Roof
SRP16767 | HANWHA SOLARONE (QIDONG) | HSL60P6-PA-0-250TB | 250 | 29 | 188.4 | 35 |  | Solar | FIXED | Roof
SRP16768 | TRINA SOLAR | TSM-250PA05A | 250 | 14 | 174 | 20 |  | Solar | FIXED | Roof
SRP16769 | REC SOLAR | REC250PE (BLK) | 250 | 11 | 48 | 23 |  | Solar | FIXED | Roof
SRP16769 | REC SOLAR | REC250PE (BLK) | 250 | 4 | 138 | 23 |  | Solar | FIXED | Roof
SRP16769 | REC SOLAR | REC250PE (BLK) | 250 | 7 | 228 | 23 |  | Solar | FIXED | Roof
SRP16769 | REC SOLAR | REC250PE (BLK) | 250 | 10 | 318 | 23 |  | Solar | FIXED | Roof
SRP16770 | HANWHA SOLARONE (QIDONG) | HSL60P6-PA-0-250TB | 250 | 24 | 169.4 | 35 |  | Solar | FIXED | Roof
SRP16770 | HANWHA SOLARONE (QIDONG) | HSL60P6-PA-4-250TB | 250 | 23 | 259.4 | 35 |  | Solar | FIXED | Roof
SRP16771 | HANWHA SOLARONE (QIDONG) | HSL60P6-PA-0-250TB | 250 | 26 | 245 | 25 |  | Solar | FIXED | Roof
SRP16772 | TRINA SOLAR | TSM-250PA05 | 250 | 25 | 121 | 40 |  | Solar | FIXED | Roof
SRP16772 | TRINA SOLAR | TSM-250PA05 | 250 | 13 | 213 | 26 |  | Solar | FIXED | Roof
SRP16773 | TRINA SOLAR | TSM-250PD05 | 250 | 14 | 177 | 34 |  | Solar | FIXED | Roof
SRP16775 | CANADIAN SOLAR | CS6P-245MX | 245 | 20 | 173 | 26 |  | Solar | FIXED | Roof
SRP16776 | TRINA SOLAR | TSM-235PA05.18 | 235 | 18 | 84 | 30 |  | Solar | FIXED | Roof
SRP16776 | TRINA SOLAR | TSM-235PA05.18 | 235 | 16 | 173 | 19 |  | Solar | FIXED | Roof
SRP16777 | TRINA SOLAR | TSM-235PA05.18 | 235 | 20 | 173 | 9 |  | Solar | FIXED | Roof
SRP16777 | TRINA SOLAR | TSM-235PA05.18 | 235 | 13 | 353 | 9 |  | Solar | FIXED | Roof
SRP16778 | TRINA SOLAR | TSM-235PA05 | 235 | 10 | 230 | 14 |  | Solar | FIXED | Roof
SRP16778 | TRINA SOLAR | TSM-235PA05 | 235 | 6 | 230 | 19 |  | Solar | FIXED | Roof
SRP16778 | TRINA SOLAR | TSM-235PA05 | 235 | 15 | 230 | 20 |  | Solar | FIXED | Roof
SRP16782 | SUNTECH POWER | STP180-24/AB-1 | 180 | 6 | 155 | 35 |  | Solar | FIXED | Roof
SRP16782 | SUNTECH POWER | STP180-24/AB-1 | 180 | 33 | 238 | 30 |  | Solar | FIXED | Roof
SRP16784 | TRINA SOLAR | TSM-235PA05 | 235 | 5 | 258 | 24 |  | Solar | FIXED | Roof
SRP16784 | TRINA SOLAR | TSM-235PA05 | 235 | 9 | 258 | 42 |  | Solar | FIXED | Roof
SRP16785 | TRINA SOLAR | TSM-235PA05 | 235 | 9 | 144 | 19 |  | Solar | FIXED | Roof
SRP16785 | TRINA SOLAR | TSM-235PA05 | 235 | 10 | 144 | 19 |  | Solar | FIXED | Roof
SRP16786 | TRINA SOLAR | TSM-245PA05 | 245 | 6 | 120 | 22 |  | Solar | FIXED | Roof
SRP16786 | TRINA SOLAR | TSM-245PA05 | 245 | 8 | 120 | 22 |  | Solar | FIXED | Roof
SRP16787 | TRINA SOLAR | TSM-235PA05 | 235 | 22 | 172 | 24 |  | Solar | FIXED | Roof
SRP16788 | SOVA POWER | SOLARSOVA 235P | 235 | 24 | 180 | 13 |  | Solar | FIXED | Roof
SRP16788 | SOVA POWER | SOLARSOVA 235P | 235 | 10 | 180 | 18 |  | Solar | FIXED | Roof
SRP16789 | SOVA POWER | SOLARSOVA 235P | 235 | 30 | 180 | 18 |  | Solar | FIXED | Roof
SRP16791 | TRINA SOLAR | TSM-235PA05 | 235 | 34 | 217 | 18 |  | Solar | FIXED | Roof
SRP16792 | HANWHA SOLARONE (QIDONG) | HSL60M6-HA-0-250TW | 250 | 34 | 130 | 35 |  | Solar | FIXED | Roof
SRP16793 | TRINA SOLAR | TSM-250PA05A | 250 | 12 | 208 | 23 |  | Solar | FIXED | Roof
SRP16793 | TRINA SOLAR | TSM-250PA05A | 250 | 24 | 208 | 23 |  | Solar | FIXED | Roof
SRP16794 | GCL-POLY (SUZHOU) ENERGY | GCL-P6-60-245 | 245 | 31 | 185 | 23 |  | Solar | FIXED | Roof
SRP16795 | HANWHA SOLARONE (QIDONG) | HSL60P6-PB-3-250QW | 250 | 12 | 132.8 | 25 |  | Solar | FIXED | Roof
SRP16796 | SUNPOWER | T5-SPR-308E | 308 | 54 | 147 | 10 |  | Solar | FIXED | Roof
SRP16798 | WESTINGHOUSE SOLAR | WLW-240-1-DC0-0-B | 235 | 6 | 154 | 35 |  | Solar | FIXED | Roof
SRP16800 | CANADIAN SOLAR | CS6P-235PX | 235 | 12 | 204 | 24 |  | Solar | FIXED | Roof
SRP16801 | CANADIAN SOLAR | CS6P-245MX | 245 | 17 | 231 | 40 |  | Solar | FIXED | Roof
SRP16802 | TRINA SOLAR | TSM-235PA05.18 | 235 | 19 | 173 | 21 |  | Solar | FIXED | Roof
SRP16803 | CANADIAN SOLAR | CS6P-245PX | 245 | 14 | 134 | 27 |  | Solar | FIXED | Roof
SRP16803 | CANADIAN SOLAR | CS6P-245PX | 245 | 7 | 225 | 27 |  | Solar | FIXED | Roof
SRP16804 | CANADIAN SOLAR | CS6P-245MX | 245 | 24 | 215 | 35 |  | Solar | FIXED | Roof
SRP16807 | TRINA SOLAR | TSM-235PA05 | 235 | 6 | 73 | 12 |  | Solar | FIXED | Roof
SRP16807 | TRINA SOLAR | TSM-235PA05 | 235 | 14 | 253 | 12 |  | Solar | FIXED | Roof
SRP16809 | CANADIAN SOLAR | CS6P-235PX | 235 | 28 | 166 | 34 |  | Solar | FIXED | Roof
SRP16810 | CANADIAN SOLAR | CS6P-245MX | 245 | 27 | 136 | 24 |  | Solar | FIXED | Roof
SRP16811 | CANADIAN SOLAR | CS6P-235PX | 235 | 5 | 160 | 22 |  | Solar | FIXED | Roof
SRP16811 | CANADIAN SOLAR | CS6P-235PX | 235 | 18 | 250 | 32 |  | Solar | FIXED | Roof
SRP16813 | CANADIAN SOLAR | CS4C-100 | 230 | 112 | 162 | 10 |  | Solar | FIXED | Roof
SRP16813 | CANADIAN SOLAR | CS4C-100 | 230 | 448 | 162 | 10 |  | Solar | FIXED | Roof
SRP16814 | CANADIAN SOLAR | CS6P-245MX | 245 | 12 | 178 | 15 |  | Solar | FIXED | Roof
SRP16814 | CANADIAN SOLAR | CS6P-245MX | 245 | 4 | 178 | 19 |  | Solar | FIXED | Roof
SRP16815 | LG ELECTRONICS SOLAR CELL DIVISION | LG255S1C-G2 | 255 | 30 | 171 | 28 |  | Solar | FIXED | Roof
SRP16815 | LG ELECTRONICS SOLAR CELL DIVISION | LG255S1C-G2 | 255 | 18 | 175 | 28 |  | Solar | FIXED | Roof
SRP16816 | SUNTECH POWER | STP190S-24/ADB+ | 190 | 30 | 214 | 20 |  | Solar | FIXED | Roof
SRP16818 | CANADIAN SOLAR | CS6P-235PX | 235 | 23 | 85 | 26 |  | Solar | FIXED | Roof
SRP16818 | CANADIAN SOLAR | CS6P-235PX | 235 | 6 | 175 | 25 |  | Solar | FIXED | Roof
SRP16819 | TRINA SOLAR | TSM-235PA05 | 235 | 22 | 160 | 22 |  | Solar | FIXED | Roof
SRP16820 | TRINA SOLAR | TSM-235PA05 | 235 | 9 | 104 | 22 |  | Solar | FIXED | Roof
SRP16820 | TRINA SOLAR | TSM-235PA05 | 235 | 2 | 193 | 19 |  | Solar | FIXED | Roof
SRP16820 | TRINA SOLAR | TSM-235PA05 | 235 | 5 | 286 | 17 |  | Solar | FIXED | Roof
SRP16821 | TRINA SOLAR | TSM-235PD05.18 | 235 | 16 | 170 | 25 |  | Solar | FIXED | Roof
SRP16822 | TRINA SOLAR | TSM-250PA05A.18 | 250 | 28 | 218 | 30 |  | Solar | FIXED | Roof
SRP16823 | TRINA SOLAR | TSM-250PA05A | 250 | 8 | 179 | 28 |  | Solar | FIXED | Roof
SRP16823 | TRINA SOLAR | TSM-250PD05 | 250 | 10 | 179 | 28 |  | Solar | FIXED | Roof
SRP16824 | TRINA SOLAR | TSM-250PA05 | 250 | 14 | 162 | 18 |  | Solar | FIXED | Roof
SRP16825 | TRINA SOLAR | TSM-250PD05 | 250 | 12 | 190 | 20 |  | Solar | FIXED | Roof
SRP16826 | TRINA SOLAR | TSM-245PA05.10 | 245 | 32 | 180 | 25 |  | Solar | FIXED | Roof
SRP16827 | TRINA SOLAR | TSM-245PA05.10 | 245 | 28 | 176 | 20 |  | Solar | FIXED | Roof
SRP16828 | TRINA SOLAR | TSM-240DA05 | 240 | 5 | 150 | 23 |  | Solar | FIXED | Roof
SRP16828 | TRINA SOLAR | TSM-240DA05 | 240 | 15 | 150 | 33 |  | Solar | FIXED | Roof
SRP16828 | TRINA SOLAR | TSM-240PA05.05 | 240 | 14 | 240 | 33 |  | Solar | FIXED | Roof
SRP16829 | TRINA SOLAR | TSM-235PA05.18 | 235 | 12 | 260 | 39 |  | Solar | FIXED | Roof
SRP16830 | TRINA SOLAR | TSM-235PA05.18 | 235 | 16 | 218 | 21 |  | Solar | FIXED | Roof
SRP16831 | TRINA SOLAR | TSM-235PA05.18 | 235 | 6 | 130 | 37 |  | Solar | FIXED | Roof
SRP16831 | TRINA SOLAR | TSM-235PA05.18 | 235 | 11 | 130 | 37 |  | Solar | FIXED | Roof
SRP16832 | TRINA SOLAR | TSM-260PA05.10 | 260 | 29 | 137 | 22 |  | Solar | FIXED | Roof
SRP16832 | TRINA SOLAR | TSM-260PA05.10 | 260 | 14 | 227 | 22 |  | Solar | FIXED | Roof
SRP16833 | TRINA SOLAR | TSM-245PA05 | 245 | 26 | 161 | 19 |  | Solar | FIXED | Roof
SRP16834 | TRINA SOLAR | TSM-235PA05.18 | 235 | 16 | 132 | 20 |  | Solar | FIXED | Roof
SRP16835 | TRINA SOLAR | TSM-235PA05.18 | 235 | 18 | 209 | 22 |  | Solar | FIXED | Roof
SRP16836 | TRINA SOLAR | TSM-235PA05.18 | 235 | 7 | 110 | 37 |  | Solar | FIXED | Roof
SRP16836 | TRINA SOLAR | TSM-235PA05.18 | 235 | 12 | 198 | 35 |  | Solar | FIXED | Roof
SRP16836 | TRINA SOLAR | TSM-235PA05.18 | 235 | 14 | 198 | 37 |  | Solar | FIXED | Roof
SRP16837 | TRINA SOLAR | TSM-235PA05 | 235 | 12 | 108 | 30 |  | Solar | FIXED | Roof
SRP16839 | CANADIAN SOLAR | CS6P-245MX | 245 | 7 | 95 | 16 |  | Solar | FIXED | Roof
SRP16839 | CANADIAN SOLAR | CS6P-245MX | 245 | 24 | 275 | 16 |  | Solar | FIXED | Roof
SRP16840 | TRINA SOLAR | TSM-240PD05 | 240 | 21 | 201 | 5 |  | Solar | FIXED | Roof
SRP16841 | TRINA SOLAR | TSM-240DA05 | 240 | 6 | 115 | 15 |  | Solar | FIXED | Roof
SRP16841 | TRINA SOLAR | TSM-240PD05.10 | 240 | 16 | 115 | 40 |  | Solar | FIXED | Roof
SRP16842 | LG ELECTRONICS SOLAR CELL DIVISION | LG245M1C-G2 | 245 | 10 | 115 | 16 |  | Solar | FIXED | Roof
SRP16842 | LG ELECTRONICS SOLAR CELL DIVISION | LG245M1C-G2 | 245 | 10 | 295 | 16 |  | Solar | FIXED | Roof
SRP16843 | TRINA SOLAR | TSM-240DA05 | 240 | 22 | 250 | 25 |  | Solar | FIXED | Roof
SRP16844 | TRINA SOLAR | TSM-240PA05.08 | 240 | 30 | 220 | 21 |  | Solar | FIXED | Roof
SRP16845 | TRINA SOLAR | TSM-240PA05 | 240 | 10 | 160 | 18 |  | Solar | FIXED | Roof
SRP16845 | TRINA SOLAR | TSM-240PA05.05 | 240 | 18 | 160 | 20 |  | Solar | FIXED | Roof
SRP16846 | LG ELECTRONICS SOLAR CELL DIVISION | LG255S1C-G2 | 255 | 9 | 100 | 14 |  | Solar | FIXED | Roof
SRP16846 | LG ELECTRONICS SOLAR CELL DIVISION | LG255S1C-G2 | 255 | 15 | 100 | 18 |  | Solar | FIXED | Roof
SRP16846 | LG ELECTRONICS SOLAR CELL DIVISION | LG255S1C-G2 | 255 | 19 | 185 | 22 |  | Solar | FIXED | Roof
SRP16847 | TRINA SOLAR | TSM-250PA05 | 250 | 13 | 124 | 24 |  | Solar | FIXED | Roof
SRP16847 | TRINA SOLAR | TSM-250PA05A | 250 | 23 | 214 | 24 |  | Solar | FIXED | Roof
SRP16848 | TRINA SOLAR | TSM-250PA05 | 250 | 16 | 112 | 17 |  | Solar | FIXED | Roof
SRP16848 | TRINA SOLAR | TSM-250PA05 | 250 | 8 | 202 | 17 |  | Solar | FIXED | Roof
SRP16849 | SOLARWORLD | SW260 MONO | 260 | 21 | 131 | 38 |  | Solar | FIXED | Roof
SRP16852 | TRINA SOLAR | TSM-245PD05 | 245 | 40 | 175 | 20 |  | Solar | FIXED | Roof
SRP16853 | TRINA SOLAR | TSM-250PD05 | 250 | 14 | 180 | 25 |  | Solar | FIXED | Roof
SRP16854 | SUNPOWER | SPR-327NE-WHT-D | 327 | 20 | 249 | 33 |  | Solar | FIXED | Roof
SRP16855 | TRINA SOLAR | TSM-240PA05.08 | 240 | 15 | 82 | 27 |  | Solar | FIXED | Roof
SRP16855 | TRINA SOLAR | TSM-240PD05 | 240 | 7 | 172 | 27 |  | Solar | FIXED | Roof
SRP16855 | TRINA SOLAR | TSM-240DA05 | 240 | 19 | 262 | 27 |  | Solar | FIXED | Roof
SRP16856 | TRINA SOLAR | TSM-245PA05 | 245 | 24 | 99 | 37 |  | Solar | FIXED | Roof
SRP16857 | TRINA SOLAR | TSM-250PA05A | 250 | 20 | 250 | 24 |  | Solar | FIXED | Roof
SRP16858 | SUNIVA | OPT265-60-4-100 | 260 | 14 | 98 | 12 |  | Solar | FIXED | Roof
SRP16858 | SUNIVA | OPT260-60-4-100 | 260 | 34 | 180 | 20 |  | Solar | FIXED | Roof
SRP16860 | SUNPOWER | SPR-327NE-WHT-D | 327 | 18 | 135 | 21 |  | Solar | FIXED | Roof
SRP16861 | TRINA SOLAR | TSM-250PA05.05 | 250 | 13 | 178 | 21 |  | Solar | FIXED | Roof
SRP16862 | TRINA SOLAR | TSM-245PA05.10 | 245 | 32 | 110 | 34 |  | Solar | FIXED | Roof
SRP16863 | SUNPOWER | T5-SPR-327 | 327 | 21 | 139 | 32 |  | Solar | FIXED | Roof
SRP16864 | HANWHA SOLARONE (QIDONG) | HSL60M6-HA-0-250T | 250 | 33 | 155 | 40 |  | Solar | FIXED | Roof
SRP16866 | TRINA SOLAR | TSM-250PA05A | 250 | 11 | 167 | 35 |  | Solar | FIXED | Roof
SRP16866 | TRINA SOLAR | TSM-250PD05 | 250 | 12 | 167 | 40 |  | Solar | FIXED | Roof
SRP16867 | YINGLI ENERGY (CHINA) | YL245P-29B | 245 | 18 | 135 | 40 |  | Solar | FIXED | Roof
SRP16867 | YINGLI ENERGY (CHINA) | YL245P-29B | 245 | 17 | 225 | 40 |  | Solar | FIXED | Roof
SRP16868 | TRINA SOLAR | TSM-245PA05.10 | 245 | 30 | 173 | 14 |  | Solar | FIXED | Roof
SRP16869 | CANADIAN SOLAR | CS6P-245MX | 245 | 21 | 170 | 30.3 |  | Solar | FIXED | Roof
SRP16870 | TRINA SOLAR | TSM-235PA05.18 | 235 | 19 | 130 | 21 |  | Solar | FIXED | Roof
SRP16870 | TRINA SOLAR | TSM-235PA05.18 | 235 | 15 | 220 | 21 |  | Solar | FIXED | Roof
SRP16871 | TRINA SOLAR | TSM-245PA05 | 245 | 32 | 110 | 31 |  | Solar | FIXED | Roof
SRP16872 | MOTECH AMERICAS | GEPVP-210-MSB | 245 | 19 | 196 | 27 |  | Solar | FIXED | Roof
SRP16874 | MOTECH AMERICAS | IM60B3-245-XXXXXX | 245 | 10 | 108 | 19 |  | Solar | FIXED | Roof
SRP16874 | MOTECH AMERICAS | IM60C2-245-XXXXXX | 245 | 8 | 198 | 19 |  | Solar | FIXED | Roof
SRP16875 | CANADIAN SOLAR | CS6P-235PX | 235 | 17 | 124 | 37 |  | Solar | FIXED | Roof
SRP16876 | SCHUCO USA | MPE 190 MS 05 | 190 | 20 | 93 | 21 |  | Solar | FIXED | Roof
SRP16876 | SCHUCO USA | MPE 190 MS 05 | 190 | 14 | 273 | 21 |  | Solar | FIXED | Roof
SRP16876 | SCHUCO USA | MPE 190 MS 05 | 190 | 16 | 273 | 21 |  | Solar | FIXED | Roof
SRP16878 | SAINT GOBAIN SOLAR | SKA250M60-WN | 250 | 14 | 110 | 43 |  | Solar | FIXED | Roof
SRP16878 | SAINT GOBAIN SOLAR | SKA250M60-WN | 250 | 14 | 200 | 39.8 |  | Solar | FIXED | Roof
SRP16880 | TRINA SOLAR | TSM-250PD05 | 250 | 29 | 203 | 18 |  | Solar | FIXED | Roof
SRP16881 | TRINA SOLAR | TSM-245PD05 | 245 | 26 | 218 | 30 |  | Solar | FIXED | Roof
SRP16882 | CANADIAN SOLAR | CS6P-245MX | 245 | 16 | 129 | 22 |  | Solar | FIXED | Roof
SRP16883 | TRINA SOLAR | TSM-245PA05 | 245 | 22 | 181 | 30 |  | Solar | FIXED | Roof
SRP16884 | TRINA SOLAR | TSM-245PD05 | 245 | 29 | 235 | 30 |  | Solar | FIXED | Roof
SRP16886 | CANADIAN SOLAR | CS6P-245MX | 245 | 16 | 116 | 15 |  | Solar | FIXED | Roof
SRP16886 | CANADIAN SOLAR | CS6P-245MX | 245 | 10 | 116 | 19 |  | Solar | FIXED | Roof
SRP16887 | CONERGY | CONERGY PM 245P | 245 | 2470 | 209 | 5 |  | Solar | FIXED | Roof
SRP16891 | TRINA SOLAR | TSM-245PA05 | 245 | 18 | 160 | 12 |  | Solar | FIXED | Roof
SRP16891 | TRINA SOLAR | TSM-245PD05 | 245 | 29 | 160 | 20 |  | Solar | FIXED | Roof
SRP16892 | TRINA SOLAR | TSM-245PA05 | 245 | 29 | 180 | 22 |  | Solar | FIXED | Roof
SRP16893 | SANYO ELECTRIC | HIP-167BA | 225 | 15 | 119 | 25 |  | Solar | FIXED | Roof
SRP16893 | SANYO ELECTRIC | HIP-167BA | 225 | 12 | 211 | 23 |  | Solar | FIXED | Roof
SRP16894 | TRINA SOLAR | TSM-245PA05.10 | 245 | 5 | 120 | 31 |  | Solar | FIXED | Roof
SRP16894 | TRINA SOLAR | TSM-245PA05.10 | 245 | 10 | 210 | 30 |  | Solar | FIXED | Roof
SRP16894 | TRINA SOLAR | TSM-245PA05.10 | 245 | 17 | 210 | 30 |  | Solar | FIXED | Roof
SRP16895 | TRINA SOLAR | TSM-245PA05 | 245 | 26 | 142 | 28 |  | Solar | FIXED | Roof
SRP16895 | TRINA SOLAR | TSM-245PD05 | 245 | 4 | 232 | 23 |  | Solar | FIXED | Roof
SRP16898 | TRINA SOLAR | TSM-245PD05 | 245 | 11 | 165 | 2 |  | Solar | FIXED | Roof
SRP16898 | TRINA SOLAR | TSM-245PA05 | 245 | 14 | 165 | 17 |  | Solar | FIXED | Roof
SRP16901 | TRINA SOLAR | TSM-245PD05 | 245 | 3 | 190 | 18 |  | Solar | FIXED | Roof
SRP16901 | TRINA SOLAR | TSM-245PD05 | 245 | 8 | 190 | 30 |  | Solar | FIXED | Roof
SRP16901 | TRINA SOLAR | TSM-245PD05 | 245 | 8 | 190 | 30 |  | Solar | FIXED | Roof
SRP16901 | TRINA SOLAR | TSM-245PD05 | 245 | 21 | 190 | 30 |  | Solar | FIXED | Roof
SRP16902 | TRINA SOLAR | TSM-245PD05 | 245 | 34 | 232 | 32 |  | Solar | FIXED | Roof
SRP16903 | TRINA SOLAR | TSM-245PA05 | 245 | 78 | 114 | 18 |  | Solar | FIXED | Roof
SRP16905 | TRINA SOLAR | TSM-245PD05 | 245 | 3 | 120 | 27 |  | Solar | FIXED | Roof
SRP16905 | TRINA SOLAR | TSM-245PD05 | 245 | 26 | 210 | 28 |  | Solar | FIXED | Roof
SRP16906 | TRINA SOLAR | TSM-240PA05.10 | 240 | 27 | 102 | 25 |  | Solar | FIXED | Roof
SRP16907 | TRINA SOLAR | TSM-250PA05 | 250 | 12 | 139 | 30 |  | Solar | FIXED | Roof
SRP16908 | SUNPOWER | SPR-245NE-WHT-D | 245 | 24 | 115 | 34 |  | Solar | FIXED | Roof
SRP16911 | TRINA SOLAR | TSM-235PA05.18 | 235 | 6 | 107 | 22 |  | Solar | FIXED | Roof
SRP16911 | TRINA SOLAR | TSM-235PA05.18 | 235 | 17 | 107 | 28 |  | Solar | FIXED | Roof
SRP16911 | TRINA SOLAR | TSM-235PA05.18 | 235 | 4 | 195 | 26 |  | Solar | FIXED | Roof
SRP16913 | CANADIAN SOLAR | CS6P-230 | 235 | 5 | 107 | 23 |  | Solar | FIXED | Roof
SRP16914 | CANADIAN SOLAR | CS6P-245MX | 245 | 13 | 130 | 33 |  | Solar | FIXED | Roof
SRP16914 | CANADIAN SOLAR | CS6P-245MX | 245 | 4 | 220 | 29 |  | Solar | FIXED | Roof
SRP16916 | TRINA SOLAR | TSM-235PA05.18 | 235 | 12 | 200 | 35 |  | Solar | FIXED | Roof
SRP16920 | TRINA SOLAR | TSM-230PA05.18 | 235 | 24 | 138 | 17 |  | Solar | FIXED | Roof
SRP16921 | TRINA SOLAR | TSM-235PA05.18 | 235 | 10 | 128 | 8 |  | Solar | FIXED | Roof
SRP16921 | TRINA SOLAR | TSM-235PA05.18 | 235 | 8 | 128 | 20 |  | Solar | FIXED | Roof
SRP16921 | TRINA SOLAR | TSM-235PA05.18 | 235 | 16 | 128 | 25 |  | Solar | FIXED | Roof
SRP16922 | TRINA SOLAR | TSM-235PA05.10 | 235 | 10 | 251 | 41 |  | Solar | FIXED | Roof
SRP16923 | CANADIAN SOLAR | CS6P-235PX | 235 | 14 | 195 | 23 |  | Solar | FIXED | Roof
SRP16926 | TRINA SOLAR | TSM-235PA05 | 235 | 3 | 133 | 22 |  | Solar | FIXED | Roof
SRP16926 | TRINA SOLAR | TSM-235PA05 | 235 | 4 | 223 | 11 |  | Solar | FIXED | Roof
SRP16926 | TRINA SOLAR | TSM-235PA05 | 235 | 2 | 223 | 24 |  | Solar | FIXED | Roof
SRP16926 | TRINA SOLAR | TSM-235PA05 | 235 | 5 | 223 | 25 |  | Solar | FIXED | Roof
SRP16927 | TRINA SOLAR | TSM-245PA05.18 | 245 | 16 | 212 | 37 |  | Solar | FIXED | Roof
SRP16929 | HANWHA SOLARONE (QIDONG) | HSL60P6-PA-0-250TW | 250 | 34 | 185 | 25 |  | Solar | FIXED | Roof
SRP16930 | YINGLI ENERGY (CHINA) | YL245P-29B | 245 | 10 | 213 | 30 |  | Solar | FIXED | Roof
SRP16930 | YINGLI ENERGY (CHINA) | YL245P-29B | 245 | 10 | 213 | 41 |  | Solar | FIXED | Roof
SRP16931 | HANWHA SOLARONE (QIDONG) | HSL60M6-HA-0-250T | 250 | 4 | 130.4 | 20 |  | Solar | FIXED | Roof
SRP16931 | HANWHA SOLARONE (QIDONG) | HSL60M6-HA-0-250T | 250 | 32 | 220.4 | 20 |  | Solar | FIXED | Roof
SRP16932 | TRINA SOLAR | TSM-250PA05.10 | 250 | 11 | 210 | 6 |  | Solar | FIXED | Roof
SRP16932 | TRINA SOLAR | TSM-250PA05.10 | 250 | 20 | 210 | 21 |  | Solar | FIXED | Roof
SRP16933 | LG ELECTRONICS SOLAR CELL DIVISION | LG255S1C-G3 | 255 | 11 | 230 | 4 |  | Solar | FIXED | Roof
SRP16933 | LG ELECTRONICS SOLAR CELL DIVISION | LG255S1C-G3 | 255 | 21 | 230 | 17 |  | Solar | FIXED | Roof
SRP16934 | SUNPOWER | SPR-327NE-WHT-D | 327 | 24 | 115 | 33 |  | Solar | FIXED | Roof
SRP16935 | TRINA SOLAR | TSM-250PD05 | 250 | 14 | 178 | 24 |  | Solar | FIXED | Roof
SRP16935 | TRINA SOLAR | TSM-245PD05 | 250 | 14 | 268 | 24 |  | Solar | FIXED | Roof
SRP16936 | BEIJING ZHONGKEXIN ELECTRONICS EQUIPMENT | ZKX-265P-24 | 260 | 18 | 210 | 26 |  | Solar | FIXED | Roof
SRP16936 | BEIJING ZHONGKEXIN ELECTRONICS EQUIPMENT | ZKX-265P-24 | 260 | 11 | 210 | 28 |  | Solar | FIXED | Roof
SRP16937 | HANWHA SOLARONE (QIDONG) | HSL60P6-PB-3-250QB | 250 | 11 | 124.4 | 20 |  | Solar | FIXED | Roof
SRP16937 | HANWHA SOLARONE (QIDONG) | HSL60M6-HA-0-250TW | 250 | 24 | 214.4 | 25 |  | Solar | FIXED | Roof
SRP16938 | CANADIAN SOLAR | CS5P-240 | 240 | 22 | 200 | 25 |  | Solar | FIXED | Roof
SRP16939 | HANWHA SOLARONE (QIDONG) | HSL60M6-HA-0-250T | 250 | 21 | 173.4 | 38 |  | Solar | FIXED | Roof
SRP16940 | TRINA SOLAR | TSM-245PA05.18 | 245 | 8 | 110 | 45 |  | Solar | FIXED | Roof
SRP16940 | TRINA SOLAR | TSM-245PA05.18 | 245 | 22 | 200 | 33 |  | Solar | FIXED | Roof
SRP16941 | CANADIAN SOLAR | CS6P-245P | 245 | 4134 | 200 | 10 |  | Solar | FIXED | Roof
SRP16942 | TRINA SOLAR | TSM-250PD05 | 250 | 13 | 265 | 18 |  | Solar | FIXED | Roof
SRP16943 | TRINA SOLAR | TSM-240DA05 | 240 | 13 | 158 | 16 |  | Solar | FIXED | Roof
SRP16943 | TRINA SOLAR | TSM-240PA05.10 | 240 | 23 | 158 | 25 |  | Solar | FIXED | Roof
SRP16944 | TRINA SOLAR | TSM-250PA05 | 250 | 14 | 263 | 20 |  | Solar | FIXED | Roof
SRP16945 | TRINA SOLAR | TSM-250PA05 | 250 | 26 | 243 | 21 |  | Solar | FIXED | Roof
SRP16946 | TRINA SOLAR | TSM-245PD05 | 245 | 6 | 120 | 19 |  | Solar | FIXED | Roof
SRP16946 | TRINA SOLAR | TSM-245PD05 | 245 | 11 | 120 | 19 |  | Solar | FIXED | Roof
SRP16946 | TRINA SOLAR | TSM-245PD05 | 245 | 34 | 210 | 19 |  | Solar | FIXED | Roof
SRP16947 | TRINA SOLAR | TSM-250PA05 | 250 | 26 | 196 | 38 |  | Solar | FIXED | Roof
SRP16949 | CANADIAN SOLAR | CS6P-240M | 240 | 35 | 140 | 19 |  | Solar | FIXED | Roof
SRP16950 | SUNIVA | OPT260-60-4-1B0 | 260 | 7 | 88 | 20 |  | Solar | FIXED | Roof
SRP16950 | SUNIVA | OPT260-60-4-100 | 260 | 39 | 190 | 18 |  | Solar | FIXED | Roof
SRP16950 | SUNIVA | OPT260-60-4-100 | 260 | 7 | 284 | 20 |  | Solar | FIXED | Roof
SRP16951 | LG ELECTRONICS SOLAR CELL DIVISION | LG255S1C-G3 | 255 | 28 | 175 | 17 |  | Solar | FIXED | Roof
SRP16953 | MOTECH AMERICAS | XS60D3-250-XXXXXX | 250 | 2 | 120 | 31 |  | Solar | FIXED | Roof
SRP16953 | MOTECH AMERICAS | IM60C2-250-XXXXXX | 250 | 16 | 210 | 27 |  | Solar | FIXED | Roof
SRP16953 | MOTECH AMERICAS | IM60C2-250-XXXXXX | 250 | 1 | 300 | 31 |  | Solar | FIXED | Roof
SRP16954 | TRINA SOLAR | TSM-245PA05 | 245 | 20 | 283 | 20 |  | Solar | FIXED | Roof
SRP16955 | MOTECH AMERICAS | IM60B3-250-XXXXXX | 250 | 18 | 161 | 30 |  | Solar | FIXED | Roof
SRP16955 | MOTECH AMERICAS | IM60C3-250-XXXXXX | 250 | 9 | 161 | 39 |  | Solar | FIXED | Roof
SRP16955 | MOTECH AMERICAS | IM60D3-250-XXXXXX | 250 | 19 | 251 | 39 |  | Solar | FIXED | Roof
SRP16956 | TRINA SOLAR | TSM-250PA05A | 250 | 25 | 175 | 30 |  | Solar | FIXED | Roof
SRP16956 | TRINA SOLAR | TSM-250PD05 | 250 | 4 | 175 | 30 |  | Solar | FIXED | Roof
SRP16957 | CANADIAN SOLAR | CS6P-245M | 245 | 21 | 90 | 25 |  | Solar | FIXED | Roof
SRP16957 | CANADIAN SOLAR | CS6P-245M | 245 | 7 | 180 | 28 |  | Solar | FIXED | Roof
SRP16957 | CANADIAN SOLAR | CS6P-245M | 245 | 12 | 180 | 40 |  | Solar | FIXED | Roof
SRP16957 | CANADIAN SOLAR | CS6P-245M | 245 | 17 | 180 | 45 |  | Solar | FIXED | Roof
SRP16958 | SUNPOWER | T5-SPR-327 | 327 | 10 | 150 | 23 |  | Solar | FIXED | Roof
SRP16958 | SUNPOWER | T5-SPR-327 | 327 | 20 | 239 | 14 |  | Solar | FIXED | Roof
SRP16959 | SUNIVA | MVP240-60-5-401 | 240 | 611 | 231 | 5 |  | Solar | FIXED | Roof
SRP16960 | HANWHA SOLARONE (QIDONG) | HSL60M6-HA-0-250T | 250 | 10 | 135.2 | 35 |  | Solar | FIXED | Roof
SRP16960 | HANWHA SOLARONE (QIDONG) | HSL60M6-HA-0-250T | 250 | 9 | 225.2 | 35 |  | Solar | FIXED | Roof
SRP16963 | TRINA SOLAR | TSM-250PA05 | 250 | 22 | 183 | 20 |  | Solar | FIXED | Roof
SRP16964 | HANWHA SOLARONE (QIDONG) | HSL60M6-HB-0-245TW | 245 | 37 | 87 | 13 |  | Solar | FIXED | Roof
SRP16964 | HANWHA SOLARONE (QIDONG) | HSL60M6-HB-0-245TW | 245 | 5 | 87 | 38 |  | Solar | FIXED | Roof
SRP16967 | MOTECH AMERICAS | MTPVP-245-MSB | 245 | 15 | 155 | 30 |  | Solar | FIXED | Roof
SRP16967 | MOTECH AMERICAS | MTPVP-245-MSB | 245 | 24 | 155 | 30 |  | Solar | FIXED | Roof
SRP16967 | MOTECH AMERICAS | MTPVP-245-MSB | 245 | 7 | 240 | 40 |  | Solar | FIXED | Roof
SRP16968 | SUNPOWER | SPR-327NE-WHT-D | 327 | 18 | 244 | 20 |  | Solar | FIXED | Roof
SRP16969 | JINKO SOLAR | JKM240M-60 | 240 | 28 | 152.8 | 23 |  | Solar | FIXED | Roof
SRP16970 | LG ELECTRONICS SOLAR CELL DIVISION | LG255S1C-G2 | 255 | 28 | 126 | 30 |  | Solar | FIXED | Roof
SRP16971 | MOTECH AMERICAS | MTPVP-235-MSC | 235 | 14 | 140 | 18 |  | Solar | FIXED | Roof
SRP16971 | MOTECH AMERICAS | MTPVP-235-MSC | 235 | 16 | 140 | 36 |  | Solar | FIXED | Roof
SRP16972 | TRINA SOLAR | TSM-245PA05.18 | 245 | 28 | 87 | 32 |  | Solar | FIXED | Roof
SRP16972 | TRINA SOLAR | TSM-245PA05.18 | 245 | 19 | 267 | 32 |  | Solar | FIXED | Roof
SRP16974 | TRINA SOLAR | TSM-245PD05 | 245 | 21 | 141 | 22 |  | Solar | FIXED | Roof
SRP16975 | HANWHA SOLARONE (QIDONG) | HSL60P6-PB-3-250QW | 250 | 7 | 107.6 | 20 |  | Solar | FIXED | Roof
SRP16975 | HANWHA SOLARONE (QIDONG) | HSL60P6-PA-3-250QW | 250 | 13 | 195.4 | 20 |  | Solar | FIXED | Roof
SRP16975 | HANWHA SOLARONE (QIDONG) | HSL60P6-PA-3-250QW | 250 | 10 | 285.4 | 20 |  | Solar | FIXED | Roof
SRP16976 | YINGLI ENERGY (CHINA) | YL245P-29B | 245 | 15 | 140 | 34 |  | Solar | FIXED | Roof
SRP16977 | TRINA SOLAR | TSM-245PA05.10 | 245 | 15 | 178 | 37 |  | Solar | FIXED | Roof
SRP16977 | TRINA SOLAR | TSM-245PA05 | 245 | 30 | 178 | 38 |  | Solar | FIXED | Roof
SRP16977 | TRINA SOLAR | TSM-245PA05.10 | 245 | 3 | 268 | 37 |  | Solar | FIXED | Roof
SRP16978 | TRINA SOLAR | TSM-245PA05 | 245 | 27 | 92 | 30 |  | Solar | FIXED | Roof
SRP16978 | TRINA SOLAR | TSM-245PD05 | 245 | 41 | 137 | 33 |  | Solar | FIXED | Roof
SRP16979 | TRINA SOLAR | TSM-245PA05 | 245 | 28 | 192 | 23 |  | Solar | FIXED | Roof
SRP16980 | TRINA SOLAR | TSM-245PA05.10 | 245 | 8 | 85 | 45 |  | Solar | FIXED | Roof
SRP16980 | TRINA SOLAR | TSM-245PA05.10 | 245 | 31 | 175 | 30 |  | Solar | FIXED | Roof
SRP16980 | TRINA SOLAR | TSM-240PA05.10 | 245 | 8 | 265 | 45 |  | Solar | FIXED | Roof
SRP16981 | CHANGZHOU TRINA SOLAR ENERGY CO | TSM-160D | 245 | 36 | 224 | 19 |  | Solar | FIXED | Roof
SRP16983 | YINGLI ENERGY (CHINA) | YL245P-29B | 245 | 4 | 57 | 17 |  | Solar | FIXED | Roof
SRP16983 | YINGLI ENERGY (CHINA) | YL245P-29B | 245 | 13 | 57 | 37 |  | Solar | FIXED | Roof
SRP16983 | YINGLI ENERGY (CHINA) | YL245P-29B | 245 | 8 | 237 | 17 |  | Solar | FIXED | Roof
SRP16983 | YINGLI ENERGY (CHINA) | YL245P-29B | 245 | 4 | 237 | 37 |  | Solar | FIXED | Roof
SRP16983 | YINGLI ENERGY (CHINA) | YL245P-29B | 245 | 15 | 237 | 37 |  | Solar | FIXED | Roof
SRP16984 | TRINA SOLAR | TSM-250PD05 | 250 | 20 | 113 | 18 |  | Solar | FIXED | Roof
SRP16985 | TRINA SOLAR | TSM-250PA05 | 250 | 16 | 104 | 18 |  | Solar | FIXED | Roof
SRP16985 | TRINA SOLAR | TSM-250PD05 | 250 | 32 | 104 | 20 |  | Solar | FIXED | Roof
SRP16986 | TRINA SOLAR | TSM-240PA05 | 240 | 38 | 182 | 20 |  | Solar | FIXED | Roof
SRP16987 | TRINA SOLAR | TSM-245PD05 | 245 | 15 | 161 | 24 |  | Solar | FIXED | Roof
SRP16988 | TRINA SOLAR | TSM-250PD05 | 250 | 44 | 97 | 34 |  | Solar | FIXED | Roof
SRP16989 | TRINA SOLAR | TSM-250PD05 | 250 | 11 | 179 | 22 |  | Solar | FIXED | Roof
SRP16989 | TRINA SOLAR | TSM-250PD05 | 250 | 15 | 179 | 22 |  | Solar | FIXED | Roof
SRP16990 | TRINA SOLAR | TSM-250PA05A | 250 | 22 | 163 | 22 |  | Solar | FIXED | Roof
SRP16991 | TRINA SOLAR | TSM-250PA05A | 250 | 10 | 239 | 27 |  | Solar | FIXED | Roof
SRP16992 | TRINA SOLAR | TSM-250PD05 | 250 | 26 | 90 | 35 |  | Solar | FIXED | Roof
SRP16994 | TRINA SOLAR | TSM-245PA05 | 245 | 3 | 105 | 28 |  | Solar | FIXED | Roof
SRP16994 | TRINA SOLAR | TSM-245PA05 | 245 | 6 | 195 | 25 |  | Solar | FIXED | Roof
SRP16994 | TRINA SOLAR | TSM-245PA05 | 245 | 17 | 195 | 28 |  | Solar | FIXED | Roof
SRP16994 | TRINA SOLAR | TSM-245PA05 | 245 | 3 | 285 | 28 |  | Solar | FIXED | Roof
SRP16995 | TRINA SOLAR | TSM-240PA05.10 | 240 | 34 | 171 | 5 |  | Solar | FIXED | Roof
SRP16995 | TRINA SOLAR | TSM-240PA05.10 | 240 | 8 | 171 | 10 |  | Solar | FIXED | Roof
SRP16995 | TRINA SOLAR | TSM-240PA05.10 | 240 | 20 | 171 | 42 |  | Solar | FIXED | Roof
SRP16996 | HANWHA SOLARONE (QIDONG) | HSL60P6-PA-0-250TB | 250 | 12 | 209.3 | 15 |  | Solar | FIXED | Roof
SRP16998 | CANADIAN SOLAR | CS6P-250P | 250 | 32 | 139 | 20 |  | Solar | FIXED | Roof
SRP16998 | CANADIAN SOLAR | CS6P-250P | 250 | 8 | 233 | 20 |  | Solar | FIXED | Roof
SRP16999 | SUNPOWER | SPR-327NE-WHT-D | 327 | 18 | 180 | 32 |  | Solar | FIXED | Roof
SRP17002 | TRINA SOLAR | TSM-245PA05.10 | 245 | 30 | 168 | 23 |  | Solar | FIXED | Roof
SRP17002 | TRINA SOLAR | TSM-245PA05.10 | 245 | 24 | 168 | 43 |  | Solar | FIXED | Roof
SRP17004 | TRINA SOLAR | TSM-245PA05.10 | 245 | 39 | 140 | 23 |  | Solar | FIXED | Roof
SRP17005 | TRINA SOLAR | TSM-245PA05 | 245 | 21 | 171 | 23 |  | Solar | FIXED | Roof
SRP17005 | TRINA SOLAR | TSM-245PD05 | 245 | 45 | 171 | 25 |  | Solar | FIXED | Roof
SRP17007 | SOLARWORLD | SW260 MONO BLACK | 260 | 37 | 197 | 34 |  | Solar | FIXED | Roof
SRP17009 | REC SOLAR | REC245PE (BLK) | 245 | 20 | 147 | 40 |  | Solar | FIXED | Roof
SRP17010 | TRINA SOLAR | TSM-250PA05 | 250 | 30 | 150 | 18 |  | Solar | FIXED | Roof
SRP17011 | TRINA SOLAR | TSM-245PA05.10 | 245 | 14 | 230 | 5 |  | Solar | FIXED | Roof
SRP17011 | TRINA SOLAR | TSM-245PA05.10 | 245 | 13 | 230 | 33 |  | Solar | FIXED | Roof
SRP17012 | TRINA SOLAR | TSM-245PA05.10 | 245 | 30 | 102 | 15 |  | Solar | FIXED | Roof
SRP17013 | TRINA SOLAR | TSM-245PA05.18 | 245 | 25 | 110 | 28 |  | Solar | FIXED | Roof
SRP17015 | LG ELECTRONICS SOLAR CELL DIVISION | LG255S1C-G2 | 255 | 8 | 160 | 40 |  | Solar | FIXED | Roof
SRP17015 | LG ELECTRONICS SOLAR CELL DIVISION | LG255S1C-G2 | 255 | 16 | 250 | 40 |  | Solar | FIXED | Roof
SRP17016 | TRINA SOLAR | TSM-250PA05A.08 | 250 | 4 | 175 | 25 |  | Solar | FIXED | Roof
SRP17016 | TRINA SOLAR | TSM-250PA05.08 | 250 | 22 | 175 | 30 |  | Solar | FIXED | Roof
SRP17018 | LG ELECTRONICS SOLAR CELL DIVISION | LG250S1C-G2 | 250 | 10 | 219.6 | 25 |  | Solar | FIXED | Roof
SRP17018 | LG ELECTRONICS SOLAR CELL DIVISION | LG250S1C-G2 | 250 | 14 | 259.1 | 25 |  | Solar | FIXED | Roof
SRP17019 | SUNPOWER | SPR-315E-WHT-U | 327 | 10 | 172 | 32 |  | Solar | FIXED | Roof
SRP17019 | SUNPOWER | SPR-315E-WHT-U | 327 | 28 | 262 | 32 |  | Solar | FIXED | Roof
SRP17020 | CANADIAN SOLAR | CS6X-300P | 300 | 132 | 202 | 10 |  | Solar | 1AXIS | Roof
SRP17022 | TRINA SOLAR | TSM-245PD05 | 245 | 30 | 220 | 24 |  | Solar | FIXED | Roof
SRP17023 | TRINA SOLAR | TSM-245PD05 | 245 | 26 | 182 | 25 |  | Solar | FIXED | Roof
SRP17024 | TRINA SOLAR | TSM-245PA05 | 245 | 17 | 241.3 | 27 |  | Solar | FIXED | Roof
SRP17024 | TRINA SOLAR | TSM-245PA05 | 245 | 36 | 241.3 | 27 |  | Solar | FIXED | Roof
SRP17025 | LG ELECTRONICS SOLAR CELL DIVISION | LG255S1C-G2 | 255 | 23 | 166 | 23 |  | Solar | FIXED | Roof
SRP17025 | LG ELECTRONICS SOLAR CELL DIVISION | LG255S1C-G2 | 255 | 16 | 166 | 24 |  | Solar | FIXED | Roof
SRP17027 | HANWHA SOLARONE (QIDONG) | HSL60P6-PA-0-250TW | 250 | 22 | 124.9 | 30 |  | Solar | FIXED | Roof
SRP17028 | LG ELECTRONICS SOLAR CELL DIVISION | LG255S1C-G2 | 255 | 7 | 108 | 20 |  | Solar | FIXED | Roof
SRP17028 | LG ELECTRONICS SOLAR CELL DIVISION | LG255S1C-G2 | 255 | 29 | 198 | 20 |  | Solar | FIXED | Roof
SRP17029 | YINGLI ENERGY (CHINA) | YL235P-29B | 235 | 16 | 166 | 17 |  | Solar | FIXED | Roof
SRP17030 | TRINA SOLAR | TSM-245PD05 | 245 | 17 | 94 | 19 |  | Solar | FIXED | Roof
SRP17030 | TRINA SOLAR | TSM-245PA05 | 245 | 27 | 274 | 19 |  | Solar | FIXED | Roof
SRP17031 | TRINA SOLAR | TSM-240PA05 | 240 | 69 | 136 | 7 |  | Solar | FIXED | Roof
SRP17032 | YINGLI ENERGY (CHINA) | YL240P-29B | 240 | 6 | 259 | 18 |  | Solar | FIXED | Roof
SRP17032 | YINGLI ENERGY (CHINA) | YL240P-29B | 240 | 18 | 259 | 37 |  | Solar | FIXED | Roof
SRP17033 | TRINA SOLAR | TSM-235PA05.18 | 235 | 22 | 224 | 38 |  | Solar | FIXED | Roof
SRP17034 | TRINA SOLAR | TSM-245PA05.18 | 245 | 30 | 126 | 30 |  | Solar | FIXED | Roof
SRP17035 | TRINA SOLAR | TSM-245PA05.18 | 245 | 15 | 144 | 38 |  | Solar | FIXED | Roof
SRP17036 | TRINA SOLAR | TSM-235PA05.18 | 235 | 8 | 152 | 22 |  | Solar | FIXED | Roof
SRP17036 | TRINA SOLAR | TSM-235PD05.18 | 235 | 3 | 152 | 25 |  | Solar | FIXED | Roof
SRP17036 | TRINA SOLAR | TSM-235PA05.18 | 235 | 8 | 152 | 40 |  | Solar | FIXED | Roof
SRP17037 | TRINA SOLAR | TSM-240DA05 | 240 | 30 | 253 | 23 |  | Solar | FIXED | Roof
SRP17038 | TRINA SOLAR | TSM-245PA05.18 | 245 | 33 | 175 | 18 |  | Solar | FIXED | Roof
SRP17040 | MOTECH AMERICAS | XS60D3-245-XXXXXX | 245 | 28 | 197 | 30 |  | Solar | FIXED | Roof
SRP17042 | TRINA SOLAR | TSM-245PD05 | 245 | 18 | 203 | 37 |  | Solar | FIXED | Roof
SRP17043 | TRINA SOLAR | TSM-245PA05 | 245 | 22 | 203 | 37 |  | Solar | FIXED | Roof
SRP17044 | TRINA SOLAR | TSM-245PA05 | 245 | 17 | 232 | 35 |  | Solar | FIXED | Roof
SRP17045 | TRINA SOLAR | TSM-245PA05 | 245 | 53 | 194 | 18 |  | Solar | FIXED | Roof
SRP17046 | HANWHA SOLARONE (QIDONG) | HSL60P6-PA-4-250TB | 250 | 19 | 173 | 15 |  | Solar | FIXED | Roof
SRP17046 | HANWHA SOLARONE (QIDONG) | HSL60P6-PA-0-250TB | 250 | 11 | 173 | 20 |  | Solar | FIXED | Roof
SRP17047 | SUNPOWER | T5-SPR-327 | 327 | 20 | 52 | 2 |  | Solar | FIXED | Roof
SRP17047 | SUNPOWER | T5-SPR-327 | 327 | 24 | 232 | 20 |  | Solar | FIXED | Roof
SRP17048 | TRINA SOLAR | TSM-245PA05 | 245 | 25 | 226 | 30 |  | Solar | FIXED | Roof
SRP17050 | CANADIAN SOLAR | CS6P-235PX | 235 | 10 | 160 | 27 |  | Solar | FIXED | Roof
SRP17051 | CANADIAN SOLAR | CS6P-235PX | 235 | 21 | 176 | 31 |  | Solar | FIXED | Roof
SRP17053 | TRINA SOLAR | TSM-235PA05 | 235 | 16 | 128 | 28 |  | Solar | FIXED | Roof
SRP17055 | MOTECH AMERICAS | IM60B3-240-XXXXXX | 240 | 19 | 128 | 42 |  | Solar | FIXED | Roof
SRP17055 | MOTECH AMERICAS | IM60B2-240-XXXXXX | 240 | 10 | 218 | 19 |  | Solar | FIXED | Roof
SRP17056 | TRINA SOLAR | TSM-230PA05 | 230 | 208 | 180 | 30 |  | Solar | FIXED | Ground
SRP17057 | SHARP | ND-230QCJ | 230 | 378 | 180 | 10 |  | Solar | FIXED | Roof
SRP17058 | MOTECH AMERICAS | IM60B3-245-XXXXXX | 245 | 20 | 127 | 26 |  | Solar | FIXED | Roof
SRP17059 | SHARP | ND-U230C1 | 230 | 140 | 170 | 10 |  | Solar | FIXED | Roof
SRP17060 | SHARP | ND-230QCJ | 230 | 504 | 183 | 10 |  | Solar | FIXED | Roof
SRP17061 | SHARP | ND-230QCJ | 230 | 560 | 200 | 10 |  | Solar | FIXED | Roof
SRP17062 | TRINA SOLAR | TSM-245PA05 | 245 | 25 | 206 | 28 |  | Solar | FIXED | Roof
SRP17063 | SHARP | ND-230QCJ | 230 | 490 | 185 | 10 |  | Solar | FIXED | Roof
SRP17064 | TRINA SOLAR | TSM-245PA05.10 | 245 | 18 | 164 | 37 |  | Solar | FIXED | Roof
SRP17065 | SHARP | ND-230UC1 | 230 | 504 | 185 | 10 |  | Solar | FIXED | Roof
SRP17066 | SHARP | ND-L230Q1 | 230 | 238 | 160 | 10 |  | Solar | FIXED | Roof
SRP17066 | SHARP | ND-L230Q1 | 230 | 238 | 183 | 10 |  | Solar | FIXED | Roof
SRP17067 | SHARP | ND-L230Q1 | 230 | 1806 | 170 | 10 |  | Solar | FIXED | Roof
SRP17070 | TRINA SOLAR | TSM-245PA05.18 | 245 | 10 | 100 | 17 |  | Solar | FIXED | Roof
SRP17070 | TRINA SOLAR | TSM-245PA05.18 | 245 | 20 | 190 | 18 |  | Solar | FIXED | Roof
SRP17074 | TOP SOLAR | TSC-200W-E | 280 | 26 | 226 | 25 |  | Solar | FIXED | Roof
SRP17075 | HANWHA SOLARONE (QIDONG) | HSL60P6-PA-0-250TB | 250 | 18 | 215.1 | 30 |  | Solar | FIXED | Roof
SRP17076 | CHANGZHOU TRINA SOLAR ENERGY CO | TSM-185D | 240 | 57 | 187 | 34 |  | Solar | FIXED | Roof
SRP17077 | TRINA SOLAR | TSM-235PA05.18 | 235 | 6 | 126 | 20 |  | Solar | FIXED | Roof
SRP17077 | TRINA SOLAR | TSM-235PA05.18 | 235 | 6 | 126 | 24 |  | Solar | FIXED | Roof
SRP17077 | TRINA SOLAR | TSM-235PA05.18 | 235 | 12 | 216 | 20 |  | Solar | FIXED | Roof
SRP17079 | CANADIAN SOLAR | CS6P-245M | 245 | 44 | 190 | 18 |  | Solar | FIXED | Roof
SRP17081 | TRINA SOLAR | TSM-245PA05 | 245 | 24 | 93 | 30 |  | Solar | FIXED | Roof
SRP17081 | TRINA SOLAR | TSM-245PA05 | 245 | 2 | 183 | 42 |  | Solar | FIXED | Roof
SRP17082 | TRINA SOLAR | TSM-245PD05 | 245 | 2 | 76 | 30 |  | Solar | FIXED | Roof
SRP17082 | TRINA SOLAR | TSM-245PD05 | 245 | 32 | 166 | 23 |  | Solar | FIXED | Roof
SRP17082 | TRINA SOLAR | TSM-245PA05 | 245 | 2 | 256 | 30 |  | Solar | FIXED | Roof
SRP17083 | TRINA SOLAR | TSM-245PD05 | 245 | 36 | 260 | 24 |  | Solar | FIXED | Roof
SRP17084 | SUNTECH POWER | STP255-20/WDB | 255 | 41 | 230 | 16 |  | Solar | FIXED | Roof
SRP17085 | LG ELECTRONICS SOLAR CELL DIVISION | LG255S1C-G3 | 255 | 5 | 185 | 33 |  | Solar | FIXED | Roof
SRP17085 | LG ELECTRONICS SOLAR CELL DIVISION | LG255S1C-G3 | 255 | 20 | 185 | 33 |  | Solar | FIXED | Roof
SRP17086 | AU OPTRONICS | PM250M00_240 | 235 | 9 | 162 | 26.6 |  | Solar | FIXED | Roof
SRP17087 | TENKSOLAR | TKS-EXXXXXX | 190 | 390 | 152 | 45 |  | Solar | FIXED | Roof
SRP17088 | TRINA SOLAR | TSM-245PA05.18 | 245 | 27 | 112 | 25 |  | Solar | FIXED | Roof
SRP17089 | SUNTECH POWER | STP255-20/WDB | 255 | 4 | 185 | 17 |  | Solar | FIXED | Roof
SRP17089 | SUNTECH POWER | STP255-20/WD | 255 | 22 | 185 | 34 |  | Solar | FIXED | Roof
SRP17090 | LG ELECTRONICS SOLAR CELL DIVISION | LG265S1C-G3 | 280 | 4 | 123 | 18 |  | Solar | FIXED | Roof
SRP17090 | LG ELECTRONICS SOLAR CELL DIVISION | LG265S1C-G3 | 280 | 7 | 213 | 18 |  | Solar | FIXED | Roof
SRP17091 | HANWHA SOLARONE (QIDONG) | HSL60M6-HA-0-250T | 250 | 16 | 120 | 32 |  | Solar | FIXED | Roof
SRP17092 | LIGHT WAY GREEN NEW ENERGY | LW240(29)P1650X990 | 240 | 44 | 180 | 30 |  | Solar | FIXED | Ground
SRP17093 | LIGHT WAY GREEN NEW ENERGY | LW240(29)P1650X990 | 240 | 116 | 180 | 30 |  | Solar | FIXED | Ground
SRP17094 | TRINA SOLAR | TSM-240PA05 | 240 | 27 | 207 | 18 |  | Solar | FIXED | Roof
SRP17095 | TRINA SOLAR | TSM-240PD05 | 240 | 11 | 119 | 2 |  | Solar | FIXED | Roof
SRP17096 | TRINA SOLAR | TSM-245PA05 | 245 | 26 | 143 | 19 |  | Solar | FIXED | Roof
SRP17096 | TRINA SOLAR | TSM-245PA05 | 245 | 18 | 233 | 13 |  | Solar | FIXED | Roof
SRP17097 | TRINA SOLAR | TSM-250PD05 | 250 | 29 | 150 | 20 |  | Solar | FIXED | Roof
SRP17098 | TRINA SOLAR | TSM-245PA05.10 | 245 | 29 | 212 | 22 |  | Solar | FIXED | Roof
SRP17099 | TRINA SOLAR | TSM-240PA05.10 | 240 | 39 | 227 | 31 |  | Solar | FIXED | Roof
SRP17100 | TRINA SOLAR | TSM-245PD05 | 245 | 27 | 187 | 26 |  | Solar | FIXED | Roof
SRP17101 | TRINA SOLAR | TSM-245PA05 | 245 | 21 | 65 | 40 |  | Solar | FIXED | Roof
SRP17101 | TRINA SOLAR | TSM-245PD05 | 245 | 21 | 155 | 33 |  | Solar | FIXED | Roof
SRP17101 | TRINA SOLAR | TSM-245PA05 | 245 | 10 | 245 | 40 |  | Solar | FIXED | Roof
SRP17102 | TRINA SOLAR | TSM-250PA05A | 250 | 26 | 95 | 22 |  | Solar | FIXED | Roof
SRP17102 | TRINA SOLAR | TSM-250PA05A | 250 | 10 | 185 | 34 |  | Solar | FIXED | Roof
SRP17103 | HANWHA SOLARONE (QIDONG) | HSL60P6-PA-0-250TB | 250 | 39 | 100 | 25 |  | Solar | FIXED | Roof
SRP17105 | HANWHA SOLARONE (QIDONG) | HSL60M6-HA-0-250T | 250 | 26 | 200.7 | 35 |  | Solar | FIXED | Roof
SRP17108 | TRINA SOLAR | TSM-245PD05 | 245 | 30 | 100 | 26 |  | Solar | FIXED | Roof
SRP17109 | TRINA SOLAR | TSM-245PD05 | 245 | 13 | 156.1 | 17 |  | Solar | FIXED | Roof
SRP17109 | TRINA SOLAR | TSM-245PD05 | 245 | 8 | 156.1 | 45 |  | Solar | FIXED | Roof
SRP17110 | TRINA SOLAR | TSM-245PD05 | 245 | 24 | 127 | 25 |  | Solar | FIXED | Roof
SRP17111 | TRINA SOLAR | TSM-245PA05.10 | 245 | 18 | 106 | 16 |  | Solar | FIXED | Roof
SRP17112 | TRINA SOLAR | TSM-245PD05 | 245 | 22 | 101 | 30 |  | Solar | FIXED | Roof
SRP17112 | TRINA SOLAR | TSM-245PA05 | 245 | 9 | 124 | 30 |  | Solar | FIXED | Roof
SRP17112 | TRINA SOLAR | TSM-245PD05 | 245 | 18 | 191 | 30 |  | Solar | FIXED | Roof
SRP17112 | TRINA SOLAR | TSM-245PA05.10 | 245 | 26 | 214 | 30 |  | Solar | FIXED | Roof
SRP17113 | TRINA SOLAR | TSM-245PA05.10 | 245 | 29 | 247 | 20 |  | Solar | FIXED | Roof
SRP17114 | TRINA SOLAR | TSM-245PD05 | 245 | 26 | 234 | 21 |  | Solar | FIXED | Roof
SRP17115 | TRINA SOLAR | TSM-250PD05 | 250 | 13 | 161 | 29 |  | Solar | FIXED | Roof
SRP17116 | TRINA SOLAR | TSM-235PA05.10 | 235 | 22 | 174 | 18 |  | Solar | FIXED | Roof
SRP17117 | TRINA SOLAR | TSM-235PA05 | 235 | 16 | 38 | 7 |  | Solar | FIXED | Roof
SRP17117 | TRINA SOLAR | TSM-235PD05 | 235 | 10 | 218 | 7 |  | Solar | FIXED | Roof
SRP17119 | TRINA SOLAR | TSM-235PA05 | 235 | 10 | 112 | 17 |  | Solar | FIXED | Roof
SRP17119 | TRINA SOLAR | TSM-235PA05.18 | 235 | 19 | 202 | 17 |  | Solar | FIXED | Roof
SRP17121 | TRINA SOLAR | TSM-250PA05.05 | 250 | 19 | 242 | 20 |  | Solar | FIXED | Roof
SRP17122 | TRINA SOLAR | TSM-250PA05A | 250 | 19 | 148 | 27 |  | Solar | FIXED | Roof
SRP17123 | SOLARWORLD | SW240 POLY | 240 | 3 | 55 | 18.4 |  | Solar | FIXED | Roof
SRP17123 | SOLARWORLD | SW240 POLY | 240 | 9 | 145 | 18.4 |  | Solar | FIXED | Roof
SRP17123 | SOLARWORLD | SW240 POLY | 240 | 17 | 235 | 18.4 |  | Solar | FIXED | Roof
SRP17123 | SOLARWORLD | SW240 POLY | 240 | 9 | 325 | 18.4 |  | Solar | FIXED | Roof
SRP17125 | CANADIAN SOLAR | CS6P-245MX | 245 | 33 | 252 | 21 |  | Solar | FIXED | Roof
SRP17126 | SUNPOWER | T5-SPR-327 | 327 | 17 | 176 | 30 |  | Solar | FIXED | Roof
SRP17128 | TRINA SOLAR | TSM-245PA05.15 | 245 | 14 | 188 | 17 |  | Solar | FIXED | Roof
SRP17128 | TRINA SOLAR | TSM-245PD05 | 245 | 15 | 188 | 34 |  | Solar | FIXED | Roof
SRP17129 | HANWHA SOLARONE (QIDONG) | HSL60M6-HA-0-250T | 250 | 26 | 97 | 22 |  | Solar | FIXED | Roof
SRP17132 | TRINA SOLAR | TSM-245PA05.18 | 245 | 23 | 150 | 22 |  | Solar | FIXED | Roof
SRP17132 | TRINA SOLAR | TSM-245PA05.18 | 245 | 22 | 330 | 22 |  | Solar | FIXED | Roof
SRP17133 | WINAICO | WSP-245P6 | 250 | 48 | 197 | 5 |  | Solar | FIXED | Roof
SRP17133 | WINAICO | WSP-245P6 | 250 | 36 | 197 | 28 |  | Solar | FIXED | Roof
SRP17133 | WINAICO | WSP-245P6 | 250 | 24 | 200 | 28 |  | Solar | FIXED | Roof
SRP17133 | WINAICO | WSP-245P6 | 250 | 30 | 200 | 28 |  | Solar | FIXED | Roof
SRP17133 | WINAICO | WSP-245P6 | 250 | 10 | 203 | 28 |  | Solar | FIXED | Roof
SRP17133 | WINAICO | WSP-245P6 | 250 | 28 | 203 | 28 |  | Solar | FIXED | Roof
SRP17133 | WINAICO | WSP-245P6 | 250 | 32 | 208 | 28 |  | Solar | FIXED | Roof
SRP17134 | TRINA SOLAR | TSM-245PA05 | 245 | 36 | 123 | 23 |  | Solar | FIXED | Roof
SRP17134 | TRINA SOLAR | TSM-245PD05 | 245 | 32 | 219 | 23 |  | Solar | FIXED | Roof
SRP17135 | SUNPOWER | SPR-327NE-WHT-D | 327 | 21 | 148 | 23 |  | Solar | FIXED | Roof
SRP17136 | CANADIAN SOLAR | CS6P-245P | 245 | 48 | 183 | 32 |  | Solar | FIXED | Roof
SRP17137 | TRINA SOLAR | TSM-250PA05 | 250 | 6 | 154 | 29 |  | Solar | FIXED | Roof
SRP17137 | TRINA SOLAR | TSM-250PA05 | 250 | 13 | 154 | 34 |  | Solar | FIXED | Roof
SRP17145 | TRINA SOLAR | TSM-240PA05.10 | 240 | 63 | 121 | 30 |  | Solar | FIXED | Roof
SRP17146 | TRINA SOLAR | TSM-245PD05 | 245 | 34 | 180 | 33 |  | Solar | FIXED | Roof
SRP17147 | CANADIAN SOLAR | CS6P-245M | 245 | 2 | 201 | 30 |  | Solar | FIXED | Roof
SRP17147 | CANADIAN SOLAR | CS6P-245P | 245 | 12 | 201 | 31 |  | Solar | FIXED | Roof
SRP17150 | TRINA SOLAR | TSM-235PA05.18 | 235 | 16 | 218 | 31 |  | Solar | FIXED | Roof
SRP17151 | TRINA SOLAR | TSM-235PA05 | 235 | 34 | 124 | 20 |  | Solar | FIXED | Roof
SRP17152 | CANADIAN SOLAR | CS6P-245M | 245 | 10 | 167 | 8 |  | Solar | FIXED | Roof
SRP17152 | CANADIAN SOLAR | CS6P-245M | 245 | 9 | 167 | 9 |  | Solar | FIXED | Roof
SRP17152 | CANADIAN SOLAR | CS6P-245M | 245 | 8 | 257 | 32 |  | Solar | FIXED | Roof
SRP17153 | TRINA SOLAR | TSM-235PA05 | 235 | 8 | 120 | 20 |  | Solar | FIXED | Roof
SRP17153 | TRINA SOLAR | TSM-235PD05 | 235 | 7 | 209 | 21 |  | Solar | FIXED | Roof
SRP17154 | TRINA SOLAR | TSM-245PA05.10 | 245 | 32 | 240 | 34 |  | Solar | FIXED | Roof
SRP17155 | TRINA SOLAR | TSM-245PD05 | 245 | 13 | 120 | 23 |  | Solar | FIXED | Roof
SRP17155 | TRINA SOLAR | TSM-245PD05 | 245 | 10 | 210 | 23 |  | Solar | FIXED | Roof
SRP17156 | HANWHA SOLARONE (QIDONG) | HSL60P6-PB-3-250Q | 250 | 36 | 165 | 20 |  | Solar | FIXED | Roof
SRP17157 | SUZHOU SHENGLONG PV-TECH | SLSM-230P | 230 | 16 | 126 | 27 |  | Solar | FIXED | Roof
SRP17157 | SUZHOU SHENGLONG PV-TECH | SLSM-230P | 230 | 36 | 126 | 27 |  | Solar | FIXED | Roof
SRP17159 | TRINA SOLAR | TSM-250PA05A | 250 | 27 | 103 | 30 |  | Solar | FIXED | Roof
SRP17160 | HANWHA SOLARONE (QIDONG) | HSL60M6-HA-0-250T | 250 | 21 | 209.8 | 25 |  | Solar | FIXED | Roof
SRP17161 | TRINA SOLAR | TSM-250PA05 | 250 | 7 | 121 | 35 |  | Solar | FIXED | Roof
SRP17161 | TRINA SOLAR | TSM-250PA05A | 250 | 28 | 121 | 35 |  | Solar | FIXED | Roof
SRP17162 | SUNPOWER | T5-SPR-327 | 327 | 13 | 173 | 30 |  | Solar | FIXED | Roof
SRP17162 | SUNPOWER | T5-SPR-327 | 327 | 8 | 264 | 25 |  | Solar | FIXED | Roof
SRP17164 | TRINA SOLAR | TSM-290PA14 | 290 | 726 | 220 | 5 |  | Solar | FIXED | Roof
SRP17164 | TRINA SOLAR | TSM-290PA14 | 290 | 1353 | 220 | 5 |  | Solar | FIXED | Roof
SRP17165 | TRINA SOLAR | TSM-235PA05.18 | 235 | 8 | 152 | 29 |  | Solar | FIXED | Roof
SRP17166 | TRINA SOLAR | TSM-245PD05 | 245 | 11 | 174 | 30 |  | Solar | FIXED | Roof
SRP17166 | TRINA SOLAR | TSM-245PD05 | 245 | 25 | 264 | 30 |  | Solar | FIXED | Roof
SRP17167 | SUNPOWER | T5-SPR-327 | 327 | 10 | 120 | 30 |  | Solar | FIXED | Roof
SRP17167 | SUNPOWER | T5-SPR-327 | 327 | 36 | 210 | 20 |  | Solar | FIXED | Roof
SRP17168 | MOTECH AMERICAS | IM54D2-220-XXXXXX | 235 | 1680 | 221 | 5 |  | Solar | FIXED | Roof
SRP17169 | TRINA SOLAR | TSM-225PA05 | 225 | 240 | 278 | 3 |  | Solar | FIXED | Roof
SRP17170 | TRINA SOLAR | TSM-240PD05 | 240 | 11 | 247 | 40 |  | Solar | FIXED | Roof
SRP17172 | TRINA SOLAR | TSM-245PA05 | 245 | 28 | 65 | 20 |  | Solar | FIXED | Roof
SRP17172 | TRINA SOLAR | TSM-245PD05 | 245 | 20 | 245 | 20 |  | Solar | FIXED | Roof
SRP17174 | SHARP | NU-U235F4 | 235 | 78 | 168 | 40 |  | Solar | 1AXIS | Roof
SRP17175 | MAGE SOLAR USA | POWERTEC PLUS 250/6 MNS | 250 | 14 | 100 | 14 |  | Solar | FIXED | Roof
SRP17175 | MAGE SOLAR USA | POWERTEC PLUS 250/6 MNS | 250 | 35 | 100 | 34 |  | Solar | FIXED | Roof
SRP17175 | MAGE SOLAR USA | POWERTEC PLUS 250/6 MNS | 250 | 12 | 188 | 14 |  | Solar | FIXED | Roof
SRP17176 | SUZHOU SHENGLONG PV-TECH | SLSM-230P | 230 | 16 | 126 | 27 |  | Solar | FIXED | Roof
SRP17176 | SUZHOU SHENGLONG PV-TECH | SLSM-230P | 230 | 36 | 126 | 27 |  | Solar | FIXED | Roof
SRP17177 | UNI-SOLAR | PVL136 | 144 | 3888 | 0 | 0 |  | Solar | FIXED | Roof
SRP17178 | AU OPTRONICS | PM250M01_260 | 260 | 6 | 122 | 9 |  | Solar | FIXED | Roof
SRP17178 | AU OPTRONICS | PM250M01_260 | 260 | 8 | 302 | 10 |  | Solar | FIXED | Roof
SRP17179 | SUNPOWER | SPR-327NE-WHT-D | 327 | 8 | 140 | 35 |  | Solar | FIXED | Roof
SRP17179 | SUNPOWER | SPR-327NE-WHT-D | 327 | 4 | 230 | 30 |  | Solar | FIXED | Roof
SRP17179 | SUNPOWER | SPR-327NE-WHT-D | 327 | 25 | 230 | 35 |  | Solar | FIXED | Roof
SRP17180 | SUNPOWER | T5-SPR-327 | 327 | 30 | 172 | 25 |  | Solar | FIXED | Roof
SRP17181 | SUZHOU SHENGLONG PV-TECH | SLSM-230P | 230 | 22 | 126 | 27 |  | Solar | FIXED | Roof
SRP17181 | SUZHOU SHENGLONG PV-TECH | SLSM-230P | 230 | 39 | 126 | 27 |  | Solar | FIXED | Roof
SRP17182 | TRINA SOLAR | TSM-245PD05 | 245 | 32 | 176 | 22 |  | Solar | FIXED | Roof
SRP17184 | SHARP | NU-U240F2 | 240 | 104 | 135 | 5 |  | Solar | FIXED | PARKLT
SRP17184 | SHARP | NU-U240F2 | 240 | 104 | 180 | 0 |  | Solar | FIXED | PARKLT
SRP17187 | TRINA SOLAR | TSM-245PA05.18 | 245 | 4 | 130 | 28 |  | Solar | FIXED | Roof
SRP17187 | TRINA SOLAR | TSM-245PA05.18 | 245 | 22 | 130 | 30 |  | Solar | FIXED | Roof
SRP17187 | TRINA SOLAR | TSM-245PA05.18 | 245 | 6 | 220 | 26 |  | Solar | FIXED | Roof
SRP17191 | TRINA SOLAR | TSM-245PA05 | 245 | 24 | 195 | 32 |  | Solar | FIXED | Roof
SRP17192 | SUNPOWER | SPR-327NE-WHT-D | 327 | 18 | 175 | 25 |  | Solar | FIXED | Roof
SRP17192 | SUNPOWER | SPR-327NE-WHT-D | 327 | 12 | 175 | 38 |  | Solar | FIXED | Roof
SRP17194 | TRINA SOLAR | TSM-245PD05 | 245 | 26 | 110 | 24 |  | Solar | FIXED | Roof
SRP17195 | TRINA SOLAR | TSM-245PD05 | 245 | 27 | 144 | 25 |  | Solar | FIXED | Roof
SRP17197 | TRINA SOLAR | TSM-245PA05.18 | 245 | 10 | 110 | 30 |  | Solar | FIXED | Roof
SRP17197 | TRINA SOLAR | TSM-245PA05.18 | 245 | 15 | 290 | 12 |  | Solar | FIXED | Roof
SRP17199 | SUNPOWER | SPR-327NE-WHT-D | 327 | 21 | 200 | 24 |  | Solar | FIXED | Roof
SRP17207 | EVERGREEN SOLAR | ES-195-RL | 195 | 20 | 211 | 30 |  | Solar | FIXED | Roof
SRP17209 | MITSUBISHI ELECTRIC | PV-UJ225GA6 | 225 | 130 | 218 | 10 |  | Solar | FIXED | Roof
SRP17211 | CANADIAN SOLAR | CS6P-230 | 230 | 336 | 128 | 29 |  | Solar | FIXED | Roof
SRP17211 | CANADIAN SOLAR | CS6P-230 | 230 | 265 | 168 | 29 |  | Solar | FIXED | Roof
SRP17211 | CANADIAN SOLAR | CS6P-230 | 230 | 26 | 258 | 29 |  | Solar | FIXED | Roof
SRP17212 | CANADIAN SOLAR | CS6P-235M | 235 | 22 | 196 | 23 |  | Solar | FIXED | Roof
SRP17212 | CANADIAN SOLAR | CS6P-235M | 235 | 22 | 286 | 23 |  | Solar | FIXED | Roof
SRP17213 | SCHUCO USA | MPE 255 MS 08 | 255 | 9 | 102 | 26 |  | Solar | FIXED | Roof
SRP17213 | SCHUCO USA | MPE 255 MS 08 | 255 | 12 | 192 | 26 |  | Solar | FIXED | Roof
SRP17214 | TRINA SOLAR | TSM-245PA05 | 245 | 40 | 111 | 26 |  | Solar | FIXED | Roof
SRP17216 | TRINA SOLAR | TSM-245PA05.18 | 245 | 31 | 107 | 45 |  | Solar | FIXED | Roof
SRP17216 | TRINA SOLAR | TSM-245PA05.18 | 245 | 21 | 197 | 45 |  | Solar | FIXED | Roof
SRP17217 | TRINA SOLAR | TSM-245PA05.18 | 245 | 34 | 248 | 40 |  | Solar | FIXED | Roof
SRP17218 | BEIJING ZHONGKEXIN ELECTRONICS EQUIPMENT | ZKX-265P-24 | 260 | 11 | 142 | 23 |  | Solar | FIXED | Roof
SRP17218 | BEIJING ZHONGKEXIN ELECTRONICS EQUIPMENT | ZKX-265P-24 | 260 | 10 | 230 | 20 |  | Solar | FIXED | Roof
SRP17219 | SUNPOWER | T5-SPR-327 | 327 | 16 | 125 | 23 |  | Solar | FIXED | Roof
SRP17219 | SUNPOWER | T5-SPR-327 | 327 | 10 | 215 | 23 |  | Solar | FIXED | Roof
SRP17220 | SUNPOWER | SPR-245NE-WHT-D | 245 | 30 | 122 | 22 |  | Solar | FIXED | Roof
SRP17222 | SHARP | NU-U240F1 | 240 | 588 | 180 | 25 |  | Solar | FIXED | Ground
SRP17223 | TRINA SOLAR | TSM-245PA05 | 245 | 12 | 221 | 23 |  | Solar | FIXED | Roof
SRP17232 | TRINA SOLAR | TSM-290PA14 | 290 | 1969 | 223 | 5 |  | Solar | FIXED | Roof
SRP17240 | TRINA SOLAR | TSM-235PA05 | 235 | 5 | 84 | 22 |  | Solar | FIXED | Roof
SRP17240 | TRINA SOLAR | TSM-235PD05 | 235 | 21 | 174 | 20 |  | Solar | FIXED | Roof
SRP17242 | TRINA SOLAR | TSM-235PD05.18 | 235 | 16 | 139 | 21 |  | Solar | FIXED | Roof
SRP17242 | TRINA SOLAR | TSM-235PA05.18 | 235 | 24 | 229 | 27 |  | Solar | FIXED | Roof
SRP17244 | SUZHOU SHENGLONG PV-TECH | SLSM-185D | 185 | 44 | 186 | 27 |  | Solar | FIXED | Roof
SRP17245 | SUZHOU SHENGLONG PV-TECH | SLSM-185D | 185 | 44 | 167 | 27 |  | Solar | FIXED | Roof
SRP17246 | SUZHOU SHENGLONG PV-TECH | SLSM-185D | 185 | 44 | 167 | 27 |  | Solar | FIXED | Roof
SRP17247 | SUZHOU SHENGLONG PV-TECH | SLSM-185D | 185 | 44 | 167 | 27 |  | Solar | FIXED | Roof
SRP17248 | SUZHOU SHENGLONG PV-TECH | SLSM-185D | 185 | 44 | 167 | 27 |  | Solar | FIXED | Roof
SRP17251 | SUZHOU SHENGLONG PV-TECH | SLSM-185D | 185 | 40 | 173 | 27 |  | Solar | FIXED | Roof
SRP17252 | SUZHOU SHENGLONG PV-TECH | SLSM-185D | 185 | 44 | 188 | 26 |  | Solar | FIXED | Roof
SRP17253 | SUZHOU SHENGLONG PV-TECH | SLSM-230P | 230 | 62 | 148 | 26 |  | Solar | FIXED | Roof
SRP17254 | TRINA SOLAR | TSM-235PA05 | 235 | 12 | 201 | 38 |  | Solar | FIXED | Roof
SRP17255 | TRINA SOLAR | TSM-235PA05 | 235 | 6 | 193 | 13 |  | Solar | FIXED | Roof
SRP17255 | TRINA SOLAR | TSM-235PA05 | 235 | 11 | 193 | 17 |  | Solar | FIXED | Roof
SRP17255 | TRINA SOLAR | TSM-235PA05 | 235 | 11 | 193 | 19 |  | Solar | FIXED | Roof
SRP17260 | CANADIAN SOLAR | CS6P-220 | 220 | 43 | 212 | 5 |  | Solar | FIXED | Roof
SRP17261 | SUZHOU SHENGLONG PV-TECH | SLSM-185D | 185 | 44 | 149 | 26 |  | Solar | FIXED | Roof
SRP17262 | TRINA SOLAR | TSM-250PA05 | 250 | 13 | 170 | 24 |  | Solar | FIXED | Roof
SRP17263 | CANADIAN SOLAR | CS6P-245M | 245 | 32 | 200 | 22 |  | Solar | FIXED | Roof
SRP17264 | SHENZHEN TOPRAY SOLAR | TPS105S-230W(60) | 230 | 39 | 165 | 27 |  | Solar | FIXED | Roof
SRP17267 | SUZHOU SHENGLONG PV-TECH | SLSM-230P | 230 | 33 | 148 | 27 |  | Solar | FIXED | Roof
SRP17270 | SUNPOWER | SPR-230-WHT-U | 230 | 49 | 188 | 32 |  | Solar | FIXED | Roof
SRP17271 | TRINA SOLAR | TSM-245PD05 | 245 | 4 | 176 | 40 |  | Solar | FIXED | Roof
SRP17271 | TRINA SOLAR | TSM-245PD05 | 245 | 4 | 176 | 40 |  | Solar | FIXED | Roof
SRP17271 | TRINA SOLAR | TSM-245PD05 | 245 | 19 | 266 | 37 |  | Solar | FIXED | Roof
SRP17272 | BEIJING ZHONGKEXIN ELECTRONICS EQUIPMENT | ZKX-265P-24 | 260 | 12 | 73 | 30 |  | Solar | FIXED | Roof
SRP17272 | BEIJING ZHONGKEXIN ELECTRONICS EQUIPMENT | ZKX-265P-24 | 260 | 7 | 253 | 30 |  | Solar | FIXED | Roof
SRP17273 | SUNIVA | MVT250-60-5-100 | 260 | 19 | 179 | 17 |  | Solar | FIXED | Roof
SRP17274 | TRINA SOLAR | TSM-245PA05.18 | 245 | 27 | 212 | 16 |  | Solar | FIXED | Roof
SRP17275 | TRINA SOLAR | TSM-235PD05 | 235 | 3 | 177 | 24 |  | Solar | FIXED | Roof
SRP17275 | TRINA SOLAR | TSM-235PD05 | 235 | 8 | 177 | 24 |  | Solar | FIXED | Roof
SRP17275 | TRINA SOLAR | TSM-235PA05 | 235 | 6 | 267 | 24 |  | Solar | FIXED | Roof
SRP17276 | HYUNDAI HEAVY INDUSTRIES | HIS-S245MG(BK) | 245 | 11 | 82 | 12 |  | Solar | FIXED | Roof
SRP17276 | HYUNDAI HEAVY INDUSTRIES | HIS-S245MG(BK) | 245 | 13 | 262 | 12 |  | Solar | FIXED | Roof
SRP17277 | TRINA SOLAR | TSM-245PD05 | 245 | 28 | 200 | 40 |  | Solar | FIXED | Roof
SRP17278 | BLUECHIP ENERGY | AP-215MK | 280 | 20 | 175 | 25 |  | Solar | FIXED | Roof
SRP17280 | LG ELECTRONICS SOLAR CELL DIVISION | LG250S1C-G2 | 250 | 18 | 206.5 | 30 |  | Solar | FIXED | Roof
SRP17281 | LG ELECTRONICS SOLAR CELL DIVISION | LG250S1C-G2 | 250 | 36 | 148.2 | 25 |  | Solar | FIXED | Roof
SRP17282 | TRINA SOLAR | TSM-235PD05 | 235 | 17 | 140 | 26 |  | Solar | FIXED | Roof
SRP17283 | TRINA SOLAR | TSM-245PA05 | 245 | 12 | 177 | 30 |  | Solar | FIXED | Roof
SRP17284 | TRINA SOLAR | TSM-250PA05A | 250 | 12 | 211 | 23 |  | Solar | FIXED | Roof
SRP17285 | TRINA SOLAR | TSM-250PA05A | 250 | 14 | 154 | 18 |  | Solar | FIXED | Roof
SRP17285 | TRINA SOLAR | TSM-250PA05A | 250 | 30 | 244 | 18 |  | Solar | FIXED | Roof
SRP17286 | TRINA SOLAR | TSM-250PA05A | 250 | 18 | 208 | 40 |  | Solar | FIXED | Roof
SRP17287 | TRINA SOLAR | TSM-250PA05A | 250 | 3 | 96 | 15 |  | Solar | FIXED | Roof
SRP17287 | TRINA SOLAR | TSM-250PA05 | 250 | 19 | 96 | 18 |  | Solar | FIXED | Roof
SRP17288 | TRINA SOLAR | TSM-250PD05 | 250 | 14 | 215 | 22 |  | Solar | FIXED | Roof
SRP17290 | SHENZHEN TOPRAY SOLAR | TPS107S-230W(60) | 230 | 69 | 142 | 26 |  | Solar | FIXED | Roof
SRP17292 | SUZHOU SHENGLONG PV-TECH | SLSM-230P | 230 | 33 | 146 | 26 |  | Solar | FIXED | Roof
SRP17292 | SUZHOU SHENGLONG PV-TECH | SLSM-230P | 230 | 36 | 146 | 26 |  | Solar | FIXED | Roof
SRP17293 | TRINA SOLAR | TSM-240PA05 | 240 | 4 | 258 | 11 |  | Solar | FIXED | Roof
SRP17293 | TRINA SOLAR | TSM-240PA05 | 240 | 5 | 258 | 11 |  | Solar | FIXED | Roof
SRP17294 | SUZHOU SHENGLONG PV-TECH | SLSM-230P | 230 | 62 | 148 | 26 |  | Solar | FIXED | Roof
SRP17295 | TRINA SOLAR | TSM-235PA05 | 235 | 5 | 175 | 5 |  | Solar | FIXED | Roof
SRP17295 | TRINA SOLAR | TSM-235PD05 | 235 | 12 | 175 | 16 |  | Solar | FIXED | Roof
SRP17296 | TRINA SOLAR | TSM-235PA05 | 235 | 11 | 109 | 33 |  | Solar | FIXED | Roof
SRP17297 | SUZHOU SHENGLONG PV-TECH | SLSM-185D | 185 | 44 | 144 | 26 |  | Solar | FIXED | Roof
SRP17298 | TRINA SOLAR | TSM-235PD05 | 235 | 16 | 129 | 30 |  | Solar | FIXED | Roof
SRP17300 | SHENZHEN TOPRAY SOLAR | TPS105S-230W(60) | 230 | 39 | 176 | 27 |  | Solar | FIXED | Roof
SRP17302 | TRINA SOLAR | TSM-235PA05 | 235 | 12 | 125 | 31 |  | Solar | FIXED | Roof
SRP17303 | SHENZHEN TOPRAY SOLAR | TPS107S-230W(60) | 230 | 39 | 147 | 27 |  | Solar | FIXED | Roof
SRP17305 | SUZHOU SHENGLONG PV-TECH | SLSM-185D | 190 | 56 | 142 | 26 |  | Solar | FIXED | Roof
SRP17305 | SUZHOU SHENGLONG PV-TECH | SLSM-185D | 190 | 49 | 232 | 26 |  | Solar | FIXED | Roof
SRP17307 | SUZHOU SHENGLONG PV-TECH | SLSM-185D | 185 | 44 | 230 | 26 |  | Solar | FIXED | Roof
SRP17308 | SUNIVA | OPT260-60-4-1B0 | 260 | 7 | 158 | 15 |  | Solar | FIXED | Roof
SRP17308 | SUNIVA | OPT260-60-4-1B0 | 260 | 3 | 180 | 20 |  | Solar | FIXED | Roof
SRP17308 | SUNIVA | OPT260-60-4-1B0 | 260 | 18 | 180 | 20 |  | Solar | FIXED | Roof
SRP17308 | SUNIVA | OPT260-60-4-1B0 | 260 | 10 | 180 | 25 |  | Solar | FIXED | Roof
SRP17309 | TRINA SOLAR | TSM-235PA05 | 235 | 19 | 158 | 26 |  | Solar | FIXED | Roof
SRP17309 | TRINA SOLAR | TSM-235PA05 | 235 | 2 | 248 | 13 |  | Solar | FIXED | Roof
SRP17310 | HANWHA SOLARONE (QIDONG) | HSL60M6-HA-0-250T | 250 | 26 | 264.9 | 30 |  | Solar | FIXED | Roof
SRP17311 | HANWHA SOLARONE (QIDONG) | HSL60M6-HA-0-250TW | 250 | 16 | 148.2 | 15 |  | Solar | FIXED | Roof
SRP17311 | HANWHA SOLARONE (QIDONG) | HSL60M6-HB-0-250T | 250 | 28 | 238.2 | 15 |  | Solar | FIXED | Roof
SRP17313 | SUNTECH POWER | STP175-24/AB-1 | 175 | 12 | 234.7 | 20 |  | Solar | FIXED | Roof
SRP17314 | MOTECH AMERICAS | MTPVP-230-MSD | 235 | 26 | 180 | 40 |  | Solar | FIXED | Ground
SRP17315 | TRINA SOLAR | TSM-250PA05A | 250 | 19 | 129 | 22 |  | Solar | FIXED | Roof
SRP17316 | HANWHA SOLARONE (QIDONG) | HSL60M6-HA-0-250T | 250 | 50 | 145 | 30 |  | Solar | FIXED | Roof
SRP17318 | HANWHA SOLARONE (QIDONG) | HSL60M6-HB-0-250TB | 250 | 3 | 140.6 | 35 |  | Solar | FIXED | Roof
SRP17318 | HANWHA SOLARONE (QIDONG) | HSL60P6-PA-0-250TB | 250 | 24 | 140.6 | 35 |  | Solar | FIXED | Roof
SRP17318 | HANWHA SOLARONE (QIDONG) | HSL60P6-PA-0-250TB | 250 | 13 | 230.6 | 35 |  | Solar | FIXED | Roof
SRP17319 | HANWHA SOLARONE (QIDONG) | HSL60M6-HA-0-250TW | 250 | 13 | 142 | 33 |  | Solar | FIXED | Roof
SRP17319 | HANWHA SOLARONE (QIDONG) | HSL60M6-HA-0-250TW | 250 | 24 | 142 | 33 |  | Solar | FIXED | Roof
SRP17320 | TRINA SOLAR | TSM-240PA05.18 | 240 | 24 | 213 | 24 |  | Solar | FIXED | Roof
SRP17321 | TRINA SOLAR | TSM-245PA05.10 | 245 | 16 | 196 | 24 |  | Solar | FIXED | Roof
SRP17322 | TRINA SOLAR | TSM-245PA05.10 | 245 | 13 | 90 | 27 |  | Solar | FIXED | Roof
SRP17322 | TRINA SOLAR | TSM-245PA05.10 | 245 | 18 | 270 | 27 |  | Solar | FIXED | Roof
SRP17323 | TRINA SOLAR | TSM-245PA05 | 245 | 18 | 128 | 18 |  | Solar | FIXED | Roof
SRP17324 | TRINA SOLAR | TSM-245PA05 | 245 | 13 | 210 | 30 |  | Solar | FIXED | Roof
SRP17327 | TRINA SOLAR | TSM-245PD05 | 245 | 2 | 100 | 26 |  | Solar | FIXED | Roof
SRP17327 | TRINA SOLAR | TSM-245PD05 | 245 | 16 | 190 | 15 |  | Solar | FIXED | Roof
SRP17327 | TRINA SOLAR | TSM-245PA05 | 245 | 4 | 190 | 28 |  | Solar | FIXED | Roof
SRP17327 | TRINA SOLAR | TSM-245PD05 | 245 | 4 | 190 | 28 |  | Solar | FIXED | Roof
SRP17327 | TRINA SOLAR | TSM-245PD05 | 245 | 16 | 190 | 28 |  | Solar | FIXED | Roof
SRP17328 | TRINA SOLAR | TSM-245PA05 | 245 | 12 | 98 | 44 |  | Solar | FIXED | Roof
SRP17332 | SOLARWORLD | SW255 MONO | 255 | 46 | 150 | 40 |  | Solar | FIXED | Roof
SRP17334 | TRINA SOLAR | TSM-245PA05 | 245 | 22 | 244 | 30 |  | Solar | FIXED | Roof
SRP17335 | TRINA SOLAR | TSM-245PD05 | 245 | 12 | 53 | 14 |  | Solar | FIXED | Roof
SRP17335 | TRINA SOLAR | TSM-245PD05 | 245 | 2 | 143 | 16 |  | Solar | FIXED | Roof
SRP17335 | TRINA SOLAR | TSM-245PD05 | 245 | 18 | 233 | 25 |  | Solar | FIXED | Roof
SRP17335 | TRINA SOLAR | TSM-245PD05 | 245 | 14 | 323 | 12 |  | Solar | FIXED | Roof
SRP17336 | TRINA SOLAR | TSM-245PA05.10 | 245 | 26 | 232 | 20 |  | Solar | FIXED | Roof
SRP17337 | TRINA SOLAR | TSM-250PA05 | 250 | 12 | 251 | 9 |  | Solar | FIXED | Roof
SRP17337 | TRINA SOLAR | TSM-250PA05 | 250 | 13 | 251 | 27 |  | Solar | FIXED | Roof
SRP17339 | TRINA SOLAR | TSM-240PA05.05 | 240 | 51 | 163 | 35 |  | Solar | FIXED | Roof
SRP17339 | TRINA SOLAR | TSM-240PA05.05 | 240 | 4 | 253 | 37 |  | Solar | FIXED | Roof
SRP17340 | TRINA SOLAR | TSM-240PD05.10 | 240 | 24 | 195 | 20 |  | Solar | FIXED | Roof
SRP17341 | TRINA SOLAR | TSM-240PA05 | 240 | 22 | 200 | 31 |  | Solar | FIXED | Roof
SRP17342 | TRINA SOLAR | TSM-245PA05.10 | 245 | 20 | 113 | 18 |  | Solar | FIXED | Roof
SRP17342 | TRINA SOLAR | TSM-245PA05.10 | 245 | 16 | 203 | 18 |  | Solar | FIXED | Roof
SRP17343 | TRINA SOLAR | TSM-240PA05 | 240 | 42 | 189 | 24 |  | Solar | FIXED | Roof
SRP17344 | TRINA SOLAR | TSM-240PA05.10 | 240 | 12 | 235 | 18 |  | Solar | FIXED | Roof
SRP17344 | TRINA SOLAR | TSM-240PA05.10 | 240 | 20 | 235 | 18 |  | Solar | FIXED | Roof
SRP17344 | TRINA SOLAR | TSM-240PD05.10 | 240 | 8 | 235 | 19 |  | Solar | FIXED | Roof
SRP17347 | TRINA SOLAR | TSM-250PA05 | 250 | 94 | 180 | 20 |  | Solar | FIXED | Ground
SRP17348 | TRINA SOLAR | TSM-250PA05 | 250 | 952 | 180 | 20 |  | Solar | FIXED | Ground
SRP17349 | TRINA SOLAR | TSM-250PA05 | 250 | 532 | 180 | 20 |  | Solar | FIXED | Ground
SRP17350 | TRINA SOLAR | TSM-250PA05 | 250 | 78 | 180 | 20 |  | Solar | FIXED | Ground
SRP17351 | TRINA SOLAR | TSM-250PA05 | 250 | 84 | 180 | 20 |  | Solar | FIXED | Ground
SRP17352 | TRINA SOLAR | TSM-250PA05 | 250 | 56 | 168 | 20 |  | Solar | FIXED | Ground
SRP17353 | TRINA SOLAR | TSM-245PA05 | 245 | 18 | 172 | 28 |  | Solar | FIXED | Roof
SRP17354 | TRINA SOLAR | TSM-235PA05 | 235 | 23 | 118 | 18 |  | Solar | FIXED | Roof
SRP17355 | TRINA SOLAR | TSM-235PD05 | 235 | 9 | 130 | 20 |  | Solar | FIXED | Roof
SRP17358 | TRINA SOLAR | TSM-250PA05 | 250 | 112 | 180 | 20 |  | Solar | FIXED | Ground
SRP17359 | SUZHOU SHENGLONG PV-TECH | SLSM-185D | 185 | 44 | 188 | 26 |  | Solar | FIXED | Roof
SRP17360 | SUZHOU SHENGLONG PV-TECH | SLSM-185D | 185 | 44 | 182 | 27 |  | Solar | FIXED | Roof
SRP17364 | TRINA SOLAR | TSM-235PA05 | 235 | 16 | 176 | 25 |  | Solar | FIXED | Roof
SRP17365 | TRINA SOLAR | TSM-245PA05.10 | 245 | 39 | 178 | 34 |  | Solar | FIXED | Roof
SRP17368 | SUZHOU SHENGLONG PV-TECH | SLSM-230P | 230 | 39 | 147 | 27 |  | Solar | FIXED | Roof
SRP17369 | SUZHOU SHENGLONG PV-TECH | SLSM-230P | 230 | 39 | 165 | 27 |  | Solar | FIXED | Roof
SRP17370 | SHENZHEN TOPRAY SOLAR | TPS107S-230W(60) | 230 | 39 | 184 | 27 |  | Solar | FIXED | Roof
SRP17372 | SHENZHEN TOPRAY SOLAR | TPS107S-230W(60) | 230 | 39 | 186 | 27 |  | Solar | FIXED | Roof
SRP17373 | SHENZHEN TOPRAY SOLAR | TPS107S-230W(60) | 230 | 39 | 167 | 27 |  | Solar | FIXED | Roof
SRP17374 | SHENZHEN TOPRAY SOLAR | TPS105S-230W(60) | 230 | 39 | 155 | 27 |  | Solar | FIXED | Roof
SRP17375 | SHENZHEN TOPRAY SOLAR | TPS107S-230W(60) | 230 | 24 | 140 | 27 |  | Solar | FIXED | Roof
SRP17376 | SHENZHEN TOPRAY SOLAR | TPS107S-230W(60) | 230 | 39 | 140 | 27 |  | Solar | FIXED | Roof
SRP17379 | SHENZHEN TOPRAY SOLAR | TPS107S-230W(60) | 230 | 24 | 140 | 27 |  | Solar | FIXED | Roof
SRP17382 | SHANGPIN SOLAR | SPSM-185D | 185 | 44 | 163 | 26 |  | Solar | FIXED | Roof
SRP17384 | SHENZHEN TOPRAY SOLAR | TPS107S-230W(60) | 230 | 39 | 124 | 27 |  | Solar | FIXED | Roof
SRP17385 | TRINA SOLAR | TSM-240PA05.15 | 240 | 23 | 115 | 27 |  | Solar | FIXED | Roof
SRP17385 | TRINA SOLAR | TSM-240DA05 | 240 | 17 | 295 | 27 |  | Solar | FIXED | Roof
SRP17386 | TRINA SOLAR | TSM-250PA05A | 250 | 13 | 160 | 40 |  | Solar | FIXED | Roof
SRP17386 | TRINA SOLAR | TSM-250PA05A | 250 | 9 | 340 | 10 |  | Solar | FIXED | Roof
SRP17387 | TRINA SOLAR | TSM-245PA05.18 | 245 | 8 | 154 | 23 |  | Solar | FIXED | Roof
SRP17387 | TRINA SOLAR | TSM-245PA05.18 | 245 | 7 | 244 | 22 |  | Solar | FIXED | Roof
SRP17388 | HANWHA SOLARONE (QIDONG) | HSL60M6-HA-0-250T | 250 | 14 | 197.1 | 25 |  | Solar | FIXED | Roof
SRP17388 | HANWHA SOLARONE (QIDONG) | HSL60M6-HA-0-250T | 250 | 10 | 197.1 | 40 |  | Solar | FIXED | Roof
SRP17389 | TRINA SOLAR | TSM-250PD05 | 250 | 26 | 258 | 17 |  | Solar | FIXED | Roof
SRP17391 | TRINA SOLAR | TSM-245PA05.18 | 245 | 12 | 82 | 20 |  | Solar | FIXED | Roof
SRP17391 | TRINA SOLAR | TSM-245PA05.18 | 245 | 21 | 172 | 20 |  | Solar | FIXED | Roof
SRP17391 | TRINA SOLAR | TSM-245PA05.18 | 245 | 12 | 262 | 20 |  | Solar | FIXED | Roof
SRP17392 | TRINA SOLAR | TSM-250PA05 | 250 | 10 | 176 | 18 |  | Solar | FIXED | Roof
SRP17392 | TRINA SOLAR | TSM-250PA05 | 250 | 12 | 176 | 40 |  | Solar | FIXED | Roof
SRP17393 | HANWHA SOLARONE (QIDONG) | HSL60M6-HA-0-250T | 250 | 17 | 90.7 | 40 |  | Solar | FIXED | Roof
SRP17394 | TRINA SOLAR | TSM-250PA05 | 250 | 5 | 125 | 38 |  | Solar | FIXED | Roof
SRP17394 | TRINA SOLAR | TSM-250PA05 | 250 | 24 | 125 | 38 |  | Solar | FIXED | Roof
SRP17395 | TRINA SOLAR | TSM-245PA05 | 245 | 24 | 172 | 25 |  | Solar | FIXED | Roof
SRP17396 | HANWHA SOLARONE HONG KONG | HSL60P-PA-0-250K | 250 | 8 | 170.9 | 20 |  | Solar | FIXED | Roof
SRP17396 | HANWHA SOLARONE (QIDONG) | HSL60M6-HA-0-250T | 250 | 30 | 260.9 | 20 |  | Solar | FIXED | Roof
SRP17397 | HANWHA SOLARONE (QIDONG) | HSL60P6-PA-4-250TB | 250 | 20 | 247 | 30 |  | Solar | FIXED | Roof
SRP17398 | HANWHA SOLARONE (QIDONG) | HSL60P6-PA-0-250TB | 250 | 8 | 215.3 | 15 |  | Solar | FIXED | Roof
SRP17398 | HANWHA SOLARONE (QIDONG) | HSL60P6-PA-4-250TB | 250 | 24 | 215.3 | 25 |  | Solar | FIXED | Roof
SRP17400 | SILIKEN MANUFACTURING USA | SLK60P6L BLK/BLK 250WP | 250 | 16 | 172 | 33 |  | Solar | FIXED | Roof
SRP17401 | TRINA SOLAR | TSM-250PD05 | 250 | 37 | 230 | 32 |  | Solar | FIXED | Roof
SRP17403 | TRINA SOLAR | TSM-250PA05A | 250 | 28 | 140 | 33 |  | Solar | FIXED | Roof
SRP17404 | TRINA SOLAR | TSM-245PA05.10 | 245 | 15 | 106 | 23 |  | Solar | FIXED | Roof
SRP17404 | TRINA SOLAR | TSM-245PD05 | 245 | 9 | 286 | 23 |  | Solar | FIXED | Roof
SRP17408 | TRINA SOLAR | TSM-235PA05 | 235 | 4 | 172 | 37 |  | Solar | FIXED | Roof
SRP17408 | TRINA SOLAR | TSM-235PD05 | 235 | 15 | 262 | 28 |  | Solar | FIXED | Roof
SRP17410 | CANADIAN SOLAR | CS6P-235PX | 235 | 6 | 117 | 15 |  | Solar | FIXED | Roof
SRP17410 | CANADIAN SOLAR | CS6P-235PX | 235 | 4 | 205 | 25 |  | Solar | FIXED | Roof
SRP17411 | SUNPOWER | T5-SPR-327 | 327 | 16 | 197 | 22 |  | Solar | FIXED | Roof
SRP17411 | SUNPOWER | T5-SPR-327 | 327 | 24 | 197 | 30 |  | Solar | FIXED | Roof
SRP17416 | SOLARWORLD | SW275 MONO | 275 | 51 | 180 | 0 |  | Solar | FIXED | Roof
SRP17416 | SOLARWORLD | SW275 MONO | 275 | 101 | 180 | 0 |  | Solar | FIXED | Ground
SRP17417 | SUZHOU SHENGLONG PV-TECH | SLSM-230P | 230 | 36 | 134 | 27 |  | Solar | FIXED | Roof
SRP17418 | SUZHOU SHENGLONG PV-TECH | SLSM-230P | 230 | 39 | 136 | 27 |  | Solar | FIXED | Roof
SRP17419 | SUNPOWER | T5-SPR-327 | 327 | 23 | 158 | 35 |  | Solar | FIXED | Roof
SRP17420 | SUZHOU SHENGLONG PV-TECH | SLSM-230P | 230 | 61 | 136 | 27 |  | Solar | FIXED | Roof
SRP17421 | SUZHOU SHENGLONG PV-TECH | SLSM-230P | 230 | 36 | 134 | 27 |  | Solar | FIXED | Roof
SRP17422 | SUZHOU SHENGLONG PV-TECH | SLSM-230P | 230 | 16 | 126 | 27 |  | Solar | FIXED | Roof
SRP17422 | SUZHOU SHENGLONG PV-TECH | SLSM-230P | 230 | 36 | 126 | 27 |  | Solar | FIXED | Roof
SRP17423 | TRINA SOLAR | TSM-240PA05 | 240 | 4 | 171.7 | 32 |  | Solar | FIXED | Roof
SRP17423 | TRINA SOLAR | TSM-240PA05 | 240 | 6 | 261.7 | 20 |  | Solar | FIXED | Roof
SRP17424 | YINGLI ENERGY (CHINA) | YL245P-29B | 245 | 22 | 69 | 30 |  | Solar | FIXED | Roof
SRP17426 | SHARP CORPORATION | ND-224U1F | 235 | 16 | 160 | 31 |  | Solar | FIXED | Roof
SRP17427 | TRINA SOLAR | TSM-245PD05 | 245 | 11 | 208 | 34 |  | Solar | FIXED | Roof
SRP17428 | SUZHOU SHENGLONG PV-TECH | SLSM-230P | 230 | 16 | 133 | 27 |  | Solar | FIXED | Roof
SRP17428 | SUZHOU SHENGLONG PV-TECH | SLSM-230P | 230 | 44 | 223 | 27 |  | Solar | FIXED | Roof
SRP17429 | SUZHOU SHENGLONG PV-TECH | SLSM-230P | 230 | 36 | 136 | 26 |  | Solar | FIXED | Roof
SRP17430 | SUZHOU SHENGLONG PV-TECH | SLSM-230P | 230 | 60 | 136 | 26 |  | Solar | FIXED | Roof
SRP17431 | TRINA SOLAR | TSM-245PD05 | 245 | 21 | 171 | 40 |  | Solar | FIXED | Roof
SRP17431 | TRINA SOLAR | TSM-245PA05 | 245 | 15 | 261 | 28 |  | Solar | FIXED | Roof
SRP17432 | TRINA SOLAR | TSM-245PA05.18 | 245 | 30 | 212 | 30 |  | Solar | FIXED | Roof
SRP17433 | TRINA SOLAR | TSM-245PD05 | 245 | 8 | 95 | 18 |  | Solar | FIXED | Roof
SRP17433 | TRINA SOLAR | TSM-245PD05 | 245 | 16 | 95 | 19 |  | Solar | FIXED | Roof
SRP17433 | TRINA SOLAR | TSM-245PA05 | 245 | 24 | 275 | 19 |  | Solar | FIXED | Roof
SRP17435 | TRINA SOLAR | TSM-245PA05 | 245 | 7 | 181 | 13 |  | Solar | FIXED | Roof
SRP17435 | TRINA SOLAR | TSM-245PA05 | 245 | 22 | 181 | 23 |  | Solar | FIXED | Roof
SRP17436 | REC SCANMODULE | SCM230 | 245 | 30 | 154 | 28 |  | Solar | FIXED | Roof
SRP17438 | TRINA SOLAR | TSM-245PA05.10 | 245 | 7 | 138 | 41 |  | Solar | FIXED | Roof
SRP17438 | TRINA SOLAR | TSM-245PA05.10 | 245 | 48 | 228 | 36 |  | Solar | FIXED | Roof
SRP17439 | TRINA SOLAR | TSM-245PD05 | 245 | 33 | 167 | 29 |  | Solar | FIXED | Roof
SRP17440 | HANWHA SOLARONE (QIDONG) | HSL60M6-HA-0-250T | 250 | 36 | 190 | 30 |  | Solar | FIXED | Roof
SRP17441 | HYUNDAI HEAVY INDUSTRIES | HIS-M245MG | 245 | 6 | 173 | 28 |  | Solar | FIXED | Roof
SRP17441 | HYUNDAI HEAVY INDUSTRIES | HIS-M245MG | 245 | 14 | 173 | 37 |  | Solar | FIXED | Roof
SRP17442 | MOTECH AMERICAS | GEPVP-210-MSB | 245 | 23 | 164 | 23 |  | Solar | FIXED | Roof
SRP17443 | SUNTECH POWER | STP190S-18/UB-1 | 190 | 15 | 202 | 19 |  | Solar | FIXED | Roof
SRP17444 | TRINA SOLAR | TSM-245PA05 | 245 | 20 | 175 | 26 |  | Solar | FIXED | Roof
SRP17445 | TRINA SOLAR | TSM-250PA05 | 250 | 25 | 72 | 25 |  | Solar | FIXED | Roof
SRP17445 | TRINA SOLAR | TSM-250PA05 | 250 | 11 | 162 | 30 |  | Solar | FIXED | Roof
SRP17445 | TRINA SOLAR | TSM-250PA05 | 250 | 11 | 342 | 30 |  | Solar | FIXED | Roof
SRP17446 | SHELL SOLAR INDUSTRIES | SHELL POWERMAX ULTRA 145-PC | 230 | 39 | 227 | 27 |  | Solar | FIXED | Roof
SRP17447 | SUZHOU SHENGLONG PV-TECH | SLSM-185D | 185 | 64 | 226 | 27 |  | Solar | FIXED | Roof
SRP17448 | TRINA SOLAR | TSM-235PA05 | 235 | 14 | 128 | 22 |  | Solar | FIXED | Roof
SRP17449 | TRINA SOLAR | TSM-250PA05A | 250 | 20 | 151 | 38 |  | Solar | FIXED | Roof
SRP17450 | TRINA SOLAR | TSM-245PD05 | 245 | 26 | 197 | 25 |  | Solar | FIXED | Roof
SRP17451 | TRINA SOLAR | TSM-245PA05.18 | 245 | 5 | 128 | 18 |  | Solar | FIXED | Roof
SRP17451 | TRINA SOLAR | TSM-245PD05.18 | 245 | 9 | 218 | 18 |  | Solar | FIXED | Roof
SRP17452 | TRINA SOLAR | TSM-250PA05A | 250 | 20 | 211 | 22 |  | Solar | FIXED | Roof
SRP17453 | TRINA SOLAR | TSM-250PA05A | 250 | 10 | 43 | 20 |  | Solar | FIXED | Roof
SRP17453 | TRINA SOLAR | TSM-250PA05A | 250 | 26 | 223 | 20 |  | Solar | FIXED | Roof
SRP17454 | KYOCERA SOLAR | KD215GX-LPU | 215 | 15 | 231 | 28 |  | Solar | FIXED | Roof
SRP17454 | KYOCERA SOLAR | KD215GX-LPU | 215 | 21 | 232 | 28 |  | Solar | FIXED | Roof
SRP17455 | TRINA SOLAR | TSM-245PA05 | 245 | 27 | 143 | 45 |  | Solar | FIXED | Roof
SRP17456 | SOLARWORLD | SW265 MONO | 265 | 2114 | 180 | 30 |  | Solar | FIXED | Ground
SRP17457 | TRINA SOLAR | TSM-225PA05.05 | 225 | 180 | 98 | 3 |  | Solar | FIXED | Roof
SRP17457 | SHARP | ND-Q240Q2 | 240 | 120 | 278 | 3 |  | Solar | FIXED | Roof
SRP17458 | TRINA SOLAR | TSM-225PA05 | 225 | 120 | 98 | 3 |  | Solar | FIXED | Roof
SRP17458 | TRINA SOLAR | TSM-225PD05 | 225 | 60 | 98 | 3 |  | Solar | FIXED | Roof
SRP17458 | TRINA SOLAR | TSM-225PD05 | 225 | 132 | 98 | 3 |  | Solar | FIXED | Roof
SRP17459 | TRINA SOLAR | TSM-245PA05.18 | 245 | 15 | 94 | 19 |  | Solar | FIXED | Roof
SRP17459 | TRINA SOLAR | TSM-245PA05.18 | 245 | 15 | 184 | 18 |  | Solar | FIXED | Roof
SRP17460 | TRINA SOLAR | TSM-235PD05 | 235 | 24 | 170 | 20 |  | Solar | FIXED | Roof
SRP17460 | TRINA SOLAR | TSM-235PA05 | 235 | 2 | 260 | 20 |  | Solar | FIXED | Roof
SRP17461 | HANWHA SOLARONE (QIDONG) | HSL60P6-PA-0-250TB | 250 | 22 | 160.2 | 20 |  | Solar | FIXED | Roof
SRP17462 | TRINA SOLAR | TSM-250PA05A | 250 | 27 | 108.6 | 20 |  | Solar | FIXED | Roof
SRP17463 | TRINA SOLAR | TSM-250PA05 | 250 | 60 | 180 | 30 |  | Solar | FIXED | Ground
SRP17464 | TRINA SOLAR | TSM-245PA05 | 245 | 30 | 229.7 | 16 |  | Solar | FIXED | Roof
SRP17465 | SUNPOWER | SPR-327NE-WHT-D | 327 | 14 | 220 | 20 |  | Solar | FIXED | Roof
SRP17466 | SUNIVA | OPT260-60-4-100 | 260 | 8 | 41 | 27 |  | Solar | FIXED | Roof
SRP17466 | SUNIVA | OPT260-60-4-100 | 260 | 7 | 227 | 25 |  | Solar | FIXED | Roof
SRP17467 | TRINA SOLAR | TSM-235PA05 | 235 | 28 | 175 | 17 |  | Solar | FIXED | Roof
SRP17468 | TRINA SOLAR | TSM-235PA05 | 235 | 13 | 216 | 36 |  | Solar | FIXED | Roof
SRP17469 | SUZHOU SHENGLONG PV-TECH | SLSM-185D | 190 | 44 | 174 | 27 |  | Solar | FIXED | Roof
SRP17470 | TRINA SOLAR | TSM-235PD05 | 235 | 3 | 120 | 18 |  | Solar | FIXED | Roof
SRP17470 | TRINA SOLAR | TSM-235PA05 | 235 | 19 | 120 | 30 |  | Solar | FIXED | Roof
SRP17472 | TRINA SOLAR | TSM-240PA05.18 | 240 | 9 | 170 | 14 |  | Solar | FIXED | Roof
SRP17472 | TRINA SOLAR | TSM-240PA05.18 | 240 | 12 | 170 | 20 |  | Solar | FIXED | Roof
SRP17473 | TRINA SOLAR | TSM-250PA05 | 250 | 21 | 172.4 | 20 |  | Solar | FIXED | Roof
SRP17474 | TRINA SOLAR | TSM-240PA05.18 | 240 | 12 | 264 | 23 |  | Solar | FIXED | Roof
SRP17478 | TRINA SOLAR | TSM-250PA05 | 250 | 27 | 207.7 | 35 |  | Solar | FIXED | Roof
SRP17479 | TRINA SOLAR | TSM-240PA05 | 240 | 16 | 132 | 22 |  | Solar | FIXED | Roof
SRP17479 | TRINA SOLAR | TSM-240PA05 | 240 | 6 | 222 | 32 |  | Solar | FIXED | Roof
SRP17481 | TRINA SOLAR | TSM-245PA05.10 | 245 | 34 | 124 | 26 |  | Solar | FIXED | Roof
SRP17482 | SUNPOWER | SPR-327NE-WHT-D | 327 | 12 | 144 | 39 |  | Solar | FIXED | Roof
SRP17482 | SUNPOWER | SPR-327NE-WHT-D | 327 | 7 | 234 | 31 |  | Solar | FIXED | Roof
SRP17485 | SUZHOU SHENGLONG PV-TECH | SLSM-230P | 230 | 39 | 136 | 27 |  | Solar | FIXED | Roof
SRP17486 | BEIJING ZHONGKEXIN ELECTRONICS EQUIPMENT | ZKX-265P-24 | 260 | 26 | 162 | 34 |  | Solar | FIXED | Roof
SRP17486 | BEIJING ZHONGKEXIN ELECTRONICS EQUIPMENT | ZKX-265P-24 | 260 | 10 | 252 | 19 |  | Solar | FIXED | Roof
SRP17487 | TRINA SOLAR | TSM-235PD05 | 235 | 15 | 95 | 18 |  | Solar | FIXED | Roof
SRP17487 | TRINA SOLAR | TSM-235PD05 | 235 | 2 | 275 | 18 |  | Solar | FIXED | Roof
SRP17488 | TRINA SOLAR | TSM-245PD05.10 | 245 | 20 | 183 | 26 |  | Solar | FIXED | Roof
SRP17488 | TRINA SOLAR | TSM-245PD05.10 | 245 | 7 | 273 | 36 |  | Solar | FIXED | Roof
SRP17488 | TRINA SOLAR | TSM-245PD05.10 | 245 | 13 | 273 | 36 |  | Solar | FIXED | Roof
SRP17489 | TRINA SOLAR | TSM-245PD05 | 245 | 36 | 142 | 30 |  | Solar | FIXED | Roof
SRP17490 | TRINA SOLAR | TSM-240PA05 | 240 | 16 | 83 | 23 |  | Solar | FIXED | Roof
SRP17490 | TRINA SOLAR | TSM-240PA05 | 240 | 8 | 83 | 26 |  | Solar | FIXED | Roof
SRP17490 | TRINA SOLAR | TSM-240PA05 | 240 | 22 | 263 | 23 |  | Solar | FIXED | Roof
SRP17490 | TRINA SOLAR | TSM-240PA05 | 240 | 4 | 263 | 26 |  | Solar | FIXED | Roof
SRP17491 | TRINA SOLAR | TSM-245PA05.18 | 245 | 30 | 114 | 19 |  | Solar | FIXED | Roof
SRP17491 | TRINA SOLAR | TSM-245PA05.18 | 245 | 24 | 317 | 19 |  | Solar | FIXED | Roof
SRP17495 | HANWHA SOLARONE (QIDONG) | HSL60M6-HA-0-250TW | 250 | 6 | 170 | 15 |  | Solar | FIXED | Roof
SRP17495 | HANWHA SOLARONE (QIDONG) | HSL60M6-HA-0-250T | 250 | 27 | 170 | 20 |  | Solar | FIXED | Roof
SRP17498 | SUNTECH POWER | STP240-20/WD | 240 | 455 | 156 | 5 |  | Solar | FIXED | Roof
SRP17498 | TRINA SOLAR | TSM-280PA14 | 280 | 330 | 156 | 10 |  | Solar | FIXED | Roof
SRP17499 | TRINA SOLAR | TSM-250PA05 | 250 | 22 | 211.9 | 20 |  | Solar | FIXED | Roof
SRP17500 | HANWHA SOLARONE (QIDONG) | HSL60M6-HA-0-250TW | 250 | 15 | 180.8 | 20 |  | Solar | FIXED | Roof
SRP17500 | HANWHA SOLARONE (QIDONG) | HSL60P6-PA-0-250T | 250 | 19 | 270.8 | 20 |  | Solar | FIXED | Roof
SRP17501 | TRINA SOLAR | TSM-250PA05 | 250 | 20 | 140 | 40 |  | Solar | FIXED | Roof
SRP17505 | TRINA SOLAR | TSM-245PA05 | 245 | 2 | 278 | 31 |  | Solar | FIXED | Roof
SRP17505 | TRINA SOLAR | TSM-235PD05 | 245 | 10 | 278 | 45 |  | Solar | FIXED | Roof
SRP17508 | TRINA SOLAR | TSM-245PA05 | 245 | 26 | 100 | 32 |  | Solar | FIXED | Roof
SRP17509 | TRINA SOLAR | TSM-235PA05.18 | 235 | 29 | 158 | 17 |  | Solar | FIXED | Roof
SRP17510 | SOLARWORLD | SW245 MONO | 245 | 14 | 215 | 21 |  | Solar | FIXED | Roof
SRP17510 | SOLARWORLD | SW245 MONO | 245 | 4 | 215 | 40 |  | Solar | FIXED | Roof
SRP17510 | SOLARWORLD | SW245 MONO | 245 | 6 | 215 | 40 |  | Solar | FIXED | Roof
SRP17511 | YINGLI ENERGY (CHINA) | YL245P-29B | 245 | 22 | 88 | 26 |  | Solar | FIXED | Roof
SRP17511 | YINGLI ENERGY (CHINA) | YL245P-29B | 245 | 20 | 268 | 26 |  | Solar | FIXED | Roof
SRP17513 | YINGLI ENERGY (CHINA) | YL245P-29B | 245 | 22 | 224 | 19 |  | Solar | FIXED | Roof
SRP17516 | BEIJING ZHONGKEXIN ELECTRONICS EQUIPMENT | ZKX-265P-24 | 260 | 24 | 211 | 20 |  | Solar | FIXED | Roof
SRP17516 | BEIJING ZHONGKEXIN ELECTRONICS EQUIPMENT | ZKX-265P-24 | 260 | 8 | 211 | 29 |  | Solar | FIXED | Roof
SRP17517 | SUZHOU SHENGLONG PV-TECH | SLSM-185D | 190 | 44 | 174 | 27 |  | Solar | FIXED | Roof
SRP17518 | TRINA SOLAR | TSM-250PA05 | 250 | 22 | 119 | 20 |  | Solar | FIXED | Roof
SRP17518 | TRINA SOLAR | TSM-250PA05 | 250 | 9 | 209 | 20 |  | Solar | FIXED | Roof
SRP17519 | HANWHA SOLARONE (QIDONG) | HSL60M6-HA-0-250T | 250 | 38 | 240 | 30 |  | Solar | FIXED | Roof
SRP17520 | HANWHA SOLARONE (QIDONG) | HSL60M6-HA-0-240T | 250 | 6 | 120.3 | 25 |  | Solar | FIXED | Roof
SRP17520 | HANWHA SOLARONE (QIDONG) | HSL60M6-HA-0-240T | 250 | 7 | 120.3 | 25 |  | Solar | FIXED | Roof
SRP17520 | HANWHA SOLARONE (QIDONG) | HSL60M6-HA-0-240T | 250 | 21 | 210.3 | 25 |  | Solar | FIXED | Roof
SRP17521 | SANYO ELECTRIC | HIP-167BA | 190 | 44 | 174 | 27 |  | Solar | FIXED | Roof
SRP17523 | TRINA SOLAR | TSM-240PA05.10 | 240 | 12 | 165 | 39 |  | Solar | FIXED | Roof
SRP17523 | TRINA SOLAR | TSM-240PA05.10 | 240 | 28 | 255 | 17 |  | Solar | FIXED | Roof
SRP17523 | TRINA SOLAR | TSM-240PA05.10 | 240 | 14 | 255 | 39 |  | Solar | FIXED | Roof
SRP17525 | SUNPOWER | SPR-327NE-WHT-D | 327 | 52 | 156 | 20 |  | Solar | FIXED | Roof
SRP17526 | TRINA SOLAR | TSM-245PA05 | 245 | 23 | 172.7 | 25 |  | Solar | FIXED | Roof
SRP17526 | TRINA SOLAR | TSM-245PA05 | 245 | 33 | 262.7 | 20 |  | Solar | FIXED | Roof
SRP17527 | TRINA SOLAR | TSM-245PA05.10 | 245 | 102 | 194 | 17 |  | Solar | FIXED | Roof
SRP17528 | LG ELECTRONICS SOLAR CELL DIVISION | LG255S1C-G2 | 255 | 15 | 170 | 31 |  | Solar | FIXED | Roof
SRP17528 | LG ELECTRONICS SOLAR CELL DIVISION | LG250S1K-G3 | 255 | 8 | 170 | 36 |  | Solar | FIXED | Roof
SRP17528 | LG ELECTRONICS SOLAR CELL DIVISION | LG255S1C-G2 | 255 | 23 | 260 | 10 |  | Solar | FIXED | Roof
SRP17528 | LG ELECTRONICS SOLAR CELL DIVISION | LG255S1C-G2 | 255 | 3 | 260 | 38 |  | Solar | FIXED | Roof
SRP17529 | TRINA SOLAR | TSM-240PA05 | 240 | 10 | 165 | 40 |  | Solar | FIXED | Roof
SRP17530 | TRINA SOLAR | TSM-240PA05.18 | 240 | 10 | 163 | 35 |  | Solar | FIXED | Roof
SRP17531 | CANADIAN SOLAR | CS6P-245MX | 245 | 30 | 218 | 28 |  | Solar | FIXED | Roof
SRP17533 | CANADIAN SOLAR | CS6P-245P | 245 | 19 | 122 | 12 |  | Solar | FIXED | Roof
SRP17535 | SUNIVA | OPT260-60-4-100 | 260 | 23 | 158 | 35 |  | Solar | FIXED | Roof
SRP17536 | TRINA SOLAR | TSM-235PD05 | 235 | 13 | 60 | 12 |  | Solar | FIXED | Roof
SRP17536 | TRINA SOLAR | TSM-235PD05 | 235 | 18 | 242 | 12 |  | Solar | FIXED | Roof
SRP17537 | TRINA SOLAR | TSM-235PA05 | 235 | 28 | 220 | 24 |  | Solar | FIXED | Roof
SRP17538 | CANADIAN SOLAR | CS6P-245MX | 245 | 11 | 108 | 37 |  | Solar | FIXED | Roof
SRP17538 | CANADIAN SOLAR | CS6P-245MX | 245 | 3 | 198 | 37 |  | Solar | FIXED | Roof
SRP17539 | TRINA SOLAR | TSM-245PA05.18 | 245 | 8 | 80 | 28 |  | Solar | FIXED | Roof
SRP17539 | TRINA SOLAR | TSM-245PA05.18 | 245 | 29 | 260 | 28 |  | Solar | FIXED | Roof
SRP17540 | TRINA SOLAR | TSM-245PA05.10 | 245 | 40 | 93 | 30 |  | Solar | FIXED | Roof
SRP17543 | TRINA SOLAR | TSM-240PA05.18 | 240 | 20 | 175 | 32 |  | Solar | FIXED | Roof
SRP17544 | TRINA SOLAR | TSM-240PA05 | 240 | 5 | 61 | 19 |  | Solar | FIXED | Roof
SRP17544 | TRINA SOLAR | TSM-240PA05 | 240 | 3 | 151 | 18 |  | Solar | FIXED | Roof
SRP17544 | TRINA SOLAR | TSM-240PA05 | 240 | 9 | 241 | 20 |  | Solar | FIXED | Roof
SRP17545 | TRINA SOLAR | TSM-235PA05 | 235 | 12 | 12 | 8 |  | Solar | FIXED | Roof
SRP17545 | TRINA SOLAR | TSM-235PA05 | 235 | 24 | 192 | 21 |  | Solar | FIXED | Roof
SRP17546 | CANADIAN SOLAR | CS6P-235PX | 235 | 24 | 160 | 17 |  | Solar | FIXED | Roof
SRP17546 | CANADIAN SOLAR | CS6P-235PX | 235 | 6 | 250 | 17 |  | Solar | FIXED | Roof
SRP17547 | CANADIAN SOLAR | CS6P-230 | 235 | 8 | 220 | 38 |  | Solar | FIXED | Roof
SRP17549 | TRINA SOLAR | TSM-235PA05 | 235 | 6 | 165 | 27 |  | Solar | FIXED | Roof
SRP17549 | TRINA SOLAR | TSM-235PA05 | 235 | 4 | 260 | 26 |  | Solar | FIXED | Roof
SRP17550 | TRINA SOLAR | TSM-235PA05 | 235 | 33 | 216 | 24 |  | Solar | FIXED | Roof
SRP17551 | TRINA SOLAR | TSM-250PA05 | 250 | 30 | 185.1 | 40 |  | Solar | FIXED | Roof
SRP17552 | TRINA SOLAR | TSM-235PA05 | 235 | 12 | 194 | 14 |  | Solar | FIXED | Roof
SRP17552 | TRINA SOLAR | TSM-235PA05 | 235 | 2 | 196 | 12 |  | Solar | FIXED | Roof
SRP17552 | TRINA SOLAR | TSM-235PA05 | 235 | 2 | 196 | 13 |  | Solar | FIXED | Roof
SRP17553 | HANWHA SOLARONE (QIDONG) | HSL60P6-PA-4-250T | 250 | 30 | 166 | 40 |  | Solar | FIXED | Roof
SRP17554 | CANADIAN SOLAR | CS6P-235PX | 235 | 25 | 154 | 22 |  | Solar | FIXED | Roof
SRP17555 | TRINA SOLAR | TSM-250PD05 | 250 | 17 | 144 | 24 |  | Solar | FIXED | Roof
SRP17555 | TRINA SOLAR | TSM-250PA05A | 250 | 10 | 234 | 34 |  | Solar | FIXED | Roof
SRP17556 | TRINA SOLAR | TSM-250PA05A | 250 | 14 | 109 | 35 |  | Solar | FIXED | Roof
SRP17557 | TRINA SOLAR | TSM-250PA05 | 250 | 52 | 196 | 14 |  | Solar | FIXED | Roof
SRP17559 | CANADIAN SOLAR | CS6P-235PX | 235 | 8 | 122 | 16 |  | Solar | FIXED | Roof
SRP17559 | CANADIAN SOLAR | CS6P-235PX | 235 | 3 | 220 | 30 |  | Solar | FIXED | Roof
SRP17559 | CANADIAN SOLAR | CS6P-235PX | 235 | 3 | 220 | 30 |  | Solar | FIXED | Roof
SRP17559 | CANADIAN SOLAR | CS6P-235PX | 235 | 4 | 310 | 10 |  | Solar | FIXED | Roof
SRP17560 | TRINA SOLAR | TSM-245PD05.10 | 245 | 45 | 217 | 24 |  | Solar | FIXED | Roof
SRP17561 | TRINA SOLAR | TSM-250PA05A | 250 | 11 | 115 | 45 |  | Solar | FIXED | Roof
SRP17561 | TRINA SOLAR | TSM-250PA05A | 250 | 6 | 205 | 35 |  | Solar | FIXED | Roof
SRP17561 | TRINA SOLAR | TSM-250PA05A | 250 | 9 | 205 | 35 |  | Solar | FIXED | Roof
SRP17561 | TRINA SOLAR | TSM-250PA05A | 250 | 9 | 205 | 35 |  | Solar | FIXED | Roof
SRP17562 | SUZHOU SHENGLONG PV-TECH | SLSM-230P | 230 | 44 | 163 | 27 |  | Solar | FIXED | Roof
SRP17563 | TRINA SOLAR | TSM-250PA05A | 250 | 27 | 148 | 18 |  | Solar | FIXED | Roof
SRP17564 | SHENZHEN TOPRAY SOLAR | TPS107S-230W(60) | 230 | 48 | 136 | 26 |  | Solar | FIXED | Roof
SRP17565 | SHENZHEN TOPRAY SOLAR | TPS107S-230W(60) | 230 | 22 | 136 | 27 |  | Solar | FIXED | Roof
SRP17566 | TRINA SOLAR | TSM-250PA05 | 250 | 13 | 121 | 44 |  | Solar | FIXED | Roof
SRP17566 | TRINA SOLAR | TSM-250PA05A | 250 | 10 | 211 | 40 |  | Solar | FIXED | Roof
SRP17568 | TRINA SOLAR | TSM-245PA05.05 | 245 | 19 | 209.2 | 24 |  | Solar | FIXED | Roof
SRP17569 | TRINA SOLAR | TSM-245PA05 | 245 | 25 | 161.6 | 25 |  | Solar | FIXED | Roof
SRP17570 | TRINA SOLAR | TSM-250PA05A | 250 | 82 | 190 | 22 |  | Solar | FIXED | Roof
SRP17571 | TRINA SOLAR | TSM-245PA05.15 | 245 | 45 | 216 | 26 |  | Solar | FIXED | Roof
SRP17572 | TRINA SOLAR | TSM-245PA05.10 | 245 | 5 | 109 | 45 |  | Solar | FIXED | Roof
SRP17572 | TRINA SOLAR | TSM-245PA05 | 245 | 40 | 199 | 25 |  | Solar | FIXED | Roof
SRP17573 | TRINA SOLAR | TSM-245PD05 | 245 | 15 | 139 | 17 |  | Solar | FIXED | Roof
SRP17573 | TRINA SOLAR | TSM-245PD05 | 245 | 9 | 206 | 27 |  | Solar | FIXED | Roof
SRP17574 | SUZHOU SHENGLONG PV-TECH | SLSM-185D | 185 | 44 | 165 | 27 |  | Solar | FIXED | Roof
SRP17575 | SUZHOU SHENGLONG PV-TECH | SLSM-185D | 190 | 44 | 254 | 27 |  | Solar | FIXED | Roof
SRP17576 | SUZHOU SHENGLONG PV-TECH | SLSM-185D | 185 | 30 | 137 | 27 |  | Solar | FIXED | Roof
SRP17577 | SUZHOU SHENGLONG PV-TECH | SLSM-185D | 185 | 60 | 257 | 27 |  | Solar | FIXED | Roof
SRP17578 | SUZHOU SHENGLONG PV-TECH | SLSM-185D | 185 | 44 | 243 | 27 |  | Solar | FIXED | Roof
SRP17580 | TRINA SOLAR | TSM-240PA05 | 240 | 23 | 141 | 32 |  | Solar | FIXED | Roof
SRP17583 | TRINA SOLAR | TSM-250PA05.10 | 250 | 36 | 169 | 34 |  | Solar | FIXED | Roof
SRP17584 | TRINA SOLAR | TSM-250PA05A | 250 | 20 | 155 | 20 |  | Solar | FIXED | Roof
SRP17585 | TRINA SOLAR | TSM-250PA05 | 250 | 16 | 185 | 18 |  | Solar | FIXED | Roof
SRP17586 | TRINA SOLAR | TSM-250PA05A | 250 | 8 | 110 | 31 |  | Solar | FIXED | Roof
SRP17586 | TRINA SOLAR | TSM-250PA05 | 250 | 7 | 110 | 43 |  | Solar | FIXED | Roof
SRP17586 | TRINA SOLAR | TSM-250PA05 | 250 | 15 | 290 | 31 |  | Solar | FIXED | Roof
SRP17587 | TRINA SOLAR | TSM-245PD05 | 245 | 16 | 120 | 23 |  | Solar | FIXED | Roof
SRP17588 | TRINA SOLAR | TSM-245PD05 | 245 | 6 | 130 | 36 |  | Solar | FIXED | Roof
SRP17588 | TRINA SOLAR | TSM-245PD05 | 245 | 24 | 220 | 36 |  | Solar | FIXED | Roof
SRP17589 | TRINA SOLAR | TSM-245PA05 | 245 | 32 | 120 | 24 |  | Solar | FIXED | Roof
SRP17590 | TRINA SOLAR | TSM-245PD05 | 245 | 34 | 190 | 25 |  | Solar | FIXED | Roof
SRP17591 | TRINA SOLAR | TSM-245PD05 | 245 | 31 | 221 | 30 |  | Solar | FIXED | Roof
SRP17591 | TRINA SOLAR | TSM-245PD05 | 245 | 20 | 221 | 42 |  | Solar | FIXED | Roof
SRP17592 | TRINA SOLAR | TSM-245PD05 | 245 | 34 | 176 | 29 |  | Solar | FIXED | Roof
SRP17593 | TRINA SOLAR | TSM-245PA05 | 245 | 34 | 200 | 20 |  | Solar | FIXED | Roof
SRP17594 | TRINA SOLAR | TSM-245PD05 | 245 | 23 | 206 | 34 |  | Solar | FIXED | Roof
SRP17595 | SUNPOWER | T5-SPR-327 | 327 | 42 | 221 | 21 |  | Solar | FIXED | Roof
SRP17596 | SUNPOWER | SPR-305-WHT-U | 327 | 30 | 95 | 36 |  | Solar | FIXED | Roof
SRP17596 | SUNPOWER | T5-SPR-327 | 327 | 39 | 275 | 36 |  | Solar | FIXED | Roof
SRP17597 | SUNPOWER | T5-SPR-327 | 327 | 12 | 95 | 38 |  | Solar | FIXED | Roof
SRP17597 | SUNPOWER | T5-SPR-327 | 327 | 6 | 185 | 30 |  | Solar | FIXED | Roof
SRP17598 | SOLARWORLD | SW240 MONO | 240 | 25 | 197.5 | 20 |  | Solar | FIXED | Roof
SRP17599 | TRINA SOLAR | TSM-240PD05 | 240 | 22 | 250 | 25 |  | Solar | FIXED | Roof
SRP17600 | TRINA SOLAR | TSM-245PA05.10 | 245 | 4 | 126 | 22 |  | Solar | FIXED | Roof
SRP17600 | TRINA SOLAR | TSM-245PA05.10 | 245 | 14 | 130 | 25 |  | Solar | FIXED | Roof
SRP17600 | TRINA SOLAR | TSM-240PA05.10 | 245 | 12 | 216 | 10 |  | Solar | FIXED | Roof
SRP17600 | TRINA SOLAR | TSM-245PA05.10 | 245 | 17 | 216 | 25 |  | Solar | FIXED | Roof
SRP17602 | SHARP | ND-Q235F4 | 235 | 52 | 255 | 19 |  | Solar | FIXED | Roof
SRP17603 | TRINA SOLAR | TSM-290PA14A | 290 | 12 | 148 | 14 |  | Solar | FIXED | Roof
SRP17603 | TRINA SOLAR | TSM-290PA14 | 290 | 18 | 148 | 22 |  | Solar | FIXED | Roof
SRP17604 | TRINA SOLAR | TSM-245PA05.08 | 245 | 30 | 203.5 | 25 |  | Solar | FIXED | Roof
SRP17606 | SUNIVA | OPT260-60-4-1B0 | 260 | 4 | 110 | 27 |  | Solar | FIXED | Roof
SRP17606 | SUNIVA | OPT260-60-4-1B0 | 260 | 16 | 200 | 27 |  | Solar | FIXED | Roof
SRP17607 | SUNPOWER | SPR-327NE-WHT-D | 327 | 6 | 161 | 11 |  | Solar | FIXED | Roof
SRP17607 | SUNPOWER | SPR-327NE-WHT-D | 327 | 7 | 161 | 40 |  | Solar | FIXED | Roof
SRP17607 | SUNPOWER | SPR-327NE-WHT-D | 327 | 7 | 251 | 27 |  | Solar | FIXED | Roof
SRP17607 | SUNPOWER | SPR-327NE-WHT-D | 327 | 6 | 341 | 11 |  | Solar | FIXED | Roof
SRP17608 | SUNPOWER | SPR-230-WHT-U | 230 | 20 | 95 | 30 |  | Solar | FIXED | Roof
SRP17608 | SUNPOWER | SPR-230-WHT-U | 230 | 24 | 185 | 25 |  | Solar | FIXED | Roof
SRP17608 | SUNPOWER | SPR-230-WHT-U | 230 | 30 | 275 | 30 |  | Solar | FIXED | Roof
SRP17609 | MOTECH AMERICAS | IM60C3-245-XXXXXX | 245 | 5 | 124.8 | 30 |  | Solar | FIXED | Roof
SRP17609 | MOTECH AMERICAS | IM60C3-245-XXXXXX | 245 | 20 | 124.8 | 90 |  | Solar | FIXED | Roof
SRP17609 | MOTECH AMERICAS | IM60C3-245-XXXXXX | 245 | 17 | 214.8 | 35 |  | Solar | FIXED | Roof
SRP17609 | MOTECH AMERICAS | IM60C3-245-XXXXXX | 245 | 5 | 304 | 30 |  | Solar | FIXED | Roof
SRP17609 | MOTECH AMERICAS | IM60C3-245-XXXXXX | 245 | 15 | 304.8 | 90 |  | Solar | FIXED | Roof
SRP17611 | TRINA SOLAR | TSM-235PD05 | 235 | 9 | 123 | 34 |  | Solar | FIXED | Roof
SRP17611 | TRINA SOLAR | TSM-235PA05 | 235 | 2 | 214 | 23 |  | Solar | FIXED | Roof
SRP17612 | SUNPOWER | SPR-327NE-WHT-D | 327 | 10 | 217 | 23 |  | Solar | FIXED | Roof
SRP17612 | SUNPOWER | SPR-327NE-WHT-D | 327 | 18 | 217 | 23 |  | Solar | FIXED | Roof
SRP17613 | TRINA SOLAR | TSM-250PA05 | 250 | 56 | 180 | 30 |  | Solar | FIXED | Ground
SRP17615 | HANWHA SOLARONE (QIDONG) | HSL60M6-HA-0-250TW | 250 | 15 | 177.8 | 15 |  | Solar | FIXED | Roof
SRP17615 | HANWHA SOLARONE (QIDONG) | HSL60M6-HA-0-250TW | 250 | 6 | 177.8 | 20 |  | Solar | FIXED | Roof
SRP17616 | TRINA SOLAR | TSM-240DA05 | 240 | 22 | 210 | 40 |  | Solar | FIXED | Roof
SRP17617 | TRINA SOLAR | TSM-250PA05 | 250 | 17 | 104 | 40 |  | Solar | FIXED | Roof
SRP17617 | TRINA SOLAR | TSM-250PA05A | 250 | 20 | 194 | 38 |  | Solar | FIXED | Roof
SRP17618 | TRINA SOLAR | TSM-245PA05.10 | 245 | 20 | 148 | 20 |  | Solar | FIXED | Roof
SRP17618 | TRINA SOLAR | TSM-245PA05 | 245 | 35 | 238 | 20 |  | Solar | FIXED | Roof
SRP17620 | TRINA SOLAR | TSM-245PA05.18 | 245 | 5 | 122 | 20 |  | Solar | FIXED | Roof
SRP17620 | TRINA SOLAR | TSM-245PA05.18 | 245 | 20 | 214 | 6 |  | Solar | FIXED | Roof
SRP17620 | TRINA SOLAR | TSM-245PA05.18 | 245 | 9 | 214 | 20 |  | Solar | FIXED | Roof
SRP17626 | HANWHA SOLARONE (QIDONG) | HSL60P6-PA-0-250TB | 250 | 20 | 101 | 40 |  | Solar | FIXED | Roof
SRP17626 | HANWHA SOLARONE (QIDONG) | HSL60P6-PA-0-250TB | 250 | 34 | 281 | 40 |  | Solar | FIXED | Roof
SRP17627 | HANWHA SOLARONE (QIDONG) | HSL60M6-HA-0-250T | 250 | 32 | 110 | 20 |  | Solar | FIXED | Roof
SRP17628 | LG ELECTRONICS SOLAR CELL DIVISION | LG245S1C-G3 | 245 | 35 | 122 | 20 |  | Solar | FIXED | Roof
SRP17629 | REC SOLAR | REC250PE | 250 | 12 | 70 | 29 |  | Solar | FIXED | Roof
SRP17629 | REC SOLAR | REC250PE | 250 | 12 | 70 | 29 |  | Solar | FIXED | Roof
SRP17629 | REC SOLAR | REC250PE | 250 | 8 | 250 | 29 |  | Solar | FIXED | Roof
SRP17629 | REC SOLAR | REC250PE | 250 | 8 | 250 | 29 |  | Solar | FIXED | Roof
SRP17630 | YINGLI ENERGY (CHINA) | YL295P-35B | 295 | 25410 | 180 | 25 |  | Solar | FIXED | Ground
SRP17630 | YINGLI ENERGY (CHINA) | YL295P-35B | 300 | 18860 | 180 | 25 |  | Solar | FIXED | Roof
SRP17631 | TRINA SOLAR | TSM-245PA05.18 | 245 | 24 | 248 | 7 |  | Solar | FIXED | Roof
SRP17631 | TRINA SOLAR | TSM-245PA05.18 | 245 | 19 | 248 | 16 |  | Solar | FIXED | Roof
SRP17632 | TRINA SOLAR | TSM-240DA05 | 240 | 12 | 134 | 19 |  | Solar | FIXED | Roof
SRP17632 | TRINA SOLAR | TSM-240DA05 | 240 | 13 | 224 | 19 |  | Solar | FIXED | Roof
SRP17634 | TRINA SOLAR | TSM-245PA05 | 245 | 30 | 249 | 27 |  | Solar | FIXED | Roof
SRP17634 | TRINA SOLAR | TSM-245PA05.18 | 245 | 18 | 255 | 21 |  | Solar | FIXED | Roof
SRP17635 | SUZHOU SHENGLONG PV-TECH | SLSM-185D | 185 | 44 | 245 | 27 |  | Solar | FIXED | Roof
SRP17636 | SUNPOWER | PL-AP-120L | 327 | 26 | 192 | 18 |  | Solar | FIXED | Roof
SRP17637 | TRINA SOLAR | TSM-290PD14 | 290 | 1496 | 179 | 30 |  | Solar | FIXED | Ground
SRP17638 | TRINA SOLAR | TSM-295PA14 | 295 | 198 | 82 | 5 |  | Solar | FIXED | Roof
SRP17638 | TRINA SOLAR | TSM-295PA14 | 295 | 176 | 262 | 5 |  | Solar | FIXED | Roof
SRP17639 | HANWHA SOLARONE (QIDONG) | HSL60M6-HA-0-250T | 250 | 27 | 111.4 | 45 |  | Solar | FIXED | Roof
SRP17640 | HANWHA SOLARONE (QIDONG) | HSL60M6-HA-0-250T | 250 | 48 | 125.1 | 32 |  | Solar | FIXED | Roof
SRP17641 | SUNPOWER | T5-SPR-327 | 327 | 8 | 132 | 32 |  | Solar | FIXED | Roof
SRP17641 | SUNPOWER | T5-SPR-327 | 327 | 16 | 132 | 46 |  | Solar | FIXED | Roof
SRP17642 | HANWHA SOLARONE (QIDONG) | HSL60M6-HA-0-250TW | 250 | 26 | 80.9 | 10 |  | Solar | FIXED | Roof
SRP17643 | TRINA SOLAR | TSM-235PA05 | 235 | 6 | 117 | 21 |  | Solar | FIXED | Roof
SRP17643 | TRINA SOLAR | TSM-235PA05 | 235 | 19 | 117 | 30 |  | Solar | FIXED | Roof
SRP17644 | HANWHA SOLARONE (QIDONG) | HSL60M6-HA-0-250T | 250 | 23 | 188.1 | 40 |  | Solar | FIXED | Roof
SRP17645 | SUNPOWER | SPR-327NE-WHT-D | 327 | 7 | 140 | 32 |  | Solar | FIXED | Roof
SRP17645 | SUNPOWER | SPR-327NE-WHT-D | 327 | 21 | 140 | 36 |  | Solar | FIXED | Roof
SRP17647 | REC SOLAR | REC235PE-US | 235 | 1064 | 180 | 10 |  | Solar | FIXED | Roof
SRP17648 | TRINA SOLAR | TSM-240PA05.18 | 240 | 19 | 218 | 23 |  | Solar | FIXED | Roof
SRP17650 | TRINA SOLAR | TSM-235PD05 | 235 | 16 | 165 | 12 |  | Solar | FIXED | Roof
SRP17650 | TRINA SOLAR | TSM-235PA05 | 235 | 6 | 165 | 39 |  | Solar | FIXED | Roof
SRP17652 | MOTECH AMERICAS | IM60C3-245-XXXXXX | 245 | 45 | 178 | 20 |  | Solar | FIXED | Roof
SRP17652 | MOTECH AMERICAS | IM60C3-255-XXXXXX | 255 | 39 | 180 | 0 |  | Solar | FIXED | Roof
SRP17653 | SUNPOWER | SPR-240E-WHT-U-ACPV | 240 | 16 | 123 | 40 |  | Solar | FIXED | Roof
SRP17653 | SUNPOWER | SPR-240E-WHT-U-ACPV | 240 | 12 | 213 | 21 |  | Solar | FIXED | Roof
SRP17653 | SUNPOWER | SPR-240E-WHT-U-ACPV | 240 | 12 | 213 | 35 |  | Solar | FIXED | Roof
SRP17655 | TRINA SOLAR | TSM-240PA05.10 | 240 | 24 | 134 | 16 |  | Solar | FIXED | Roof
SRP17655 | TRINA SOLAR | TSM-240PA05.10 | 240 | 9 | 224 | 17 |  | Solar | FIXED | Roof
SRP17656 | TRINA SOLAR | TSM-250PA05A | 250 | 9 | 137 | 21 |  | Solar | FIXED | Roof
SRP17656 | TRINA SOLAR | TSM-250PD05 | 250 | 10 | 227 | 21 |  | Solar | FIXED | Roof
SRP17657 | HANWHA SOLARONE (QIDONG) | HSL60M6-HA-0-250T | 250 | 22 | 160.4 | 25 |  | Solar | FIXED | Roof
SRP17657 | HANWHA SOLARONE (QIDONG) | HSL60M6-HA-0-250T | 250 | 11 | 250.4 | 20 |  | Solar | FIXED | Roof
SRP17659 | TRINA SOLAR | TSM-240PA05 | 240 | 30 | 148 | 25 |  | Solar | FIXED | Roof
SRP17660 | TRINA SOLAR | TSM-250PA05A | 250 | 11 | 100 | 19 |  | Solar | FIXED | Roof
SRP17660 | TRINA SOLAR | TSM-250PA05A | 250 | 13 | 188 | 24 |  | Solar | FIXED | Roof
SRP17661 | TRINA SOLAR | TSM-240DA05 | 240 | 22 | 187 | 22 |  | Solar | FIXED | Roof
SRP17662 | LG ELECTRONICS SOLAR CELL DIVISION | LG255S1C-G2 | 255 | 21 | 107 | 20 |  | Solar | FIXED | Roof
SRP17663 | TRINA SOLAR | TSM-250PA05 | 250 | 36 | 120.1 | 32 |  | Solar | FIXED | Roof
SRP17664 | CONERGY | CONERGY PH 250P | 250 | 56 | 170 | 30 |  | Solar | FIXED | Ground
SRP17666 | SUNPOWER | T5-SPR-327 | 327 | 16 | 90 | 25 |  | Solar | FIXED | Roof
SRP17666 | SUNPOWER | T5-SPR-327 | 327 | 42 | 270 | 25 |  | Solar | FIXED | Roof
SRP17671 | HANWHA SOLARONE (QIDONG) | HSL60P6-PA-4-250TB | 250 | 10 | 272.1 | 25 |  | Solar | FIXED | Roof
SRP17671 | HANWHA SOLARONE (QIDONG) | HSL60P6-PA-0-250TB | 250 | 21 | 272.1 | 38 |  | Solar | FIXED | Roof
SRP17672 | TRINA SOLAR | TSM-250PA05 | 250 | 14 | 176 | 40 |  | Solar | FIXED | Roof
SRP17673 | HANWHA SOLARONE (QIDONG) | HSL60M6-HA-0-250TW | 250 | 10 | 130.6 | 25 |  | Solar | FIXED | Roof
SRP17673 | HANWHA SOLARONE (QIDONG) | HSL60M6-HA-0-250T | 250 | 24 | 220.6 | 25 |  | Solar | FIXED | Roof
SRP17674 | TRINA SOLAR | TSM-250PA05 | 250 | 22 | 117 | 36 |  | Solar | FIXED | Roof
SRP17674 | TRINA SOLAR | TSM-250PA05A | 250 | 9 | 208 | 34 |  | Solar | FIXED | Roof
SRP17677 | CONERGY | CONERGY PM 250P | 250 | 33 | 268 | 18 |  | Solar | FIXED | Roof
SRP17678 | SUNTECH POWER | STP190S-18/UB-1 | 190 | 9 | 120 | 31 |  | Solar | FIXED | Roof
SRP17678 | SUNTECH POWER | STP190S-18/UB-1 | 190 | 9 | 210 | 31 |  | Solar | FIXED | Roof
SRP17679 | LIGHT WAY GREEN NEW ENERGY | LW240(29)P1650X990 | 240 | 434 | 110 | 5 |  | Solar | FIXED | Roof
SRP17679 | LIGHT WAY GREEN NEW ENERGY | LW240(29)P1650X990 | 240 | 546 | 290 | 5 |  | Solar | FIXED | Roof
SRP17680 | TRINA SOLAR | TSM-250PA05 | 250 | 6 | 221 | 22 |  | Solar | FIXED | Roof
SRP17680 | TRINA SOLAR | TSM-250PD05 | 250 | 18 | 221 | 22 |  | Solar | FIXED | Roof
SRP17681 | TRINA SOLAR | TSM-235PA05 | 235 | 11 | 170.3 | 28 |  | Solar | FIXED | Roof
SRP17681 | TRINA SOLAR | TSM-235PA05 | 235 | 27 | 260.3 | 30 |  | Solar | FIXED | Roof
SRP17683 | TRINA SOLAR | TSM-250PD05 | 250 | 11 | 191 | 45 |  | Solar | FIXED | Roof
SRP17684 | TRINA SOLAR | TSM-240PD05 | 240 | 22 | 150 | 15 |  | Solar | FIXED | Roof
SRP17685 | TRINA SOLAR | TSM-250PA05A | 250 | 14 | 145 | 23 |  | Solar | FIXED | Roof
SRP17686 | REC SOLAR | REC250PE | 250 | 27 | 110 | 23 |  | Solar | FIXED | Roof
SRP17686 | REC SOLAR | REC250PE | 250 | 7 | 200 | 35 |  | Solar | FIXED | Roof
SRP17686 | REC SOLAR | REC250PE | 250 | 8 | 290 | 23 |  | Solar | FIXED | Roof
SRP17687 | TRINA SOLAR | TSM-250PD05 | 250 | 13 | 182 | 5 |  | Solar | FIXED | Roof
SRP17687 | TRINA SOLAR | TSM-250PD05 | 250 | 20 | 183 | 19 |  | Solar | FIXED | Roof
SRP17688 | TRINA SOLAR | TSM-245PA05.10 | 245 | 44 | 204 | 15 |  | Solar | FIXED | Roof
SRP17689 | CANADIAN SOLAR | CS6P-250P | 250 | 40 | 180 | 40 |  | Solar | FIXED | Roof
SRP17690 | TRINA SOLAR | TSM-245PD05 | 245 | 18 | 260 | 29 |  | Solar | FIXED | Roof
SRP17691 | TRINA SOLAR | TSM-250PA05 | 250 | 15 | 84 | 16 |  | Solar | FIXED | Roof
SRP17691 | TRINA SOLAR | TSM-250PA05A | 250 | 15 | 174 | 16 |  | Solar | FIXED | Roof
SRP17693 | YINGLI ENERGY (CHINA) | YL245P-29B | 245 | 33 | 172 | 27 |  | Solar | FIXED | Roof
SRP17694 | SUNPOWER | T5-SPR-327 | 327 | 42 | 192 | 24 |  | Solar | FIXED | Roof
SRP17695 | SUZHOU SHENGLONG PV-TECH | SLSM-185D | 185 | 20 | 159 | 27 |  | Solar | FIXED | Roof
SRP17695 | SUZHOU SHENGLONG PV-TECH | SLSM-185D | 185 | 60 | 249 | 27 |  | Solar | FIXED | Roof
SRP17696 | TRINA SOLAR | TSM-250PD05 | 250 | 22 | 134 | 21 |  | Solar | FIXED | Roof
SRP17697 | TRINA SOLAR | TSM-250PA05 | 250 | 20 | 225 | 33 |  | Solar | FIXED | Roof
SRP17698 | KYOCERA SOLAR | KD215GX-LPU | 215 | 28 | 240 | 33 |  | Solar | FIXED | Roof
SRP17699 | TRINA SOLAR | TSM-250PA05 | 250 | 20 | 168 | 23 |  | Solar | FIXED | Roof
SRP17700 | TRINA SOLAR | TSM-250PA05A | 250 | 11 | 137 | 19 |  | Solar | FIXED | Roof
SRP17701 | TRINA SOLAR | TSM-250PA05A | 250 | 14 | 161 | 18 |  | Solar | FIXED | Roof
SRP17701 | TRINA SOLAR | TSM-250PA05A | 250 | 14 | 161 | 20 |  | Solar | FIXED | Roof
SRP17702 | TRINA SOLAR | TSM-250PA05 | 250 | 34 | 188 | 18 |  | Solar | FIXED | Roof
SRP17703 | TRINA SOLAR | TSM-245PA05 | 245 | 20 | 120 | 20 |  | Solar | FIXED | Roof
SRP17703 | TRINA SOLAR | TSM-245PA05 | 245 | 12 | 210 | 10 |  | Solar | FIXED | Roof
SRP17703 | TRINA SOLAR | TSM-245PA05 | 245 | 24 | 210 | 35 |  | Solar | FIXED | Roof
SRP17704 | TRINA SOLAR | TSM-250PA05 | 250 | 24 | 180 | 33 |  | Solar | FIXED | Roof
SRP17705 | HANWHA SOLARONE (QIDONG) | HSL60M6-HA-0-250T | 250 | 50 | 200 | 20 |  | Solar | FIXED | Roof
SRP17706 | TRINA SOLAR | TSM-250PA05A | 250 | 44 | 250 | 23 |  | Solar | FIXED | Roof
SRP17707 | TRINA SOLAR | TSM-250PD05 | 250 | 7 | 133 | 7 |  | Solar | FIXED | Roof
SRP17707 | TRINA SOLAR | TSM-250PD05 | 250 | 17 | 133 | 7 |  | Solar | FIXED | Roof
SRP17708 | MOTECH AMERICAS | XS60C3-250-XXXXXX | 250 | 35 | 250 | 19 |  | Solar | FIXED | Roof
SRP17709 | TRINA SOLAR | TSM-255PD05.10 | 255 | 22 | 225 | 20 |  | Solar | FIXED | Roof
SRP17710 | HANWHA SOLARONE (QIDONG) | HSL60M6-HA-0-250TW | 250 | 40 | 180 | 30 |  | Solar | FIXED | Ground
SRP17711 | SUNIVA | OPT260-60-4-1B0 | 260 | 29 | 108 | 25 |  | Solar | FIXED | Roof
SRP17711 | SUNIVA | OPT260-60-4-1B0 | 260 | 19 | 212 | 20 |  | Solar | FIXED | Roof
SRP17713 | TRINA SOLAR | TSM-245PA05 | 245 | 28 | 215 | 18 |  | Solar | FIXED | Roof
SRP17714 | TRINA SOLAR | TSM-235PA05 | 235 | 11 | 130 | 19 |  | Solar | FIXED | Roof
SRP17716 | TRINA SOLAR | TSM-235PA05 | 235 | 6 | 180 | 28 |  | Solar | FIXED | Roof
SRP17716 | TRINA SOLAR | TSM-235PA05 | 235 | 2 | 270 | 19 |  | Solar | FIXED | Roof
SRP17717 | TRINA SOLAR | TSM-245PA05.18 | 245 | 7 | 170 | 13 |  | Solar | FIXED | Roof
SRP17717 | TRINA SOLAR | TSM-245PA05.18 | 245 | 29 | 170 | 23 |  | Solar | FIXED | Roof
SRP17718 | TRINA SOLAR | TSM-240PA05 | 240 | 31 | 244 | 17 |  | Solar | FIXED | Roof
SRP17720 | TRINA SOLAR | TSM-250PA05A.18 | 250 | 9 | 120 | 45 |  | Solar | FIXED | Roof
SRP17720 | TRINA SOLAR | TSM-250PA05.15 | 250 | 17 | 207 | 34 |  | Solar | FIXED | Roof
SRP17721 | TRINA SOLAR | TSM-235PA05 | 235 | 6 | 220 | 10 |  | Solar | FIXED | Roof
SRP17721 | TRINA SOLAR | TSM-235PA05 | 235 | 5 | 220 | 40 |  | Solar | FIXED | Roof
SRP17723 | TRINA SOLAR | TSM-235PD05 | 235 | 20 | 217 | 35 |  | Solar | FIXED | Roof
SRP17724 | TRINA SOLAR | TSM-240PA05.10 | 240 | 14 | 121 | 30 |  | Solar | FIXED | Roof
SRP17724 | TRINA SOLAR | TSM-240DA05 | 240 | 24 | 209 | 31 |  | Solar | FIXED | Roof
SRP17724 | TRINA SOLAR | TSM-240PD05.10 | 240 | 32 | 209 | 34 |  | Solar | FIXED | Roof
SRP17725 | TRINA SOLAR | TSM-245PA05 | 245 | 24 | 157 | 25 |  | Solar | FIXED | Roof
SRP17726 | SUNIVA | OPT260-60-4-100 | 260 | 40 | 160 | 30 |  | Solar | FIXED | Ground
SRP17727 | TRINA SOLAR | TSM-235PA05 | 235 | 10 | 182 | 27 |  | Solar | FIXED | Roof
SRP17728 | HANWHA SOLARONE (QIDONG) | HSL60M6-HA-0-250TW | 250 | 30 | 122.2 | 23 |  | Solar | FIXED | Roof
SRP17729 | TRINA SOLAR | TSM-235PA05.18 | 235 | 17 | 126 | 37 |  | Solar | FIXED | Roof
SRP17731 | TRINA SOLAR | TSM-235PD05 | 235 | 7 | 138 | 20 |  | Solar | FIXED | Roof
SRP17731 | TRINA SOLAR | TSM-235PA05 | 235 | 15 | 228 | 20 |  | Solar | FIXED | Roof
SRP17732 | TRINA SOLAR | TSM-240PA05 | 240 | 25 | 172 | 21 |  | Solar | FIXED | Roof
SRP17733 | TRINA SOLAR | TSM-250PD05 | 250 | 24 | 196 | 27 |  | Solar | FIXED | Roof
SRP17734 | SUNTECH POWER | STP250-20/WD | 250 | 18 | 129 | 19 |  | Solar | FIXED | Roof
SRP17735 | SOLARWORLD | SW250 MONO BLACK | 250 | 38 | 108 | 22 |  | Solar | FIXED | Roof
SRP17735 | SOLARWORLD | SW250 MONO BLACK | 250 | 4 | 198 | 17 |  | Solar | FIXED | Roof
SRP17735 | SOLARWORLD | SW250 MONO BLACK | 250 | 14 | 288 | 22 |  | Solar | FIXED | Roof
SRP17736 | TRINA SOLAR | TSM-245PD05.10 | 245 | 12 | 140 | 22 |  | Solar | FIXED | Roof
SRP17736 | TRINA SOLAR | TSM-245PD05.10 | 245 | 30 | 230 | 22 |  | Solar | FIXED | Roof
SRP17737 | TRINA SOLAR | TSM-245PA05 | 245 | 39 | 119 | 22 |  | Solar | FIXED | Roof
SRP17738 | TRINA SOLAR | TSM-245PA05.10 | 245 | 6 | 155 | 20 |  | Solar | FIXED | Roof
SRP17738 | TRINA SOLAR | TSM-245PA05 | 245 | 13 | 155 | 25 |  | Solar | FIXED | Roof
SRP17738 | TRINA SOLAR | TSM-245PA05 | 245 | 12 | 245 | 20 |  | Solar | FIXED | Roof
SRP17739 | TRINA SOLAR | TSM-245PA05.10 | 245 | 32 | 172 | 11 |  | Solar | FIXED | Roof
SRP17740 | TRINA SOLAR | TSM-245PA05.10 | 245 | 8 | 168 | 22 |  | Solar | FIXED | Roof
SRP17740 | TRINA SOLAR | TSM-245PA05.10 | 245 | 38 | 258 | 22 |  | Solar | FIXED | Roof
SRP17741 | TRINA SOLAR | TSM-245PA05.10 | 245 | 43 | 112 | 30 |  | Solar | FIXED | Roof
SRP17742 | TRINA SOLAR | TSM-245PA05.10 | 245 | 40 | 170 | 25 |  | Solar | FIXED | Roof
SRP17743 | TRINA SOLAR | TSM-245PA05.10 | 245 | 41 | 159 | 15 |  | Solar | FIXED | Roof
SRP17744 | TRINA SOLAR | TSM-245PA05.10 | 245 | 26 | 213 | 25 |  | Solar | FIXED | Roof
SRP17745 | TRINA SOLAR | TSM-245PA05 | 245 | 8 | 171 | 20 |  | Solar | FIXED | Roof
SRP17745 | TRINA SOLAR | TSM-245PD05 | 245 | 12 | 171 | 20 |  | Solar | FIXED | Roof
SRP17745 | TRINA SOLAR | TSM-245PA05 | 245 | 18 | 260 | 20 |  | Solar | FIXED | Roof
SRP17746 | TRINA SOLAR | TSM-250PD05 | 250 | 30 | 149 | 18 |  | Solar | FIXED | Roof
SRP17748 | SCHOTT SOLAR | ASE-100-ATF/17-34 | 220 | 238 | 180 | 20 |  | Solar | FIXED | Roof
SRP17749 | SCHOTT SOLAR | POLY 220 | 220 | 140 | 180 | 20 |  | Solar | FIXED | Roof
SRP17750 | SCHOTT SOLAR | POLY 220 | 220 | 308 | 180 | 20 |  | Solar | FIXED | Roof
SRP17751 | SCHOTT SOLAR | PERFORM POLY 220 | 220 | 140 | 180 | 20 |  | Solar | FIXED | Ground
SRP17752 | TRINA SOLAR | TSM-245PA05.10 | 245 | 23 | 158 | 27 |  | Solar | FIXED | Roof
SRP17752 | TRINA SOLAR | TSM-245PA05.10 | 245 | 9 | 248 | 45 |  | Solar | FIXED | Roof
SRP17753 | TRINA SOLAR | TSM-245PD05 | 245 | 9 | 160.7 | 17 |  | Solar | FIXED | Roof
SRP17753 | TRINA SOLAR | TSM-245PD05 | 245 | 30 | 251 | 17 |  | Solar | FIXED | Roof
SRP17754 | TRINA SOLAR | TSM-245PD05 | 245 | 42 | 152 | 22 |  | Solar | FIXED | Roof
SRP17755 | TRINA SOLAR | TSM-245PA05 | 245 | 17 | 170.9 | 35 |  | Solar | FIXED | Roof
SRP17756 | TRINA SOLAR | TSM-245PA05 | 245 | 30 | 192 | 10 |  | Solar | FIXED | Roof
SRP17758 | SUNTECH POWER | STP255-20/WD | 255 | 6 | 114.4 | 30 |  | Solar | FIXED | Roof
SRP17758 | SUNTECH POWER | STP210S-18/UB-1 | 255 | 22 | 204.4 | 30 |  | Solar | FIXED | Roof
SRP17760 | BP SOLAR | BP175 B | 260 | 26 | 100 | 27 |  | Solar | FIXED | Roof
SRP17760 | BP SOLAR | BP175 B | 260 | 16 | 280 | 27 |  | Solar | FIXED | Roof
SRP17761 | TRINA SOLAR | TSM-245PD05 | 245 | 39 | 224 | 34 |  | Solar | FIXED | Roof
SRP17762 | REC SOLAR | REC250PE | 250 | 24 | 70 | 17 |  | Solar | FIXED | Roof
SRP17762 | REC SOLAR | REC250PE-US (BLK) | 250 | 22 | 250 | 17 |  | Solar | FIXED | Roof
SRP17763 | YINGLI ENERGY (CHINA) | YL245P-29B | 245 | 28 | 151 | 27 |  | Solar | FIXED | Roof
SRP17764 | TRINA SOLAR | TSM-245PD05 | 245 | 20 | 121 | 45 |  | Solar | FIXED | Roof
SRP17764 | TRINA SOLAR | TSM-245PA05 | 245 | 14 | 211 | 33 |  | Solar | FIXED | Roof
SRP17765 | TRINA SOLAR | TSM-245PA05.10 | 245 | 26 | 213 | 17 |  | Solar | FIXED | Roof
SRP17766 | TRINA SOLAR | TSM-250PA05A | 250 | 45 | 198 | 21 |  | Solar | FIXED | Roof
SRP17768 | HANWHA SOLARONE (QIDONG) | HSL60M6-HA-0-240T | 250 | 4 | 203.5 | 40 |  | Solar | FIXED | Roof
SRP17770 | HANWHA SOLARONE (QIDONG) | HSL60M6-HA-0-250TW | 250 | 26 | 203.5 | 40 |  | Solar | FIXED | Roof
SRP17772 | HANWHA SOLARONE (QIDONG) | HSL60M6-HA-0-240T | 250 | 7 | 203.5 | 40 |  | Solar | FIXED | Roof
SRP17773 | TRINA SOLAR | TSM-245PD05.18 | 245 | 18 | 203 | 21 |  | Solar | FIXED | Roof
SRP17773 | TRINA SOLAR | TSM-245PA05.08 | 245 | 16 | 203 | 34 |  | Solar | FIXED | Roof
SRP17774 | TRINA SOLAR | TSM-240PA05 | 240 | 13 | 126 | 20 |  | Solar | FIXED | Roof
SRP17775 | TRINA SOLAR | TSM-245PA05 | 245 | 6 | 215 | 15 |  | Solar | FIXED | Roof
SRP17775 | TRINA SOLAR | TSM-245PA05 | 245 | 7 | 215 | 36 |  | Solar | FIXED | Roof
SRP17775 | TRINA SOLAR | TSM-245PA05 | 245 | 7 | 305 | 36 |  | Solar | FIXED | Roof
SRP17776 | TRINA SOLAR | TSM-235PA05 | 235 | 15 | 200 | 34 |  | Solar | FIXED | Roof
SRP17777 | HANWHA SOLARONE (QIDONG) | HSL60M6-HA-0-250TW | 250 | 24 | 265.3 | 35 |  | Solar | FIXED | Roof
SRP17778 | TRINA SOLAR | TSM-240PA05 | 240 | 14 | 163 | 33 |  | Solar | FIXED | Roof
SRP17779 | TRINA SOLAR | TSM-245PD05.10 | 245 | 20 | 205 | 20 |  | Solar | FIXED | Roof
SRP17782 | TRINA SOLAR | TSM-245PD05 | 245 | 39 | 205 | 22 |  | Solar | FIXED | Roof
SRP17785 | HANWHA SOLARONE (QIDONG) | HSL60M6-HA-0-245TW | 245 | 4 | 110 | 18 |  | Solar | FIXED | Roof
SRP17785 | HANWHA SOLARONE (QIDONG) | HSL60M6-HA-0-245TW | 245 | 6 | 110 | 34 |  | Solar | FIXED | Roof
SRP17785 | HANWHA SOLARONE (QIDONG) | HSL60M6-HA-0-245TW | 245 | 23 | 110 | 34 |  | Solar | FIXED | Roof
SRP17787 | TRINA SOLAR | TSM-245PD05 | 245 | 17 | 219 | 22 |  | Solar | FIXED | Roof
SRP17788 | TRINA SOLAR | TSM-240PA05 | 240 | 16 | 221 | 26 |  | Solar | FIXED | Roof
SRP17789 | TRINA SOLAR | TSM-245PA05.15 | 245 | 24 | 233 | 40 |  | Solar | FIXED | Roof
SRP17790 | TRINA SOLAR | TSM-245PD05.18 | 245 | 30 | 109 | 36 |  | Solar | FIXED | Roof
SRP17791 | YINGLI ENERGY (CHINA) | YL245P-29B | 245 | 15 | 230 | 18 |  | Solar | FIXED | Roof
SRP17791 | YINGLI ENERGY (CHINA) | YL245P-29B | 245 | 20 | 230 | 22 |  | Solar | FIXED | Roof
SRP17792 | SUNPOWER | T5-SPR-327 | 327 | 6 | 90 | 20 |  | Solar | FIXED | Roof
SRP17792 | SUNPOWER | T5-SPR-327 | 327 | 40 | 175 | 20 |  | Solar | FIXED | Roof
SRP17792 | SUNPOWER | T5-SPR-327 | 327 | 6 | 270 | 20 |  | Solar | FIXED | Roof
SRP17793 | LIGHT WAY GREEN NEW ENERGY | LW240(29)P1650X990 | 240 | 16 | 131 | 35 |  | Solar | FIXED | Roof
SRP17793 | LIGHT WAY GREEN NEW ENERGY | LW240(29)P1650X990 | 240 | 8 | 221 | 35 |  | Solar | FIXED | Roof
SRP17794 | TRINA SOLAR | TSM-245PD05 | 245 | 12 | 112 | 27 |  | Solar | FIXED | Roof
SRP17794 | TRINA SOLAR | TSM-245PA05 | 245 | 14 | 112 | 32 |  | Solar | FIXED | Roof
SRP17795 | TRINA SOLAR | TSM-245PD05 | 245 | 29 | 257 | 20 |  | Solar | FIXED | Roof
SRP17797 | TRINA SOLAR | TSM-245PA05 | 245 | 47 | 188 | 18 |  | Solar | FIXED | Roof
SRP17798 | HANWHA SOLARONE (QIDONG) | HSL60M6-HA-0-250T | 250 | 33 | 230 | 15 |  | Solar | FIXED | Roof
SRP17799 | TRINA SOLAR | TSM-245PD05 | 245 | 45 | 245 | 24 |  | Solar | FIXED | Roof
SRP17800 | HANWHA SOLARONE (QIDONG) | HSL60P6-PA-0-250T | 250 | 38 | 229 | 25 |  | Solar | FIXED | Roof
SRP17801 | TRINA SOLAR | TSM-245PD05 | 245 | 68 | 245 | 25 |  | Solar | FIXED | Roof
SRP17802 | REC SOLAR | REC250PE(BLK) ECO | 250 | 38 | 210 | 25 |  | Solar | FIXED | Roof
SRP17804 | TRINA SOLAR | TSM-245PD05 | 245 | 45 | 202 | 44 |  | Solar | FIXED | Roof
SRP17805 | TRINA SOLAR | TSM-250PD05 | 250 | 6 | 197 | 31 |  | Solar | FIXED | Roof
SRP17805 | TRINA SOLAR | TSM-250PA05A | 250 | 5 | 197 | 33 |  | Solar | FIXED | Roof
SRP17808 | TRINA SOLAR | TSM-245PA05 | 245 | 31 | 163 | 30 |  | Solar | FIXED | Roof
SRP17808 | TRINA SOLAR | TSM-245PA05 | 245 | 8 | 255 | 30 |  | Solar | FIXED | Roof
SRP17809 | YINGLI ENERGY (CHINA) | YL245P-29B | 245 | 20 | 70 | 17 |  | Solar | FIXED | Roof
SRP17809 | YINGLI ENERGY (CHINA) | YL245P-29B | 245 | 16 | 250 | 17 |  | Solar | FIXED | Roof
SRP17812 | HANWHA SOLARONE (QIDONG) | HSL60P6-PA-4-245TB | 245 | 14 | 218 | 33 |  | Solar | FIXED | Roof
SRP17812 | HANWHA SOLARONE (QIDONG) | HSL60P6-PA-4-245TB | 245 | 13 | 218 | 40 |  | Solar | FIXED | Roof
SRP17813 | SOLARWORLD | SW240 MONO | 240 | 337 | 87 | 6 |  | Solar | FIXED | Roof
SRP17813 | SOLARWORLD | SW240 MONO | 240 | 1596 | 177 | 10 |  | Solar | FIXED | Roof
SRP17813 | SOLARWORLD | SW240 MONO | 240 | 503 | 267 | 6 |  | Solar | FIXED | Roof
SRP17814 | SOLARWORLD | SW240 MONO | 240 | 546 | 174 | 10 |  | Solar | FIXED | Roof
SRP17814 | SOLARWORLD | SW240 MONO | 240 | 1162 | 185 | 10 |  | Solar | FIXED | Roof
SRP17815 | SOLARWORLD | SW240 MONO | 240 | 3528 | 210 | 10 |  | Solar | FIXED | Roof
SRP17816 | YINGLI ENERGY (CHINA) | YL245P-29B | 245 | 28 | 168 | 30 |  | Solar | FIXED | Roof
SRP17817 | TRINA SOLAR | TSM-240DA05 | 240 | 23 | 205 | 30 |  | Solar | FIXED | Roof
SRP17818 | CANADIAN SOLAR | CS6P-245M | 245 | 23 | 141 | 34 |  | Solar | FIXED | Roof
SRP17820 | HANWHA SOLARONE (QIDONG) | HSL60M6-HA-0-245T | 245 | 34 | 166 | 22 |  | Solar | FIXED | Roof
SRP17821 | SHARP | ND-216UC1 | 216 | 44 | 251 | 14 |  | Solar | FIXED | Roof
SRP17824 | RENESOLA JIANGSU | JC250M-24/BBV | 250 | 8 | 71 | 20 |  | Solar | FIXED | Roof
SRP17824 | RENESOLA JIANGSU | JC250M-24/BBV | 250 | 7 | 161 | 20 |  | Solar | FIXED | Roof
SRP17824 | RENESOLA JIANGSU | JC250M-24/BBV | 250 | 12 | 251 | 12 |  | Solar | FIXED | Roof
SRP17824 | RENESOLA JIANGSU | JC250M-24/BBV | 250 | 14 | 251 | 20 |  | Solar | FIXED | Roof
SRP17825 | HANWHA SOLARONE (QIDONG) | HSL60M6-HB-0-245TB | 245 | 10 | 176 | 27 |  | Solar | FIXED | Roof
SRP17825 | HANWHA SOLARONE (QIDONG) | HSL60M6-HB-0-245TB | 245 | 24 | 176 | 27 |  | Solar | FIXED | Roof
SRP17826 | SUNPOWER | SPR-315E-WHT-U | 327 | 35 | 178 | 26 |  | Solar | FIXED | Roof
SRP17827 | TRINA SOLAR | TSM-245PD05 | 245 | 21 | 182 | 26 |  | Solar | FIXED | Roof
SRP17828 | TRINA SOLAR | TSM-245PA05.10 | 245 | 25 | 260 | 22 |  | Solar | FIXED | Roof
SRP17829 | TRINA SOLAR | TSM-245PA05 | 245 | 27 | 128 | 23 |  | Solar | FIXED | Roof
SRP17830 | TRINA SOLAR | TSM-245PD05.18 | 245 | 19 | 179 | 39 |  | Solar | FIXED | Roof
SRP17831 | TRINA SOLAR | TSM-245PA05.18 | 245 | 32 | 211 | 30 |  | Solar | FIXED | Roof
SRP17832 | TRINA SOLAR | TSM-235PA05.18 | 235 | 12 | 126 | 17 |  | Solar | FIXED | Roof
SRP17833 | TRINA SOLAR | TSM-245PA05 | 245 | 5 | 120 | 38 |  | Solar | FIXED | Roof
SRP17833 | TRINA SOLAR | TSM-245PD05 | 245 | 22 | 210 | 31 |  | Solar | FIXED | Roof
SRP17834 | TRINA SOLAR | TSM-245PD05 | 245 | 30 | 237 | 23 |  | Solar | FIXED | Roof
SRP17835 | TRINA SOLAR | TSM-245PD05.10 | 245 | 54 | 211 | 30 |  | Solar | FIXED | Roof
SRP17836 | TRINA SOLAR | TSM-245PA05.10 | 245 | 33 | 111 | 25 |  | Solar | FIXED | Roof
SRP17836 | TRINA SOLAR | TSM-245PA05.10 | 245 | 3 | 201 | 25 |  | Solar | FIXED | Roof
SRP17837 | TRINA SOLAR | TSM-240PA05 | 240 | 4 | 130 | 15 |  | Solar | FIXED | Roof
SRP17837 | TRINA SOLAR | TSM-240PA05 | 240 | 19 | 130 | 24 |  | Solar | FIXED | Roof
SRP17838 | TRINA SOLAR | TSM-245PA05.10 | 245 | 49 | 223 | 25 |  | Solar | FIXED | Roof
SRP17839 | TRINA SOLAR | TSM-235PA05.10 | 235 | 76 | 178 | 23 |  | Solar | FIXED | Roof
SRP17840 | SUNPOWER | T5-SPR-327 | 327 | 32 | 226 | 35 |  | Solar | FIXED | Roof
SRP17841 | TRINA SOLAR | TSM-245PA05.10 | 245 | 18 | 167 | 6 |  | Solar | FIXED | Roof
SRP17841 | TRINA SOLAR | TSM-245PA05.10 | 245 | 15 | 167 | 16 |  | Solar | FIXED | Roof
SRP17842 | SUNPOWER | T5-SPR-327 | 327 | 24 | 116 | 14 |  | Solar | FIXED | Roof
SRP17843 | TRINA SOLAR | TSM-245PA05 | 245 | 17 | 172 | 60 |  | Solar | FIXED | Roof
SRP17843 | TRINA SOLAR | TSM-245PD05 | 245 | 17 | 262 | 21 |  | Solar | FIXED | Roof
SRP17844 | TRINA SOLAR | TSM-245PD05 | 245 | 21 | 160 | 33 |  | Solar | FIXED | Roof
SRP17844 | TRINA SOLAR | TSM-245PA05 | 245 | 30 | 250 | 31 |  | Solar | FIXED | Roof
SRP17845 | TRINA SOLAR | TSM-245PD05 | 245 | 24 | 235 | 30 |  | Solar | FIXED | Roof
SRP17846 | TRINA SOLAR | TSM-245PD05 | 245 | 44 | 238 | 30 |  | Solar | FIXED | Roof
SRP17847 | SUNPOWER | T5-SPR-327 | 327 | 32 | 100 | 16 |  | Solar | FIXED | Roof
SRP17848 | TRINA SOLAR | TSM-250PA05A | 250 | 10 | 176 | 31 |  | Solar | FIXED | Roof
SRP17849 | TRINA SOLAR | TSM-245PA05 | 245 | 24 | 150 | 40 |  | Solar | FIXED | Roof
SRP17849 | TRINA SOLAR | TSM-245PD05 | 245 | 9 | 150 | 44 |  | Solar | FIXED | Roof
SRP17850 | TRINA SOLAR | TSM-235PD05 | 235 | 15 | 216 | 18 |  | Solar | FIXED | Roof
SRP17851 | SUNPOWER | SPR-245NE-WHT-D | 245 | 46 | 176 | 2 |  | Solar | FIXED | Ground
SRP17852 | TRINA SOLAR | TSM-245PD05 | 245 | 25 | 167 | 30 |  | Solar | FIXED | Roof
SRP17853 | SUNPOWER | SPR-315E-WHT-U | 327 | 31 | 180 | 34 |  | Solar | FIXED | Ground
SRP17855 | TRINA SOLAR | TSM-235PD05 | 235 | 10 | 103 | 17 |  | Solar | FIXED | Roof
SRP17855 | TRINA SOLAR | TSM-235PA05 | 235 | 8 | 193 | 23 |  | Solar | FIXED | Roof
SRP17855 | TRINA SOLAR | TSM-235PA05.18 | 235 | 12 | 283 | 20 |  | Solar | FIXED | Roof
SRP17856 | TRINA SOLAR | TSM-245PD05 | 245 | 9 | 175 | 34 |  | Solar | FIXED | Roof
SRP17856 | TRINA SOLAR | TSM-245PA05 | 245 | 13 | 265 | 34 |  | Solar | FIXED | Roof
SRP17857 | YINGLI ENERGY (CHINA) | YL245P-29B | 245 | 12 | 101 | 40 |  | Solar | FIXED | Roof
SRP17857 | YINGLI ENERGY (CHINA) | YL245P-29B | 245 | 6 | 185 | 10 |  | Solar | FIXED | Roof
SRP17857 | YINGLI ENERGY (CHINA) | YL245P-29B | 245 | 5 | 185 | 33 |  | Solar | FIXED | Roof
SRP17857 | YINGLI ENERGY (CHINA) | YL245P-29B | 245 | 10 | 185 | 36 |  | Solar | FIXED | Roof
SRP17859 | LIGHT WAY GREEN NEW ENERGY | LW240(29)P1650X990 | 240 | 247 | 132 | 26.6 |  | Solar | FIXED | Roof
SRP17859 | SAINT GOBAIN SOLAR | SKA250M60-WN | 250 | 494 | 132 | 26.6 |  | Solar | FIXED | Roof
SRP17859 | SAINT GOBAIN SOLAR | SKA250M60-WN | 250 | 468 | 222 | 10 |  | Solar | FIXED | Roof
SRP17860 | TRINA SOLAR | TSM-245PD05 | 245 | 20 | 225 | 17 |  | Solar | FIXED | Roof
SRP17861 | TRINA SOLAR | TSM-245PA05 | 245 | 24 | 202 | 26 |  | Solar | FIXED | Roof
SRP17862 | TRINA SOLAR | TSM-250PD05 | 250 | 20 | 232 | 20 |  | Solar | FIXED | Roof
SRP17863 | SUNPOWER | SPR-327NE-WHT-D | 327 | 10 | 161 | 40 |  | Solar | FIXED | Roof
SRP17864 | TRINA SOLAR | TSM-250PA05A | 250 | 43 | 229 | 23 |  | Solar | FIXED | Roof
SRP17866 | TRINA SOLAR | TSM-235PD05 | 235 | 21 | 186 | 32 |  | Solar | FIXED | Roof
SRP17867 | LG ELECTRONICS SOLAR CELL DIVISION | LG255S1C-G2 | 255 | 20 | 130 | 26 |  | Solar | FIXED | Roof
SRP17868 | TRINA SOLAR | TSM-235PA05 | 235 | 3 | 132 | 12 |  | Solar | FIXED | Roof
SRP17868 | TRINA SOLAR | TSM-235PA05 | 235 | 14 | 132 | 39 |  | Solar | FIXED | Roof
SRP17868 | TRINA SOLAR | TSM-235PD05 | 235 | 3 | 222 | 32 |  | Solar | FIXED | Roof
SRP17869 | TRINA SOLAR | TSM-250PA05 | 250 | 9 | 94 | 27 |  | Solar | FIXED | Roof
SRP17869 | TRINA SOLAR | TSM-250PA05A | 250 | 3 | 274 | 15 |  | Solar | FIXED | Roof
SRP17869 | TRINA SOLAR | TSM-250PA05A | 250 | 6 | 274 | 15 |  | Solar | FIXED | Roof
SRP17869 | TRINA SOLAR | TSM-250PA05 | 250 | 10 | 274 | 27 |  | Solar | FIXED | Roof
SRP17870 | TRINA SOLAR | TSM-235PA05 | 235 | 4 | 43 | 8 |  | Solar | FIXED | Roof
SRP17870 | TRINA SOLAR | TSM-235PA05 | 235 | 4 | 221 | 21 |  | Solar | FIXED | Roof
SRP17870 | TRINA SOLAR | TSM-235PD05 | 235 | 4 | 221 | 35 |  | Solar | FIXED | Roof
SRP17871 | TRINA SOLAR | TSM-250PA05A | 250 | 14 | 133 | 37 |  | Solar | FIXED | Roof
SRP17872 | SUNPOWER | SPR-230NE-BLK-D | 230 | 36 | 115 | 25 |  | Solar | FIXED | Roof
SRP17873 | YINGLI ENERGY (CHINA) | YL245P-29B | 245 | 18 | 100 | 37 |  | Solar | FIXED | Roof
SRP17873 | YINGLI ENERGY (CHINA) | YL245P-29B | 245 | 18 | 190 | 37 |  | Solar | FIXED | Roof
SRP17875 | TRINA SOLAR | TSM-250PA05A | 250 | 25 | 136 | 17 |  | Solar | FIXED | Roof
SRP17876 | CANADIAN SOLAR | CS6P-250P | 250 | 8 | 5 | 21 |  | Solar | FIXED | Roof
SRP17876 | CANADIAN SOLAR | CS6P-250P | 250 | 24 | 185 | 21 |  | Solar | FIXED | Roof
SRP17877 | YINGLI ENERGY (CHINA) | YL245P-29B | 245 | 22 | 249 | 23 |  | Solar | FIXED | Roof
SRP17878 | YINGLI ENERGY (CHINA) | YL245P-29B | 245 | 42 | 195 | 30 |  | Solar | FIXED | Roof
SRP17879 | TRINA SOLAR | TSM-245PA05.18 | 245 | 8 | 78 | 25 |  | Solar | FIXED | Roof
SRP17879 | TRINA SOLAR | TSM-245PA05.18 | 245 | 8 | 78 | 29 |  | Solar | FIXED | Roof
SRP17879 | TRINA SOLAR | TSM-245PA05.18 | 245 | 14 | 259 | 29 |  | Solar | FIXED | Roof
SRP17880 | YINGLI ENERGY (CHINA) | YL245P-29B | 245 | 17 | 104 | 26 |  | Solar | FIXED | Roof
SRP17883 | CHINT SOLAR (ZHEJIANG) | CHSM6610M-230 | 230 | 102 | 143 | 25 |  | Solar | FIXED | Roof
SRP17884 | TRINA SOLAR | TSM-235PD05 | 235 | 13 | 40 | 17 |  | Solar | FIXED | Roof
SRP17884 | TRINA SOLAR | TSM-235PD05 | 235 | 15 | 220 | 37 |  | Solar | FIXED | Roof
SRP17885 | SUNTECH POWER | STP255-20/WD | 255 | 24 | 199.6 | 31 |  | Solar | FIXED | Roof
SRP17886 | TRINA SOLAR | TSM-245PA05 | 245 | 16 | 126 | 39 |  | Solar | FIXED | Roof
SRP17886 | TRINA SOLAR | TSM-245PA05 | 245 | 4 | 216 | 32 |  | Solar | FIXED | Roof
SRP17887 | TRINA SOLAR | TSM-235PA05.15 | 235 | 9 | 130 | 20 |  | Solar | FIXED | Roof
SRP17887 | TRINA SOLAR | TSM-235PA05 | 235 | 8 | 190 | 10 |  | Solar | FIXED | Roof
SRP17887 | TRINA SOLAR | TSM-235PA05.15 | 235 | 8 | 190 | 20 |  | Solar | FIXED | Roof
SRP17888 | TRINA SOLAR | TSM-245PA05 | 245 | 24 | 134 | 30 |  | Solar | FIXED | Roof
SRP17891 | SUNPOWER | T5-SPR-327 | 327 | 16 | 204 | 32 |  | Solar | FIXED | Roof
SRP17892 | YINGLI ENERGY (CHINA) | YL245P-29B | 245 | 8 | 118 | 17 |  | Solar | FIXED | Roof
SRP17892 | YINGLI ENERGY (CHINA) | YL245P-29B | 245 | 12 | 208 | 21 |  | Solar | FIXED | Roof
SRP17893 | SUNPOWER | T5-SPR-327 | 327 | 32 | 180 | 19 |  | Solar | FIXED | Roof
SRP17894 | MOTECH AMERICAS | XS60B3-250-XXXXXX | 250 | 37 | 174 | 33 |  | Solar | FIXED | Roof
SRP17895 | YINGLI ENERGY (CHINA) | YL245P-29B | 245 | 18 | 76 | 30 |  | Solar | FIXED | Roof
SRP17895 | YINGLI ENERGY (CHINA) | YL245P-29B | 245 | 21 | 256 | 30 |  | Solar | FIXED | Roof
SRP17896 | TRINA SOLAR | TSM-245PA05.18 | 245 | 14 | 262 | 27 |  | Solar | FIXED | Roof
SRP17897 | MEMC SINGAPORE | MEMC-M280BCA-20 | 280 | 20 | 164 | 20 |  | Solar | FIXED | Ground
SRP17897 | MEMC SINGAPORE | MEMC-M285ACA-21 | 285 | 20 | 164 | 20 |  | Solar | FIXED | Ground
SRP17897 | MEMC SINGAPORE | MEMC-M290BMC-24 | 290 | 1120 | 164 | 20 |  | Solar | FIXED | Ground
SRP17897 | MEMC SINGAPORE | MEMC-P295AIC-24 | 295 | 260 | 164 | 20 |  | Solar | FIXED | Roof
SRP17898 | YINGLI ENERGY (CHINA) | YL245P-29B | 245 | 24 | 157 | 18 |  | Solar | FIXED | Roof
SRP17901 | TRINA SOLAR | TSM-245PA05.10 | 245 | 5 | 215 | 5 |  | Solar | FIXED | Roof
SRP17901 | TRINA SOLAR | TSM-245PA05.10 | 245 | 34 | 215 | 20 |  | Solar | FIXED | Roof
SRP17902 | HANWHA SOLARONE (QIDONG) | HSL60M6-HA-0-250T | 250 | 12 | 100.2 | 40 |  | Solar | FIXED | Roof
SRP17902 | HANWHA SOLARONE (QIDONG) | HSL60M6-HA-0-250T | 250 | 16 | 190.2 | 25 |  | Solar | FIXED | Roof
SRP17903 | TRINA SOLAR | TSM-250PA05A.08 | 250 | 26 | 172 | 17 |  | Solar | FIXED | Roof
SRP17903 | TRINA SOLAR | TSM-250PA05A.08 | 250 | 13 | 262 | 17 |  | Solar | FIXED | Roof
SRP17905 | TRINA SOLAR | TSM-245PA05.10 | 245 | 60 | 172 | 30 |  | Solar | FIXED | Roof
SRP17906 | SUNPOWER | SPR-327NE-WHT-D | 327 | 24 | 195 | 35 |  | Solar | FIXED | Ground
SRP17906 | SUNPOWER | SPR-327NE-WHT-D | 327 | 18 | 205 | 38 |  | Solar | FIXED | Roof
SRP17908 | TRINA SOLAR | TSM-245PA05.10 | 245 | 46 | 170 | 20 |  | Solar | FIXED | Roof
SRP17909 | TRINA SOLAR | TSM-245PA05.10 | 245 | 15 | 85 | 25 |  | Solar | FIXED | Roof
SRP17909 | TRINA SOLAR | TSM-245PA05.10 | 245 | 4 | 177 | 30 |  | Solar | FIXED | Roof
SRP17909 | TRINA SOLAR | TSM-245PA05.10 | 245 | 25 | 265 | 25 |  | Solar | FIXED | Roof
SRP17910 | TRINA SOLAR | TSM-245PD05 | 245 | 16 | 115 | 33 |  | Solar | FIXED | Roof
SRP17910 | TRINA SOLAR | TSM-245PD05 | 245 | 16 | 206 | 45 |  | Solar | FIXED | Roof
SRP17911 | YINGLI ENERGY (CHINA) | YL245P-29B | 245 | 24 | 215 | 30 |  | Solar | FIXED | Roof
SRP17912 | TRINA SOLAR | TSM-250PA05 | 250 | 8 | 119 | 25 |  | Solar | FIXED | Roof
SRP17912 | TRINA SOLAR | TSM-250PA05 | 250 | 3 | 209 | 25 |  | Solar | FIXED | Roof
SRP17912 | TRINA SOLAR | TSM-250PA05 | 250 | 4 | 209 | 55 |  | Solar | FIXED | Roof
SRP17913 | TRINA SOLAR | TSM-250PA05 | 250 | 24 | 180 | 20 |  | Solar | FIXED | Roof
SRP17914 | LIGHT WAY GREEN NEW ENERGY | LW235(29)P1650X990 | 235 | 225 | 196 | 24 |  | Solar | FIXED | Ground
SRP17914 | LIGHT WAY GREEN NEW ENERGY | LW240(29)P1650X990 | 240 | 912 | 196 | 24 |  | Solar | FIXED | Ground
SRP17915 | TRINA SOLAR | TSM-240PA05.18 | 240 | 12 | 216 | 36 |  | Solar | FIXED | Roof
SRP17917 | SUNPOWER | T5-SPR-327 | 327 | 21 | 114 | 26 |  | Solar | FIXED | Roof
SRP17918 | TRINA SOLAR | TSM-245PA05 | 245 | 3 | 224 | 22 |  | Solar | FIXED | Roof
SRP17918 | TRINA SOLAR | TSM-245PA05 | 245 | 7 | 224 | 33 |  | Solar | FIXED | Roof
SRP17919 | TRINA SOLAR | TSM-250PA05 | 250 | 18 | 115 | 25 |  | Solar | FIXED | Roof
SRP17920 | TRINA SOLAR | TSM-250PD05 | 250 | 10 | 177 | 13 |  | Solar | FIXED | Roof
SRP17920 | TRINA SOLAR | TSM-250PD05 | 250 | 12 | 267 | 28 |  | Solar | FIXED | Roof
SRP17921 | TRINA SOLAR | TSM-250PA05A | 250 | 19 | 119 | 20 |  | Solar | FIXED | Roof
SRP17922 | TRINA SOLAR | TSM-245PA05 | 245 | 105 | 220 | 16 |  | Solar | FIXED | Roof
SRP17923 | TRINA SOLAR | TSM-245PA05.10 | 245 | 36 | 216 | 22 |  | Solar | FIXED | Roof
SRP17924 | TRINA SOLAR | TSM-245PA05.10 | 245 | 4 | 139 | 18 |  | Solar | FIXED | Roof
SRP17924 | TRINA SOLAR | TSM-245PD05 | 245 | 10 | 139 | 22 |  | Solar | FIXED | Roof
SRP17924 | TRINA SOLAR | TSM-245PD05 | 245 | 10 | 229 | 18 |  | Solar | FIXED | Roof
SRP17924 | TRINA SOLAR | TSM-245PD05 | 245 | 16 | 229 | 22 |  | Solar | FIXED | Roof
SRP17925 | SUNPOWER | SPR-245NE-WHT-D | 245 | 90 | 220 | 34 |  | Solar | FIXED | Ground
SRP17927 | TRINA SOLAR | TSM-245PD05 | 245 | 20 | 119 | 18 |  | Solar | FIXED | Roof
SRP17927 | TRINA SOLAR | TSM-245PA05 | 245 | 6 | 209 | 18 |  | Solar | FIXED | Roof
SRP17932 | TRINA SOLAR | TSM-250PA05A | 250 | 8 | 126 | 16 |  | Solar | FIXED | Roof
SRP17932 | TRINA SOLAR | TSM-250PA05A | 250 | 26 | 216 | 16 |  | Solar | FIXED | Roof
SRP17933 | TRINA SOLAR | TSM-235PA05 | 235 | 17 | 170 | 24 |  | Solar | FIXED | Roof
SRP17934 | TRINA SOLAR | TSM-250PA05 | 250 | 30 | 121 | 21 |  | Solar | FIXED | Roof
SRP17936 | TRINA SOLAR | TSM-240PA05 | 240 | 17 | 124 | 31 |  | Solar | FIXED | Roof
SRP17937 | HANWHA SOLARONE (QIDONG) | HSL60M6-HA-0-250T | 250 | 31 | 115.2 | 20 |  | Solar | FIXED | Roof
SRP17937 | HANWHA SOLARONE (QIDONG) | HSL60M6-HA-0-250T | 250 | 6 | 205.2 | 20 |  | Solar | FIXED | Roof
SRP17938 | TRINA SOLAR | TSM-235PD05 | 235 | 18 | 112 | 24 |  | Solar | FIXED | Roof
SRP17939 | TRINA SOLAR | TSM-245PA05 | 245 | 34 | 71 | 35 |  | Solar | FIXED | Roof
SRP17939 | TRINA SOLAR | TSM-245PA05 | 245 | 15 | 251 | 35 |  | Solar | FIXED | Roof
SRP17940 | TRINA SOLAR | TSM-240PA05 | 240 | 10 | 128 | 17 |  | Solar | FIXED | Roof
SRP17940 | TRINA SOLAR | TSM-240PA05 | 240 | 17 | 128 | 18 |  | Solar | FIXED | Roof
SRP17941 | TRINA SOLAR | TSM-235PA05 | 235 | 13 | 216 | 38 |  | Solar | FIXED | Roof
SRP17943 | TRINA SOLAR | TSM-235PA05 | 235 | 11 | 104 | 19 |  | Solar | FIXED | Roof
SRP17943 | TRINA SOLAR | TSM-235PD05 | 235 | 5 | 194 | 16 |  | Solar | FIXED | Roof
SRP17944 | TRINA SOLAR | TSM-235PA05.18 | 235 | 14 | 222 | 33 |  | Solar | FIXED | Roof
SRP17945 | TRINA SOLAR | TSM-235PD05 | 235 | 13 | 126 | 33 |  | Solar | FIXED | Roof
SRP17946 | TRINA SOLAR | TSM-235PD05 | 235 | 17 | 119 | 38 |  | Solar | FIXED | Roof
SRP17946 | TRINA SOLAR | TSM-235PA05 | 235 | 5 | 210 | 35 |  | Solar | FIXED | Roof
SRP17947 | TRINA SOLAR | TSM-235PD05 | 245 | 6 | 220 | 5 |  | Solar | FIXED | Roof
SRP17947 | TRINA SOLAR | TSM-235PD05 | 245 | 9 | 220 | 38 |  | Solar | FIXED | Roof
SRP17948 | CANADIAN SOLAR | CS6P-235P | 235 | 6 | 257 | 15 |  | Solar | FIXED | Roof
SRP17948 | CANADIAN SOLAR | CS6P-235P | 235 | 18 | 257 | 40 |  | Solar | FIXED | Roof
SRP17949 | AXITEC | AC-245P/156-60S | 245 | 140 | 193 | 18 |  | Solar | FIXED | Roof
SRP17951 | TRINA SOLAR | TSM-245PA05.10 | 245 | 16 | 90 | 15 |  | Solar | FIXED | Roof
SRP17951 | TRINA SOLAR | TSM-245PD05 | 245 | 21 | 270 | 15 |  | Solar | FIXED | Roof
SRP17953 | SHARP | ND-230UCJ | 230 | 252 | 175 | 10 |  | Solar | FIXED | Roof
SRP17954 | TRINA SOLAR | TSM-235PD05 | 235 | 7 | 72 | 11 |  | Solar | FIXED | Roof
SRP17954 | TRINA SOLAR | TSM-235PA05 | 235 | 12 | 252 | 11 |  | Solar | FIXED | Roof
SRP17955 | SHARP | ND-230QCJ | 230 | 1792 | 185 | 10 |  | Solar | FIXED | Roof
SRP17956 | TRINA SOLAR | TSM-245PA05 | 245 | 33 | 155 | 34 |  | Solar | FIXED | Roof
SRP17957 | TRINA SOLAR | TSM-250PA05A | 250 | 21 | 251 | 27 |  | Solar | FIXED | Roof
SRP17958 | TRINA SOLAR | TSM-250PA05A | 250 | 36 | 227 | 24 |  | Solar | FIXED | Roof
SRP17959 | TRINA SOLAR | TSM-245PA05.10 | 245 | 78 | 200 | 25 |  | Solar | FIXED | Roof
SRP17960 | SHARP | ND-Q250F7 | 250 | 4 | 126 | 13 |  | Solar | FIXED | Roof
SRP17960 | SHARP | ND-Q250F7 | 250 | 7 | 216 | 13 |  | Solar | FIXED | Roof
SRP17960 | SHARP | ND-Q250F7 | 250 | 8 | 216 | 46 |  | Solar | FIXED | Roof
SRP17961 | TRINA SOLAR | TSM-245PA05.10 | 245 | 78 | 200 | 25 |  | Solar | FIXED | Ground
SRP17963 | TRINA SOLAR | TSM-245PA05 | 245 | 34 | 102 | 33 |  | Solar | FIXED | Roof
SRP17964 | HANWHA SOLARONE (QIDONG) | HSL60M6-HA-0-250T | 250 | 22 | 100.9 | 20 |  | Solar | FIXED | Roof
SRP17964 | HANWHA SOLARONE (QIDONG) | HSL60M6-HA-0-250T | 250 | 20 | 190.9 | 30 |  | Solar | FIXED | Roof
SRP17965 | CANADIAN SOLAR | CS6P-250M | 250 | 28 | 140 | 25 |  | Solar | FIXED | Roof
SRP17966 | REC SOLAR | REC250PE | 250 | 21 | 163 | 23 |  | Solar | FIXED | Roof
SRP17967 | SUNIVA | OPT260-60-4-1B0 | 260 | 39 | 278 | 30 |  | Solar | FIXED | Roof
SRP17968 | TRINA SOLAR | TSM-250PD05 | 250 | 9 | 206 | 17 |  | Solar | FIXED | Roof
SRP17968 | TRINA SOLAR | TSM-250PA05A | 250 | 20 | 206 | 20 |  | Solar | FIXED | Roof
SRP17969 | TRINA SOLAR | TSM-250PA05A | 250 | 16 | 95 | 22 |  | Solar | FIXED | Roof
SRP17970 | TRINA SOLAR | TSM-250PA05A | 250 | 40 | 155 | 37 |  | Solar | FIXED | Roof
SRP17971 | CHANGZHOU TRINA SOLAR ENERGY CO | TSM-185D | 250 | 28 | 268 | 40 |  | Solar | FIXED | Roof
SRP17972 | SUNPOWER | SPR-327NE-WHT-D | 327 | 20 | 245 | 22 |  | Solar | FIXED | Roof
SRP17973 | TRINA SOLAR | TSM-245PA05 | 245 | 20 | 85.3 | 25 |  | Solar | FIXED | Roof
SRP17973 | TRINA SOLAR | TSM-245PA05 | 245 | 23 | 175.3 | 25 |  | Solar | FIXED | Roof
SRP17974 | TRINA SOLAR | TSM-250PA05A | 250 | 12 | 153 | 19 |  | Solar | FIXED | Roof
SRP17974 | TRINA SOLAR | TSM-250PD05 | 250 | 12 | 153 | 25 |  | Solar | FIXED | Roof
SRP17975 | TRINA SOLAR | TSM-245PA05.18 | 245 | 20 | 137 | 31 |  | Solar | FIXED | Roof
SRP17975 | TRINA SOLAR | TSM-245PA05.18 | 245 | 10 | 237 | 37 |  | Solar | FIXED | Roof
SRP17976 | TRINA SOLAR | TSM-250PA05A | 250 | 22 | 179 | 18 |  | Solar | FIXED | Roof
SRP17976 | TRINA SOLAR | TSM-250PA05A | 250 | 8 | 269 | 22 |  | Solar | FIXED | Roof
SRP17977 | SUNPOWER | SPR-327NE-WHT-D | 327 | 12 | 183 | 28 |  | Solar | FIXED | Roof
SRP17978 | SUNPOWER | SPR-327NE-WHT-D | 327 | 20 | 205 | 24 |  | Solar | FIXED | Roof
SRP17979 | TRINA SOLAR | TSM-250PD05 | 250 | 12 | 196 | 17 |  | Solar | FIXED | Roof
SRP17980 | TRINA SOLAR | TSM-250PD05 | 250 | 43 | 223 | 32 |  | Solar | FIXED | Roof
SRP17981 | HANWHA SOLARONE (QIDONG) | HSL60P6-PA-0-250T | 250 | 25 | 140 | 25 |  | Solar | FIXED | Roof
SRP17982 | TRINA SOLAR | TSM-250PA05.08 | 250 | 22 | 178 | 25 |  | Solar | FIXED | Roof
SRP17985 | TRINA SOLAR | TSM-250PA05A | 250 | 23 | 220 | 33 |  | Solar | FIXED | Roof
SRP17986 | TRINA SOLAR | TSM-250PD05 | 250 | 23 | 99 | 23 |  | Solar | FIXED | Roof
SRP17988 | TRINA SOLAR | TSM-250PA05 | 250 | 17 | 260.9 | 35 |  | Solar | FIXED | Roof
SRP17990 | TRINA SOLAR | TSM-250PA05A | 250 | 24 | 184 | 18 |  | Solar | FIXED | Roof
SRP17992 | ET SOLAR INDUSTRY | ET-P660235WBZ | 235 | 10 | 73 | 26 |  | Solar | FIXED | Roof
SRP17992 | ET SOLAR INDUSTRY | ET-P660235WBZ | 235 | 21 | 253 | 26 |  | Solar | FIXED | Roof
SRP17993 | TRINA SOLAR | TSM-250PA05A | 250 | 36 | 175 | 25 |  | Solar | FIXED | Roof
SRP17996 | SUNPOWER | SPR-230NE-BLK-D | 230 | 50 | 225 | 40 |  | Solar | FIXED | Roof
SRP17997 | MOTECH AMERICAS | IM60B3-245-XXXXXX | 245 | 21 | 156 | 32 |  | Solar | FIXED | Roof
SRP17998 | MOTECH AMERICAS | MTPVP-245-MSC | 245 | 30 | 215 | 23 |  | Solar | FIXED | Roof
SRP17999 | HANWHA SOLARONE (QIDONG) | HSL60M6-HA-0-250TW | 250 | 28 | 219 | 20 |  | Solar | FIXED | Roof
SRP18000 | TRINA SOLAR | TSM-250PA05 | 250 | 30 | 105 | 35 |  | Solar | FIXED | Roof
SRP18001 | HANWHA SOLARONE (QIDONG) | HSL60M6-HA-0-250T | 250 | 26 | 196.6 | 28 |  | Solar | FIXED | Roof
SRP18002 | TRINA SOLAR | TSM-245PA05 | 245 | 32 | 114.3 | 30 |  | Solar | FIXED | Roof
SRP18002 | TRINA SOLAR | TSM-245PA05 | 245 | 24 | 294.3 | 30 |  | Solar | FIXED | Roof
SRP18003 | KYOCERA SOLAR | KD215GX-LPU | 215 | 64 | 180 | 35 |  | Solar | FIXED | Ground
SRP18004 | TRINA SOLAR | TSM-245PD05 | 245 | 21 | 130 | 27 |  | Solar | FIXED | Roof
SRP18005 | HANGZHOU AMPLESUN SOLAR TECHNOLOGY | ASF100 | 250 | 6 | 164 | 19 |  | Solar | FIXED | Roof
SRP18005 | HANGZHOU AMPLESUN SOLAR TECHNOLOGY | ASF100 | 250 | 14 | 254 | 18 |  | Solar | FIXED | Roof
SRP18006 | TRINA SOLAR | TSM-245PA05.05 | 245 | 60 | 170 | 24 |  | Solar | FIXED | Ground
SRP18008 | LG ELECTRONICS SOLAR CELL DIVISION | LG255S1C-G3 | 255 | 9 | 110 | 14 |  | Solar | FIXED | Roof
SRP18008 | LG ELECTRONICS SOLAR CELL DIVISION | LG255S1C-G3 | 255 | 16 | 200 | 14 |  | Solar | FIXED | Roof
SRP18009 | TRINA SOLAR | TSM-245PA05.10 | 245 | 58 | 180 | 24 |  | Solar | FIXED | Ground
SRP18010 | BEIJING ZHONGKEXIN ELECTRONICS EQUIPMENT | ZKX-265P-24 | 260 | 4 | 155 | 30 |  | Solar | FIXED | Roof
SRP18010 | BEIJING ZHONGKEXIN ELECTRONICS EQUIPMENT | ZKX-265P-24 | 260 | 10 | 155 | 34 |  | Solar | FIXED | Roof
SRP18010 | BEIJING ZHONGKEXIN ELECTRONICS EQUIPMENT | ZKX-265P-24 | 260 | 11 | 236 | 30 |  | Solar | FIXED | Roof
SRP18010 | BEIJING ZHONGKEXIN ELECTRONICS EQUIPMENT | ZKX-265P-24 | 260 | 7 | 248 | 34 |  | Solar | FIXED | Roof
SRP18013 | YINGLI ENERGY (CHINA) | YL295P-35B | 295 | 5192 | 170.7 | 25 |  | Solar | FIXED | Ground
SRP18014 | TRINA SOLAR | TSM-245PA05.18 | 245 | 17 | 155 | 25 |  | Solar | FIXED | Roof
SRP18015 | TRINA SOLAR | TSM-240PA05.18 | 240 | 8 | 186 | 10 |  | Solar | FIXED | Roof
SRP18015 | TRINA SOLAR | TSM-240PA05.18 | 240 | 2 | 186 | 20 |  | Solar | FIXED | Roof
SRP18015 | TRINA SOLAR | TSM-240PA05.18 | 240 | 17 | 186 | 25 |  | Solar | FIXED | Roof
SRP18016 | TRINA SOLAR | TSM-245PA05 | 245 | 65 | 180 | 25 |  | Solar | FIXED | Ground
SRP18017 | CANADIAN SOLAR | CS6P-250P | 250 | 38 | 103 | 20 |  | Solar | FIXED | Roof
SRP18017 | CANADIAN SOLAR | CS6P-250P | 250 | 21 | 193 | 20 |  | Solar | FIXED | Roof
SRP18018 | TRINA SOLAR | TSM-245PD05 | 245 | 36 | 110 | 34 |  | Solar | FIXED | Roof
SRP18020 | YINGLI ENERGY (CHINA) | YL245P-29B | 245 | 15 | 110 | 25 |  | Solar | FIXED | Roof
SRP18021 | TRINA SOLAR | TSM-240PA05 | 240 | 4 | 93 | 18 |  | Solar | FIXED | Roof
SRP18021 | TRINA SOLAR | TSM-240PA05 | 240 | 2 | 96 | 28 |  | Solar | FIXED | Roof
SRP18021 | TRINA SOLAR | TSM-240PA05 | 240 | 4 | 273 | 18 |  | Solar | FIXED | Roof
SRP18021 | TRINA SOLAR | TSM-240PA05 | 240 | 2 | 273 | 30 |  | Solar | FIXED | Roof
SRP18022 | HANWHA SOLARONE (QIDONG) | HSL60M6-HA-0-250TW | 250 | 6 | 170 | 5 |  | Solar | FIXED | Roof
SRP18022 | HANWHA SOLARONE (QIDONG) | HSL60M6-HA-0-250TW | 250 | 21 | 170 | 25 |  | Solar | FIXED | Roof
SRP18022 | HANWHA SOLARONE (QIDONG) | HSL60M6-HA-0-250TW | 250 | 23 | 170 | 30 |  | Solar | FIXED | Roof
SRP18023 | TRINA SOLAR | TSM-245PA05 | 245 | 26 | 111 | 25 |  | Solar | FIXED | Roof
SRP18024 | TRINA SOLAR | TSM-245PA05.10 | 245 | 3 | 191 | 5 |  | Solar | FIXED | Roof
SRP18024 | TRINA SOLAR | TSM-245PA05.10 | 245 | 3 | 191 | 17 |  | Solar | FIXED | Roof
SRP18024 | TRINA SOLAR | TSM-245PA05.10 | 245 | 10 | 191 | 20 |  | Solar | FIXED | Roof
SRP18024 | TRINA SOLAR | TSM-245PD05 | 245 | 13 | 191 | 60 |  | Solar | FIXED | Roof
SRP18025 | SUNPOWER | SPR-327NE-WHT-D | 327 | 22 | 102 | 25 |  | Solar | FIXED | Roof
SRP18027 | SUNPOWER | SPR-327NE-WHT-D | 327 | 22 | 203 | 27 |  | Solar | FIXED | Roof
SRP18028 | TRINA SOLAR | TSM-245PA05 | 245 | 50 | 180 | 25 |  | Solar | FIXED | Roof
SRP18029 | BP SOLAR | BP4175B | 175 | 44 | 205 | 18 |  | Solar | FIXED | Roof
SRP18031 | TRINA SOLAR | TSM-245PD05 | 245 | 2 | 102 | 23 |  | Solar | FIXED | Roof
SRP18031 | TRINA SOLAR | TSM-245PD05 | 245 | 29 | 192 | 23 |  | Solar | FIXED | Roof
SRP18032 | LG ELECTRONICS SOLAR CELL DIVISION | LG255S1C-G3 | 255 | 16 | 256 | 18 |  | Solar | FIXED | Roof
SRP18033 | TRINA SOLAR | TSM-245PA05.10 | 245 | 18 | 212 | 30 |  | Solar | FIXED | Roof
SRP18034 | LG ELECTRONICS SOLAR CELL DIVISION | LG255S1C-G2 | 255 | 20 | 144.1 | 17 |  | Solar | FIXED | Roof
SRP18035 | TRINA SOLAR | TSM-245PA05 | 245 | 28 | 194 | 19 |  | Solar | FIXED | Roof
SRP18036 | TRINA SOLAR | TSM-245PA05 | 245 | 19 | 125 | 30 |  | Solar | FIXED | Roof
SRP18037 | REC SOLAR | REC250PE (BLK) | 250 | 27 | 202 | 33 |  | Solar | FIXED | Roof
SRP18038 | LG ELECTRONICS SOLAR CELL DIVISION | LG255S1C-G3 | 255 | 3 | 166 | 45 |  | Solar | FIXED | Roof
SRP18038 | LG ELECTRONICS SOLAR CELL DIVISION | LG255S1C-G3 | 255 | 17 | 256 | 37 |  | Solar | FIXED | Roof
SRP18039 | TRINA SOLAR | TSM-245PA05.18 | 245 | 16 | 111 | 33 |  | Solar | FIXED | Roof
SRP18047 | TRINA SOLAR | TSM-245PA05 | 245 | 17 | 212 | 20 |  | Solar | FIXED | Roof
SRP18048 | TRINA SOLAR | TSM-245PD05 | 245 | 24 | 130 | 20 |  | Solar | FIXED | Roof
SRP18048 | TRINA SOLAR | TSM-245PD05 | 245 | 19 | 240 | 20 |  | Solar | FIXED | Roof
SRP18049 | TRINA SOLAR | TSM-245PD05 | 245 | 12 | 240 | 20 |  | Solar | FIXED | Roof
SRP18050 | TRINA SOLAR | TSM-245PA05.10 | 245 | 12 | 144 | 40 |  | Solar | FIXED | Roof
SRP18050 | TRINA SOLAR | TSM-245PA05.10 | 245 | 27 | 234 | 40 |  | Solar | FIXED | Roof
SRP18051 | TRINA SOLAR | TSM-245PA05 | 245 | 4 | 174 | 12 |  | Solar | FIXED | Roof
SRP18051 | TRINA SOLAR | TSM-245PA05 | 245 | 11 | 174 | 29 |  | Solar | FIXED | Roof
SRP18051 | TRINA SOLAR | TSM-245PA05 | 245 | 2 | 264 | 26 |  | Solar | FIXED | Roof
SRP18052 | SUNPOWER | SPR-225NE-BLK-D | 225 | 32 | 259 | 17 |  | Solar | FIXED | Roof
SRP18053 | TRINA SOLAR | TSM-250PA05A | 250 | 31 | 186 | 19 |  | Solar | FIXED | Roof
SRP18054 | SUNPOWER | SPR-327NE-WHT-D | 327 | 21 | 134 | 23 |  | Solar | FIXED | Roof
SRP18056 | TRINA SOLAR | TSM-250PA05A | 250 | 47 | 115 | 30 |  | Solar | FIXED | Roof
SRP18057 | KYOCERA SOLAR | KD215GX-LPU | 215 | 9 | 125 | 31 |  | Solar | FIXED | Roof
SRP18057 | KYOCERA SOLAR | KD215GX-LPU | 215 | 18 | 125 | 31 |  | Solar | FIXED | Roof
SRP18057 | KYOCERA SOLAR | KD215GX-LPU | 215 | 39 | 125 | 31 |  | Solar | FIXED | Roof
SRP18058 | TRINA SOLAR | TSM-250PD05 | 250 | 12 | 170 | 33 |  | Solar | FIXED | Roof
SRP18058 | TRINA SOLAR | TSM-250PA05A | 250 | 7 | 170 | 34 |  | Solar | FIXED | Roof
SRP18059 | YINGLI ENERGY (CHINA) | YL245P-29B | 245 | 22 | 118 | 18 |  | Solar | FIXED | Roof
SRP18059 | YINGLI ENERGY (CHINA) | YL245P-29B | 245 | 16 | 208 | 18 |  | Solar | FIXED | Roof
SRP18059 | YINGLI ENERGY (CHINA) | YL245P-29B | 245 | 14 | 298 | 18 |  | Solar | FIXED | Roof
SRP18060 | SUNPOWER | SPR-327NE-WHT-D | 327 | 12 | 90 | 37 |  | Solar | FIXED | Roof
SRP18060 | SUNPOWER | SPR-327NE-WHT-D | 327 | 14 | 180 | 20 |  | Solar | FIXED | Roof
SRP18061 | TRINA SOLAR | TSM-250PA05 | 250 | 40 | 165.2 | 30 |  | Solar | FIXED | Roof
SRP18062 | CENTROSOLAR AMERICA | E240B | 240 | 26 | 185 | 43 |  | Solar | FIXED | Roof
SRP18065 | LG ELECTRONICS SOLAR CELL DIVISION | LG255S1C-G3 | 255 | 21 | 100 | 36 |  | Solar | FIXED | Roof
SRP18066 | SUNPOWER | SPR-327NE-WHT-D | 327 | 10 | 85 | 25 |  | Solar | FIXED | Roof
SRP18066 | SUNPOWER | SPR-327NE-WHT-D | 327 | 16 | 175 | 33 |  | Solar | FIXED | Roof
SRP18067 | TRINA SOLAR | TSM-250PA05 | 250 | 14 | 166.1 | 35 |  | Solar | FIXED | Roof
SRP18068 | YINGLI ENERGY (CHINA) | YL240P-29B | 240 | 154 | 173 | 5 |  | Solar | FIXED | Roof
SRP18069 | SUNTECH POWER | STP255-20/WDB | 255 | 8 | 180 | 25 |  | Solar | FIXED | Roof
SRP18070 | TRINA SOLAR | TSM-250PA05 | 250 | 36 | 120 | 18 |  | Solar | FIXED | Roof
SRP18070 | TRINA SOLAR | TSM-250PA05 | 250 | 20 | 210 | 14 |  | Solar | FIXED | Roof
SRP18071 | YINGLI ENERGY (CHINA) | YL245P-29B | 245 | 16 | 183 | 35 |  | Solar | FIXED | Roof
SRP18072 | TRINA SOLAR | TSM-245PA05 | 245 | 16 | 100.4 | 7 |  | Solar | FIXED | Roof
SRP18072 | TRINA SOLAR | TSM-245PA05 | 245 | 11 | 100.4 | 43 |  | Solar | FIXED | Roof
SRP18072 | TRINA SOLAR | TSM-245PA05 | 245 | 11 | 100.4 | 43 |  | Solar | FIXED | Roof
SRP18072 | TRINA SOLAR | TSM-245PA05 | 245 | 14 | 100.4 | 43 |  | Solar | FIXED | Roof
SRP18073 | TRINA SOLAR | TSM-250PA05 | 250 | 14 | 105 | 23 |  | Solar | FIXED | Roof
SRP18073 | TRINA SOLAR | TSM-250PA05 | 250 | 20 | 105 | 23 |  | Solar | FIXED | Roof
SRP18073 | TRINA SOLAR | TSM-250PA05 | 250 | 11 | 192 | 21 |  | Solar | FIXED | Roof
SRP18074 | HANWHA SOLARONE (QIDONG) | HSL60M6-HA-0-250TW | 250 | 30 | 125 | 15 |  | Solar | FIXED | Roof
SRP18076 | BEIJING ZHONGKEXIN ELECTRONICS EQUIPMENT | ZKX-265P-24 | 260 | 22 | 127 | 33 |  | Solar | FIXED | Roof
SRP18076 | BEIJING ZHONGKEXIN ELECTRONICS EQUIPMENT | ZKX-265P-24 | 260 | 4 | 205 | 31 |  | Solar | FIXED | Roof
SRP18076 | BEIJING ZHONGKEXIN ELECTRONICS EQUIPMENT | ZKX-265P-24 | 260 | 25 | 307 | 33 |  | Solar | FIXED | Roof
SRP18078 | TRINA SOLAR | TSM-245PA05 | 245 | 28 | 140 | 40 |  | Solar | FIXED | Roof
SRP18079 | CONERGY | CONERGY PM 245P | 255 | 66 | 208 | 12 |  | Solar | FIXED | Roof
SRP18079 | CONERGY | CONERGY PM 245P | 255 | 66 | 208 | 23 |  | Solar | FIXED | Roof
SRP18081 | TRINA SOLAR | TSM-245PA05.10 | 245 | 35 | 260 | 27 |  | Solar | FIXED | Roof
SRP18082 | SUNPOWER | SPR-327NE-WHT-D | 327 | 13 | 132 | 37 |  | Solar | FIXED | Roof
SRP18082 | SUNPOWER | SPR-327NE-WHT-D | 327 | 13 | 222 | 37 |  | Solar | FIXED | Roof
SRP18083 | TRINA SOLAR | TSM-245PA05.10 | 245 | 94 | 200 | 25 |  | Solar | FIXED | Ground
SRP18084 | TRINA SOLAR | TSM-245PA05.10 | 245 | 109 | 123 | 7 |  | Solar | FIXED | Roof
SRP18084 | TRINA SOLAR | TSM-245PA05.10 | 245 | 34 | 123 | 29 |  | Solar | FIXED | Roof
SRP18085 | TRINA SOLAR | TSM-245PD05 | 245 | 8 | 117 | 14 |  | Solar | FIXED | Roof
SRP18085 | TRINA SOLAR | TSM-245PD05 | 245 | 24 | 117 | 20 |  | Solar | FIXED | Roof
SRP18085 | TRINA SOLAR | TSM-245PD05 | 245 | 14 | 207 | 22 |  | Solar | FIXED | Roof
SRP18086 | SUNPOWER | SPR-327NE-WHT-D | 327 | 5 | 170 | 5 |  | Solar | FIXED | Roof
SRP18086 | SUNPOWER | SPR-327NE-WHT-D | 327 | 36 | 170 | 25 |  | Solar | FIXED | Roof
SRP18086 | SUNPOWER | SPR-327NE-WHT-D | 327 | 15 | 260 | 25 |  | Solar | FIXED | Roof
SRP18087 | TRINA SOLAR | TSM-250PA05 | 250 | 22 | 107 | 15 |  | Solar | FIXED | Roof
SRP18088 | TRINA SOLAR | TSM-250PA05 | 250 | 50 | 224 | 22 |  | Solar | FIXED | Roof
SRP18089 | TRINA SOLAR | TSM-250PA05A | 250 | 33 | 160 | 23 |  | Solar | FIXED | Roof
SRP18090 | LIGHT WAY GREEN NEW ENERGY | LW230(29)P1650X990 | 230 | 752 | 200 | 24 |  | Solar | FIXED | Ground
SRP18090 | LIGHT WAY GREEN NEW ENERGY | LW235(29)P1650X990 | 235 | 396 | 200 | 24 |  | Solar | FIXED | Ground
SRP18091 | TRINA SOLAR | TSM-250PA05 | 250 | 13 | 132 | 10 |  | Solar | FIXED | Roof
SRP18092 | TRINA SOLAR | TSM-250PA05 | 250 | 24 | 115 | 40 |  | Solar | FIXED | Roof
SRP18092 | TRINA SOLAR | TSM-250PA05 | 250 | 24 | 205 | 45 |  | Solar | FIXED | Roof
SRP18093 | TRINA SOLAR | TSM-250PA05 | 250 | 9 | 98 | 30 |  | Solar | FIXED | Roof
SRP18093 | TRINA SOLAR | TSM-250PA05 | 250 | 18 | 98 | 30 |  | Solar | FIXED | Roof
SRP18094 | TRINA SOLAR | TSM-250PA05 | 250 | 30 | 220 | 29 |  | Solar | FIXED | Roof
SRP18095 | TRINA SOLAR | TSM-250PA05 | 250 | 21 | 130 | 38 |  | Solar | FIXED | Roof
SRP18096 | YINGLI ENERGY (CHINA) | YL245P-29B | 245 | 12 | 128 | 18 |  | Solar | FIXED | Roof
SRP18096 | YINGLI ENERGY (CHINA) | YL245P-29B | 245 | 16 | 224 | 19 |  | Solar | FIXED | Roof
SRP18099 | TRINA SOLAR | TSM-250PA05A | 250 | 19 | 145 | 33 |  | Solar | FIXED | Roof
SRP18100 | TRINA SOLAR | TSM-245PA05 | 245 | 41 | 111 | 30 |  | Solar | FIXED | Roof
SRP18101 | SUNPOWER | SPR-327NE-WHT-D | 327 | 35 | 144 | 31 |  | Solar | FIXED | Roof
SRP18102 | TRINA SOLAR | TSM-245PA05.10 | 245 | 25 | 95 | 23 |  | Solar | FIXED | Roof
SRP18102 | TRINA SOLAR | TSM-245PA05.10 | 245 | 30 | 185 | 10 |  | Solar | FIXED | Roof
SRP18102 | TRINA SOLAR | TSM-245PA05.10 | 245 | 42 | 185 | 23 |  | Solar | FIXED | Roof
SRP18103 | SHARP | NU-Q240F2 | 240 | 1092 | 183 | 25 |  | Solar | FIXED | Ground
SRP18104 | TRINA SOLAR | TSM-245PA05 | 245 | 24 | 190.2 | 35 |  | Solar | FIXED | Roof
SRP18109 | TRINA SOLAR | TSM-245PA05 | 245 | 12 | 188 | 26 |  | Solar | FIXED | Roof
SRP18109 | TRINA SOLAR | TSM-245PA05 | 245 | 19 | 188 | 26 |  | Solar | FIXED | Roof
SRP18110 | TRINA SOLAR | TSM-245PA05 | 245 | 9 | 179 | 29 |  | Solar | FIXED | Roof
SRP18110 | TRINA SOLAR | TSM-245PA05 | 245 | 21 | 179 | 29 |  | Solar | FIXED | Roof
SRP18111 | CANADIAN SOLAR | CS6P-235PX | 235 | 47 | 116 | 36 |  | Solar | FIXED | Roof
SRP18111 | CANADIAN SOLAR | CS6P-235PX | 235 | 15 | 206 | 44 |  | Solar | FIXED | Roof
SRP18113 | TRINA SOLAR | TSM-245PA05 | 245 | 151 | 191 | 5 |  | Solar | FIXED | Roof
SRP18115 | TRINA SOLAR | TSM-245PA05 | 245 | 6 | 121 | 34 |  | Solar | FIXED | Roof
SRP18115 | TRINA SOLAR | TSM-245PA05 | 245 | 23 | 211 | 34 |  | Solar | FIXED | Roof
SRP18116 | SUNPOWER | SPR-327NE-WHT-D | 327 | 24 | 213 | 18 |  | Solar | FIXED | Roof
SRP18117 | CANADIAN SOLAR | CS6P-240M | 240 | 24 | 199 | 36 |  | Solar | FIXED | Roof
SRP18118 | TRINA SOLAR | TSM-255PA05.10 | 255 | 22 | 128 | 22 |  | Solar | FIXED | Roof
SRP18119 | TRINA SOLAR | TSM-245PA05 | 245 | 27 | 230.9 | 15 |  | Solar | FIXED | Roof
SRP18120 | HANWHA SOLARONE (QIDONG) | HSL60P6-PA-0-250TB | 250 | 12 | 220 | 33 |  | Solar | FIXED | Roof
SRP18121 | TRINA SOLAR | TSM-250PA05 | 250 | 20 | 160 | 41 |  | Solar | FIXED | Roof
SRP18122 | TRINA SOLAR | TSM-245PA05 | 245 | 12 | 149 | 4 |  | Solar | FIXED | Roof
SRP18122 | TRINA SOLAR | TSM-245PA05 | 245 | 36 | 149 | 22 |  | Solar | FIXED | Roof
SRP18123 | TRINA SOLAR | TSM-245PA05 | 245 | 40 | 111 | 26 |  | Solar | FIXED | Roof
SRP18124 | SHARP | ND-235QCJ | 235 | 36 | 150.4 | 10 |  | Solar | FIXED | Roof
SRP18124 | SHARP | ND-235QCJ | 235 | 12 | 240.4 | 25 |  | Solar | FIXED | Roof
SRP18125 | TRINA SOLAR | TSM-240PA05 | 240 | 18 | 150 | 34 |  | Solar | FIXED | Roof
SRP18126 | TRINA SOLAR | TSM-245PA05.05 | 245 | 20 | 190 | 40 |  | Solar | FIXED | Roof
SRP18127 | SUNIVA | MVX250-60-5-701 | 250 | 17 | 91.4 | 30 |  | Solar | FIXED | Roof
SRP18127 | SUNIVA | MVX250-60-5-701 | 250 | 12 | 181.4 | 10 |  | Solar | FIXED | Roof
SRP18128 | TRINA SOLAR | TSM-245PA05.18 | 245 | 18 | 126 | 36 |  | Solar | FIXED | Roof
SRP18128 | TRINA SOLAR | TSM-245PD05.18 | 245 | 18 | 245 | 31 |  | Solar | FIXED | Roof
SRP18129 | SUNTECH POWER | STP255-20/WD | 255 | 4 | 170 | 25 |  | Solar | FIXED | Roof
SRP18129 | SUNTECH POWER | STP255-20/WD | 255 | 26 | 170 | 25 |  | Solar | FIXED | Roof
SRP18132 | TRINA SOLAR | TSM-250PA05 | 250 | 20 | 109.7 | 15 |  | Solar | FIXED | Roof
SRP18132 | TRINA SOLAR | TSM-250PA05 | 250 | 22 | 289.7 | 15 |  | Solar | FIXED | Roof
SRP18133 | WATTON SOLAR | WTM230P | 230 | 9 | 176 | 15 |  | Solar | FIXED | Roof
SRP18135 | TRINA SOLAR | TSM-245PA05.18 | 245 | 8 | 185 | 27 |  | Solar | FIXED | Roof
SRP18135 | TRINA SOLAR | TSM-245PA05.18 | 245 | 10 | 185 | 27 |  | Solar | FIXED | Roof
SRP18136 | YINGLI ENERGY (CHINA) | YL245P-29B | 245 | 21 | 90 | 23 |  | Solar | FIXED | Roof
SRP18136 | YINGLI ENERGY (CHINA) | YL245P-29B | 245 | 27 | 270 | 23 |  | Solar | FIXED | Roof
SRP18139 | TRINA SOLAR | TSM-240PA05 | 240 | 16 | 214 | 38 |  | Solar | FIXED | Roof
SRP18141 | YINGLI ENERGY (CHINA) | YL245P-29B | 245 | 7 | 135 | 23 |  | Solar | FIXED | Roof
SRP18141 | YINGLI ENERGY (CHINA) | YL245P-29B | 245 | 12 | 315 | 23 |  | Solar | FIXED | Roof
SRP18142 | TRINA SOLAR | TSM-245PA05.10 | 245 | 24 | 210 | 10 |  | Solar | FIXED | Roof
SRP18143 | BEIJING ZHONGKEXIN ELECTRONICS EQUIPMENT | ZKX-265P-24 | 260 | 6 | 101 | 21 |  | Solar | FIXED | Roof
SRP18143 | BEIJING ZHONGKEXIN ELECTRONICS EQUIPMENT | ZKX-265P-24 | 260 | 6 | 191 | 21 |  | Solar | FIXED | Roof
SRP18144 | TRINA SOLAR | TSM-245PA05.10 | 245 | 33 | 103 | 20 |  | Solar | FIXED | Roof
SRP18145 | TRINA SOLAR | TSM-245PA05.18 | 245 | 18 | 94 | 31 |  | Solar | FIXED | Roof
SRP18145 | TRINA SOLAR | TSM-245PA05.18 | 245 | 10 | 184 | 42 |  | Solar | FIXED | Roof
SRP18146 | TRINA SOLAR | TSM-245PA05.10 | 245 | 25 | 170 | 21 |  | Solar | FIXED | Roof
SRP18146 | TRINA SOLAR | TSM-245PA05.10 | 245 | 14 | 260 | 21 |  | Solar | FIXED | Roof
SRP18147 | TRINA SOLAR | TSM-245PA05.10 | 245 | 36 | 110 | 24 |  | Solar | FIXED | Roof
SRP18147 | TRINA SOLAR | TSM-245PA05.10 | 245 | 7 | 197.9 | 24 |  | Solar | FIXED | Roof
SRP18148 | YINGLI ENERGY (CHINA) | YL245P-29B | 245 | 22 | 173 | 33 |  | Solar | FIXED | Roof
SRP18149 | LG ELECTRONICS SOLAR CELL DIVISION | LG255S1C-G3 | 255 | 9 | 134 | 34 |  | Solar | FIXED | Roof
SRP18149 | LG ELECTRONICS SOLAR CELL DIVISION | LG255S1C-G2 | 255 | 9 | 224 | 34 |  | Solar | FIXED | Roof
SRP18150 | YINGLI ENERGY (CHINA) | YL250P-29B | 250 | 30 | 131 | 32 |  | Solar | FIXED | Roof
SRP18152 | LG ELECTRONICS SOLAR CELL DIVISION | LG255S1C-G3 | 255 | 15 | 217 | 19 |  | Solar | FIXED | Roof
SRP18153 | TRINA SOLAR | TSM-245PA05.10 | 245 | 6 | 140 | 15 |  | Solar | FIXED | Roof
SRP18153 | TRINA SOLAR | TSM-245PA05.10 | 245 | 20 | 140 | 40 |  | Solar | FIXED | Roof
SRP18153 | TRINA SOLAR | TSM-245PA05.10 | 245 | 4 | 230 | 40 |  | Solar | FIXED | Roof
SRP18154 | TRINA SOLAR | TSM-245PA05.10 | 245 | 40 | 230 | 26 |  | Solar | FIXED | Roof
SRP18155 | TRINA SOLAR | TSM-245PD05.10 | 245 | 38 | 240 | 28 |  | Solar | FIXED | Roof
SRP18156 | TRINA SOLAR | TSM-245PA05.10 | 245 | 4 | 92 | 21 |  | Solar | FIXED | Roof
SRP18156 | TRINA SOLAR | TSM-245PA05.10 | 245 | 42 | 182 | 14 |  | Solar | FIXED | Roof
SRP18157 | TRINA SOLAR | TSM-240PD05 | 240 | 18 | 129 | 23 |  | Solar | FIXED | Roof
SRP18159 | TRINA SOLAR | TSM-245PA05.18 | 245 | 13 | 177 | 17 |  | Solar | FIXED | Roof
SRP18159 | TRINA SOLAR | TSM-245PA05.18 | 245 | 16 | 177 | 25 |  | Solar | FIXED | Roof
SRP18160 | SHARP | ND-216UC1 | 216 | 18 | 168 | 10 |  | Solar | FIXED | Roof
SRP18160 | SHARP | ND-216UC1 | 216 | 20 | 168 | 18 |  | Solar | FIXED | Roof
SRP18160 | SHARP | ND-216UC1 | 216 | 6 | 348 | 23 |  | Solar | FIXED | Roof
SRP18161 | TRINA SOLAR | TSM-245PA05.10 | 245 | 36 | 238.7 | 32 |  | Solar | FIXED | Roof
SRP18162 | LG ELECTRONICS SOLAR CELL DIVISION | LG255S1C-G3 | 255 | 20 | 189.2 | 27 |  | Solar | FIXED | Roof
SRP18163 | LG ELECTRONICS SOLAR CELL DIVISION | LG255S1C-G3 | 255 | 10 | 107 | 35 |  | Solar | FIXED | Roof
SRP18164 | LG ELECTRONICS SOLAR CELL DIVISION | LG255S1C-G2 | 255 | 7 | 125 | 33 |  | Solar | FIXED | Roof
SRP18164 | LG ELECTRONICS SOLAR CELL DIVISION | LG255S1C-G2 | 255 | 7 | 305 | 23 |  | Solar | FIXED | Roof
SRP18165 | TRINA SOLAR | TSM-245PA05.10 | 245 | 22 | 90.2 | 28 |  | Solar | FIXED | Roof
SRP18165 | TRINA SOLAR | TSM-245PA05.10 | 245 | 12 | 267 | 28 |  | Solar | FIXED | Roof
SRP18166 | SUNIVA | OPT260-60-4-100 | 260 | 28 | 240 | 27 |  | Solar | FIXED | Roof
SRP18169 | TRINA SOLAR | TSM-245PA05.10 | 245 | 35 | 201 | 30 |  | Solar | FIXED | Roof
SRP18170 | TRINA SOLAR | TSM-245PA05.10 | 245 | 6 | 255 | 16 |  | Solar | FIXED | Roof
SRP18170 | TRINA SOLAR | TSM-245PA05.10 | 245 | 12 | 255 | 24 |  | Solar | FIXED | Roof
SRP18170 | TRINA SOLAR | TSM-245PA05.10 | 245 | 28 | 255 | 24 |  | Solar | FIXED | Roof
SRP18171 | YINGLI ENERGY (CHINA) | YL245P-29B | 245 | 12 | 223 | 24 |  | Solar | FIXED | Roof
SRP18172 | BEIJING ZHONGKEXIN ELECTRONICS EQUIPMENT | ZKX-265P-24 | 260 | 17 | 125 | 21 |  | Solar | FIXED | Roof
SRP18172 | BEIJING ZHONGKEXIN ELECTRONICS EQUIPMENT | ZKX-265P-24 | 260 | 12 | 305 | 21 |  | Solar | FIXED | Roof
SRP18173 | TRINA SOLAR | TSM-250PA05 | 250 | 32 | 221 | 32 |  | Solar | FIXED | Roof
SRP18174 | TRINA SOLAR | TSM-245PA05.10 | 245 | 29 | 111 | 28 |  | Solar | FIXED | Roof
SRP18174 | TRINA SOLAR | TSM-245PA05.10 | 245 | 3 | 201 | 31 |  | Solar | FIXED | Roof
SRP18175 | TRINA SOLAR | TSM-245PA05.10 | 245 | 65 | 180 | 31 |  | Solar | FIXED | Roof
SRP18176 | TRINA SOLAR | TSM-235PA05.08 | 235 | 40 | 180 | 30 |  | Solar | FIXED | Ground
SRP18177 | TRINA SOLAR | TSM-250PA05 | 250 | 20 | 150 | 33 |  | Solar | FIXED | Roof
SRP18178 | LG ELECTRONICS SOLAR CELL DIVISION | LG255S1C-G2 | 255 | 11 | 155 | 30 |  | Solar | FIXED | Roof
SRP18178 | LG ELECTRONICS SOLAR CELL DIVISION | LG255S1C-G2 | 255 | 6 | 245 | 42 |  | Solar | FIXED | Roof
SRP18179 | TRINA SOLAR | TSM-245PA05.18 | 245 | 36 | 174 | 18 |  | Solar | FIXED | Roof
SRP18180 | TRINA SOLAR | TSM-245PA05 | 245 | 44 | 249.7 | 32 |  | Solar | FIXED | Roof
SRP18181 | TRINA SOLAR | TSM-250PA05 | 250 | 27 | 221 | 27 |  | Solar | FIXED | Roof
SRP18182 | TRINA SOLAR | TSM-250PA05 | 250 | 24 | 220 | 18 |  | Solar | FIXED | Roof
SRP18183 | TRINA SOLAR | TSM-245PA05 | 245 | 22 | 125 | 20 |  | Solar | FIXED | Roof
SRP18183 | TRINA SOLAR | TSM-245PA05 | 245 | 7 | 305 | 20 |  | Solar | FIXED | Roof
SRP18184 | TRINA SOLAR | TSM-250PA05 | 250 | 12 | 188 | 10 |  | Solar | FIXED | Roof
SRP18185 | YINGLI ENERGY (CHINA) | YL245P-29B | 245 | 11 | 153 | 27 |  | Solar | FIXED | Roof
SRP18185 | YINGLI ENERGY (CHINA) | YL245P-29B | 245 | 22 | 333 | 27 |  | Solar | FIXED | Roof
SRP18186 | TRINA SOLAR | TSM-250PA05 | 250 | 27 | 231 | 20 |  | Solar | FIXED | Roof
SRP18186 | TRINA SOLAR | TSM-250PA05 | 250 | 26 | 231 | 25 |  | Solar | FIXED | Roof
SRP18187 | BEIJING ZHONGKEXIN ELECTRONICS EQUIPMENT | ZKX-265P-24 | 260 | 6 | 159 | 20 |  | Solar | FIXED | Roof
SRP18187 | BEIJING ZHONGKEXIN ELECTRONICS EQUIPMENT | ZKX-265P-24 | 260 | 10 | 159 | 20 |  | Solar | FIXED | Roof
SRP18189 | TRINA SOLAR | TSM-250PA05 | 250 | 48 | 225 | 32 |  | Solar | FIXED | Roof
SRP18190 | TRINA SOLAR | TSM-245PA05.10 | 245 | 4 | 227 | 26 |  | Solar | FIXED | Roof
SRP18190 | TRINA SOLAR | TSM-245PA05.10 | 245 | 18 | 227 | 26 |  | Solar | FIXED | Roof
SRP18191 | SCHUCO USA | MPE 255 MS 08 | 255 | 248 | 173 | 5 |  | Solar | FIXED | Roof
SRP18192 | SCHUCO INTERNATIONAL | MPE 235 PS03 | 255 | 189 | 159 | 5 |  | Solar | FIXED | Roof
SRP18193 | TRINA SOLAR | TSM-245PA05.10 | 245 | 19 | 107 | 34 |  | Solar | FIXED | Roof
SRP18194 | TRINA SOLAR | TSM-245PA05.10 | 245 | 30 | 185 | 40 |  | Solar | FIXED | Roof
SRP18197 | TRINA SOLAR | TSM-240PA05 | 240 | 17 | 257 | 24 |  | Solar | FIXED | Roof
SRP18198 | TRINA SOLAR | TSM-235PA05.18 | 235 | 18 | 200 | 23 |  | Solar | FIXED | Roof
SRP18199 | TRINA SOLAR | TSM-245PA05.18 | 245 | 3 | 17 | 10 |  | Solar | FIXED | Roof
SRP18199 | TRINA SOLAR | TSM-245PA05.18 | 245 | 12 | 107 | 26 |  | Solar | FIXED | Roof
SRP18199 | TRINA SOLAR | TSM-245PA05.18 | 245 | 25 | 197 | 22 |  | Solar | FIXED | Roof
SRP18202 | TRINA SOLAR | TSM-240PA05.18 | 240 | 33 | 217 | 17 |  | Solar | FIXED | Roof
SRP18204 | TRINA SOLAR | TSM-245PA05 | 245 | 11 | 168 | 21 |  | Solar | FIXED | Roof
SRP18205 | SCHUCO INTERNATIONAL | MPE 235 PS03 | 235 | 177 | 159 | 5 |  | Solar | FIXED | Roof
SRP18207 | TRINA SOLAR | TSM-235PA05.18 | 235 | 17 | 178 | 16 |  | Solar | FIXED | Roof
SRP18208 | SCHUCO INTERNATIONAL | MPE 235 PS03 | 255 | 180 | 159 | 5 |  | Solar | FIXED | Roof
SRP18210 | TRINA SOLAR | TSM-245PA05 | 245 | 27 | 207 | 37 |  | Solar | FIXED | Roof
SRP18210 | TRINA SOLAR | TSM-245PA05 | 245 | 8 | 207 | 39 |  | Solar | FIXED | Roof
SRP18211 | TRINA SOLAR | TSM-250PA05 | 250 | 28 | 180 | 22 |  | Solar | FIXED | Roof
SRP18211 | TRINA SOLAR | TSM-250PA05 | 250 | 12 | 180 | 33 |  | Solar | FIXED | Roof
SRP18212 | TRINA SOLAR | TSM-250PA05 | 250 | 13 | 105.4 | 15 |  | Solar | FIXED | Roof
SRP18212 | TRINA SOLAR | TSM-250PA05 | 250 | 22 | 105.4 | 18 |  | Solar | FIXED | Roof
SRP18212 | TRINA SOLAR | TSM-250PA05 | 250 | 2 | 105.4 | 37 |  | Solar | FIXED | Roof
SRP18213 | TRINA SOLAR | TSM-245PA05 | 245 | 15 | 148 | 29 |  | Solar | FIXED | Roof
SRP18214 | TRINA SOLAR | TSM-245PA05.10 | 245 | 42 | 220 | 26 |  | Solar | FIXED | Roof
SRP18215 | SUNPOWER | SPR-240E-WHT-D | 240 | 20 | 153 | 11 |  | Solar | FIXED | Roof
SRP18215 | SUNPOWER | SPR-240E-WHT-D | 240 | 10 | 153 | 29 |  | Solar | FIXED | Roof
SRP18217 | TRINA SOLAR | TSM-245PA05.10 | 245 | 2 | 122 | 21 |  | Solar | FIXED | Roof
SRP18217 | TRINA SOLAR | TSM-245PA05.10 | 245 | 16 | 122 | 23 |  | Solar | FIXED | Roof
SRP18217 | TRINA SOLAR | TSM-245PA05.10 | 245 | 12 | 212 | 21 |  | Solar | FIXED | Roof
SRP18220 | SUNPOWER | SPR-245NE-WHT-D | 245 | 36 | 180 | 34 |  | Solar | FIXED | Ground
SRP18221 | CHINA SUNERGY (NANJING) | CSUN250-60M | 250 | 40 | 175 | 24 |  | Solar | FIXED | Ground
SRP18223 | TRINA SOLAR | TSM-245PA05.10 | 245 | 26 | 185 | 22 |  | Solar | FIXED | Roof
SRP18224 | LG ELECTRONICS SOLAR CELL DIVISION | LG255S1C-G2 | 255 | 7 | 151 | 42 |  | Solar | FIXED | Roof
SRP18224 | LG ELECTRONICS SOLAR CELL DIVISION | LG255S1C-G2 | 255 | 9 | 243 | 30 |  | Solar | FIXED | Roof
SRP18225 | SUNPOWER | SPR-327NE-WHT-D | 327 | 14 | 122 | 15 |  | Solar | FIXED | Roof
SRP18225 | SUNPOWER | SPR-327NE-WHT-D | 327 | 21 | 175 | 23 |  | Solar | FIXED | Roof
SRP18227 | SUNPOWER | SPR-327NE-WHT-D | 327 | 20 | 174 | 17 |  | Solar | FIXED | Roof
SRP18230 | YINGLI ENERGY (CHINA) | YL245P-29B | 245 | 16 | 233 | 20 |  | Solar | FIXED | Roof
SRP18231 | CHINA SUNERGY (NANJING) | CSUN250-60M | 250 | 40 | 173 | 30 |  | Solar | FIXED | Ground
SRP18231 | CHINA SUNERGY | CSUN250-60M | 250 | 20 | 181 | 21 |  | Solar | FIXED | Ground
SRP18232 | TRINA SOLAR | TSM-250PA05 | 250 | 14 | 177 | 28 |  | Solar | FIXED | Roof
SRP18232 | TRINA SOLAR | TSM-250PA05A | 250 | 25 | 267 | 39 |  | Solar | FIXED | Roof
SRP18233 | TRINA SOLAR | TSM-245PA05 | 245 | 4 | 120 | 38 |  | Solar | FIXED | Roof
SRP18233 | TRINA SOLAR | TSM-245PA05 | 245 | 14 | 210 | 38 |  | Solar | FIXED | Roof
SRP18233 | TRINA SOLAR | TSM-245PA05 | 245 | 28 | 210 | 38 |  | Solar | FIXED | Roof
SRP18234 | TRINA SOLAR | TSM-245PA05 | 245 | 16 | 214 | 20 |  | Solar | FIXED | Roof
SRP18235 | SUNPOWER | SPR-327NE-WHT-D | 327 | 18 | 93 | 41 |  | Solar | FIXED | Roof
SRP18235 | SUNPOWER | SPR-327NE-WHT-D | 327 | 12 | 273 | 41 |  | Solar | FIXED | Roof
SRP18236 | SOLARWORLD | SW260 MONO BLACK | 260 | 20 | 172 | 32 |  | Solar | FIXED | Roof
SRP18236 | SOLARWORLD | SW260 MONO BLACK | 260 | 20 | 262 | 32 |  | Solar | FIXED | Roof
SRP18237 | LG ELECTRONICS SOLAR CELL DIVISION | LG255S1C-G2 | 255 | 22 | 200 | 41 |  | Solar | FIXED | Roof
SRP18238 | SOLARWORLD | SW260 MONO BLACK | 260 | 11 | 119 | 17 |  | Solar | FIXED | Roof
SRP18238 | SOLARWORLD | SW260 MONO BLACK | 260 | 8 | 209 | 17 |  | Solar | FIXED | Roof
SRP18238 | SOLARWORLD | SW260 MONO BLACK | 260 | 6 | 209 | 25 |  | Solar | FIXED | Roof
SRP18239 | SHENZHEN TOPRAY SOLAR | TPS105S-220W(54) | 225 | 36 | 198 | 27 |  | Solar | FIXED | Roof
SRP18240 | SUZHOU SHENGLONG PV-TECH | SLSM-185D | 185 | 40 | 159 | 27 |  | Solar | FIXED | Roof
SRP18241 | SUZHOU SHENGLONG PV-TECH | SLSM-185D | 190 | 30 | 167 | 27 |  | Solar | FIXED | Roof
SRP18242 | SUZHOU SHENGLONG PV-TECH | SLSM-185D | 185 | 30 | 240 | 27 |  | Solar | FIXED | Roof
SRP18243 | SUZHOU SHENGLONG PV-TECH | SLSM-225P | 225 | 33 | 170 | 27 |  | Solar | FIXED | Roof
SRP18245 | TRINA SOLAR | TSM-245PA05.18 | 245 | 24 | 71 | 25 |  | Solar | FIXED | Roof
SRP18245 | TRINA SOLAR | TSM-245PA05.18 | 245 | 12 | 251 | 25 |  | Solar | FIXED | Roof
SRP18246 | TRINA SOLAR | TSM-245PA05 | 245 | 41 | 173 | 36 |  | Solar | FIXED | Roof
SRP18247 | TRINA SOLAR | TSM-245PD05 | 245 | 30 | 120 | 26 |  | Solar | FIXED | Roof
SRP18247 | TRINA SOLAR | TSM-245PD05 | 245 | 16 | 210 | 26 |  | Solar | FIXED | Roof
SRP18252 | SUZHOU SHENGLONG PV-TECH | SLSM-230P | 230 | 39 | 227 | 27 |  | Solar | FIXED | Roof
SRP18254 | BEIJING ZHONGKEXIN ELECTRONICS EQUIPMENT | ZKX-265P-24 | 260 | 13 | 114 | 25 |  | Solar | FIXED | Roof
SRP18254 | BEIJING ZHONGKEXIN ELECTRONICS EQUIPMENT | ZKX-265P-24 | 260 | 8 | 204 | 25 |  | Solar | FIXED | Roof
SRP18254 | BEIJING ZHONGKEXIN ELECTRONICS EQUIPMENT | ZKX-265P-24 | 260 | 15 | 294 | 25 |  | Solar | FIXED | Roof
SRP18255 | SUZHOU SHENGLONG PV-TECH | SLSM-230P | 230 | 24 | 241 | 27 |  | Solar | FIXED | Roof
SRP18256 | TRINA SOLAR | TSM-250PA05 | 250 | 33 | 110 | 21 |  | Solar | FIXED | Roof
SRP18257 | SUZHOU SHENGLONG PV-TECH | SLSM-225P | 225 | 36 | 167 | 27 |  | Solar | FIXED | Roof
SRP18258 | TRINA SOLAR | TSM-250PA05 | 250 | 14 | 217 | 45 |  | Solar | FIXED | Roof
SRP18259 | TRINA SOLAR | TSM-245PA05.10 | 245 | 6 | 198 | 33 |  | Solar | FIXED | Roof
SRP18259 | TRINA SOLAR | TSM-245PA05.10 | 245 | 39 | 198 | 33 |  | Solar | FIXED | Roof
SRP18260 | TRINA SOLAR | TSM-245PA05.10 | 245 | 26 | 103 | 33 |  | Solar | FIXED | Roof
SRP18261 | TRINA SOLAR | TSM-245PA05.10 | 245 | 21 | 112 | 22 |  | Solar | FIXED | Roof
SRP18261 | TRINA SOLAR | TSM-245PA05.10 | 245 | 8 | 202 | 22 |  | Solar | FIXED | Roof
SRP18262 | TRINA SOLAR | TSM-245PA05.10 | 245 | 24 | 165 | 24 |  | Solar | FIXED | Roof
SRP18263 | TRINA SOLAR | TSM-245PA05.10 | 245 | 23 | 161 | 8 |  | Solar | FIXED | Roof
SRP18263 | TRINA SOLAR | TSM-245PA05.10 | 245 | 19 | 161 | 23 |  | Solar | FIXED | Roof
SRP18263 | TRINA SOLAR | TSM-245PA05.10 | 245 | 26 | 251 | 23 |  | Solar | FIXED | Roof
SRP18264 | TRINA SOLAR | TSM-245PA05.10 | 245 | 14 | 90 | 25 |  | Solar | FIXED | Roof
SRP18264 | TRINA SOLAR | TSM-245PA05.10 | 245 | 22 | 90 | 25 |  | Solar | FIXED | Roof
SRP18264 | TRINA SOLAR | TSM-245PA05.10 | 245 | 12 | 270 | 25 |  | Solar | FIXED | Roof
SRP18264 | TRINA SOLAR | TSM-245PA05.10 | 245 | 23 | 270 | 25 |  | Solar | FIXED | Roof
SRP18265 | TRINA SOLAR | TSM-245PA05.10 | 245 | 4 | 153 | 30 |  | Solar | FIXED | Roof
SRP18265 | TRINA SOLAR | TSM-245PA05.10 | 245 | 17 | 243 | 11 |  | Solar | FIXED | Roof
SRP18266 | TRINA SOLAR | TSM-245PA05.10 | 245 | 15 | 156 | 20 |  | Solar | FIXED | Roof
SRP18266 | TRINA SOLAR | TSM-245PA05.10 | 245 | 15 | 241 | 20 |  | Solar | FIXED | Roof
SRP18267 | TRINA SOLAR | TSM-245PA05 | 245 | 38 | 200 | 28 |  | Solar | FIXED | Roof
SRP18268 | YINGLI ENERGY (CHINA) | YL245P-29B | 245 | 13 | 135 | 21 |  | Solar | FIXED | Roof
SRP18269 | YINGLI ENERGY (CHINA) | YL240P-29B | 240 | 27 | 212 | 45 |  | Solar | FIXED | Roof
SRP18270 | TRINA SOLAR | TSM-250PD05 | 250 | 18 | 95 | 18 |  | Solar | FIXED | Roof
SRP18270 | TRINA SOLAR | TSM-250PA05A | 250 | 10 | 185 | 18 |  | Solar | FIXED | Roof
SRP18272 | TRINA SOLAR | TSM-245PA05.18 | 245 | 30 | 129 | 18 |  | Solar | FIXED | Roof
SRP18272 | TRINA SOLAR | TSM-245PA05.18 | 245 | 30 | 316 | 18 |  | Solar | FIXED | Roof
SRP18273 | TRINA SOLAR | TSM-250PA05 | 250 | 16 | 220 | 27 |  | Solar | FIXED | Roof
SRP18273 | TRINA SOLAR | TSM-250PA05A | 250 | 3 | 220 | 27 |  | Solar | FIXED | Roof
SRP18275 | TRINA SOLAR | TSM-250PA05A | 250 | 23 | 168 | 32 |  | Solar | FIXED | Roof
SRP18277 | TRINA SOLAR | TSM-240PA05 | 240 | 15 | 80 | 10 |  | Solar | FIXED | Roof
SRP18277 | TRINA SOLAR | TSM-240PA05 | 240 | 8 | 260 | 26 |  | Solar | FIXED | Roof
SRP18278 | TRINA SOLAR | TSM-245PA05.10 | 245 | 1 | 146 | 34 |  | Solar | FIXED | Roof
SRP18278 | TRINA SOLAR | TSM-245PA05.10 | 245 | 15 | 236 | 20 |  | Solar | FIXED | Roof
SRP18278 | TRINA SOLAR | TSM-245PA05.10 | 245 | 26 | 236 | 30 |  | Solar | FIXED | Roof
SRP18279 | TRINA SOLAR | TSM-245PD05 | 245 | 19 | 100 | 35 |  | Solar | FIXED | Roof
SRP18279 | TRINA SOLAR | TSM-245PA05 | 245 | 11 | 190 | 33 |  | Solar | FIXED | Roof
SRP18280 | TRINA SOLAR | TSM-245PA05 | 245 | 1 | 161 | 46 |  | Solar | FIXED | Roof
SRP18280 | TRINA SOLAR | TSM-245PA05 | 245 | 1 | 165 | 45 |  | Solar | FIXED | Roof
SRP18280 | TRINA SOLAR | TSM-245PA05 | 245 | 1 | 165 | 45 |  | Solar | FIXED | Roof
SRP18280 | TRINA SOLAR | TSM-245PA05 | 245 | 8 | 255 | 30 |  | Solar | FIXED | Roof
SRP18280 | TRINA SOLAR | TSM-245PA05 | 245 | 9 | 255 | 30 |  | Solar | FIXED | Roof
SRP18280 | TRINA SOLAR | TSM-245PA05 | 245 | 3 | 255 | 45 |  | Solar | FIXED | Roof
SRP18281 | TRINA SOLAR | TSM-240PA05 | 240 | 39 | 205 | 29 |  | Solar | FIXED | Roof
SRP18282 | TRINA SOLAR | TSM-245PA05.10 | 245 | 49 | 161 | 16 |  | Solar | FIXED | Roof
SRP18283 | TRINA SOLAR | TSM-250PA05 | 250 | 5 | 257 | 30 |  | Solar | FIXED | Roof
SRP18283 | TRINA SOLAR | TSM-250PA05 | 250 | 24 | 257 | 30 |  | Solar | FIXED | Roof
SRP18284 | TRINA SOLAR | TSM-250PA05 | 250 | 20 | 124 | 19 |  | Solar | FIXED | Roof
SRP18285 | TRINA SOLAR | TSM-245PA05 | 245 | 18 | 225.2 | 25 |  | Solar | FIXED | Roof
SRP18286 | TRINA SOLAR | TSM-245PA05 | 245 | 29 | 240.8 | 30 |  | Solar | FIXED | Roof
SRP18287 | TRINA SOLAR | TSM-240PD05 | 240 | 72 | 164 | 33 |  | Solar | FIXED | Roof
SRP18287 | TRINA SOLAR | TSM-240PD05 | 240 | 136 | 210 | 17 |  | Solar | FIXED | Roof
SRP18288 | SUNPOWER | SPR-327NE-WHT-D | 327 | 36 | 224 | 19 |  | Solar | FIXED | Roof
SRP18289 | TRINA SOLAR | TSM-250PA05 | 250 | 25 | 120 | 30 |  | Solar | FIXED | Roof
SRP18289 | TRINA SOLAR | TSM-250PA05 | 250 | 10 | 120 | 35 |  | Solar | FIXED | Roof
SRP18289 | TRINA SOLAR | TSM-250PA05 | 250 | 11 | 210 | 50 |  | Solar | FIXED | Roof
SRP18292 | SUZHOU SHENGLONG PV-TECH | SLSM-185D | 185 | 30 | 188 | 27 |  | Solar | FIXED | Roof
SRP18293 | TRINA SOLAR | TSM-240PA05 | 240 | 46 | 225 | 39 |  | Solar | FIXED | Roof
SRP18294 | SUZHOU SHENGLONG PV-TECH | SLSM-185D | 185 | 44 | 201 | 27 |  | Solar | FIXED | Roof
SRP18295 | TRINA SOLAR | TSM-240PA05 | 240 | 10 | 217 | 27 |  | Solar | FIXED | Roof
SRP18295 | TRINA SOLAR | TSM-240PA05 | 240 | 18 | 217 | 27 |  | Solar | FIXED | Roof
SRP18296 | TRINA SOLAR | TSM-235PA05.18 | 235 | 22 | 252 | 20 |  | Solar | FIXED | Roof
SRP18298 | YINGLI ENERGY (CHINA) | YL250P-32B | 250 | 36 | 151 | 38 |  | Solar | FIXED | Roof
SRP18299 | YINGLI ENERGY (CHINA) | YL245P-29B | 245 | 18 | 101 | 27 |  | Solar | FIXED | Roof
SRP18300 | TRINA SOLAR | TSM-245PA05.18 | 245 | 4 | 143 | 34 |  | Solar | FIXED | Roof
SRP18300 | TRINA SOLAR | TSM-245PA05.18 | 245 | 10 | 234 | 34 |  | Solar | FIXED | Roof
SRP18301 | TRINA SOLAR | TSM-245PA05.10 | 245 | 27 | 169 | 27 |  | Solar | FIXED | Roof
SRP18302 | SOLARWORLD | SW245 MONO | 245 | 12 | 180 | 32 |  | Solar | FIXED | Roof
SRP18303 | YINGLI ENERGY (CHINA) | YL245P-29B | 245 | 12 | 80 | 23 |  | Solar | FIXED | Roof
SRP18303 | YINGLI ENERGY (CHINA) | YL245P-29B | 245 | 24 | 170 | 28 |  | Solar | FIXED | Roof
SRP18303 | YINGLI ENERGY (CHINA) | YL245P-29B | 245 | 12 | 260 | 23 |  | Solar | FIXED | Roof
SRP18304 | TRINA SOLAR | TSM-250PA05 | 250 | 24 | 134.9 | 25 |  | Solar | FIXED | Roof
SRP18304 | TRINA SOLAR | TSM-250PA05 | 250 | 11 | 224.9 | 15 |  | Solar | FIXED | Roof
SRP18305 | SUNTECH POWER | STP255-20/WDB | 255 | 28 | 125 | 25 |  | Solar | FIXED | Roof
SRP18306 | SUNTECH POWER | STP255-20/WDB | 255 | 38 | 190.4 | 25 |  | Solar | FIXED | Roof
SRP18307 | TRINA SOLAR | TSM-245PA05.10 | 245 | 16 | 82 | 35 |  | Solar | FIXED | Roof
SRP18307 | TRINA SOLAR | TSM-245PA05.08 | 245 | 26 | 172 | 35 |  | Solar | FIXED | Roof
SRP18307 | TRINA SOLAR | TSM-245PA05.10 | 245 | 13 | 262 | 35 |  | Solar | FIXED | Roof
SRP18309 | TRINA SOLAR | TSM-245PD05 | 245 | 9 | 133 | 17 |  | Solar | FIXED | Roof
SRP18309 | TRINA SOLAR | TSM-245PA05 | 245 | 24 | 223 | 17 |  | Solar | FIXED | Roof
SRP18310 | TRINA SOLAR | TSM-245PA05 | 245 | 28 | 130 | 28 |  | Solar | FIXED | Roof
SRP18310 | TRINA SOLAR | TSM-245PD05 | 245 | 14 | 220 | 28 |  | Solar | FIXED | Roof
SRP18312 | TRINA SOLAR | TSM-240PA05.18 | 240 | 7 | 88 | 22 |  | Solar | FIXED | Roof
SRP18312 | TRINA SOLAR | TSM-240PA05.18 | 240 | 4 | 178 | 23 |  | Solar | FIXED | Roof
SRP18312 | TRINA SOLAR | TSM-240PA05.18 | 240 | 5 | 268 | 26 |  | Solar | FIXED | Roof
SRP18314 | TRINA SOLAR | TSM-245PA05 | 245 | 9 | 174 | 18 |  | Solar | FIXED | Roof
SRP18314 | TRINA SOLAR | TSM-245PA05 | 245 | 29 | 174 | 20 |  | Solar | FIXED | Roof
SRP18315 | TRINA SOLAR | TSM-245PA05.10 | 245 | 32 | 90 | 34 |  | Solar | FIXED | Roof
SRP18316 | TRINA SOLAR | TSM-245PD05 | 245 | 34 | 174 | 24 |  | Solar | FIXED | Roof
SRP18317 | TRINA SOLAR | TSM-245PA05.10 | 245 | 34 | 144 | 25 |  | Solar | FIXED | Roof
SRP18317 | TRINA SOLAR | TSM-245PA05.10 | 245 | 10 | 234 | 32 |  | Solar | FIXED | Roof
SRP18319 | TRINA SOLAR | TSM-245PA05.10 | 245 | 33 | 102 | 27 |  | Solar | FIXED | Roof
SRP18319 | TRINA SOLAR | TSM-245PA05.10 | 245 | 6 | 192 | 21 |  | Solar | FIXED | Roof
SRP18320 | TRINA SOLAR | TSM-250PA05A | 250 | 15 | 103 | 30 |  | Solar | FIXED | Roof
SRP18320 | TRINA SOLAR | TSM-250PA05A | 250 | 9 | 200 | 38 |  | Solar | FIXED | Roof
SRP18321 | CANADIAN SOLAR | CS6P-245MX | 245 | 17 | 230 | 20 |  | Solar | FIXED | Roof
SRP18322 | TRINA SOLAR | TSM-250PA05A | 250 | 11 | 162 | 34 |  | Solar | FIXED | Roof
SRP18323 | TRINA SOLAR | TSM-240PA05 | 240 | 14 | 166 | 40 |  | Solar | FIXED | Roof
SRP18324 | TRINA SOLAR | TSM-250PA05 | 250 | 8 | 172.9 | 20 |  | Solar | FIXED | Roof
SRP18324 | TRINA SOLAR | TSM-250PA05 | 250 | 22 | 172.9 | 40 |  | Solar | FIXED | Roof
SRP18325 | TRINA SOLAR | TSM-245PA05 | 245 | 22 | 216 | 25 |  | Solar | FIXED | Roof
SRP18326 | TRINA SOLAR | TSM-245PA05 | 245 | 12 | 130 | 39 |  | Solar | FIXED | Roof
SRP18326 | TRINA SOLAR | TSM-245PA05 | 245 | 21 | 220 | 29 |  | Solar | FIXED | Roof
SRP18327 | TRINA SOLAR | TSM-250PA05 | 250 | 20 | 123 | 25 |  | Solar | FIXED | Roof
SRP18328 | SUNIVA | MVX250-60-5-701 | 250 | 35 | 191.3 | 38 |  | Solar | FIXED | Roof
SRP18329 | TRINA SOLAR | TSM-240PA05 | 240 | 18 | 131 | 22 |  | Solar | FIXED | Roof
SRP18330 | TRINA SOLAR | TSM-250PA05 | 250 | 12 | 174 | 5 |  | Solar | FIXED | Roof
SRP18332 | SUNPOWER | SPR-327NE-WHT-D | 327 | 7 | 130 | 34 |  | Solar | FIXED | Roof
SRP18332 | SUNPOWER | SPR-327NE-WHT-D | 327 | 7 | 130 | 43 |  | Solar | FIXED | Roof
SRP18332 | SUNPOWER | SPR-327NE-WHT-D | 327 | 42 | 220 | 24 |  | Solar | FIXED | Roof
SRP18334 | TRINA SOLAR | TSM-245PA05 | 240 | 19 | 247 | 17 |  | Solar | FIXED | Roof
SRP18334 | TRINA SOLAR | TSM-240PA05.18 | 240 | 4 | 247 | 19 |  | Solar | FIXED | Roof
SRP18335 | TRINA SOLAR | TSM-240DA05 | 240 | 16 | 119 | 34 |  | Solar | FIXED | Roof
SRP18336 | TRINA SOLAR | TSM-245PA05 | 245 | 27 | 246 | 36 |  | Solar | FIXED | Roof
SRP18337 | TRINA SOLAR | TSM-245PA05.18 | 245 | 15 | 129 | 19 |  | Solar | FIXED | Roof
SRP18337 | TRINA SOLAR | TSM-245PA05.18 | 245 | 6 | 129 | 21 |  | Solar | FIXED | Roof
SRP18338 | TRINA SOLAR | TSM-245PA05.18 | 245 | 4 | 78 | 10 |  | Solar | FIXED | Roof
SRP18338 | TRINA SOLAR | TSM-245PA05.18 | 245 | 14 | 258 | 33 |  | Solar | FIXED | Roof
SRP18339 | TRINA SOLAR | TSM-245PA05 | 245 | 22 | 103 | 36 |  | Solar | FIXED | Roof
SRP18341 | TRINA SOLAR | TSM-245PA05.18 | 245 | 18 | 213 | 27 |  | Solar | FIXED | Roof
SRP18343 | TRINA SOLAR | TSM-250PA05 | 250 | 20 | 230 | 7 |  | Solar | FIXED | Roof
SRP18344 | TRINA SOLAR | TSM-250PA05 | 250 | 30 | 217 | 34 |  | Solar | FIXED | Roof
SRP18345 | TRINA SOLAR | TSM-240DA05 | 240 | 6 | 128 | 32 |  | Solar | FIXED | Roof
SRP18346 | MOTECH AMERICAS | XS60B3-245-XXXXXX | 245 | 9 | 133 | 7 |  | Solar | FIXED | Roof
SRP18346 | MOTECH AMERICAS | IM60C3-245-XXXXXX | 245 | 27 | 133 | 22 |  | Solar | FIXED | Roof
SRP18347 | TRINA SOLAR | TSM-240PA05.18 | 240 | 24 | 128 | 28 |  | Solar | FIXED | Roof
SRP18348 | YINGLI ENERGY (CHINA) | YL245P-32B | 245 | 12 | 158 | 41 |  | Solar | FIXED | Roof
SRP18349 | SUNPOWER | SPR-327NE-WHT-D | 327 | 32 | 255 | 27 |  | Solar | FIXED | Roof
SRP18350 | TRINA SOLAR | TSM-240PA05 | 240 | 34 | 127 | 25 |  | Solar | FIXED | Roof
SRP18351 | SUNPOWER | SPR-327NE-WHT-D | 327 | 30 | 170 | 39 |  | Solar | FIXED | Roof
SRP18352 | TRINA SOLAR | TSM-240PA05.18 | 240 | 12 | 130 | 36 |  | Solar | FIXED | Roof
SRP18352 | TRINA SOLAR | TSM-240PA05.18 | 240 | 7 | 221 | 40 |  | Solar | FIXED | Roof
SRP18355 | TRINA SOLAR | TSM-250PD05 | 250 | 14 | 116 | 22 |  | Solar | FIXED | Roof
SRP18355 | TRINA SOLAR | TSM-250PD05 | 250 | 16 | 116 | 22 |  | Solar | FIXED | Roof
SRP18356 | TRINA SOLAR | TSM-250PA05 | 250 | 16 | 211 | 27 |  | Solar | FIXED | Roof
SRP18357 | TRINA SOLAR | TSM-250PA05 | 250 | 30 | 237 | 21 |  | Solar | FIXED | Roof
SRP18359 | TRINA SOLAR | TSM-250PA05 | 250 | 8 | 161 | 26 |  | Solar | FIXED | Roof
SRP18359 | TRINA SOLAR | TSM-250PA05 | 250 | 24 | 161 | 26 |  | Solar | FIXED | Roof
SRP18360 | SOLARWORLD | SW255 MONO | 255 | 24 | 104 | 27 |  | Solar | FIXED | Roof
SRP18361 | TRINA SOLAR | TSM-250PA05 | 250 | 30 | 267 | 33 |  | Solar | FIXED | Roof
SRP18362 | TRINA SOLAR | TSM-250PA05A | 250 | 20 | 140 | 24 |  | Solar | FIXED | Roof
SRP18363 | TRINA SOLAR | TSM-250PA05 | 250 | 30 | 118 | 43 |  | Solar | FIXED | Roof
SRP18364 | TRINA SOLAR | TSM-250PA05 | 250 | 30 | 149 | 40 |  | Solar | FIXED | Roof
SRP18365 | TRINA SOLAR | TSM-250PA05 | 250 | 14 | 91 | 31 |  | Solar | FIXED | Roof
SRP18366 | TRINA SOLAR | TSM-250PA05 | 250 | 20 | 223 | 36 |  | Solar | FIXED | Roof
SRP18367 | TRINA SOLAR | TSM-250PA05 | 250 | 10 | 120 | 45 |  | Solar | FIXED | Roof
SRP18368 | SCHUCO INTERNATIONAL | MPE 235 PS03 | 235 | 156 | 209 | 5 |  | Solar | FIXED | Roof
SRP18368 | SCHUCO INTERNATIONAL | MPE 235 PS03 | 235 | 533 | 215 | 5 |  | Solar | FIXED | Roof
SRP18368 | SCHUCO INTERNATIONAL | MPE 235 PS03 | 235 | 338 | 215 | 10 |  | Solar | FIXED | Roof
SRP18369 | TRINA SOLAR | TSM-240PA05.10 | 240 | 55 | 180 | 25 |  | Solar | FIXED | Roof
SRP18370 | TRINA SOLAR | TSM-245PA05 | 245 | 11 | 148 | 27 |  | Solar | FIXED | Roof
SRP18371 | SUNPOWER | SPR-327NE-WHT-D | 327 | 10 | 160 | 34 |  | Solar | FIXED | Roof
SRP18371 | SUNPOWER | SPR-327NE-WHT-D | 327 | 18 | 250 | 34 |  | Solar | FIXED | Roof
SRP18372 | TRINA SOLAR | TSM-250PA05 | 250 | 34 | 162 | 26 |  | Solar | FIXED | Roof
SRP18372 | TRINA SOLAR | TSM-250PA05 | 250 | 22 | 253 | 26 |  | Solar | FIXED | Roof
SRP18374 | TRINA SOLAR | TSM-245PA05 | 245 | 17 | 228 | 5 |  | Solar | FIXED | Roof
SRP18374 | TRINA SOLAR | TSM-245PA05 | 245 | 14 | 228 | 10 |  | Solar | FIXED | Roof
SRP18374 | TRINA SOLAR | TSM-245PA05 | 245 | 18 | 228 | 43 |  | Solar | FIXED | Roof
SRP18375 | TRINA SOLAR | TSM-250PA05 | 250 | 26 | 111 | 22 |  | Solar | FIXED | Roof
SRP18378 | CANADIAN SOLAR | CS6P-245M | 245 | 25 | 207 | 27 |  | Solar | FIXED | Roof
SRP18379 | TRINA SOLAR | TSM-250PA05 | 250 | 30 | 158 | 34 |  | Solar | FIXED | Roof
SRP18379 | TRINA SOLAR | TSM-250PA05 | 250 | 8 | 257 | 34 |  | Solar | FIXED | Roof
SRP18380 | TRINA SOLAR | TSM-245PA05 | 245 | 4 | 145.2 | 25 |  | Solar | FIXED | Roof
SRP18380 | TRINA SOLAR | TSM-245PA05 | 245 | 16 | 145.2 | 30 |  | Solar | FIXED | Roof
SRP18381 | TRINA SOLAR | TSM-250PA05A | 250 | 6 | 180 | 25 |  | Solar | FIXED | Roof
SRP18381 | TRINA SOLAR | TSM-250PA05A | 250 | 17 | 180 | 25 |  | Solar | FIXED | Roof
SRP18382 | SUNIVA | OPT260-60-4-100 | 260 | 28 | 254.2 | 25 |  | Solar | FIXED | Roof
SRP18383 | CANADIAN SOLAR | CS6P-245M | 245 | 28 | 175 | 22 |  | Solar | FIXED | Roof
SRP18385 | TRINA SOLAR | TSM-245PA05 | 245 | 40 | 240.5 | 20 |  | Solar | FIXED | Roof
SRP18386 | TRINA SOLAR | TSM-245PA05 | 245 | 32 | 245.6 | 30 |  | Solar | FIXED | Roof
SRP18387 | TRINA SOLAR | TSM-250PA05 | 250 | 20 | 90 | 15 |  | Solar | FIXED | Roof
SRP18387 | TRINA SOLAR | TSM-250PA05 | 250 | 10 | 270 | 15 |  | Solar | FIXED | Roof
SRP18388 | CANADIAN SOLAR | CS6P-250M | 250 | 14 | 124 | 20 |  | Solar | FIXED | Roof
SRP18388 | CANADIAN SOLAR | CS6P-250M | 250 | 16 | 215 | 20 |  | Solar | FIXED | Roof
SRP18389 | YINGLI ENERGY (CHINA) | YL250C-30B | 250 | 18 | 215 | 35 |  | Solar | FIXED | Roof
SRP18390 | TRINA SOLAR | TSM-250PA05 | 250 | 23 | 176 | 33 |  | Solar | FIXED | Roof
SRP18392 | SUNPOWER | SPR-327NE-WHT-D | 327 | 42 | 187 | 23 |  | Solar | FIXED | Roof
SRP18393 | TRINA SOLAR | TSM-245PA05 | 245 | 24 | 179 | 25 |  | Solar | FIXED | Roof
SRP18394 | TRINA SOLAR | TSM-245PD05 | 245 | 15 | 117 | 23 |  | Solar | FIXED | Roof
SRP18395 | SUZHOU SHENGLONG PV-TECH | SLSM-225P | 225 | 36 | 198 | 27 |  | Solar | FIXED | Roof
SRP18396 | SUZHOU SHENGLONG PV-TECH | SLSM-230P | 230 | 59 | 154 | 27 |  | Solar | FIXED | Roof
SRP18397 | TRINA SOLAR | TSM-245PA05 | 245 | 24 | 118.1 | 26 |  | Solar | FIXED | Roof
SRP18398 | TRINA SOLAR | TSM-245PA05.05 | 245 | 32 | 184 | 16 |  | Solar | FIXED | Roof
SRP18398 | TRINA SOLAR | TSM-245PA05.05 | 245 | 6 | 245 | 16 |  | Solar | FIXED | Roof
SRP18399 | HANWHA SOLARONE (QIDONG) | HSL60M6-HA-0-240T | 250 | 33 | 179.2 | 25 |  | Solar | FIXED | Roof
SRP18400 | TRINA SOLAR | TSM-240PA05.18 | 240 | 9 | 148 | 25 |  | Solar | FIXED | Roof
SRP18400 | TRINA SOLAR | TSM-240PA05.18 | 240 | 15 | 148 | 26 |  | Solar | FIXED | Roof
SRP18401 | TRINA SOLAR | TSM-240PA05.18 | 240 | 3 | 124 | 24 |  | Solar | FIXED | Roof
SRP18401 | TRINA SOLAR | TSM-240PA05.18 | 240 | 39 | 124 | 27 |  | Solar | FIXED | Roof
SRP18402 | TRINA SOLAR | TSM-240PA05.18 | 240 | 20 | 244 | 18 |  | Solar | FIXED | Roof
SRP18404 | TRINA SOLAR | TSM-240DA05 | 240 | 12 | 127 | 23 |  | Solar | FIXED | Roof
SRP18405 | TRINA SOLAR | TSM-240PA05.18 | 240 | 11 | 160 | 27 |  | Solar | FIXED | Roof
SRP18405 | TRINA SOLAR | TSM-240PA05.18 | 240 | 6 | 250 | 27 |  | Solar | FIXED | Roof
SRP18406 | LIGHT WAY GREEN NEW ENERGY | LW240(29)P1650X990 | 240 | 1794 | 253 | 2 |  | Solar | FIXED | Roof
SRP18407 | TRINA SOLAR | TSM-250PA05 | 250 | 27 | 241 | 19 |  | Solar | FIXED | Roof
SRP18408 | TRINA SOLAR | TSM-250PA05 | 250 | 23 | 195 | 25 |  | Solar | FIXED | Roof
SRP18409 | TRINA SOLAR | TSM-240PA05.18 | 240 | 14 | 220 | 22 |  | Solar | FIXED | Roof
SRP18409 | TRINA SOLAR | TSM-240PA05.18 | 240 | 3 | 220 | 23 |  | Solar | FIXED | Roof
SRP18410 | CANADIAN SOLAR | CS6P-235P | 235 | 17 | 160 | 10 |  | Solar | FIXED | Roof
SRP18411 | TRINA SOLAR | TSM-235PA05.18 | 235 | 22 | 130 | 42 |  | Solar | FIXED | Roof
SRP18412 | TRINA SOLAR | TSM-235PA05.18 | 235 | 19 | 217 | 40 |  | Solar | FIXED | Roof
SRP18415 | TRINA SOLAR | TSM-245PA05 | 245 | 41 | 147.2 | 35 |  | Solar | FIXED | Roof
SRP18416 | TRINA SOLAR | TSM-250PA05 | 250 | 21 | 118.8 | 35 |  | Solar | FIXED | Roof
SRP18417 | TRINA SOLAR | TSM-250PA05 | 250 | 25 | 191 | 34 |  | Solar | FIXED | Roof
SRP18418 | TRINA SOLAR | TSM-250PA05 | 250 | 30 | 210 | 28 |  | Solar | FIXED | Roof
SRP18419 | TRINA SOLAR | TSM-250PA05 | 250 | 30 | 165 | 25 |  | Solar | FIXED | Roof
SRP18420 | TRINA SOLAR | TSM-245PA05.10 | 245 | 84 | 186 | 25 |  | Solar | FIXED | Ground
SRP18422 | TRINA SOLAR | TSM-245PA05.10 | 245 | 48 | 180 | 25 |  | Solar | FIXED | Ground
SRP18423 | TRINA SOLAR | TSM-245PA05.10 | 245 | 42 | 215 | 23 |  | Solar | FIXED | Roof
SRP18426 | TRINA SOLAR | TSM-240PA05 | 240 | 13 | 167 | 21 |  | Solar | FIXED | Roof
SRP18426 | TRINA SOLAR | TSM-240PA05 | 240 | 14 | 167 | 28 |  | Solar | FIXED | Roof
SRP18427 | MX SOLAR USA | MX60-235 | 235 | 4563 | 216 | 5 |  | Solar | FIXED | Ground
SRP18428 | TRINA SOLAR | TSM-240PA05.18 | 240 | 3 | 70 | 16 |  | Solar | FIXED | Roof
SRP18428 | TRINA SOLAR | TSM-240PA05.18 | 240 | 12 | 250 | 16 |  | Solar | FIXED | Roof
SRP18430 | TRINA SOLAR | TSM-240PA05.18 | 240 | 2 | 27 | 7 |  | Solar | FIXED | Roof
SRP18430 | TRINA SOLAR | TSM-245PA05 | 240 | 12 | 204 | 38 |  | Solar | FIXED | Roof
SRP18431 | TRINA SOLAR | TSM-245PA05.18 | 245 | 16 | 164 | 16 |  | Solar | FIXED | Roof
SRP18431 | TRINA SOLAR | TSM-245PA05.18 | 245 | 8 | 164 | 17 |  | Solar | FIXED | Roof
SRP18431 | TRINA SOLAR | TSM-245PA05.18 | 245 | 2 | 254 | 18 |  | Solar | FIXED | Roof
SRP18433 | TRINA SOLAR | TSM-240PD05.18 | 240 | 21 | 218 | 17 |  | Solar | FIXED | Roof
SRP18435 | TRINA SOLAR | TSM-245PA05 | 245 | 38 | 130 | 25 |  | Solar | FIXED | Roof
SRP18436 | TRINA SOLAR | TSM-245PA05.10 | 245 | 31 | 267 | 30 |  | Solar | FIXED | Roof
SRP18438 | TRINA SOLAR | TSM-250PA05 | 250 | 28 | 140 | 23 |  | Solar | FIXED | Roof
SRP18439 | TRINA SOLAR | TSM-250PA05 | 250 | 12 | 195 | 12 |  | Solar | FIXED | Roof
SRP18439 | TRINA SOLAR | TSM-250PA05 | 250 | 9 | 195 | 23 |  | Solar | FIXED | Roof
SRP18439 | TRINA SOLAR | TSM-250PA05 | 250 | 14 | 195 | 40 |  | Solar | FIXED | Roof
SRP18440 | TRINA SOLAR | TSM-250PA05 | 250 | 4 | 221 | 21 |  | Solar | FIXED | Roof
SRP18440 | TRINA SOLAR | TSM-250PA05 | 250 | 9 | 221 | 21 |  | Solar | FIXED | Roof
SRP18441 | TRINA SOLAR | TSM-245PA05 | 245 | 13 | 239 | 40 |  | Solar | FIXED | Roof
SRP18441 | TRINA SOLAR | TSM-245PA05 | 245 | 16 | 239 | 40 |  | Solar | FIXED | Roof
SRP18442 | TRINA SOLAR | TSM-245PA05 | 245 | 41 | 190.5 | 38 |  | Solar | FIXED | Roof
SRP18443 | TRINA SOLAR | TSM-250PA05 | 250 | 24 | 109 | 25 |  | Solar | FIXED | Roof
SRP18444 | TRINA SOLAR | TSM-245PA05.08 | 245 | 8 | 189 | 18 |  | Solar | FIXED | Roof
SRP18444 | TRINA SOLAR | TSM-245PA05.08 | 245 | 16 | 189 | 24 |  | Solar | FIXED | Roof
SRP18445 | TRINA SOLAR | TSM-250PA05 | 250 | 22 | 232 | 28 |  | Solar | FIXED | Roof
SRP18446 | TRINA SOLAR | TSM-250PA05 | 250 | 9 | 96 | 23 |  | Solar | FIXED | Roof
SRP18446 | TRINA SOLAR | TSM-250PA05 | 250 | 14 | 186 | 23 |  | Solar | FIXED | Roof
SRP18447 | TRINA SOLAR | TSM-245PA05.10 | 245 | 24 | 165 | 24 |  | Solar | FIXED | Roof
SRP18448 | TRINA SOLAR | TSM-245PA05.10 | 245 | 6 | 122 | 10 |  | Solar | FIXED | Roof
SRP18448 | TRINA SOLAR | TSM-245PA05.10 | 245 | 17 | 122 | 17 |  | Solar | FIXED | Roof
SRP18449 | SUNPOWER | SPR-327NE-WHT-D | 327 | 30 | 140 | 15 |  | Solar | FIXED | Roof
SRP18450 | TRINA SOLAR | TSM-245PA05.10 | 245 | 28 | 99 | 25 |  | Solar | FIXED | Roof
SRP18450 | TRINA SOLAR | TSM-245PA05.10 | 245 | 6 | 189 | 38 |  | Solar | FIXED | Roof
SRP18453 | SOLARWORLD | SW240 MONO BLACK | 240 | 5 | 182 | 18 |  | Solar | FIXED | Roof
SRP18453 | SOLARWORLD | SW240 MONO BLACK | 240 | 47 | 182 | 34 |  | Solar | FIXED | Roof
SRP18454 | TRINA SOLAR | TSM-250PA05 | 250 | 12 | 174 | 19 |  | Solar | FIXED | Roof
SRP18454 | TRINA SOLAR | TSM-250PA05 | 250 | 10 | 264 | 30 |  | Solar | FIXED | Roof
SRP18455 | TRINA SOLAR | TSM-245PA05.10 | 245 | 13 | 146 | 16 |  | Solar | FIXED | Roof
SRP18455 | TRINA SOLAR | TSM-245PA05.10 | 245 | 15 | 236 | 16 |  | Solar | FIXED | Roof
SRP18456 | TRINA SOLAR | TSM-250PA05 | 250 | 13 | 211 | 18 |  | Solar | FIXED | Roof
SRP18457 | TRINA SOLAR | TSM-245PA05.10 | 245 | 33 | 105 | 34 |  | Solar | FIXED | Roof
SRP18457 | TRINA SOLAR | TSM-245PA05.10 | 245 | 10 | 195 | 34 |  | Solar | FIXED | Roof
SRP18458 | CANADIAN SOLAR | CS6P-245MX | 245 | 21 | 114 | 33 |  | Solar | FIXED | Roof
SRP18460 | HANWHA SOLARONE (QIDONG) | HSL60P6-PB-3-245QW | 250 | 20 | 128 | 23 |  | Solar | FIXED | Roof
SRP18460 | HANWHA SOLARONE (QIDONG) | HSL60P6-PB-3-250QW | 250 | 22 | 218 | 23 |  | Solar | FIXED | Roof
SRP18461 | SOLARWORLD | SW260 MONO BLACK | 260 | 19 | 203 | 27 |  | Solar | FIXED | Roof
SRP18463 | TRINA SOLAR | TSM-245PA05.10 | 245 | 39 | 144 | 34 |  | Solar | FIXED | Roof
SRP18464 | TRINA SOLAR | TSM-245PA05.10 | 245 | 28 | 228.8 | 28 |  | Solar | FIXED | Roof
SRP18465 | TRINA SOLAR | TSM-245PA05.10 | 245 | 29 | 257.9 | 20 |  | Solar | FIXED | Roof
SRP18466 | TRINA SOLAR | TSM-245PA05.10 | 245 | 16 | 160 | 20 |  | Solar | FIXED | Roof
SRP18466 | TRINA SOLAR | TSM-245PA05.10 | 245 | 9 | 250 | 20 |  | Solar | FIXED | Roof
SRP18468 | TRINA SOLAR | TSM-245PA05.10 | 245 | 10 | 130 | 12 |  | Solar | FIXED | Roof
SRP18468 | TRINA SOLAR | TSM-245PA05.10 | 245 | 11 | 130 | 17 |  | Solar | FIXED | Roof
SRP18468 | TRINA SOLAR | TSM-245PA05.10 | 245 | 7 | 130 | 20 |  | Solar | FIXED | Roof
SRP18470 | TRINA SOLAR | TSM-245PA05.10 | 245 | 96 | 190 | 22 |  | Solar | FIXED | Ground
SRP18471 | TRINA SOLAR | TSM-245PA05.10 | 245 | 29 | 95 | 29 |  | Solar | FIXED | Roof
SRP18471 | TRINA SOLAR | TSM-245PA05.10 | 245 | 33 | 275 | 29 |  | Solar | FIXED | Roof
SRP18473 | TRINA SOLAR | TSM-245PA05.10 | 245 | 2 | 178 | 36 |  | Solar | FIXED | Roof
SRP18473 | TRINA SOLAR | TSM-245PA05.10 | 245 | 20 | 267 | 32 |  | Solar | FIXED | Roof
SRP18474 | TRINA SOLAR | TSM-245PA05.10 | 245 | 54 | 114 | 26 |  | Solar | FIXED | Roof
SRP18475 | TRINA SOLAR | TSM-245PA05.10 | 245 | 78 | 96 | 22 |  | Solar | FIXED | Roof
SRP18476 | SUNPOWER | SPR-X20-250-BLK | 250 | 21 | 248 | 39 |  | Solar | FIXED | Roof
SRP18477 | TRINA SOLAR | TSM-245PA05.10 | 245 | 15 | 163 | 40 |  | Solar | FIXED | Roof
SRP18477 | TRINA SOLAR | TSM-245PA05.10 | 245 | 25 | 253 | 30 |  | Solar | FIXED | Roof
SRP18479 | TRINA SOLAR | TSM-245PA05.10 | 245 | 32 | 112 | 25 |  | Solar | FIXED | Roof
SRP18480 | SOLARWORLD | SW235 MONO | 235 | 644 | 142 | 10 |  | Solar | FIXED | Roof
SRP18481 | HANWHA SOLARONE (QIDONG) | HSL60P6-PA-4-245TB | 245 | 6 | 128 | 20 |  | Solar | FIXED | Roof
SRP18481 | HANWHA SOLARONE (QIDONG) | HSL60P6-PA-4-245TB | 245 | 31 | 128 | 25 |  | Solar | FIXED | Roof
SRP18481 | HANWHA SOLARONE (QIDONG) | HSL60P6-PA-4-245TB | 245 | 11 | 308 | 25 |  | Solar | FIXED | Roof
SRP18483 | CANADIAN SOLAR | CS6P-250P | 250 | 28 | 202 | 17 |  | Solar | FIXED | Roof
SRP18488 | SOLARWORLD | SW255 MONO BLACK | 255 | 24 | 215 | 25 |  | Solar | FIXED | Roof
SRP18489 | TRINA SOLAR | TSM-245PA05.10 | 245 | 23 | 90 | 22 |  | Solar | FIXED | Roof
SRP18489 | TRINA SOLAR | TSM-245PA05.10 | 245 | 18 | 180 | 18 |  | Solar | FIXED | Roof
SRP18490 | TRINA SOLAR | TSM-250PA05 | 250 | 8 | 216.3 | 38 |  | Solar | FIXED | Roof
SRP18492 | TRINA SOLAR | TSM-250PA05 | 250 | 14 | 183 | 30 |  | Solar | FIXED | Roof
SRP18495 | CANADIAN SOLAR | CS6P-245P | 245 | 20 | 302 | 3 |  | Solar | FIXED | Roof
SRP18496 | TRINA SOLAR | TSM-245PA05.10 | 245 | 9 | 156 | 30 |  | Solar | FIXED | Roof
SRP18496 | TRINA SOLAR | TSM-245PA05.10 | 245 | 24 | 156 | 30 |  | Solar | FIXED | Roof
SRP18498 | RENESOLA JIANGSU | JC250M-24/BBV | 250 | 13 | 184 | 14 |  | Solar | FIXED | Roof
SRP18498 | RENESOLA JIANGSU | JC250M-24/BBV | 250 | 24 | 184 | 23 |  | Solar | FIXED | Roof
SRP18499 | CSG PVTECH | CSG250S2 | 250 | 10 | 101 | 22 |  | Solar | FIXED | Ground
SRP18499 | CSG PVTECH | CSG250S2 | 250 | 18 | 191 | 36 |  | Solar | FIXED | Roof
SRP18500 | SAMSUNG SDI | LPC244SM-02 | 244 | 33 | 193 | 10 |  | Solar | FIXED | Roof
SRP18501 | AXITEC | AC-250M/156-60S | 250 | 69 | 113 | 14 |  | Solar | FIXED | Roof
SRP18501 | AXITEC | AC-250P/156-60S | 250 | 11 | 293 | 14 |  | Solar | FIXED | Roof
SRP18502 | SAMSUNG SDI | LPC244SM-02 | 244 | 52 | 156 | 12 |  | Solar | FIXED | Roof
SRP18502 | SAMSUNG SDI | LPC244SM-02 | 244 | 104 | 156 | 26 |  | Solar | FIXED | Roof
SRP18504 | TRINA SOLAR | TSM-250PA05 | 250 | 5 | 162 | 10 |  | Solar | FIXED | Roof
SRP18504 | TRINA SOLAR | TSM-250PA05 | 250 | 15 | 162 | 34 |  | Solar | FIXED | Roof
SRP18505 | TRINA SOLAR | TSM-240PA05 | 240 | 10 | 78 | 26 |  | Solar | FIXED | Roof
SRP18505 | TRINA SOLAR | TSM-240PA05 | 240 | 4 | 168 | 26 |  | Solar | FIXED | Roof
SRP18505 | TRINA SOLAR | TSM-240PA05 | 240 | 6 | 258 | 26 |  | Solar | FIXED | Roof
SRP18506 | YINGLI ENERGY (CHINA) | YL245P-29B | 245 | 8 | 133 | 40 |  | Solar | FIXED | Roof
SRP18506 | YINGLI ENERGY (CHINA) | YL245P-29B | 245 | 8 | 223 | 34 |  | Solar | FIXED | Roof
SRP18506 | YINGLI ENERGY (CHINA) | YL245P-29B | 245 | 17 | 223 | 34 |  | Solar | FIXED | Roof
SRP18508 | YINGLI ENERGY (CHINA) | YL250P-29B | 250 | 5 | 83 | 20 |  | Solar | FIXED | Roof
SRP18508 | YINGLI ENERGY (CHINA) | YL250P-29B | 250 | 26 | 83 | 46 |  | Solar | FIXED | Roof
SRP18508 | YINGLI ENERGY (CHINA) | YL250P-29B | 250 | 21 | 263 | 18 |  | Solar | FIXED | Roof
SRP18509 | TRINA SOLAR | TSM-250PA05 | 250 | 23 | 162 | 28 |  | Solar | FIXED | Roof
SRP18510 | TRINA SOLAR | TSM-250PA05 | 250 | 7 | 122.5 | 25 |  | Solar | FIXED | Roof
SRP18510 | TRINA SOLAR | TSM-250PA05 | 250 | 17 | 212.5 | 20 |  | Solar | FIXED | Roof
SRP18511 | YINGLI ENERGY (CHINA) | YL245P-29B | 245 | 27 | 37 | 17 |  | Solar | FIXED | Roof
SRP18511 | YINGLI ENERGY (CHINA) | YL245P-29B | 245 | 27 | 217 | 17 |  | Solar | FIXED | Roof
SRP18512 | TRINA SOLAR | TSM-245PA05.10 | 245 | 78 | 180 | 25 |  | Solar | FIXED | Roof
SRP18513 | YINGLI ENERGY (CHINA) | YL245P-29B | 245 | 42 | 299 | 10 |  | Solar | FIXED | Roof
SRP18514 | YINGLI ENERGY (CHINA) | YL245P-29B | 245 | 31 | 132 | 24 |  | Solar | FIXED | Roof
SRP18514 | YINGLI ENERGY (CHINA) | YL245P-29B | 245 | 31 | 324 | 24 |  | Solar | FIXED | Roof
SRP18515 | SOLARWORLD | SW260 MONO | 260 | 39 | 179 | 17 |  | Solar | FIXED | Roof
SRP18516 | TRINA SOLAR | TSM-245PA05.18 | 245 | 15 | 175 | 12 |  | Solar | FIXED | Roof
SRP18516 | YINGLI ENERGY (CHINA) | YL245P-29B | 245 | 17 | 355 | 12 |  | Solar | FIXED | Roof
SRP18517 | TRINA SOLAR | TSM-245PA05.10 | 245 | 8 | 182 | 29 |  | Solar | FIXED | Roof
SRP18517 | TRINA SOLAR | TSM-245PA05.10 | 245 | 27 | 184 | 29 |  | Solar | FIXED | Roof
SRP18518 | SANYO ELECTRIC | HIT-N225A01 | 225 | 10 | 136 | 10 |  | Solar | FIXED | Roof
SRP18518 | SANYO ELECTRIC | HIT-N225A01 | 225 | 12 | 227 | 22 |  | Solar | FIXED | Roof
SRP18519 | YINGLI ENERGY (CHINA) | YL245P-29B | 245 | 10 | 121 | 22 |  | Solar | FIXED | Roof
SRP18519 | YINGLI ENERGY (CHINA) | YL245P-29B | 245 | 20 | 129 | 22 |  | Solar | FIXED | Roof
SRP18519 | YINGLI ENERGY (CHINA) | YL245P-29B | 245 | 18 | 213 | 22 |  | Solar | FIXED | Roof
SRP18520 | SUNPOWER | SPR-327NE-WHT-D | 327 | 12 | 180 | 10 |  | Solar | FIXED | Roof
SRP18521 | TRINA SOLAR | TSM-245PA05.18 | 245 | 22 | 140 | 22 |  | Solar | FIXED | Roof
SRP18521 | TRINA SOLAR | TSM-245PA05.18 | 245 | 22 | 320 | 22 |  | Solar | FIXED | Roof
SRP18523 | TRINA SOLAR | TSM-245PA05.10 | 245 | 10 | 94 | 32 |  | Solar | FIXED | Roof
SRP18523 | TRINA SOLAR | TSM-245PA05.10 | 245 | 24 | 184 | 18 |  | Solar | FIXED | Roof
SRP18523 | TRINA SOLAR | TSM-245PA05.10 | 245 | 4 | 274 | 18 |  | Solar | FIXED | Roof
SRP18524 | TRINA SOLAR | TSM-245PA05.10 | 245 | 36 | 112 | 30 |  | Solar | FIXED | Roof
SRP18525 | TRINA SOLAR | TSM-245PA05.10 | 245 | 19 | 132 | 35 |  | Solar | FIXED | Roof
SRP18525 | TRINA SOLAR | TSM-245PA05.10 | 245 | 2 | 222 | 30 |  | Solar | FIXED | Roof
SRP18525 | TRINA SOLAR | TSM-245PA05.10 | 245 | 2 | 222 | 35 |  | Solar | FIXED | Roof
SRP18526 | TRINA SOLAR | TSM-245PA05.10 | 245 | 78 | 190 | 22 |  | Solar | FIXED | Ground
SRP18527 | HANWHA SOLARONE (QIDONG) | HSL60P6-PA-0-250TB | 250 | 36 | 180.4 | 20 |  | Solar | FIXED | Roof
SRP18528 | TRINA SOLAR | TSM-245PA05 | 245 | 10 | 144 | 24 |  | Solar | FIXED | Roof
SRP18528 | TRINA SOLAR | TSM-245PA05 | 245 | 18 | 234 | 30 |  | Solar | FIXED | Roof
SRP18530 | TRINA SOLAR | TSM-250PA05.08 | 250 | 12 | 1 | 7 |  | Solar | FIXED | Roof
SRP18530 | TRINA SOLAR | TSM-250PA05.08 | 250 | 12 | 180 | 24 |  | Solar | FIXED | Roof
SRP18531 | SOLARWORLD | SW255 MONO | 255 | 30 | 180 | 30 |  | Solar | FIXED | Ground
SRP18532 | TRINA SOLAR | TSM-240PA05 | 240 | 20 | 162 | 23 |  | Solar | FIXED | Roof
SRP18533 | CANADIAN SOLAR | CS6P-245P | 245 | 6 | 152 | 5 |  | Solar | FIXED | Roof
SRP18533 | CANADIAN SOLAR | CS6P-245M | 245 | 10 | 152 | 15 |  | Solar | FIXED | Roof
SRP18533 | CANADIAN SOLAR | CS6P-245M | 245 | 7 | 152 | 18 |  | Solar | FIXED | Roof
SRP18533 | CANADIAN SOLAR | CS6P-245M | 245 | 7 | 152 | 28 |  | Solar | FIXED | Roof
SRP18534 | TRINA SOLAR | TSM-250PD05 | 250 | 24 | 195 | 27 |  | Solar | FIXED | Roof
SRP18536 | YINGLI ENERGY (CHINA) | YL245P-29B | 245 | 24 | 151 | 28 |  | Solar | FIXED | Roof
SRP18537 | YINGLI ENERGY (CHINA) | YL250P-29B | 250 | 22 | 215 | 14 |  | Solar | FIXED | Roof
SRP18537 | YINGLI ENERGY (CHINA) | YL250P-29B | 250 | 11 | 215 | 23 |  | Solar | FIXED | Roof
SRP18538 | MOTECH AMERICAS | IM60C3-245-XXXXXX | 245 | 34 | 215 | 31 |  | Solar | FIXED | Roof
SRP18539 | TRINA SOLAR | TSM-250PA05 | 250 | 20 | 197.6 | 20 |  | Solar | FIXED | Roof
SRP18539 | TRINA SOLAR | TSM-250PA05 | 250 | 14 | 197.6 | 45 |  | Solar | FIXED | Roof
SRP18540 | TRINA SOLAR | TSM-250PA05 | 250 | 11 | 178 | 18 |  | Solar | FIXED | Roof
SRP18540 | TRINA SOLAR | TSM-250PA05 | 250 | 12 | 178 | 18 |  | Solar | FIXED | Roof
SRP18541 | TRINA SOLAR | TSM-245PA05.10 | 245 | 30 | 154.9 | 20 |  | Solar | FIXED | Roof
SRP18543 | SUNPOWER | SPR-327NE-WHT-D | 327 | 36 | 176 | 30 |  | Solar | FIXED | Roof
SRP18544 | SHARP | ND-240QCJ | 240 | 136 | 188 | 10 |  | Solar | FIXED | Roof
SRP18545 | TRINA SOLAR | TSM-245PA05.10 | 245 | 6 | 134 | 24 |  | Solar | FIXED | Roof
SRP18545 | TRINA SOLAR | TSM-245PA05.10 | 245 | 24 | 134 | 24 |  | Solar | FIXED | Roof
SRP18546 | TRINA SOLAR | TSM-245PA05.10 | 245 | 8 | 154 | 45 |  | Solar | FIXED | Roof
SRP18546 | TRINA SOLAR | TSM-245PA05.10 | 245 | 35 | 244 | 32 |  | Solar | FIXED | Roof
SRP18547 | YINGLI ENERGY (CHINA) | YL245P-29B | 245 | 39 | 220 | 23 |  | Solar | FIXED | Roof
SRP18548 | TRINA SOLAR | TSM-245PA05.10 | 245 | 33 | 158 | 21 |  | Solar | FIXED | Roof
SRP18549 | YINGLI ENERGY (CHINA) | YL245P-29B | 245 | 36 | 157 | 21 |  | Solar | FIXED | Roof
SRP18549 | YINGLI ENERGY (CHINA) | YL245P-29B | 245 | 20 | 337 | 9 |  | Solar | FIXED | Roof
SRP18551 | TRINA SOLAR | TSM-245PD05.18 | 245 | 22 | 105 | 37 |  | Solar | FIXED | Roof
SRP18551 | TRINA SOLAR | TSM-245PA05.18 | 245 | 22 | 285 | 31 |  | Solar | FIXED | Roof
SRP18553 | SUNPOWER | SPR-245NE-WHT-D | 245 | 18 | 228 | 25 |  | Solar | FIXED | Roof
SRP18554 | TRINA SOLAR | TSM-250PA05 | 250 | 30 | 168.6 | 23 |  | Solar | FIXED | Roof
SRP18554 | TRINA SOLAR | TSM-250PA05 | 250 | 8 | 258.6 | 23 |  | Solar | FIXED | Roof
SRP18557 | TRINA SOLAR | TSM-250PA05.08 | 250 | 44 | 195 | 35 |  | Solar | FIXED | Roof
SRP18558 | YINGLI ENERGY (CHINA) | YL245P-29B | 245 | 23 | 253 | 18 |  | Solar | FIXED | Roof
SRP18559 | YINGLI ENERGY (CHINA) | YL245P-29B | 245 | 25 | 76 | 30 |  | Solar | FIXED | Roof
SRP18559 | YINGLI ENERGY (CHINA) | YL245P-29B | 245 | 25 | 256 | 30 |  | Solar | FIXED | Roof
SRP18561 | BEIJING ZHONGKEXIN ELECTRONICS EQUIPMENT | ZKX-265P-24 | 260 | 6 | 211 | 23 |  | Solar | FIXED | Roof
SRP18561 | BEIJING ZHONGKEXIN ELECTRONICS EQUIPMENT | ZKX-265P-24 | 260 | 15 | 211 | 23 |  | Solar | FIXED | Roof
SRP18561 | BEIJING ZHONGKEXIN ELECTRONICS EQUIPMENT | ZKX-265P-24 | 260 | 15 | 211 | 23 |  | Solar | FIXED | Roof
SRP18562 | TRINA SOLAR | TSM-245PA05.10 | 245 | 79 | 131 | 21 |  | Solar | FIXED | Roof
SRP18563 | SUNPOWER | SPR-327NE-WHT-D | 327 | 38 | 142 | 22 |  | Solar | FIXED | Roof
SRP18564 | SUNPOWER | SPR-327NE-WHT-D | 327 | 24 | 210 | 14 |  | Solar | FIXED | Roof
SRP18567 | TRINA SOLAR | TSM-250PA05 | 250 | 27 | 90 | 15 |  | Solar | FIXED | Roof
SRP18567 | TRINA SOLAR | TSM-250PA05 | 250 | 29 | 270 | 15 |  | Solar | FIXED | Roof
SRP18568 | HANWHA SOLARONE (QIDONG) | HSL60M6-HA-0-250T | 250 | 30 | 137.6 | 10 |  | Solar | FIXED | Roof
SRP18569 | TRINA SOLAR | TSM-245PA05.10 | 245 | 44 | 168 | 16 |  | Solar | FIXED | Roof
SRP18570 | TRINA SOLAR | TSM-245PA05.10 | 245 | 8 | 130 | 5 |  | Solar | FIXED | Roof
SRP18570 | TRINA SOLAR | TSM-245PA05.10 | 245 | 19 | 130 | 20 |  | Solar | FIXED | Roof
SRP18570 | TRINA SOLAR | TSM-245PA05.10 | 245 | 19 | 220 | 20 |  | Solar | FIXED | Roof
SRP18571 | TRINA SOLAR | TSM-245PA05.10 | 245 | 4 | 160 | 28 |  | Solar | FIXED | Roof
SRP18571 | TRINA SOLAR | TSM-245PA05.10 | 245 | 3 | 160 | 35 |  | Solar | FIXED | Roof
SRP18571 | TRINA SOLAR | TSM-245PA05.10 | 245 | 3 | 250 | 26 |  | Solar | FIXED | Roof
SRP18571 | TRINA SOLAR | TSM-245PA05.10 | 245 | 32 | 250 | 26 |  | Solar | FIXED | Roof
SRP18572 | TRINA SOLAR | TSM-245PA05.10 | 245 | 10 | 107 | 24 |  | Solar | FIXED | Roof
SRP18572 | TRINA SOLAR | TSM-245PA05.10 | 245 | 15 | 197 | 20 |  | Solar | FIXED | Roof
SRP18573 | TRINA SOLAR | TSM-245PA05.10 | 245 | 42 | 174 | 26 |  | Solar | FIXED | Roof
SRP18574 | TRINA SOLAR | TSM-250PA05 | 250 | 20 | 179 | 34 |  | Solar | FIXED | Roof
SRP18574 | TRINA SOLAR | TSM-250PA05 | 250 | 21 | 179 | 40 |  | Solar | FIXED | Roof
SRP18575 | TRINA SOLAR | TSM-245PA05.10 | 245 | 8 | 80 | 30 |  | Solar | FIXED | Roof
SRP18575 | TRINA SOLAR | TSM-245PA05.10 | 245 | 33 | 170 | 30 |  | Solar | FIXED | Roof
SRP18575 | TRINA SOLAR | TSM-245PA05.10 | 245 | 9 | 260 | 30 |  | Solar | FIXED | Roof
SRP18577 | SUNPOWER | SPR-327NE-WHT-D | 327 | 19 | 182 | 31 |  | Solar | FIXED | Roof
SRP18577 | SUNPOWER | SPR-327NE-WHT-D | 327 | 29 | 272 | 30 |  | Solar | FIXED | Roof
SRP18578 | SUNPOWER | SPR-245NE-WHT-D | 245 | 36 | 180 | 34 |  | Solar | FIXED | Ground
SRP18579 | SUNPOWER | SPR-245NE-WHT-D | 245 | 40 | 180 | 34 |  | Solar | FIXED | Ground
SRP18580 | SUNPOWER | SPR-245NE-WHT-D | 245 | 30 | 104 | 22 |  | Solar | FIXED | Roof
SRP18580 | SUNPOWER | SPR-245NE-WHT-D | 245 | 39 | 284 | 22 |  | Solar | FIXED | Roof
SRP18581 | LG ELECTRONICS SOLAR CELL DIVISION | LG255S1C-G3 | 255 | 16 | 219 | 27 |  | Solar | FIXED | Roof
SRP18582 | LG ELECTRONICS SOLAR CELL DIVISION | LG255S1C-G3 | 255 | 14 | 200 | 37 |  | Solar | FIXED | Roof
SRP18583 | TRINA SOLAR | TSM-240PA05.18 | 240 | 21 | 219 | 22 |  | Solar | FIXED | Roof
SRP18585 | TRINA SOLAR | TSM-245PA05.10 | 245 | 42 | 150 | 23 |  | Solar | FIXED | Roof
SRP18586 | TRINA SOLAR | TSM-245PA05.10 | 245 | 16 | 213 | 20 |  | Solar | FIXED | Roof
SRP18586 | TRINA SOLAR | TSM-245PA05.10 | 245 | 14 | 230 | 20 |  | Solar | FIXED | Roof
SRP18587 | TRINA SOLAR | TSM-240PA05.18 | 240 | 18 | 214 | 13 |  | Solar | FIXED | Roof
SRP18587 | TRINA SOLAR | TSM-240PA05.18 | 240 | 6 | 214 | 33 |  | Solar | FIXED | Roof
SRP18588 | TRINA SOLAR | TSM-240PA05 | 240 | 15 | 218 | 28 |  | Solar | FIXED | Roof
SRP18589 | TRINA SOLAR | TSM-235PA05 | 235 | 14 | 160 | 17 |  | Solar | FIXED | Roof
SRP18589 | TRINA SOLAR | TSM-235PA05 | 235 | 6 | 160 | 21 |  | Solar | FIXED | Roof
SRP18590 | TRINA SOLAR | TSM-240DA05 | 240 | 3 | 216 | 26 |  | Solar | FIXED | Roof
SRP18590 | TRINA SOLAR | TSM-240DA05 | 240 | 12 | 216 | 29 |  | Solar | FIXED | Roof
SRP18592 | TRINA SOLAR | TSM-245PA05.10 | 245 | 6 | 110 | 45 |  | Solar | FIXED | Roof
SRP18592 | TRINA SOLAR | TSM-245PA05.10 | 245 | 50 | 200 | 30 |  | Solar | FIXED | Roof
SRP18593 | TRINA SOLAR | TSM-245PA05.10 | 245 | 39 | 130 | 20 |  | Solar | FIXED | Roof
SRP18594 | TRINA SOLAR | TSM-245PA05.10 | 245 | 14 | 180 | 45 |  | Solar | FIXED | Roof
SRP18594 | TRINA SOLAR | TSM-245PA05.10 | 245 | 6 | 270 | 28 |  | Solar | FIXED | Roof
SRP18595 | RENESOLA JIANGSU | JC300M-24/ABV | 300 | 94 | 156 | 5 |  | Solar | FIXED | Roof
SRP18596 | TRINA SOLAR | TSM-250PA05 | 250 | 4 | 175 | 19 |  | Solar | FIXED | Roof
SRP18596 | TRINA SOLAR | TSM-250PA05 | 250 | 25 | 175 | 19 |  | Solar | FIXED | Roof
SRP18597 | YINGLI ENERGY (CHINA) | YL245P-29B | 245 | 48 | 22 |  |  | Solar | FIXED | Roof
SRP18597 | YINGLI ENERGY (CHINA) | YL245P-29B | 245 | 4 | 29 |  |  | Solar | FIXED | Roof
SRP18598 | TRINA SOLAR | TSM-250PA05.08 | 250 | 29 | 175 | 32 |  | Solar | FIXED | Roof
SRP18599 | TRINA SOLAR | TSM-250PA05 | 250 | 24 | 165 | 30 |  | Solar | FIXED | Roof
SRP18600 | TRINA SOLAR | TSM-250PA05.08 | 250 | 48 | 155.4 | 30 |  | Solar | FIXED | Roof
SRP18602 | TRINA SOLAR | TSM-245PA05.18 | 245 | 24 | 212 | 41 |  | Solar | FIXED | Roof
SRP18602 | TRINA SOLAR | TSM-245PA05.18 | 245 | 5 | 313 | 19 |  | Solar | FIXED | Roof
SRP18604 | SUNPOWER | SPR-327NE-WHT-D | 327 | 40 | 155 | 39 |  | Solar | FIXED | Roof
SRP18604 | SUNPOWER | SPR-327NE-WHT-D | 327 | 45 | 245 | 39 |  | Solar | FIXED | Roof
SRP18605 | SUNPOWER | SPR-327NE-WHT-D | 327 | 25 | 215 | 37 |  | Solar | FIXED | Roof
SRP18606 | TRINA SOLAR | TSM-245PA05.10 | 245 | 43 | 208 | 24 |  | Solar | FIXED | Roof
SRP18608 | YINGLI ENERGY (CHINA) | YL245P-29B | 245 | 26 | 169 | 31 |  | Solar | FIXED | Roof
SRP18608 | YINGLI ENERGY (CHINA) | YL245P-29B | 245 | 8 | 259 | 34 |  | Solar | FIXED | Roof
SRP18609 | TRINA SOLAR | TSM-245PA05.18 | 245 | 4 | 206 | 30 |  | Solar | FIXED | Roof
SRP18609 | TRINA SOLAR | TSM-245PA05.18 | 245 | 8 | 206 | 30 |  | Solar | FIXED | Roof
SRP18609 | TRINA SOLAR | TSM-245PA05.18 | 245 | 18 | 206 | 30 |  | Solar | FIXED | Roof
SRP18610 | TRINA SOLAR | TSM-245PA05.18 | 245 | 33 | 106 | 30 |  | Solar | FIXED | Roof
SRP18611 | YINGLI ENERGY (CHINA) | YL245P-29B | 245 | 12 | 50 | 30 |  | Solar | FIXED | Roof
SRP18611 | YINGLI ENERGY (CHINA) | YL245P-29B | 245 | 14 | 80 | 35 |  | Solar | FIXED | Roof
SRP18612 | YINGLI ENERGY (CHINA) | YL245P-29B | 245 | 22 | 184 | 31 |  | Solar | FIXED | Roof
SRP18613 | YINGLI ENERGY (CHINA) | YL245P-29B | 245 | 23 | 160 | 34 |  | Solar | FIXED | Roof
SRP18613 | YINGLI ENERGY (CHINA) | YL245P-29B | 245 | 12 | 250 | 45 |  | Solar | FIXED | Roof
SRP18614 | TRINA SOLAR | TSM-245PA05.18 | 245 | 25 | 127 | 30 |  | Solar | FIXED | Roof
SRP18615 | YINGLI ENERGY (CHINA) | YL250P-29B | 250 | 14 | 178 | 15 |  | Solar | FIXED | Roof
SRP18616 | TRINA SOLAR | TSM-245PD05 | 245 | 48 | 131.5 | 15 |  | Solar | FIXED | Roof
SRP18617 | TRINA SOLAR | TSM-250PA05 | 250 | 24 | 94.9 | 32 |  | Solar | FIXED | Roof
SRP18617 | TRINA SOLAR | TSM-250PA05 | 250 | 10 | 274.9 | 32 |  | Solar | FIXED | Roof
SRP18618 | TRINA SOLAR | TSM-250PA05 | 250 | 23 | 144 | 22 |  | Solar | FIXED | Roof
SRP18618 | TRINA SOLAR | TSM-250PA05 | 250 | 10 | 234 | 22 |  | Solar | FIXED | Roof
SRP18619 | TRINA SOLAR | TSM-250PA05 | 250 | 29 | 185 | 18 |  | Solar | FIXED | Roof
SRP18620 | TRINA SOLAR | TSM-250PA05 | 250 | 30 | 195 | 23 |  | Solar | FIXED | Roof
SRP18621 | TRINA SOLAR | TSM-245PA05.10 | 245 | 18 | 149 | 32 |  | Solar | FIXED | Roof
SRP18621 | TRINA SOLAR | TSM-245PA05.10 | 245 | 28 | 239 | 32 |  | Solar | FIXED | Roof
SRP18622 | TRINA SOLAR | TSM-245PA05.10 | 245 | 78 | 180 | 24 |  | Solar | FIXED | Ground
SRP18623 | ET SOLAR INDUSTRY | ET-A-M660235B | 235 | 8 | 124 | 28 |  | Solar | FIXED | Roof
SRP18623 | ET SOLAR INDUSTRY | ET-A-M660250 | 250 | 6 | 214 | 28 |  | Solar | FIXED | Roof
SRP18623 | ET SOLAR INDUSTRY | ET-A-M660250 | 250 | 10 | 304 | 28 |  | Solar | FIXED | Roof
SRP18626 | KYOCERA SOLAR | KD215GX-LPU | 215 | 24 | 190 | 33 |  | Solar | FIXED | Roof
SRP18627 | ET SOLAR INDUSTRY | ET-P660250WB | 250 | 637 | 219 | 20 |  | Solar | FIXED | Roof
SRP18627 | ET SOLAR INDUSTRY | ET-P660250WB | 250 | 806 | 219 | 25 |  | Solar | FIXED | Roof
SRP18628 | ET SOLAR INDUSTRY | ET-P660250WB | 250 | 1118 | 163 | 10 |  | Solar | FIXED | Roof
SRP18628 | ET SOLAR INDUSTRY | ET-P660250WB | 250 | 546 | 163 | 25 |  | Solar | FIXED | Roof
SRP18629 | ET SOLAR INDUSTRY | ET-P660250WB | 250 | 832 | 132 | 25 |  | Solar | FIXED | Roof
SRP18629 | ET SOLAR INDUSTRY | ET-P660250WB | 250 | 1261 | 222 | 5 |  | Solar | FIXED | Roof
SRP18630 | ET SOLAR INDUSTRY | ET-P660250WB | 250 | 780 | 199 | 5 |  | Solar | FIXED | Roof
SRP18631 | ET SOLAR INDUSTRY | ET-P660250WB | 250 | 270 | 113 | 13 |  | Solar | FIXED | Roof
SRP18631 | ET SOLAR INDUSTRY | ET-P660250WB | 250 | 897 | 203 | 5 |  | Solar | FIXED | Roof
SRP18631 | ET SOLAR INDUSTRY | ET-P660250WB | 250 | 40 | 203 | 13 |  | Solar | FIXED | Roof
SRP18632 | SHARP | ND-U224C1 | 224 | 1820 | 222 | 10 |  | Solar | FIXED | Roof
SRP18632 | TRINA SOLAR | TSM-235PA05 | 235 | 169 | 222 | 10 |  | Solar | FIXED | Roof
SRP18632 | ET SOLAR INDUSTRY | ET-P660250WW | 250 | 494 | 222 | 25 |  | Solar | FIXED | Ground
SRP18633 | CONERGY | CONERGY PH 250P | 250 | 23 | 196 | 20 |  | Solar | FIXED | Roof
SRP18634 | ET SOLAR INDUSTRY | ET-P660250WB | 250 | 3432 | 180 | 20 |  | Solar | FIXED | Roof
SRP18634 | ET SOLAR INDUSTRY | ET-P660250WB | 250 | 1794 | 208 | 20 |  | Solar | FIXED | Roof
SRP18635 | TRINA SOLAR | TSM-250PA05 | 250 | 26 | 164.8 | 38 |  | Solar | FIXED | Roof
SRP18636 | TRINA SOLAR | TSM-250PA05 | 250 | 45 | 140 | 25 |  | Solar | FIXED | Roof
SRP18637 | HANWHA SOLARONE (QIDONG) | HSL60M6-HA-0-250T | 250 | 19 | 124.1 | 40 |  | Solar | FIXED | Roof
SRP18638 | ET SOLAR INDUSTRY | ET-A-M660235 | 250 | 1677 | 156 | 5 |  | Solar | FIXED | Roof
SRP18638 | ET SOLAR INDUSTRY | ET-A-M660235 | 250 | 390 | 156 | 10 |  | Solar | FIXED | Roof
SRP18639 | LG ELECTRONICS SOLAR CELL DIVISION | LG260S1C-G2 | 260 | 11 | 102 | 40 |  | Solar | FIXED | Roof
SRP18639 | LG ELECTRONICS SOLAR CELL DIVISION | LG260S1C-G2 | 260 | 14 | 102 | 40 |  | Solar | FIXED | Roof
SRP18639 | LG ELECTRONICS SOLAR CELL DIVISION | LG260S1C-G2 | 260 | 21 | 192 | 34 |  | Solar | FIXED | Roof
SRP18640 | ET SOLAR INDUSTRY | ET-A-M660235 | 250 | 420 | 215 | 10 |  | Solar | FIXED | Roof
SRP18640 | ET SOLAR INDUSTRY | ET-P660250BB | 250 | 130 | 215 | 25 |  | Solar | FIXED | Roof
SRP18641 | TRINA SOLAR | TSM-250PA05.08 | 250 | 26 | 217.5 | 39 |  | Solar | FIXED | Roof
SRP18642 | REC SOLAR | REC255PE(BLK) | 255 | 48 | 164 | 20 |  | Solar | FIXED | Roof
SRP18643 | TRINA SOLAR | TSM-245PA05.10 | 245 | 50 | 92 | 18 |  | Solar | FIXED | Roof
SRP18643 | TRINA SOLAR | TSM-245PA05.10 | 245 | 10 | 182 | 7 |  | Solar | FIXED | Roof
SRP18643 | TRINA SOLAR | TSM-245PA05.10 | 245 | 5 | 182 | 18 |  | Solar | FIXED | Roof
SRP18643 | TRINA SOLAR | TSM-245PA05.10 | 245 | 72 | 272 | 18 |  | Solar | FIXED | Roof
SRP18644 | ET SOLAR INDUSTRY | ET-A-M660235 | 250 | 2600 | 221 | 20 |  | Solar | FIXED | Roof
SRP18645 | YINGLI ENERGY (CHINA) | YL230P-29B | 230 | 858 | 153 | 5 |  | Solar | FIXED | Roof
SRP18645 | YINGLI ENERGY (CHINA) | YL230P-29B | 230 | 90 | 153 | 12 |  | Solar | FIXED | Roof
SRP18645 | ET SOLAR INDUSTRY | ET-P660250WB | 250 | 468 | 180 | 20 |  | Solar | FIXED | Roof
SRP18648 | TRINA SOLAR | TSM-250PA05 | 250 | 14 | 120 | 24 |  | Solar | FIXED | Roof
SRP18648 | TRINA SOLAR | TSM-250PA05 | 250 | 8 | 210 | 35 |  | Solar | FIXED | Roof
SRP18648 | TRINA SOLAR | TSM-250PA05 | 250 | 6 | 210 | 40 |  | Solar | FIXED | Roof
SRP18649 | LG ELECTRONICS SOLAR CELL DIVISION | LG265S1C-G3 | 290 | 56 | 137.2 | 28 |  | Solar | FIXED | Roof
SRP18650 | REC SOLAR | REC255PE(BLK) | 255 | 284 | 180 | 20 |  | Solar | FIXED | Ground
SRP18651 | SUNPOWER | T5-SPR-327 | 327 | 22 | 130 | 23 |  | Solar | FIXED | Roof
SRP18651 | SUNPOWER | T5-SPR-327 | 327 | 22 | 220 | 23 |  | Solar | FIXED | Roof
SRP18653 | TRINA SOLAR | TSM-240PA05 | 240 | 15 | 160 | 13 |  | Solar | FIXED | Roof
SRP18653 | TRINA SOLAR | TSM-240PA05 | 240 | 8 | 162 | 13 |  | Solar | FIXED | Roof
SRP18656 | TRINA SOLAR | TSM-245PA05.18 | 245 | 34 | 242 | 26 |  | Solar | FIXED | Roof
SRP18657 | TRINA SOLAR | TSM-245PA05.18 | 245 | 25 | 243 | 24 |  | Solar | FIXED | Roof
SRP18658 | TRINA SOLAR | TSM-245PD05 | 245 | 4 | 139 | 13 |  | Solar | FIXED | Roof
SRP18658 | TRINA SOLAR | TSM-245PA05 | 245 | 8 | 229 | 18 |  | Solar | FIXED | Roof
SRP18658 | TRINA SOLAR | TSM-245PA05 | 245 | 9 | 229 | 20 |  | Solar | FIXED | Roof
SRP18659 | TRINA SOLAR | TSM-240PA05 | 240 | 12 | 97 | 30 |  | Solar | FIXED | Roof
SRP18659 | TRINA SOLAR | TSM-240PA05 | 240 | 3 | 187 | 30 |  | Solar | FIXED | Roof
SRP18661 | TRINA SOLAR | TSM-245PA05 | 240 | 22 | 180 | 40 |  | Solar | FIXED | Roof
SRP18662 | TRINA SOLAR | TSM-240PA05.18 | 240 | 37 | 217 | 22 |  | Solar | FIXED | Roof
SRP18663 | TRINA SOLAR | TSM-245PA05 | 245 | 3 | 128 | 27 |  | Solar | FIXED | Roof
SRP18663 | TRINA SOLAR | TSM-245PA05 | 245 | 5 | 218 | 27 |  | Solar | FIXED | Roof
SRP18665 | TRINA SOLAR | TSM-245PD05 | 245 | 2 | 175 | 11 |  | Solar | FIXED | Roof
SRP18665 | TRINA SOLAR | TSM-245PD05 | 245 | 10 | 175 | 27 |  | Solar | FIXED | Roof
SRP18665 | TRINA SOLAR | TSM-245PD05 | 245 | 12 | 175 | 30 |  | Solar | FIXED | Roof
SRP18666 | YINGLI ENERGY (CHINA) | YL245P-29B | 245 | 54 | 133 | 23 |  | Solar | FIXED | Roof
SRP18668 | TRINA SOLAR | TSM-250PA05A | 250 | 27 | 205 | 38 |  | Solar | FIXED | Roof
SRP18669 | TRINA SOLAR | TSM-250PA05 | 250 | 24 | 115 | 32 |  | Solar | FIXED | Roof
SRP18670 | TRINA SOLAR | TSM-250PA05 | 250 | 14 | 160 | 22 |  | Solar | FIXED | Roof
SRP18670 | TRINA SOLAR | TSM-250PA05 | 250 | 9 | 250 | 22 |  | Solar | FIXED | Roof
SRP18671 | TRINA SOLAR | TSM-250PA05 | 250 | 13 | 184 | 20 |  | Solar | FIXED | Roof
SRP18672 | TRINA SOLAR | TSM-250PA05 | 250 | 4 | 240 | 5 |  | Solar | FIXED | Roof
SRP18672 | TRINA SOLAR | TSM-250PA05 | 250 | 17 | 240 | 19 |  | Solar | FIXED | Roof
SRP18673 | TRINA SOLAR | TSM-250PA05A | 250 | 35 | 195 | 40 |  | Solar | FIXED | Roof
SRP18674 | TRINA SOLAR | TSM-250PA05 | 250 | 13 | 107 | 26 |  | Solar | FIXED | Roof
SRP18675 | SUNPOWER | SPR-327NE-WHT-D | 327 | 21 | 165 | 20 |  | Solar | FIXED | Roof
SRP18676 | SOLARWORLD | SW245 POLY | 245 | 34 | 94 | 18 |  | Solar | FIXED | Roof
SRP18677 | TRINA SOLAR | TSM-245PA05 | 245 | 19 | 137.5 | 25 |  | Solar | FIXED | Roof
SRP18678 | CANADIAN SOLAR | CS6P-250M | 250 | 16 | 147.1 | 22.6 |  | Solar | FIXED | Roof
SRP18679 | YINGLI ENERGY (CHINA) | YL250P-29B | 250 | 11 | 208 | 27 |  | Solar | FIXED | Roof
SRP18680 | TRINA SOLAR | TSM-245PA05.18 | 245 | 32 | 125 | 30 |  | Solar | FIXED | Roof
SRP18682 | YINGLI ENERGY (CHINA) | YL245P-29B | 245 | 24 | 214 | 22 |  | Solar | FIXED | Roof
SRP18683 | YINGLI ENERGY (CHINA) | YL245P-29B | 245 | 24 | 112 | 27 |  | Solar | FIXED | Roof
SRP18683 | YINGLI ENERGY (CHINA) | YL245P-29B | 245 | 24 | 292 | 27 |  | Solar | FIXED | Roof
SRP18684 | YINGLI ENERGY (CHINA) | YL245P-29B | 245 | 16 | 125 | 20 |  | Solar | FIXED | Roof
SRP18684 | YINGLI ENERGY (CHINA) | YL245P-29B | 245 | 6 | 125 | 28 |  | Solar | FIXED | Roof
SRP18685 | YINGLI ENERGY (CHINA) | YL245P-29B | 245 | 9 | 105 | 20 |  | Solar | FIXED | Roof
SRP18685 | YINGLI ENERGY (CHINA) | YL245P-29B | 245 | 6 | 195 | 17 |  | Solar | FIXED | Roof
SRP18685 | YINGLI ENERGY (CHINA) | YL245P-29B | 245 | 6 | 195 | 30 |  | Solar | FIXED | Roof
SRP18686 | BEIJING ZHONGKEXIN ELECTRONICS EQUIPMENT | ZKX-265P-24 | 260 | 33 | 160 | 25 |  | Solar | FIXED | Roof
SRP18687 | SUNTECH POWER | PLUTO240-WDE | 240 | 1209 | 216 | 5 |  | Solar | FIXED | Roof
SRP18688 | CANADIAN SOLAR | CS6P-245P | 245 | 25 | 135 | 24 |  | Solar | FIXED | Roof
SRP18688 | CANADIAN SOLAR | CS6P-245P | 245 | 30 | 225 | 25 |  | Solar | FIXED | Roof
SRP18689 | SUNPOWER | SPR-250NX-BLK-D | 250 | 24 | 108 | 36 |  | Solar | FIXED | Roof
SRP18689 | SUNPOWER | SPR-250NX-BLK-D | 250 | 36 | 198 | 36 |  | Solar | FIXED | Roof
SRP18690 | TRINA SOLAR | TSM-250PA05 | 250 | 4 | 95 | 30 |  | Solar | FIXED | Roof
SRP18690 | TRINA SOLAR | TSM-250PA05 | 250 | 4 | 175 | 30 |  | Solar | FIXED | Roof
SRP18690 | TRINA SOLAR | TSM-250PA05 | 250 | 9 | 175 | 40 |  | Solar | FIXED | Roof
SRP18691 | SUNPOWER | SPR-327NE-WHT-D | 327 | 13 | 20 | 11 |  | Solar | FIXED | Roof
SRP18691 | SUNPOWER | SPR-327NE-WHT-D | 327 | 5 | 200 | 24 |  | Solar | FIXED | Roof
SRP18691 | SUNPOWER | SPR-327NE-WHT-D | 327 | 6 | 200 | 37 |  | Solar | FIXED | Roof
SRP18693 | CANADIAN SOLAR | CS6P-250P | 250 | 17 | 174 | 29 |  | Solar | FIXED | Roof
SRP18694 | SUNPOWER | SPR-X21-335-BLK | 335 | 30 | 113 | 34 |  | Solar | FIXED | Roof
SRP18696 | CANADIAN SOLAR | CS6P-235PX | 235 | 16 | 212 | 26 |  | Solar | FIXED | Roof
SRP18697 | TRINA SOLAR | TSM-240PA05 | 240 | 2 | 120 | 25 |  | Solar | FIXED | Roof
SRP18697 | TRINA SOLAR | TSM-240PA05 | 240 | 15 | 120 | 40 |  | Solar | FIXED | Roof
SRP18698 | CANADIAN SOLAR | CS6X-300P | 300 | 1562 | 162 | 10 |  | Solar | FIXED | Roof
SRP18699 | SUNPOWER | SPR-X21-345 | 345 | 14 | 172 | 13 |  | Solar | FIXED | Roof
SRP18700 | TRINA SOLAR | TSM-240DA05 | 240 | 21 | 160 | 18 |  | Solar | FIXED | Roof
SRP18701 | TRINA SOLAR | TSM-240PA05 | 240 | 6 | 64 | 18 |  | Solar | FIXED | Roof
SRP18701 | TRINA SOLAR | TSM-240PA05 | 240 | 24 | 243 | 17 |  | Solar | FIXED | Roof
SRP18702 | TRINA SOLAR | TSM-250PA05A | 250 | 26 | 111 | 41 |  | Solar | FIXED | Roof
SRP18703 | TRINA SOLAR | TSM-240DA05 | 240 | 17 | 219 | 23 |  | Solar | FIXED | Roof
SRP18704 | TRINA SOLAR | TSM-250PA05A | 250 | 20 | 106 | 35 |  | Solar | FIXED | Roof
SRP18705 | TRINA SOLAR | TSM-245PA05.10 | 245 | 28 | 178 | 19 |  | Solar | FIXED | Roof
SRP18706 | TRINA SOLAR | TSM-250PA05A | 250 | 10 | 180 | 23 |  | Solar | FIXED | Roof
SRP18706 | TRINA SOLAR | TSM-250PA05A | 250 | 14 | 270 | 23 |  | Solar | FIXED | Roof
SRP18707 | TRINA SOLAR | TSM-250PA05 | 250 | 24 | 196 | 21 |  | Solar | FIXED | Roof
SRP18709 | TRINA SOLAR | TSM-250PA05 | 250 | 24 | 198 | 32 |  | Solar | FIXED | Roof
SRP18710 | TRINA SOLAR | TSM-245PD05.10 | 245 | 45 | 147.4 | 40 |  | Solar | FIXED | Roof
SRP18711 | REC SOLAR | REC250PE | 250 | 24 | 125 | 23 |  | Solar | FIXED | Roof
SRP18712 | TRINA SOLAR | TSM-250PA05A.08 | 250 | 24 | 175.4 | 32 |  | Solar | FIXED | Roof
SRP18713 | LIGHT WAY GREEN NEW ENERGY | LW230(29)P1650X990 | 230 | 36 | 192 | 29 |  | Solar | FIXED | Ground
SRP18714 | TRINA SOLAR | TSM-250PA05 | 250 | 13 | 132 | 34 |  | Solar | FIXED | Roof
SRP18715 | TRINA SOLAR | TSM-250PD05 | 250 | 11 | 172 | 23 |  | Solar | FIXED | Roof
SRP18715 | TRINA SOLAR | TSM-250PA05 | 250 | 15 | 264 | 23 |  | Solar | FIXED | Roof
SRP18716 | TRINA SOLAR | TSM-250PA05 | 250 | 13 | 106 | 21 |  | Solar | FIXED | Roof
SRP18717 | TRINA SOLAR | TSM-245PA05 | 245 | 21 | 134.4 | 40 |  | Solar | FIXED | Roof
SRP18718 | TRINA SOLAR | TSM-250PA05 | 250 | 20 | 179 | 32 |  | Solar | FIXED | Roof
SRP18719 | TRINA SOLAR | TSM-250PA05A | 250 | 22 | 173.2 | 25 |  | Solar | FIXED | Roof
SRP18720 | LIGHT WAY GREEN NEW ENERGY | LW240(29)P1650X990 | 240 | 39 | 82 | 20 |  | Solar | FIXED | Roof
SRP18720 | LIGHT WAY GREEN NEW ENERGY | LW240(29)P1650X990 | 240 | 28 | 262 | 20 |  | Solar | FIXED | Roof
SRP18721 | CANADIAN SOLAR | CS6P-245P | 245 | 3 | 113 | 20 |  | Solar | FIXED | Roof
SRP18721 | CANADIAN SOLAR | CS6P-245P | 245 | 6 | 122 | 21 |  | Solar | FIXED | Roof
SRP18721 | CANADIAN SOLAR | CS6P-245P | 245 | 11 | 205 | 21 |  | Solar | FIXED | Roof
SRP18721 | CANADIAN SOLAR | CS6P-245P | 245 | 15 | 296 | 21 |  | Solar | FIXED | Roof
SRP18723 | TRINA SOLAR | TSM-250PA05A | 250 | 10 | 102 | 37 |  | Solar | FIXED | Roof
SRP18723 | TRINA SOLAR | TSM-250PA05A | 250 | 10 | 192 | 22 |  | Solar | FIXED | Roof
SRP18724 | TRINA SOLAR | TSM-250PA05 | 250 | 21 | 220.7 | 32 |  | Solar | FIXED | Roof
SRP18725 | TRINA SOLAR | TSM-250PA05 | 250 | 9 | 160 | 39 |  | Solar | FIXED | Roof
SRP18725 | TRINA SOLAR | TSM-250PA05 | 250 | 20 | 160 | 46 |  | Solar | FIXED | Roof
SRP18726 | TRINA SOLAR | TSM-250PA05A | 250 | 31 | 144 | 24 |  | Solar | FIXED | Roof
SRP18727 | TRINA SOLAR | TSM-250PD05 | 250 | 23 | 127 | 23 |  | Solar | FIXED | Roof
SRP18727 | TRINA SOLAR | TSM-250PD05 | 250 | 6 | 217 | 21 |  | Solar | FIXED | Roof
SRP18728 | TRINA SOLAR | TSM-245PA05.10 | 245 | 30 | 135 | 26 |  | Solar | FIXED | Roof
SRP18729 | TRINA SOLAR | TSM-245PA05.10 | 245 | 46 | 198 | 45 |  | Solar | FIXED | Roof
SRP18733 | LG ELECTRONICS SOLAR CELL DIVISION | LG255S1C-G3 | 255 | 17 | 157 | 34 |  | Solar | FIXED | Roof
SRP18734 | LG ELECTRONICS SOLAR CELL DIVISION | LG255S1C-G3 | 255 | 28 | 152 | 18 |  | Solar | FIXED | Roof
SRP18735 | TRINA SOLAR | TSM-250PA05.08 | 250 | 33 | 207 | 30 |  | Solar | FIXED | Roof
SRP18736 | TRINA SOLAR | TSM-250PA05.08 | 250 | 21 | 210.6 | 30 |  | Solar | FIXED | Roof
SRP18737 | TRINA SOLAR | TSM-250PA05 | 250 | 20 | 231 | 22 |  | Solar | FIXED | Roof
SRP18738 | TRINA SOLAR | TSM-250PA05 | 250 | 7 | 96 | 28 |  | Solar | FIXED | Roof
SRP18738 | TRINA SOLAR | TSM-250PA05 | 250 | 12 | 186 | 28 |  | Solar | FIXED | Roof
SRP18739 | TRINA SOLAR | TSM-250PA05 | 250 | 22 | 129 | 32 |  | Solar | FIXED | Roof
SRP18740 | LG ELECTRONICS SOLAR CELL DIVISION | LG255S1C-G2 | 255 | 8 | 186 | 13 |  | Solar | FIXED | Roof
SRP18740 | LG ELECTRONICS SOLAR CELL DIVISION | LG255S1C-G2 | 255 | 29 | 186 | 22 |  | Solar | FIXED | Roof
SRP18741 | TRINA SOLAR | TSM-250PA05A | 250 | 32 | 244.9 | 20 |  | Solar | FIXED | Roof
SRP18743 | TRINA SOLAR | TSM-245PA05.10 | 245 | 18 | 130 | 22 |  | Solar | FIXED | Roof
SRP18743 | TRINA SOLAR | TSM-245PA05.10 | 245 | 22 | 173 | 22 |  | Solar | FIXED | Roof
SRP18743 | TRINA SOLAR | TSM-245PA05.10 | 245 | 27 | 220 | 22 |  | Solar | FIXED | Roof
SRP18743 | TRINA SOLAR | TSM-245PA05.10 | 245 | 20 | 263 | 22 |  | Solar | FIXED | Roof
SRP18744 | TRINA SOLAR | TSM-250PA05A | 250 | 40 | 137 | 18 |  | Solar | FIXED | Roof
SRP18745 | TRINA SOLAR | TSM-250PA05A | 250 | 26 | 106 | 22 |  | Solar | FIXED | Roof
SRP18745 | TRINA SOLAR | TSM-250PA05A | 250 | 5 | 196 | 22 |  | Solar | FIXED | Roof
SRP18747 | TRINA SOLAR | TSM-245PA05.10 | 245 | 6 | 132 | 39 |  | Solar | FIXED | Roof
SRP18747 | TRINA SOLAR | TSM-245PA05.10 | 245 | 9 | 132 | 39 |  | Solar | FIXED | Roof
SRP18747 | TRINA SOLAR | TSM-245PA05.10 | 245 | 6 | 222 | 33 |  | Solar | FIXED | Roof
SRP18747 | TRINA SOLAR | TSM-245PA05.10 | 245 | 34 | 222 | 33 |  | Solar | FIXED | Roof
SRP18748 | LG ELECTRONICS SOLAR CELL DIVISION | LG255S1C-G3 | 255 | 20 | 181 | 35 |  | Solar | FIXED | Roof
SRP18750 | CONERGY | CONERGY PH 250M | 250 | 44 | 185 | 27 |  | Solar | FIXED | Roof
SRP18751 | CEEG (SHANGHAI) SOLAR SCIENCE AND TECHNOLOGY CO | SST 190-72M | 250 | 12 | 181 | 35 |  | Solar | FIXED | Roof
SRP18751 | CEEG (SHANGHAI) SOLAR SCIENCE AND TECHNOLOGY CO | SST 155-72M | 250 | 22 | 271 | 40 |  | Solar | FIXED | Roof
SRP18752 | TRINA SOLAR | TSM-245PA05.10 | 245 | 6 | 121 | 18 |  | Solar | FIXED | Roof
SRP18752 | TRINA SOLAR | TSM-245PA05.10 | 245 | 35 | 121 | 22 |  | Solar | FIXED | Roof
SRP18754 | MOTECH AMERICAS | IM60B3-245-XXXXXX | 245 | 16 | 217 | 34 |  | Solar | FIXED | Roof
SRP18755 | TRINA SOLAR | TSM-245PA05.05 | 245 | 29 | 137 | 34 |  | Solar | FIXED | Roof
SRP18756 | TRINA SOLAR | TSM-245PA05.10 | 245 | 22 | 255 | 25 |  | Solar | FIXED | Roof
SRP18757 | TRINA SOLAR | TSM-245PA05.10 | 245 | 27 | 102 | 14 |  | Solar | FIXED | Roof
SRP18757 | TRINA SOLAR | TSM-245PA05.10 | 245 | 27 | 282 | 14 |  | Solar | FIXED | Roof
SRP18758 | TRINA SOLAR | TSM-245PA05.10 | 245 | 32 | 173 | 27 |  | Solar | FIXED | Roof
SRP18759 | TRINA SOLAR | TSM-245PA05.10 | 245 | 18 | 222 | 23 |  | Solar | FIXED | Roof
SRP18761 | TRINA SOLAR | TSM-245PA05.10 | 245 | 66 | 180 | 25 |  | Solar | FIXED | Ground
SRP18763 | MX SOLAR USA | MX60-235 | 235 | 18 | 174 | 26 |  | Solar | FIXED | Roof
SRP18764 | CANADIAN SOLAR | CS6P-245P | 245 | 6 | 111 | 25 |  | Solar | FIXED | Roof
SRP18764 | CANADIAN SOLAR | CS6P-245P | 245 | 8 | 285 | 25 |  | Solar | FIXED | Roof
SRP18765 | TRINA SOLAR | TSM-240PA05 | 240 | 12 | 125 | 34 |  | Solar | FIXED | Roof
SRP18765 | TRINA SOLAR | TSM-240PA05 | 240 | 14 | 215 | 22 |  | Solar | FIXED | Roof
SRP18766 | CANADIAN SOLAR | CS6P-235P | 235 | 9 | 121 | 9 |  | Solar | FIXED | Roof
SRP18767 | TRINA SOLAR | TSM-240PA05 | 240 | 34 | 140 | 37 |  | Solar | FIXED | Roof
SRP18768 | TRINA SOLAR | TSM-240PA05.18 | 240 | 24 | 218 | 21 |  | Solar | FIXED | Roof
SRP18769 | TRINA SOLAR | TSM-240PA05 | 240 | 12 | 194 | 30 |  | Solar | FIXED | Roof
SRP18770 | TRINA SOLAR | TSM-240PA05.18 | 240 | 31 | 246 | 35 |  | Solar | FIXED | Roof
SRP18771 | TRINA SOLAR | TSM-240PA05.18 | 240 | 16 | 219 | 23 |  | Solar | FIXED | Roof
SRP18772 | TRINA SOLAR | TSM-240PA05 | 240 | 14 | 127 | 38 |  | Solar | FIXED | Roof
SRP18772 | TRINA SOLAR | TSM-240PA05 | 240 | 3 | 217 | 31 |  | Solar | FIXED | Roof
SRP18773 | TRINA SOLAR | TSM-250PA05 | 250 | 27 | 186.1 | 20 |  | Solar | FIXED | Roof
SRP18774 | TRINA SOLAR | TSM-240PA05 | 240 | 9 | 127 | 20 |  | Solar | FIXED | Roof
SRP18774 | TRINA SOLAR | TSM-240PA05.18 | 240 | 15 | 217 | 20 |  | Solar | FIXED | Roof
SRP18775 | TRINA SOLAR | TSM-250PA05 | 250 | 30 | 106.9 | 43 |  | Solar | FIXED | Roof
SRP18775 | TRINA SOLAR | TSM-250PA05 | 250 | 4 | 196.9 | 43 |  | Solar | FIXED | Roof
SRP18776 | TRINA SOLAR | TSM-245PA05 | 245 | 24 | 154 | 16 |  | Solar | FIXED | Roof
SRP18777 | YINGLI ENERGY (CHINA) | YL250P-29B | 250 | 26 | 35 | 33 |  | Solar | FIXED | Roof
SRP18777 | YINGLI ENERGY (CHINA) | YL250P-29B | 250 | 23 | 215 | 33 |  | Solar | FIXED | Roof
SRP18778 | TRINA SOLAR | TSM-245PA05 | 245 | 32 | 215 | 20 |  | Solar | FIXED | Roof
SRP18779 | YINGLI ENERGY (CHINA) | YL245P-29B | 245 | 26 | 100 | 19 |  | Solar | FIXED | Roof
SRP18779 | YINGLI ENERGY (CHINA) | YL245P-29B | 245 | 7 | 192 | 22 |  | Solar | FIXED | Roof
SRP18780 | TRINA SOLAR | TSM-245PA05.18 | 245 | 23 | 146 | 31 |  | Solar | FIXED | Roof
SRP18782 | TRINA SOLAR | TSM-245PA05.10 | 245 | 43 | 154 | 37 |  | Solar | FIXED | Roof
SRP18783 | YINGLI ENERGY (CHINA) | YL250P-29B | 250 | 30 | 97 | 27 |  | Solar | FIXED | Roof
SRP18783 | YINGLI ENERGY (CHINA) | YL250P-29B | 250 | 33 | 277 | 27 |  | Solar | FIXED | Roof
SRP18784 | TRINA SOLAR | TSM-245PA05.10 | 245 | 25 | 190 | 25 |  | Solar | FIXED | Roof
SRP18785 | CEEG (SHANGHAI) SOLAR SCIENCE AND TECHNOLOGY CO | SST 190-72M | 250 | 22 | 237 | 28 |  | Solar | FIXED | Roof
SRP18785 | CEEG (SHANGHAI) SOLAR SCIENCE AND TECHNOLOGY CO | SST 190-72M | 250 | 22 | 237 | 30 |  | Solar | FIXED | Roof
SRP18787 | TRINA SOLAR | TSM-240PA05.18 | 240 | 13 | 247 | 22 |  | Solar | FIXED | Roof
SRP18788 | LG ELECTRONICS SOLAR CELL DIVISION | LG255S1C-G2 | 255 | 9 | 8 | 25 |  | Solar | FIXED | Roof
SRP18788 | LG ELECTRONICS SOLAR CELL DIVISION | LG255S1C-G2 | 255 | 24 | 188 | 22 |  | Solar | FIXED | Roof
SRP18788 | LG ELECTRONICS SOLAR CELL DIVISION | LG255S1C-G2 | 255 | 14 | 188 | 27 |  | Solar | FIXED | Roof
SRP18790 | TRINA SOLAR | TSM-250PA05.08 | 250 | 12 | 162 | 41 |  | Solar | FIXED | Roof
SRP18790 | TRINA SOLAR | TSM-250PA05.08 | 250 | 13 | 252 | 33 |  | Solar | FIXED | Roof
SRP18792 | SUNPOWER | SPR-327NE-WHT-D | 327 | 16 | 216 | 32 |  | Solar | FIXED | Roof
SRP18794 | TRINA SOLAR | TSM-235PA05 | 235 | 16 | 130 | 35 |  | Solar | FIXED | Roof
SRP18795 | NINGBO BEST SOLAR ENERGY TECHNOLOGY | B155(35)P1580X800 | 230 | 84 | 180 | 10 |  | Solar | FIXED | Ground
SRP18795 | NINGBO BEST SOLAR ENERGY TECHNOLOGY | B155(35)P1580X800 | 240 | 223 | 180 | 10 |  | Solar | FIXED | Ground
SRP18796 | TRINA SOLAR | TSM-235PD05 | 235 | 6 | 107 | 23 |  | Solar | FIXED | Roof
SRP18796 | TRINA SOLAR | TSM-235PA05.18 | 235 | 24 | 198 | 23 |  | Solar | FIXED | Roof
SRP18797 | TRINA SOLAR | TSM-245PA05 | 245 | 12 | 100 | 20 |  | Solar | FIXED | Roof
SRP18797 | TRINA SOLAR | TSM-245PA05 | 245 | 10 | 189 | 25 |  | Solar | FIXED | Roof
SRP18797 | TRINA SOLAR | TSM-245PA05.15 | 245 | 12 | 280 | 21 |  | Solar | FIXED | Roof
SRP18798 | TRINA SOLAR | TSM-240PA05.18 | 240 | 8 | 182 | 9 |  | Solar | FIXED | Roof
SRP18798 | TRINA SOLAR | TSM-240PA05.18 | 240 | 5 | 182 | 48 |  | Solar | FIXED | Roof
SRP18799 | TRINA SOLAR | TSM-240PA05.18 | 240 | 24 | 155 | 20 |  | Solar | FIXED | Roof
SRP18800 | TRINA SOLAR | TSM-250PA05 | 250 | 8 | 178 | 23 |  | Solar | FIXED | Roof
SRP18800 | TRINA SOLAR | TSM-250PA05 | 250 | 16 | 178 | 23 |  | Solar | FIXED | Roof
SRP18801 | TRINA SOLAR | TSM-250PA05 | 250 | 8 | 155 | 18 |  | Solar | FIXED | Roof
SRP18801 | TRINA SOLAR | TSM-250PA05 | 250 | 3 | 155 | 36 |  | Solar | FIXED | Roof
SRP18801 | TRINA SOLAR | TSM-250PA05 | 250 | 17 | 245 | 37 |  | Solar | FIXED | Roof
SRP18803 | TRINA SOLAR | TSM-250PA05.08 | 250 | 23 | 190.1 | 40 |  | Solar | FIXED | Roof
SRP18804 | SUNPOWER | SPR-327NE-WHT-D | 327 | 36 | 200 | 30 |  | Solar | FIXED | Roof
SRP18805 | SUNPOWER | SPR-327NE-WHT-D | 327 | 16 | 167 | 37 |  | Solar | FIXED | Roof
SRP18805 | SUNPOWER | SPR-327NE-WHT-D | 327 | 16 | 257 | 27 |  | Solar | FIXED | Roof
SRP18806 | TRINA SOLAR | TSM-250PA05.08 | 250 | 30 | 146 | 35 |  | Solar | FIXED | Roof
SRP18806 | TRINA SOLAR | TSM-250PA05.08 | 250 | 13 | 146 | 45 |  | Solar | FIXED | Roof
SRP18806 | TRINA SOLAR | TSM-250PA05.08 | 250 | 13 | 146 | 45 |  | Solar | FIXED | Roof
SRP18807 | SUNPOWER | SPR-X21-345 | 345 | 17 | 105 | 37 |  | Solar | FIXED | Roof
SRP18807 | SUNPOWER | SPR-X21-345 | 345 | 15 | 195 | 34 |  | Solar | FIXED | Roof
SRP18808 | SUNPOWER | SPR-327NE-WHT-D | 327 | 28 | 118 | 19 |  | Solar | FIXED | Roof
SRP18808 | SUNPOWER | SPR-327NE-WHT-D | 327 | 18 | 118 | 34 |  | Solar | FIXED | Roof
SRP18809 | YINGLI ENERGY (CHINA) | YL245P-29B | 245 | 21 | 234 | 12 |  | Solar | FIXED | Roof
SRP18809 | YINGLI ENERGY (CHINA) | YL245P-29B | 245 | 19 | 234 | 18 |  | Solar | FIXED | Roof
SRP18810 | YINGLI ENERGY (CHINA) | YL245P-29B | 245 | 16 | 165 | 33 |  | Solar | FIXED | Roof
SRP18811 | YINGLI ENERGY (CHINA) | YL245P-29B | 245 | 8 | 99 | 34 |  | Solar | FIXED | Roof
SRP18811 | YINGLI ENERGY (CHINA) | YL245P-29B | 245 | 33 | 189 | 34 |  | Solar | FIXED | Roof
SRP18811 | YINGLI ENERGY (CHINA) | YL245P-29B | 245 | 14 | 279 | 38 |  | Solar | FIXED | Roof
SRP18812 | YINGLI ENERGY (CHINA) | YL245P-29B | 245 | 23 | 80 | 34 |  | Solar | FIXED | Roof
SRP18812 | YINGLI ENERGY (CHINA) | YL245P-29B | 245 | 16 | 170 | 45 |  | Solar | FIXED | Roof
SRP18812 | SOLARBINE | SB-M365NA1 | 245 | 8 | 260 | 34 |  | Solar | FIXED | Roof
SRP18813 | SUNPOWER | SPR-327NE-WHT-D | 327 | 30 | 95 | 30 |  | Solar | FIXED | Roof
SRP18813 | SUNPOWER | SPR-327NE-WHT-D | 327 | 12 | 275 | 30 |  | Solar | FIXED | Roof
SRP18814 | SOLARWORLD | SW250 MONO BLACK | 250 | 42 | 202 | 22 |  | Solar | FIXED | Roof
SRP18815 | SUNTECH POWER | STP280-24/VD | 280 | 11000 | 180 | 0 |  | Solar | 1AXIS | Ground
SRP18815 | YINGLI ENERGY (CHINA) | YL280P-35B | 280 | 2200 | 180 | 0 |  | Solar | 2AXIS | Ground
SRP18817 | CANADIAN SOLAR | CS6P-245M | 245 | 13 | 185 | 22 |  | Solar | FIXED | Roof
SRP18817 | CANADIAN SOLAR | CS6P-245PM | 245 | 23 | 185 | 24 |  | Solar | FIXED | Roof
SRP18818 | CANADIAN SOLAR | CS6P-245P | 245 | 33 | 212 | 20 |  | Solar | FIXED | Roof
SRP18819 | CANADIAN SOLAR | CS6P-245P | 245 | 26 | 150 | 27 |  | Solar | FIXED | Roof
SRP18820 | CANADIAN SOLAR | CS6P-245P | 245 | 32 | 116 | 19 |  | Solar | FIXED | Roof
SRP18821 | TRINA SOLAR | TSM-245PA05.10 | 245 | 50 | 195 | 30 |  | Solar | FIXED | Roof
SRP18822 | TRINA SOLAR | TSM-245PA05.10 | 245 | 47 | 178 | 28 |  | Solar | FIXED | Roof
SRP18823 | TRINA SOLAR | TSM-245PA05.10 | 245 | 6 | 119 | 38 |  | Solar | FIXED | Roof
SRP18823 | TRINA SOLAR | TSM-245PA05.10 | 245 | 35 | 209 | 27 |  | Solar | FIXED | Roof
SRP18824 | TRINA SOLAR | TSM-245PA05.10 | 245 | 38 | 140 | 30 |  | Solar | FIXED | Roof
SRP18824 | TRINA SOLAR | TSM-245PA05.10 | 245 | 10 | 230 | 39 |  | Solar | FIXED | Roof
SRP18825 | TRINA SOLAR | TSM-245PA05.10 | 245 | 28 | 141 | 28 |  | Solar | FIXED | Roof
SRP18825 | TRINA SOLAR | TSM-245PA05.10 | 245 | 3 | 231 | 28 |  | Solar | FIXED | Roof
SRP18825 | TRINA SOLAR | TSM-245PA05.10 | 245 | 2 | 231 | 30 |  | Solar | FIXED | Roof
SRP18827 | YINGLI ENERGY (CHINA) | YL245P-29B | 245 | 28 | 152 | 30 |  | Solar | FIXED | Roof
SRP18828 | SUNTECH POWER | STP235-20/WD | 235 | 22 | 159 | 20 |  | Solar | FIXED | Ground
SRP18832 | TRINA SOLAR | TSM-245PA05.10 | 245 | 31 | 210 | 22 |  | Solar | FIXED | Roof
SRP18834 | YINGLI ENERGY (CHINA) | YL245P-29B | 245 | 18 | 143 | 20 |  | Solar | FIXED | Roof
SRP18834 | YINGLI ENERGY (CHINA) | YL245P-29B | 245 | 8 | 234 | 20 |  | Solar | FIXED | Roof
SRP18835 | TRINA SOLAR | TSM-245PA05 | 245 | 48 | 204 | 20 |  | Solar | FIXED | Ground
SRP18836 | TRINA SOLAR | TSM-245PA05 | 245 | 18 | 125 | 30 |  | Solar | FIXED | Roof
SRP18838 | TRINA SOLAR | TSM-250PA05 | 250 | 20 | 95.5 | 23 |  | Solar | FIXED | Roof
SRP18838 | TRINA SOLAR | TSM-250PA05 | 250 | 10 | 185.5 | 40 |  | Solar | FIXED | Roof
SRP18839 | TRINA SOLAR | TSM-245PA05 | 245 | 23 | 194.6 | 30 |  | Solar | FIXED | Roof
SRP18840 | TRINA SOLAR | TSM-250PA05 | 250 | 19 | 120 | 26 |  | Solar | FIXED | Roof
SRP18840 | TRINA SOLAR | TSM-250PA05 | 250 | 24 | 210 | 43 |  | Solar | FIXED | Roof
SRP18841 | SUNIVA | MVX250-60-5-701 | 250 | 8 | 170 | 35 |  | Solar | FIXED | Roof
SRP18841 | SUNIVA | MVX250-60-5-701 | 250 | 17 | 260 | 24 |  | Solar | FIXED | Roof
SRP18842 | TRINA SOLAR | TSM-250PA05 | 250 | 37 | 236 | 20 |  | Solar | FIXED | Roof
SRP18843 | ET SOLAR INDUSTRY | ET-P660250BB | 250 | 44 | 165 | 20 |  | Solar | FIXED | Ground
SRP18844 | TRINA SOLAR | TSM-250PA05 | 250 | 12 | 178 | 23 |  | Solar | FIXED | Roof
SRP18844 | TRINA SOLAR | TSM-250PA05 | 250 | 4 | 263 | 23 |  | Solar | FIXED | Roof
SRP18848 | REC SOLAR | REC255PE(BLK) | 255 | 13 | 95 | 26 |  | Solar | FIXED | Roof
SRP18848 | REC SOLAR | REC255PE(BLK) | 255 | 13 | 185 | 14 |  | Solar | FIXED | Roof
SRP18848 | REC SOLAR | REC255PE(BLK) | 255 | 13 | 275 | 26 |  | Solar | FIXED | Roof
SRP18849 | CANADIAN SOLAR | CS6P-250P | 250 | 28 | 108 | 27 |  | Solar | FIXED | Roof
SRP18851 | TRINA SOLAR | TSM-245PA05 | 245 | 19 | 127 | 20 |  | Solar | FIXED | Roof
SRP18852 | TRINA SOLAR | TSM-240PA05.18 | 240 | 7 | 118 | 20 |  | Solar | FIXED | Roof
SRP18852 | TRINA SOLAR | TSM-240PA05.18 | 240 | 11 | 118 | 35 |  | Solar | FIXED | Roof
SRP18853 | TRINA SOLAR | TSM-250PA05 | 250 | 11 | 175 | 32 |  | Solar | FIXED | Roof
SRP18853 | TRINA SOLAR | TSM-250PA05 | 250 | 28 | 175 | 34 |  | Solar | FIXED | Roof
SRP18855 | TRINA SOLAR | TSM-250PA05A | 250 | 26 | 134 | 23 |  | Solar | FIXED | Roof
SRP18856 | AXITEC | AC-250M/156-60S | 250 | 12 | 182 | 40 |  | Solar | FIXED | Roof
SRP18859 | SUNPOWER | SPR-327NE-WHT-D | 327 | 21 | 195 | 14 |  | Solar | FIXED | Roof
SRP18860 | TRINA SOLAR | TSM-250PA05 | 250 | 30 | 109 | 24 |  | Solar | FIXED | Roof
SRP18861 | REC SOLAR | REC230PE-US | 230 | 238 | 180 | 0 |  | Solar | FIXED | Roof
SRP18861 | REC SOLAR | REC235PE | 235 | 186 | 180 | 0 |  | Solar | FIXED | Roof
SRP18862 | TRINA SOLAR | TSM-250PA05 | 250 | 3 | 170 | 35 |  | Solar | FIXED | Roof
SRP18862 | TRINA SOLAR | TSM-250PA05 | 250 | 18 | 170 | 35 |  | Solar | FIXED | Roof
SRP18864 | TRINA SOLAR | TSM-250PA05 | 250 | 32 | 255.9 | 32 |  | Solar | FIXED | Roof
SRP18865 | TRINA SOLAR | TSM-240PA05 | 240 | 6 | 131 | 19 |  | Solar | FIXED | Roof
SRP18865 | TRINA SOLAR | TSM-240PA05 | 240 | 6 | 131 | 38 |  | Solar | FIXED | Roof
SRP18865 | TRINA SOLAR | TSM-240PA05 | 240 | 5 | 220 | 21 |  | Solar | FIXED | Roof
SRP18868 | TRINA SOLAR | TSM-245PA05.18 | 245 | 12 | 58 | 18 |  | Solar | FIXED | Roof
SRP18868 | TRINA SOLAR | TSM-245PA05.18 | 245 | 26 | 238 | 18 |  | Solar | FIXED | Roof
SRP18869 | SUNPOWER | SPR-327NE-WHT-D | 327 | 20 | 88 | 20 |  | Solar | FIXED | Roof
SRP18869 | SUNPOWER | SPR-327NE-WHT-D | 327 | 20 | 268 | 20 |  | Solar | FIXED | Roof
SRP18870 | YINGLI ENERGY (CHINA) | YL245P-29B | 245 | 14 | 114 | 30 |  | Solar | FIXED | Roof
SRP18870 | YINGLI ENERGY (CHINA) | YL245P-29B | 245 | 18 | 294 | 30 |  | Solar | FIXED | Roof
SRP18871 | TRINA SOLAR | TSM-245PA05 | 245 | 12 | 203 | 36 |  | Solar | FIXED | Roof
SRP18872 | TRINA SOLAR | TSM-250PA05 | 250 | 26 | 125 | 43 |  | Solar | FIXED | Roof
SRP18873 | TRINA SOLAR | TSM-245PA05 | 245 | 18 | 190 | 17 |  | Solar | FIXED | Roof
SRP18873 | TRINA SOLAR | TSM-245PA05 | 245 | 40 | 190 | 20 |  | Solar | FIXED | Roof
SRP18874 | TRINA SOLAR | TSM-250PA05 | 250 | 14 | 195 | 23 |  | Solar | FIXED | Roof
SRP18874 | TRINA SOLAR | TSM-250PA05 | 250 | 3 | 195 | 25 |  | Solar | FIXED | Roof
SRP18874 | TRINA SOLAR | TSM-250PA05A.18 | 250 | 12 | 195 | 25 |  | Solar | FIXED | Roof
SRP18875 | TRINA SOLAR | TSM-245PA05 | 245 | 42 | 113 | 20 |  | Solar | FIXED | Roof
SRP18876 | TRINA SOLAR | TSM-250PA05 | 250 | 15 | 188 | 40 |  | Solar | FIXED | Roof
SRP18877 | TRINA SOLAR | TSM-245PA05 | 245 | 39 | 140 | 25 |  | Solar | FIXED | Roof
SRP18877 | TRINA SOLAR | TSM-245PA05 | 245 | 23 | 230 | 45 |  | Solar | FIXED | Roof
SRP18879 | TRINA SOLAR | TSM-250PA05 | 250 | 19 | 205 | 30 |  | Solar | FIXED | Roof
SRP18879 | TRINA SOLAR | TSM-250PA05 | 250 | 5 | 205 | 34 |  | Solar | FIXED | Roof
SRP18880 | TRINA SOLAR | TSM-250PA05 | 250 | 10 | 190 | 38 |  | Solar | FIXED | Roof
SRP18882 | TRINA SOLAR | TSM-250PA05 | 250 | 7 | 185.5 | 10 |  | Solar | FIXED | Roof
SRP18882 | TRINA SOLAR | TSM-250PA05 | 250 | 26 | 185.5 | 35 |  | Solar | FIXED | Roof
SRP18884 | TRINA SOLAR | TSM-250PA05 | 250 | 43 | 89 | 30 |  | Solar | FIXED | Roof
SRP18885 | TRINA SOLAR | TSM-240PA05 | 240 | 2 | 122 | 26 |  | Solar | FIXED | Roof
SRP18885 | TRINA SOLAR | TSM-240PA05 | 240 | 8 | 300 | 6 |  | Solar | FIXED | Roof
SRP18886 | MOTECH AMERICAS | IM60B3-245-XXXXXX | 245 | 13 | 111 | 32 |  | Solar | FIXED | Roof
SRP18886 | MOTECH AMERICAS | IM60B3-245-XXXXXX | 245 | 13 | 201 | 39 |  | Solar | FIXED | Roof
SRP18887 | TRINA SOLAR | TSM-240PA05 | 240 | 10 | 117 | 21 |  | Solar | FIXED | Roof
SRP18888 | LG ELECTRONICS SOLAR CELL DIVISION | LG250S1C-G2 | 250 | 12 | 81.2 | 20 |  | Solar | FIXED | Roof
SRP18888 | LG ELECTRONICS SOLAR CELL DIVISION | LG250S1C-G2 | 250 | 26 | 81.2 | 30 |  | Solar | FIXED | Roof
SRP18890 | TRINA SOLAR | TSM-235PA05.18 | 235 | 3 | 142 | 35 |  | Solar | FIXED | Roof
SRP18890 | TRINA SOLAR | TSM-235PA05 | 235 | 5 | 232 | 25 |  | Solar | FIXED | Roof
SRP18890 | TRINA SOLAR | TSM-235PA05 | 235 | 14 | 232 | 38 |  | Solar | FIXED | Roof
SRP18891 | TRINA SOLAR | TSM-245PA05.10 | 245 | 22 | 162 | 22 |  | Solar | FIXED | Roof
SRP18891 | TRINA SOLAR | TSM-245PA05.10 | 245 | 26 | 252.8 | 23 |  | Solar | FIXED | Roof
SRP18892 | TRINA SOLAR | TSM-235PA05 | 235 | 2 | 86 | 29 |  | Solar | FIXED | Roof
SRP18892 | TRINA SOLAR | TSM-235PA05 | 235 | 18 | 176 | 25 |  | Solar | FIXED | Roof
SRP18892 | TRINA SOLAR | TSM-235PA05 | 235 | 2 | 266 | 29 |  | Solar | FIXED | Roof
SRP18893 | TRINA SOLAR | TSM-245PA05.10 | 245 | 21 | 180 | 32 |  | Solar | FIXED | Roof
SRP18894 | TRINA SOLAR | TSM-245PA05.10 | 245 | 34 | 208 | 27 |  | Solar | FIXED | Roof
SRP18895 | TRINA SOLAR | TSM-245PA05.10 | 245 | 25 | 215 | 26 |  | Solar | FIXED | Roof
SRP18896 | TRINA SOLAR | TSM-245PA05.10 | 245 | 50 | 227 | 22 |  | Solar | FIXED | Roof
SRP18897 | TRINA SOLAR | TSM-235PA05 | 235 | 2 | 80 | 29 |  | Solar | FIXED | Roof
SRP18897 | TRINA SOLAR | TSM-235PA05 | 235 | 12 | 170 | 22 |  | Solar | FIXED | Roof
SRP18897 | TRINA SOLAR | TSM-235PA05 | 235 | 18 | 260 | 29 |  | Solar | FIXED | Roof
SRP18898 | TRINA SOLAR | TSM-245PA05.10 | 245 | 40 | 112 | 26 |  | Solar | FIXED | Roof
SRP18899 | TRINA SOLAR | TSM-240PA05.18 | 240 | 11 | 116 | 16 |  | Solar | FIXED | Roof
SRP18899 | TRINA SOLAR | TSM-240PA05.18 | 240 | 10 | 116 | 18 |  | Solar | FIXED | Roof
SRP18899 | TRINA SOLAR | TSM-240PA05.18 | 240 | 10 | 296 | 18 |  | Solar | FIXED | Roof
SRP18900 | TRINA SOLAR | TSM-245PA05.10 | 245 | 33 | 115 | 31 |  | Solar | FIXED | Roof
SRP18900 | TRINA SOLAR | TSM-245PA05.10 | 245 | 8 | 205 | 45 |  | Solar | FIXED | Roof
SRP18902 | TRINA SOLAR | TSM-245PA05.10 | 245 | 13 | 117 | 45 |  | Solar | FIXED | Roof
SRP18902 | TRINA SOLAR | TSM-245PA05.10 | 245 | 28 | 207 | 29 |  | Solar | FIXED | Roof
SRP18903 | TRINA SOLAR | TSM-240PA05.18 | 240 | 25 | 218 | 21 |  | Solar | FIXED | Roof
SRP18904 | TRINA SOLAR | TSM-245PA05.10 | 245 | 140 | 180 | 25 |  | Solar | FIXED | Ground
SRP18905 | TRINA SOLAR | TSM-245PA05 | 245 | 14 | 130 | 20 |  | Solar | FIXED | Roof
SRP18905 | TRINA SOLAR | TSM-245PA05 | 245 | 19 | 130 | 27 |  | Solar | FIXED | Roof
SRP18905 | TRINA SOLAR | TSM-245PA05 | 245 | 7 | 220 | 28 |  | Solar | FIXED | Roof
SRP18907 | TRINA SOLAR | TSM-240PA05 | 240 | 19 | 236 | 28 |  | Solar | FIXED | Roof
SRP18908 | AXITEC | AC-250P/156-60S | 250 | 30 | 128 | 10 |  | Solar | FIXED | Roof
SRP18908 | AXITEC | AC-250P/156-60S | 250 | 10 | 207 | 35 |  | Solar | FIXED | Roof
SRP18909 | TRINA SOLAR | TSM-235PA05 | 235 | 8 | 130 | 26 |  | Solar | FIXED | Roof
SRP18909 | TRINA SOLAR | TSM-235PA05 | 235 | 5 | 130 | 43 |  | Solar | FIXED | Roof
SRP18910 | TRINA SOLAR | TSM-250PA05 | 250 | 54 | 163 | 25 |  | Solar | FIXED | Roof
SRP18911 | TRINA SOLAR | TSM-235PA05 | 235 | 15 | 126 | 37 |  | Solar | FIXED | Roof
SRP18912 | SUNPOWER | SPR-327NE-WHT-D | 327 | 22 | 278 | 32 |  | Solar | FIXED | Roof
SRP18913 | TRINA SOLAR | TSM-250PA05 | 250 | 15 | 143 | 18 |  | Solar | FIXED | Roof
SRP18913 | TRINA SOLAR | TSM-250PA05 | 250 | 12 | 233 | 18 |  | Solar | FIXED | Roof
SRP18913 | TRINA SOLAR | TSM-250PA05 | 250 | 8 | 233 | 19 |  | Solar | FIXED | Roof
SRP18914 | TRINA SOLAR | TSM-235PA05 | 235 | 5 | 128 | 23 |  | Solar | FIXED | Roof
SRP18914 | TRINA SOLAR | TSM-235PA05 | 235 | 6 | 218 | 23 |  | Solar | FIXED | Roof
SRP18915 | SUNPOWER | SPR-X21-345 | 345 | 4 | 173 | 30 |  | Solar | FIXED | Roof
SRP18915 | SUNPOWER | SPR-X21-345 | 345 | 14 | 173 | 30 |  | Solar | FIXED | Roof
SRP18915 | SUNPOWER | SPR-X21-345 | 345 | 11 | 265 | 30 |  | Solar | FIXED | Roof
SRP18916 | TRINA SOLAR | TSM-245PA05 | 245 | 9 | 212 | 37 |  | Solar | FIXED | Roof
SRP18917 | TRINA SOLAR | TSM-245PA05 | 245 | 28 | 110.7 | 20 |  | Solar | FIXED | Roof
SRP18917 | TRINA SOLAR | TSM-245PA05 | 245 | 7 | 200.7 | 20 |  | Solar | FIXED | Roof
SRP18918 | TRINA SOLAR | TSM-245PA05 | 245 | 22 | 180 | 30 |  | Solar | FIXED | Ground
SRP18919 | TRINA SOLAR | TSM-250PA05 | 250 | 20 | 175 | 15 |  | Solar | FIXED | Roof
SRP18919 | TRINA SOLAR | TSM-250PA05 | 250 | 15 | 186 | 22 |  | Solar | FIXED | Roof
SRP18920 | HANWHA SOLARONE (QIDONG) | HSL60P6-PA-0-250TB | 250 | 10 | 158 | 32 |  | Solar | FIXED | Roof
SRP18920 | HANWHA SOLARONE (QIDONG) | HSL60P6-PA-0-250TB | 250 | 33 | 158 | 32 |  | Solar | FIXED | Roof
SRP18922 | MOTECH AMERICAS | IM60B3-245-XXXXXX | 245 | 8 | 269 | 19 |  | Solar | FIXED | Roof
SRP18923 | MOTECH AMERICAS | IM60C3-245-XXXXXX | 245 | 22 | 87 | 31 |  | Solar | FIXED | Roof
SRP18924 | SUNTECH POWER | STP190S-24/ADB+ | 190 | 12 | 157 | 21 |  | Solar | FIXED | Roof
SRP18924 | SUNTECH POWER | STP190S-24/ADB+ | 190 | 22 | 247 | 21 |  | Solar | FIXED | Roof
SRP18925 | SUNTECH POWER | STP250S-20/WDB | 250 | 15 | 122 | 15 |  | Solar | FIXED | Roof
SRP18926 | TRINA SOLAR | TSM-250PA05.08 | 250 | 23 | 165.8 | 35 |  | Solar | FIXED | Roof
SRP18927 | SHARP | ND-216U2 | 216 | 44 | 167 | 23 |  | Solar | FIXED | Roof
SRP18929 | TRINA SOLAR | TSM-250PA05 | 250 | 26 | 186.8 | 25 |  | Solar | FIXED | Roof
SRP18930 | TRINA SOLAR | TSM-245PA05.15 | 245 | 12 | 83 | 22 |  | Solar | FIXED | Roof
SRP18930 | TRINA SOLAR | TSM-245PD05.18 | 245 | 4 | 263 | 23 |  | Solar | FIXED | Roof
SRP18930 | TRINA SOLAR | TSM-245PA05.15 | 245 | 12 | 263 | 72 |  | Solar | FIXED | Roof
SRP18931 | TRINA SOLAR | TSM-250PA05 | 250 | 9 | 140 | 40 |  | Solar | FIXED | Roof
SRP18931 | TRINA SOLAR | TSM-250PA05 | 250 | 26 | 230 | 40 |  | Solar | FIXED | Roof
SRP18932 | TRINA SOLAR | TSM-235PA05 | 235 | 12 | 125 | 23 |  | Solar | FIXED | Roof
SRP18932 | TRINA SOLAR | TSM-235PA05 | 235 | 5 | 215 | 23 |  | Solar | FIXED | Roof
SRP18933 | TRINA SOLAR | TSM-250PA05 | 250 | 4 | 190 | 29 |  | Solar | FIXED | Roof
SRP18933 | TRINA SOLAR | TSM-250PA05 | 250 | 22 | 190 | 29 |  | Solar | FIXED | Roof
SRP18934 | TRINA SOLAR | TSM-235PA05 | 235 | 13 | 217 | 36 |  | Solar | FIXED | Roof
SRP18935 | TRINA SOLAR | TSM-235PA05 | 240 | 8 | 205 | 22 |  | Solar | FIXED | Roof
SRP18935 | TRINA SOLAR | TSM-240PA05 | 240 | 10 | 205 | 22 |  | Solar | FIXED | Roof
SRP18936 | TRINA SOLAR | TSM-235PA05 | 235 | 6 | 106 | 18 |  | Solar | FIXED | Roof
SRP18936 | TRINA SOLAR | TSM-235PA05 | 235 | 4 | 196 | 18 |  | Solar | FIXED | Roof
SRP18936 | TRINA SOLAR | TSM-235PA05 | 235 | 16 | 286 | 18 |  | Solar | FIXED | Roof
SRP18937 | ASTROPOWER | AP-100 | 235 | 165 | 166.2 | 10 |  | Solar | FIXED | Roof
SRP18937 | ASTROPOWER | AP-100 | 235 | 50 | 166.2 | 35 |  | Solar | FIXED | Roof
SRP18938 | TRINA SOLAR | TSM-240PD05 | 240 | 2 | 185 | 36 |  | Solar | FIXED | Roof
SRP18938 | TRINA SOLAR | TSM-240PD05 | 240 | 5 | 275 | 10 |  | Solar | FIXED | Roof
SRP18939 | TRINA SOLAR | TSM-235PA05 | 235 | 17 | 270 | 17 |  | Solar | FIXED | Roof
SRP18940 | TRINA SOLAR | TSM-240PA05 | 240 | 7 | 140 | 21 |  | Solar | FIXED | Roof
SRP18940 | TRINA SOLAR | TSM-240PA05 | 240 | 11 | 230 | 21 |  | Solar | FIXED | Roof
SRP18941 | TRINA SOLAR | TSM-250PA05 | 250 | 13 | 153 | 26 |  | Solar | FIXED | Roof
SRP18942 | TRINA SOLAR | TSM-250PA05 | 250 | 32 | 90 | 32 |  | Solar | FIXED | Roof
SRP18943 | TRINA SOLAR | TSM-250PA05 | 250 | 12 | 168 | 22 |  | Solar | FIXED | Roof
SRP18943 | TRINA SOLAR | TSM-250PA05 | 250 | 6 | 258 | 23 |  | Solar | FIXED | Roof
SRP18944 | TRINA SOLAR | TSM-250PA05 | 250 | 2 | 110 | 18 |  | Solar | FIXED | Roof
SRP18944 | TRINA SOLAR | TSM-250PA05 | 250 | 28 | 200 | 20 |  | Solar | FIXED | Roof
SRP18945 | TRINA SOLAR | TSM-240PA05 | 240 | 2 | 133 | 18 |  | Solar | FIXED | Roof
SRP18945 | TRINA SOLAR | TSM-240PA05 | 240 | 7 | 133 | 28 |  | Solar | FIXED | Roof
SRP18947 | TRINA SOLAR | TSM-250PA05 | 250 | 2 | 175 | 5 |  | Solar | FIXED | Roof
SRP18947 | TRINA SOLAR | TSM-250PA05 | 250 | 13 | 175 | 10 |  | Solar | FIXED | Roof
SRP18948 | TRINA SOLAR | TSM-250PA05 | 250 | 4 | 205 | 26 |  | Solar | FIXED | Roof
SRP18948 | TRINA SOLAR | TSM-250PA05 | 250 | 18 | 205 | 26 |  | Solar | FIXED | Roof
SRP18949 | TRINA SOLAR | TSM-250PA05 | 250 | 20 | 133 | 20 |  | Solar | FIXED | Roof
SRP18949 | TRINA SOLAR | TSM-250PA05 | 250 | 10 | 133 | 22 |  | Solar | FIXED | Roof
SRP18950 | TRINA SOLAR | TSM-245PA05 | 245 | 6 | 82 | 22 |  | Solar | FIXED | Roof
SRP18950 | TRINA SOLAR | TSM-245PA05 | 245 | 11 | 172 | 23 |  | Solar | FIXED | Roof
SRP18951 | SUNIVA | MVX250-60-5-701 | 250 | 8 | 223.1 | 10 |  | Solar | FIXED | Roof
SRP18951 | SUNIVA | MVX250-60-5-701 | 250 | 20 | 223.1 | 19 |  | Solar | FIXED | Roof
SRP18951 | SUNIVA | MVX250-60-5-701 | 250 | 12 | 223.1 | 20 |  | Solar | FIXED | Roof
SRP18952 | TRINA SOLAR | TSM-250PA05 | 250 | 15 | 143.7 | 25 |  | Solar | FIXED | Roof
SRP18952 | TRINA SOLAR | TSM-250PA05 | 250 | 8 | 233.7 | 15 |  | Solar | FIXED | Roof
SRP18952 | TRINA SOLAR | TSM-250PA05 | 250 | 17 | 233.7 | 24 |  | Solar | FIXED | Roof
SRP18953 | YINGLI ENERGY (CHINA) | YL245P-29B | 245 | 9 | 133 | 26 |  | Solar | FIXED | Roof
SRP18953 | YINGLI ENERGY (CHINA) | YL245P-29B | 245 | 9 | 133 | 26 |  | Solar | FIXED | Roof
SRP18953 | YINGLI ENERGY (CHINA) | YL245P-29B | 245 | 18 | 223 | 26 |  | Solar | FIXED | Roof
SRP18953 | YINGLI ENERGY (CHINA) | YL245P-29B | 245 | 16 | 313 | 26 |  | Solar | FIXED | Roof
SRP18954 | LG ELECTRONICS SOLAR CELL DIVISION | LG255S1C-G2 | 255 | 20 | 123 | 30 |  | Solar | FIXED | Roof
SRP18955 | YINGLI ENERGY (CHINA) | YL245P-29B | 245 | 21 | 195 | 40 |  | Solar | FIXED | Roof
SRP18956 | TRINA SOLAR | TSM-245PD05.18 | 245 | 20 | 152 | 23 |  | Solar | FIXED | Roof
SRP18957 | TRINA SOLAR | TSM-245PA05.18 | 245 | 39 | 146 | 30 |  | Solar | FIXED | Roof
SRP18958 | TRINA SOLAR | TSM-245PA05.18 | 245 | 9 | 168 | 18 |  | Solar | FIXED | Roof
SRP18958 | TRINA SOLAR | TSM-245PA05.18 | 245 | 9 | 256 | 20 |  | Solar | FIXED | Roof
SRP18959 | SUNPOWER | SPR-327NE-WHT-D | 327 | 28 | 270 | 21 |  | Solar | FIXED | Roof
SRP18960 | SUNPOWER | SPR-327NE-WHT-D | 327 | 10 | 194 | 30 |  | Solar | FIXED | Roof
SRP18961 | SILIKEN CANADA | SLK60P6L BLK/BLK 240WP | 245 | 403 | 176 | 31 |  | Solar | FIXED | Ground
SRP18962 | SUNPOWER | SPR-327NE-WHT-D | 327 | 36 | 240 | 25 |  | Solar | FIXED | Roof
SRP18963 | TRINA SOLAR | TSM-245PA05 | 245 | 43 | 133 | 30 |  | Solar | FIXED | Roof
SRP18964 | TRINA SOLAR | TSM-250PA05A | 250 | 9 | 165 | 20 |  | Solar | FIXED | Roof
SRP18964 | TRINA SOLAR | TSM-250PA05 | 250 | 19 | 255 | 30 |  | Solar | FIXED | Roof
SRP18966 | SUNPOWER | SPR-327NE-WHT-D | 327 | 16 | 160 | 22 |  | Solar | FIXED | Roof
SRP18966 | SUNPOWER | SPR-327NE-WHT-D | 327 | 8 | 160 | 38 |  | Solar | FIXED | Roof
SRP18967 | TRINA SOLAR | TSM-250PA05.08 | 250 | 18 | 101.1 | 38 |  | Solar | FIXED | Roof
SRP18967 | TRINA SOLAR | TSM-250PA05.08 | 250 | 8 | 191.1 | 25 |  | Solar | FIXED | Roof
SRP18968 | YINGLI ENERGY (CHINA) | YL245P-29B | 245 | 18 | 180 | 35 |  | Solar | FIXED | Roof
SRP18968 | YINGLI ENERGY (CHINA) | YL245P-29B | 245 | 10 | 270 | 33 |  | Solar | FIXED | Roof
SRP18969 | TRINA SOLAR | TSM-250PA05.08 | 250 | 24 | 235.7 | 25 |  | Solar | FIXED | Roof
SRP18970 | SUNTECH POWER | STP255S-20/WDB | 255 | 16 | 196 | 25 |  | Solar | FIXED | Roof
SRP18970 | SUNTECH POWER | STP255-20/WD | 255 | 9 | 265 | 18 |  | Solar | FIXED | Roof
SRP18970 | SUNTECH POWER | STP255-20/WD | 255 | 16 | 267 | 25 |  | Solar | FIXED | Roof
SRP18973 | TRINA SOLAR | TSM-250PA05 | 250 | 9 | 203 | 25 |  | Solar | FIXED | Roof
SRP18974 | TRINA SOLAR | TSM-250PA05 | 250 | 40 | 91 | 40 |  | Solar | FIXED | Roof
SRP18974 | TRINA SOLAR | TSM-250PA05 | 250 | 8 | 171 | 37 |  | Solar | FIXED | Roof
SRP18975 | TRINA SOLAR | TSM-250PA05 | 250 | 36 | 272 | 22 |  | Solar | FIXED | Roof
SRP18976 | TRINA SOLAR | TSM-245PA05.18 | 245 | 7 | 140 | 20 |  | Solar | FIXED | Roof
SRP18976 | TRINA SOLAR | TSM-245PA05.18 | 245 | 17 | 230 | 20 |  | Solar | FIXED | Roof
SRP18977 | TRINA SOLAR | TSM-250PA05 | 250 | 6 | 200 | 37 |  | Solar | FIXED | Roof
SRP18977 | TRINA SOLAR | TSM-250PA05 | 250 | 24 | 200 | 37 |  | Solar | FIXED | Roof
SRP18978 | TRINA SOLAR | TSM-245PA05.18 | 245 | 42 | 100 | 36 |  | Solar | FIXED | Roof
SRP18978 | TRINA SOLAR | TSM-245PA05.18 | 245 | 7 | 190 | 40 |  | Solar | FIXED | Roof
SRP18978 | TRINA SOLAR | TSM-245PA05.18 | 245 | 26 | 280 | 36 |  | Solar | FIXED | Roof
SRP18979 | TRINA SOLAR | TSM-290PA14 | 290 | 836 | 180 | 20 |  | Solar | FIXED | Ground
SRP18980 | TRINA SOLAR | TSM-240PA05.05 | 240 | 27 | 219 | 27 |  | Solar | FIXED | Roof
SRP18981 | BEIJING ZHONGKEXIN ELECTRONICS EQUIPMENT | ZKX-265P-24 | 260 | 24 | 87 | 13 |  | Solar | FIXED | Roof
SRP18981 | BEIJING ZHONGKEXIN ELECTRONICS EQUIPMENT | ZKX-265P-24 | 260 | 10 | 267 | 25 |  | Solar | FIXED | Roof
SRP18981 | BEIJING ZHONGKEXIN ELECTRONICS EQUIPMENT | ZKX-265P-24 | 260 | 14 | 267 | 40 |  | Solar | FIXED | Roof
SRP18982 | TRINA SOLAR | TSM-245PA05 | 245 | 6 | 216 | 21 |  | Solar | FIXED | Roof
SRP18982 | TRINA SOLAR | TSM-245PA05 | 245 | 23 | 216 | 23 |  | Solar | FIXED | Roof
SRP18982 | TRINA SOLAR | TSM-245PA05 | 245 | 10 | 216 | 42 |  | Solar | FIXED | Roof
SRP18983 | SUNIVA | MVX250-60-5-701 | 250 | 10 | 194.8 | 40 |  | Solar | FIXED | Roof
SRP18984 | TRINA SOLAR | TSM-245PA05.18 | 245 | 19 | 138 | 13 |  | Solar | FIXED | Roof
SRP18984 | TRINA SOLAR | TSM-245PA05.18 | 245 | 17 | 315 | 13 |  | Solar | FIXED | Roof
SRP18988 | TRINA SOLAR | TSM-240PA05.18 | 240 | 22 | 155 | 18 |  | Solar | FIXED | Roof
SRP18989 | TRINA SOLAR | TSM-245PA05.18 | 245 | 10 | 217 | 22 |  | Solar | FIXED | Roof
SRP18991 | SOLARWORLD | SW260 MONO | 260 | 33 | 200 | 40 |  | Solar | FIXED | Roof
SRP18992 | TRINA SOLAR | TSM-245PA05.10 | 245 | 19 | 102 | 33 |  | Solar | FIXED | Roof
SRP18992 | TRINA SOLAR | TSM-245PA05 | 245 | 6 | 192 | 43 |  | Solar | FIXED | Roof
SRP18992 | TRINA SOLAR | TSM-245PA05.10 | 245 | 2 | 192 | 43 |  | Solar | FIXED | Roof
SRP18992 | TRINA SOLAR | TSM-245PA05.10 | 245 | 3 | 192 | 43 |  | Solar | FIXED | Roof
SRP18992 | TRINA SOLAR | TSM-245PA05.10 | 245 | 5 | 282 | 32 |  | Solar | FIXED | Roof
SRP18993 | SUNIVA | MVT250-60-5-100 | 250 | 18 | 150.4 | 40 |  | Solar | FIXED | Roof
SRP18994 | TRINA SOLAR | TSM-250PA05 | 250 | 32 | 260 | 23 |  | Solar | FIXED | Roof
SRP18996 | TRINA SOLAR | TSM-245PA05.18 | 245 | 17 | 176 | 21 |  | Solar | FIXED | Roof
SRP18997 | TRINA SOLAR | TSM-240PA05 | 240 | 27 | 167 | 21 |  | Solar | FIXED | Roof
SRP18999 | TRINA SOLAR | TSM-250PA05 | 250 | 22 | 263 | 34 |  | Solar | FIXED | Roof
SRP19000 | TRINA SOLAR | TSM-250PA05 | 250 | 17 | 260 | 17 |  | Solar | FIXED | Roof
SRP19000 | TRINA SOLAR | TSM-250PA05 | 250 | 4 | 260 | 23 |  | Solar | FIXED | Roof
SRP19002 | TRINA SOLAR | TSM-250PA05 | 250 | 14 | 202 | 13 |  | Solar | FIXED | Roof
SRP19003 | TRINA SOLAR | TSM-250PA05 | 250 | 25 | 100 | 30 |  | Solar | FIXED | Roof
SRP19004 | TRINA SOLAR | TSM-235PA05.18 | 235 | 21 | 170 | 16 |  | Solar | FIXED | Roof
SRP19004 | TRINA SOLAR | TSM-235PA05.18 | 235 | 9 | 260 | 16 |  | Solar | FIXED | Roof
SRP19005 | TRINA SOLAR | TSM-240PA05.18 | 240 | 21 | 213 | 21 |  | Solar | FIXED | Roof
SRP19007 | TRINA SOLAR | TSM-250PA05.08 | 250 | 13 | 180 | 40 |  | Solar | FIXED | Roof
SRP19007 | TRINA SOLAR | TSM-250PA05.08 | 250 | 25 | 270 | 30 |  | Solar | FIXED | Roof
SRP19008 | TRINA SOLAR | TSM-250PA05 | 250 | 13 | 127 | 25 |  | Solar | FIXED | Roof
SRP19008 | TRINA SOLAR | TSM-250PA05 | 250 | 5 | 218 | 20 |  | Solar | FIXED | Roof
SRP19009 | TRINA SOLAR | TSM-250PA05 | 250 | 8 | 185.5 | 20 |  | Solar | FIXED | Roof
SRP19009 | TRINA SOLAR | TSM-250PA05 | 250 | 8 | 275.5 | 25 |  | Solar | FIXED | Roof
SRP19010 | TRINA SOLAR | TSM-240PA05.18 | 240 | 28 | 246 | 29 |  | Solar | FIXED | Roof
SRP19011 | TRINA SOLAR | TSM-250PA05 | 250 | 28 | 200 | 23 |  | Solar | FIXED | Roof
SRP19012 | TRINA SOLAR | TSM-250PA05 | 250 | 30 | 225 | 30 |  | Solar | FIXED | Roof
SRP19013 | YINGLI ENERGY (CHINA) | YL245P-29B | 245 | 22 | 58 | 18 |  | Solar | FIXED | Roof
SRP19013 | YINGLI ENERGY (CHINA) | YL245P-29B | 245 | 22 | 238 | 18 |  | Solar | FIXED | Roof
SRP19014 | YINGLI ENERGY (CHINA) | YL245P-29B | 245 | 18 | 87 | 30 |  | Solar | FIXED | Roof
SRP19014 | YINGLI ENERGY (CHINA) | YL245P-29B | 245 | 18 | 267 | 19 |  | Solar | FIXED | Roof
SRP19015 | TRINA SOLAR | TSM-245PA05.10 | 245 | 22 | 242 | 30 |  | Solar | FIXED | Roof
SRP19016 | SUNIVA | MVX250-60-5-701 | 250 | 27 | 187 | 40 |  | Solar | FIXED | Roof
SRP19017 | TRINA SOLAR | TSM-250PA05 | 250 | 32 | 208 | 30 |  | Solar | FIXED | Roof
SRP19018 | TRINA SOLAR | TSM-245PA05 | 245 | 30 | 142.6 | 25 |  | Solar | FIXED | Roof
SRP19018 | TRINA SOLAR | TSM-245PA05 | 245 | 16 | 232.6 | 25 |  | Solar | FIXED | Roof
SRP19019 | SUNIVA | MVX250-60-5-701 | 250 | 5 | 105 | 20 |  | Solar | FIXED | Roof
SRP19019 | SUNIVA | MVX250-60-5-701 | 250 | 6 | 105 | 20 |  | Solar | FIXED | Roof
SRP19019 | SUNIVA | MVX250-60-5-701 | 250 | 9 | 195 | 35 |  | Solar | FIXED | Roof
SRP19019 | SUNIVA | MVX250-60-5-701 | 250 | 17 | 195 | 40 |  | Solar | FIXED | Roof
SRP19020 | TRINA SOLAR | TSM-250PA05.08 | 250 | 40 | 225.8 | 25 |  | Solar | FIXED | Roof
SRP19021 | TRINA SOLAR | TSM-250PA05 | 250 | 12 | 243 | 18 |  | Solar | FIXED | Roof
SRP19023 | RENESOLA JIANGSU | JC255M-24/BB | 255 | 2 | 151 | 18 |  | Solar | FIXED | Roof
SRP19023 | RENESOLA JIANGSU | JC255S-24/BB-B | 255 | 8 | 151 | 21 |  | Solar | FIXED | Roof
SRP19023 | RENESOLA JIANGSU | JC255S-24/BB | 255 | 4 | 241 | 20 |  | Solar | FIXED | Roof
SRP19024 | TRINA SOLAR | TSM-240PA05 | 240 | 21 | 128 | 22 |  | Solar | FIXED | Roof
SRP19025 | TRINA SOLAR | TSM-235PA05.18 | 235 | 18 | 223 | 21 |  | Solar | FIXED | Roof
SRP19026 | MOTECH AMERICAS | IM60B3-255-XXXXXX | 255 | 43 | 160 | 20 |  | Solar | FIXED | Roof
SRP19027 | TRINA SOLAR | TSM-250PA05 | 250 | 21 | 163 | 13 |  | Solar | FIXED | Roof
SRP19027 | TRINA SOLAR | TSM-250PA05 | 250 | 10 | 253 | 14 |  | Solar | FIXED | Roof
SRP19028 | TRINA SOLAR | TSM-240PA05 | 240 | 15 | 218 | 24 |  | Solar | FIXED | Roof
SRP19029 | TRINA SOLAR | TSM-235PA05.18 | 235 | 8 | 220 | 38 |  | Solar | FIXED | Roof
SRP19030 | SOLARWORLD | SW245 MONO | 245 | 18 | 180 | 0 |  | Solar | FIXED | Roof
SRP19031 | REC SOLAR | REC245PE-US | 245 | 96 | 188 | 10 |  | Solar | FIXED | Roof
SRP19032 | AXITEC | AC-250M/156-60S | 250 | 14 | 227 | 33 |  | Solar | FIXED | Roof
SRP19034 | TRINA SOLAR | TSM-240PA05 | 240 | 20 | 126 | 22 |  | Solar | FIXED | Roof
SRP19036 | LDK SOLAR | LDK-280P-24 | 280 | 913 | 206 | 20 |  | Solar | FIXED | Ground
SRP19036 | LDK SOLAR | LDK-295P-24 | 295 | 341 | 206 | 20 |  | Solar | FIXED | Ground
SRP19037 | LDK SOLAR | LDK-280P-24 | 280 | 319 | 206 | 20 |  | Solar | FIXED | Ground
SRP19038 | CANADIAN SOLAR | CS6P-245M | 245 | 132 | 188 | 10 |  | Solar | FIXED | Ground
SRP19039 | TRINA SOLAR | TSM-240DA05 | 240 | 28 | 106 | 20 |  | Solar | FIXED | Roof
SRP19042 | TRINA SOLAR | TSM-235PA05.18 | 235 | 15 | 135 | 38 |  | Solar | FIXED | Roof
SRP19043 | LDK SOLAR | LDK-295P-24 | 295 | 1166 | 206 | 20 |  | Solar | FIXED | Ground
SRP19045 | TRINA SOLAR | TSM-235PA05.18 | 235 | 14 | 109 | 30 |  | Solar | FIXED | Roof
SRP19046 | TRINA SOLAR | TSM-245PA05 | 245 | 10 | 251 | 26 |  | Solar | FIXED | Roof
SRP19046 | TRINA SOLAR | TSM-245PA05 | 245 | 6 | 251 | 36 |  | Solar | FIXED | Roof
SRP19047 | TRINA SOLAR | TSM-245PA05 | 245 | 24 | 178 | 20 |  | Solar | FIXED | Roof
SRP19049 | TRINA SOLAR | TSM-245PA05 | 245 | 7 | 270 | 14 |  | Solar | FIXED | Roof
SRP19050 | TRINA SOLAR | TSM-240PA05 | 240 | 21 | 127 | 37 |  | Solar | FIXED | Roof
SRP19051 | TRINA SOLAR | TSM-245PA05 | 245 | 24 | 224 | 40 |  | Solar | FIXED | Roof
SRP19052 | TRINA SOLAR | TSM-245PA05 | 245 | 24 | 214 | 21 |  | Solar | FIXED | Roof
SRP19054 | TRINA SOLAR | TSM-235PA05 | 235 | 17 | 262 | 18 |  | Solar | FIXED | Roof
SRP19056 | TRINA SOLAR | TSM-245PD05 | 245 | 11 | 187 | 20 |  | Solar | FIXED | Roof
SRP19056 | TRINA SOLAR | TSM-245PA05 | 245 | 2 | 187 | 25 |  | Solar | FIXED | Roof
SRP19056 | TRINA SOLAR | TSM-245PA05 | 245 | 12 | 187 | 25 |  | Solar | FIXED | Roof
SRP19057 | TRINA SOLAR | TSM-240PA05.18 | 240 | 16 | 128 | 18 |  | Solar | FIXED | Roof
SRP19057 | TRINA SOLAR | TSM-240PA05.18 | 240 | 3 | 218 | 18 |  | Solar | FIXED | Roof
SRP19060 | SUNIVA | MVX250-60-5-701 | 250 | 22 | 190.7 | 40 |  | Solar | FIXED | Roof
SRP19061 | REC SOLAR | REC250PE (BLK) | 250 | 9 | 180 | 32 |  | Solar | FIXED | Roof
SRP19061 | REC SOLAR | REC250PE (BLK) | 250 | 30 | 265 | 32 |  | Solar | FIXED | Roof
SRP19062 | TRINA SOLAR | TSM-250PA05 | 250 | 24 | 205.3 | 15 |  | Solar | FIXED | Roof
SRP19063 | TRINA SOLAR | TSM-250PA05.08 | 250 | 38 | 209.8 | 38 |  | Solar | FIXED | Roof
SRP19064 | TRINA SOLAR | TSM-245PA05.10 | 245 | 16 | 97 | 25 |  | Solar | FIXED | Roof
SRP19064 | TRINA SOLAR | TSM-245PA05.10 | 245 | 22 | 187 | 25 |  | Solar | FIXED | Roof
SRP19065 | TRINA SOLAR | TSM-250PA05 | 250 | 260 | 160 | 10 |  | Solar | FIXED | Roof
SRP19067 | TRINA SOLAR | TSM-240PA05.18 | 240 | 10 | 213 | 21 |  | Solar | FIXED | Roof
SRP19068 | TRINA SOLAR | TSM-245PA05.18 | 245 | 18 | 132 | 27 |  | Solar | FIXED | Roof
SRP19069 | LIGHT WAY GREEN NEW ENERGY | LW240(29)P1650X990 | 240 | 532 | 141 | 35 |  | Solar | FIXED | Ground
SRP19071 | TRINA SOLAR | TSM-245PA05.18 | 245 | 17 | 132 | 28 |  | Solar | FIXED | Roof
SRP19071 | TRINA SOLAR | TSM-245PA05.18 | 245 | 6 | 222 | 22 |  | Solar | FIXED | Roof
SRP19072 | TRINA SOLAR | TSM-245PA05.10 | 245 | 90 | 180 | 25 |  | Solar | FIXED | Ground
SRP19073 | SUNPOWER | SPR-327NE-WHT-D | 327 | 8 | 197 | 19 |  | Solar | FIXED | Roof
SRP19073 | SUNPOWER | SPR-327NE-WHT-D | 327 | 16 | 197 | 28 |  | Solar | FIXED | Roof
SRP19073 | SUNPOWER | SPR-327NE-WHT-D | 327 | 16 | 201 | 13 |  | Solar | FIXED | Roof
SRP19074 | TRINA SOLAR | TSM-235PA05.15 | 235 | 11 | 98 | 18 |  | Solar | FIXED | Roof
SRP19074 | TRINA SOLAR | TSM-235PA05.15 | 235 | 10 | 188 | 16 |  | Solar | FIXED | Roof
SRP19076 | TRINA SOLAR | TSM-245PA05 | 245 | 12 | 128 | 18 |  | Solar | FIXED | Roof
SRP19077 | TRINA SOLAR | TSM-245PA05.18 | 245 | 8 | 265 | 26 |  | Solar | FIXED | Roof
SRP19079 | TRINA SOLAR | TSM-245PA05.18 | 245 | 16 | 217 | 21 |  | Solar | FIXED | Roof
SRP19080 | TRINA SOLAR | TSM-235PA05.18 | 235 | 12 | 125 | 19 |  | Solar | FIXED | Roof
SRP19080 | TRINA SOLAR | TSM-235PA05.18 | 235 | 8 | 215 | 19 |  | Solar | FIXED | Roof
SRP19081 | TRINA SOLAR | TSM-235PA05 | 235 | 9 | 127 | 17 |  | Solar | FIXED | Roof
SRP19081 | TRINA SOLAR | TSM-235PA05 | 235 | 14 | 217 | 16 |  | Solar | FIXED | Roof
SRP19083 | TRINA SOLAR | TSM-240DA05 | 240 | 11 | 246 | 10 |  | Solar | FIXED | Roof
SRP19084 | TRINA SOLAR | TSM-245PA05.10 | 245 | 20 | 164 | 30 |  | Solar | FIXED | Roof
SRP19085 | TRINA SOLAR | TSM-240PA05.18 | 240 | 24 | 131 | 35 |  | Solar | FIXED | Roof
SRP19085 | TRINA SOLAR | TSM-240PA05.18 | 240 | 7 | 307 | 12 |  | Solar | FIXED | Roof
SRP19086 | TRINA SOLAR | TSM-250PA05 | 250 | 20 | 260 | 14 |  | Solar | FIXED | Roof
SRP19087 | TRINA SOLAR | TSM-245PA05 | 245 | 12 | 135 | 42 |  | Solar | FIXED | Roof
SRP19088 | SUNIVA | MVX250-60-5-701 | 250 | 24 | 171 | 35 |  | Solar | FIXED | Roof
SRP19089 | TRINA SOLAR | TSM-250PA05 | 250 | 35 | 121.7 | 25 |  | Solar | FIXED | Roof
SRP19089 | TRINA SOLAR | TSM-250PA05 | 250 | 8 | 301.7 | 25 |  | Solar | FIXED | Roof
SRP19090 | TRINA SOLAR | TSM-245PA05.10 | 245 | 4 | 212 | 22 |  | Solar | FIXED | Roof
SRP19090 | TRINA SOLAR | TSM-245PA05.10 | 245 | 6 | 212 | 43 |  | Solar | FIXED | Roof
SRP19090 | TRINA SOLAR | TSM-245PA05.10 | 245 | 6 | 212 | 43 |  | Solar | FIXED | Roof
SRP19091 | SUNIVA | MVX250-60-5-701 | 250 | 18 | 190.6 | 25 |  | Solar | FIXED | Roof
SRP19092 | TRINA SOLAR | TSM-250PA05 | 250 | 6 | 114.7 | 25 |  | Solar | FIXED | Roof
SRP19092 | TRINA SOLAR | TSM-250PA05 | 250 | 12 | 205.5 | 28 |  | Solar | FIXED | Roof
SRP19092 | TRINA SOLAR | TSM-250PA05 | 250 | 8 | 295.5 | 25 |  | Solar | FIXED | Roof
SRP19092 | TRINA SOLAR | TSM-250PA05 | 250 | 8 | 295.5 | 38 |  | Solar | FIXED | Roof
SRP19093 | TOPSUN | TS-M252NA1 | 280 | 36 | 178 | 35 |  | Solar | FIXED | Ground
SRP19094 | TRINA SOLAR | TSM-235PA05.18 | 235 | 14 | 138 | 17 |  | Solar | FIXED | Roof
SRP19095 | TRINA SOLAR | TSM-240DA05 | 240 | 17 | 199 | 28 |  | Solar | FIXED | Roof
SRP19096 | TRINA SOLAR | TSM-240PA05.18 | 240 | 9 | 160 | 13 |  | Solar | FIXED | Roof
SRP19096 | TRINA SOLAR | TSM-240PA05.18 | 240 | 4 | 160 | 22 |  | Solar | FIXED | Roof
SRP19097 | ET SOLAR INDUSTRY | ET-P660245BB | 245 | 18 | 80 | 26 |  | Solar | FIXED | Roof
SRP19097 | ET SOLAR INDUSTRY | ET-P660245BB | 245 | 19 | 260 | 26 |  | Solar | FIXED | Roof
SRP19098 | TRINA SOLAR | TSM-235PA05 | 235 | 17 | 97 | 33 |  | Solar | FIXED | Roof
SRP19098 | TRINA SOLAR | TSM-235PA05 | 235 | 14 | 277 | 33 |  | Solar | FIXED | Roof
SRP19099 | TRINA SOLAR | TSM-245PA05.18 | 245 | 8 | 217 | 38 |  | Solar | FIXED | Roof
SRP19100 | MOTECH AMERICAS | IM60C3-260-XXXXXX | 260 | 988 | 146 | 10 |  | Solar | FIXED | Roof
SRP19101 | MOTECH AMERICAS | IM60B2-245-XXXXXX | 245 | 38 | 208 | 17 |  | Solar | FIXED | Roof
SRP19102 | TRINA SOLAR | TSM-230PA05.18 | 235 | 5 | 219 | 19 |  | Solar | FIXED | Roof
SRP19102 | TRINA SOLAR | TSM-235PA05.18 | 235 | 14 | 219 | 19 |  | Solar | FIXED | Roof
SRP19103 | TRINA SOLAR | TSM-240DA05 | 240 | 23 | 132 | 20 |  | Solar | FIXED | Roof
SRP19106 | YINGLI ENERGY (CHINA) | YL250P-29B | 250 | 10 | 90 | 28 |  | Solar | FIXED | Roof
SRP19106 | YINGLI ENERGY (CHINA) | YL250P-29B | 250 | 20 | 180 | 36 |  | Solar | FIXED | Roof
SRP19107 | OPEN ENERGY | SP450 | 320 | 304 | 180 | 1 |  | Solar | FIXED | Roof
SRP19107 | OPEN ENERGY | SP450 | 340 | 516 | 180 | 1 |  | Solar | FIXED | Roof
SRP19108 | TRINA SOLAR | TSM-245PA05.10 | 245 | 10 | 8 | 25 |  | Solar | FIXED | Roof
SRP19108 | TRINA SOLAR | TSM-245PA05.10 | 245 | 26 | 188 | 25 |  | Solar | FIXED | Roof
SRP19110 | TRINA SOLAR | TSM-250PA05 | 250 | 16 | 199 | 28 |  | Solar | FIXED | Roof
SRP19111 | TRINA SOLAR | TSM-250PA05 | 250 | 20 | 115.7 | 10 |  | Solar | FIXED | Roof
SRP19112 | TRINA SOLAR | TSM-250PA05.08 | 250 | 12 | 177.8 | 18 |  | Solar | FIXED | Roof
SRP19113 | TRINA SOLAR | TSM-245PA05.18 | 245 | 26 | 214 | 21 |  | Solar | FIXED | Roof
SRP19114 | TRINA SOLAR | TSM-240DA05 | 240 | 18 | 213 | 20 |  | Solar | FIXED | Roof
SRP19115 | SUNIVA | MVX250-60-5-701 | 250 | 30 | 89.9 | 15 |  | Solar | FIXED | Roof
SRP19115 | SUNIVA | MVX250-60-5-701 | 250 | 26 | 269.9 | 15 |  | Solar | FIXED | Roof
SRP19116 | TRINA SOLAR | TSM-250PA05.08 | 250 | 16 | 111.1 | 16 |  | Solar | FIXED | Roof
SRP19117 | TRINA SOLAR | TSM-245PA05 | 245 | 28 | 131.4 | 32 |  | Solar | FIXED | Roof
SRP19118 | AXITEC | AC-250M/156-60S | 250 | 14 | 150 | 31 |  | Solar | FIXED | Roof
SRP19118 | AXITEC | AC-250M/156-60S | 250 | 5 | 185 | 17 |  | Solar | FIXED | Roof
SRP19118 | AXITEC | AC-250M/156-60S | 250 | 5 | 205 | 12 |  | Solar | FIXED | Roof
SRP19118 | AXITEC | AC-250M/156-60S | 250 | 9 | 205 | 17 |  | Solar | FIXED | Roof
SRP19118 | AXITEC | AC-250M/156-60S | 250 | 17 | 205 | 25 |  | Solar | FIXED | Roof
SRP19119 | YINGLI ENERGY (CHINA) | YL245P-29B | 245 | 12 | 41 | 18 |  | Solar | FIXED | Roof
SRP19119 | YINGLI ENERGY (CHINA) | YL245P-29B | 245 | 7 | 201 | 18 |  | Solar | FIXED | Roof
SRP19120 | TRINA SOLAR | TSM-250PA05.08 | 250 | 14 | 115.5 | 20 |  | Solar | FIXED | Roof
SRP19121 | YINGLI ENERGY (CHINA) | YL245P-29B | 245 | 13 | 95 | 25 |  | Solar | FIXED | Roof
SRP19121 | YINGLI ENERGY (CHINA) | YL245P-29B | 245 | 5 | 275 | 25 |  | Solar | FIXED | Roof
SRP19122 | TRINA SOLAR | TSM-245PA05.18 | 245 | 16 | 222 | 36 |  | Solar | FIXED | Roof
SRP19123 | LIGHT WAY GREEN NEW ENERGY | LW240(29)P1650X990 | 240 | 56 | 155.7 | 15 |  | Solar | FIXED | Roof
SRP19124 | ALEO SOLAR | S79U250 ULR | 265 | 16 | 205 | 34 |  | Solar | FIXED | Roof
SRP19125 | TRINA SOLAR | TSM-235PA05 | 235 | 16 | 216 | 27 |  | Solar | FIXED | Roof
SRP19126 | LG ELECTRONICS SOLAR CELL DIVISION | LG255S1C-G3 | 255 | 3 | 102 | 26 |  | Solar | FIXED | Roof
SRP19126 | LG ELECTRONICS SOLAR CELL DIVISION | LG255S1C-G2 | 255 | 8 | 192 | 26 |  | Solar | FIXED | Roof
SRP19126 | LG ELECTRONICS SOLAR CELL DIVISION | LG255S1C-G2 | 255 | 9 | 192 | 44 |  | Solar | FIXED | Roof
SRP19127 | YINGLI ENERGY (CHINA) | YL245P-29B | 245 | 12 | 95 | 23 |  | Solar | FIXED | Roof
SRP19128 | GRAPE SOLAR | CS-P-270-DJ | 270 | 418 | 190 | 10 |  | Solar | FIXED | Roof
SRP19129 | TRINA SOLAR | TSM-250PA05.08 | 250 | 18 | 130 | 30 |  | Solar | FIXED | Roof
SRP19129 | TRINA SOLAR | TSM-250PA05.08 | 250 | 11 | 130 | 42 |  | Solar | FIXED | Roof
SRP19130 | SUNIVA | MVX250-60-5-701 | 250 | 28 | 180 | 40 |  | Solar | FIXED | Roof
SRP19131 | TRINA SOLAR | TSM-250PA05.08 | 250 | 26 | 178.9 | 20 |  | Solar | FIXED | Roof
SRP19133 | LG ELECTRONICS SOLAR CELL DIVISION | LG255S1C-G3 | 255 | 22 | 255 | 34 |  | Solar | FIXED | Roof
SRP19134 | LG ELECTRONICS SOLAR CELL DIVISION | LG255S1C-G3 | 255 | 12 | 225 | 39 |  | Solar | FIXED | Roof
SRP19135 | SUNIVA | MVX250-60-5-701 | 250 | 8 | 110 | 26 |  | Solar | FIXED | Roof
SRP19135 | SUNIVA | MVX250-60-5-701 | 250 | 6 | 110 | 31 |  | Solar | FIXED | Roof
SRP19135 | SUNIVA | MVX250-60-5-701 | 250 | 14 | 200 | 40 |  | Solar | FIXED | Roof
SRP19136 | YINGLI ENERGY (CHINA) | YL245P-29B | 245 | 27 | 208 | 23 |  | Solar | FIXED | Roof
SRP19137 | LG ELECTRONICS SOLAR CELL DIVISION | LG255S1C-G3 | 255 | 16 | 252 | 27 |  | Solar | FIXED | Roof
SRP19138 | LG ELECTRONICS SOLAR CELL DIVISION | LG265S1C-G3 | 290 | 4 | 107 | 13 |  | Solar | FIXED | Roof
SRP19138 | LG ELECTRONICS SOLAR CELL DIVISION | LG265S1C-G3 | 290 | 12 | 197 | 19 |  | Solar | FIXED | Roof
SRP19139 | LG ELECTRONICS SOLAR CELL DIVISION | LG255S1C-G3 | 255 | 12 | 174 | 27 |  | Solar | FIXED | Roof
SRP19140 | TRINA SOLAR | TSM-250PA05.08 | 250 | 14 | 133 | 25 |  | Solar | FIXED | Roof
SRP19140 | TRINA SOLAR | TSM-250PA05.08 | 250 | 14 | 223 | 25 |  | Solar | FIXED | Roof
SRP19141 | TRINA SOLAR | TSM-250PA05 | 250 | 13 | 90 | 18 |  | Solar | FIXED | Roof
SRP19141 | TRINA SOLAR | TSM-250PA05 | 250 | 6 | 180 | 18 |  | Solar | FIXED | Roof
SRP19143 | YINGLI ENERGY (CHINA) | YL245P-29B | 245 | 10 | 274 | 16 |  | Solar | FIXED | Roof
SRP19144 | TRINA SOLAR | TSM-250PA05 | 250 | 30 | 113 | 34 |  | Solar | FIXED | Roof
SRP19145 | MOTECH AMERICAS | IM60B3-245-XXXXXX | 245 | 12 | 122 | 32 |  | Solar | FIXED | Roof
SRP19145 | MOTECH AMERICAS | IM60B3-245-XXXXXX | 245 | 6 | 212 | 45 |  | Solar | FIXED | Roof
SRP19146 | MOTECH AMERICAS | IM60B3-245-XXXXXX | 245 | 33 | 208 | 22 |  | Solar | FIXED | Roof
SRP19147 | TRINA SOLAR | TSM-245PA05.18 | 245 | 21 | 212 | 35 |  | Solar | FIXED | Roof
SRP19148 | TRINA SOLAR | TSM-245PA05.18 | 245 | 16 | 137 | 18 |  | Solar | FIXED | Roof
SRP19148 | TRINA SOLAR | TSM-245PA05.18 | 245 | 11 | 137 | 31 |  | Solar | FIXED | Roof
SRP19149 | TRINA SOLAR | TSM-250PA05 | 250 | 1 | 90 | 32 |  | Solar | FIXED | Roof
SRP19149 | TRINA SOLAR | TSM-250PA05 | 250 | 6 | 168 | 25 |  | Solar | FIXED | Roof
SRP19149 | TRINA SOLAR | TSM-250PA05 | 250 | 21 | 168 | 32 |  | Solar | FIXED | Roof
SRP19149 | TRINA SOLAR | TSM-250PA05 | 250 | 1 | 258 | 32 |  | Solar | FIXED | Roof
SRP19151 | TRINA SOLAR | TSM-245PA05 | 245 | 10 | 127 | 31 |  | Solar | FIXED | Roof
SRP19152 | YINGLI ENERGY (CHINA) | YL230P-29B | 230 | 30 | 229 | 22 |  | Solar | FIXED | Roof
SRP19153 | YINGLI ENERGY (CHINA) | YL235P-29B | 235 | 24 | 220 | 37 |  | Solar | FIXED | Roof
SRP19154 | SUNPOWER | SPR-327NE-WHT-D | 327 | 13 | 203 | 33 |  | Solar | FIXED | Roof
SRP19155 | SUNPOWER | SPR-327NE-WHT-D | 327 | 27 | 176 | 19 |  | Solar | FIXED | Roof
SRP19156 | TRINA SOLAR | TSM-245PA05.10 | 245 | 11 | 127 | 31 |  | Solar | FIXED | Roof
SRP19156 | TRINA SOLAR | TSM-245PA05.10 | 245 | 20 | 217 | 31 |  | Solar | FIXED | Roof
SRP19157 | TRINA SOLAR | TSM-250PA05 | 250 | 29 | 167 | 17 |  | Solar | FIXED | Roof
SRP19158 | BEIJING ZHONGKEXIN ELECTRONICS EQUIPMENT | ZKX-265P-24 | 260 | 12 | 128 | 24 |  | Solar | FIXED | Roof
SRP19158 | BEIJING ZHONGKEXIN ELECTRONICS EQUIPMENT | ZKX-265P-24 | 260 | 20 | 218 | 24 |  | Solar | FIXED | Roof
SRP19161 | YINGLI ENERGY (CHINA) | YL235P-29B | 235 | 7 | 178 | 16 |  | Solar | FIXED | Roof
SRP19161 | YINGLI ENERGY (CHINA) | YL235P-29B | 235 | 12 | 178 | 17 |  | Solar | FIXED | Roof
SRP19162 | YINGLI ENERGY (CHINA) | YL250P-29B | 250 | 11 | 33 | 34 |  | Solar | FIXED | Roof
SRP19162 | YINGLI ENERGY (CHINA) | YL250P-29B | 250 | 12 | 213 | 34 |  | Solar | FIXED | Roof
SRP19164 | TRINA SOLAR | TSM-240PA05 | 240 | 34 | 169 | 20 |  | Solar | FIXED | Roof
SRP19165 | YINGLI ENERGY (CHINA) | YL235P-29B | 235 | 27 | 216 | 31 |  | Solar | FIXED | Roof
SRP19166 | TRINA SOLAR | TSM-235PA05.18 | 235 | 6 | 128 | 10 |  | Solar | FIXED | Roof
SRP19166 | TRINA SOLAR | TSM-235PA05.18 | 235 | 8 | 218 | 17 |  | Solar | FIXED | Roof
SRP19168 | TRINA SOLAR | TSM-245PA05 | 245 | 14 | 175 | 17 |  | Solar | FIXED | Roof
SRP19168 | TRINA SOLAR | TSM-245PA05 | 245 | 2 | 265 | 21 |  | Solar | FIXED | Roof
SRP19169 | TRINA SOLAR | TSM-245PA05.18 | 245 | 4 | 128 | 22 |  | Solar | FIXED | Roof
SRP19169 | TRINA SOLAR | TSM-245PA05.18 | 245 | 11 | 218 | 22 |  | Solar | FIXED | Roof
SRP19172 | TRINA SOLAR | TSM-245PA05.18 | 245 | 14 | 85 | 29 |  | Solar | FIXED | Roof
SRP19172 | TRINA SOLAR | TSM-245PA05.18 | 245 | 8 | 265 | 29 |  | Solar | FIXED | Roof
SRP19173 | TRINA SOLAR | TSM-235PA05 | 235 | 3 | 128 | 22 |  | Solar | FIXED | Roof
SRP19173 | TRINA SOLAR | TSM-235PA05 | 235 | 22 | 218 | 36 |  | Solar | FIXED | Roof
SRP19174 | TRINA SOLAR | TSM-245PA05 | 245 | 17 | 174 | 21 |  | Solar | FIXED | Roof
SRP19175 | TRINA SOLAR | TSM-235PA05 | 235 | 6 | 127 | 23 |  | Solar | FIXED | Roof
SRP19175 | TRINA SOLAR | TSM-235PA05 | 235 | 2 | 217 | 23 |  | Solar | FIXED | Roof
SRP19175 | TRINA SOLAR | TSM-235PA05 | 235 | 7 | 217 | 27 |  | Solar | FIXED | Roof
SRP19177 | TRINA SOLAR | TSM-245PA05 | 245 | 12 | 185 | 22 |  | Solar | FIXED | Roof
SRP19179 | TRINA SOLAR | TSM-240PA05 | 240 | 12 | 154 | 27 |  | Solar | FIXED | Roof
SRP19179 | TRINA SOLAR | TSM-240PA05 | 240 | 5 | 244 | 33 |  | Solar | FIXED | Roof
SRP19180 | TRINA SOLAR | TSM-235PA05 | 235 | 13 | 129 | 21 |  | Solar | FIXED | Roof
SRP19180 | TRINA SOLAR | TSM-235PA05 | 235 | 9 | 219 | 21 |  | Solar | FIXED | Roof
SRP19181 | TRINA SOLAR | TSM-240PA05.18 | 240 | 18 | 106 | 32 |  | Solar | FIXED | Roof
SRP19182 | TRINA SOLAR | TSM-240PA05.18 | 240 | 7 | 173 | 23 |  | Solar | FIXED | Roof
SRP19183 | TRINA SOLAR | TSM-235PA05 | 235 | 14 | 124 | 16 |  | Solar | FIXED | Roof
SRP19183 | TRINA SOLAR | TSM-235PA05 | 235 | 8 | 216 | 16 |  | Solar | FIXED | Roof
SRP19184 | TRINA SOLAR | TSM-240DA05 | 240 | 6 | 174 | 15 |  | Solar | FIXED | Roof
SRP19184 | TRINA SOLAR | TSM-240DA05 | 240 | 2 | 174 | 32 |  | Solar | FIXED | Roof
SRP19185 | TRINA SOLAR | TSM-240PA05 | 240 | 27 | 158 | 22 |  | Solar | FIXED | Roof
SRP19188 | TRINA SOLAR | TSM-240PD05 | 240 | 17 | 230 | 17 |  | Solar | FIXED | Roof
SRP19189 | TRINA SOLAR | TSM-245PA05 | 245 | 17 | 128 | 17 |  | Solar | FIXED | Roof
SRP19190 | REC SOLAR | REC250PE (BLK) | 250 | 3 | 117 | 47 |  | Solar | FIXED | Roof
SRP19190 | REC SOLAR | REC250PE (BLK) | 250 | 9 | 193 | 47 |  | Solar | FIXED | Roof
SRP19191 | YINGLI ENERGY (CHINA) | YL245P-29B | 245 | 28 | 202 | 18 |  | Solar | FIXED | Roof
SRP19192 | YINGLI ENERGY (CHINA) | YL245P-29B | 245 | 5 | 120 | 30 |  | Solar | FIXED | Roof
SRP19192 | YINGLI ENERGY (CHINA) | YL245P-29B | 245 | 4 | 120 | 35 |  | Solar | FIXED | Roof
SRP19192 | YINGLI ENERGY (CHINA) | YL245P-29B | 245 | 4 | 300 | 30 |  | Solar | FIXED | Roof
SRP19192 | YINGLI ENERGY (CHINA) | YL245P-29B | 245 | 4 | 300 | 35 |  | Solar | FIXED | Roof
SRP19193 | YINGLI ENERGY (CHINA) | YL245P-29B | 245 | 27 | 62 | 22 |  | Solar | FIXED | Roof
SRP19193 | YINGLI ENERGY (CHINA) | YL245P-29B | 245 | 22 | 242 | 22 |  | Solar | FIXED | Roof
SRP19194 | YINGLI ENERGY (CHINA) | YL245P-29B | 245 | 13 | 87 | 31 |  | Solar | FIXED | Roof
SRP19195 | YINGLI ENERGY (CHINA) | YL245P-29B | 245 | 17 | 144 | 33 |  | Solar | FIXED | Roof
SRP19195 | YINGLI ENERGY (CHINA) | YL245P-29B | 245 | 6 | 234 | 33 |  | Solar | FIXED | Roof
SRP19197 | TRINA SOLAR | TSM-245PA05 | 245 | 22 | 227 | 22 |  | Solar | FIXED | Roof
SRP19198 | CANADIAN SOLAR | CS6P-235PX | 235 | 16 | 71 | 23 |  | Solar | FIXED | Roof
SRP19198 | CANADIAN SOLAR | CS6P-235PX | 235 | 6 | 161 | 18 |  | Solar | FIXED | Roof
SRP19198 | CANADIAN SOLAR | CS6P-235PX | 235 | 8 | 161 | 27 |  | Solar | FIXED | Roof
SRP19198 | CANADIAN SOLAR | CS6P-235PX | 235 | 10 | 251 | 25 |  | Solar | FIXED | Roof
SRP19199 | TRINA SOLAR | TSM-235PA05 | 235 | 3 | 90 | 30 |  | Solar | FIXED | Roof
SRP19199 | TRINA SOLAR | TSM-235PA05 | 235 | 4 | 270 | 17 |  | Solar | FIXED | Roof
SRP19199 | TRINA SOLAR | TSM-235PA05 | 235 | 10 | 270 | 18 |  | Solar | FIXED | Roof
SRP19201 | TRINA SOLAR | TSM-290PA14 | 290 | 836 | 180 | 20 |  | Solar | FIXED | Ground
SRP19203 | SUNPOWER | SPR-250NX-BLK-D | 250 | 12 | 160 | 26 |  | Solar | FIXED | Roof
SRP19204 | 1SOLTECH | 1STH-215-P | 230 | 234 | 162 | 10 |  | Solar | FIXED | Roof
SRP19205 | TRINA SOLAR | TSM-250PA05 | 250 | 14 | 256 | 37 |  | Solar | FIXED | Roof
SRP19206 | TRINA SOLAR | TSM-245PA05 | 245 | 14 | 110 | 10 |  | Solar | FIXED | Roof
SRP19206 | TRINA SOLAR | TSM-245PA05 | 245 | 12 | 110 | 20 |  | Solar | FIXED | Roof
SRP19206 | TRINA SOLAR | TSM-245PA05 | 245 | 9 | 200 | 42 |  | Solar | FIXED | Roof
SRP19206 | TRINA SOLAR | TSM-245PA05 | 245 | 12 | 200 | 42 |  | Solar | FIXED | Roof
SRP19207 | TRINA SOLAR | TSM-250PA05.08 | 250 | 17 | 203.5 | 25 |  | Solar | FIXED | Roof
SRP19208 | TRINA SOLAR | TSM-250PA05 | 250 | 30 | 253 | 27 |  | Solar | FIXED | Roof
SRP19209 | TRINA SOLAR | TSM-250PA05 | 250 | 12 | 230 | 24 |  | Solar | FIXED | Roof
SRP19209 | TRINA SOLAR | TSM-250PA05 | 250 | 32 | 230 | 28 |  | Solar | FIXED | Roof
SRP19210 | TRINA SOLAR | TSM-250PA05 | 250 | 26 | 94 | 30 |  | Solar | FIXED | Roof
SRP19211 | TRINA SOLAR | TSM-250PD05 | 250 | 10 | 126 | 32 |  | Solar | FIXED | Roof
SRP19211 | TRINA SOLAR | TSM-250PA05 | 250 | 31 | 216 | 30 |  | Solar | FIXED | Roof
SRP19212 | TRINA SOLAR | TSM-250PA05 | 250 | 12 | 1 | 10 |  | Solar | FIXED | Roof
SRP19212 | TRINA SOLAR | TSM-250PA05 | 250 | 14 | 180 | 10 |  | Solar | FIXED | Roof
SRP19213 | TRINA SOLAR | TSM-250PA05A.08 | 250 | 17 | 238 | 30 |  | Solar | FIXED | Roof
SRP19214 | TRINA SOLAR | TSM-250PA05 | 250 | 27 | 152 | 31 |  | Solar | FIXED | Roof
SRP19215 | YINGLI ENERGY (CHINA) | YL250P-29B | 250 | 8 | 37 | 18 |  | Solar | FIXED | Roof
SRP19215 | YINGLI ENERGY (CHINA) | YL250P-29B | 250 | 8 | 217 | 18 |  | Solar | FIXED | Roof
SRP19216 | TRINA SOLAR | TSM-250PA05.08 | 250 | 7 | 160 | 25 |  | Solar | FIXED | Roof
SRP19216 | TRINA SOLAR | TSM-250PA05.08 | 250 | 7 | 160 | 30 |  | Solar | FIXED | Roof
SRP19217 | TRINA SOLAR | TSM-250PA05.08 | 250 | 51 | 90 | 30 |  | Solar | FIXED | Roof
SRP19219 | TRINA SOLAR | TSM-250PA05 | 250 | 14 | 143 | 25 |  | Solar | FIXED | Roof
SRP19220 | TRINA SOLAR | TSM-245PA05.08 | 245 | 36 | 97 | 30 |  | Solar | FIXED | Roof
SRP19221 | TRINA SOLAR | TSM-250PA05 | 250 | 18 | 180.5 | 34 |  | Solar | FIXED | Roof
SRP19222 | TRINA SOLAR | TSM-245PA05 | 245 | 41 | 173 | 30 |  | Solar | FIXED | Roof
SRP19223 | YINGLI ENERGY (CHINA) | YL250P-29B | 250 | 17 | 129 | 27 |  | Solar | FIXED | Roof
SRP19223 | YINGLI ENERGY (CHINA) | YL245P-29B | 250 | 13 | 129 | 28 |  | Solar | FIXED | Roof
SRP19225 | YINGLI ENERGY (CHINA) | YL280P-35B | 280 | 2046 | 205 | 10 |  | Solar | FIXED | Ground
SRP19226 | TRINA SOLAR | TSM-245PA05.18 | 245 | 19 | 231 | 27 |  | Solar | FIXED | Roof
SRP19227 | TRINA SOLAR | TSM-240PA05 | 240 | 11 | 186 | 23 |  | Solar | FIXED | Roof
SRP19227 | TRINA SOLAR | TSM-240PA05 | 240 | 12 | 186 | 30 |  | Solar | FIXED | Roof
SRP19228 | SHARP | NU-Q240F2 | 240 | 21 | 1 | 5 |  | Solar | FIXED | Roof
SRP19228 | SHARP | NU-Q240F2 | 240 | 64 | 181 | 5 |  | Solar | FIXED | Roof
SRP19229 | SHARP | NU-Q240F2 | 240 | 33 | 1 | 5 |  | Solar | FIXED | Roof
SRP19229 | SHARP | NU-Q240F2 | 240 | 12 | 181 | 10 |  | Solar | FIXED | Roof
SRP19230 | TRINA SOLAR | TSM-245PA05 | 245 | 33 | 80 | 34 |  | Solar | FIXED | Roof
SRP19230 | TRINA SOLAR | TSM-245PA05 | 245 | 26 | 170 | 34 |  | Solar | FIXED | Roof
SRP19230 | TRINA SOLAR | TSM-245PA05 | 245 | 17 | 260 | 34 |  | Solar | FIXED | Roof
SRP19231 | SUNPOWER | SPR-327NE-WHT-D | 327 | 34 | 135 | 34 |  | Solar | FIXED | Roof
SRP19233 | YINGLI ENERGY (CHINA) | YL280P-35B | 280 | 1584 | 160 | 10 |  | Solar | FIXED | Roof
SRP19233 | YINGLI ENERGY (CHINA) | YL280P-35B | 280 | 4081 | 180 | 10 |  | Solar | FIXED | Roof
SRP19234 | TRINA SOLAR | TSM-245PA05 | 245 | 8 | 110 | 30 |  | Solar | FIXED | Roof
SRP19234 | TRINA SOLAR | TSM-245PA05 | 245 | 8 | 200 | 40 |  | Solar | FIXED | Roof
SRP19236 | TRINA SOLAR | TSM-245PA05 | 245 | 4 | 88 | 33 |  | Solar | FIXED | Roof
SRP19236 | TRINA SOLAR | TSM-245PA05 | 245 | 33 | 178 | 29 |  | Solar | FIXED | Roof
SRP19236 | TRINA SOLAR | TSM-245PA05 | 245 | 23 | 178 | 37 |  | Solar | FIXED | Roof
SRP19236 | TRINA SOLAR | TSM-245PA05 | 245 | 4 | 268 | 33 |  | Solar | FIXED | Roof
SRP19237 | SUNIVA | OPT260-60-4-100 | 260 | 19 | 167 | 33 |  | Solar | FIXED | Roof
SRP19238 | TRINA SOLAR | TSM-250PA05 | 250 | 12 | 96 | 31 |  | Solar | FIXED | Roof
SRP19238 | TRINA SOLAR | TSM-250PA05 | 250 | 30 | 186 | 31 |  | Solar | FIXED | Roof
SRP19239 | CANADIAN SOLAR | CS6P-250P | 250 | 10 | 66 | 23 |  | Solar | FIXED | Roof
SRP19239 | CANADIAN SOLAR | CS6P-250P | 250 | 16 | 246 | 23 |  | Solar | FIXED | Roof
SRP19239 | CANADIAN SOLAR | CS6P-250P | 250 | 21 | 246 | 23 |  | Solar | FIXED | Roof
SRP19240 | YINGLI ENERGY (CHINA) | YL230P-29B | 230 | 20 | 161 | 32 |  | Solar | FIXED | Roof
SRP19241 | YINGLI ENERGY (CHINA) | YL245P-29B | 245 | 6 | 211 | 25 |  | Solar | FIXED | Roof
SRP19241 | YINGLI ENERGY (CHINA) | YL245P-29B | 245 | 26 | 211 | 32 |  | Solar | FIXED | Roof
SRP19242 | YINGLI ENERGY (CHINA) | YL230P-29B | 230 | 28 | 224 | 22 |  | Solar | FIXED | Roof
SRP19243 | YINGLI ENERGY (CHINA) | YL235P-29B | 235 | 24 | 185 | 37 |  | Solar | FIXED | Roof
SRP19244 | YINGLI ENERGY (CHINA) | YL235P-29B | 235 | 12 | 147 | 19 |  | Solar | FIXED | Roof
SRP19244 | YINGLI ENERGY (CHINA) | YL235P-29B | 235 | 12 | 147 | 19 |  | Solar | FIXED | Roof
SRP19245 | TRINA SOLAR | TSM-250PA05 | 250 | 9 | 259 | 10 |  | Solar | FIXED | Roof
SRP19245 | TRINA SOLAR | TSM-250PA05 | 250 | 26 | 259 | 20 |  | Solar | FIXED | Roof
SRP19246 | TRINA SOLAR | TSM-250PA05 | 250 | 22 | 168 | 27 |  | Solar | FIXED | Roof
SRP19247 | TRINA SOLAR | TSM-250PA05 | 250 | 37 | 210 | 28 |  | Solar | FIXED | Roof
SRP19248 | TRINA SOLAR | TSM-250PA05.08 | 250 | 6 | 123.9 | 16 |  | Solar | FIXED | Roof
SRP19248 | TRINA SOLAR | TSM-250PA05.08 | 250 | 16 | 213.9 | 16 |  | Solar | FIXED | Roof
SRP19249 | LDK SOLAR | LDK-295P-24 | 295 | 1408 | 206 | 20 |  | Solar | FIXED | Ground
SRP19250 | YINGLI ENERGY (CHINA) | YL245P-29B | 245 | 27 | 148 | 32 |  | Solar | FIXED | Roof
SRP19250 | YINGLI ENERGY (CHINA) | YL245P-29B | 245 | 11 | 238 | 38 |  | Solar | FIXED | Roof
SRP19251 | YINGLI ENERGY (CHINA) | YL245P-29B | 245 | 8 | 53 | 10 |  | Solar | FIXED | Roof
SRP19251 | YINGLI ENERGY (CHINA) | YL245P-29B | 245 | 18 | 53 | 26 |  | Solar | FIXED | Roof
SRP19251 | YINGLI ENERGY (CHINA) | YL245P-29B | 245 | 8 | 233 | 22 |  | Solar | FIXED | Roof
SRP19251 | YINGLI ENERGY (CHINA) | YL245P-29B | 245 | 16 | 233 | 26 |  | Solar | FIXED | Roof
SRP19253 | YINGLI ENERGY (CHINA) | YL245P-29B | 245 | 25 | 125 | 33 |  | Solar | FIXED | Roof
SRP19254 | SUNPOWER | SPR-305-WHT-U | 305 | 21 | 180 | 34 |  | Solar | FIXED | Roof
SRP19255 | SUNPOWER | SPR-327NE-WHT-D | 327 | 16 | 127 | 27 |  | Solar | FIXED | Roof
SRP19256 | ALEO SOLAR | S79U250 ULR | 260 | 36 | 180 | 17 |  | Solar | FIXED | Ground
SRP19257 | SUNPOWER | SPR-X21-345 | 345 | 23 | 178 | 28 |  | Solar | FIXED | Roof
SRP19258 | BEIJING ZHONGKEXIN ELECTRONICS EQUIPMENT | ZKX-265P-24 | 260 | 28 | 114 | 35 |  | Solar | FIXED | Roof
SRP19258 | BEIJING ZHONGKEXIN ELECTRONICS EQUIPMENT | ZKX-265P-24 | 260 | 17 | 294 | 35 |  | Solar | FIXED | Roof
SRP19260 | YINGLI ENERGY (CHINA) | YL245P-29B | 245 | 15 | 85 | 32 |  | Solar | FIXED | Roof
SRP19260 | YINGLI ENERGY (CHINA) | YL245P-29B | 245 | 21 | 265 | 32 |  | Solar | FIXED | Roof
SRP19261 | TRINA SOLAR | TSM-250PA05 | 250 | 20 | 104 | 21 |  | Solar | FIXED | Roof
SRP19261 | TRINA SOLAR | TSM-250PA05 | 250 | 9 | 192 | 21 |  | Solar | FIXED | Roof
SRP19263 | TRINA SOLAR | TSM-250PA05.08 | 250 | 8 | 90 | 40 |  | Solar | FIXED | Roof
SRP19263 | TRINA SOLAR | TSM-250PA05A.08 | 250 | 17 | 180 | 35 |  | Solar | FIXED | Roof
SRP19263 | TRINA SOLAR | TSM-250PA05.08 | 250 | 13 | 270 | 40 |  | Solar | FIXED | Roof
SRP19264 | TRINA SOLAR | TSM-250PA05 | 250 | 14 | 193 | 34 |  | Solar | FIXED | Roof
SRP19265 | TRINA SOLAR | TSM-245PA05 | 245 | 13 | 128 | 24 |  | Solar | FIXED | Roof
SRP19265 | TRINA SOLAR | TSM-245PA05 | 245 | 8 | 218 | 13 |  | Solar | FIXED | Roof
SRP19265 | TRINA SOLAR | TSM-245PA05 | 245 | 5 | 218 | 15 |  | Solar | FIXED | Roof
SRP19265 | TRINA SOLAR | TSM-245PA05 | 245 | 8 | 218 | 40 |  | Solar | FIXED | Roof
SRP19266 | SUNPOWER | SPR-305-WHT-U | 305 | 202 | 180 | 34 |  | Solar | FIXED | Ground
SRP19267 | TRINA SOLAR | TSM-245PA05.18 | 245 | 12 | 231.1 | 30 |  | Solar | FIXED | Roof
SRP19267 | TRINA SOLAR | TSM-245PA05 | 245 | 20 | 231.1 | 37 |  | Solar | FIXED | Roof
SRP19268 | SUNPOWER | SPR-305-WHT-U | 305 | 579 | 180 | 34 |  | Solar | FIXED | Ground
SRP19269 | SUNIVA | MVX250-60-5-701 | 250 | 30 | 216.4 | 31 |  | Solar | FIXED | Roof
SRP19270 | TRINA SOLAR | TSM-240PA05.05 | 240 | 42 | 120 | 28 |  | Solar | FIXED | Roof
SRP19271 | TRINA SOLAR | TSM-245PA05.18 | 245 | 17 | 216 | 22 |  | Solar | FIXED | Roof
SRP19272 | TRINA SOLAR | TSM-245PA05.18 | 245 | 12 | 212 | 21 |  | Solar | FIXED | Roof
SRP19272 | TRINA SOLAR | TSM-245PA05.18 | 245 | 20 | 212 | 25 |  | Solar | FIXED | Roof
SRP19276 | LG ELECTRONICS SOLAR CELL DIVISION | LG255S1C-G3 | 255 | 7 | 154 | 40 |  | Solar | FIXED | Roof
SRP19276 | LG ELECTRONICS SOLAR CELL DIVISION | LG255S1C-G2 | 255 | 9 | 244 | 33 |  | Solar | FIXED | Roof
SRP19277 | LG ELECTRONICS SOLAR CELL DIVISION | LG255S1C-G3 | 255 | 17 | 215 | 30 |  | Solar | FIXED | Roof
SRP19278 | LG ELECTRONICS SOLAR CELL DIVISION | LG255S1C-G3 | 255 | 20 | 207 | 27 |  | Solar | FIXED | Roof
SRP19279 | HANWHA SOLARONE (QIDONG) | HSL60P6-PA-0-250T | 250 | 20 | 145 | 10 |  | Solar | FIXED | Roof
SRP19279 | HANWHA SOLARONE (QIDONG) | HSL60P6-PA-4-245TB | 250 | 20 | 145 | 20 |  | Solar | FIXED | Roof
SRP19279 | HANWHA SOLARONE (QIDONG) | HSL60P6-PA-4-245TB | 250 | 20 | 145 | 26 |  | Solar | FIXED | Roof
SRP19280 | SUNPOWER | SPR-X20-250-BLK | 250 | 10 | 168 | 30 |  | Solar | FIXED | Roof
SRP19280 | SUNPOWER | SPR-X20-250-BLK | 250 | 9 | 258 | 30 |  | Solar | FIXED | Roof
SRP19281 | SUNPOWER | SPR-327NE-WHT-D | 327 | 30 | 151 | 30 |  | Solar | FIXED | Roof
SRP19282 | SOLARWORLD | SW260 MONO | 260 | 18 | 149 | 26 |  | Solar | FIXED | Roof
SRP19282 | SOLARWORLD | SW260 MONO | 260 | 9 | 239 | 26 |  | Solar | FIXED | Roof
SRP19284 | TRINA SOLAR | TSM-240PA05 | 240 | 10 | 215 | 21 |  | Solar | FIXED | Roof
SRP19285 | TRINA SOLAR | TSM-235PD05.18 | 235 | 3 | 37 | 25 |  | Solar | FIXED | Roof
SRP19285 | TRINA SOLAR | TSM-235PA05.18 | 235 | 14 | 127 | 25 |  | Solar | FIXED | Roof
SRP19285 | TRINA SOLAR | TSM-235PD05.18 | 235 | 2 | 212 | 27 |  | Solar | FIXED | Roof
SRP19285 | TRINA SOLAR | TSM-235PA05.18 | 235 | 2 | 217 | 27 |  | Solar | FIXED | Roof
SRP19286 | TRINA SOLAR | TSM-245PA05.18 | 245 | 32 | 85 | 22 |  | Solar | FIXED | Roof
SRP19286 | TRINA SOLAR | TSM-245PA05.18 | 245 | 22 | 265 | 22 |  | Solar | FIXED | Roof
SRP19288 | TRINA SOLAR | TSM-235PA05 | 235 | 2 | 239 | 16 |  | Solar | FIXED | Roof
SRP19288 | TRINA SOLAR | TSM-235PA05 | 235 | 21 | 239 | 24 |  | Solar | FIXED | Roof
SRP19289 | TRINA SOLAR | TSM-245PA05.18 | 245 | 16 | 124 | 40 |  | Solar | FIXED | Roof
SRP19290 | SUNIVA | MVX250-60-5-701 | 250 | 12 | 296.5 | 20 |  | Solar | FIXED | Roof
SRP19290 | SUNIVA | MVX250-60-5-701 | 250 | 24 | 296.5 | 35 |  | Solar | FIXED | Roof
SRP19291 | TRINA SOLAR | TSM-250PA05 | 250 | 20 | 115 | 26 |  | Solar | FIXED | Roof
SRP19294 | SUNIVA | MVX250-60-5-701 | 250 | 38 | 230 | 20 |  | Solar | FIXED | Roof
SRP19296 | TRINA SOLAR | TSM-250PA05 | 250 | 7 | 178 | 37 |  | Solar | FIXED | Roof
SRP19296 | TRINA SOLAR | TSM-250PA05 | 250 | 3 | 268 | 27 |  | Solar | FIXED | Roof
SRP19296 | TRINA SOLAR | TSM-250PA05A | 250 | 8 | 268 | 30 |  | Solar | FIXED | Roof
SRP19296 | TRINA SOLAR | TSM-250PA05 | 250 | 4 | 268 | 40 |  | Solar | FIXED | Roof
SRP19299 | TRINA SOLAR | TSM-250PA05 | 250 | 18 | 154 | 22 |  | Solar | FIXED | Roof
SRP19301 | TRINA SOLAR | TSM-250PA05 | 250 | 18 | 195.8 | 25 |  | Solar | FIXED | Roof
SRP19302 | TRINA SOLAR | TSM-250PA05.08 | 250 | 20 | 192 | 40 |  | Solar | FIXED | Roof
SRP19303 | TRINA SOLAR | TSM-250PA05 | 250 | 8 | 197 | 34 |  | Solar | FIXED | Roof
SRP19303 | TRINA SOLAR | TSM-250PA05 | 250 | 11 | 197 | 34 |  | Solar | FIXED | Roof
SRP19304 | TRINA SOLAR | TSM-250PA05 | 250 | 10 | 143 | 32 |  | Solar | FIXED | Roof
SRP19304 | TRINA SOLAR | TSM-250PA05 | 250 | 22 | 143 | 32 |  | Solar | FIXED | Roof
SRP19305 | NEXPOWER TECHNOLOGY | NH-100UT_3A | 280 | 2321 | 144.5 | 5 |  | Solar | FIXED | Roof
SRP19305 | GRAPE SOLAR | CS-P-270-DJ | 270 | 3597 | 144.5 | 10 |  | Solar | FIXED | Roof
SRP19307 | REC SOLAR | REC255PE(BLK) | 255 | 14 | 73 | 35 |  | Solar | FIXED | Roof
SRP19307 | REC SOLAR | REC255PE(BLK) | 255 | 3 | 253 | 18 |  | Solar | FIXED | Roof
SRP19307 | REC SOLAR | REC255PE(BLK) | 255 | 12 | 253 | 35 |  | Solar | FIXED | Roof
SRP19308 | TRINA SOLAR | TSM-285PA14 | 285 | 143 | 182 | 10 |  | Solar | FIXED | Roof
SRP19309 | SUNPOWER | SPR-327NE-WHT-D | 327 | 15 | 108 | 38 |  | Solar | FIXED | Roof
SRP19309 | SUNPOWER | SPR-327NE-WHT-D | 327 | 17 | 203 | 41 |  | Solar | FIXED | Roof
SRP19310 | SHARP | NU-Q240F2 | 240 | 145 | 181 | 5 |  | Solar | FIXED | Roof
SRP19311 | SHARP | NU-Q240F2 | 240 | 22 | 181 | 10 |  | Solar | FIXED | Roof
SRP19311 | SHARP | NU-Q240F2 | 240 | 60 | 191 | 20 |  | Solar | FIXED | Roof
SRP19312 | SHARP | NU-Q240F2 | 240 | 86 | 181 | 10 |  | Solar | FIXED | Roof
SRP19314 | SHARP | ND-Q240Q2 | 240 | 33 | 192 | 37 |  | Solar | FIXED | Roof
SRP19315 | REC SOLAR | REC250PE | 250 | 10 | 92 | 29 |  | Solar | FIXED | Roof
SRP19315 | REC SOLAR | REC250PE | 250 | 29 | 182 | 29 |  | Solar | FIXED | Roof
SRP19316 | TRINA SOLAR | TSM-245PA05 | 245 | 9 | 161 | 18 |  | Solar | FIXED | Roof
SRP19316 | TRINA SOLAR | TSM-245PA05 | 245 | 35 | 251 | 18 |  | Solar | FIXED | Roof
SRP19319 | YINGLI ENERGY (CHINA) | YL245P-29B | 245 | 4 | 250 | 33 |  | Solar | FIXED | Roof
SRP19319 | YINGLI ENERGY (CHINA) | YL245P-29B | 245 | 26 | 250 | 33 |  | Solar | FIXED | Roof
SRP19320 | TRINA SOLAR | TSM-245PA05 | 245 | 35 | 182 | 18 |  | Solar | FIXED | Roof
SRP19320 | TRINA SOLAR | TSM-245PA05 | 245 | 44 | 182 | 19 |  | Solar | FIXED | Roof
SRP19321 | GRAPE SOLAR | CS-P-270-DJ | 270 | 110 | 217 | 10 |  | Solar | FIXED | Roof
SRP19321 | NEXT SOLAR SYSTEMS | NXT20E | 280 | 198 | 217 | 10 |  | Solar | FIXED | Roof
SRP19322 | NEO SOLAR POWER | 7C00-6A225 | 280 | 363 | 192.5 | 5 |  | Solar | FIXED | Roof
SRP19323 | CONERGY | CONERGY PM 240P | 240 | 22 | 160 | 33 |  | Solar | FIXED | Roof
SRP19324 | YINGLI ENERGY (CHINA) | YL245P-29B | 245 | 14 | 167 | 20 |  | Solar | FIXED | Roof
SRP19325 | TRINA SOLAR | TSM-245PA05 | 245 | 75 | 180 | 25 |  | Solar | FIXED | Ground
SRP19327 | TRINA SOLAR | TSM-245PA05 | 245 | 45 | 180 | 25 |  | Solar | FIXED | Ground
SRP19328 | MOTECH AMERICAS | IM60B3-245-XXXXXX | 245 | 25 | 194 | 23 |  | Solar | FIXED | Roof
SRP19329 | MOTECH AMERICAS | IM60B3-245-XXXXXX | 245 | 29 | 155 | 24 |  | Solar | FIXED | Roof
SRP19330 | MOTECH AMERICAS | IM60B3-245-XXXXXX | 245 | 12 | 128 | 20 |  | Solar | FIXED | Roof
SRP19331 | TRINA SOLAR | TSM-245PA05.10 | 245 | 44 | 182 | 23 |  | Solar | FIXED | Roof
SRP19332 | TRINA SOLAR | TSM-245PA05 | 245 | 11 | 127 | 28 |  | Solar | FIXED | Roof
SRP19332 | TRINA SOLAR | TSM-245PA05 | 245 | 6 | 217 | 36 |  | Solar | FIXED | Roof
SRP19333 | TRINA SOLAR | TSM-245PA05 | 245 | 18 | 145 | 35 |  | Solar | FIXED | Roof
SRP19333 | TRINA SOLAR | TSM-245PA05 | 245 | 6 | 145 | 41 |  | Solar | FIXED | Roof
SRP19333 | TRINA SOLAR | TSM-245PA05 | 245 | 2 | 324 | 8 |  | Solar | FIXED | Roof
SRP19334 | TRINA SOLAR | TSM-235PA05 | 235 | 20 | 204 | 41 |  | Solar | FIXED | Roof
SRP19335 | TRINA SOLAR | TSM-245PA05.10 | 245 | 29 | 166 | 33 |  | Solar | FIXED | Roof
SRP19335 | TRINA SOLAR | TSM-245PA05.10 | 245 | 20 | 256 | 42 |  | Solar | FIXED | Roof
SRP19336 | TRINA SOLAR | TSM-245PA05 | 245 | 32 | 139 | 27 |  | Solar | FIXED | Roof
SRP19337 | TRINA SOLAR | TSM-245PA05 | 245 | 60 | 180 | 25 |  | Solar | FIXED | Ground
SRP19338 | TRINA SOLAR | TSM-245PA05 | 245 | 45 | 180 | 25 |  | Solar | FIXED | Ground
SRP19339 | TRINA SOLAR | TSM-245PA05.18 | 245 | 27 | 127 | 21 |  | Solar | FIXED | Roof
SRP19340 | TRINA SOLAR | TSM-245PA05 | 245 | 9 | 112 | 27 |  | Solar | FIXED | Roof
SRP19340 | TRINA SOLAR | TSM-245PA05 | 245 | 3 | 202 | 35 |  | Solar | FIXED | Roof
SRP19341 | TRINA SOLAR | TSM-240PA05 | 240 | 17 | 183 | 20 |  | Solar | FIXED | Roof
SRP19342 | TRINA SOLAR | TSM-245PA05 | 245 | 8 | 86 | 22 |  | Solar | FIXED | Roof
SRP19342 | TRINA SOLAR | TSM-245PA05 | 245 | 16 | 86 | 27 |  | Solar | FIXED | Roof
SRP19342 | TRINA SOLAR | TSM-245PA05 | 245 | 8 | 269 | 22 |  | Solar | FIXED | Roof
SRP19342 | TRINA SOLAR | TSM-245PA05 | 245 | 10 | 269 | 22 |  | Solar | FIXED | Roof
SRP19344 | TRINA SOLAR | TSM-245PA05.18 | 245 | 20 | 218 | 17 |  | Solar | FIXED | Roof
SRP19345 | CANADIAN SOLAR | CS5P-250M | 250 | 40 | 221 | 34 |  | Solar | FIXED | Roof
SRP19346 | SUNIVA | OPT260-60-4-1B0 | 260 | 46 | 160 | 34 |  | Solar | FIXED | Roof
SRP19346 | SUNIVA | OPT260-60-4-1B0 | 260 | 11 | 252 | 41 |  | Solar | FIXED | Roof
SRP19347 | RENESOLA JIANGSU | JC250M-24/BB | 250 | 28 | 210 | 34 |  | Solar | FIXED | Roof
SRP19348 | TRINA SOLAR | TSM-250PA05 | 250 | 14 | 180 | 28 |  | Solar | FIXED | Roof
SRP19349 | LG ELECTRONICS SOLAR CELL DIVISION | LG255S1C-G3 | 255 | 52 | 166 | 27 |  | Solar | FIXED | Roof
SRP19350 | TALESUN SOLAR | TP660AM240 | 235 | 15 | 218 | 26 |  | Solar | FIXED | Roof
SRP19353 | TRINA SOLAR | TSM-250PA05.08 | 250 | 19 | 148.3 | 40.9 |  | Solar | FIXED | Roof
SRP19355 | TRINA SOLAR | TSM-250PA05.08 | 250 | 12 | 225 | 40 |  | Solar | FIXED | Roof
SRP19356 | TRINA SOLAR | TSM-250PA05 | 250 | 12 | 188 | 40 |  | Solar | FIXED | Roof
SRP19357 | SHARP | ND-250QCS | 250 | 24 | 195 | 31 |  | Solar | FIXED | Roof
SRP19359 | TRINA SOLAR | TSM-245PA05 | 245 | 6 | 103 | 12 |  | Solar | FIXED | Roof
SRP19359 | TRINA SOLAR | TSM-245PA05 | 245 | 13 | 281 | 30 |  | Solar | FIXED | Roof
SRP19360 | TRINA SOLAR | TSM-240PA05 | 240 | 8 | 167 | 21 |  | Solar | FIXED | Roof
SRP19360 | TRINA SOLAR | TSM-240PA05 | 240 | 4 | 167 | 23 |  | Solar | FIXED | Roof
SRP19361 | TRINA SOLAR | TSM-240PA05.18 | 240 | 16 | 161 | 12 |  | Solar | FIXED | Roof
SRP19363 | TRINA SOLAR | TSM-245PA05.18 | 245 | 8 | 169 | 22 |  | Solar | FIXED | Roof
SRP19363 | TRINA SOLAR | TSM-245PA05.18 | 245 | 12 | 169 | 22 |  | Solar | FIXED | Roof
SRP19364 | TRINA SOLAR | TSM-245PA05.10 | 245 | 26 | 272 | 21 |  | Solar | FIXED | Roof
SRP19365 | SUNTECH POWER | STP200-18/UD | 200 | 34 | 180 | 30 |  | Solar | 1AXIS | Pole
SRP19365 | SUNTECH POWER | STP205-18/UD | 205 | 11 | 180 | 30 |  | Solar | 1AXIS | Pole
SRP19365 | SUNTECH POWER | STP210-18/UD | 210 | 17 | 180 | 30 |  | Solar | 1AXIS | Pole
SRP19365 | SUNTECH POWER | STP215-18/UD | 215 | 2 | 180 | 30 |  | Solar | 1AXIS | Pole
SRP19365 | TRINA SOLAR | TSM-220PA05 | 220 | 4 | 180 | 30 |  | Solar | 1AXIS | Pole
SRP19365 | TRINA SOLAR | TSM-225PA05 | 225 | 5 | 180 | 30 |  | Solar | 1AXIS | Pole
SRP19365 | TRINA SOLAR | TSM-235PA05 | 235 | 7 | 180 | 30 |  | Solar | 1AXIS | Pole
SRP19365 | TRINA SOLAR | TSM-240PA05 | 240 | 56 | 180 | 30 |  | Solar | 1AXIS | Pole
SRP19366 | TRINA SOLAR | TSM-235PA05.18 | 235 | 6 | 230 | 12 |  | Solar | FIXED | Roof
SRP19366 | TRINA SOLAR | TSM-235PA05.18 | 235 | 2 | 230 | 19 |  | Solar | FIXED | Roof
SRP19366 | TRINA SOLAR | TSM-235PA05.18 | 235 | 10 | 230 | 41 |  | Solar | FIXED | Roof
SRP19367 | SUNTECH POWER | STP205-18/UD | 205 | 26 | 180 | 30 |  | Solar | 1AXIS | Pole
SRP19367 | SUNTECH POWER | STP210-18/UD | 210 | 18 | 180 | 30 |  | Solar | 1AXIS | Pole
SRP19367 | SUNTECH POWER | STP215-18/UD | 215 | 1 | 180 | 30 |  | Solar | 1AXIS | Pole
SRP19367 | TRINA SOLAR | TSM-220PA05 | 220 | 4 | 180 | 30 |  | Solar | 1AXIS | Pole
SRP19367 | TRINA SOLAR | TSM-225PA05 | 225 | 7 | 180 | 30 |  | Solar | 1AXIS | Pole
SRP19367 | TRINA SOLAR | TSM-235PA05 | 235 | 3 | 180 | 30 |  | Solar | 1AXIS | Pole
SRP19367 | TRINA SOLAR | TSM-240PA05 | 240 | 95 | 180 | 30 |  | Solar | 1AXIS | Pole
SRP19367 | SUNTECH POWER | STP200-18/UD | 200 | 69 | 180 |  |  | Solar | 1AXIS | Pole
SRP19368 | TRINA SOLAR | TSM-165DA01 | 0 | 1 | 180 | 30 |  | Solar | 1AXIS | Pole
SRP19369 | TRINA SOLAR | TSM-165DA01 | 240 | 0 | 180 | 30 |  | Solar | 1AXIS | Pole
SRP19370 | TRINA SOLAR | TSM-245PA05.18 | 245 | 29 | 185 | 22 |  | Solar | FIXED | Roof
SRP19371 | TRINA SOLAR | TSM-165DA01 | 240 | 0 | 180 | 30 |  | Solar | 1AXIS | Pole
SRP19373 | SUNTECH POWER | STP210-18/UD | 200 | 1 | 180 | 30 |  | Solar | 1AXIS | Pole
SRP19373 | TRINA SOLAR | TSM-225PA05 | 225 | 3 | 180 | 30 |  | Solar | 1AXIS | Pole
SRP19373 | TRINA SOLAR | TSM-235PA05 | 235 | 3 | 180 | 30 |  | Solar | 1AXIS | Pole
SRP19373 | TRINA SOLAR | TSM-240PA05 | 240 | 260 | 180 | 30 |  | Solar | 1AXIS | Pole
SRP19374 | TRINA SOLAR | TSM-245PA05.18 | 245 | 15 | 218 | 29 |  | Solar | FIXED | Roof
SRP19375 | MOTECH AMERICAS | IM60B3-245-XXXXXX | 245 | 20 | 125 | 38 |  | Solar | FIXED | Roof
SRP19377 | TRINA SOLAR | TSM-245PA05.18 | 245 | 12 | 222 | 35 |  | Solar | FIXED | Roof
SRP19378 | TRINA SOLAR | TSM-245PA05.10 | 245 | 64 | 193 | 10 |  | Solar | FIXED | Roof
SRP19378 | TRINA SOLAR | TSM-245PA05.10 | 245 | 51 | 193 | 28 |  | Solar | FIXED | Roof
SRP19379 | TRINA SOLAR | TSM-245PA05 | 245 | 20 | 60 | 14 |  | Solar | FIXED | Roof
SRP19379 | TRINA SOLAR | TSM-245PA05 | 245 | 9 | 150 | 14 |  | Solar | FIXED | Roof
SRP19379 | TRINA SOLAR | TSM-245PA05 | 245 | 36 | 240 | 14 |  | Solar | FIXED | Roof
SRP19380 | TRINA SOLAR | TSM-245PA05 | 245 | 23 | 183 | 27 |  | Solar | FIXED | Roof
SRP19381 | TRINA SOLAR | TSM-245PA05 | 245 | 11 | 123 | 30 |  | Solar | FIXED | Roof
SRP19381 | TRINA SOLAR | TSM-245PA05 | 245 | 23 | 213 | 30 |  | Solar | FIXED | Roof
SRP19382 | LIGHT WAY GREEN NEW ENERGY | LW240(29)P1650X990 | 240 | 60 | 162 | 16 |  | Solar | FIXED | Roof
SRP19383 | BEIJING ZHONGKEXIN ELECTRONICS EQUIPMENT | ZKX-265P-24 | 245 | 22 | 124 | 18 |  | Solar | FIXED | Roof
SRP19384 | YINGLI ENERGY (CHINA) | YL245P-29B | 245 | 24 | 143 | 26 |  | Solar | FIXED | Roof
SRP19384 | YINGLI ENERGY (CHINA) | YL245P-29B | 245 | 12 | 233 | 37 |  | Solar | FIXED | Roof
SRP19385 | YINGLI ENERGY (CHINA) | YL245P-29B | 245 | 20 | 225 | 20 |  | Solar | FIXED | Roof
SRP19386 | REC SOLAR | REC255PE(BLK) | 255 | 33 | 74 | 20 |  | Solar | FIXED | Roof
SRP19386 | REC SOLAR | REC255PE(BLK) | 255 | 22 | 254 | 20 |  | Solar | FIXED | Roof
SRP19387 | SUNPOWER | SPR-327NE-WHT-D | 327 | 77 | 152 | 35 |  | Solar | FIXED | Ground
SRP19388 | TRINA SOLAR | TSM-245PA05.08 | 245 | 41 | 165.4 | 23 |  | Solar | FIXED | Roof
SRP19389 | TRINA SOLAR | TSM-235PA05 | 235 | 13 | 151 | 35 |  | Solar | FIXED | Roof
SRP19391 | TRINA SOLAR | TSM-245PA05.18 | 245 | 14 | 164 | 19 |  | Solar | FIXED | Roof
SRP19391 | TRINA SOLAR | TSM-245PA05.18 | 245 | 7 | 256 | 17 |  | Solar | FIXED | Roof
SRP19392 | TRINA SOLAR | TSM-245PA05.18 | 245 | 9 | 132 | 20 |  | Solar | FIXED | Roof
SRP19392 | TRINA SOLAR | TSM-245PA05.18 | 245 | 6 | 222 | 20 |  | Solar | FIXED | Roof
SRP19394 | TRINA SOLAR | TSM-245PA05.18 | 245 | 16 | 125 | 24 |  | Solar | FIXED | Roof
SRP19394 | TRINA SOLAR | TSM-245PA05.18 | 245 | 4 | 215 | 33 |  | Solar | FIXED | Roof
SRP19395 | SOLARWORLD | SW255 MONO | 255 | 12 | 191 | 9 |  | Solar | FIXED | Roof
SRP19396 | LG ELECTRONICS SOLAR CELL DIVISION | LG255S1C-G3 | 255 | 24 | 182 | 36 |  | Solar | FIXED | Roof
SRP19397 | LG ELECTRONICS SOLAR CELL DIVISION | LG255S1C-G3 | 255 | 20 | 162 | 22 |  | Solar | FIXED | Roof
SRP19400 | TRINA SOLAR | TSM-245PA05.10 | 245 | 13 | 153 | 22 |  | Solar | FIXED | Roof
SRP19400 | TRINA SOLAR | TSM-245PA05.10 | 245 | 10 | 243 | 22 |  | Solar | FIXED | Roof
SRP19401 | TRINA SOLAR | TSM-245PA05 | 245 | 2 | 113 | 18 |  | Solar | FIXED | Roof
SRP19401 | TRINA SOLAR | TSM-245PA05 | 245 | 19 | 113 | 36 |  | Solar | FIXED | Roof
SRP19401 | TRINA SOLAR | TSM-245PA05 | 245 | 2 | 293 | 15 |  | Solar | FIXED | Roof
SRP19401 | TRINA SOLAR | TSM-245PA05 | 245 | 2 | 293 | 19 |  | Solar | FIXED | Roof
SRP19402 | TRINA SOLAR | TSM-245PA05.18 | 245 | 19 | 157 | 21 |  | Solar | FIXED | Roof
SRP19403 | TRINA SOLAR | TSM-245PA05.18 | 245 | 24 | 227 | 35 |  | Solar | FIXED | Roof
SRP19404 | TRINA SOLAR | TSM-245PA05.18 | 245 | 11 | 120 | 9 |  | Solar | FIXED | Roof
SRP19404 | TRINA SOLAR | TSM-245PA05.18 | 245 | 2 | 120 | 26 |  | Solar | FIXED | Roof
SRP19406 | TRINA SOLAR | TSM-245PA05 | 245 | 12 | 262 | 18 |  | Solar | FIXED | Roof
SRP19407 | TRINA SOLAR | TSM-245PA05 | 245 | 2 | 150 | 14 |  | Solar | FIXED | Roof
SRP19407 | TRINA SOLAR | TSM-245PA05 | 245 | 16 | 240 | 18 |  | Solar | FIXED | Roof
SRP19408 | TRINA SOLAR | TSM-245PA05 | 245 | 20 | 214 | 16 |  | Solar | FIXED | Roof
SRP19409 | TRINA SOLAR | TSM-245PA05 | 245 | 12 | 86 | 21 |  | Solar | FIXED | Roof
SRP19409 | TRINA SOLAR | TSM-245PA05 | 245 | 9 | 177 | 21 |  | Solar | FIXED | Roof
SRP19409 | TRINA SOLAR | TSM-245PA05 | 245 | 13 | 266 | 21 |  | Solar | FIXED | Roof
SRP19410 | SUNPOWER | SPR-X21-345 | 345 | 29 | 160 | 20 |  | Solar | FIXED | Roof
SRP19412 | TRINA SOLAR | TSM-245PA05 | 245 | 6 | 140 | 11 |  | Solar | FIXED | Roof
SRP19412 | TRINA SOLAR | TSM-245PA05 | 245 | 7 | 140 | 16 |  | Solar | FIXED | Roof
SRP19413 | MOTECH AMERICAS | IM60C3-245-XXXXXX | 245 | 24 | 196 | 35 |  | Solar | FIXED | Roof
SRP19415 | YINGLI ENERGY (CHINA) | YL245P-29B | 245 | 4 | 229 | 13 |  | Solar | FIXED | Roof
SRP19415 | YINGLI ENERGY (CHINA) | YL245P-29B | 245 | 24 | 229 | 13 |  | Solar | FIXED | Roof
SRP19417 | TRINA SOLAR | TSM-245PA05.18 | 245 | 20 | 198 | 35 |  | Solar | FIXED | Roof
SRP19418 | YINGLI ENERGY (CHINA) | YL245P-29B | 245 | 22 | 142 | 39 |  | Solar | FIXED | Roof
SRP19420 | TRINA SOLAR | TSM-245PA05 | 245 | 14 | 243 | 19 |  | Solar | FIXED | Roof
SRP19420 | TRINA SOLAR | TSM-245PA05 | 245 | 20 | 243 | 27 |  | Solar | FIXED | Roof
SRP19421 | SUNPOWER | SPR-327NE-WHT-D | 327 | 18 | 180 | 30 |  | Solar | FIXED | Roof
SRP19421 | SUNPOWER | SPR-327NE-WHT-D | 327 | 42 | 180 | 35 |  | Solar | FIXED | Roof
SRP19422 | SOLARWORLD | SW255 MONO | 255 | 18 | 90 | 30 |  | Solar | FIXED | Roof
SRP19422 | SOLARWORLD | SW255 MONO | 255 | 12 | 180 | 30 |  | Solar | FIXED | Roof
SRP19422 | SOLARWORLD | SW255 MONO | 255 | 18 | 270 | 30 |  | Solar | FIXED | Roof
SRP19423 | TRINA SOLAR | TSM-245PA05.10 | 245 | 20 | 175 | 21 |  | Solar | FIXED | Roof
SRP19424 | YINGLI ENERGY (CHINA) | YL245P-29B | 245 | 28 | 164 | 19 |  | Solar | FIXED | Roof
SRP19424 | YINGLI ENERGY (CHINA) | YL245P-29B | 245 | 19 | 344 | 19 |  | Solar | FIXED | Roof
SRP19425 | TRINA SOLAR | TSM-245PA05.10 | 245 | 31 | 102 | 33 |  | Solar | FIXED | Roof
SRP19425 | TRINA SOLAR | TSM-245PA05.10 | 245 | 11 | 192 | 33 |  | Solar | FIXED | Roof
SRP19426 | YINGLI ENERGY (CHINA) | YL245P-29B | 245 | 24 | 173 | 30 |  | Solar | FIXED | Roof
SRP19427 | TRINA SOLAR | TSM-245PA05.10 | 245 | 20 | 139 | 35 |  | Solar | FIXED | Roof
SRP19427 | TRINA SOLAR | TSM-245PA05.10 | 245 | 11 | 229 | 32 |  | Solar | FIXED | Roof
SRP19428 | YINGLI ENERGY (CHINA) | YL245P-29B | 245 | 19 | 78 | 30 |  | Solar | FIXED | Roof
SRP19428 | YINGLI ENERGY (CHINA) | YL245P-29B | 245 | 30 | 258 | 30 |  | Solar | FIXED | Roof
SRP19429 | TRINA SOLAR | TSM-245PA05.10 | 245 | 33 | 198 | 28 |  | Solar | FIXED | Roof
SRP19430 | TRINA SOLAR | TSM-250PD05 | 250 | 30 | 132.2 | 20 |  | Solar | FIXED | Roof
SRP19431 | TRINA SOLAR | TSM-245PA05.10 | 245 | 26 | 176 | 26 |  | Solar | FIXED | Roof
SRP19432 | LG ELECTRONICS SOLAR CELL DIVISION | LG245S1C-G3 | 245 | 22 | 239 | 16 |  | Solar | FIXED | Roof
SRP19433 | YINGLI ENERGY (CHINA) | YL250P-29B | 250 | 73 | 230 | 35 |  | Solar | FIXED | Roof
SRP19434 | CANADIAN SOLAR | CS6P-245P | 245 | 17 | 143 | 36 |  | Solar | FIXED | Roof
SRP19434 | CANADIAN SOLAR | CS6P-245P | 245 | 7 | 222 | 36 |  | Solar | FIXED | Roof
SRP19434 | CANADIAN SOLAR | CS6P-245P | 245 | 4 | 229 | 36 |  | Solar | FIXED | Roof
SRP19435 | KYOCERA SOLAR | KD215GX-LPU | 215 | 6 | 130 | 26 |  | Solar | FIXED | Roof
SRP19435 | KYOCERA SOLAR | KD215GX-LPU | 215 | 40 | 130 | 26 |  | Solar | FIXED | Roof
SRP19435 | KYOCERA SOLAR | KD185GX-LPU | 185 | 16 | 220 | 46 |  | Solar | FIXED | Roof
SRP19436 | TRINA SOLAR | TSM-245PA05.10 | 245 | 30 | 230 | 22 |  | Solar | FIXED | Roof
SRP19436 | TRINA SOLAR | TSM-245PA05.10 | 245 | 10 | 230 | 30 |  | Solar | FIXED | Roof
SRP19438 | RENESOLA JIANGSU | JC250M-24/BB | 250 | 8 | 190 | 25 |  | Solar | FIXED | Roof
SRP19438 | RENESOLA JIANGSU | JC250M-24/BB | 250 | 28 | 190 | 25 |  | Solar | FIXED | Roof
SRP19439 | TRINA SOLAR | TSM-240PA05 | 240 | 11 | 49 | 22 |  | Solar | FIXED | Roof
SRP19439 | TRINA SOLAR | TSM-240PA05 | 240 | 27 | 239 | 23 |  | Solar | FIXED | Roof
SRP19440 | CANADIAN SOLAR | CS6P-250P | 250 | 62 | 128 | 30 |  | Solar | FIXED | Roof
SRP19441 | TRINA SOLAR | TSM-245PA05 | 245 | 28 | 68 | 27 |  | Solar | FIXED | Roof
SRP19441 | TRINA SOLAR | TSM-245PA05 | 245 | 28 | 248 | 27 |  | Solar | FIXED | Roof
SRP19442 | TRINA SOLAR | TSM-245PA05 | 245 | 8 | 98 | 22 |  | Solar | FIXED | Roof
SRP19442 | TRINA SOLAR | TSM-245PA05 | 245 | 14 | 98 | 22 |  | Solar | FIXED | Roof
SRP19442 | TRINA SOLAR | TSM-245PD05 | 245 | 8 | 278 | 22 |  | Solar | FIXED | Roof
SRP19443 | SUZHOU SHENGLONG PV-TECH | SLSM-185D | 185 | 64 | 268 | 27 |  | Solar | FIXED | Roof
SRP19444 | SUZHOU SHENGLONG PV-TECH | SLSM-185D | 185 | 64 | 268 | 27 |  | Solar | FIXED | Roof
SRP19445 | TRINA SOLAR | TSM-245PA05.10 | 245 | 34 | 198 | 19 |  | Solar | FIXED | Roof
SRP19446 | TRINA SOLAR | TSM-255PA05.18 | 255 | 15 | 155 | 17 |  | Solar | FIXED | Roof
SRP19446 | TRINA SOLAR | TSM-255PA05.18 | 255 | 18 | 245 | 17 |  | Solar | FIXED | Roof
SRP19447 | TRINA SOLAR | TSM-245PA05.10 | 245 | 11 | 174 | 23 |  | Solar | FIXED | Roof
SRP19447 | TRINA SOLAR | TSM-245PA05.10 | 245 | 4 | 264 | 23 |  | Solar | FIXED | Roof
SRP19447 | TRINA SOLAR | TSM-245PA05.10 | 245 | 4 | 264 | 23 |  | Solar | FIXED | Roof
SRP19449 | TRINA SOLAR | TSM-245PA05 | 245 | 33 | 236 | 27 |  | Solar | FIXED | Roof
SRP19450 | SUZHOU SHENGLONG PV-TECH | SLSM-185D | 185 | 44 | 268 | 27 |  | Solar | FIXED | Roof
SRP19451 | SUZHOU SHENGLONG PV-TECH | SLSM-185D | 185 | 44 | 264 | 27 |  | Solar | FIXED | Roof
SRP19452 | SUZHOU SHENGLONG PV-TECH | SLSM-185D | 185 | 44 | 257 | 27 |  | Solar | FIXED | Roof
SRP19453 | SUZHOU SHENGLONG PV-TECH | SLSM-185D | 185 | 44 | 263 | 27 |  | Solar | FIXED | Roof
SRP19454 | SUNIVA | MVX250-60-5-701 | 250 | 20 | 164.8 | 30 |  | Solar | FIXED | Roof
SRP19454 | SUNIVA | MVX250-60-5-701 | 250 | 8 | 254.8 | 30 |  | Solar | FIXED | Roof
SRP19455 | SUZHOU SHENGLONG PV-TECH | SLSM-185D | 185 | 44 | 258 | 27 |  | Solar | FIXED | Roof
SRP19456 | TRINA SOLAR | TSM-245PD05.08 | 245 | 19 | 110.3 | 32 |  | Solar | FIXED | Roof
SRP19456 | TRINA SOLAR | TSM-245PA05.08 | 245 | 19 | 200.3 | 40 |  | Solar | FIXED | Roof
SRP19457 | TRINA SOLAR | TSM-250PA05.08 | 250 | 25 | 229.2 | 10 |  | Solar | FIXED | Roof
SRP19457 | TRINA SOLAR | TSM-250PA05.08 | 250 | 25 | 229.2 | 30 |  | Solar | FIXED | Roof
SRP19458 | SUZHOU SHENGLONG PV-TECH | SLSM-185D | 185 | 44 | 263 | 27 |  | Solar | FIXED | Roof
SRP19459 | TRINA SOLAR | TSM-250PA05.08 | 250 | 16 | 258 | 20 |  | Solar | FIXED | Roof
SRP19459 | TRINA SOLAR | TSM-250PA05.08 | 250 | 8 | 258 | 30 |  | Solar | FIXED | Roof
SRP19460 | TRINA SOLAR | TSM-245PA05.08 | 245 | 8 | 110.8 | 38 |  | Solar | FIXED | Roof
SRP19460 | TRINA SOLAR | TSM-245PA05.08 | 245 | 8 | 200.8 | 32 |  | Solar | FIXED | Roof
SRP19462 | YINGLI ENERGY (CHINA) | YL245P-29B | 245 | 21 | 168 | 15 |  | Solar | FIXED | Roof
SRP19463 | YINGLI ENERGY (CHINA) | YL245P-29B | 245 | 12 | 116 | 26 |  | Solar | FIXED | Roof
SRP19463 | YINGLI ENERGY (CHINA) | YL245P-29B | 245 | 20 | 296 | 26 |  | Solar | FIXED | Roof
SRP19464 | YINGLI ENERGY (CHINA) | YL245P-29B | 245 | 9 | 42 | 26 |  | Solar | FIXED | Roof
SRP19464 | YINGLI ENERGY (CHINA) | YL245P-29B | 245 | 18 | 132 | 22 |  | Solar | FIXED | Roof
SRP19464 | YINGLI ENERGY (CHINA) | YL245P-29B | 245 | 12 | 222 | 26 |  | Solar | FIXED | Roof
SRP19465 | TRINA SOLAR | TSM-245PA05.18 | 245 | 42 | 128 | 28 |  | Solar | FIXED | Roof
SRP19466 | TRINA SOLAR | TSM-245PA05.08 | 245 | 24 | 183 | 19 |  | Solar | FIXED | Roof
SRP19467 | SUZHOU SHENGLONG PV-TECH | SLSM-185D | 185 | 64 | 264 | 27 |  | Solar | FIXED | Roof
SRP19468 | SUZHOU SHENGLONG PV-TECH | SLSM-185D | 185 | 44 | 250 | 27 |  | Solar | FIXED | Roof
SRP19469 | SUZHOU SHENGLONG PV-TECH | SLSM-185D | 185 | 77 | 261 | 27 |  | Solar | FIXED | Roof
SRP19471 | TRINA SOLAR | TSM-245PA05.18 | 245 | 2 | 202 | 20 |  | Solar | FIXED | Roof
SRP19471 | TRINA SOLAR | TSM-245PA05.18 | 245 | 15 | 202 | 35 |  | Solar | FIXED | Roof
SRP19473 | TRINA SOLAR | TSM-245PA05.18 | 245 | 13 | 130 | 20 |  | Solar | FIXED | Roof
SRP19473 | TRINA SOLAR | TSM-245PA05.18 | 245 | 3 | 220 | 20 |  | Solar | FIXED | Roof
SRP19475 | SHARP | ND-Q250F7 | 250 | 6 | 123 | 16 |  | Solar | FIXED | Roof
SRP19475 | SHARP | ND-Q250F7 | 250 | 32 | 197 | 43 |  | Solar | FIXED | Roof
SRP19475 | SHARP | ND-Q250F7 | 250 | 13 | 213 | 15 |  | Solar | FIXED | Roof
SRP19475 | SHARP | ND-Q250F7 | 250 | 13 | 303 | 16 |  | Solar | FIXED | Roof
SRP19476 | TRINA SOLAR | TSM-245PA05.10 | 245 | 32 | 115 | 12 |  | Solar | FIXED | Roof
SRP19477 | TRINA SOLAR | TSM-245PA05.10 | 245 | 23 | 239 | 24 |  | Solar | FIXED | Roof
SRP19478 | TRINA SOLAR | TSM-245PA05.10 | 245 | 12 | 110 | 22 |  | Solar | FIXED | Roof
SRP19478 | TRINA SOLAR | TSM-245PA05.10 | 245 | 28 | 200 | 22 |  | Solar | FIXED | Roof
SRP19479 | TRINA SOLAR | TSM-245PA05.10 | 245 | 13 | 210 | 17 |  | Solar | FIXED | Roof
SRP19479 | TRINA SOLAR | TSM-245PA05.10 | 245 | 21 | 210 | 17 |  | Solar | FIXED | Roof
SRP19480 | TRINA SOLAR | TSM-250PA05.08 | 250 | 38 | 155.4 | 40 |  | Solar | FIXED | Roof
SRP19481 | SUNPOWER | SPR-327NE-WHT-D | 327 | 16 | 208 | 20 |  | Solar | FIXED | Roof
SRP19482 | TRINA SOLAR | TSM-250PA05.08 | 250 | 9 | 191 | 38 |  | Solar | FIXED | Roof
SRP19482 | TRINA SOLAR | TSM-250PA05.08 | 250 | 7 | 191 | 40 |  | Solar | FIXED | Roof
SRP19482 | TRINA SOLAR | TSM-250PA05.08 | 250 | 10 | 281 | 26 |  | Solar | FIXED | Roof
SRP19482 | TRINA SOLAR | TSM-250PA05.08 | 250 | 10 | 281 | 26 |  | Solar | FIXED | Roof
SRP19484 | TRINA SOLAR | TSM-245PA05.10 | 245 | 23 | 112 | 30 |  | Solar | FIXED | Roof
SRP19485 | TRINA SOLAR | TSM-255PA05.18 | 255 | 26 | 130 | 28 |  | Solar | FIXED | Roof
SRP19485 | TRINA SOLAR | TSM-255PA05.18 | 255 | 1 | 220 | 31 |  | Solar | FIXED | Roof
SRP19485 | TRINA SOLAR | TSM-255PA05.18 | 255 | 5 | 310 | 28 |  | Solar | FIXED | Roof
SRP19486 | TRINA SOLAR | TSM-245PA05.10 | 245 | 4 | 110 | 14 |  | Solar | FIXED | Roof
SRP19486 | TRINA SOLAR | TSM-245PA05.10 | 245 | 20 | 200 | 42 |  | Solar | FIXED | Roof
SRP19486 | TRINA SOLAR | TSM-245PA05.10 | 245 | 4 | 290 | 14 |  | Solar | FIXED | Roof
SRP19487 | YINGLI ENERGY (CHINA) | YL245P-29B | 245 | 24 | 95 | 21 |  | Solar | FIXED | Roof
SRP19487 | YINGLI ENERGY (CHINA) | YL245P-29B | 245 | 19 | 275 | 21 |  | Solar | FIXED | Roof
SRP19488 | TRINA SOLAR | TSM-250PA05 | 250 | 25 | 175 | 15 |  | Solar | FIXED | Roof
SRP19489 | SUNPOWER | SPR-327NE-WHT-D | 327 | 5 | 132 | 20 |  | Solar | FIXED | Roof
SRP19489 | SUNPOWER | SPR-327NE-WHT-D | 327 | 24 | 132 | 20 |  | Solar | FIXED | Roof
SRP19489 | SUNPOWER | SPR-327NE-WHT-D | 327 | 10 | 222 | 20 |  | Solar | FIXED | Roof
SRP19490 | SUNPOWER | SPR-327NE-WHT-D | 327 | 30 | 202 | 25 |  | Solar | FIXED | Roof
SRP19491 | SUNPOWER | SPR-327NE-WHT-D | 327 | 10 | 200 | 22 |  | Solar | FIXED | Roof
SRP19491 | SUNPOWER | SPR-327NE-WHT-D | 327 | 10 | 200 | 41 |  | Solar | FIXED | Roof
SRP19492 | TRINA SOLAR | TSM-245PA05.10 | 245 | 5 | 120 | 18 |  | Solar | FIXED | Roof
SRP19492 | TRINA SOLAR | TSM-245PA05.10 | 245 | 8 | 210 | 18 |  | Solar | FIXED | Roof
SRP19492 | TRINA SOLAR | TSM-245PA05.10 | 245 | 18 | 210 | 20 |  | Solar | FIXED | Roof
SRP19492 | TRINA SOLAR | TSM-245PA05.10 | 245 | 10 | 210 | 32 |  | Solar | FIXED | Roof
SRP19493 | TRINA SOLAR | TSM-250PA05.08 | 250 | 24 | 100 | 30 |  | Solar | FIXED | Roof
SRP19494 | YINGLI ENERGY (CHINA) | YL250P-29B | 250 | 20 | 193 | 20 |  | Solar | FIXED | Roof
SRP19497 | TRINA SOLAR | TSM-250PA05.08 | 250 | 35 | 129.6 | 20 |  | Solar | FIXED | Roof
SRP19497 | TRINA SOLAR | TSM-250PA05.08 | 250 | 15 | 219.6 | 20 |  | Solar | FIXED | Roof
SRP19499 | TRINA SOLAR | TSM-245PA05 | 245 | 84 | 180 | 20 |  | Solar | FIXED | Roof
SRP19500 | SUNIVA | MVX250-60-5-701 | 250 | 4 | 195 | 18 |  | Solar | FIXED | Roof
SRP19500 | SUNIVA | MVX250-60-5-701 | 250 | 24 | 195 | 25 |  | Solar | FIXED | Roof
SRP19501 | CANADIAN SOLAR | CS6P-250P | 250 | 9 | 66 | 26 |  | Solar | FIXED | Roof
SRP19501 | CANADIAN SOLAR | CS6P-250P | 250 | 1 | 156 | 24 |  | Solar | FIXED | Roof
SRP19501 | CANADIAN SOLAR | CS6P-250P | 250 | 4 | 156 | 30 |  | Solar | FIXED | Roof
SRP19501 | CANADIAN SOLAR | CS6P-250P | 250 | 10 | 246 | 26 |  | Solar | FIXED | Roof
SRP19502 | TRINA SOLAR | TSM-245PA05 | 245 | 7 | 154 | 14 |  | Solar | FIXED | Roof
SRP19502 | TRINA SOLAR | TSM-245PA05 | 245 | 30 | 154 | 19 |  | Solar | FIXED | Roof
SRP19503 | TRINA SOLAR | TSM-245PA05.08 | 245 | 15 | 225.7 | 25 |  | Solar | FIXED | Roof
SRP19504 | LG ELECTRONICS SOLAR CELL DIVISION | LG255S1C-G3 | 255 | 24 | 206 | 37 |  | Solar | FIXED | Roof
SRP19505 | SUNPOWER | SPR-327NE-WHT-D | 327 | 16 | 195 | 30 |  | Solar | FIXED | Roof
SRP19506 | YINGLI ENERGY (CHINA) | YL245P-29B | 245 | 23 | 162 | 23 |  | Solar | FIXED | Roof
SRP19509 | YINGLI ENERGY (CHINA) | YL245P-29B | 245 | 19 | 275 | 25 |  | Solar | FIXED | Roof
SRP19510 | SUZHOU SHENGLONG PV-TECH | SLSM-185D | 185 | 44 | 254 | 27 |  | Solar | FIXED | Roof
SRP19511 | SUZHOU SHENGLONG PV-TECH | SLSM-185D | 185 | 44 | 263 | 27 |  | Solar | FIXED | Roof
SRP19513 | SUZHOU SHENGLONG PV-TECH | SLSM-185D | 185 | 64 | 254 | 27 |  | Solar | FIXED | Roof
SRP19514 | CANADIAN SOLAR | CS6P-245P | 245 | 44 | 230 | 24 |  | Solar | FIXED | Roof
SRP19516 | TRINA SOLAR | TSM-245PA05.18 | 245 | 38 | 240 | 24 |  | Solar | FIXED | Roof
SRP19517 | BEIJING ZHONGKEXIN ELECTRONICS EQUIPMENT | ZKX-265P-24 | 260 | 7 | 193 | 32 |  | Solar | FIXED | Roof
SRP19517 | BEIJING ZHONGKEXIN ELECTRONICS EQUIPMENT | ZKX-265P-24 | 260 | 8 | 193 | 35 |  | Solar | FIXED | Roof
SRP19519 | TRINA SOLAR | TSM-245PA05.18 | 245 | 4 | 258 | 11 |  | Solar | FIXED | Roof
SRP19519 | TRINA SOLAR | TSM-245PA05.18 | 245 | 15 | 258 | 32 |  | Solar | FIXED | Roof
SRP19519 | TRINA SOLAR | TSM-245PA05.18 | 245 | 10 | 258 | 34 |  | Solar | FIXED | Roof
SRP19521 | CANADIAN SOLAR | CS6P-245P | 245 | 18 | 185 | 23 |  | Solar | FIXED | Roof
SRP19522 | SUZHOU SHENGLONG PV-TECH | SLSM-230P | 230 | 2746 | 100 | 27 |  | Solar | FIXED | Roof
SRP19522 | SUZHOU SHENGLONG PV-TECH | SLSM-185D | 185 | 505 | 133 | 26 |  | Solar | FIXED | Roof
SRP19522 | SUZHOU SHENGLONG PV-TECH | SLSM-180D | 190 | 815 | 188 | 27 |  | Solar | FIXED | Roof
SRP19523 | YINGLI ENERGY (CHINA) | YL280P-35B | 280 | 3069 | 170 | 20 |  | Solar | FIXED | Ground
SRP19524 | SUZHOU SHENGLONG PV-TECH | SLSM-185D | 185 | 40 | 188 | 26 |  | Solar | FIXED | Roof
SRP19525 | SHARP | ND-250QCS | 250 | 20 | 208 | 26 |  | Solar | FIXED | Roof
SRP19526 | SUZHOU SHENGLONG PV-TECH | SLSM-185D | 185 | 40 | 188 | 27 |  | Solar | FIXED | Roof
SRP19527 | SUZHOU SHENGLONG PV-TECH | SLSM-185D | 185 | 40 | 167 | 27 |  | Solar | FIXED | Roof
SRP19528 | SUZHOU SHENGLONG PV-TECH | SLSM-185D | 185 | 44 | 93 | 26 |  | Solar | FIXED | Roof
SRP19529 | SUZHOU SHENGLONG PV-TECH | SLSM-185D | 185 | 30 | 212 | 27 |  | Solar | FIXED | Roof
SRP19530 | CANADIAN SOLAR | CS6P-245P | 245 | 8 | 140 | 24 |  | Solar | FIXED | Roof
SRP19530 | CANADIAN SOLAR | CS6P-245P | 245 | 27 | 235 | 24 |  | Solar | FIXED | Roof
SRP19531 | SUZHOU SHENGLONG PV-TECH | SLSM-225P | 225 | 62 | 189 | 26 |  | Solar | FIXED | Roof
SRP19532 | SUZHOU SHENGLONG PV-TECH | SLSM-225P | 225 | 60 | 189 | 26 |  | Solar | FIXED | Roof
SRP19533 | SUZHOU SHENGLONG PV-TECH | SLSM-225P | 225 | 60 | 189 | 26 |  | Solar | FIXED | Roof
SRP19534 | SUZHOU SHENGLONG PV-TECH | SLSM-225P | 225 | 69 | 197 | 26 |  | Solar | FIXED | Roof
SRP19536 | TRINA SOLAR | TSM-245PA05.18 | 245 | 10 | 217 | 30 |  | Solar | FIXED | Roof
SRP19537 | YINGLI ENERGY (CHINA) | YL245P-29B | 245 | 20 | 203 | 25 |  | Solar | FIXED | Roof
SRP19538 | SUZHOU SHENGLONG PV-TECH | SLSM-230P | 230 | 39 | 140 | 27 |  | Solar | FIXED | Roof
SRP19539 | TRINA SOLAR | TSM-245PA05.18 | 245 | 8 | 160 | 22 |  | Solar | FIXED | Roof
SRP19540 | YINGLI ENERGY (CHINA) | YL245P-29B | 245 | 18 | 196 | 22 |  | Solar | FIXED | Roof
SRP19541 | SUZHOU SHENGLONG PV-TECH | SLSM-230P | 230 | 39 | 140 | 27 |  | Solar | FIXED | Roof
SRP19543 | SOLARWORLD | SW255 POLY | 255 | 22 | 225 | 34 |  | Solar | FIXED | Roof
SRP19544 | SUZHOU SHENGLONG PV-TECH | SLSM-185D | 185 | 30 | 246 | 27 |  | Solar | FIXED | Roof
SRP19545 | SUNPOWER | SPR-245NE-WHT-D | 245 | 14 | 170 | 24 |  | Solar | FIXED | Roof
SRP19546 | SUZHOU SHENGLONG PV-TECH | SLSM-185D | 185 | 40 | 182 | 27 |  | Solar | FIXED | Roof
SRP19547 | SUZHOU SHENGLONG PV-TECH | SLSM-185D | 185 | 40 | 160 | 27 |  | Solar | FIXED | Roof
SRP19548 | SUNPOWER | SPR-327NE-WHT-D | 327 | 10 | 138 | 38 |  | Solar | FIXED | Roof
SRP19548 | SUNPOWER | SPR-327NE-WHT-D | 327 | 10 | 228 | 25 |  | Solar | FIXED | Roof
SRP19548 | SUNPOWER | SPR-327NE-WHT-D | 327 | 5 | 228 | 35 |  | Solar | FIXED | Roof
SRP19549 | SUZHOU SHENGLONG PV-TECH | SLSM-185D | 185 | 40 | 167 | 27 |  | Solar | FIXED | Roof
SRP19550 | SUZHOU SHENGLONG PV-TECH | SLSM-225P | 225 | 69 | 165 | 26 |  | Solar | FIXED | Roof
SRP19551 | SUZHOU SHENGLONG PV-TECH | SLSM-185D | 185 | 44 | 96 | 27 |  | Solar | FIXED | Roof
SRP19552 | SUZHOU SHENGLONG PV-TECH | SLSM-185D | 185 | 40 | 167 | 27 |  | Solar | FIXED | Roof
SRP19553 | SUZHOU SHENGLONG PV-TECH | SLSM-185D | 185 | 40 | 167 | 27 |  | Solar | FIXED | Roof
SRP19554 | SUZHOU SHENGLONG PV-TECH | SLSM-185D | 185 | 44 | 150 | 27 |  | Solar | FIXED | Roof
SRP19555 | SUZHOU SHENGLONG PV-TECH | SLSM-185D | 185 | 44 | 173 | 27 |  | Solar | FIXED | Roof
SRP19556 | SUZHOU SHENGLONG PV-TECH | SLSM-185D | 185 | 44 | 212 | 27 |  | Solar | FIXED | Roof
SRP19557 | SUZHOU SHENGLONG PV-TECH | SLSM-185D | 185 | 44 | 96 | 27 |  | Solar | FIXED | Roof
SRP19558 | SUZHOU SHENGLONG PV-TECH | SLSM-185D | 185 | 44 | 160 | 27 |  | Solar | FIXED | Roof
SRP19560 | SUNPOWER | SPR-327NE-WHT-D | 327 | 18 | 130 | 42 |  | Solar | FIXED | Roof
SRP19561 | SUNPOWER | SPR-327NE-WHT-D | 327 | 16 | 210 | 34 |  | Solar | FIXED | Roof
SRP19562 | TRINA SOLAR | TSM-250PA05 | 250 | 8 | 220 | 17 |  | Solar | FIXED | Roof
SRP19562 | TRINA SOLAR | TSM-250PA05 | 250 | 16 | 220 | 45 |  | Solar | FIXED | Roof
SRP19563 | TRINA SOLAR | TSM-250PA05 | 250 | 20 | 158 | 28 |  | Solar | FIXED | Roof
SRP19564 | YINGLI ENERGY (CHINA) | YL245P-29B | 245 | 4 | 88 | 30 |  | Solar | FIXED | Roof
SRP19564 | YINGLI ENERGY (CHINA) | YL245P-29B | 245 | 31 | 178 | 27 |  | Solar | FIXED | Roof
SRP19564 | YINGLI ENERGY (CHINA) | YL245P-29B | 245 | 4 | 268 | 30 |  | Solar | FIXED | Roof
SRP19564 | YINGLI ENERGY (CHINA) | YL245P-29B | 245 | 23 | 358 | 27 |  | Solar | FIXED | Roof
SRP19566 | YINGLI ENERGY (CHINA) | YL245P-29B | 245 | 16 | 173 | 21 |  | Solar | FIXED | Roof
SRP19567 | YINGLI ENERGY (CHINA) | YL245P-29B | 245 | 33 | 232 | 22 |  | Solar | FIXED | Roof
SRP19568 | TRINA SOLAR | TSM-245PA05.18 | 245 | 23 | 222 | 21 |  | Solar | FIXED | Roof
SRP19569 | TRINA SOLAR | TSM-245PA05.18 | 245 | 18 | 200 | 25 |  | Solar | FIXED | Roof
SRP19570 | YINGLI ENERGY (CHINA) | YL245P-29B | 245 | 4 | 224 | 33 |  | Solar | FIXED | Roof
SRP19570 | YINGLI ENERGY (CHINA) | YL245P-29B | 245 | 20 | 224 | 33 |  | Solar | FIXED | Roof
SRP19572 | TRINA SOLAR | TSM-245PA05.18 | 245 | 5 | 100 | 22 |  | Solar | FIXED | Roof
SRP19572 | TRINA SOLAR | TSM-245PA05.18 | 245 | 9 | 190 | 8 |  | Solar | FIXED | Roof
SRP19572 | TRINA SOLAR | TSM-245PA05.18 | 245 | 3 | 190 | 21 |  | Solar | FIXED | Roof
SRP19576 | TRINA SOLAR | TSM-245PA05 | 245 | 78 | 180 | 20 |  | Solar | FIXED | Roof
SRP19577 | TRINA SOLAR | TSM-245PA05 | 245 | 55 | 180 | 25 |  | Solar | FIXED | Roof
SRP19578 | REC SOLAR | REC250PE (BLK) | 250 | 28 | 209 | 20 |  | Solar | FIXED | Roof
SRP19579 | SUZHOU SHENGLONG PV-TECH | SLSM-230P | 230 | 24 | 147 | 27 |  | Solar | FIXED | Roof
SRP19580 | SUNPOWER | SPR-327NE-WHT-D | 327 | 25 | 243 | 34 |  | Solar | FIXED | Roof
SRP19582 | SHENZHEN TOPRAY SOLAR | TPS107S-230W(60) | 230 | 24 | 124 | 27 |  | Solar | FIXED | Roof
SRP19583 | TRINA SOLAR | TSM-245PA05.18 | 245 | 15 | 203 | 24 |  | Solar | FIXED | Roof
SRP19585 | SUZHOU SHENGLONG PV-TECH | SLSM-230P | 230 | 24 | 147 | 27 |  | Solar | FIXED | Roof
SRP19586 | SUZHOU SHENGLONG PV-TECH | SLSM-230P | 230 | 24 | 165 | 27 |  | Solar | FIXED | Roof
SRP19587 | SUZHOU SHENGLONG PV-TECH | SLSM-230P | 230 | 24 | 184 | 27 |  | Solar | FIXED | Roof
SRP19588 | SUZHOU SHENGLONG PV-TECH | SLSM-230P | 230 | 24 | 176 | 27 |  | Solar | FIXED | Roof
SRP19589 | SUZHOU SHENGLONG PV-TECH | SLSM-230P | 230 | 24 | 165 | 27 |  | Solar | FIXED | Roof
SRP19590 | SUZHOU SHENGLONG PV-TECH | SLSM-230P | 230 | 24 | 155 | 27 |  | Solar | FIXED | Roof
SRP19591 | SUZHOU SHENGLONG PV-TECH | SLSM-230P | 230 | 24 | 186 | 27 |  | Solar | FIXED | Roof
SRP19593 | SUZHOU SHENGLONG PV-TECH | SLSM-230P | 230 | 24 | 140 | 27 |  | Solar | FIXED | Roof
SRP19594 | SUZHOU SHENGLONG PV-TECH | SLSM-230P | 230 | 24 | 167 | 27 |  | Solar | FIXED | Roof
SRP19595 | SUZHOU SHENGLONG PV-TECH | SLSM-185D | 185 | 40 | 186 | 27 |  | Solar | FIXED | Roof
SRP19596 | SUZHOU SHENGLONG PV-TECH | SLSM-225P | 225 | 69 | 189 | 26 |  | Solar | FIXED | Roof
SRP19597 | SUZHOU SHENGLONG PV-TECH | SLSM-225P | 225 | 69 | 199 | 26 |  | Solar | FIXED | Roof
SRP19598 | TOPSUN | TS-M250NA1 | 280 | 16 | 193 | 20 |  | Solar | FIXED | Roof
SRP19600 | TOPSUN | TS-S260TA1 | 280 | 42 | 189 | 25 |  | Solar | FIXED | Ground
SRP19601 | TRINA SOLAR | TSM-245PA05.10 | 245 | 42 | 180 | 25 |  | Solar | FIXED | Ground
SRP19602 | SUNPOWER | SPR-335NX-BLK-D | 335 | 16 | 172 | 35 |  | Solar | FIXED | Roof
SRP19603 | TRINA SOLAR | TSM-245PA05 | 245 | 12 | 37 | 15 |  | Solar | FIXED | Roof
SRP19603 | TRINA SOLAR | TSM-245PA05 | 245 | 16 | 217 | 12 |  | Solar | FIXED | Roof
SRP19603 | TRINA SOLAR | TSM-245PA05 | 245 | 12 | 217 | 15 |  | Solar | FIXED | Roof
SRP19604 | TRINA SOLAR | TSM-245PA05.10 | 245 | 54 | 215 | 19 |  | Solar | FIXED | Roof
SRP19605 | TRINA SOLAR | TSM-245PA05.08 | 245 | 18 | 241 | 20 |  | Solar | FIXED | Roof
SRP19607 | TRINA SOLAR | TSM-245PA05.18 | 245 | 4 | 217 | 13 |  | Solar | FIXED | Roof
SRP19607 | TRINA SOLAR | TSM-245PA05.18 | 245 | 13 | 217 | 32 |  | Solar | FIXED | Roof
SRP19608 | CANADIAN SOLAR | CS6P-235PX | 235 | 6 | 107 | 27 |  | Solar | FIXED | Roof
SRP19608 | CANADIAN SOLAR | CS6P-235PX | 235 | 6 | 107 | 27 |  | Solar | FIXED | Roof
SRP19608 | CANADIAN SOLAR | CS6P-235PX | 235 | 2 | 197 | 27 |  | Solar | FIXED | Roof
SRP19609 | TRINA SOLAR | TSM-245PA05.18 | 245 | 18 | 121 | 40 |  | Solar | FIXED | Roof
SRP19609 | TRINA SOLAR | TSM-245PA05.18 | 245 | 10 | 310 | 13 |  | Solar | FIXED | Roof
SRP19611 | TRINA SOLAR | TSM-245PA05.18 | 245 | 10 | 128 | 24 |  | Solar | FIXED | Roof
SRP19611 | TRINA SOLAR | TSM-245PA05.18 | 245 | 2 | 128 | 25 |  | Solar | FIXED | Roof
SRP19611 | TRINA SOLAR | TSM-245PA05.18 | 245 | 3 | 218 | 24 |  | Solar | FIXED | Roof
SRP19612 | TRINA SOLAR | TSM-245PA05.18 | 245 | 6 | 163 | 17 |  | Solar | FIXED | Roof
SRP19612 | TRINA SOLAR | TSM-245PA05.18 | 245 | 20 | 163 | 35 |  | Solar | FIXED | Roof
SRP19613 | TRINA SOLAR | TSM-245PA05.10 | 245 | 31 | 180 | 30 |  | Solar | FIXED | Roof
SRP19614 | TRINA SOLAR | TSM-245PA05.18 | 245 | 3 | 119 | 28 |  | Solar | FIXED | Roof
SRP19614 | TRINA SOLAR | TSM-245PA05.18 | 245 | 20 | 119 | 39 |  | Solar | FIXED | Roof
SRP19614 | TRINA SOLAR | TSM-245PA05.18 | 245 | 4 | 209 | 29 |  | Solar | FIXED | Roof
SRP19615 | TRINA SOLAR | TSM-240DA05 | 240 | 30 | 125 | 40 |  | Solar | FIXED | Roof
SRP19616 | TRINA SOLAR | TSM-235PA05.18 | 235 | 14 | 118 | 22 |  | Solar | FIXED | Roof
SRP19616 | TRINA SOLAR | TSM-235PA05.18 | 235 | 6 | 208 | 22 |  | Solar | FIXED | Roof
SRP19617 | TRINA SOLAR | TSM-240DA05 | 240 | 19 | 125 | 24 |  | Solar | FIXED | Roof
SRP19618 | TRINA SOLAR | TSM-240PA05.18 | 240 | 15 | 126 | 10 |  | Solar | FIXED | Roof
SRP19618 | TRINA SOLAR | TSM-240PA05.18 | 240 | 11 | 216 | 30 |  | Solar | FIXED | Roof
SRP19619 | TRINA SOLAR | TSM-235PA05 | 235 | 18 | 150 | 22 |  | Solar | FIXED | Roof
SRP19621 | SUNPOWER | SPR-327NE-WHT-D | 327 | 14 | 196 | 12 |  | Solar | FIXED | Roof
SRP19621 | SUNPOWER | SPR-327NE-WHT-D | 327 | 14 | 196 | 23 |  | Solar | FIXED | Roof
SRP19621 | SUNPOWER | SPR-327NE-WHT-D | 327 | 16 | 196 | 23 |  | Solar | FIXED | Roof
SRP19623 | TRINA SOLAR | TSM-250PA05.08 | 250 | 34 | 185.2 | 40 |  | Solar | FIXED | Roof
SRP19625 | SUNIVA | MVX250-60-5-701 | 250 | 22 | 177.8 | 32 |  | Solar | FIXED | Roof
SRP19626 | SUNPOWER | SPR-327NE-WHT-D | 327 | 20 | 134 | 17 |  | Solar | FIXED | Roof
SRP19627 | LG ELECTRONICS SOLAR CELL DIVISION | LG255S1C-G2 | 255 | 20 | 178 | 37 |  | Solar | FIXED | Roof
SRP19628 | LG ELECTRONICS SOLAR CELL DIVISION | LG255S1C-G3 | 255 | 33 | 176 | 20 |  | Solar | FIXED | Roof
SRP19629 | TRINA SOLAR | TSM-250PA05A.08 | 250 | 7 | 123.5 | 30 |  | Solar | FIXED | Roof
SRP19629 | TRINA SOLAR | TSM-250PD05.08 | 250 | 27 | 213.5 | 15 |  | Solar | FIXED | Roof
SRP19630 | SUNIVA | MVX250-60-5-701 | 250 | 28 | 205.1 | 30 |  | Solar | FIXED | Roof
SRP19631 | YINGLI ENERGY (CHINA) | YL245P-29B | 245 | 22 | 131 | 33 |  | Solar | FIXED | Roof
SRP19632 | TRINA SOLAR | TSM-250PA05.08 | 250 | 18 | 232.1 | 25 |  | Solar | FIXED | Roof
SRP19633 | LG ELECTRONICS SOLAR CELL DIVISION | LG255S1C-G3 | 255 | 15 | 148 | 39 |  | Solar | FIXED | Roof
SRP19633 | LG ELECTRONICS SOLAR CELL DIVISION | LG255S1C-G3 | 255 | 3 | 238 | 30 |  | Solar | FIXED | Roof
SRP19634 | SUNIVA | OPT250-60-4-1B0 | 250 | 24 | 201.5 | 25 |  | Solar | FIXED | Roof
SRP19635 | TRINA SOLAR | TSM-250PA05A | 250 | 13 | 100.4 | 23 |  | Solar | FIXED | Roof
SRP19635 | TRINA SOLAR | TSM-250PA05A.08 | 250 | 14 | 190.4 | 23 |  | Solar | FIXED | Roof
SRP19636 | TRINA SOLAR | TSM-245PA05.18 | 245 | 10 | 248 | 17 |  | Solar | FIXED | Roof
SRP19636 | TRINA SOLAR | TSM-240PA05.18 | 245 | 8 | 248 | 18 |  | Solar | FIXED | Roof
SRP19638 | TRINA SOLAR | TSM-245PA05.18 | 245 | 2 | 130 | 22 |  | Solar | FIXED | Roof
SRP19638 | TRINA SOLAR | TSM-245PA05.18 | 245 | 19 | 220 | 22 |  | Solar | FIXED | Roof
SRP19639 | SUNIVA | MVT250-60-5-100 | 250 | 35 | 212.1 | 15 |  | Solar | FIXED | Roof
SRP19641 | TRINA SOLAR | TSM-245PA05.08 | 245 | 19 | 186 | 11 |  | Solar | FIXED | Roof
SRP19641 | TRINA SOLAR | TSM-245PA05.18 | 245 | 7 | 186 | 38 |  | Solar | FIXED | Roof
SRP19643 | SOLARWORLD | SW240 POLY | 240 | 2 | 87 | 47 |  | Solar | FIXED | Roof
SRP19643 | SOLARWORLD | SW240 POLY | 240 | 6 | 174 | 30 |  | Solar | FIXED | Roof
SRP19643 | SOLARWORLD | SW240 POLY | 240 | 17 | 177 | 45 |  | Solar | FIXED | Roof
SRP19644 | TRINA SOLAR | TSM-250PA05 | 250 | 23 | 190 | 30 |  | Solar | FIXED | Roof
SRP19645 | TRINA SOLAR | TSM-240PA05.18 | 240 | 2 | 160 | 24 |  | Solar | FIXED | Roof
SRP19645 | TRINA SOLAR | TSM-240PA05.18 | 240 | 5 | 250 | 22 |  | Solar | FIXED | Roof
SRP19646 | TRINA SOLAR | TSM-245PA05 | 245 | 10 | 222 | 27 |  | Solar | FIXED | Roof
SRP19646 | TRINA SOLAR | TSM-245PA05 | 245 | 13 | 222 | 28 |  | Solar | FIXED | Roof
SRP19647 | TRINA SOLAR | TSM-250PA05 | 250 | 10 | 166 | 20 |  | Solar | FIXED | Roof
SRP19647 | TRINA SOLAR | TSM-250PA05 | 250 | 26 | 256 | 23 |  | Solar | FIXED | Roof
SRP19648 | SUNPOWER | SPR-327NE-WHT-D | 327 | 21 | 240 | 27 |  | Solar | FIXED | Roof
SRP19649 | SUNPOWER | SPR-327NE-WHT-D | 327 | 35 | 137 | 24 |  | Solar | FIXED | Roof
SRP19650 | TRINA SOLAR | TSM-245PA05.10 | 245 | 35 | 182 | 32 |  | Solar | FIXED | Roof
SRP19651 | YINGLI ENERGY (CHINA) | YL245P-29B | 245 | 18 | 197 | 26 |  | Solar | FIXED | Roof
SRP19652 | YINGLI ENERGY (CHINA) | YL245P-29B | 245 | 24 | 130 | 18 |  | Solar | FIXED | Roof
SRP19652 | YINGLI ENERGY (CHINA) | YL245P-29B | 245 | 14 | 310 | 19 |  | Solar | FIXED | Roof
SRP19654 | LG ELECTRONICS SOLAR CELL DIVISION | LG265S1C-G3 | 300 | 90 | 172 | 35 |  | Solar | FIXED | Roof
SRP19655 | SOLARWORLD | SW255 MONO | 255 | 20 | 168 | 18 |  | Solar | FIXED | Roof
SRP19656 | YINGLI ENERGY (CHINA) | YL245P-29B | 245 | 18 | 119 | 18 |  | Solar | FIXED | Roof
SRP19657 | YINGLI ENERGY (CHINA) | YL245P-29B | 245 | 28 | 184 | 21 |  | Solar | FIXED | Roof
SRP19658 | YINGLI ENERGY (CHINA) | YL245P-29B | 245 | 20 | 190 | 30 |  | Solar | FIXED | Roof
SRP19661 | TRINA SOLAR | TSM-245PA05 | 245 | 4 | 93 | 21 |  | Solar | FIXED | Roof
SRP19661 | TRINA SOLAR | TSM-245PA05 | 245 | 13 | 183 | 21 |  | Solar | FIXED | Roof
SRP19661 | TRINA SOLAR | TSM-245PA05 | 245 | 4 | 273 | 21 |  | Solar | FIXED | Roof
SRP19662 | TRINA SOLAR | TSM-245PA05 | 245 | 16 | 160 | 24 |  | Solar | FIXED | Roof
SRP19662 | TRINA SOLAR | TSM-245PA05 | 245 | 4 | 160 | 39 |  | Solar | FIXED | Roof
SRP19665 | TRINA SOLAR | TSM-255PA05A | 255 | 11 | 219 | 28 |  | Solar | FIXED | Roof
SRP19665 | TRINA SOLAR | TSM-255PA05A | 255 | 21 | 219 | 28 |  | Solar | FIXED | Roof
SRP19666 | YINGLI ENERGY (CHINA) | YL245P-29B | 245 | 38 | 117 | 23 |  | Solar | FIXED | Roof
SRP19667 | YINGLI ENERGY (CHINA) | YL245P-29B | 245 | 24 | 124 | 40 |  | Solar | FIXED | Roof
SRP19668 | YINGLI ENERGY (CHINA) | YL245P-29B | 245 | 24 | 154 | 21 |  | Solar | FIXED | Roof
SRP19669 | YINGLI ENERGY (CHINA) | YL245P-29B | 245 | 46 | 118 | 32 |  | Solar | FIXED | Roof
SRP19669 | YINGLI ENERGY (CHINA) | YL245P-29B | 245 | 27 | 298 | 32 |  | Solar | FIXED | Roof
SRP19671 | TRINA SOLAR | TSM-245PA05.18 | 245 | 22 | 245 | 25 |  | Solar | FIXED | Roof
SRP19672 | TRINA SOLAR | TSM-245PA05.18 | 245 | 20 | 160 | 31 |  | Solar | FIXED | Roof
SRP19673 | TRINA SOLAR | TSM-245PA05.10 | 245 | 5 | 84 | 34 |  | Solar | FIXED | Roof
SRP19673 | TRINA SOLAR | TSM-245PA05.10 | 245 | 16 | 174 | 45 |  | Solar | FIXED | Roof
SRP19673 | TRINA SOLAR | TSM-245PA05.10 | 245 | 16 | 264 | 34 |  | Solar | FIXED | Roof
SRP19679 | CANADIAN SOLAR | CS6P-235PX | 235 | 13 | 220 | 10 |  | Solar | FIXED | Roof
SRP19679 | CANADIAN SOLAR | CS6P-235PX | 235 | 8 | 220 | 34 |  | Solar | FIXED | Roof
SRP19680 | CANADIAN SOLAR | CS6P-235PX | 235 | 17 | 228 | 33 |  | Solar | FIXED | Roof
SRP19681 | TRINA SOLAR | TSM-245PA05.18 | 245 | 3 | 146 | 22 |  | Solar | FIXED | Roof
SRP19681 | TRINA SOLAR | TSM-245PA05.18 | 245 | 16 | 146 | 22 |  | Solar | FIXED | Roof
SRP19681 | TRINA SOLAR | TSM-245PA05.18 | 245 | 10 | 146 | 37 |  | Solar | FIXED | Roof
SRP19682 | TRINA SOLAR | TSM-245PA05.18 | 245 | 10 | 161 | 5 |  | Solar | FIXED | Roof
SRP19682 | TRINA SOLAR | TSM-245PA05.18 | 245 | 10 | 341 | 6 |  | Solar | FIXED | Roof
SRP19683 | TRINA SOLAR | TSM-245PA05.18 | 245 | 18 | 152 | 38 |  | Solar | FIXED | Roof
SRP19683 | TRINA SOLAR | TSM-245PA05.18 | 245 | 14 | 242 | 17 |  | Solar | FIXED | Roof
SRP19684 | TRINA SOLAR | TSM-245PA05.18 | 245 | 17 | 105 | 19 |  | Solar | FIXED | Roof
SRP19684 | TRINA SOLAR | TSM-245PA05.18 | 245 | 19 | 285 | 19 |  | Solar | FIXED | Roof
SRP19691 | YINGLI ENERGY (CHINA) | YL245P-29B | 245 | 20 | 122 | 28 |  | Solar | FIXED | Roof
SRP19692 | YINGLI ENERGY (CHINA) | YL245P-29B | 245 | 13 | 122 | 30 |  | Solar | FIXED | Roof
SRP19692 | YINGLI ENERGY (CHINA) | YL245P-29B | 245 | 19 | 211 | 30 |  | Solar | FIXED | Roof
SRP19693 | TRINA SOLAR | TSM-245PA05.10 | 245 | 26 | 205 | 27 |  | Solar | FIXED | Roof
SRP19694 | TRINA SOLAR | TSM-245PA05 | 245 | 3 | 140 | 32 |  | Solar | FIXED | Roof
SRP19694 | TRINA SOLAR | TSM-245PA05.10 | 245 | 10 | 230 | 5 |  | Solar | FIXED | Roof
SRP19694 | TRINA SOLAR | TSM-245PA05 | 245 | 43 | 230 | 32 |  | Solar | FIXED | Roof
SRP19695 | TRINA SOLAR | TSM-245PA05.10 | 245 | 39 | 192 | 27 |  | Solar | FIXED | Roof
SRP19696 | TRINA SOLAR | TSM-245PA05.10 | 245 | 43 | 215 | 22 |  | Solar | FIXED | Roof
SRP19697 | TRINA SOLAR | TSM-245PA05.10 | 245 | 9 | 130 | 26 |  | Solar | FIXED | Roof
SRP19697 | TRINA SOLAR | TSM-245PA05.10 | 245 | 17 | 220.2 | 26 |  | Solar | FIXED | Roof
SRP19698 | ALEO SOLAR | S18U245 ULR | 245 | 135 | 126 | 5 |  | Solar | FIXED | Roof
SRP19698 | ALEO SOLAR | S79.240 | 240 | 69 | 126 | 23 |  | Solar | FIXED | Roof
SRP19698 | ALEO SOLAR | S18U245 ULR | 245 | 84 | 306 | 5 |  | Solar | FIXED | Roof
SRP19699 | TRINA SOLAR | TSM-245PA05.10 | 245 | 6 | 124 | 24 |  | Solar | FIXED | Roof
SRP19699 | TRINA SOLAR | TSM-245PA05.10 | 245 | 23 | 124 | 40 |  | Solar | FIXED | Roof
SRP19700 | SUNPOWER | SPR-327NE-WHT-D | 327 | 21 | 170 | 21 |  | Solar | FIXED | Roof
SRP19701 | TRINA SOLAR | TSM-245PA05.10 | 245 | 13 | 182 | 18 |  | Solar | FIXED | Roof
SRP19701 | TRINA SOLAR | TSM-245PA05.10 | 245 | 33 | 182 | 36 |  | Solar | FIXED | Roof
SRP19703 | TRINA SOLAR | TSM-245PA05.05 | 245 | 26 | 107 | 35 |  | Solar | FIXED | Roof
SRP19704 | TRINA SOLAR | TSM-245PA05.10 | 245 | 36 | 237 | 33 |  | Solar | FIXED | Roof
SRP19706 | TRINA SOLAR | TSM-245PA05.10 | 245 | 24 | 114 | 31 |  | Solar | FIXED | Roof
SRP19706 | TRINA SOLAR | TSM-245PA05.10 | 245 | 14 | 204 | 31 |  | Solar | FIXED | Roof
SRP19707 | TRINA SOLAR | TSM-250PA05 | 250 | 30 | 175 | 11 |  | Solar | FIXED | Roof
SRP19708 | TRINA SOLAR | TSM-245PA05.10 | 245 | 2 | 115 | 18 |  | Solar | FIXED | Roof
SRP19708 | TRINA SOLAR | TSM-245PA05.10 | 245 | 23 | 205 | 18 |  | Solar | FIXED | Roof
SRP19708 | TRINA SOLAR | TSM-245PA05.10 | 245 | 2 | 295 | 18 |  | Solar | FIXED | Roof
SRP19709 | TRINA SOLAR | TSM-245PA05.10 | 245 | 18 | 130 | 24 |  | Solar | FIXED | Roof
SRP19710 | TRINA SOLAR | TSM-245PA05 | 245 | 26 | 246 | 27 |  | Solar | FIXED | Roof
SRP19711 | TRINA SOLAR | TSM-245PA05.10 | 245 | 36 | 206 | 20 |  | Solar | FIXED | Roof
SRP19712 | SUNPOWER | SPR-250NX-BLK-D | 250 | 4 | 176 | 37 |  | Solar | FIXED | Roof
SRP19713 | YINGLI ENERGY (CHINA) | YL245P-29B | 245 | 30 | 96 | 20 |  | Solar | FIXED | Roof
SRP19713 | YINGLI ENERGY (CHINA) | YL245P-29B | 245 | 24 | 276 | 20 |  | Solar | FIXED | Roof
SRP19714 | TRINA SOLAR | TSM-245PA05 | 245 | 8 | 250 | 7 |  | Solar | FIXED | Roof
SRP19715 | ET SOLAR INDUSTRY | ET-P660250BB | 250 | 21 | 177 | 18 |  | Solar | FIXED | Roof
SRP19716 | TRINA SOLAR | TSM-250PA05 | 250 | 26 | 185.8 | 40 |  | Solar | FIXED | Roof
SRP19717 | SUNIVA | MVT250-60-5-100 | 250 | 34 | 128.8 | 15 |  | Solar | FIXED | Roof
SRP19718 | SUZHOU SHENGLONG PV-TECH | SLSM-225P | 225 | 36 | 257 | 22 |  | Solar | FIXED | Roof
SRP19719 | SUZHOU SHENGLONG PV-TECH | SLSM-225P | 225 | 36 | 266 | 22 |  | Solar | FIXED | Roof
SRP19720 | SUZHOU SHENGLONG PV-TECH | SLSM-225P | 225 | 39 | 264 | 22 |  | Solar | FIXED | Roof
SRP19721 | SUZHOU SHENGLONG PV-TECH | SLSM-225P | 225 | 39 | 264 | 22 |  | Solar | FIXED | Roof
SRP19722 | SUZHOU SHENGLONG PV-TECH | SLSM-225P | 225 | 39 | 264 | 22 |  | Solar | FIXED | Roof
SRP19723 | SUZHOU SHENGLONG PV-TECH | SLSM-225P | 225 | 39 | 257 | 22 |  | Solar | FIXED | Roof
SRP19724 | SUZHOU SHENGLONG PV-TECH | SLSM-225P | 225 | 39 | 258 | 22 |  | Solar | FIXED | Roof
SRP19725 | TRINA SOLAR | TSM-245PA05.10 | 245 | 4 | 181 | 32 |  | Solar | FIXED | Roof
SRP19725 | TRINA SOLAR | TSM-245PA05.10 | 245 | 30 | 181 | 32 |  | Solar | FIXED | Roof
SRP19726 | LG ELECTRONICS SOLAR CELL DIVISION | LG260S1C-G3 | 260 | 31 | 190 | 29 |  | Solar | FIXED | Roof
SRP19727 | SUNPOWER | SPR-327NE-WHT-D | 327 | 28 | 174 | 30 |  | Solar | FIXED | Roof
SRP19728 | CANADIAN SOLAR | CS6P-230P | 230 | 12 | 211 | 24 |  | Solar | FIXED | Roof
SRP19729 | HYUNDAI HEAVY INDUSTRIES | HIS-M245MG | 245 | 20 | 102 | 30 |  | Solar | FIXED | Roof
SRP19730 | YINGLI ENERGY (CHINA) | YL245P-29B | 245 | 25 | 146 | 14 |  | Solar | FIXED | Roof
SRP19731 | TRINA SOLAR | TSM-245PA05.10 | 245 | 24 | 263 | 36 |  | Solar | FIXED | Roof
SRP19731 | TRINA SOLAR | TSM-245PA05.10 | 245 | 18 | 263 | 38 |  | Solar | FIXED | Roof
SRP19732 | TRINA SOLAR | TSM-245PA05.10 | 245 | 23 | 110 | 33 |  | Solar | FIXED | Roof
SRP19733 | YINGLI ENERGY (CHINA) | YL245P-29B | 245 | 6 | 163 | 45 |  | Solar | FIXED | Roof
SRP19733 | YINGLI ENERGY (CHINA) | YL245P-29B | 245 | 18 | 163 | 48 |  | Solar | FIXED | Roof
SRP19733 | YINGLI ENERGY (CHINA) | YL245P-29B | 245 | 23 | 253 | 38 |  | Solar | FIXED | Roof
SRP19735 | TRINA SOLAR | TSM-245PA05.10 | 245 | 14 | 90 | 24 |  | Solar | FIXED | Roof
SRP19735 | TRINA SOLAR | TSM-245PA05.10 | 245 | 42 | 180 | 11 |  | Solar | FIXED | Roof
SRP19735 | TRINA SOLAR | TSM-245PA05.10 | 245 | 6 | 180 | 24 |  | Solar | FIXED | Roof
SRP19735 | TRINA SOLAR | TSM-245PA05.10 | 245 | 11 | 180 | 24 |  | Solar | FIXED | Roof
SRP19736 | TRINA SOLAR | TSM-245PA05.10 | 245 | 21 | 115 | 33 |  | Solar | FIXED | Roof
SRP19736 | TRINA SOLAR | TSM-245PA05.10 | 245 | 32 | 115 | 33 |  | Solar | FIXED | Roof
SRP19737 | TRINA SOLAR | TSM-245PA05.10 | 245 | 18 | 96 | 45 |  | Solar | FIXED | Roof
SRP19737 | TRINA SOLAR | TSM-245PA05.10 | 245 | 42 | 186 | 30 |  | Solar | FIXED | Roof
SRP19737 | TRINA SOLAR | TSM-245PA05.10 | 245 | 20 | 275 | 45 |  | Solar | FIXED | Roof
SRP19738 | TRINA SOLAR | TSM-245PA05.10 | 245 | 9 | 207 | 5 |  | Solar | FIXED | Roof
SRP19738 | TRINA SOLAR | TSM-245PA05.10 | 245 | 30 | 207 | 19 |  | Solar | FIXED | Roof
SRP19739 | TRINA SOLAR | TSM-245PA05.10 | 245 | 13 | 148 | 37 |  | Solar | FIXED | Roof
SRP19740 | TRINA SOLAR | TSM-250PA05 | 250 | 60 | 180 | 25 |  | Solar | FIXED | Ground
SRP19741 | TRINA SOLAR | TSM-245PA05.10 | 245 | 30 | 183 | 18 |  | Solar | FIXED | Roof
SRP19741 | TRINA SOLAR | TSM-245PA05.10 | 245 | 10 | 183 | 22 |  | Solar | FIXED | Roof
SRP19742 | TRINA SOLAR | TSM-245PA05.10 | 245 | 23 | 199 | 18 |  | Solar | FIXED | Roof
SRP19743 | TRINA SOLAR | TSM-245PA05.10 | 245 | 12 | 162 | 17 |  | Solar | FIXED | Roof
SRP19743 | TRINA SOLAR | TSM-245PA05.10 | 245 | 12 | 162 | 17 |  | Solar | FIXED | Roof
SRP19745 | TRINA SOLAR | TSM-245PA05.10 | 245 | 54 | 200 | 22 |  | Solar | FIXED | Roof
SRP19746 | TRINA SOLAR | TSM-245PA05.10 | 245 | 27 | 198 | 27 |  | Solar | FIXED | Roof
SRP19747 | TRINA SOLAR | TSM-245PA05.10 | 245 | 13 | 132 | 25 |  | Solar | FIXED | Roof
SRP19748 | TRINA SOLAR | TSM-245PA05.08 | 245 | 28 | 188 | 28 |  | Solar | FIXED | Roof
SRP19748 | TRINA SOLAR | TSM-245PA05.10 | 245 | 17 | 188 | 28 |  | Solar | FIXED | Roof
SRP19749 | TRINA SOLAR | TSM-245PA05.10 | 245 | 9 | 174 | 15 |  | Solar | FIXED | Roof
SRP19749 | TRINA SOLAR | TSM-245PA05.10 | 245 | 10 | 174 | 15 |  | Solar | FIXED | Roof
SRP19750 | SUZHOU SHENGLONG PV-TECH | SLSM-185D | 185 | 44 | 270 | 27 |  | Solar | FIXED | Roof
SRP19751 | SUZHOU SHENGLONG PV-TECH | SLSM-185D | 185 | 44 | 264 | 27 |  | Solar | FIXED | Roof
SRP19752 | SUZHOU SHENGLONG PV-TECH | SLSM-185D | 185 | 44 | 174 | 27 |  | Solar | FIXED | Roof
SRP19753 | SUZHOU SHENGLONG PV-TECH | SLSM-185D | 185 | 44 | 174 | 27 |  | Solar | FIXED | Roof
SRP19754 | SUZHOU SHENGLONG PV-TECH | SLSM-185D | 185 | 44 | 259 | 27 |  | Solar | FIXED | Roof
SRP19755 | SUZHOU SHENGLONG PV-TECH | SLSM-225P | 225 | 61 | 252 | 27 |  | Solar | FIXED | Roof
SRP19756 | SUZHOU SHENGLONG PV-TECH | SLSM-230P | 230 | 33 | 175 | 25 |  | Solar | FIXED | Roof
SRP19756 | SUZHOU SHENGLONG PV-TECH | SLSM-230P | 230 | 36 | 175 | 25 |  | Solar | FIXED | Roof
SRP19756 | SUZHOU SHENGLONG PV-TECH | SLSM-230P | 230 | 20 | 265 | 25 |  | Solar | FIXED | Roof
SRP19756 | SUZHOU SHENGLONG PV-TECH | SLSM-230P | 230 | 36 | 265 | 25 |  | Solar | FIXED | Roof
SRP19757 | SUZHOU SHENGLONG PV-TECH | SLSM-185D | 185 | 20 | 261 | 26 |  | Solar | FIXED | Roof
SRP19757 | SUZHOU SHENGLONG PV-TECH | SLSM-185D | 185 | 44 | 261 | 26 |  | Solar | FIXED | Roof
SRP19758 | SUZHOU SHENGLONG PV-TECH | SLSM-225P | 225 | 39 | 270 | 22 |  | Solar | FIXED | Roof
SRP19759 | SUZHOU SHENGLONG PV-TECH | SLSM-225P | 225 | 39 | 251 | 22 |  | Solar | FIXED | Roof
SRP19760 | SUZHOU SHENGLONG PV-TECH | SLSM-225P | 225 | 39 | 254 | 22 |  | Solar | FIXED | Roof
SRP19761 | SUZHOU SHENGLONG PV-TECH | SLSM-185D | 185 | 44 | 253 | 27 |  | Solar | FIXED | Roof
SRP19762 | SUZHOU SHENGLONG PV-TECH | SLSM-225P | 225 | 36 | 256 | 22 |  | Solar | FIXED | Roof
SRP19763 | SUZHOU SHENGLONG PV-TECH | SLSM-225P | 225 | 20 | 262 | 22 |  | Solar | FIXED | Roof
SRP19764 | TRINA SOLAR | TSM-245PA05.10 | 245 | 65 | 180 | 24 |  | Solar | FIXED | Ground
SRP19765 | SUZHOU SHENGLONG PV-TECH | SLSM-225P | 225 | 36 | 253 | 22 |  | Solar | FIXED | Roof
SRP19766 | SUZHOU SHENGLONG PV-TECH | SLSM-225P | 225 | 12 | 180 | 22 |  | Solar | FIXED | Roof
SRP19766 | SUZHOU SHENGLONG PV-TECH | SLSM-225P | 225 | 20 | 270 | 22 |  | Solar | FIXED | Roof
SRP19767 | SUZHOU SHENGLONG PV-TECH | SLSM-225P | 225 | 36 | 257 | 22 |  | Solar | FIXED | Roof
SRP19768 | TRINA SOLAR | TSM-245PA05.10 | 245 | 21 | 207 | 19 |  | Solar | FIXED | Roof
SRP19769 | SUZHOU SHENGLONG PV-TECH | SLSM-225P | 225 | 36 | 260 | 22 |  | Solar | FIXED | Roof
SRP19770 | TRINA SOLAR | TSM-245PA05.10 | 245 | 2 | 111 | 47 |  | Solar | FIXED | Roof
SRP19770 | TRINA SOLAR | TSM-245PA05.10 | 245 | 40 | 201 | 46 |  | Solar | FIXED | Roof
SRP19771 | SUZHOU SHENGLONG PV-TECH | SLSM-225P | 225 | 39 | 254 | 27 |  | Solar | FIXED | Roof
SRP19772 | SUNIVA | MVX250-60-5-701 | 250 | 22 | 131.2 | 25 |  | Solar | FIXED | Roof
SRP19775 | SUZHOU SHENGLONG PV-TECH | SLSM-225P | 225 | 59 | 254 | 22 |  | Solar | FIXED | Roof
SRP19776 | SUZHOU SHENGLONG PV-TECH | SLSM-225P | 225 | 12 | 167 | 22 |  | Solar | FIXED | Roof
SRP19776 | SUZHOU SHENGLONG PV-TECH | SLSM-225P | 225 | 78 | 167 | 22 |  | Solar | FIXED | Roof
SRP19777 | SUZHOU SHENGLONG PV-TECH | SLSM-225P | 225 | 39 | 253 | 22 |  | Solar | FIXED | Roof
SRP19779 | SUZHOU SHENGLONG PV-TECH | SLSM-225P | 225 | 12 | 178 | 25 |  | Solar | FIXED | Roof
SRP19779 | SUZHOU SHENGLONG PV-TECH | SLSM-225P | 225 | 39 | 268 | 22 |  | Solar | FIXED | Roof
SRP19780 | SUZHOU SHENGLONG PV-TECH | SLSM-185D | 185 | 44 | 264 | 27 |  | Solar | FIXED | Roof
SRP19781 | TRINA SOLAR | TSM-245PA05.10 | 245 | 35 | 161 | 31 |  | Solar | FIXED | Roof
SRP19782 | SUNIVA | MVX250-60-5-701 | 250 | 56 | 180 | 30 |  | Solar | FIXED | Roof
SRP19786 | TRINA SOLAR | TSM-240PA05 | 240 | 7 | 207 | 26 |  | Solar | FIXED | Roof
SRP19786 | TRINA SOLAR | TSM-250PA05 | 240 | 18 | 207 | 26 |  | Solar | FIXED | Roof
SRP19787 | LG ELECTRONICS SOLAR CELL DIVISION | LG255S1C-G2 | 255 | 11 | 94 | 1 |  | Solar | FIXED | Roof
SRP19787 | LG ELECTRONICS SOLAR CELL DIVISION | LG255S1C-G2 | 255 | 11 | 94 | 28 |  | Solar | FIXED | Roof
SRP19787 | LG ELECTRONICS SOLAR CELL DIVISION | LG255S1C-G2 | 255 | 11 | 280 | 1 |  | Solar | FIXED | Roof
SRP19787 | LG ELECTRONICS SOLAR CELL DIVISION | LG255S1C-G3 | 255 | 36 | 280 | 1 |  | Solar | FIXED | Roof
SRP19787 | LG ELECTRONICS SOLAR CELL DIVISION | LG255S1C-G2 | 255 | 58 | 280 | 9 |  | Solar | FIXED | Roof
SRP19788 | TRINA SOLAR | TSM-240PA05.10 | 245 | 39 | 183 | 26 |  | Solar | FIXED | Roof
SRP19789 | TRINA SOLAR | TSM-245PA05.10 | 245 | 26 | 183 | 30 |  | Solar | FIXED | Roof
SRP19790 | SUNIVA | MVX250-60-5-701 | 250 | 18 | 204 | 30 |  | Solar | FIXED | Roof
SRP19791 | TRINA SOLAR | TSM-250PA05.08 | 250 | 19 | 240.5 | 30 |  | Solar | FIXED | Roof
SRP19793 | TRINA SOLAR | TSM-250PA05.08 | 250 | 19 | 190 | 40 |  | Solar | FIXED | Roof
SRP19794 | TRINA SOLAR | TSM-250PA05 | 250 | 34 | 184.6 | 40 |  | Solar | FIXED | Roof
SRP19796 | YINGLI ENERGY (CHINA) | YL250P-29B | 250 | 39 | 233 | 23 |  | Solar | FIXED | Roof
SRP19797 | YINGLI ENERGY (CHINA) | YL250P-29B | 250 | 22 | 239 | 10 |  | Solar | FIXED | Roof
SRP19797 | YINGLI ENERGY (CHINA) | YL250P-29B | 250 | 22 | 239 | 26 |  | Solar | FIXED | Roof
SRP19798 | YINGLI ENERGY (CHINA) | YL245P-29B | 245 | 30 | 211 | 36 |  | Solar | FIXED | Roof
SRP19799 | SUZHOU SHENGLONG PV-TECH | SLSM-220P | 185 | 64 | 267 | 26 |  | Solar | FIXED | Roof
SRP19800 | SUZHOU SHENGLONG PV-TECH | SLSM-185D | 185 | 80 | 264 | 27 |  | Solar | FIXED | Roof
SRP19801 | SUZHOU SHENGLONG PV-TECH | SLSM-185D | 185 | 80 | 264 | 27 |  | Solar | FIXED | Roof
SRP19802 | SUZHOU SHENGLONG PV-TECH | SLSM-225P | 225 | 20 | 260 | 22 |  | Solar | FIXED | Roof
SRP19803 | TRINA SOLAR | TSM-245PA05.10 | 245 | 22 | 132 | 36 |  | Solar | FIXED | Roof
SRP19804 | TRINA SOLAR | TSM-245PA05.10 | 245 | 54 | 118 | 22 |  | Solar | FIXED | Roof
SRP19805 | SUNPOWER | SPR-327NE-WHT-D | 327 | 32 | 162 | 23 |  | Solar | FIXED | Roof
SRP19805 | SUNPOWER | SPR-327NE-WHT-D | 327 | 18 | 252 | 23 |  | Solar | FIXED | Roof
SRP19806 | YINGLI ENERGY (CHINA) | YL245P-29B | 245 | 26 | 172 | 40 |  | Solar | FIXED | Roof
SRP19807 | TRINA SOLAR | TSM-245PA05.18 | 245 | 5 | 77 | 20 |  | Solar | FIXED | Roof
SRP19807 | TRINA SOLAR | TSM-245PA05.18 | 245 | 6 | 167 | 20 |  | Solar | FIXED | Roof
SRP19807 | TRINA SOLAR | TSM-245PA05.18 | 245 | 12 | 257 | 20 |  | Solar | FIXED | Roof
SRP19809 | YINGLI ENERGY (CHINA) | YL245P-29B | 245 | 26 | 175 | 25 |  | Solar | FIXED | Roof
SRP19810 | TRINA SOLAR | TSM-250PA05.08 | 250 | 31 | 175 | 25 |  | Solar | FIXED | Roof
SRP19811 | TRINA SOLAR | TSM-250PA05 | 250 | 26 | 124 | 11 |  | Solar | FIXED | Roof
SRP19812 | TRINA SOLAR | TSM-250PA05 | 250 | 3 | 172 | 17 |  | Solar | FIXED | Roof
SRP19812 | TRINA SOLAR | TSM-250PA05 | 250 | 6 | 172 | 17 |  | Solar | FIXED | Roof
SRP19812 | TRINA SOLAR | TSM-250PA05 | 250 | 13 | 262 | 17 |  | Solar | FIXED | Roof
SRP19813 | TRINA SOLAR | TSM-250PA05 | 250 | 30 | 235 | 21 |  | Solar | FIXED | Roof
SRP19814 | TRINA SOLAR | TSM-250PA05 | 250 | 33 | 245 | 34 |  | Solar | FIXED | Roof
SRP19815 | TRINA SOLAR | TSM-250PA05 | 250 | 13 | 142 | 32 |  | Solar | FIXED | Roof
SRP19815 | TRINA SOLAR | TSM-250PA05 | 250 | 8 | 232 | 32 |  | Solar | FIXED | Roof
SRP19816 | SUNPOWER | SPR-335NX-BLK-D | 335 | 15 | 124 | 24 |  | Solar | FIXED | Roof
SRP19816 | SUNPOWER | SPR-335NX-BLK-D | 335 | 5 | 214 | 24 |  | Solar | FIXED | Roof
SRP19817 | SUZHOU SHENGLONG PV-TECH | SLSM-225P | 225 | 36 | 256 | 27 |  | Solar | FIXED | Roof
SRP19818 | SUZHOU SHENGLONG PV-TECH | SLSM-225P | 225 | 39 | 252 | 27 |  | Solar | FIXED | Roof
SRP19819 | SUZHOU SHENGLONG PV-TECH | SLSM-225P | 225 | 39 | 256 | 25 |  | Solar | FIXED | Roof
SRP19820 | SUZHOU SHENGLONG PV-TECH | SLSM-230P | 225 | 39 | 265 | 27 |  | Solar | FIXED | Roof
SRP19821 | SUZHOU SHENGLONG PV-TECH | SLSM-225P | 225 | 39 | 263 | 22 |  | Solar | FIXED | Roof
SRP19822 | SUZHOU SHENGLONG PV-TECH | SLSM-225P | 225 | 36 | 266 | 22 |  | Solar | FIXED | Roof
SRP19823 | SUZHOU SHENGLONG PV-TECH | SLSM-225P | 225 | 39 | 262 | 22 |  | Solar | FIXED | Roof
SRP19824 | TRINA SOLAR | TSM-250PA05 | 250 | 31 | 235 | 23 |  | Solar | FIXED | Roof
SRP19825 | TRINA SOLAR | TSM-250PA05 | 250 | 13 | 157 | 22 |  | Solar | FIXED | Roof
SRP19825 | TRINA SOLAR | TSM-250PA05 | 250 | 22 | 157 | 40 |  | Solar | FIXED | Roof
SRP19826 | LG ELECTRONICS SOLAR CELL DIVISION | LG255S1C-G2 | 255 | 23 | 220 | 17 |  | Solar | FIXED | Roof
SRP19827 | TRINA SOLAR | TSM-250PA05 | 250 | 17 | 185 | 23 |  | Solar | FIXED | Roof
SRP19828 | TRINA SOLAR | TSM-250PA05 | 250 | 20 | 218 | 19 |  | Solar | FIXED | Roof
SRP19829 | TRINA SOLAR | TSM-240DA05 | 240 | 14 | 109 | 29 |  | Solar | FIXED | Roof
SRP19829 | TRINA SOLAR | TSM-240DA05 | 240 | 16 | 199 | 26 |  | Solar | FIXED | Roof
SRP19830 | TRINA SOLAR | TSM-240DA05 | 240 | 23 | 180 | 2 |  | Solar | FIXED | Roof
SRP19831 | TRINA SOLAR | TSM-250PA05 | 250 | 36 | 160 | 20 |  | Solar | FIXED | Roof
SRP19832 | TRINA SOLAR | TSM-245PA05.10 | 245 | 27 | 175 | 18 |  | Solar | FIXED | Roof
SRP19833 | TRINA SOLAR | TSM-250PA05 | 250 | 24 | 117 | 18 |  | Solar | FIXED | Roof
SRP19834 | TRINA SOLAR | TSM-245PA05.10 | 245 | 5 | 107 | 45 |  | Solar | FIXED | Roof
SRP19834 | TRINA SOLAR | TSM-245PA05.10 | 245 | 33 | 107 | 45 |  | Solar | FIXED | Roof
SRP19834 | TRINA SOLAR | TSM-245PA05.10 | 245 | 11 | 287 | 20 |  | Solar | FIXED | Roof
SRP19835 | TRINA SOLAR | TSM-245PA05.10 | 245 | 42 | 107 | 25 |  | Solar | FIXED | Roof
SRP19836 | TRINA SOLAR | TSM-245PA05.10 | 245 | 23 | 153 | 18 |  | Solar | FIXED | Roof
SRP19839 | TRINA SOLAR | TSM-245PA05.10 | 245 | 70 | 236 | 5 |  | Solar | FIXED | Roof
SRP19840 | SUNIVA | MVX250-60-5-701 | 250 | 23 | 244.7 | 30 |  | Solar | FIXED | Roof
SRP19842 | SUNIVA | MVX250-60-5-701 | 250 | 17 | 133.6 | 35 |  | Solar | FIXED | Roof
SRP19842 | SUNIVA | MVX250-60-5-701 | 250 | 26 | 223.6 | 35 |  | Solar | FIXED | Roof
SRP19843 | TRINA SOLAR | TSM-245PA05.10 | 245 | 22 | 161 | 13 |  | Solar | FIXED | Roof
SRP19844 | TRINA SOLAR | TSM-245PA05.10 | 245 | 30 | 122 | 26 |  | Solar | FIXED | Roof
SRP19845 | TRINA SOLAR | TSM-245PA05.10 | 245 | 5 | 102 | 24 |  | Solar | FIXED | Roof
SRP19845 | TRINA SOLAR | TSM-245PA05.10 | 245 | 12 | 192 | 5 |  | Solar | FIXED | Roof
SRP19845 | TRINA SOLAR | TSM-245PA05.10 | 245 | 16 | 192 | 13 |  | Solar | FIXED | Roof
SRP19846 | TRINA SOLAR | TSM-250PA05 | 250 | 25 | 245 | 20 |  | Solar | FIXED | Roof
SRP19847 | TRINA SOLAR | TSM-245PA05.10 | 245 | 33 | 203 | 25 |  | Solar | FIXED | Roof
SRP19848 | TRINA SOLAR | TSM-250PA05 | 250 | 28 | 266 | 22 |  | Solar | FIXED | Roof
SRP19849 | KYOCERA SOLAR | KD245GX-LFB2 | 245 | 3380 | 204 | 10 |  | Solar | FIXED | Roof
SRP19850 | TRINA SOLAR | TSM-250PA05 | 250 | 30 | 112 | 23 |  | Solar | FIXED | Roof
SRP19851 | TRINA SOLAR | TSM-245PA05.10 | 245 | 30 | 189 | 27 |  | Solar | FIXED | Roof
SRP19852 | TRINA SOLAR | TSM-245PA05 | 245 | 21 | 113 | 8 |  | Solar | FIXED | Roof
SRP19852 | TRINA SOLAR | TSM-245PA05 | 245 | 5 | 113 | 22 |  | Solar | FIXED | Roof
SRP19852 | TRINA SOLAR | TSM-245PA05 | 245 | 6 | 113 | 45 |  | Solar | FIXED | Roof
SRP19853 | SUZHOU SHENGLONG PV-TECH | SLSM-185D | 185 | 30 | 240 | 27 |  | Solar | FIXED | Roof
SRP19854 | TRINA SOLAR | TSM-245PA05.10 | 245 | 10 | 133 | 21 |  | Solar | FIXED | Roof
SRP19854 | TRINA SOLAR | TSM-245PA05.10 | 245 | 31 | 223 | 21 |  | Solar | FIXED | Roof
SRP19855 | SUZHOU SHENGLONG PV-TECH | SLSM-185D | 185 | 40 | 178 | 27 |  | Solar | FIXED | Roof
SRP19856 | TRINA SOLAR | TSM-245PA05.10 | 245 | 30 | 182 | 24 |  | Solar | FIXED | Roof
SRP19856 | TRINA SOLAR | TSM-245PA05.10 | 245 | 8 | 182 | 37 |  | Solar | FIXED | Roof
SRP19857 | TRINA SOLAR | TSM-250PA05 | 250 | 18 | 216 | 15 |  | Solar | FIXED | Roof
SRP19857 | TRINA SOLAR | TSM-250PA05 | 250 | 3 | 216 | 30 |  | Solar | FIXED | Roof
SRP19857 | TRINA SOLAR | TSM-250PA05 | 250 | 4 | 216 | 33 |  | Solar | FIXED | Roof
SRP19857 | TRINA SOLAR | TSM-250PA05 | 250 | 5 | 216 | 36 |  | Solar | FIXED | Roof
SRP19858 | SUZHOU SHENGLONG PV-TECH | SLSM-185D | 185 | 40 | 179 | 27 |  | Solar | FIXED | Roof
SRP19859 | SUZHOU SHENGLONG PV-TECH | SLSM-185D | 185 | 44 | 129 | 27 |  | Solar | FIXED | Roof
SRP19860 | SUZHOU SHENGLONG PV-TECH | SLSM-185D | 185 | 44 | 253 | 27 |  | Solar | FIXED | Roof
SRP19861 | SUZHOU SHENGLONG PV-TECH | SLSM-185D | 185 | 40 | 258 | 27 |  | Solar | FIXED | Roof
SRP19862 | SUZHOU SHENGLONG PV-TECH | SLSM-185D | 185 | 36 | 166 | 27 |  | Solar | FIXED | Roof
SRP19862 | SUZHOU SHENGLONG PV-TECH | SLSM-185D | 185 | 30 | 256 | 27 |  | Solar | FIXED | Roof
SRP19863 | SUZHOU SHENGLONG PV-TECH | SLSM-185D | 185 | 40 | 125 | 27 |  | Solar | FIXED | Roof
SRP19864 | SUZHOU SHENGLONG PV-TECH | SLSM-225P | 225 | 39 | 254 | 27 |  | Solar | FIXED | Roof
SRP19865 | SUZHOU SHENGLONG PV-TECH | SLSM-185D | 185 | 40 | 129 | 27 |  | Solar | FIXED | Roof
SRP19866 | SUZHOU SHENGLONG PV-TECH | SLSM-225P | 225 | 39 | 240 | 27 |  | Solar | FIXED | Roof
SRP19867 | SUZHOU SHENGLONG PV-TECH | SLSM-185D | 185 | 40 | 252 | 27 |  | Solar | FIXED | Roof
SRP19868 | SUZHOU SHENGLONG PV-TECH | SLSM-225P | 225 | 39 | 246 | 27 |  | Solar | FIXED | Roof
SRP19869 | SUZHOU SHENGLONG PV-TECH | SLSM-185D | 185 | 40 | 252 | 27 |  | Solar | FIXED | Roof
SRP19870 | SUZHOU SHENGLONG PV-TECH | SLSM-225P | 225 | 39 | 129 | 27 |  | Solar | FIXED | Roof
SRP19871 | SUZHOU SHENGLONG PV-TECH | SLSM-185D | 185 | 40 | 250 | 27 |  | Solar | FIXED | Roof
SRP19872 | SUZHOU SHENGLONG PV-TECH | SLSM-185D | 185 | 40 | 246 | 27 |  | Solar | FIXED | Roof
SRP19873 | SUZHOU SHENGLONG PV-TECH | SLSM-225P | 225 | 22 | 129 | 27 |  | Solar | FIXED | Roof
SRP19874 | SUZHOU SHENGLONG PV-TECH | SLSM-225P | 225 | 24 | 254 | 27 |  | Solar | FIXED | Roof
SRP19875 | SUZHOU SHENGLONG PV-TECH | SLSM-185D | 185 | 30 | 129 | 27 |  | Solar | FIXED | Roof
SRP19876 | SUZHOU SHENGLONG PV-TECH | SLSM-185D | 185 | 30 | 165 | 27 |  | Solar | FIXED | Roof
SRP19877 | SUZHOU SHENGLONG PV-TECH | SLSM-185D | 185 | 40 | 255 | 27 |  | Solar | FIXED | Roof
SRP19878 | SUZHOU SHENGLONG PV-TECH | SLSM-185D | 185 | 20 | 178 | 27 |  | Solar | FIXED | Roof
SRP19878 | SUZHOU SHENGLONG PV-TECH | SLSM-185D | 185 | 60 | 268 | 27 |  | Solar | FIXED | Roof
SRP19879 | SUZHOU SHENGLONG PV-TECH | SLSM-220P | 225 | 22 | 150 | 27 |  | Solar | FIXED | Roof
SRP19880 | SUZHOU SHENGLONG PV-TECH | SLSM-225P | 225 | 39 | 264 | 22 |  | Solar | FIXED | Roof
SRP19881 | SUZHOU SHENGLONG PV-TECH | SLSM-185D | 185 | 80 | 266 | 27 |  | Solar | FIXED | Roof
SRP19882 | SUZHOU SHENGLONG PV-TECH | SLSM-185D | 185 | 36 | 255 | 27 |  | Solar | FIXED | Roof
SRP19882 | SUZHOU SHENGLONG PV-TECH | SLSM-185D | 185 | 44 | 255 | 27 |  | Solar | FIXED | Roof
SRP19883 | SUZHOU SHENGLONG PV-TECH | SLSM-225P | 225 | 39 | 129 | 27 |  | Solar | FIXED | Roof
SRP19885 | SUZHOU SHENGLONG PV-TECH | SLSM-185D | 225 | 22 | 129 | 27 |  | Solar | FIXED | Roof
SRP19886 | SUZHOU SHENGLONG PV-TECH | SLSM-225P | 225 | 39 | 129 | 27 |  | Solar | FIXED | Roof
SRP19888 | SUZHOU SHENGLONG PV-TECH | SLSM-225P | 225 | 39 | 254 | 27 |  | Solar | FIXED | Roof
SRP19889 | CANADIAN SOLAR | CS6P-240P | 240 | 18 | 182 | 27 |  | Solar | FIXED | Roof
SRP19890 | SUZHOU SHENGLONG PV-TECH | SLSM-185D | 185 | 40 | 253 | 27 |  | Solar | FIXED | Roof
SRP19891 | SUZHOU SHENGLONG PV-TECH | SLSM-185D | 185 | 44 | 131 | 27 |  | Solar | FIXED | Roof
SRP19892 | SUZHOU SHENGLONG PV-TECH | SLSM-185D | 185 | 40 | 254 | 27 |  | Solar | FIXED | Roof
SRP19893 | YINGLI ENERGY (CHINA) | YL250P-29B | 250 | 24 | 121 | 42 |  | Solar | FIXED | Roof
SRP19893 | YINGLI ENERGY (CHINA) | YL250P-29B | 250 | 30 | 301 | 28 |  | Solar | FIXED | Roof
SRP19894 | SUZHOU SHENGLONG PV-TECH | SLSM-185D | 185 | 40 | 246 | 27 |  | Solar | FIXED | Roof
SRP19895 | SUZHOU SHENGLONG PV-TECH | SLSM-225P | 225 | 61 | 264 | 27 |  | Solar | FIXED | Roof
SRP19896 | SUZHOU SHENGLONG PV-TECH | SLSM-225P | 225 | 24 | 254 | 27 |  | Solar | FIXED | Roof
SRP19897 | SUZHOU SHENGLONG PV-TECH | SLSM-185D | 185 | 64 | 254 | 26 |  | Solar | FIXED | Roof
SRP19899 | SUZHOU SHENGLONG PV-TECH | SLSM-225P | 225 | 24 | 240 | 27 |  | Solar | FIXED | Roof
SRP19900 | SUZHOU SHENGLONG PV-TECH | SLSM-225P | 225 | 48 | 267 | 26 |  | Solar | FIXED | Roof
SRP19901 | SUZHOU SHENGLONG PV-TECH | SLSM-225P | 225 | 24 | 246 | 27 |  | Solar | FIXED | Roof
SRP19902 | SUZHOU SHENGLONG PV-TECH | SLSM-185D | 185 | 44 | 241 | 27 |  | Solar | FIXED | Roof
SRP19903 | SUZHOU SHENGLONG PV-TECH | SLSM-225P | 225 | 22 | 129 | 27 |  | Solar | FIXED | Roof
SRP19904 | SUZHOU SHENGLONG PV-TECH | SLSM-185D | 225 | 24 | 240 | 27 |  | Solar | FIXED | Roof
SRP19905 | SUZHOU SHENGLONG PV-TECH | SLSM-185D | 185 | 44 | 131 | 27 |  | Solar | FIXED | Roof
SRP19906 | SUZHOU SHENGLONG PV-TECH | SLSM-185D | 185 | 44 | 238 | 27 |  | Solar | FIXED | Roof
SRP19907 | SUZHOU SHENGLONG PV-TECH | SLSM-185D | 185 | 44 | 243 | 26 |  | Solar | FIXED | Roof
SRP19909 | SUZHOU SHENGLONG PV-TECH | SLSM-225P | 225 | 39 | 240 | 27 |  | Solar | FIXED | Roof
SRP19910 | TRINA SOLAR | TSM-245PA05.10 | 245 | 19 | 117 | 25 |  | Solar | FIXED | Roof
SRP19910 | TRINA SOLAR | TSM-245PA05.10 | 245 | 3 | 207 | 25 |  | Solar | FIXED | Roof
SRP19911 | SUZHOU SHENGLONG PV-TECH | SLSM-185D | 185 | 44 | 244 | 27 |  | Solar | FIXED | Roof
SRP19912 | SUZHOU SHENGLONG PV-TECH | SLSM-185D | 185 | 44 | 266 | 27 |  | Solar | FIXED | Roof
SRP19913 | LG ELECTRONICS SOLAR CELL DIVISION | LG255S1C-G2 | 255 | 12 | 194 | 33 |  | Solar | FIXED | Roof
SRP19914 | SOLARWORLD | SW255 MONO | 255 | 24 | 240 | 20 |  | Solar | FIXED | Roof
SRP19915 | YINGLI ENERGY (CHINA) | YL245P-29B | 245 | 22 | 127 | 27 |  | Solar | FIXED | Roof
SRP19915 | YINGLI ENERGY (CHINA) | YL245P-29B | 245 | 13 | 214 | 27 |  | Solar | FIXED | Roof
SRP19916 | SOLARWORLD | SW250 MONO | 250 | 20 | 190 | 21 |  | Solar | FIXED | Roof
SRP19917 | TRINA SOLAR | TSM-245PA05 | 245 | 7 | 154 | 39 |  | Solar | FIXED | Roof
SRP19917 | TRINA SOLAR | TSM-245PA05.10 | 245 | 43 | 244 | 32 |  | Solar | FIXED | Roof
SRP19919 | SUZHOU SHENGLONG PV-TECH | SLSM-185D | 185 | 44 | 129 | 27 |  | Solar | FIXED | Roof
SRP19920 | SUZHOU SHENGLONG PV-TECH | SLSM-185D | 185 | 80 | 254 | 26 |  | Solar | FIXED | Roof
SRP19921 | SUZHOU SHENGLONG PV-TECH | SLSM-185D | 185 | 44 | 129 | 27 |  | Solar | FIXED | Roof
SRP19922 | SUZHOU SHENGLONG PV-TECH | SLSM-185D | 185 | 44 | 126 | 27 |  | Solar | FIXED | Roof
SRP19923 | SUZHOU SHENGLONG PV-TECH | SLSM-225P | 225 | 36 | 115 | 25 |  | Solar | FIXED | Roof
SRP19924 | SUZHOU SHENGLONG PV-TECH | SLSM-230P | 225 | 48 | 114 | 27 |  | Solar | FIXED | Roof
SRP19925 | SOLARWORLD | SW255 MONO | 255 | 9 | 133 | 27 |  | Solar | FIXED | Roof
SRP19925 | SOLARWORLD | SW255 MONO | 255 | 9 | 223 | 27 |  | Solar | FIXED | Roof
SRP19926 | SUZHOU SHENGLONG PV-TECH | SLSM-185D | 185 | 44 | 266 | 27 |  | Solar | FIXED | Roof
SRP19928 | CANADIAN SOLAR | CS6P-235PX | 235 | 20 | 112 | 26 |  | Solar | FIXED | Roof
SRP19928 | CANADIAN SOLAR | CS6P-235PX | 235 | 14 | 207 | 26 |  | Solar | FIXED | Roof
SRP19929 | TRINA SOLAR | TSM-245PA05.18 | 245 | 43 | 192 | 20 |  | Solar | FIXED | Roof
SRP19930 | SOLARWORLD | SW255 MONO | 255 | 16 | 178 | 9 |  | Solar | FIXED | Roof
SRP19931 | TRINA SOLAR | TSM-245PA05.18 | 245 | 6 | 113 | 14 |  | Solar | FIXED | Roof
SRP19931 | TRINA SOLAR | TSM-245PA05.18 | 245 | 5 | 113 | 18 |  | Solar | FIXED | Roof
SRP19932 | TRINA SOLAR | TSM-245PA05.10 | 245 | 10 | 90 | 20 |  | Solar | FIXED | Roof
SRP19932 | TRINA SOLAR | TSM-250PA05A.10 | 245 | 9 | 270 | 20 |  | Solar | FIXED | Roof
SRP19933 | TRINA SOLAR | TSM-245PA05.10 | 245 | 26 | 230 | 21 |  | Solar | FIXED | Roof
SRP19934 | YINGLI ENERGY (CHINA) | YL250P-29B | 250 | 12 | 85 | 37 |  | Solar | FIXED | Roof
SRP19934 | YINGLI ENERGY (CHINA) | YL250P-29B | 250 | 30 | 265 | 37 |  | Solar | FIXED | Roof
SRP19936 | TRINA SOLAR | TSM-240PA05.18 | 240 | 19 | 128 | 26 |  | Solar | FIXED | Roof
SRP19937 | CANADIAN SOLAR | CS6P-250P | 250 | 17 | 150 | 24 |  | Solar | FIXED | Roof
SRP19937 | CANADIAN SOLAR | CS6P-250P | 250 | 10 | 240 | 34 |  | Solar | FIXED | Roof
SRP19938 | TRINA SOLAR | TSM-250PA05.08 | 250 | 9 | 115 | 35 |  | Solar | FIXED | Roof
SRP19938 | TRINA SOLAR | TSM-250PA05.08 | 250 | 17 | 205.7 | 25 |  | Solar | FIXED | Roof
SRP19939 | TRINA SOLAR | TSM-245PA05.10 | 245 | 20 | 148 | 30 |  | Solar | FIXED | Roof
SRP19940 | TRINA SOLAR | TSM-245PA05.10 | 245 | 5 | 105 | 33 |  | Solar | FIXED | Roof
SRP19940 | TRINA SOLAR | TSM-245PA05.10 | 245 | 8 | 195 | 23 |  | Solar | FIXED | Roof
SRP19940 | TRINA SOLAR | TSM-245PA05.10 | 245 | 31 | 195 | 33 |  | Solar | FIXED | Roof
SRP19941 | TRINA SOLAR | TSM-245PA05.10 | 245 | 33 | 163 | 22 |  | Solar | FIXED | Roof
SRP19941 | TRINA SOLAR | TSM-245PA05.10 | 245 | 12 | 253 | 21 |  | Solar | FIXED | Roof
SRP19942 | SUZHOU SHENGLONG PV-TECH | SLSM-185D | 185 | 16 | 238 | 27 |  | Solar | FIXED | Roof
SRP19943 | TRINA SOLAR | TSM-245PA05.10 | 245 | 30 | 92 | 23 |  | Solar | FIXED | Roof
SRP19944 | SUZHOU SHENGLONG PV-TECH | SLSM-185D | 185 | 84 | 245 | 27 |  | Solar | FIXED | Roof
SRP19945 | SUZHOU SHENGLONG PV-TECH | SLSM-185D | 185 | 40 | 255 | 27 |  | Solar | FIXED | Roof
SRP19946 | SUZHOU SHENGLONG PV-TECH | SLSM-185D | 185 | 44 | 164 | 27 |  | Solar | FIXED | Roof
SRP19947 | SUZHOU SHENGLONG PV-TECH | SLSM-225P | 225 | 36 | 235 | 26 |  | Solar | FIXED | Roof
SRP19948 | SUZHOU SHENGLONG PV-TECH | SLSM-225P | 225 | 33 | 238 | 27 |  | Solar | FIXED | Roof
SRP19949 | SUZHOU SHENGLONG PV-TECH | SLSM-230P | 230 | 59 | 241 | 27 |  | Solar | FIXED | Roof
SRP19950 | SUZHOU SHENGLONG PV-TECH | SLSM-230P | 230 | 24 | 255 | 27 |  | Solar | FIXED | Roof
SRP19951 | SUZHOU SHENGLONG PV-TECH | SLSM-230P | 230 | 48 | 151 | 27 |  | Solar | FIXED | Roof
SRP19952 | SUZHOU SHENGLONG PV-TECH | SLSM-185D | 185 | 308 | 150 | 20 |  | Solar | FIXED | Roof
SRP19953 | SUZHOU SHENGLONG PV-TECH | SLSM-185D | 185 | 44 | 126 | 27 |  | Solar | FIXED | Roof
SRP19954 | SUZHOU SHENGLONG PV-TECH | SLSM-185D | 185 | 44 | 253 | 27 |  | Solar | FIXED | Roof
SRP19955 | SUZHOU SHENGLONG PV-TECH | SLSM-185D | 185 | 44 | 252 | 27 |  | Solar | FIXED | Roof
SRP19956 | SUZHOU SHENGLONG PV-TECH | SLSM-185D | 185 | 44 | 126 | 27 |  | Solar | FIXED | Roof
SRP19957 | SUZHOU SHENGLONG PV-TECH | SLSM-185D | 185 | 44 | 247 | 27 |  | Solar | FIXED | Roof
SRP19958 | SUZHOU SHENGLONG PV-TECH | SLSM-185D | 185 | 44 | 255 | 27 |  | Solar | FIXED | Roof
SRP19959 | SUZHOU SHENGLONG PV-TECH | SLSM-185D | 185 | 44 | 253 | 27 |  | Solar | FIXED | Roof
SRP19960 | SUZHOU SHENGLONG PV-TECH | SLSM-225P | 225 | 36 | 110 | 25 |  | Solar | FIXED | Roof
SRP19961 | SUZHOU SHENGLONG PV-TECH | SLSM-185D | 185 | 44 | 120 | 27 |  | Solar | FIXED | Roof
SRP19962 | SUZHOU SHENGLONG PV-TECH | SLSM-225P | 225 | 36 | 117 | 25 |  | Solar | FIXED | Roof
SRP19963 | SUZHOU SHENGLONG PV-TECH | SLSM-225P | 225 | 36 | 117 | 25 |  | Solar | FIXED | Roof
SRP19964 | SUZHOU SHENGLONG PV-TECH | SLSM-185D | 185 | 44 | 116 | 27 |  | Solar | FIXED | Roof
SRP19965 | SUZHOU SHENGLONG PV-TECH | SLSM-185D | 185 | 30 | 116 | 27 |  | Solar | FIXED | Roof
SRP19966 | SUZHOU SHENGLONG PV-TECH | SLSM-225P | 225 | 24 | 120 | 27 |  | Solar | FIXED | Roof
SRP19967 | SUZHOU SHENGLONG PV-TECH | SLSM-225P | 225 | 22 | 212 | 27 |  | Solar | FIXED | Roof
SRP19968 | SUZHOU SHENGLONG PV-TECH | SLSM-185D | 185 | 30 | 114 | 27 |  | Solar | FIXED | Roof
SRP19969 | SUZHOU SHENGLONG PV-TECH | SLSM-185D | 185 | 30 | 160 | 27 |  | Solar | FIXED | Roof
SRP19970 | SUZHOU SHENGLONG PV-TECH | SLSM-185D | 185 | 30 | 190 | 27 |  | Solar | FIXED | Roof
SRP19971 | SUZHOU SHENGLONG PV-TECH | SLSM-185D | 185 | 30 | 191 | 27 |  | Solar | FIXED | Roof
SRP19972 | SUZHOU SHENGLONG PV-TECH | SLSM-185D | 185 | 30 | 182 | 27 |  | Solar | FIXED | Roof
SRP19973 | SUZHOU SHENGLONG PV-TECH | SLSM-225P | 225 | 36 | 117 | 25 |  | Solar | FIXED | Roof
SRP19974 | SUZHOU SHENGLONG PV-TECH | SLSM-220P | 185 | 30 | 197 | 27 |  | Solar | FIXED | Roof
SRP19975 | SUZHOU SHENGLONG PV-TECH | SLSM-185D | 185 | 64 | 258 | 27 |  | Solar | FIXED | Roof
SRP19976 | SUZHOU SHENGLONG PV-TECH | SLSM-185D | 185 | 20 | 258 | 27 |  | Solar | FIXED | Roof
SRP19976 | SUZHOU SHENGLONG PV-TECH | SLSM-185D | 185 | 44 | 258 | 27 |  | Solar | FIXED | Roof
SRP19977 | TRINA SOLAR | TSM-245PA05.10 | 245 | 10 | 115 | 25 |  | Solar | FIXED | Roof
SRP19977 | TRINA SOLAR | TSM-245PA05.10 | 245 | 25 | 205 | 25 |  | Solar | FIXED | Roof
SRP19978 | TRINA SOLAR | TSM-245PA05.10 | 245 | 16 | 141 | 27 |  | Solar | FIXED | Roof
SRP19978 | TRINA SOLAR | TSM-245PA05.10 | 245 | 19 | 231 | 21 |  | Solar | FIXED | Roof
SRP19979 | SUZHOU SHENGLONG PV-TECH | SLSM-225P | 225 | 48 | 178 | 27 |  | Solar | FIXED | Roof
SRP19980 | TRINA SOLAR | TSM-245PA05.10 | 245 | 12 | 211 | 17 |  | Solar | FIXED | Roof
SRP19980 | TRINA SOLAR | TSM-245PA05.10 | 245 | 28 | 211 | 21 |  | Solar | FIXED | Roof
SRP19981 | TRINA SOLAR | TSM-245PA05.10 | 245 | 27 | 166 | 40 |  | Solar | FIXED | Roof
SRP19981 | TRINA SOLAR | TSM-245PA05.10 | 245 | 13 | 256 | 40 |  | Solar | FIXED | Roof
SRP19982 | SUNPOWER | SPR-335NX-BLK-D | 335 | 24 | 250 | 18 |  | Solar | FIXED | Roof
SRP19982 | SUNPOWER | SPR-335NX-BLK-D | 335 | 18 | 250 | 35 |  | Solar | FIXED | Roof
SRP19983 | SUNTECH POWER | STP190S-24/ADB+ | 190 | 16 | 240 | 25 |  | Solar | FIXED | Roof
SRP19984 | YINGLI ENERGY (CHINA) | YL235P-29B | 235 | 22 | 185 | 20 |  | Solar | FIXED | Roof
SRP19984 | YINGLI ENERGY (CHINA) | YL235P-29B | 235 | 22 | 275 | 20 |  | Solar | FIXED | Roof
SRP19985 | YINGLI ENERGY (CHINA) | YL235P-29B | 235 | 36 | 218 | 25 |  | Solar | FIXED | Roof
SRP19986 | SUZHOU SHENGLONG PV-TECH | SLSM-225P | 185 | 44 | 226 | 27 |  | Solar | FIXED | Roof
SRP19987 | SUZHOU SHENGLONG PV-TECH | SLSM-185D | 185 | 44 | 238 | 27 |  | Solar | FIXED | Roof
SRP19988 | SUZHOU SHENGLONG PV-TECH | SLSM-185D | 185 | 44 | 254 | 27 |  | Solar | FIXED | Roof
SRP19989 | SUZHOU SHENGLONG PV-TECH | SLSM-185D | 185 | 64 | 261 | 27 |  | Solar | FIXED | Roof
SRP19990 | SUZHOU SHENGLONG PV-TECH | SLSM-185D | 185 | 44 | 256 | 27 |  | Solar | FIXED | Roof
SRP19991 | SUZHOU SHENGLONG PV-TECH | SLSM-225P | 225 | 36 | 123 | 25 |  | Solar | FIXED | Roof
SRP19992 | SUZHOU SHENGLONG PV-TECH | SLSM-185D | 185 | 30 | 116 | 27 |  | Solar | FIXED | Roof
SRP19993 | SUZHOU SHENGLONG PV-TECH | SLSM-185D | 185 | 64 | 249 | 27 |  | Solar | FIXED | Roof
SRP19994 | SUZHOU SHENGLONG PV-TECH | SLSM-185D | 185 | 64 | 246 | 27 |  | Solar | FIXED | Roof
SRP19995 | SUZHOU SHENGLONG PV-TECH | SLSM-185D | 185 | 64 | 255 | 27 |  | Solar | FIXED | Roof
SRP19996 | SUZHOU SHENGLONG PV-TECH | SLSM-185D | 185 | 64 | 126 | 27 |  | Solar | FIXED | Roof
SRP19997 | SUZHOU SHENGLONG PV-TECH | SLSM-185D | 230 | 52 | 126 | 25 |  | Solar | FIXED | Roof
SRP19998 | SUZHOU SHENGLONG PV-TECH | SLSM-185D | 185 | 36 | 252 | 27 |  | Solar | FIXED | Roof
SRP19998 | SUZHOU SHENGLONG PV-TECH | SLSM-185D | 185 | 44 | 252 | 27 |  | Solar | FIXED | Roof
SRP20000 | SUZHOU SHENGLONG PV-TECH | SLSM-185D | 185 | 40 | 157 | 27 |  | Solar | FIXED | Roof
SRP20001 | SUZHOU SHENGLONG PV-TECH | SLSM-185D | 185 | 30 | 197 | 27 |  | Solar | FIXED | Roof
SRP20002 | SUZHOU SHENGLONG PV-TECH | SLSM-225P | 225 | 24 | 195 | 27 |  | Solar | FIXED | Roof
SRP20003 | SUZHOU SHENGLONG PV-TECH | SLSM-225P | 225 | 39 | 120 | 27 |  | Solar | FIXED | Roof
SRP20004 | SUZHOU SHENGLONG PV-TECH | SLSM-225P | 225 | 39 | 212 | 27 |  | Solar | FIXED | Roof
SRP20005 | SUZHOU SHENGLONG PV-TECH | SLSM-225P | 225 | 39 | 195 | 27 |  | Solar | FIXED | Roof
SRP20006 | SUZHOU SHENGLONG PV-TECH | SLSM-225P | 225 | 33 | 208 | 27 |  | Solar | FIXED | Roof
SRP20008 | SUZHOU SHENGLONG PV-TECH | SLSM-225P | 225 | 26 | 246 | 26 |  | Solar | FIXED | Roof
SRP20008 | SUZHOU SHENGLONG PV-TECH | SLSM-225P | 225 | 36 | 246 | 26 |  | Solar | FIXED | Roof
SRP20009 | SUZHOU SHENGLONG PV-TECH | SLSM-225P | 225 | 62 | 160 | 26 |  | Solar | FIXED | Roof
SRP20010 | SUZHOU SHENGLONG PV-TECH | SLSM-225P | 225 | 36 | 247 | 25 |  | Solar | FIXED | Roof
SRP20011 | SUZHOU SHENGLONG PV-TECH | SLSM-185D | 185 | 44 | 238 | 27 |  | Solar | FIXED | Roof
SRP20012 | SUZHOU SHENGLONG PV-TECH | SLSM-185D | 225 | 36 | 241 | 25 |  | Solar | FIXED | Roof
SRP20013 | SUZHOU SHENGLONG PV-TECH | SLSM-185D | 185 | 44 | 122 | 27 |  | Solar | FIXED | Roof
SRP20014 | SUZHOU SHENGLONG PV-TECH | SLSM-225P | 225 | 36 | 205 | 25 |  | Solar | FIXED | Roof
SRP20015 | SUZHOU SHENGLONG PV-TECH | SLSM-225P | 225 | 36 | 203 | 25 |  | Solar | FIXED | Roof
SRP20016 | SUZHOU SHENGLONG PV-TECH | SLSM-225P | 225 | 36 | 197 | 25 |  | Solar | FIXED | Roof
SRP20017 | SUZHOU SHENGLONG PV-TECH | SLSM-185D | 185 | 44 | 197 | 27 |  | Solar | FIXED | Roof
SRP20018 | SUZHOU SHENGLONG PV-TECH | SLSM-185D | 185 | 44 | 182 | 27 |  | Solar | FIXED | Roof
SRP20020 | SUZHOU SHENGLONG PV-TECH | SLSM-225P | 225 | 36 | 151 | 25 |  | Solar | FIXED | Roof
SRP20021 | SUZHOU SHENGLONG PV-TECH | SLSM-225P | 225 | 36 | 237 | 25 |  | Solar | FIXED | Roof
SRP20023 | SUZHOU SHENGLONG PV-TECH | SLSM-225P | 225 | 39 | 201 | 27 |  | Solar | FIXED | Roof
SRP20024 | SUZHOU SHENGLONG PV-TECH | SLSM-225P | 225 | 24 | 201 | 27 |  | Solar | FIXED | Roof
SRP20025 | TRINA SOLAR | TSM-245PA05.18 | 245 | 12 | 211 | 18 |  | Solar | FIXED | Roof
SRP20026 | TRINA SOLAR | TSM-245PA05.18 | 245 | 11 | 106 | 24 |  | Solar | FIXED | Roof
SRP20026 | TRINA SOLAR | TSM-245PA05.18 | 245 | 6 | 196 | 24 |  | Solar | FIXED | Roof
SRP20028 | TRINA SOLAR | TSM-245PA05.10 | 245 | 24 | 193 | 12 |  | Solar | FIXED | Roof
SRP20028 | TRINA SOLAR | TSM-245PA05.10 | 245 | 17 | 193 | 26 |  | Solar | FIXED | Roof
SRP20029 | TRINA SOLAR | TSM-245PA05.10 | 245 | 36 | 166.9 | 30 |  | Solar | FIXED | Roof
SRP20030 | YINGLI ENERGY (CHINA) | YL250P-29B | 250 | 14 | 205 | 24 |  | Solar | FIXED | Roof
SRP20030 | YINGLI ENERGY (CHINA) | YL250P-29B | 250 | 19 | 205 | 40 |  | Solar | FIXED | Roof
SRP20031 | SUNIVA | MVX250-60-5-701 | 250 | 16 | 104 | 40 |  | Solar | FIXED | Roof
SRP20031 | SUNIVA | MVX250-60-5-701 | 250 | 10 | 194 | 25 |  | Solar | FIXED | Roof
SRP20031 | SUNIVA | MVX250-60-5-701 | 250 | 7 | 194 | 30 |  | Solar | FIXED | Roof
SRP20032 | SUNIVA | OPT260-60-4-1B0 | 260 | 12 | 183 | 22 |  | Solar | FIXED | Roof
SRP20032 | SUNIVA | OPT260-60-4-1B0 | 260 | 25 | 183 | 22 |  | Solar | FIXED | Roof
SRP20033 | SUNIVA | MVX250-60-5-701 | 250 | 24 | 161.6 | 20 |  | Solar | FIXED | Roof
SRP20033 | SUNIVA | MVX250-60-5-701 | 250 | 6 | 161.6 | 28 |  | Solar | FIXED | Roof
SRP20034 | SOLARWORLD | SW265 MONO | 265 | 12 | 21 | 8 |  | Solar | FIXED | Roof
SRP20034 | SOLARWORLD | SW265 MONO | 265 | 14 | 201 | 34 |  | Solar | FIXED | Roof
SRP20036 | TRINA SOLAR | TSM-250PA05 | 250 | 35 | 115 | 27 |  | Solar | FIXED | Roof
SRP20037 | YINGLI ENERGY (CHINA) | YL245P-29B | 245 | 50 | 119 | 37 |  | Solar | FIXED | Roof
SRP20038 | TRINA SOLAR | TSM-290PA14.10 | 290 | 662 | 148 | 5 |  | Solar | FIXED | Roof
SRP20038 | TRINA SOLAR | TSM-290PA14 | 290 | 636 | 170 | 5 |  | Solar | FIXED | Roof
SRP20039 | SUNIVA | MVT250-60-5-100 | 250 | 8 | 71.8 | 23 |  | Solar | FIXED | Roof
SRP20039 | SUNIVA | MVX250-60-5-701 | 250 | 22 | 161.8 | 23 |  | Solar | FIXED | Roof
SRP20039 | SUNIVA | MVX250-60-5-701 | 250 | 30 | 251.8 | 23 |  | Solar | FIXED | Roof
SRP20040 | SUNIVA | MVX250-60-5-701 | 250 | 33 | 180 | 37 |  | Solar | FIXED | Roof
SRP20041 | TRINA SOLAR | TSM-250PA05.08 | 250 | 24 | 190.3 | 40 |  | Solar | FIXED | Roof
SRP20042 | SUZHOU SHENGLONG PV-TECH | SLSM-185D | 185 | 30 | 151 | 27 |  | Solar | FIXED | Roof
SRP20044 | TRINA SOLAR | TSM-250PA05.08 | 250 | 9 | 128 | 15 |  | Solar | FIXED | Roof
SRP20044 | TRINA SOLAR | TSM-250PA05A.10 | 250 | 10 | 128 | 15 |  | Solar | FIXED | Roof
SRP20044 | TRINA SOLAR | TSM-250PA05.08 | 250 | 31 | 128 | 25 |  | Solar | FIXED | Roof
SRP20045 | SUZHOU SHENGLONG PV-TECH | SLSM-185D | 185 | 44 | 250 | 27 |  | Solar | FIXED | Roof
SRP20046 | SUZHOU SHENGLONG PV-TECH | SLSM-185D | 185 | 44 | 250 | 27 |  | Solar | FIXED | Roof
SRP20047 | SUZHOU SHENGLONG PV-TECH | SLSM-185D | 185 | 44 | 165 | 27 |  | Solar | FIXED | Roof
SRP20048 | KYOCERA SOLAR | KD210GX-LFBS | 210 | 39 | 150 | 30 |  | Solar | FIXED | Roof
SRP20049 | SUZHOU SHENGLONG PV-TECH | SLSM-185D | 185 | 44 | 160 | 27 |  | Solar | FIXED | Roof
SRP20050 | TRINA SOLAR | TSM-245PA05.18 | 245 | 23 | 261 | 25 |  | Solar | FIXED | Roof
SRP20051 | TRINA SOLAR | TSM-245PA05.18 | 245 | 16 | 230 | 42 |  | Solar | FIXED | Roof
SRP20052 | SUZHOU SHENGLONG PV-TECH | SLSM-230P | 230 | 36 | 125 | 25 |  | Solar | FIXED | Roof
SRP20053 | SUNPOWER | SPR-327NE-WHT-D | 327 | 22 | 194 | 27 |  | Solar | FIXED | Roof
SRP20054 | TRINA SOLAR | TSM-245PA05.18 | 245 | 21 | 128 | 15 |  | Solar | FIXED | Roof
SRP20054 | TRINA SOLAR | TSM-245PA05.18 | 245 | 14 | 313 | 15 |  | Solar | FIXED | Roof
SRP20058 | YINGLI ENERGY (CHINA) | YL280P-35B | 280 | 1100 | 180 | 25 |  | Solar | FIXED | Ground
SRP20059 | YINGLI ENERGY (CHINA) | YL250P-29B | 250 | 18 | 130 | 42 |  | Solar | FIXED | Roof
SRP20059 | YINGLI ENERGY (CHINA) | YL250P-29B | 250 | 4 | 310 | 18 |  | Solar | FIXED | Roof
SRP20060 | TRINA SOLAR | TSM-250PA05.08 | 250 | 24 | 180 | 30 |  | Solar | FIXED | Roof
SRP20061 | TRINA SOLAR | TSM-245PA05.18 | 245 | 28 | 118 | 19 |  | Solar | FIXED | Roof
SRP20061 | TRINA SOLAR | TSM-245PA05.18 | 245 | 18 | 118 | 20 |  | Solar | FIXED | Roof
SRP20061 | TRINA SOLAR | TSM-245PD05.18 | 245 | 13 | 208 | 21 |  | Solar | FIXED | Roof
SRP20062 | YINGLI ENERGY (CHINA) | YL245P-29B | 245 | 30 | 116 | 23 |  | Solar | FIXED | Roof
SRP20063 | SUNPOWER | SPR-327NE-WHT-D | 327 | 36 | 180 | 20 |  | Solar | FIXED | Roof
SRP20064 | MOTECH AMERICAS | IM60B3-245-XXXXXX | 245 | 20 | 228 | 24 |  | Solar | FIXED | Roof
SRP20065 | SUNIVA | OPT260-60-4-1B0 | 260 | 33 | 180 | 29 |  | Solar | FIXED | Roof
SRP20066 | SUNIVA | MVX250-60-5-701 | 250 | 3 | 155 | 12 |  | Solar | FIXED | Roof
SRP20066 | SUNIVA | MVX250-60-5-701 | 250 | 14 | 155 | 25 |  | Solar | FIXED | Roof
SRP20066 | SUNIVA | MVX250-60-5-701 | 250 | 10 | 245 | 20 |  | Solar | FIXED | Roof
SRP20067 | YINGLI ENERGY (CHINA) | YL250P-29B | 250 | 33 | 129 | 30 |  | Solar | FIXED | Roof
SRP20068 | CANADIAN SOLAR | CS6P-250P | 250 | 13 | 120 | 15 |  | Solar | FIXED | Roof
SRP20068 | CANADIAN SOLAR | CS6P-250P | 250 | 28 | 120 | 20 |  | Solar | FIXED | Roof
SRP20069 | TRINA SOLAR | TSM-245PA05.08 | 245 | 28 | 185 | 32 |  | Solar | FIXED | Roof
SRP20070 | TRINA SOLAR | TSM-240PA05 | 240 | 26 | 219 | 19 |  | Solar | FIXED | Roof
SRP20071 | TRINA SOLAR | TSM-250PA05 | 250 | 22 | 145 | 13 |  | Solar | FIXED | Roof
SRP20075 | SUNIVA | MVX250-60-5-701 | 250 | 21 | 215 | 10 |  | Solar | FIXED | Roof
SRP20076 | SUNIVA | MVX250-60-5-701 | 250 | 9 | 60.2 | 8 |  | Solar | FIXED | Roof
SRP20076 | SUNIVA | MVX250-60-5-701 | 250 | 10 | 240.2 | 30 |  | Solar | FIXED | Roof
SRP20077 | SUNPOWER | SPR-327NE-WHT-D | 327 | 21 | 250 | 33 |  | Solar | FIXED | Roof
SRP20078 | TRINA SOLAR | TSM-245PA05.10 | 245 | 6 | 225 | 26 |  | Solar | FIXED | Roof
SRP20078 | TRINA SOLAR | TSM-245PA05.10 | 245 | 27 | 226 | 26 |  | Solar | FIXED | Roof
SRP20079 | TRINA SOLAR | TSM-245PA05.10 | 245 | 86 | 180 | 25 |  | Solar | FIXED | Roof
SRP20080 | LG ELECTRONICS SOLAR CELL DIVISION | LG260S1C-G3 | 260 | 18 | 150 | 34 |  | Solar | FIXED | Roof
SRP20081 | LG ELECTRONICS SOLAR CELL DIVISION | LG260S1C-G3 | 260 | 16 | 127 | 32 |  | Solar | FIXED | Roof
SRP20082 | TRINA SOLAR | TSM-245PA05.18 | 245 | 2 | 125 | 16 |  | Solar | FIXED | Roof
SRP20082 | TRINA SOLAR | TSM-245PA05.18 | 245 | 15 | 125 | 40 |  | Solar | FIXED | Roof
SRP20082 | TRINA SOLAR | TSM-245PA05.18 | 245 | 5 | 215 | 33 |  | Solar | FIXED | Roof
SRP20083 | TRINA SOLAR | TSM-245PA05.10 | 245 | 24 | 171 | 25 |  | Solar | FIXED | Roof
SRP20084 | TRINA SOLAR | TSM-245PA05.10 | 245 | 32 | 188 | 25 |  | Solar | FIXED | Roof
SRP20085 | TRINA SOLAR | TSM-245PA05.10 | 245 | 24 | 125 | 19 |  | Solar | FIXED | Roof
SRP20085 | TRINA SOLAR | TSM-245PA05.10 | 245 | 12 | 215 | 26 |  | Solar | FIXED | Roof
SRP20089 | TRINA SOLAR | TSM-245PA05.18 | 245 | 7 | 180 | 20 |  | Solar | FIXED | Roof
SRP20089 | TRINA SOLAR | TSM-245PA05.18 | 245 | 24 | 270 | 20 |  | Solar | FIXED | Roof
SRP20090 | TRINA SOLAR | TSM-245PA05 | 245 | 25 | 160 | 22 |  | Solar | FIXED | Roof
SRP20092 | TRINA SOLAR | TSM-235PA05 | 235 | 8 | 133 | 19 |  | Solar | FIXED | Roof
SRP20092 | TRINA SOLAR | TSM-235PA05 | 235 | 12 | 222 | 8 |  | Solar | FIXED | Roof
SRP20094 | TRINA SOLAR | TSM-245PA05.18 | 245 | 14 | 162 | 20 |  | Solar | FIXED | Roof
SRP20095 | TRINA SOLAR | TSM-240PA05 | 240 | 13 | 143 | 34 |  | Solar | FIXED | Roof
SRP20095 | TRINA SOLAR | TSM-240PA05 | 240 | 23 | 233 | 34 |  | Solar | FIXED | Roof
SRP20096 | SUNIVA | MVX250-60-5-701 | 250 | 24 | 260.1 | 15 |  | Solar | FIXED | Roof
SRP20097 | TRINA SOLAR | TSM-245PA05.18 | 245 | 19 | 127 | 17 |  | Solar | FIXED | Roof
SRP20097 | TRINA SOLAR | TSM-245PA05.18 | 245 | 10 | 217 | 17 |  | Solar | FIXED | Roof
SRP20098 | TRINA SOLAR | TSM-250PA05 | 250 | 24 | 122 | 27 |  | Solar | FIXED | Roof
SRP20103 | TRINA SOLAR | TSM-250PA05.08 | 250 | 46 | 190 | 40 |  | Solar | FIXED | Roof
SRP20105 | TRINA SOLAR | TSM-250PA05 | 250 | 30 | 210.1 | 30 |  | Solar | FIXED | Roof
SRP20106 | TRINA SOLAR | TSM-250PA05 | 250 | 11 | 265 | 10 |  | Solar | FIXED | Roof
SRP20106 | TRINA SOLAR | TSM-250PA05 | 250 | 13 | 265 | 21 |  | Solar | FIXED | Roof
SRP20107 | SOLVATION MANUFACTURING | SM245S-B | 245 | 650 | 180 | 32 |  | Solar | FIXED | Ground
SRP20108 | TRINA SOLAR | TSM-235PA05 | 235 | 11 | 98 | 22 |  | Solar | FIXED | Roof
SRP20108 | TRINA SOLAR | TSM-235PA05 | 235 | 5 | 188 | 9 |  | Solar | FIXED | Roof
SRP20108 | TRINA SOLAR | TSM-235PA05 | 235 | 14 | 278 | 22 |  | Solar | FIXED | Roof
SRP20109 | TRINA SOLAR | TSM-245PA05 | 245 | 34 | 116 | 30 |  | Solar | FIXED | Roof
SRP20110 | TRINA SOLAR | TSM-245PA05 | 245 | 15 | 174 | 27 |  | Solar | FIXED | Roof
SRP20111 | TRINA SOLAR | TSM-245PA05.10 | 245 | 25 | 179 | 39 |  | Solar | FIXED | Roof
SRP20111 | TRINA SOLAR | TSM-245PA05.10 | 245 | 15 | 179 | 45 |  | Solar | FIXED | Roof
SRP20112 | TRINA SOLAR | TSM-245PA05 | 245 | 10 | 150 | 26 |  | Solar | FIXED | Roof
SRP20112 | TRINA SOLAR | TSM-245PA05 | 245 | 8 | 150 | 38 |  | Solar | FIXED | Roof
SRP20113 | ET SOLAR INDUSTRY | ET-P660250WB | 250 | 16 | 115 | 33 |  | Solar | FIXED | Roof
SRP20113 | ET SOLAR INDUSTRY | ET-P660250WB | 250 | 14 | 205 | 33 |  | Solar | FIXED | Roof
SRP20114 | TRINA SOLAR | TSM-245PA05 | 245 | 32 | 270 | 24 |  | Solar | FIXED | Roof
SRP20116 | TRINA SOLAR | TSM-250PA05 | 250 | 36 | 157 | 27 |  | Solar | FIXED | Roof
SRP20116 | TRINA SOLAR | TSM-250PA05 | 250 | 10 | 247 | 27 |  | Solar | FIXED | Roof
SRP20117 | TRINA SOLAR | TSM-250PA05 | 250 | 8 | 108 | 33 |  | Solar | FIXED | Roof
SRP20117 | TRINA SOLAR | TSM-250PA05 | 250 | 11 | 198 | 22 |  | Solar | FIXED | Roof
SRP20118 | TRINA SOLAR | TSM-240PA05 | 240 | 15 | 192 | 27 |  | Solar | FIXED | Roof
SRP20118 | TRINA SOLAR | TSM-240PA05 | 240 | 14 | 192 | 44 |  | Solar | FIXED | Roof
SRP20119 | TRINA SOLAR | TSM-250PA05 | 250 | 17 | 170 | 30 |  | Solar | FIXED | Roof
SRP20120 | TRINA SOLAR | TSM-250PA05 | 250 | 6 | 98 | 28 |  | Solar | FIXED | Roof
SRP20120 | TRINA SOLAR | TSM-250PA05 | 250 | 21 | 188 | 28 |  | Solar | FIXED | Roof
SRP20121 | TRINA SOLAR | TSM-250PA05 | 250 | 15 | 260 | 44 |  | Solar | FIXED | Roof
SRP20122 | TRINA SOLAR | TSM-250PA05 | 250 | 17 | 142 | 27 |  | Solar | FIXED | Roof
SRP20124 | TRINA SOLAR | TSM-245PA05 | 245 | 4 | 167 | 36 |  | Solar | FIXED | Roof
SRP20124 | TRINA SOLAR | TSM-245PA05 | 245 | 5 | 167 | 40 |  | Solar | FIXED | Roof
SRP20126 | TRINA SOLAR | TSM-245PA05.18 | 245 | 15 | 117 | 34 |  | Solar | FIXED | Roof
SRP20126 | TRINA SOLAR | TSM-245PA05.18 | 245 | 6 | 297 | 19 |  | Solar | FIXED | Roof
SRP20127 | TRINA SOLAR | TSM-245PA05 | 245 | 9 | 248 | 33 |  | Solar | FIXED | Roof
SRP20128 | TRINA SOLAR | TSM-245PA05 | 245 | 4 | 137 | 14 |  | Solar | FIXED | Roof
SRP20128 | TRINA SOLAR | TSM-245PA05 | 245 | 9 | 137 | 34 |  | Solar | FIXED | Roof
SRP20129 | TRINA SOLAR | TSM-245PA05 | 245 | 22 | 217 | 22 |  | Solar | FIXED | Roof
SRP20134 | TRINA SOLAR | TSM-245PA05.18 | 245 | 18 | 90 | 20 |  | Solar | FIXED | Roof
SRP20134 | TRINA SOLAR | TSM-245PA05.18 | 245 | 6 | 270 | 20 |  | Solar | FIXED | Roof
SRP20135 | TRINA SOLAR | TSM-245PA05 | 245 | 12 | 222 | 18 |  | Solar | FIXED | Roof
SRP20135 | TRINA SOLAR | TSM-245PA05 | 245 | 22 | 222 | 27 |  | Solar | FIXED | Roof
SRP20136 | TRINA SOLAR | TSM-245PA05 | 245 | 27 | 175 | 18 |  | Solar | FIXED | Roof
SRP20137 | TRINA SOLAR | TSM-245PA05.18 | 245 | 21 | 164 | 23 |  | Solar | FIXED | Roof
SRP20138 | TRINA SOLAR | TSM-245PA05 | 245 | 20 | 162 | 25 |  | Solar | FIXED | Roof
SRP20139 | TRINA SOLAR | TSM-245PA05 | 245 | 7 | 161 | 23 |  | Solar | FIXED | Roof
SRP20139 | TRINA SOLAR | TSM-245PA05 | 245 | 23 | 251 | 23 |  | Solar | FIXED | Roof
SRP20140 | TRINA SOLAR | TSM-245PD05 | 245 | 5 | 70 | 8 |  | Solar | FIXED | Roof
SRP20140 | TRINA SOLAR | TSM-245PA05 | 245 | 8 | 250 | 8 |  | Solar | FIXED | Roof
SRP20141 | TRINA SOLAR | TSM-245PA05 | 245 | 5 | 203 | 16 |  | Solar | FIXED | Roof
SRP20141 | TRINA SOLAR | TSM-245PA05 | 245 | 14 | 203 | 19 |  | Solar | FIXED | Roof
SRP20142 | TRINA SOLAR | TSM-245PA05 | 245 | 38 | 251 | 21 |  | Solar | FIXED | Roof
SRP20144 | 1SOLTECH | 1STH-FRL-4H-260-M60-BLK | 260 | 144 | 167 | 10 |  | Solar | FIXED | Roof
SRP20145 | TRINA SOLAR | TSM-245PA05 | 245 | 25 | 176 | 22 |  | Solar | FIXED | Roof
SRP20146 | TRINA SOLAR | TSM-245PA05.18 | 245 | 5 | 101 | 16 |  | Solar | FIXED | Roof
SRP20146 | TRINA SOLAR | TSM-245PA05.18 | 245 | 11 | 191 | 16 |  | Solar | FIXED | Roof
SRP20146 | TRINA SOLAR | TSM-245PD05.18 | 245 | 5 | 281 | 16 |  | Solar | FIXED | Roof
SRP20148 | LG ELECTRONICS SOLAR CELL DIVISION | LG255S1C-G2 | 255 | 12 | 140 | 33 |  | Solar | FIXED | Roof
SRP20149 | LG ELECTRONICS SOLAR CELL DIVISION | LG245S1C-G2 | 245 | 14 | 222 | 14 |  | Solar | FIXED | Roof
SRP20150 | TRINA SOLAR | TSM-235PA05 | 235 | 24 | 155 | 26 |  | Solar | FIXED | Roof
SRP20151 | TRINA SOLAR | TSM-240DA05 | 240 | 26 | 226 | 18 |  | Solar | FIXED | Roof
SRP20152 | TRINA SOLAR | TSM-250PA05 | 250 | 24 | 195 | 20 |  | Solar | FIXED | Roof
SRP20153 | CANADIAN SOLAR | CS6P-250P | 250 | 18 | 185 | 33 |  | Solar | FIXED | Roof
SRP20154 | CANADIAN SOLAR | CS6P-245P | 245 | 23 | 10 | 22 |  | Solar | FIXED | Roof
SRP20155 | SOLARWORLD | SW235 MONO | 235 | 39 | 145 | 32 |  | Solar | FIXED | Roof
SRP20156 | TRINA SOLAR | TSM-250PA05A.08 | 250 | 10 | 94.4 | 30 |  | Solar | FIXED | Roof
SRP20157 | TRINA SOLAR | TSM-250PA05A.08 | 250 | 18 | 93.6 | 10 |  | Solar | FIXED | Roof
SRP20157 | TRINA SOLAR | TSM-250PA05.08 | 250 | 15 | 93.6 | 25 |  | Solar | FIXED | Roof
SRP20158 | TRINA SOLAR | TSM-245PA05.10 | 245 | 28 | 156 | 41 |  | Solar | FIXED | Roof
SRP20159 | TRINA SOLAR | TSM-245PA05.10 | 245 | 7 | 86 | 38 |  | Solar | FIXED | Roof
SRP20159 | TRINA SOLAR | TSM-245PA05.10 | 245 | 32 | 176 | 38 |  | Solar | FIXED | Roof
SRP20160 | TRINA SOLAR | TSM-245PA05 | 245 | 17 | 251 | 22 |  | Solar | FIXED | Roof
SRP20161 | TRINA SOLAR | TSM-250PA05 | 250 | 8 | 80 | 15 |  | Solar | FIXED | Roof
SRP20161 | TRINA SOLAR | TSM-250PA05 | 250 | 42 | 239 | 15 |  | Solar | FIXED | Roof
SRP20162 | 1SOLTECH | 1STH-FRL-4H-260-M60-BLK | 260 | 44 | 116 | 33 |  | Solar | FIXED | Roof
SRP20162 | 1SOLTECH | 1STH-FRL-4H-260-M60-BLK | 260 | 154 | 206 | 33 |  | Solar | FIXED | Roof
SRP20163 | SUNPOWER | SPR-X21-345 | 345 | 28 | 187 | 27 |  | Solar | FIXED | Roof
SRP20164 | TRINA SOLAR | TSM-245PA05 | 245 | 35 | 172 | 34 |  | Solar | FIXED | Roof
SRP20165 | TRINA SOLAR | TSM-245PA05 | 245 | 90 | 180 | 25 |  | Solar | FIXED | Ground
SRP20169 | TRINA SOLAR | TSM-245PA05 | 245 | 8 | 239 | 27 |  | Solar | FIXED | Roof
SRP20169 | TRINA SOLAR | TSM-245PA05 | 245 | 25 | 239 | 27 |  | Solar | FIXED | Roof
SRP20170 | SOLARWORLD | SW255 MONO | 255 | 6 | 92 | 23 |  | Solar | FIXED | Roof
SRP20170 | SOLARWORLD | SW255 MONO | 255 | 12 | 169 | 23 |  | Solar | FIXED | Roof
SRP20170 | SOLARWORLD | SW255 MONO | 255 | 2 | 252 | 23 |  | Solar | FIXED | Roof
SRP20171 | TRINA SOLAR | TSM-250PA05 | 250 | 48 | 177.6 | 31.1 |  | Solar | FIXED | Ground
SRP20172 | CONERGY | CONERGY PH 250P | 250 | 60 | 180 | 35 |  | Solar | FIXED | Ground
SRP20173 | YINGLI ENERGY (CHINA) | YL245P-29B | 245 | 35 | 279 | 33 |  | Solar | FIXED | Roof
SRP20174 | YINGLI ENERGY (CHINA) | YL245P-29B | 245 | 22 | 99 | 32 |  | Solar | FIXED | Roof
SRP20174 | YINGLI ENERGY (CHINA) | YL245P-29B | 245 | 10 | 189 | 31 |  | Solar | FIXED | Roof
SRP20174 | YINGLI ENERGY (CHINA) | YL245P-29B | 245 | 20 | 279 | 32 |  | Solar | FIXED | Roof
SRP20174 | YINGLI ENERGY (CHINA) | YL245P-29B | 245 | 12 | 281 | 31 |  | Solar | FIXED | Roof
SRP20175 | YINGLI ENERGY (CHINA) | YL245P-29B | 245 | 9 | 150 | 34 |  | Solar | FIXED | Roof
SRP20175 | YINGLI ENERGY (CHINA) | YL245P-29B | 245 | 17 | 150 | 34 |  | Solar | FIXED | Roof
SRP20176 | YINGLI ENERGY (CHINA) | YL245P-29B | 245 | 16 | 188 | 24 |  | Solar | FIXED | Roof
SRP20177 | YINGLI ENERGY (CHINA) | YL245P-29B | 245 | 12 | 328 | 23 |  | Solar | FIXED | Roof
SRP20179 | SUNPOWER | SPR-327NE-WHT-D | 327 | 10 | 200 | 27 |  | Solar | FIXED | Roof
SRP20180 | TRINA SOLAR | TSM-250PA05.08 | 250 | 29 | 185 | 40 |  | Solar | FIXED | Roof
SRP20181 | SUNIVA | MVX250-60-5-701 | 250 | 33 | 99.9 | 20 |  | Solar | FIXED | Roof
SRP20182 | SUNPOWER | SPR-327NE-WHT-D | 327 | 10 | 52 | 30 |  | Solar | FIXED | Roof
SRP20182 | SUNPOWER | SPR-327NE-WHT-D | 327 | 8 | 145 | 45 |  | Solar | FIXED | Roof
SRP20183 | YINGLI ENERGY (CHINA) | YL245P-29B | 245 | 28 | 148 | 23 |  | Solar | FIXED | Roof
SRP20184 | YINGLI ENERGY (CHINA) | YL245P-29B | 245 | 32 | 157 | 30 |  | Solar | FIXED | Roof
SRP20185 | YINGLI ENERGY (CHINA) | YL245P-29B | 245 | 22 | 122 | 23 |  | Solar | FIXED | Roof
SRP20186 | TRINA SOLAR | TSM-245PA05.08 | 245 | 16 | 80 | 25 |  | Solar | FIXED | Roof
SRP20186 | TRINA SOLAR | TSM-245PA05.08 | 245 | 15 | 170 | 20 |  | Solar | FIXED | Roof
SRP20187 | TRINA SOLAR | TSM-250PA05.08 | 250 | 7 | 80.2 | 25 |  | Solar | FIXED | Roof
SRP20187 | TRINA SOLAR | TSM-250PA05.08 | 250 | 20 | 170.2 | 25 |  | Solar | FIXED | Roof
SRP20187 | TRINA SOLAR | TSM-250PA05.08 | 250 | 12 | 260.2 | 25 |  | Solar | FIXED | Roof
SRP20188 | LG ELECTRONICS SOLAR CELL DIVISION | LG260S1C-G3 | 260 | 6 | 120 | 20 |  | Solar | FIXED | Roof
SRP20188 | LG ELECTRONICS SOLAR CELL DIVISION | LG260S1C-G3 | 260 | 18 | 120 | 30 |  | Solar | FIXED | Roof
SRP20189 | TRINA SOLAR | TSM-245PA05.10 | 245 | 53 | 180 | 25 |  | Solar | FIXED | Roof
SRP20191 | TRINA SOLAR | TSM-250PA05.08 | 250 | 28 | 250 | 20 |  | Solar | FIXED | Roof
SRP20192 | TRINA SOLAR | TSM-250PA05 | 250 | 14 | 133 | 27 |  | Solar | FIXED | Roof
SRP20194 | TRINA SOLAR | TSM-245PA05.10 | 245 | 27 | 182 | 18 |  | Solar | FIXED | Roof
SRP20195 | TRINA SOLAR | TSM-250PA05.08 | 250 | 20 | 185 | 40 |  | Solar | FIXED | Roof
SRP20196 | YINGLI ENERGY (CHINA) | YL245P-29B | 245 | 12 | 105 | 28 |  | Solar | FIXED | Roof
SRP20196 | YINGLI ENERGY (CHINA) | YL245P-29B | 245 | 14 | 105 | 40 |  | Solar | FIXED | Roof
SRP20196 | YINGLI ENERGY (CHINA) | YL245P-29B | 245 | 12 | 285 | 28 |  | Solar | FIXED | Roof
SRP20197 | TRINA SOLAR | TSM-245PA05 | 245 | 55 | 180 | 25 |  | Solar | FIXED | Roof
SRP20198 | SUNPOWER | SPR-327NE-WHT-D | 327 | 464 | 173 | 25 |  | Solar | FIXED | Ground
SRP20199 | CANADIAN SOLAR | CS6P-250P | 250 | 37 | 150 | 35 |  | Solar | FIXED | Roof
SRP20200 | YINGLI ENERGY (CHINA) | YL245P-29B | 245 | 26 | 115 | 23 |  | Solar | FIXED | Roof
SRP20201 | TRINA SOLAR | TSM-245PA05.10 | 245 | 20 | 148 | 26 |  | Solar | FIXED | Roof
SRP20202 | SUNIVA | MVX250-60-5-701 | 250 | 34 | 100 | 25 |  | Solar | FIXED | Roof
SRP20203 | TRINA SOLAR | TSM-245PA05.10 | 245 | 22 | 100 | 17 |  | Solar | FIXED | Roof
SRP20203 | TRINA SOLAR | TSM-245PA05.10 | 245 | 2 | 100 | 20 |  | Solar | FIXED | Roof
SRP20203 | TRINA SOLAR | TSM-245PD05.10 | 245 | 6 | 100 | 32 |  | Solar | FIXED | Roof
SRP20204 | TRINA SOLAR | TSM-245PA05.10 | 245 | 20 | 167 | 31 |  | Solar | FIXED | Roof
SRP20205 | TRINA SOLAR | TSM-245PA05.10 | 245 | 6 | 184 | 34 |  | Solar | FIXED | Roof
SRP20205 | TRINA SOLAR | TSM-245PA05.10 | 245 | 24 | 184 | 34 |  | Solar | FIXED | Roof
SRP20206 | SUNIVA | MVT250-60-5-100 | 250 | 20 | 110.5 | 25 |  | Solar | FIXED | Roof
SRP20207 | TRINA SOLAR | TSM-245PA05.10 | 245 | 4 | 78 | 11 |  | Solar | FIXED | Roof
SRP20207 | TRINA SOLAR | TSM-245PA05.10 | 245 | 1 | 168 | 11 |  | Solar | FIXED | Roof
SRP20207 | TRINA SOLAR | TSM-245PA05.10 | 245 | 18 | 168 | 15 |  | Solar | FIXED | Roof
SRP20207 | TRINA SOLAR | TSM-245PA05.10 | 245 | 23 | 258 | 11 |  | Solar | FIXED | Roof
SRP20207 | TRINA SOLAR | TSM-245PA05.10 | 245 | 15 | 258 | 20 |  | Solar | FIXED | Roof
SRP20208 | TRINA SOLAR | TSM-245PA05.10 | 245 | 37 | 212 | 30 |  | Solar | FIXED | Roof
SRP20209 | TRINA SOLAR | TSM-245PA05.10 | 245 | 90 | 206 | 17 |  | Solar | FIXED | Roof
SRP20210 | TRINA SOLAR | TSM-245PA05.10 | 245 | 24 | 140 | 39 |  | Solar | FIXED | Roof
SRP20210 | TRINA SOLAR | TSM-245PA05.10 | 245 | 28 | 230 | 39 |  | Solar | FIXED | Roof
SRP20211 | TRINA SOLAR | TSM-245PA05.10 | 245 | 66 | 180 | 25 |  | Solar | FIXED | Ground
SRP20212 | TRINA SOLAR | TSM-245PA05.10 | 245 | 9 | 121 | 20 |  | Solar | FIXED | Roof
SRP20212 | TRINA SOLAR | TSM-245PA05.10 | 245 | 22 | 211 | 20 |  | Solar | FIXED | Roof
SRP20213 | TRINA SOLAR | TSM-245PA05.10 | 245 | 9 | 180 | 23 |  | Solar | FIXED | Roof
SRP20213 | TRINA SOLAR | TSM-245PA05.10 | 245 | 15 | 270 | 23 |  | Solar | FIXED | Roof
SRP20214 | TRINA SOLAR | TSM-245PA05.10 | 245 | 6 | 77 | 18 |  | Solar | FIXED | Roof
SRP20214 | TRINA SOLAR | TSM-245PA05.10 | 245 | 29 | 167 | 25 |  | Solar | FIXED | Roof
SRP20214 | TRINA SOLAR | TSM-245PA05.10 | 245 | 5 | 257 | 18 |  | Solar | FIXED | Roof
SRP20216 | TRINA SOLAR | TSM-245PA05.10 | 245 | 15 | 168 | 26 |  | Solar | FIXED | Roof
SRP20216 | TRINA SOLAR | TSM-245PA05.10 | 245 | 20 | 168 | 33 |  | Solar | FIXED | Roof
SRP20216 | TRINA SOLAR | TSM-245PA05.10 | 245 | 28 | 258 | 26 |  | Solar | FIXED | Roof
SRP20217 | TRINA SOLAR | TSM-255PA05 | 255 | 5 | 205 | 18 |  | Solar | FIXED | Roof
SRP20217 | TRINA SOLAR | TSM-255PA05 | 255 | 15 | 205 | 26 |  | Solar | FIXED | Roof
SRP20217 | TRINA SOLAR | TSM-255PA05A.18 | 255 | 15 | 205 | 26 |  | Solar | FIXED | Roof
SRP20218 | TRINA SOLAR | TSM-245PA05.10 | 245 | 40 | 235 | 20 |  | Solar | FIXED | Roof
SRP20219 | TRINA SOLAR | TSM-245PA05.10 | 245 | 35 | 200 | 20 |  | Solar | FIXED | Roof
SRP20220 | TRINA SOLAR | TSM-245PA05.10 | 245 | 3 | 116 | 18 |  | Solar | FIXED | Roof
SRP20220 | TRINA SOLAR | TSM-245PA05.10 | 245 | 4 | 206 | 12 |  | Solar | FIXED | Roof
SRP20220 | TRINA SOLAR | TSM-245PA05.08 | 245 | 16 | 206 | 18 |  | Solar | FIXED | Roof
SRP20221 | TRINA SOLAR | TSM-245PA05.10 | 245 | 15 | 93 | 22 |  | Solar | FIXED | Roof
SRP20221 | TRINA SOLAR | TSM-245PA05.10 | 245 | 13 | 93 | 45 |  | Solar | FIXED | Roof
SRP20221 | TRINA SOLAR | TSM-245PA05.10 | 245 | 12 | 183 | 18 |  | Solar | FIXED | Roof
SRP20221 | TRINA SOLAR | TSM-245PA05.10 | 245 | 10 | 183 | 45 |  | Solar | FIXED | Roof
SRP20223 | TRINA SOLAR | TSM-245PA05 | 245 | 4 | 112 | 10 |  | Solar | FIXED | Roof
SRP20223 | TRINA SOLAR | TSM-245PA05 | 245 | 8 | 112 | 16 |  | Solar | FIXED | Roof
SRP20223 | TRINA SOLAR | TSM-245PA05 | 245 | 20 | 112 | 32 |  | Solar | FIXED | Roof
SRP20224 | TRINA SOLAR | TSM-245PA05.18 | 245 | 11 | 90 | 18 |  | Solar | FIXED | Roof
SRP20224 | TRINA SOLAR | TSM-245PA05.18 | 245 | 12 | 273 | 18 |  | Solar | FIXED | Roof
SRP20226 | TRINA SOLAR | TSM-245PA05 | 245 | 28 | 235 | 9 |  | Solar | FIXED | Roof
SRP20227 | TRINA SOLAR | TSM-245PA05.18 | 245 | 20 | 223 | 26 |  | Solar | FIXED | Roof
SRP20228 | YINGLI ENERGY (CHINA) | YL245P-29B | 245 | 9 | 229 | 27 |  | Solar | FIXED | Roof
SRP20229 | SUNPOWER | SPR-327NE-WHT-D | 327 | 34 | 175 | 40 |  | Solar | FIXED | Roof
SRP20230 | TRINA SOLAR | TSM-245PA05.08 | 245 | 36 | 99.3 | 30 |  | Solar | FIXED | Roof
SRP20231 | TRINA SOLAR | TSM-245PA05.10 | 245 | 36 | 205 | 25 |  | Solar | FIXED | Roof
SRP20232 | TRINA SOLAR | TSM-250PA05 | 250 | 24 | 183.7 | 20 |  | Solar | FIXED | Roof
SRP20234 | SUNPOWER | SPR-343NX-WHT-D | 345 | 8 | 180 | 0 |  | Solar | FIXED | Roof
SRP20235 | SUNPOWER | SPR-327NE-WHT-D | 327 | 14 | 112 | 33 |  | Solar | FIXED | Roof
SRP20235 | SUNPOWER | SPR-327NE-WHT-D | 327 | 24 | 202 | 33 |  | Solar | FIXED | Roof
SRP20236 | MOTECH AMERICAS | IM60C3-245-XXXXXX | 245 | 15 | 159 | 34 |  | Solar | FIXED | Roof
SRP20237 | TRINA SOLAR | TSM-250PA05 | 250 | 43 | 130 | 20 |  | Solar | FIXED | Roof
SRP20237 | TRINA SOLAR | TSM-250PA05 | 250 | 14 | 220 | 10 |  | Solar | FIXED | Roof
SRP20237 | TRINA SOLAR | TSM-250PA05A | 250 | 36 | 220 | 20 |  | Solar | FIXED | Roof
SRP20238 | SUNPOWER | SPR-327NE-WHT-D | 327 | 28 | 120 | 23 |  | Solar | FIXED | Roof
SRP20238 | SUNPOWER | SPR-327NE-WHT-D | 327 | 21 | 210 | 23 |  | Solar | FIXED | Roof
SRP20239 | TRINA SOLAR | TSM-245PA05.10 | 245 | 34 | 140 | 30 |  | Solar | FIXED | Roof
SRP20239 | TRINA SOLAR | TSM-245PA05.10 | 245 | 4 | 230 | 30 |  | Solar | FIXED | Roof
SRP20240 | TRINA SOLAR | TSM-245PA05 | 245 | 24 | 159 | 26 |  | Solar | FIXED | Roof
SRP20240 | TRINA SOLAR | TSM-245PA05 | 245 | 16 | 249 | 27 |  | Solar | FIXED | Roof
SRP20241 | TRINA SOLAR | TSM-245PA05.10 | 245 | 15 | 111 | 28 |  | Solar | FIXED | Roof
SRP20241 | TRINA SOLAR | TSM-245PA05.10 | 245 | 30 | 201 | 28 |  | Solar | FIXED | Roof
SRP20242 | SUZHOU SHENGLONG PV-TECH | SLSM-225P | 225 | 36 | 118 | 25 |  | Solar | FIXED | Roof
SRP20243 | YINGLI ENERGY (CHINA) | YL245P-29B | 245 | 12 | 132 | 39 |  | Solar | FIXED | Roof
SRP20243 | YINGLI ENERGY (CHINA) | YL245P-29B | 245 | 43 | 222 | 39 |  | Solar | FIXED | Roof
SRP20244 | TRINA SOLAR | TSM-245PA05 | 245 | 30 | 112 | 33 |  | Solar | FIXED | Roof
SRP20244 | TRINA SOLAR | TSM-245PA05 | 245 | 5 | 202 | 27 |  | Solar | FIXED | Roof
SRP20245 | TRINA SOLAR | TSM-250PA05 | 250 | 90 | 180 | 23 |  | Solar | FIXED | Roof
SRP20246 | TRINA SOLAR | TSM-245PA05.10 | 245 | 11 | 180 | 25 |  | Solar | FIXED | Roof
SRP20246 | TRINA SOLAR | TSM-245PA05.10 | 245 | 15 | 270 | 25 |  | Solar | FIXED | Roof
SRP20247 | LG ELECTRONICS SOLAR CELL DIVISION | LG255S1C-G3 | 255 | 14 | 105 | 26 |  | Solar | FIXED | Roof
SRP20248 | TRINA SOLAR | TSM-245PA05.10 | 245 | 36 | 180 | 22 |  | Solar | FIXED | Ground
SRP20249 | YINGLI ENERGY (CHINA) | YL245P-29B | 245 | 24 | 182 | 21 |  | Solar | FIXED | Roof
SRP20250 | YINGLI ENERGY (CHINA) | YL245P-29B | 245 | 5 | 158 | 26 |  | Solar | FIXED | Roof
SRP20250 | YINGLI ENERGY (CHINA) | YL245P-29B | 245 | 44 | 248 | 26 |  | Solar | FIXED | Roof
SRP20251 | YINGLI ENERGY (CHINA) | YL245P-29B | 245 | 13 | 44 | 41 |  | Solar | FIXED | Roof
SRP20251 | YINGLI ENERGY (CHINA) | YL245P-29B | 245 | 12 | 134 | 19 |  | Solar | FIXED | Roof
SRP20251 | YINGLI ENERGY (CHINA) | YL245P-29B | 245 | 15 | 224 | 18 |  | Solar | FIXED | Roof
SRP20252 | YINGLI ENERGY (CHINA) | YL245P-29B | 245 | 12 | 34 | 24 |  | Solar | FIXED | Roof
SRP20252 | YINGLI ENERGY (CHINA) | YL245P-29B | 245 | 10 | 214 | 24 |  | Solar | FIXED | Roof
SRP20252 | YINGLI ENERGY (CHINA) | YL245P-29B | 245 | 14 | 214 | 24 |  | Solar | FIXED | Roof
SRP20253 | YINGLI ENERGY (CHINA) | YL245P-29B | 245 | 4 | 215 | 45 |  | Solar | FIXED | Roof
SRP20253 | YINGLI ENERGY (CHINA) | YL245P-29B | 245 | 9 | 215 | 45 |  | Solar | FIXED | Roof
SRP20254 | YINGLI ENERGY (CHINA) | YL245P-29B | 245 | 29 | 222 | 28 |  | Solar | FIXED | Roof
SRP20255 | YINGLI ENERGY (CHINA) | YL250P-29B | 250 | 31 | 217 | 19 |  | Solar | FIXED | Roof
SRP20256 | YINGLI ENERGY (CHINA) | YL245P-29B | 245 | 14 | 216 | 35 |  | Solar | FIXED | Roof
SRP20257 | TRINA SOLAR | TSM-245PA05.18 | 245 | 24 | 250 | 15 |  | Solar | FIXED | Roof
SRP20258 | TRINA SOLAR | TSM-235PA05.18 | 235 | 18 | 195 | 20 |  | Solar | FIXED | Roof
SRP20258 | TRINA SOLAR | TSM-235PA05.18 | 235 | 3 | 242 | 20 |  | Solar | FIXED | Roof
SRP20259 | TRINA SOLAR | TSM-235PA05 | 235 | 18 | 200 | 37 |  | Solar | FIXED | Roof
SRP20260 | YINGLI ENERGY (CHINA) | YL250P-29B | 250 | 16 | 99 | 37 |  | Solar | FIXED | Roof
SRP20260 | YINGLI ENERGY (CHINA) | YL250P-29B | 250 | 21 | 279 | 37 |  | Solar | FIXED | Roof
SRP20261 | TRINA SOLAR | TSM-250PA05.08 | 250 | 66 | 288.9 | 15 |  | Solar | FIXED | Roof
SRP20262 | TRINA SOLAR | TSM-240PA05.18 | 240 | 10 | 110 | 22 |  | Solar | FIXED | Roof
SRP20262 | TRINA SOLAR | TSM-240PA05.18 | 240 | 7 | 200 | 22 |  | Solar | FIXED | Roof
SRP20263 | TRINA SOLAR | TSM-245PA05.18 | 245 | 15 | 128 | 20 |  | Solar | FIXED | Roof
SRP20264 | TRINA SOLAR | TSM-245PA05.18 | 245 | 6 | 71 | 7 |  | Solar | FIXED | Roof
SRP20264 | TRINA SOLAR | TSM-245PA05.18 | 245 | 8 | 161 | 10 |  | Solar | FIXED | Roof
SRP20264 | TRINA SOLAR | TSM-245PA05.18 | 245 | 6 | 251 | 6 |  | Solar | FIXED | Roof
SRP20264 | TRINA SOLAR | TSM-245PA05.18 | 245 | 4 | 251 | 25 |  | Solar | FIXED | Roof
SRP20265 | TRINA SOLAR | TSM-245PA05.18 | 245 | 19 | 218 | 17 |  | Solar | FIXED | Roof
SRP20267 | YINGLI ENERGY (CHINA) | YL245P-29B | 245 | 19 | 175 | 26 |  | Solar | FIXED | Roof
SRP20268 | YINGLI ENERGY (CHINA) | YL245P-29B | 245 | 28 | 120 | 23 |  | Solar | FIXED | Roof
SRP20270 | TRINA SOLAR | TSM-250PA05 | 250 | 33 | 222 | 25 |  | Solar | FIXED | Roof
SRP20271 | TRINA SOLAR | TSM-245PA05 | 245 | 38 | 110 | 34 |  | Solar | FIXED | Roof
SRP20272 | BEIJING ZHONGKEXIN ELECTRONICS EQUIPMENT | ZKX-265P-24 | 260 | 13 | 172 | 10 |  | Solar | FIXED | Roof
SRP20273 | SUNIVA | MVX250-60-5-701 | 250 | 21 | 165 | 20 |  | Solar | FIXED | Roof
SRP20275 | SUZHOU SHENGLONG PV-TECH | SLSM-185D | 185 | 77 | 264 | 27 |  | Solar | FIXED | Roof
SRP20276 | TRINA SOLAR | TSM-245PA05.10 | 245 | 16 | 151 | 22 |  | Solar | FIXED | Roof
SRP20277 | SUNIVA | MVX250-60-5-701 | 250 | 20 | 125 | 30 |  | Solar | FIXED | Roof
SRP20278 | TRINA SOLAR | TSM-245PA05.08 | 245 | 23 | 188.2 | 30 |  | Solar | FIXED | Roof
SRP20279 | LG ELECTRONICS SOLAR CELL DIVISION | LG260S1C-G3 | 260 | 14 | 166 | 33 |  | Solar | FIXED | Roof
SRP20280 | LG ELECTRONICS SOLAR CELL DIVISION | LG260S1C-G3 | 260 | 16 | 259 | 34 |  | Solar | FIXED | Roof
SRP20282 | SOLARWORLD | SW265 MONO | 265 | 96 | 143 | 20 |  | Solar | FIXED | Roof
SRP20283 | TRINA SOLAR | TSM-250PA05 | 250 | 7 | 202 | 34 |  | Solar | FIXED | Roof
SRP20283 | TRINA SOLAR | TSM-250PA05 | 250 | 14 | 202 | 34 |  | Solar | FIXED | Roof
SRP20284 | TRINA SOLAR | TSM-250PA05.08 | 250 | 31 | 190.5 | 40 |  | Solar | FIXED | Roof
SRP20286 | SUNPOWER | SPR-327NE-WHT-D | 327 | 12 | 227 | 32 |  | Solar | FIXED | Roof
SRP20287 | CANADIAN SOLAR | CS6P-250P | 250 | 18 | 106 | 27 |  | Solar | FIXED | Roof
SRP20287 | CANADIAN SOLAR | CS6P-250P | 250 | 13 | 106 | 30 |  | Solar | FIXED | Roof
SRP20289 | SUNPOWER | SPR-X21-345 | 345 | 21 | 209 | 32 |  | Solar | FIXED | Roof
SRP20290 | SUNIVA | MVX250-60-5-701 | 250 | 5 | 170 | 38 |  | Solar | FIXED | Roof
SRP20290 | SUNIVA | MVX250-60-5-701 | 250 | 14 | 260 | 32 |  | Solar | FIXED | Roof
SRP20290 | SUNIVA | MVX250-60-5-701 | 250 | 18 | 260 | 34 |  | Solar | FIXED | Roof
SRP20291 | YINGLI ENERGY (CHINA) | YL245P-29B | 245 | 6 | 136 | 30 |  | Solar | FIXED | Roof
SRP20291 | YINGLI ENERGY (CHINA) | YL245P-29B | 245 | 8 | 323 | 30 |  | Solar | FIXED | Roof
SRP20292 | TRINA SOLAR | TSM-245PA05 | 245 | 32 | 214 | 25 |  | Solar | FIXED | Roof
SRP20293 | YINGLI ENERGY (CHINA) | YL245P-29B | 245 | 30 | 77 | 25 |  | Solar | FIXED | Roof
SRP20293 | YINGLI ENERGY (CHINA) | YL245P-29B | 245 | 36 | 257 | 25 |  | Solar | FIXED | Roof
SRP20295 | TRINA SOLAR | TSM-245PA05 | 245 | 27 | 154 | 17 |  | Solar | FIXED | Roof
SRP20296 | TRINA SOLAR | TSM-245PA05.18 | 245 | 8 | 113 | 27 |  | Solar | FIXED | Roof
SRP20296 | TRINA SOLAR | TSM-245PA05.18 | 245 | 2 | 203 | 31 |  | Solar | FIXED | Roof
SRP20302 | TRINA SOLAR | TSM-245PA05.18 | 245 | 6 | 192 | 20 |  | Solar | FIXED | Roof
SRP20302 | TRINA SOLAR | TSM-245PA05.18 | 245 | 6 | 192 | 22 |  | Solar | FIXED | Roof
SRP20302 | TRINA SOLAR | TSM-245PA05.18 | 245 | 3 | 192 | 28 |  | Solar | FIXED | Roof
SRP20304 | TRINA SOLAR | TSM-245PA05.18 | 245 | 4 | 168 | 21 |  | Solar | FIXED | Roof
SRP20304 | TRINA SOLAR | TSM-245PA05.18 | 245 | 17 | 168 | 34 |  | Solar | FIXED | Roof
SRP20305 | SUNIVA | MVX250-60-5-701 | 250 | 10 | 170 | 20 |  | Solar | FIXED | Roof
SRP20305 | SUNIVA | MVX250-60-5-701 | 250 | 28 | 170 | 25 |  | Solar | FIXED | Roof
SRP20306 | SUNIVA | MVX250-60-5-701 | 250 | 70 | 180 | 30 |  | Solar | FIXED | Roof
SRP20307 | TRINA SOLAR | TSM-250PA05.08 | 250 | 5 | 100.5 | 40 |  | Solar | FIXED | Roof
SRP20307 | TRINA SOLAR | TSM-250PA05.08 | 250 | 8 | 190.5 | 25 |  | Solar | FIXED | Roof
SRP20307 | TRINA SOLAR | TSM-250PA05.08 | 250 | 7 | 190.5 | 30 |  | Solar | FIXED | Roof
SRP20308 | SUNIVA | MVT250-60-5-100 | 250 | 36 | 240.1 | 30 |  | Solar | FIXED | Roof
SRP20309 | CANADIAN SOLAR | CS6P-250P | 250 | 16 | 210 | 30 |  | Solar | FIXED | Roof
SRP20309 | CANADIAN SOLAR | CS6P-250P | 250 | 34 | 300 | 25 |  | Solar | FIXED | Roof
SRP20310 | TRINA SOLAR | TSM-250PA05 | 250 | 36 | 176 | 35 |  | Solar | FIXED | Roof
SRP20311 | TRINA SOLAR | TSM-250PA05.08 | 250 | 27 | 225.6 | 30 |  | Solar | FIXED | Roof
SRP20312 | SUNIVA | MVX250-60-5-701 | 250 | 22 | 128 | 26 |  | Solar | FIXED | Roof
SRP20314 | TRINA SOLAR | TSM-250PA05.08 | 250 | 27 | 277.8 | 25 |  | Solar | FIXED | Roof
SRP20315 | TRINA SOLAR | TSM-245PA05.18 | 245 | 11 | 253 | 22 |  | Solar | FIXED | Roof
SRP20316 | TRINA SOLAR | TSM-240PA05 | 240 | 22 | 150 | 27 |  | Solar | FIXED | Roof
SRP20317 | TRINA SOLAR | TSM-235PA05 | 235 | 7 | 200 | 4 |  | Solar | FIXED | Roof
SRP20317 | TRINA SOLAR | TSM-235PA05 | 235 | 10 | 200 | 7 |  | Solar | FIXED | Roof
SRP20319 | SUZHOU SHENGLONG PV-TECH | SLSM-185D | 185 | 40 | 255 | 27 |  | Solar | FIXED | Roof
SRP20322 | TRINA SOLAR | TSM-240DA05 | 240 | 84 | 178 | 16 |  | Solar | FIXED | Roof
SRP20324 | TRINA SOLAR | TSM-245PA05.18 | 245 | 15 | 225 | 32 |  | Solar | FIXED | Roof
SRP20328 | TRINA SOLAR | TSM-235PA05 | 235 | 29 | 160 | 31 |  | Solar | FIXED | Roof
SRP20331 | TRINA SOLAR | TSM-245PA05 | 245 | 14 | 177 | 26 |  | Solar | FIXED | Roof
SRP20334 | TRINA SOLAR | TSM-250PA05 | 250 | 6 | 163 | 18 |  | Solar | FIXED | Roof
SRP20334 | TRINA SOLAR | TSM-250PA05 | 250 | 16 | 253 | 18 |  | Solar | FIXED | Roof
SRP20337 | LG ELECTRONICS SOLAR CELL DIVISION | LG260S1C-G3 | 260 | 221 | 182 | 15 |  | Solar | FIXED | Roof
SRP20337 | LG ELECTRONICS SOLAR CELL DIVISION | LG260S1C-G3 | 260 | 364 | 182 | 15 |  | Solar | FIXED | Roof
SRP20339 | LG ELECTRONICS SOLAR CELL DIVISION | LG260S1C-G3 | 260 | 156 | 143 | 20 |  | Solar | FIXED | Roof
SRP20339 | LG ELECTRONICS SOLAR CELL DIVISION | LG255S1C-G2 | 255 | 312 | 185 | 21 |  | Solar | FIXED | Roof
SRP20340 | TRINA SOLAR | TSM-245PA05 | 245 | 19 | 116 | 18 |  | Solar | FIXED | Roof
SRP20340 | TRINA SOLAR | TSM-245PA05 | 245 | 21 | 296 | 18 |  | Solar | FIXED | Roof
SRP20342 | HANWHA SOLARONE (QIDONG) | HSL60M6-HA-0-250TW | 250 | 24 | 221 | 18 |  | Solar | FIXED | Roof
SRP20343 | YINGLI ENERGY (CHINA) | YL255C-30B | 255 | 377 | 208 | 20 |  | Solar | FIXED | Roof
SRP20345 | HANWHA SOLARONE (QIDONG) | SF260-36-P255 | 250 | 29 | 200 | 38 |  | Solar | FIXED | Roof
SRP20346 | LG ELECTRONICS SOLAR CELL DIVISION | LG265S1C-G3 | 290 | 6 | 77 | 14 |  | Solar | FIXED | Roof
SRP20346 | LG ELECTRONICS SOLAR CELL DIVISION | LG265S1C-G3 | 290 | 7 | 167 | 24 |  | Solar | FIXED | Roof
SRP20346 | LG ELECTRONICS SOLAR CELL DIVISION | LG265S1C-G3 | 290 | 16 | 257 | 40 |  | Solar | FIXED | Roof
SRP20347 | YINGLI ENERGY (CHINA) | YL245P-29B | 245 | 6 | 20 | 30 |  | Solar | FIXED | Roof
SRP20347 | YINGLI ENERGY (CHINA) | YL245P-29B | 245 | 10 | 200 | 30 |  | Solar | FIXED | Roof
SRP20348 | YINGLI ENERGY (CHINA) | YL245P-29B | 245 | 27 | 52 | 22 |  | Solar | FIXED | Roof
SRP20348 | YINGLI ENERGY (CHINA) | YL245P-29B | 245 | 21 | 232 | 22 |  | Solar | FIXED | Roof
SRP20349 | YINGLI ENERGY (CHINA) | YL245P-29B | 245 | 18 | 120 | 29 |  | Solar | FIXED | Roof
SRP20349 | YINGLI ENERGY (CHINA) | YL245P-29B | 245 | 15 | 120 | 41 |  | Solar | FIXED | Roof
SRP20350 | YINGLI ENERGY (CHINA) | YL245P-29B | 245 | 14 | 100 | 32 |  | Solar | FIXED | Roof
SRP20350 | YINGLI ENERGY (CHINA) | YL245P-29B | 245 | 10 | 278 | 32 |  | Solar | FIXED | Roof
SRP20351 | YINGLI ENERGY (CHINA) | YL245P-29B | 245 | 22 | 75 | 25 |  | Solar | FIXED | Roof
SRP20351 | YINGLI ENERGY (CHINA) | YL245P-29B | 245 | 22 | 255 | 25 |  | Solar | FIXED | Roof
SRP20352 | YINGLI ENERGY (CHINA) | YL245P-29B | 245 | 16 | 216 | 28 |  | Solar | FIXED | Roof
SRP20354 | TRINA SOLAR | TSM-250PA05.08 | 250 | 52 | 180.4 | 20 |  | Solar | FIXED | Roof
SRP20356 | LG ELECTRONICS SOLAR CELL DIVISION | LG255S1C-G3 | 255 | 8 | 145 | 30 |  | Solar | FIXED | Roof
SRP20356 | LG ELECTRONICS SOLAR CELL DIVISION | LG255S1C-G3 | 255 | 20 | 237 | 30 |  | Solar | FIXED | Roof
SRP20358 | LG ELECTRONICS SOLAR CELL DIVISION | LG245S1C-G3 | 245 | 21 | 140 | 1 |  | Solar | FIXED | Roof
SRP20359 | LG ELECTRONICS SOLAR CELL DIVISION | LG245S1C-G2 | 245 | 16 | 183 | 18 |  | Solar | FIXED | Roof
SRP20361 | TRINA SOLAR | TSM-250PA05 | 250 | 32 | 160 | 40 |  | Solar | FIXED | Roof
SRP20362 | TRINA SOLAR | TSM-245PA05 | 245 | 16 | 156 | 23 |  | Solar | FIXED | Roof
SRP20363 | TRINA SOLAR | TSM-245PA05.10 | 245 | 57 | 180 | 17 |  | Solar | FIXED | Roof
SRP20364 | TRINA SOLAR | TSM-245PA05 | 245 | 28 | 109 | 27 |  | Solar | FIXED | Roof
SRP20365 | TRINA SOLAR | TSM-245PA05.10 | 245 | 25 | 170 | 34 |  | Solar | FIXED | Roof
SRP20365 | TRINA SOLAR | TSM-245PA05.10 | 245 | 4 | 260 | 45 |  | Solar | FIXED | Roof
SRP20366 | TRINA SOLAR | TSM-245PA05.10 | 245 | 29 | 116 | 20 |  | Solar | FIXED | Roof
SRP20369 | CANADIAN SOLAR | CS6P-250P | 250 | 12 | 105 | 19 |  | Solar | FIXED | Roof
SRP20369 | CANADIAN SOLAR | CS6P-250P | 250 | 7 | 195 | 19 |  | Solar | FIXED | Roof
SRP20369 | CANADIAN SOLAR | CS6P-250P | 250 | 17 | 285 | 18 |  | Solar | FIXED | Roof
SRP20370 | SUNIVA | OPT260-60-4-100 | 260 | 8 | 148 | 45 |  | Solar | FIXED | Roof
SRP20370 | SUNIVA | OPT260-60-4-100 | 260 | 9 | 238 | 30 |  | Solar | FIXED | Roof
SRP20370 | SUNIVA | OPT260-60-4-100 | 260 | 47 | 238 | 30 |  | Solar | FIXED | Roof
SRP20371 | TRINA SOLAR | TSM-245PA05 | 245 | 28 | 250 | 27 |  | Solar | FIXED | Roof
SRP20372 | RENESOLA JIANGSU | JC250M-24/BBV | 250 | 5 | 87 | 20 |  | Solar | FIXED | Roof
SRP20372 | RENESOLA JIANGSU | JC250M-24/BBV | 250 | 54 | 179 | 20 |  | Solar | FIXED | Roof
SRP20372 | RENESOLA JIANGSU | JC250M-24/BBV | 250 | 5 | 267 | 20 |  | Solar | FIXED | Roof
SRP20373 | CANADIAN SOLAR | CS6P-250P | 250 | 3 | 84 | 22 |  | Solar | FIXED | Roof
SRP20373 | CANADIAN SOLAR | CS6P-250P | 250 | 10 | 177 | 22 |  | Solar | FIXED | Roof
SRP20373 | CANADIAN SOLAR | CS6P-250P | 250 | 16 | 265 | 22 |  | Solar | FIXED | Roof
SRP20374 | LG ELECTRONICS SOLAR CELL DIVISION | LG255S1C-G2 | 255 | 96 | 78 | 18 |  | Solar | FIXED | Roof
SRP20374 | LG ELECTRONICS SOLAR CELL DIVISION | LG255S1C-G2 | 255 | 96 | 258 | 18 |  | Solar | FIXED | Roof
SRP20376 | CANADIAN SOLAR | CS6P-250P | 250 | 28 | 120 | 27 |  | Solar | FIXED | Roof
SRP20377 | TRINA SOLAR | TSM-255PA05 | 255 | 30 | 195 | 35 |  | Solar | FIXED | Roof
SRP20379 | TRINA SOLAR | TSM-245PA05.10 | 245 | 37 | 222 | 25 |  | Solar | FIXED | Roof
SRP20380 | TRINA SOLAR | TSM-240PA05.10 | 245 | 17 | 218 | 24 |  | Solar | FIXED | Roof
SRP20380 | TRINA SOLAR | TSM-245PA05.10 | 245 | 12 | 218 | 24 |  | Solar | FIXED | Roof
SRP20381 | TRINA SOLAR | TSM-245PA05.10 | 245 | 24 | 100 | 33 |  | Solar | FIXED | Roof
SRP20381 | TRINA SOLAR | TSM-245PA05.10 | 245 | 10 | 190 | 33 |  | Solar | FIXED | Roof
SRP20382 | LG ELECTRONICS SOLAR CELL DIVISION | LG255S1C-G3 | 255 | 66 | 180 | 16 |  | Solar | FIXED | Roof
SRP20383 | TRINA SOLAR | TSM-245PA05.10 | 245 | 16 | 136 | 16 |  | Solar | FIXED | Roof
SRP20383 | TRINA SOLAR | TSM-245PA05.10 | 245 | 6 | 226 | 16 |  | Solar | FIXED | Roof
SRP20384 | TRINA SOLAR | TSM-245PA05.10 | 245 | 27 | 182 | 27 |  | Solar | FIXED | Roof
SRP20385 | BEIJING ZHONGKEXIN ELECTRONICS EQUIPMENT | ZKX-265P-24 | 260 | 32 | 89 | 29 |  | Solar | FIXED | Roof
SRP20385 | BEIJING ZHONGKEXIN ELECTRONICS EQUIPMENT | ZKX-265P-24 | 260 | 12 | 270 | 29 |  | Solar | FIXED | Roof
SRP20387 | TRINA SOLAR | TSM-240PA05 | 240 | 19 | 196 | 21 |  | Solar | FIXED | Roof
SRP20389 | CANADIAN SOLAR | CS6P-235PX | 235 | 34 | 95 | 23 |  | Solar | FIXED | Roof
SRP20390 | SUNIVA | MVT250-60-5-100 | 250 | 12 | 170.2 | 15 |  | Solar | FIXED | Roof
SRP20390 | SUNIVA | MVT250-60-5-100 | 250 | 5 | 170.2 | 20 |  | Solar | FIXED | Roof
SRP20390 | SUNIVA | MVT250-60-5-100 | 250 | 6 | 260.2 | 20 |  | Solar | FIXED | Roof
SRP20392 | TRINA SOLAR | TSM-250PA05 | 250 | 24 | 120.7 | 23 |  | Solar | FIXED | Roof
SRP20392 | TRINA SOLAR | TSM-250PA05 | 250 | 24 | 210.7 | 23 |  | Solar | FIXED | Roof
SRP20394 | YINGLI ENERGY (CHINA) | YL245P-29B | 245 | 17 | 255 | 9 |  | Solar | FIXED | Roof
SRP20395 | TRINA SOLAR | TSM-245PA05.10 | 245 | 43 | 159 | 21 |  | Solar | FIXED | Roof
SRP20396 | YINGLI ENERGY (CHINA) | YL250P-29B | 250 | 6 | 77 | 30 |  | Solar | FIXED | Roof
SRP20396 | YINGLI ENERGY (CHINA) | YL250P-29B | 250 | 34 | 257 | 30 |  | Solar | FIXED | Roof
SRP20397 | SUNIVA | OPT260-60-4-1B0 | 260 | 3 | 126 | 42 |  | Solar | FIXED | Roof
SRP20397 | SUNIVA | OPT260-60-4-1B0 | 260 | 50 | 216 | 31 |  | Solar | FIXED | Roof
SRP20398 | TRINA SOLAR | TSM-245PA05.18 | 245 | 21 | 197 | 23 |  | Solar | FIXED | Roof
SRP20399 | CANADIAN SOLAR | CS6P-235PX | 235 | 17 | 111 | 19 |  | Solar | FIXED | Roof
SRP20400 | CANADIAN SOLAR | CS6P-235PX | 235 | 23 | 220 | 30 |  | Solar | FIXED | Roof
SRP20401 | SCHOTT SOLAR | PERFORM POLY 230 | 230 | 100 | 111 | 5 |  | Solar | FIXED | Roof
SRP20401 | SCHOTT SOLAR | PERFORM POLY 235 | 235 | 40 | 111 | 5 |  | Solar | FIXED | Roof
SRP20401 | SCHOTT SOLAR | PERFORM POLY 245 | 245 | 12 | 111 | 5 |  | Solar | FIXED | Roof
SRP20401 | SCHOTT SOLAR | PERFORM POLY 230 | 230 | 148 | 291 | 5 |  | Solar | FIXED | Roof
SRP20402 | TRINA SOLAR | TSM-245PA05 | 245 | 20 | 192 | 20 |  | Solar | FIXED | Roof
SRP20403 | SUNPOWER | SPR-320E-WHT-D | 320 | 16 | 157 | 21 |  | Solar | FIXED | Roof
SRP20404 | SUNPOWER | SPR-335NX-BLK-D | 335 | 16 | 248 | 23 |  | Solar | FIXED | Roof
SRP20405 | SUNIVA | MVX250-60-5-701 | 250 | 23 | 174.8 | 25 |  | Solar | FIXED | Roof
SRP20406 | YINGLI ENERGY (CHINA) | YL245P-29B | 245 | 20 | 192 | 20 |  | Solar | FIXED | Roof
SRP20407 | CONERGY | CONERGY PH 250P | 250 | 22 | 240 | 18 |  | Solar | FIXED | Roof
SRP20407 | CONERGY | CONERGY PH 250P | 250 | 33 | 240 | 18 |  | Solar | FIXED | Roof
SRP20408 | YINGLI ENERGY (CHINA) | YL245P-29B | 245 | 13 | 96 | 22 |  | Solar | FIXED | Roof
SRP20408 | YINGLI ENERGY (CHINA) | YL245P-29B | 245 | 7 | 186 | 18 |  | Solar | FIXED | Roof
SRP20408 | YINGLI ENERGY (CHINA) | YL245P-29B | 245 | 10 | 276 | 22 |  | Solar | FIXED | Roof
SRP20409 | TRINA SOLAR | TSM-250PA05 | 250 | 13 | 220 | 10 |  | Solar | FIXED | Roof
SRP20410 | TRINA SOLAR | TSM-250PA05 | 250 | 14 | 252 | 12 |  | Solar | FIXED | Roof
SRP20411 | TRINA SOLAR | TSM-250PA05.08 | 250 | 39 | 218.3 | 25 |  | Solar | FIXED | Roof
SRP20412 | YINGLI ENERGY (CHINA) | YL250P-29B | 250 | 10 | 131 | 30 |  | Solar | FIXED | Roof
SRP20412 | YINGLI ENERGY (CHINA) | YL250P-29B | 250 | 10 | 311 | 30 |  | Solar | FIXED | Roof
SRP20413 | TRINA SOLAR | TSM-250PA05 | 250 | 12 | 135 | 8 |  | Solar | FIXED | Roof
SRP20414 | YINGLI ENERGY (CHINA) | YL250C-30B | 250 | 23 | 192 | 25 |  | Solar | FIXED | Roof
SRP20414 | YINGLI ENERGY (CHINA) | YL250P-29B | 250 | 28 | 279 | 44 |  | Solar | FIXED | Roof
SRP20415 | YINGLI ENERGY (CHINA) | YL245P-29B | 245 | 40 | 178 | 34 |  | Solar | FIXED | Roof
SRP20416 | YINGLI ENERGY (CHINA) | YL245P-29B | 245 | 13 | 188 | 28 |  | Solar | FIXED | Roof
SRP20417 | LG ELECTRONICS SOLAR CELL DIVISION | LG255S1C-G2 | 255 | 17 | 144 | 31 |  | Solar | FIXED | Roof
SRP20419 | CANADIAN SOLAR | CS6P-235PX | 235 | 13 | 171 | 16 |  | Solar | FIXED | Roof
SRP20419 | CANADIAN SOLAR | CS6P-235PX | 235 | 4 | 261 | 16 |  | Solar | FIXED | Roof
SRP20421 | TRINA SOLAR | TSM-245PA05.18 | 245 | 15 | 228 | 10 |  | Solar | FIXED | Roof
SRP20421 | TRINA SOLAR | TSM-245PA05.18 | 245 | 10 | 228 | 20 |  | Solar | FIXED | Roof
SRP20422 | TRINA SOLAR | TSM-245PA05.18 | 245 | 29 | 190 | 22 |  | Solar | FIXED | Roof
SRP20423 | TRINA SOLAR | TSM-240PA05.18 | 240 | 28 | 125 | 13 |  | Solar | FIXED | Roof
SRP20424 | TRINA SOLAR | TSM-235PA05.18 | 235 | 10 | 219 | 38 |  | Solar | FIXED | Roof
SRP20425 | TRINA SOLAR | TSM-235PA05.18 | 235 | 11 | 161 | 19 |  | Solar | FIXED | Roof
SRP20425 | TRINA SOLAR | TSM-235PA05.18 | 235 | 14 | 251 | 19 |  | Solar | FIXED | Roof
SRP20429 | TRINA SOLAR | TSM-245PA05.18 | 245 | 8 | 104 | 17 |  | Solar | FIXED | Roof
SRP20429 | TRINA SOLAR | TSM-245PA05.18 | 245 | 6 | 194 | 17 |  | Solar | FIXED | Roof
SRP20430 | TRINA SOLAR | TSM-245PA05.18 | 245 | 12 | 100 | 24 |  | Solar | FIXED | Roof
SRP20430 | TRINA SOLAR | TSM-245PA05.18 | 245 | 4 | 190 | 12 |  | Solar | FIXED | Roof
SRP20430 | TRINA SOLAR | TSM-245PA05.18 | 245 | 14 | 190 | 22 |  | Solar | FIXED | Roof
SRP20432 | TRINA SOLAR | TSM-245PA05 | 245 | 4 | 128 | 23 |  | Solar | FIXED | Roof
SRP20432 | TRINA SOLAR | TSM-245PA05 | 245 | 9 | 128 | 23 |  | Solar | FIXED | Roof
SRP20432 | TRINA SOLAR | TSM-245PA05 | 245 | 4 | 128 | 37 |  | Solar | FIXED | Roof
SRP20433 | TRINA SOLAR | TSM-245PA05 | 245 | 8 | 133 | 19 |  | Solar | FIXED | Roof
SRP20433 | TRINA SOLAR | TSM-245PA05 | 245 | 15 | 133 | 19 |  | Solar | FIXED | Roof
SRP20434 | CANADIAN SOLAR | CS6P-235PX | 235 | 7 | 115 | 36 |  | Solar | FIXED | Roof
SRP20434 | CANADIAN SOLAR | CS6P-235PX | 235 | 9 | 294 | 36 |  | Solar | FIXED | Roof
SRP20435 | TRINA SOLAR | TSM-245PA05 | 245 | 13 | 160 | 34 |  | Solar | FIXED | Roof
SRP20436 | LG ELECTRONICS SOLAR CELL DIVISION | LG260S1C-G3 | 260 | 14 | 173 | 16 |  | Solar | FIXED | Roof
SRP20438 | CANADIAN SOLAR | CS6P-245MX | 245 | 18 | 118 | 17 |  | Solar | FIXED | Roof
SRP20438 | CANADIAN SOLAR | CS6P-245MX | 245 | 3 | 208 | 17 |  | Solar | FIXED | Roof
SRP20439 | TRINA SOLAR | TSM-245PA05.18 | 245 | 19 | 189 | 32 |  | Solar | FIXED | Roof
SRP20440 | LG ELECTRONICS SOLAR CELL DIVISION | LG260S1C-G3 | 260 | 14 | 176 | 17 |  | Solar | FIXED | Roof
SRP20441 | TRINA SOLAR | TSM-245PA05 | 245 | 2 | 219 | 15 |  | Solar | FIXED | Roof
SRP20441 | TRINA SOLAR | TSM-245PA05 | 245 | 3 | 219 | 22 |  | Solar | FIXED | Roof
SRP20441 | TRINA SOLAR | TSM-245PA05 | 245 | 8 | 219 | 22 |  | Solar | FIXED | Roof
SRP20442 | CANADIAN SOLAR | CS6P-235PX | 235 | 14 | 268 | 15 |  | Solar | FIXED | Roof
SRP20443 | TRINA SOLAR | TSM-245PA05 | 245 | 8 | 114 | 41 |  | Solar | FIXED | Roof
SRP20443 | TRINA SOLAR | TSM-245PA05 | 245 | 11 | 204 | 22 |  | Solar | FIXED | Roof
SRP20444 | TRINA SOLAR | TSM-245PA05 | 245 | 22 | 166 | 32 |  | Solar | FIXED | Roof
SRP20445 | CANADIAN SOLAR | CS6P-250M | 250 | 36 | 130 | 18 |  | Solar | FIXED | Roof
SRP20445 | CANADIAN SOLAR | CS6P-250M | 250 | 26 | 310 | 18 |  | Solar | FIXED | Roof
SRP20446 | SUNIVA | MVX250-60-5-701 | 250 | 26 | 91 | 15 |  | Solar | FIXED | Roof
SRP20446 | SUNIVA | MVX250-60-5-701 | 250 | 24 | 271 | 15 |  | Solar | FIXED | Roof
SRP20447 | SUNIVA | MVX250-60-5-701 | 250 | 30 | 99.9 | 25 |  | Solar | FIXED | Roof
SRP20448 | CANADIAN SOLAR | CS6P-250P | 250 | 27 | 170 | 30 |  | Solar | FIXED | Roof
SRP20448 | CANADIAN SOLAR | CS6P-250P | 250 | 7 | 260 | 30 |  | Solar | FIXED | Roof
SRP20449 | TRINA SOLAR | TSM-245PA05.10 | 245 | 43 | 114 | 22 |  | Solar | FIXED | Roof
SRP20450 | TRINA SOLAR | TSM-245PA05 | 245 | 16 | 190 | 22 |  | Solar | FIXED | Roof
SRP20450 | TRINA SOLAR | TSM-245PA05 | 245 | 9 | 280 | 21 |  | Solar | FIXED | Roof
SRP20451 | TRINA SOLAR | TSM-250PA05 | 250 | 52 | 195 | 30 |  | Solar | FIXED | Roof
SRP20452 | TRINA SOLAR | TSM-245PA05 | 245 | 6 | 170 | 9 |  | Solar | FIXED | Roof
SRP20452 | TRINA SOLAR | TSM-245PA05 | 245 | 21 | 170 | 18 |  | Solar | FIXED | Roof
SRP20454 | CANADIAN SOLAR | CS6P-245MX | 245 | 18 | 125 | 22 |  | Solar | FIXED | Roof
SRP20454 | CANADIAN SOLAR | CS6P-245MX | 245 | 8 | 220 | 21 |  | Solar | FIXED | Roof
SRP20455 | TRINA SOLAR | TSM-245PA05.08 | 245 | 20 | 142 | 25 |  | Solar | FIXED | Roof
SRP20456 | TRINA SOLAR | TSM-245PA05 | 245 | 5 | 161 | 23 |  | Solar | FIXED | Roof
SRP20456 | TRINA SOLAR | TSM-245PA05 | 245 | 9 | 161 | 25 |  | Solar | FIXED | Roof
SRP20457 | SUNIVA | MVX250-60-5-701 | 250 | 8 | 90 | 15 |  | Solar | FIXED | Roof
SRP20457 | SUNIVA | MVX250-60-5-701 | 250 | 40 | 180 | 35 |  | Solar | FIXED | Roof
SRP20458 | LG ELECTRONICS SOLAR CELL DIVISION | LG255S1C-G2 | 255 | 12 | 193 | 40 |  | Solar | FIXED | Roof
SRP20459 | YINGLI ENERGY (CHINA) | YL245P-29B | 245 | 20 | 253 | 26 |  | Solar | FIXED | Roof
SRP20460 | TRINA SOLAR | TSM-245PA05.18 | 245 | 18 | 172 | 16 |  | Solar | FIXED | Roof
SRP20461 | YINGLI ENERGY (CHINA) | YL245P-29B | 245 | 39 | 177 | 32 |  | Solar | FIXED | Roof
SRP20462 | BEIJING ZHONGKEXIN ELECTRONICS EQUIPMENT | ZKX-265P-24 | 260 | 6 | 173 | 21 |  | Solar | FIXED | Roof
SRP20462 | BEIJING ZHONGKEXIN ELECTRONICS EQUIPMENT | ZKX-265P-24 | 260 | 22 | 173 | 21 |  | Solar | FIXED | Roof
SRP20462 | BEIJING ZHONGKEXIN ELECTRONICS EQUIPMENT | ZKX-265P-24 | 260 | 12 | 173 | 23 |  | Solar | FIXED | Roof
SRP20463 | YINGLI ENERGY (CHINA) | YL245P-29B | 245 | 9 | 117 | 30 |  | Solar | FIXED | Roof
SRP20463 | YINGLI ENERGY (CHINA) | YL245P-29B | 245 | 33 | 297 | 30 |  | Solar | FIXED | Roof
SRP20464 | LG ELECTRONICS SOLAR CELL DIVISION | LG255S1C-G2 | 260 | 18 | 122 | 37 |  | Solar | FIXED | Roof
SRP20465 | TRINA SOLAR | TSM-245PA05.10 | 245 | 33 | 144 | 23 |  | Solar | FIXED | Roof
SRP20466 | TRINA SOLAR | TSM-245PA05.10 | 245 | 23 | 178 | 29 |  | Solar | FIXED | Roof
SRP20466 | TRINA SOLAR | TSM-245PA05.10 | 245 | 16 | 178 | 40 |  | Solar | FIXED | Roof
SRP20467 | AXITEC | AC-250P/156-60S | 250 | 13 | 144 | 23 |  | Solar | FIXED | Roof
SRP20467 | AXITEC | AC-250P/156-60S | 250 | 18 | 144 | 40 |  | Solar | FIXED | Roof
SRP20467 | AXITEC | AC-250P/156-60S | 250 | 7 | 234 | 45 |  | Solar | FIXED | Roof
SRP20468 | SHARP CORPORATION | ND-224U1F | 224 | 24 | 197 | 23 |  | Solar | FIXED | Roof
SRP20469 | YINGLI ENERGY (CHINA) | YL245P-29B | 245 | 9 | 33 | 13 |  | Solar | FIXED | Roof
SRP20469 | YINGLI ENERGY (CHINA) | YL245P-29B | 245 | 10 | 213 | 13 |  | Solar | FIXED | Roof
SRP20470 | AXITEC | AC-250M/156-60S | 250 | 24 | 222 | 30 |  | Solar | FIXED | Roof
SRP20471 | YINGLI ENERGY (CHINA) | YL245P-29B | 245 | 12 | 72 | 24 |  | Solar | FIXED | Roof
SRP20472 | AXITEC | AC-250M/156-60S | 250 | 39 | 232 | 26 |  | Solar | FIXED | Roof
SRP20473 | YINGLI ENERGY (CHINA) | YL250P-29B | 250 | 19 | 211 | 23 |  | Solar | FIXED | Roof
SRP20473 | YINGLI ENERGY (CHINA) | YL250P-29B | 250 | 8 | 211 | 34 |  | Solar | FIXED | Roof
SRP20474 | TRINA SOLAR | TSM-245PA05.10 | 245 | 4 | 133 | 24 |  | Solar | FIXED | Roof
SRP20474 | TRINA SOLAR | TSM-245PA05.10 | 245 | 7 | 133 | 24 |  | Solar | FIXED | Roof
SRP20474 | TRINA SOLAR | TSM-245PA05.10 | 245 | 18 | 133 | 24 |  | Solar | FIXED | Roof
SRP20475 | TRINA SOLAR | TSM-245PA05.10 | 245 | 58 | 176 | 43 |  | Solar | FIXED | Roof
SRP20476 | ET SOLAR INDUSTRY | ET-A-P672285 | 285 | 22 | 144 | 35 |  | Solar | FIXED | Roof
SRP20477 | LG ELECTRONICS SOLAR CELL DIVISION | LG265S1C-G3 | 280 | 28 | 146 | 22 |  | Solar | FIXED | Roof
SRP20478 | TRINA SOLAR | TSM-245PA05.10 | 245 | 20 | 136 | 39 |  | Solar | FIXED | Roof
SRP20478 | TRINA SOLAR | TSM-245PA05.10 | 245 | 10 | 226 | 39 |  | Solar | FIXED | Roof
SRP20479 | TRINA SOLAR | TSM-245PA05.10 | 245 | 32 | 177 | 16 |  | Solar | FIXED | Roof
SRP20480 | TRINA SOLAR | TSM-245PA05.10 | 245 | 9 | 200 | 18 |  | Solar | FIXED | Roof
SRP20480 | TRINA SOLAR | TSM-245PA05.10 | 245 | 9 | 200 | 25 |  | Solar | FIXED | Roof
SRP20481 | TRINA SOLAR | TSM-245PA05.10 | 245 | 10 | 181 | 16 |  | Solar | FIXED | Roof
SRP20481 | TRINA SOLAR | TSM-245PA05.10 | 245 | 36 | 181 | 37 |  | Solar | FIXED | Roof
SRP20482 | TRINA SOLAR | TSM-245PA05.10 | 245 | 16 | 93 | 16 |  | Solar | FIXED | Roof
SRP20482 | TRINA SOLAR | TSM-245PA05.10 | 245 | 27 | 273 | 16 |  | Solar | FIXED | Roof
SRP20484 | TRINA SOLAR | TSM-245PA05.10 | 245 | 39 | 242 | 16 |  | Solar | FIXED | Roof
SRP20485 | TRINA SOLAR | TSM-245PA05 | 245 | 50 | 180 | 25 |  | Solar | FIXED | Ground
SRP20486 | TRINA SOLAR | TSM-245PA05.10 | 245 | 24 | 134 | 44 |  | Solar | FIXED | Roof
SRP20487 | TRINA SOLAR | TSM-245PA05.10 | 245 | 40 | 147 | 28 |  | Solar | FIXED | Roof
SRP20489 | TRINA SOLAR | TSM-245PA05.10 | 245 | 34 | 215 | 20 |  | Solar | FIXED | Roof
SRP20490 | TRINA SOLAR | TSM-245PA05.18 | 245 | 18 | 132 | 15 |  | Solar | FIXED | Roof
SRP20490 | TRINA SOLAR | TSM-245PA05.18 | 245 | 8 | 230 | 24 |  | Solar | FIXED | Roof
SRP20491 | SUNIVA | MVX250-60-5-701 | 250 | 23 | 215.6 | 30 |  | Solar | FIXED | Roof
SRP20492 | TRINA SOLAR | TSM-245PA05.10 | 245 | 24 | 92 | 18 |  | Solar | FIXED | Roof
SRP20493 | SUNIVA | MVX250-60-5-701 | 250 | 7 | 85 | 25 |  | Solar | FIXED | Roof
SRP20493 | SUNIVA | MVX250-60-5-701 | 250 | 8 | 85 | 27 |  | Solar | FIXED | Roof
SRP20493 | SUNIVA | MVX250-60-5-701 | 250 | 17 | 175 | 40 |  | Solar | FIXED | Roof
SRP20494 | TRINA SOLAR | TSM-245PA05.10 | 245 | 10 | 128 | 29 |  | Solar | FIXED | Roof
SRP20494 | TRINA SOLAR | TSM-245PA05.10 | 245 | 16 | 218 | 24 |  | Solar | FIXED | Roof
SRP20494 | TRINA SOLAR | TSM-245PA05.10 | 245 | 20 | 218 | 32 |  | Solar | FIXED | Roof
SRP20495 | TRINA SOLAR | TSM-245PA05.10 | 245 | 15 | 121 | 24 |  | Solar | FIXED | Roof
SRP20495 | TRINA SOLAR | TSM-245PA05.10 | 245 | 9 | 211 | 24 |  | Solar | FIXED | Roof
SRP20496 | YINGLI ENERGY (CHINA) | YL250P-29B | 250 | 13 | 151 | 29 |  | Solar | FIXED | Roof
SRP20496 | YINGLI ENERGY (CHINA) | YL245P-29B | 250 | 6 | 245 | 32 |  | Solar | FIXED | Roof
SRP20497 | YINGLI ENERGY (CHINA) | YL245P-29B | 245 | 6 | 135 | 7 |  | Solar | FIXED | Roof
SRP20497 | YINGLI ENERGY (CHINA) | YL245P-29B | 245 | 14 | 225 | 37 |  | Solar | FIXED | Roof
SRP20498 | YINGLI ENERGY (CHINA) | YL245P-29B | 245 | 8 | 22 | 25 |  | Solar | FIXED | Roof
SRP20498 | YINGLI ENERGY (CHINA) | YL245P-29B | 245 | 8 | 198 | 25 |  | Solar | FIXED | Roof
SRP20499 | YINGLI ENERGY (CHINA) | YL245P-29B | 245 | 16 | 106 | 20 |  | Solar | FIXED | Roof
SRP20499 | YINGLI ENERGY (CHINA) | YL245P-29B | 245 | 6 | 293 | 20 |  | Solar | FIXED | Roof
SRP20500 | YINGLI ENERGY (CHINA) | YL245P-29B | 245 | 34 | 120 | 19 |  | Solar | FIXED | Roof
SRP20501 | YINGLI ENERGY (CHINA) | YL245P-29B | 245 | 15 | 82 | 28 |  | Solar | FIXED | Roof
SRP20501 | YINGLI ENERGY (CHINA) | YL245P-29B | 245 | 10 | 165 | 26 |  | Solar | FIXED | Roof
SRP20501 | YINGLI ENERGY (CHINA) | YL245P-29B | 245 | 9 | 262 | 28 |  | Solar | FIXED | Roof
SRP20502 | TRINA SOLAR | TSM-235PA05 | 235 | 26 | 131 | 27 |  | Solar | FIXED | Roof
SRP20503 | TRINA SOLAR | TSM-245PA05.10 | 245 | 32 | 111 | 24 |  | Solar | FIXED | Roof
SRP20504 | TRINA SOLAR | TSM-245PA05 | 245 | 34 | 157 | 25 |  | Solar | FIXED | Roof
SRP20505 | TRINA SOLAR | TSM-245PA05 | 245 | 6 | 0 | 7 |  | Solar | FIXED | Roof
SRP20505 | TRINA SOLAR | TSM-245PA05 | 245 | 9 | 180 | 6 |  | Solar | FIXED | Roof
SRP20505 | TRINA SOLAR | TSM-245PA05 | 245 | 15 | 270 | 22 |  | Solar | FIXED | Roof
SRP20506 | YINGLI ENERGY (CHINA) | YL245P-29B | 245 | 16 | 88 | 28 |  | Solar | FIXED | Roof
SRP20506 | YINGLI ENERGY (CHINA) | YL245P-29B | 245 | 15 | 178 | 3 |  | Solar | FIXED | Roof
SRP20506 | YINGLI ENERGY (CHINA) | YL245P-29B | 245 | 6 | 178 | 32 |  | Solar | FIXED | Roof
SRP20506 | YINGLI ENERGY (CHINA) | YL245P-29B | 245 | 9 | 268 | 28 |  | Solar | FIXED | Roof
SRP20507 | YINGLI ENERGY (CHINA) | YL245P-29B | 245 | 20 | 75 | 21 |  | Solar | FIXED | Roof
SRP20507 | YINGLI ENERGY (CHINA) | YL245P-29B | 245 | 18 | 255 | 21 |  | Solar | FIXED | Roof
SRP20509 | TRINA SOLAR | TSM-245PA05 | 245 | 10 | 222 | 14 |  | Solar | FIXED | Roof
SRP20509 | TRINA SOLAR | TSM-245PA05 | 245 | 3 | 222 | 17 |  | Solar | FIXED | Roof
SRP20510 | TRINA SOLAR | TSM-245PA05.10 | 245 | 28 | 179 | 20 |  | Solar | FIXED | Roof
SRP20510 | TRINA SOLAR | TSM-245PA05.10 | 245 | 14 | 179 | 30 |  | Solar | FIXED | Roof
SRP20510 | TRINA SOLAR | TSM-245PA05.10 | 245 | 8 | 269 | 20 |  | Solar | FIXED | Roof
SRP20511 | YINGLI ENERGY (CHINA) | YL245P-29B | 245 | 10 | 91 | 25 |  | Solar | FIXED | Roof
SRP20511 | YINGLI ENERGY (CHINA) | YL245P-29B | 245 | 20 | 271 | 25 |  | Solar | FIXED | Roof
SRP20511 | YINGLI ENERGY (CHINA) | YL245P-29B | 245 | 14 | 271 | 34 |  | Solar | FIXED | Roof
SRP20512 | TRINA SOLAR | TSM-250PA05 | 250 | 20 | 186 | 12 |  | Solar | FIXED | Roof
SRP20514 | CANADIAN SOLAR | CS6P-250P | 250 | 35 | 245 | 30 |  | Solar | FIXED | Roof
SRP20515 | TRINA SOLAR | TSM-250PA05.08 | 250 | 36 | 181.1 | 37 |  | Solar | FIXED | Roof
SRP20516 | SUNIVA | MVX250-60-5-701 | 250 | 19 | 177.6 | 15 |  | Solar | FIXED | Roof
SRP20517 | YINGLI ENERGY (CHINA) | YL245P-29B | 245 | 9 | 82 | 27 |  | Solar | FIXED | Roof
SRP20517 | YINGLI ENERGY (CHINA) | YL245P-29B | 245 | 19 | 266 | 27 |  | Solar | FIXED | Roof
SRP20518 | RENESOLA JIANGSU | JC295M-24/AB | 295 | 1694 | 180 | 25 |  | Solar | FIXED | Ground
SRP20519 | YINGLI ENERGY (CHINA) | YL245P-29B | 245 | 12 | 59 | 20 |  | Solar | FIXED | Roof
SRP20519 | YINGLI ENERGY (CHINA) | YL245P-29B | 245 | 12 | 59 | 23 |  | Solar | FIXED | Roof
SRP20519 | YINGLI ENERGY (CHINA) | YL245P-29B | 245 | 7 | 149 | 14 |  | Solar | FIXED | Roof
SRP20519 | YINGLI ENERGY (CHINA) | YL245P-29B | 245 | 13 | 239 | 23 |  | Solar | FIXED | Roof
SRP20520 | SUNPOWER | SPR-327NE-WHT-D | 327 | 26 | 127 | 14 |  | Solar | FIXED | Roof
SRP20520 | SUNPOWER | SPR-327NE-WHT-D | 327 | 4 | 127 | 37 |  | Solar | FIXED | Roof
SRP20520 | SUNPOWER | SPR-327NE-WHT-D | 327 | 6 | 127 | 37 |  | Solar | FIXED | Roof
SRP20521 | CANADIAN SOLAR | CS6P-250P | 250 | 25 | 122 | 30 |  | Solar | FIXED | Roof
SRP20522 | YINGLI ENERGY (CHINA) | YL245P-29B | 245 | 12 | 184 | 33 |  | Solar | FIXED | Roof
SRP20522 | YINGLI ENERGY (CHINA) | YL245P-29B | 245 | 10 | 274 | 33 |  | Solar | FIXED | Roof
SRP20526 | YINGLI ENERGY (CHINA) | YL245P-29B | 245 | 40 | 100 | 33 |  | Solar | FIXED | Roof
SRP20527 | SUNPOWER | SPR-X21-345 | 345 | 28 | 132 | 23 |  | Solar | FIXED | Roof
SRP20528 | HANWHA SOLARONE (QIDONG) | HSL60M6-HA-0-240T | 235 | 2828 | 166 | 10 |  | Solar | FIXED | Roof
SRP20528 | KYOCERA | KYOCERA 200 | 240 | 1372 | 166 | 10 |  | Solar | FIXED | Roof
SRP20529 | CANADIAN SOLAR | CS6P-250P | 250 | 9 | 135 | 15 |  | Solar | FIXED | Roof
SRP20529 | CANADIAN SOLAR | CS6P-250P | 250 | 12 | 225 | 20 |  | Solar | FIXED | Roof
SRP20530 | CANADIAN SOLAR | CS5P-250M | 250 | 38 | 160 | 30 |  | Solar | FIXED | Roof
SRP20531 | CANADIAN SOLAR | CS5P-250M | 250 | 10 | 118 | 25 |  | Solar | FIXED | Roof
SRP20531 | CANADIAN SOLAR | CS5P-250M | 250 | 10 | 118 | 45 |  | Solar | FIXED | Roof
SRP20532 | CANADIAN SOLAR | CS6P-240P | 240 | 140 | 186 | 5 |  | Solar | FIXED | Roof
SRP20532 | YINGLI ENERGY (CHINA) | YL240P-29B | 240 | 140 | 186 | 5 |  | Solar | FIXED | Roof
SRP20533 | CANADIAN SOLAR | CS6P-250MM | 250 | 19 | 162 | 30 |  | Solar | FIXED | Roof
SRP20534 | HANWHA SOLARONE (QIDONG) | HSL60P6-PA-4-245TW | 245 | 84 | 114 | 30 |  | Solar | FIXED | Roof
SRP20534 | HANWHA SOLARONE (QIDONG) | HSL60P6-PB-3-245Q | 245 | 266 | 204 | 10 |  | Solar | FIXED | Roof
SRP20535 | HANWHA SOLARONE (QIDONG) | HSL60P6-PA-4-245TW | 245 | 252 | 204 | 2 |  | Solar | FIXED | Roof
SRP20539 | SUNPOWER | SPR-327NE-WHT-D | 327 | 32 | 190 | 40 |  | Solar | FIXED | Roof
SRP20540 | ET SOLAR INDUSTRY | ET-P660245BB | 245 | 7 | 123 | 25 |  | Solar | FIXED | Roof
SRP20540 | ET SOLAR INDUSTRY | ET-P660245BB | 245 | 9 | 213 | 35 |  | Solar | FIXED | Roof
SRP20541 | SUNIVA | MVX250-60-5-701 | 250 | 22 | 135.4 | 25 |  | Solar | FIXED | Roof
SRP20542 | CANADIAN SOLAR | CS6P-250P | 250 | 29 | 245 | 22 |  | Solar | FIXED | Roof
SRP20543 | SUNIVA | MVX250-60-5-701 | 250 | 6 | 125 | 20 |  | Solar | FIXED | Roof
SRP20543 | SUNIVA | MVX250-60-5-701 | 250 | 28 | 215 | 20 |  | Solar | FIXED | Roof
SRP20547 | TRINA SOLAR | TSM-250PA05.08 | 250 | 20 | 180 | 18 |  | Solar | FIXED | Roof
SRP20548 | CANADIAN SOLAR | CS6P-250P | 250 | 8 | 180 | 30 |  | Solar | FIXED | Roof
SRP20548 | CANADIAN SOLAR | CS6P-250P | 250 | 17 | 180 | 30 |  | Solar | FIXED | Roof
SRP20550 | TRINA SOLAR | TSM-245PA05.08 | 245 | 42 | 236.4 | 25 |  | Solar | FIXED | Roof
SRP20551 | YINGLI ENERGY (CHINA) | YL250P-29B | 250 | 19 | 106 | 25 |  | Solar | FIXED | Roof
SRP20551 | YINGLI ENERGY (CHINA) | YL250P-29B | 250 | 25 | 196 | 38 |  | Solar | FIXED | Roof
SRP20552 | TRINA SOLAR | TSM-245PA05.10 | 245 | 16 | 122 | 35 |  | Solar | FIXED | Roof
SRP20552 | TRINA SOLAR | TSM-245PA05.10 | 245 | 13 | 212 | 40 |  | Solar | FIXED | Roof
SRP20553 | YINGLI ENERGY (CHINA) | YL245P-29B | 245 | 28 | 85 | 34 |  | Solar | FIXED | Roof
SRP20553 | YINGLI ENERGY (CHINA) | YL245P-29B | 245 | 8 | 265 | 34 |  | Solar | FIXED | Roof
SRP20553 | YINGLI ENERGY (CHINA) | YL245P-29B | 245 | 24 | 265 | 34 |  | Solar | FIXED | Roof
SRP20554 | YINGLI ENERGY (CHINA) | YL245P-29B | 245 | 28 | 93 | 9 |  | Solar | FIXED | Roof
SRP20555 | YINGLI ENERGY (CHINA) | YL245P-29B | 245 | 19 | 117 | 26 |  | Solar | FIXED | Roof
SRP20556 | YINGLI ENERGY (CHINA) | YL245P-29B | 245 | 11 | 190 | 28 |  | Solar | FIXED | Roof
SRP20556 | YINGLI ENERGY (CHINA) | YL245P-29B | 245 | 22 | 190 | 28 |  | Solar | FIXED | Roof
SRP20557 | YINGLI ENERGY (CHINA) | YL245P-29B | 245 | 26 | 156 | 38 |  | Solar | FIXED | Roof
SRP20558 | YINGLI ENERGY (CHINA) | YL250P-29B | 250 | 25 | 120 | 34 |  | Solar | FIXED | Roof
SRP20559 | YINGLI ENERGY (CHINA) | YL245P-29B | 245 | 20 | 192 | 18 |  | Solar | FIXED | Roof
SRP20559 | YINGLI ENERGY (CHINA) | YL245P-29B | 245 | 6 | 192 | 19 |  | Solar | FIXED | Roof
SRP20560 | YINGLI ENERGY (CHINA) | YL250P-29B | 250 | 28 | 225 | 22 |  | Solar | FIXED | Roof
SRP20561 | YINGLI ENERGY (CHINA) | YL245P-29B | 245 | 27 | 77 | 21 |  | Solar | FIXED | Roof
SRP20561 | YINGLI ENERGY (CHINA) | YL245P-29B | 245 | 49 | 274 | 21 |  | Solar | FIXED | Roof
SRP20562 | YINGLI ENERGY (CHINA) | YL245P-29B | 245 | 9 | 112 | 30 |  | Solar | FIXED | Roof
SRP20562 | YINGLI ENERGY (CHINA) | YL245P-29B | 245 | 30 | 112 | 30 |  | Solar | FIXED | Roof
SRP20563 | YINGLI ENERGY (CHINA) | YL245P-29B | 245 | 20 | 177 | 30 |  | Solar | FIXED | Roof
SRP20564 | YINGLI ENERGY (CHINA) | YL245P-29B | 245 | 11 | 107 | 26 |  | Solar | FIXED | Roof
SRP20564 | YINGLI ENERGY (CHINA) | YL245P-29B | 245 | 7 | 107 | 29 |  | Solar | FIXED | Roof
SRP20564 | YINGLI ENERGY (CHINA) | YL245P-29B | 245 | 9 | 287 | 29 |  | Solar | FIXED | Roof
SRP20565 | YINGLI ENERGY (CHINA) | YL245P-29B | 245 | 22 | 293 | 23 |  | Solar | FIXED | Roof
SRP20566 | YINGLI ENERGY (CHINA) | YL250P-29B | 250 | 38 | 69 | 23 |  | Solar | FIXED | Roof
SRP20566 | YINGLI ENERGY (CHINA) | YL250P-29B | 250 | 28 | 249 | 23 |  | Solar | FIXED | Roof
SRP20567 | YINGLI ENERGY (CHINA) | YL245P-29B | 245 | 16 | 131 | 13 |  | Solar | FIXED | Roof
SRP20567 | YINGLI ENERGY (CHINA) | YL245P-29B | 245 | 9 | 311 | 13 |  | Solar | FIXED | Roof
SRP20568 | TRINA SOLAR | TSM-235PA05 | 235 | 15 | 187 | 25 |  | Solar | FIXED | Roof
SRP20569 | TRINA SOLAR | TSM-235PA05 | 235 | 10 | 113 | 4 |  | Solar | FIXED | Roof
SRP20569 | TRINA SOLAR | TSM-235PA05 | 235 | 7 | 113 | 19 |  | Solar | FIXED | Roof
SRP20570 | TRINA SOLAR | TSM-235PA05 | 235 | 12 | 180 | 7 |  | Solar | FIXED | Roof
SRP20570 | TRINA SOLAR | TSM-235PA05 | 235 | 12 | 180 | 7 |  | Solar | FIXED | Roof
SRP20570 | TRINA SOLAR | TSM-235PA05 | 235 | 17 | 180 | 23 |  | Solar | FIXED | Roof
SRP20572 | TRINA SOLAR | TSM-240PA05 | 240 | 16 | 216 | 25 |  | Solar | FIXED | Roof
SRP20573 | TRINA SOLAR | TSM-250PA05 | 250 | 26 | 193 | 18 |  | Solar | FIXED | Roof
SRP20574 | TRINA SOLAR | TSM-240PA05 | 240 | 33 | 135 | 33 |  | Solar | FIXED | Roof
SRP20575 | TRINA SOLAR | TSM-240PA05 | 240 | 36 | 140 | 40 |  | Solar | FIXED | Roof
SRP20576 | TRINA SOLAR | TSM-245PA05.10 | 245 | 12 | 118 | 37 |  | Solar | FIXED | Roof
SRP20576 | TRINA SOLAR | TSM-245PA05.10 | 245 | 22 | 208 | 33 |  | Solar | FIXED | Roof
SRP20577 | CONERGY | CONERGY PH 250M | 250 | 78 | 180 | 35 |  | Solar | FIXED | Ground
SRP20578 | CONERGY | CONERGY PH 250M | 250 | 18 | 182 | 45 |  | Solar | FIXED | Roof
SRP20579 | LG ELECTRONICS SOLAR CELL DIVISION | LG260S1C-G3 | 260 | 18 | 260 | 30 |  | Solar | FIXED | Roof
SRP20580 | LG ELECTRONICS SOLAR CELL DIVISION | LG260S1C-G3 | 260 | 20 | 198 | 19 |  | Solar | FIXED | Roof
SRP20581 | TRINA SOLAR | TSM-245PA05.10 | 245 | 30 | 113 | 25 |  | Solar | FIXED | Roof
SRP20582 | MOTECH AMERICAS | IM60B3-250-XXXXXX | 250 | 40 | 109 | 25 |  | Solar | FIXED | Roof
SRP20584 | TRINA SOLAR | TSM-245PA05.10 | 245 | 40 | 171 | 27 |  | Solar | FIXED | Roof
SRP20585 | SOLARWORLD | SW270 MONO | 270 | 11284 | 209 | 15 |  | Solar | FIXED | Ground
SRP20586 | TRINA SOLAR | TSM-250PA05 | 250 | 5 | 128 | 24 |  | Solar | FIXED | Roof
SRP20586 | TRINA SOLAR | TSM-250PA05 | 250 | 7 | 218 | 45 |  | Solar | FIXED | Roof
SRP20587 | SUNPOWER | SPR-327NE-WHT-D | 327 | 20 | 89 | 23 |  | Solar | FIXED | Roof
SRP20589 | TRINA SOLAR | TSM-245PA05.10 | 245 | 20 | 154 | 13 |  | Solar | FIXED | Roof
SRP20589 | TRINA SOLAR | TSM-245PA05.10 | 245 | 23 | 154 | 13 |  | Solar | FIXED | Roof
SRP20590 | TRINA SOLAR | TSM-235PA05 | 235 | 26 | 188 | 28 |  | Solar | FIXED | Roof
SRP20591 | TRINA SOLAR | TSM-235PA05 | 235 | 33 | 131 | 26 |  | Solar | FIXED | Roof
SRP20592 | MITSUBISHI ELECTRIC | PV-EE120MF5F | 255 | 12 | 135 | 12 |  | Solar | FIXED | Roof
SRP20593 | SOLARWORLD | SW265 MONO | 265 | 9 | 118 | 18 |  | Solar | FIXED | Roof
SRP20593 | SOLARWORLD | SW265 MONO | 265 | 8 | 198 | 10 |  | Solar | FIXED | Roof
SRP20595 | LG ELECTRONICS SOLAR CELL DIVISION | LG265S1C-G3 | 290 | 51 | 210 | 28 |  | Solar | FIXED | Roof
SRP20596 | TRINA SOLAR | TSM-245PA05.10 | 245 | 2 | 135 | 22 |  | Solar | FIXED | Roof
SRP20596 | TRINA SOLAR | TSM-245PA05.10 | 245 | 24 | 225 | 22 |  | Solar | FIXED | Roof
SRP20597 | YINGLI ENERGY (CHINA) | YL250P-29B | 250 | 16 | 177 | 24 |  | Solar | FIXED | Roof
SRP20598 | SUNPOWER | SPR-327NE-WHT-D | 327 | 26 | 248 | 33 |  | Solar | FIXED | Roof
SRP20599 | YINGLI ENERGY (CHINA) | YL245P-29B | 245 | 10 | 225 | 30 |  | Solar | FIXED | Roof
SRP20600 | TRINA SOLAR | TSM-245PA05.10 | 245 | 20 | 178 | 26 |  | Solar | FIXED | Roof
SRP20601 | SUNTECH POWER | STP270-24/VB-1 | 270 | 8 | 201 | 18 |  | Solar | FIXED | Roof
SRP20603 | TRINA SOLAR | TSM-245PA05.10 | 245 | 18 | 201 | 20 |  | Solar | FIXED | Roof
SRP20605 | WESTINGHOUSE SOLAR | WLW-235-1-AC3-B-B | 235 | 140 | 135 | 10 |  | Solar | FIXED | Roof
SRP20605 | WESTINGHOUSE SOLAR | WLW-235-1-AC3-B-B | 235 | 520 | 225 | 10 |  | Solar | FIXED | Roof
SRP20606 | TRINA SOLAR | TSM-245PA05.10 | 245 | 14 | 197 | 38 |  | Solar | FIXED | Roof
SRP20607 | TRINA SOLAR | TSM-245PA05.10 | 245 | 51 | 257 | 25 |  | Solar | FIXED | Roof
SRP20608 | TRINA SOLAR | TSM-245PA05.10 | 245 | 34 | 145 | 30 |  | Solar | FIXED | Roof
SRP20609 | TRINA SOLAR | TSM-245PA05.10 | 245 | 8 | 125 | 14 |  | Solar | FIXED | Roof
SRP20609 | TRINA SOLAR | TSM-245PA05.10 | 245 | 22 | 125 | 22 |  | Solar | FIXED | Roof
SRP20609 | TRINA SOLAR | TSM-245PA05.10 | 245 | 10 | 215 | 20 |  | Solar | FIXED | Roof
SRP20610 | SOLARWORLD | SW270 MONO | 270 | 2366 | 190 | 10 |  | Solar | FIXED | Roof
SRP20611 | YINGLI ENERGY (CHINA) | YL250P-29B | 250 | 15 | 217 | 14 |  | Solar | FIXED | Roof
SRP20611 | YINGLI ENERGY (CHINA) | YL250P-29B | 250 | 8 | 217 | 47 |  | Solar | FIXED | Roof
SRP20612 | TRINA SOLAR | TSM-250PA05.08 | 250 | 22 | 145 | 25 |  | Solar | FIXED | Roof
SRP20613 | TRINA SOLAR | TSM-250PA05A.08 | 250 | 18 | 135 | 24 |  | Solar | FIXED | Roof
SRP20613 | TRINA SOLAR | TSM-250PA05A.08 | 250 | 28 | 225 | 24 |  | Solar | FIXED | Roof
SRP20614 | YINGLI ENERGY (CHINA) | YL245P-29B | 245 | 23 | 80 | 20 |  | Solar | FIXED | Roof
SRP20615 | BEIJING ZHONGKEXIN ELECTRONICS EQUIPMENT | ZKX-265P-24 | 260 | 15 | 50 | 15 |  | Solar | FIXED | Roof
SRP20615 | BEIJING ZHONGKEXIN ELECTRONICS EQUIPMENT | ZKX-265P-24 | 260 | 15 | 140 | 15 |  | Solar | FIXED | Roof
SRP20615 | BEIJING ZHONGKEXIN ELECTRONICS EQUIPMENT | ZKX-265P-24 | 260 | 18 | 230 | 15 |  | Solar | FIXED | Roof
SRP20616 | YINGLI ENERGY (CHINA) | YL245P-29B | 250 | 16 | 180 | 20 |  | Solar | FIXED | Roof
SRP20618 | TRINA SOLAR | TSM-250PA05 | 250 | 24 | 167 | 29 |  | Solar | FIXED | Roof
SRP20618 | TRINA SOLAR | TSM-250PA05 | 250 | 10 | 255 | 29 |  | Solar | FIXED | Roof
SRP20620 | TRINA SOLAR | TSM-250PA05 | 250 | 27 | 217 | 23 |  | Solar | FIXED | Roof
SRP20621 | TRINA SOLAR | TSM-250PA05 | 250 | 21 | 130 | 33 |  | Solar | FIXED | Roof
SRP20621 | TRINA SOLAR | TSM-250PA05 | 250 | 5 | 190 | 45 |  | Solar | FIXED | Roof
SRP20622 | TRINA SOLAR | TSM-250PA05 | 250 | 26 | 254 | 23 |  | Solar | FIXED | Roof
SRP20623 | TRINA SOLAR | TSM-250PA05 | 250 | 9 | 183 | 18 |  | Solar | FIXED | Roof
SRP20623 | TRINA SOLAR | TSM-250PA05 | 250 | 10 | 183 | 23 |  | Solar | FIXED | Roof
SRP20624 | TRINA SOLAR | TSM-250PA05 | 250 | 36 | 249 | 19 |  | Solar | FIXED | Roof
SRP20625 | TRINA SOLAR | TSM-250PA05 | 250 | 16 | 175 | 19 |  | Solar | FIXED | Roof
SRP20626 | TRINA SOLAR | TSM-250PA05 | 250 | 26 | 217 | 22 |  | Solar | FIXED | Roof
SRP20629 | SUNIVA | OPT265-60-4-100 | 265 | 38 | 200 | 34 |  | Solar | FIXED | Roof
SRP20631 | CANADIAN SOLAR | CS6P-250P | 250 | 33 | 180 | 25 |  | Solar | FIXED | Roof
SRP20632 | TRINA SOLAR | TSM-245PA05 | 245 | 6 | 172 | 20 |  | Solar | FIXED | Roof
SRP20632 | TRINA SOLAR | TSM-245PA05 | 245 | 30 | 172 | 21 |  | Solar | FIXED | Roof
SRP20633 | SUNPOWER | SPR-327NE-WHT-D | 327 | 24 | 222 | 20 |  | Solar | FIXED | Roof
SRP20635 | TRINA SOLAR | TSM-250PA05 | 250 | 32 | 216 | 18 |  | Solar | FIXED | Roof
SRP20636 | TRINA SOLAR | TSM-250PA05 | 250 | 5 | 130 | 22 |  | Solar | FIXED | Roof
SRP20636 | TRINA SOLAR | TSM-250PA05 | 250 | 26 | 220 | 23 |  | Solar | FIXED | Roof
SRP20637 | SUNPOWER | SPR-327NE-WHT-D | 327 | 22 | 113 | 31 |  | Solar | FIXED | Roof
SRP20638 | TRINA SOLAR | TSM-250PA05.08 | 250 | 44 | 237 | 25 |  | Solar | FIXED | Roof
SRP20640 | TRINA SOLAR | TSM-245PA05 | 245 | 11 | 268 | 14 |  | Solar | FIXED | Roof
SRP20643 | TRINA SOLAR | TSM-245PA05 | 245 | 25 | 128 | 23 |  | Solar | FIXED | Roof
SRP20644 | TRINA SOLAR | TSM-245PA05.10 | 245 | 9 | 90 | 18 |  | Solar | FIXED | Roof
SRP20644 | TRINA SOLAR | TSM-245PA05.10 | 245 | 20 | 270 | 18 |  | Solar | FIXED | Roof
SRP20645 | SUNIVA | MVX250-60-5-701 | 250 | 25 | 145 | 45 |  | Solar | FIXED | Roof
SRP20646 | TRINA SOLAR | TSM-250PA05 | 250 | 14 | 231 | 19 |  | Solar | FIXED | Roof
SRP20647 | SUNPOWER | SPR-327NE-WHT-D | 327 | 32 | 161 | 22 |  | Solar | FIXED | Roof
SRP20649 | HYUNDAI HEAVY INDUSTRIES | HIS-M230SG | 230 | 22 | 188 | 15 |  | Solar | FIXED | Ground
SRP20655 | CHINA SUNERGY | CSUN250-60M | 250 | 7 | 90 | 26 |  | Solar | FIXED | Roof
SRP20655 | CHINA SUNERGY | CSUN250-60M | 250 | 7 | 90 | 26 |  | Solar | FIXED | Roof
SRP20655 | CHINA SUNERGY | CSUN250-60M | 250 | 20 | 180 | 34 |  | Solar | FIXED | Roof
SRP20656 | TRINA SOLAR | TSM-245PA05.18 | 245 | 22 | 179 | 31 |  | Solar | FIXED | Roof
SRP20657 | YINGLI ENERGY (CHINA) | YL250C-30B | 250 | 18 | 150 | 38 |  | Solar | FIXED | Roof
SRP20658 | SUNPOWER | SPR-327NE-WHT-D | 327 | 27 | 180 | 20 |  | Solar | FIXED | Ground
SRP20659 | TRINA SOLAR | TSM-245PA05 | 245 | 11 | 280 | 21 |  | Solar | FIXED | Roof
SRP20659 | TRINA SOLAR | TSM-245PA05 | 245 | 6 | 280 | 24 |  | Solar | FIXED | Roof
SRP20660 | YINGLI ENERGY (CHINA) | YL250P-29B | 250 | 22 | 151 | 33 |  | Solar | FIXED | Roof
SRP20661 | TRINA SOLAR | TSM-245PA05 | 245 | 23 | 189 | 22 |  | Solar | FIXED | Roof
SRP20662 | TRINA SOLAR | TSM-245PA05 | 245 | 20 | 235 | 27 |  | Solar | FIXED | Roof
SRP20663 | TRINA SOLAR | TSM-245PA05 | 245 | 17 | 98 | 39 |  | Solar | FIXED | Roof
SRP20664 | BEIJING ZHONGKEXIN ELECTRONICS EQUIPMENT | ZKX-265P-24 | 255 | 12 | 205 | 41 |  | Solar | FIXED | Roof
SRP20665 | TRINA SOLAR | TSM-245PA05 | 245 | 15 | 170 | 20 |  | Solar | FIXED | Roof
SRP20666 | TRINA SOLAR | TSM-250PA05 | 250 | 36 | 109 | 18 |  | Solar | FIXED | Roof
SRP20666 | TRINA SOLAR | TSM-250PA05 | 250 | 13 | 199 | 34 |  | Solar | FIXED | Roof
SRP20667 | TRINA SOLAR | TSM-245PA05 | 245 | 21 | 208 | 19 |  | Solar | FIXED | Roof
SRP20667 | TRINA SOLAR | TSM-245PA05 | 245 | 20 | 208 | 27 |  | Solar | FIXED | Roof
SRP20668 | TRINA SOLAR | TSM-250PA05 | 250 | 8 | 119 | 15 |  | Solar | FIXED | Roof
SRP20668 | TRINA SOLAR | TSM-250PA05 | 250 | 4 | 119 | 35 |  | Solar | FIXED | Roof
SRP20668 | TRINA SOLAR | TSM-250PA05 | 250 | 8 | 299 | 15 |  | Solar | FIXED | Roof
SRP20670 | HANWHA SOLARONE (QIDONG) | HSL60P6-PB-3-250Q | 250 | 52 | 246 | 18 |  | Solar | FIXED | Roof
SRP20672 | SUNPOWER | SPR-327NE-WHT-D | 327 | 25 | 261 | 20 |  | Solar | FIXED | Roof
SRP20673 | TRINA SOLAR | TSM-245PA05 | 245 | 33 | 227 | 21 |  | Solar | FIXED | Roof
SRP20674 | SUNPOWER | SPR-327NE-WHT-D | 327 | 52 | 233 | 33 |  | Solar | FIXED | Roof
SRP20675 | TRINA SOLAR | TSM-250PA05 | 250 | 26 | 183 | 10 |  | Solar | FIXED | Roof
SRP20676 | TRINA SOLAR | TSM-245PA05 | 245 | 22 | 227 | 21 |  | Solar | FIXED | Roof
SRP20677 | TRINA SOLAR | TSM-250PA05 | 250 | 16 | 201 | 30 |  | Solar | FIXED | Roof
SRP20678 | TRINA SOLAR | TSM-250PA05 | 250 | 14 | 123 | 23 |  | Solar | FIXED | Roof
SRP20678 | TRINA SOLAR | TSM-250PA05 | 250 | 32 | 215 | 37 |  | Solar | FIXED | Roof
SRP20679 | SUNPOWER | SPR-327NE-WHT-D | 327 | 28 | 175 | 37 |  | Solar | FIXED | Roof
SRP20680 | SUNPOWER | SPR-327NE-WHT-D | 327 | 24 | 162 | 22 |  | Solar | FIXED | Roof
SRP20681 | TRINA SOLAR | TSM-250PA05 | 250 | 18 | 93 | 30 |  | Solar | FIXED | Roof
SRP20681 | TRINA SOLAR | TSM-250PA05 | 250 | 6 | 93 | 31 |  | Solar | FIXED | Roof
SRP20681 | TRINA SOLAR | TSM-250PA05 | 250 | 6 | 183 | 22 |  | Solar | FIXED | Roof
SRP20681 | TRINA SOLAR | TSM-250PA05 | 250 | 4 | 183 | 31 |  | Solar | FIXED | Roof
SRP20682 | TRINA SOLAR | TSM-250PA05 | 250 | 24 | 164 | 19 |  | Solar | FIXED | Roof
SRP20684 | TRINA SOLAR | TSM-245PA05.08 | 245 | 23 | 127 | 20 |  | Solar | FIXED | Roof
SRP20686 | SUNPOWER | SPR-327NE-WHT-D | 327 | 24 | 225 | 30 |  | Solar | FIXED | Roof
SRP20687 | SUNPOWER | SPR-245NE-WHT-D | 245 | 32 | 264 | 25 |  | Solar | FIXED | Roof
SRP20688 | YINGLI ENERGY (CHINA) | YL250P-29B | 250 | 18 | 132 | 32 |  | Solar | FIXED | Roof
SRP20688 | YINGLI ENERGY (CHINA) | YL250P-29B | 250 | 8 | 312 | 32 |  | Solar | FIXED | Roof
SRP20689 | YINGLI ENERGY (CHINA) | YL250P-29B | 250 | 25 | 203 | 24 |  | Solar | FIXED | Roof
SRP20690 | YINGLI ENERGY (CHINA) | YL250P-29B | 250 | 25 | 153 | 22 |  | Solar | FIXED | Roof
SRP20691 | YINGLI ENERGY (CHINA) | YL245P-29B | 245 | 9 | 175 | 12 |  | Solar | FIXED | Roof
SRP20691 | YINGLI ENERGY (CHINA) | YL245P-29B | 245 | 8 | 359 | 12 |  | Solar | FIXED | Roof
SRP20692 | YINGLI ENERGY (CHINA) | YL245P-29B | 245 | 15 | 125 | 28 |  | Solar | FIXED | Roof
SRP20692 | YINGLI ENERGY (CHINA) | YL245P-29B | 245 | 13 | 310 | 28 |  | Solar | FIXED | Roof
SRP20693 | YINGLI ENERGY (CHINA) | YL245P-29B | 245 | 34 | 179 | 26 |  | Solar | FIXED | Roof
SRP20694 | BEIJING ZHONGKEXIN ELECTRONICS EQUIPMENT | ZKX-265P-24 | 260 | 14 | 126 | 32 |  | Solar | FIXED | Roof
SRP20694 | BEIJING ZHONGKEXIN ELECTRONICS EQUIPMENT | ZKX-265P-24 | 260 | 12 | 126 | 36 |  | Solar | FIXED | Roof
SRP20695 | SUNIVA | MVT250-60-5-100 | 250 | 44 | 126.1 | 20 |  | Solar | FIXED | Roof
SRP20696 | TRINA SOLAR | TSM-245PA05.05 | 245 | 32 | 170 | 20 |  | Solar | FIXED | Roof
SRP20697 | TRINA SOLAR | TSM-245PA05.10 | 245 | 35 | 195 | 27 |  | Solar | FIXED | Roof
SRP20698 | LIGHT WAY GREEN NEW ENERGY | LW240(29)P1650X990 | 240 | 1400 | 176 | 15 |  | Solar | FIXED | Roof
SRP20699 | SUNIVA | MVT250-60-5-100 | 250 | 9 | 170 | 35 |  | Solar | FIXED | Roof
SRP20699 | SUNIVA | MVT250-60-5-100 | 250 | 16 | 260 | 25 |  | Solar | FIXED | Roof
SRP20700 | SHARP CORPORATION | ND-224U1F | 230 | 221 | 76 | 14 |  | Solar | FIXED | Roof
SRP20700 | SHARP CORPORATION | ND-224U1F | 230 | 221 | 136 | 14 |  | Solar | FIXED | Roof
SRP20700 | SHARP CORPORATION | ND-224U1F | 230 | 130 | 166 | 12 |  | Solar | FIXED | Roof
SRP20700 | SHARP CORPORATION | ND-224U1F | 230 | 156 | 166 | 14 |  | Solar | FIXED | Roof
SRP20700 | SHARP CORPORATION | ND-224U1F | 230 | 650 | 256 | 14 |  | Solar | FIXED | Roof
SRP20701 | TRINA SOLAR | TSM-245PA05.10 | 245 | 14 | 180 | 26 |  | Solar | FIXED | Roof
SRP20702 | TRINA SOLAR | TSM-245PA05.10 | 245 | 31 | 231 | 15 |  | Solar | FIXED | Roof
SRP20703 | YINGLI ENERGY (CHINA) | YL245P-29B | 245 | 9 | 50 | 25 |  | Solar | FIXED | Roof
SRP20703 | YINGLI ENERGY (CHINA) | YL245P-29B | 245 | 11 | 133 | 25 |  | Solar | FIXED | Roof
SRP20703 | YINGLI ENERGY (CHINA) | YL240P-29B | 245 | 9 | 223 | 25 |  | Solar | FIXED | Roof
SRP20704 | YINGLI ENERGY (CHINA) | YL250P-29B | 250 | 31 | 125 | 29 |  | Solar | FIXED | Roof
SRP20704 | YINGLI ENERGY (CHINA) | YL250P-29B | 250 | 16 | 218 | 26 |  | Solar | FIXED | Roof
SRP20706 | SUNPOWER | SPR-327NE-WHT-D | 327 | 18 | 178 | 27 |  | Solar | FIXED | Roof
SRP20707 | TRINA SOLAR | TSM-250PA05.08 | 250 | 10 | 184 | 16 |  | Solar | FIXED | Roof
SRP20707 | TRINA SOLAR | TSM-250PA05A.08 | 250 | 20 | 274 | 16 |  | Solar | FIXED | Roof
SRP20708 | TRINA SOLAR | TSM-250PA05.08 | 250 | 36 | 243 | 18 |  | Solar | FIXED | Roof
SRP20709 | TRINA SOLAR | TSM-250PA05.08 | 250 | 12 | 158.6 | 25 |  | Solar | FIXED | Roof
SRP20709 | TRINA SOLAR | TSM-250PA05.08 | 250 | 8 | 248.6 | 25 |  | Solar | FIXED | Roof
SRP20709 | TRINA SOLAR | TSM-250PA05.08 | 250 | 6 | 248.6 | 40 |  | Solar | FIXED | Roof
SRP20710 | TRINA SOLAR | TSM-250PA05A.08 | 250 | 42 | 110.1 | 40 |  | Solar | FIXED | Roof
SRP20711 | SUNIVA | MVX250-60-5-701 | 250 | 15 | 122 | 20 |  | Solar | FIXED | Roof
SRP20711 | SUNIVA | MVX250-60-5-701 | 250 | 8 | 122 | 30 |  | Solar | FIXED | Roof
SRP20712 | YINGLI ENERGY (CHINA) | YL245P-29B | 245 | 13 | 192 | 18 |  | Solar | FIXED | Roof
SRP20714 | SUNIVA | MVX250-60-5-701 | 250 | 27 | 125.7 | 30 |  | Solar | FIXED | Roof
SRP20715 | SUNPOWER | SPR-327NE-WHT-D | 327 | 48 | 190 | 20 |  | Solar | FIXED | Roof
SRP20716 | TRINA SOLAR | TSM-250PA05.08 | 250 | 35 | 110.1 | 30 |  | Solar | FIXED | Roof
SRP20718 | SUNPOWER | SPR-327NE-WHT-D | 327 | 20 | 200 | 35 |  | Solar | FIXED | Roof
SRP20720 | CANADIAN SOLAR | CS6P-230M | 230 | 66 | 180 | 0 |  | Solar | FIXED | Roof
SRP20721 | TRINA SOLAR | TSM-245PA05.10 | 245 | 18 | 160 | 32 |  | Solar | FIXED | Roof
SRP20721 | TRINA SOLAR | TSM-245PA05.10 | 245 | 17 | 250 | 32 |  | Solar | FIXED | Roof
SRP20722 | TRINA SOLAR | TSM-245PA05.10 | 245 | 20 | 120 | 32 |  | Solar | FIXED | Roof
SRP20723 | TRINA SOLAR | TSM-245PA05.08 | 245 | 36 | 164 | 20 |  | Solar | FIXED | Roof
SRP20724 | SUNPOWER | SPR-327NE-WHT-D | 327 | 26 | 200 | 20 |  | Solar | FIXED | Roof
SRP20725 | TRINA SOLAR | TSM-250PA05.08 | 250 | 7 | 104 | 24 |  | Solar | FIXED | Roof
SRP20725 | TRINA SOLAR | TSM-250PA05.08 | 250 | 27 | 194 | 24 |  | Solar | FIXED | Roof
SRP20727 | TRINA SOLAR | TSM-245PA05.10 | 245 | 21 | 265 | 23 |  | Solar | FIXED | Roof
SRP20727 | TRINA SOLAR | TSM-245PA05.10 | 245 | 29 | 265 | 23 |  | Solar | FIXED | Roof
SRP20728 | CANADIAN SOLAR | CS6P-250P | 250 | 17 | 115 | 20 |  | Solar | FIXED | Roof
SRP20728 | CANADIAN SOLAR | CS6P-250P | 250 | 13 | 115 | 30 |  | Solar | FIXED | Roof
SRP20729 | SUNPOWER | SPR-327NE-WHT-D | 327 | 35 | 175 | 5 |  | Solar | FIXED | Roof
SRP20729 | SUNPOWER | SPR-327NE-WHT-D | 327 | 10 | 175 | 45 |  | Solar | FIXED | Roof
SRP20730 | STION | SN-120 | 120 | 21 | 172 | 22 |  | Solar | FIXED | Roof
SRP20731 | SUNIVA | MVX250-60-5-701 | 250 | 18 | 178.6 | 25 |  | Solar | FIXED | Roof
SRP20731 | SUNIVA | MVX250-60-5-701 | 250 | 17 | 178.6 | 27 |  | Solar | FIXED | Roof
SRP20732 | SUNIVA | MVX250-60-5-701 | 250 | 30 | 145 | 30 |  | Solar | FIXED | Roof
SRP20733 | SUNPOWER | SPR-327NE-WHT-D | 327 | 4 | 141 | 38 |  | Solar | FIXED | Roof
SRP20733 | SUNPOWER | SPR-327NE-WHT-D | 327 | 20 | 231 | 38 |  | Solar | FIXED | Roof
SRP20734 | TRINA SOLAR | TSM-245PA05.18 | 245 | 12 | 98 | 23 |  | Solar | FIXED | Roof
SRP20734 | TRINA SOLAR | TSM-245PA05.18 | 245 | 14 | 278 | 23 |  | Solar | FIXED | Roof
SRP20740 | TRINA SOLAR | TSM-245PA05 | 245 | 20 | 115 | 19 |  | Solar | FIXED | Roof
SRP20740 | TRINA SOLAR | TSM-245PA05 | 245 | 6 | 295 | 15 |  | Solar | FIXED | Roof
SRP20740 | TRINA SOLAR | TSM-245PA05.10 | 245 | 13 | 295 | 19 |  | Solar | FIXED | Roof
SRP20741 | TRINA SOLAR | TSM-245PA05.18 | 245 | 25 | 223 | 22 |  | Solar | FIXED | Roof
SRP20742 | SUNIVA | MVX250-60-5-701 | 250 | 20 | 215.7 | 30 |  | Solar | FIXED | Roof
SRP20744 | YINGLI ENERGY (CHINA) | YL245P-29B | 245 | 18 | 227 | 5 |  | Solar | FIXED | Roof
SRP20744 | YINGLI ENERGY (CHINA) | YL245P-29B | 245 | 6 | 227 | 14 |  | Solar | FIXED | Roof
SRP20745 | BEIJING ZHONGKEXIN ELECTRONICS EQUIPMENT | ZKX-265P-24 | 260 | 41 | 153 | 30 |  | Solar | FIXED | Roof
SRP20745 | BEIJING ZHONGKEXIN ELECTRONICS EQUIPMENT | ZKX-265P-24 | 260 | 7 | 243 | 42 |  | Solar | FIXED | Roof
SRP20746 | TRINA SOLAR | TSM-250PA05 | 250 | 50 | 270.3 | 25 |  | Solar | FIXED | Roof
SRP20747 | TRINA SOLAR | TSM-245PA05.08 | 245 | 25 | 125.7 | 35 |  | Solar | FIXED | Roof
SRP20750 | TRINA SOLAR | TSM-245PA05.08 | 245 | 16 | 109 | 27 |  | Solar | FIXED | Roof
SRP20753 | TRINA SOLAR | TSM-245PA05.10 | 245 | 16 | 205 | 25 |  | Solar | FIXED | Roof
SRP20754 | TRINA SOLAR | TSM-235PA05.18 | 235 | 17 | 166 | 32 |  | Solar | FIXED | Roof
SRP20755 | TRINA SOLAR | TSM-245PA05.18 | 245 | 24 | 195 | 21 |  | Solar | FIXED | Roof
SRP20756 | TRINA SOLAR | TSM-245PA05.18 | 245 | 12 | 173 | 22 |  | Solar | FIXED | Roof
SRP20756 | TRINA SOLAR | TSM-245PA05.18 | 245 | 7 | 173 | 36 |  | Solar | FIXED | Roof
SRP20758 | TRINA SOLAR | TSM-245PA05.18 | 245 | 24 | 214 | 25 |  | Solar | FIXED | Roof
SRP20760 | TRINA SOLAR | TSM-245PA05.18 | 245 | 14 | 199 | 21 |  | Solar | FIXED | Roof
SRP20763 | TRINA SOLAR | TSM-245PA05.18 | 245 | 14 | 143 | 22 |  | Solar | FIXED | Roof
SRP20765 | TRINA SOLAR | TSM-245PA05 | 245 | 9 | 78 | 12 |  | Solar | FIXED | Roof
SRP20765 | TRINA SOLAR | TSM-245PA05 | 245 | 7 | 258 | 13 |  | Solar | FIXED | Roof
SRP20766 | TRINA SOLAR | TSM-245PA05.18 | 245 | 9 | 189 | 30 |  | Solar | FIXED | Roof
SRP20766 | TRINA SOLAR | TSM-245PA05.18 | 245 | 9 | 279 | 13 |  | Solar | FIXED | Roof
SRP20767 | TRINA SOLAR | TSM-245PA05.18 | 245 | 10 | 188 | 16 |  | Solar | FIXED | Roof
SRP20767 | TRINA SOLAR | TSM-245PA05.18 | 245 | 16 | 201 | 24 |  | Solar | FIXED | Roof
SRP20770 | TRINA SOLAR | TSM-245PA05.18 | 245 | 3 | 142 | 22 |  | Solar | FIXED | Roof
SRP20770 | TRINA SOLAR | TSM-245PA05.18 | 245 | 11 | 142 | 23 |  | Solar | FIXED | Roof
SRP20770 | TRINA SOLAR | TSM-245PA05.18 | 245 | 4 | 232 | 27 |  | Solar | FIXED | Roof
SRP20771 | CANADIAN SOLAR | CS6P-235PX | 235 | 9 | 127 | 11 |  | Solar | FIXED | Roof
SRP20771 | CANADIAN SOLAR | CS6P-235PX | 235 | 9 | 307 | 11 |  | Solar | FIXED | Roof
SRP20773 | SOLARWORLD | SW235 MONO | 235 | 28 | 180 | 15 |  | Solar | FIXED | Roof
SRP20773 | SOLARWORLD | SW235 MONO | 235 | 36 | 180 | 30 |  | Solar | FIXED | Roof
SRP20776 | TRINA SOLAR | TSM-245PA05.10 | 245 | 60 | 160 | 25 |  | Solar | FIXED | Ground
SRP20778 | TRINA SOLAR | TSM-245PA05.10 | 245 | 41 | 180 | 37 |  | Solar | FIXED | Roof
SRP20779 | TRINA SOLAR | TSM-245PA05.10 | 245 | 18 | 117 | 34 |  | Solar | FIXED | Roof
SRP20779 | TRINA SOLAR | TSM-245PA05.10 | 245 | 5 | 207 | 34 |  | Solar | FIXED | Roof
SRP20779 | TRINA SOLAR | TSM-245PA05.10 | 245 | 12 | 207 | 34 |  | Solar | FIXED | Roof
SRP20780 | TRINA SOLAR | TSM-245PA05.10 | 245 | 28 | 201 | 25 |  | Solar | FIXED | Roof
SRP20781 | TRINA SOLAR | TSM-245PA05.10 | 245 | 59 | 200 | 30 |  | Solar | FIXED | Roof
SRP20782 | TRINA SOLAR | TSM-245PA05.18 | 245 | 10 | 98 | 30 |  | Solar | FIXED | Roof
SRP20782 | TRINA SOLAR | TSM-245PA05.18 | 245 | 14 | 188 | 23 |  | Solar | FIXED | Roof
SRP20782 | TRINA SOLAR | TSM-245PA05.18 | 245 | 10 | 278 | 30 |  | Solar | FIXED | Roof
SRP20783 | TRINA SOLAR | TSM-245PA05 | 245 | 30 | 205 | 31 |  | Solar | FIXED | Roof
SRP20784 | YINGLI ENERGY (CHINA) | YL245P-29B | 245 | 24 | 167 | 35 |  | Solar | FIXED | Roof
SRP20785 | TRINA SOLAR | TSM-245PA05.08 | 245 | 32 | 200.7 | 16 |  | Solar | FIXED | Roof
SRP20786 | TRINA SOLAR | TSM-245PA05 | 245 | 10 | 112 | 25 |  | Solar | FIXED | Roof
SRP20786 | TRINA SOLAR | TSM-245PA05 | 245 | 20 | 202 | 10 |  | Solar | FIXED | Roof
SRP20787 | YINGLI ENERGY (CHINA) | YL245P-29B | 245 | 18 | 127 | 26 |  | Solar | FIXED | Roof
SRP20789 | SUNIVA | MVX250-60-5-701 | 250 | 32 | 115.9 | 28 |  | Solar | FIXED | Roof
SRP20790 | YINGLI ENERGY (CHINA) | YL245P-29B | 245 | 5 | 139 | 45 |  | Solar | FIXED | Roof
SRP20790 | YINGLI ENERGY (CHINA) | YL245P-29B | 245 | 20 | 229 | 40 |  | Solar | FIXED | Roof
SRP20791 | TRINA SOLAR | TSM-250PA05.10 | 250 | 41 | 231 | 25 |  | Solar | FIXED | Roof
SRP20792 | TRINA SOLAR | TSM-245PA05.18 | 245 | 13 | 83 | 22 |  | Solar | FIXED | Roof
SRP20792 | TRINA SOLAR | TSM-245PA05.18 | 245 | 9 | 263 | 35 |  | Solar | FIXED | Roof
SRP20794 | SUNIVA | MVX250-60-5-701 | 250 | 9 | 105.5 | 20 |  | Solar | FIXED | Roof
SRP20794 | SUNIVA | MVX250-60-5-701 | 250 | 20 | 195.5 | 20 |  | Solar | FIXED | Roof
SRP20795 | TRINA SOLAR | TSM-250PA05 | 250 | 18 | 159.2 | 25 |  | Solar | FIXED | Roof
SRP20796 | SUNIVA | MVX250-60-5-701 | 250 | 20 | 125 | 30 |  | Solar | FIXED | Roof
SRP20797 | SUNIVA | MVX250-60-5-701 | 250 | 28 | 100.1 | 25 |  | Solar | FIXED | Roof
SRP20797 | SUNIVA | MVX250-60-5-701 | 250 | 19 | 280.1 | 25 |  | Solar | FIXED | Roof
SRP20798 | TRINA SOLAR | TSM-250PA05 | 250 | 14 | 99 | 16 |  | Solar | FIXED | Roof
SRP20799 | YINGLI ENERGY (CHINA) | YL245P-29B | 245 | 30 | 250 | 23 |  | Solar | FIXED | Roof
SRP20800 | YINGLI ENERGY (CHINA) | YL245P-29B | 245 | 29 | 244 | 22 |  | Solar | FIXED | Roof
SRP20801 | YINGLI ENERGY (CHINA) | YL245P-29B | 245 | 18 | 156 | 36 |  | Solar | FIXED | Roof
SRP20801 | YINGLI ENERGY (CHINA) | YL245P-29B | 245 | 17 | 246 | 45 |  | Solar | FIXED | Roof
SRP20802 | YINGLI ENERGY (CHINA) | YL245P-29B | 245 | 34 | 168 | 20 |  | Solar | FIXED | Roof
SRP20804 | TRINA SOLAR | TSM-245PA05.18 | 245 | 20 | 209 | 36 |  | Solar | FIXED | Roof
SRP20805 | TRINA SOLAR | TSM-245PA05 | 245 | 12 | 250 | 22 |  | Solar | FIXED | Roof
SRP20807 | TRINA SOLAR | TSM-245PA05.18 | 245 | 17 | 203 | 32 |  | Solar | FIXED | Roof
SRP20808 | TRINA SOLAR | TSM-245PA05 | 245 | 15 | 198 | 20 |  | Solar | FIXED | Roof
SRP20809 | TRINA SOLAR | TSM-245PA05.18 | 245 | 28 | 220 | 15 |  | Solar | FIXED | Roof
SRP20810 | TRINA SOLAR | TSM-250PA05.08 | 250 | 28 | 238.1 | 40 |  | Solar | FIXED | Roof
SRP20811 | LG ELECTRONICS SOLAR CELL DIVISION | LG255S1C-G3 | 255 | 55 | 66 | 30 |  | Solar | FIXED | Roof
SRP20811 | LG ELECTRONICS SOLAR CELL DIVISION | LG255S1C-G3 | 255 | 41 | 156 | 30 |  | Solar | FIXED | Roof
SRP20811 | LG ELECTRONICS SOLAR CELL DIVISION | LG255S1C-G3 | 255 | 118 | 243 | 30 |  | Solar | FIXED | Roof
SRP20812 | SUNPOWER | SPR-327NE-WHT-D | 327 | 10 | 173.7 | 27 |  | Solar | FIXED | Roof
SRP20812 | SUNPOWER | SPR-327NE-WHT-D | 327 | 10 | 263.7 | 5 |  | Solar | FIXED | Roof
SRP20812 | SUNPOWER | SPR-327NE-WHT-D | 327 | 20 | 263.7 | 30 |  | Solar | FIXED | Roof
SRP20815 | TRINA SOLAR | TSM-245PA05 | 245 | 17 | 115 | 22 |  | Solar | FIXED | Roof
SRP20815 | TRINA SOLAR | TSM-245PA05 | 245 | 17 | 295 | 22 |  | Solar | FIXED | Roof
SRP20816 | TRINA SOLAR | TSM-245PA05 | 245 | 6 | 186 | 16 |  | Solar | FIXED | Roof
SRP20816 | TRINA SOLAR | TSM-245PA05 | 245 | 8 | 276 | 18 |  | Solar | FIXED | Roof
SRP20817 | YINGLI ENERGY (CHINA) | YL245P-29B | 250 | 20 | 180 | 20 |  | Solar | FIXED | Ground
SRP20818 | ET SOLAR INDUSTRY | ET-P660245BB | 245 | 31 | 208 | 22 |  | Solar | FIXED | Roof
SRP20819 | ET SOLAR INDUSTRY | ET-P660245BB | 245 | 14 | 181 | 26 |  | Solar | FIXED | Roof
SRP20819 | ET SOLAR INDUSTRY | ET-P660245BB | 245 | 6 | 271 | 26 |  | Solar | FIXED | Roof
SRP20820 | TRINA SOLAR | TSM-245PA05.08 | 245 | 16 | 110.7 | 25 |  | Solar | FIXED | Roof
SRP20820 | TRINA SOLAR | TSM-245PA05.08 | 245 | 20 | 290.7 | 25 |  | Solar | FIXED | Roof
SRP20823 | TRINA SOLAR | TSM-250PA05 | 250 | 32 | 162.1 | 20 |  | Solar | FIXED | Roof
SRP20824 | TRINA SOLAR | TSM-245PA05 | 245 | 6 | 202 | 15 |  | Solar | FIXED | Roof
SRP20824 | TRINA SOLAR | TSM-245PA05 | 245 | 14 | 202 | 27 |  | Solar | FIXED | Roof
SRP20825 | TRINA SOLAR | TSM-245PA05 | 245 | 14 | 162 | 22 |  | Solar | FIXED | Roof
SRP20826 | SUNIVA | MVX250-60-5-701 | 250 | 32 | 150.2 | 32 |  | Solar | FIXED | Roof
SRP20827 | YINGLI ENERGY (CHINA) | YL245P-29B | 245 | 22 | 177 | 16 |  | Solar | FIXED | Roof
SRP20827 | YINGLI ENERGY (CHINA) | YL245P-29B | 245 | 27 | 357 | 16 |  | Solar | FIXED | Roof
SRP20829 | CANADIAN SOLAR | CS6P-235P | 235 | 17 | 228 | 24 |  | Solar | FIXED | Roof
SRP20831 | TRINA SOLAR | TSM-245PA05.08 | 245 | 23 | 269 | 25 |  | Solar | FIXED | Roof
SRP20832 | TRINA SOLAR | TSM-250PA05 | 250 | 16 | 118 | 20 |  | Solar | FIXED | Roof
SRP20832 | TRINA SOLAR | TSM-250PA05 | 250 | 4 | 208 | 20 |  | Solar | FIXED | Roof
SRP20833 | TRINA SOLAR | TSM-250PA05 | 250 | 20 | 199 | 5 |  | Solar | FIXED | Roof
SRP20834 | TRINA SOLAR | TSM-245PA05 | 245 | 18 | 134 | 34 |  | Solar | FIXED | Roof
SRP20835 | TRINA SOLAR | TSM-245PA05 | 245 | 20 | 232 | 32 |  | Solar | FIXED | Roof
SRP20836 | TRINA SOLAR | TSM-245PA05.10 | 245 | 37 | 133 | 23 |  | Solar | FIXED | Roof
SRP20837 | TRINA SOLAR | TSM-245PA05 | 245 | 27 | 167 | 21 |  | Solar | FIXED | Roof
SRP20837 | TRINA SOLAR | TSM-245PA05 | 245 | 41 | 257 | 16 |  | Solar | FIXED | Roof
SRP20838 | TRINA SOLAR | TSM-250PA05A.08 | 250 | 30 | 180 | 30 |  | Solar | FIXED | Roof
SRP20839 | TRINA SOLAR | TSM-250PA05.08 | 250 | 14 | 182 | 34 |  | Solar | FIXED | Roof
SRP20839 | TRINA SOLAR | TSM-250PA05.08 | 250 | 7 | 272 | 30 |  | Solar | FIXED | Roof
SRP20840 | TRINA SOLAR | TSM-245PA05.10 | 245 | 14 | 90 | 26 |  | Solar | FIXED | Roof
SRP20840 | TRINA SOLAR | TSM-245PA05.10 | 245 | 29 | 270 | 26 |  | Solar | FIXED | Roof
SRP20841 | TRINA SOLAR | TSM-245PA05.10 | 245 | 16 | 157 | 23 |  | Solar | FIXED | Roof
SRP20841 | TRINA SOLAR | TSM-245PA05.10 | 245 | 17 | 247 | 25 |  | Solar | FIXED | Roof
SRP20842 | TRINA SOLAR | TSM-245PA05.08 | 245 | 42 | 125 | 35 |  | Solar | FIXED | Roof
SRP20843 | CANADIAN SOLAR | CS6P-250P | 250 | 12 | 115 | 20 |  | Solar | FIXED | Roof
SRP20843 | CANADIAN SOLAR | CS6P-250P | 250 | 17 | 205 | 20 |  | Solar | FIXED | Roof
SRP20844 | CANADIAN SOLAR | CS6P-250PT | 250 | 18 | 215 | 25 |  | Solar | FIXED | Roof
SRP20844 | CANADIAN SOLAR | CS6P-250PT | 250 | 12 | 215 | 40 |  | Solar | FIXED | Roof
SRP20846 | TRINA SOLAR | TSM-250PA05.08 | 250 | 33 | 148 | 18 |  | Solar | FIXED | Roof
SRP20847 | TRINA SOLAR | TSM-250PA05 | 250 | 33 | 230.7 | 25 |  | Solar | FIXED | Roof
SRP20848 | TRINA SOLAR | TSM-245PA05.10 | 245 | 23 | 199 | 33 |  | Solar | FIXED | Roof
SRP20849 | TRINA SOLAR | TSM-245PA05.10 | 245 | 28 | 212 | 18 |  | Solar | FIXED | Roof
SRP20851 | TRINA SOLAR | TSM-245PA05.10 | 245 | 28 | 172 | 31 |  | Solar | FIXED | Roof
SRP20853 | CONERGY | CONERGY PM 245P | 245 | 237 | 180 | 20 |  | Solar | FIXED | Ground
SRP20855 | TRINA SOLAR | TSM-245PA05 | 245 | 16 | 194 | 24 |  | Solar | FIXED | Roof
SRP20858 | AXITEC | AC-250M/156-60S | 250 | 8 | 180 | 15 |  | Solar | FIXED | Roof
SRP20858 | AXITEC | AC-250P/156-60S | 250 | 28 | 180 | 35 |  | Solar | FIXED | Roof
SRP20859 | TRINA SOLAR | TSM-245PA05.10 | 245 | 20 | 204 | 26 |  | Solar | FIXED | Roof
SRP20860 | TRINA SOLAR | TSM-245PA05.10 | 245 | 24 | 203 | 19 |  | Solar | FIXED | Roof
SRP20861 | TRINA SOLAR | TSM-245PA05.10 | 245 | 9 | 164 | 16 |  | Solar | FIXED | Roof
SRP20861 | TRINA SOLAR | TSM-245PA05.10 | 245 | 15 | 254 | 16 |  | Solar | FIXED | Roof
SRP20862 | TRINA SOLAR | TSM-245PA05.18 | 245 | 13 | 209 | 20 |  | Solar | FIXED | Roof
SRP20866 | TRINA SOLAR | TSM-245PA05 | 245 | 6 | 125 | 31 |  | Solar | FIXED | Roof
SRP20866 | TRINA SOLAR | TSM-245PA05 | 245 | 4 | 215 | 35 |  | Solar | FIXED | Roof
SRP20867 | TRINA SOLAR | TSM-245PA05 | 245 | 14 | 128 | 16 |  | Solar | FIXED | Roof
SRP20868 | TRINA SOLAR | TSM-245PA05 | 245 | 20 | 205 | 30 |  | Solar | FIXED | Roof
SRP20869 | ET SOLAR INDUSTRY | ET-P660245BB | 245 | 28 | 211 | 30 |  | Solar | FIXED | Roof
SRP20871 | TRINA SOLAR | TSM-245PA05.10 | 245 | 55 | 245 | 32 |  | Solar | FIXED | Roof
SRP20872 | YINGLI ENERGY (CHINA) | YL245P-29B | 245 | 14 | 164 | 22 |  | Solar | FIXED | Roof
SRP20872 | YINGLI ENERGY (CHINA) | YL245P-29B | 245 | 8 | 254 | 22 |  | Solar | FIXED | Roof
SRP20872 | YINGLI ENERGY (CHINA) | YL245P-29B | 245 | 5 | 258 | 22 |  | Solar | FIXED | Roof
SRP20873 | TRINA SOLAR | TSM-245PA05.10 | 245 | 13 | 121 | 15 |  | Solar | FIXED | Roof
SRP20873 | TRINA SOLAR | TSM-245PA05.10 | 245 | 25 | 121 | 40 |  | Solar | FIXED | Roof
SRP20873 | TRINA SOLAR | TSM-245PA05.10 | 245 | 7 | 121 | 41 |  | Solar | FIXED | Roof
SRP20873 | TRINA SOLAR | TSM-245PA05.10 | 245 | 17 | 211 | 34 |  | Solar | FIXED | Roof
SRP20874 | TRINA SOLAR | TSM-240PA05 | 240 | 20 | 126 | 22 |  | Solar | FIXED | Roof
SRP20875 | SUNIVA | MVX250-60-5-701 | 250 | 23 | 200.2 | 35 |  | Solar | FIXED | Roof
SRP20876 | YINGLI ENERGY (CHINA) | YL245P-29B | 245 | 16 | 118 | 22 |  | Solar | FIXED | Roof
SRP20876 | YINGLI ENERGY (CHINA) | YL245P-29B | 245 | 19 | 298 | 22 |  | Solar | FIXED | Roof
SRP20878 | YINGLI ENERGY (CHINA) | YL245P-29B | 245 | 9 | 210 | 40 |  | Solar | FIXED | Roof
SRP20879 | YINGLI ENERGY (CHINA) | YL245P-29B | 245 | 18 | 132 | 25 |  | Solar | FIXED | Roof
SRP20880 | YINGLI ENERGY (CHINA) | YL245P-29B | 245 | 6 | 168 | 25 |  | Solar | FIXED | Roof
SRP20880 | YINGLI ENERGY (CHINA) | YL245P-29B | 245 | 29 | 168 | 25 |  | Solar | FIXED | Roof
SRP20881 | YINGLI ENERGY (CHINA) | YL245P-29B | 245 | 7 | 132 | 17 |  | Solar | FIXED | Roof
SRP20881 | YINGLI ENERGY (CHINA) | YL245P-29B | 245 | 23 | 224 | 18 |  | Solar | FIXED | Roof
SRP20882 | YINGLI ENERGY (CHINA) | YL245P-29B | 245 | 33 | 215 | 28 |  | Solar | FIXED | Roof
SRP20884 | TRINA SOLAR | TSM-245PA05 | 245 | 10 | 69 | 8 |  | Solar | FIXED | Roof
SRP20884 | TRINA SOLAR | TSM-245PA05 | 245 | 14 | 249 | 17 |  | Solar | FIXED | Roof
SRP20885 | YINGLI ENERGY (CHINA) | YL245P-29B | 245 | 24 | 133 | 24 |  | Solar | FIXED | Roof
SRP20886 | YINGLI ENERGY (CHINA) | YL245P-29B | 245 | 24 | 150 | 10 |  | Solar | FIXED | Ground
SRP20887 | YINGLI ENERGY (CHINA) | YL245P-29B | 245 | 48 | 150 | 15 |  | Solar | FIXED | Ground
SRP20888 | SUNIVA | MVX250-60-5-701 | 250 | 27 | 170 | 40 |  | Solar | FIXED | Roof
SRP20889 | TRINA SOLAR | TSM-250PA05.08 | 250 | 10 | 97.5 | 30 |  | Solar | FIXED | Roof
SRP20889 | TRINA SOLAR | TSM-250PA05.08 | 250 | 20 | 187.5 | 40 |  | Solar | FIXED | Roof
SRP20890 | YINGLI ENERGY (CHINA) | YL250P-29B | 250 | 8 | 164 | 23 |  | Solar | FIXED | Roof
SRP20890 | YINGLI ENERGY (CHINA) | YL250P-29B | 250 | 12 | 164 | 28 |  | Solar | FIXED | Roof
SRP20893 | CANADIAN SOLAR | CS5P-245M | 245 | 3 | 120 | 20 |  | Solar | FIXED | Roof
SRP20893 | CANADIAN SOLAR | CS5P-245M | 245 | 18 | 212 | 26 |  | Solar | FIXED | Roof
SRP20893 | CANADIAN SOLAR | CS5P-245M | 245 | 4 | 300 | 20 |  | Solar | FIXED | Roof
SRP20894 | CANADIAN SOLAR | CS6P-250P | 250 | 10 | 37 | 25 |  | Solar | FIXED | Roof
SRP20894 | CANADIAN SOLAR | CS6P-250P | 250 | 10 | 217 | 20 |  | Solar | FIXED | Roof
SRP20896 | YINGLI ENERGY (CHINA) | YL245P-29B | 245 | 10 | 156 | 36 |  | Solar | FIXED | Roof
SRP20897 | SUNPOWER | SPR-327NE-WHT-D | 327 | 7 | 95 | 24 |  | Solar | FIXED | Roof
SRP20897 | SUNPOWER | SPR-327NE-WHT-D | 327 | 5 | 185 | 24 |  | Solar | FIXED | Roof
SRP20897 | SUNPOWER | SPR-327NE-WHT-D | 327 | 12 | 274 | 24 |  | Solar | FIXED | Roof
SRP20898 | SUNPOWER | SPR-327NE-WHT-D | 327 | 16 | 153 | 22 |  | Solar | FIXED | Roof
SRP20900 | YINGLI ENERGY (CHINA) | YL245P-29B | 245 | 12 | 200 | 27 |  | Solar | FIXED | Roof
SRP20902 | TRINA SOLAR | TSM-245PA05.10 | 245 | 12 | 178 | 5 |  | Solar | FIXED | Roof
SRP20902 | TRINA SOLAR | TSM-245PA05.10 | 245 | 17 | 179 | 18 |  | Solar | FIXED | Roof
SRP20902 | TRINA SOLAR | TSM-245PA05.10 | 245 | 26 | 268 | 26 |  | Solar | FIXED | Roof
SRP20903 | YINGLI ENERGY (CHINA) | YL245P-29B | 245 | 13 | 167 | 20 |  | Solar | FIXED | Roof
SRP20904 | TRINA SOLAR | TSM-245PA05.10 | 245 | 18 | 112 | 5 |  | Solar | FIXED | Roof
SRP20904 | TRINA SOLAR | TSM-245PA05.10 | 245 | 26 | 112 | 24 |  | Solar | FIXED | Roof
SRP20905 | SUNIVA | MVX250-60-5-701 | 250 | 26 | 195.4 | 25 |  | Solar | FIXED | Roof
SRP20906 | TRINA SOLAR | TSM-245PA05 | 245 | 26 | 183 | 37 |  | Solar | FIXED | Roof
SRP20907 | TRINA SOLAR | TSM-245PA05 | 245 | 14 | 150 | 34 |  | Solar | FIXED | Roof
SRP20908 | TRINA SOLAR | TSM-245PA05.10 | 245 | 23 | 185 | 19 |  | Solar | FIXED | Roof
SRP20909 | TRINA SOLAR | TSM-245PA05.10 | 245 | 22 | 158 | 22 |  | Solar | FIXED | Roof
SRP20910 | YINGLI ENERGY (CHINA) | YL245P-29B | 245 | 36 | 181 | 18 |  | Solar | FIXED | Roof
SRP20911 | YINGLI ENERGY (CHINA) | YL245P-29B | 245 | 11 | 248 | 40 |  | Solar | FIXED | Roof
SRP20912 | TRINA SOLAR | TSM-250PA05.08 | 250 | 30 | 99.9 | 32 |  | Solar | FIXED | Roof
SRP20915 | SUNIVA | MVX250-60-5-701 | 250 | 25 | 169.4 | 25 |  | Solar | FIXED | Roof
SRP20916 | YINGLI ENERGY (CHINA) | YL245P-29B | 245 | 20 | 77 | 33 |  | Solar | FIXED | Roof
SRP20916 | YINGLI ENERGY (CHINA) | YL245P-29B | 245 | 30 | 167 | 30 |  | Solar | FIXED | Roof
SRP20917 | TRINA SOLAR | TSM-250PA05 | 250 | 22 | 218 | 35 |  | Solar | FIXED | Roof
SRP20918 | YINGLI ENERGY (CHINA) | YL245P-29B | 245 | 9 | 203 | 30 |  | Solar | FIXED | Roof
SRP20918 | YINGLI ENERGY (CHINA) | YL245P-29B | 245 | 18 | 203 | 32 |  | Solar | FIXED | Roof
SRP20919 | YINGLI ENERGY (CHINA) | YL245P-29B | 245 | 9 | 131 | 34 |  | Solar | FIXED | Roof
SRP20920 | YINGLI ENERGY (CHINA) | YL245P-29B | 245 | 11 | 180 | 20 |  | Solar | FIXED | Roof
SRP20920 | YINGLI ENERGY (CHINA) | YL245P-29B | 245 | 37 | 270 | 24 |  | Solar | FIXED | Roof
SRP20921 | YINGLI ENERGY (CHINA) | YL245P-29B | 245 | 19 | 152 | 19 |  | Solar | FIXED | Roof
SRP20922 | YINGLI ENERGY (CHINA) | YL245P-29B | 245 | 9 | 219 | 5 |  | Solar | FIXED | Roof
SRP20922 | YINGLI ENERGY (CHINA) | YL245P-29B | 245 | 10 | 219 | 16 |  | Solar | FIXED | Roof
SRP20923 | YINGLI ENERGY (CHINA) | YL250P-29B | 250 | 20 | 135 | 20 |  | Solar | FIXED | Roof
SRP20924 | YINGLI ENERGY (CHINA) | YL245P-29B | 245 | 20 | 158 | 23 |  | Solar | FIXED | Roof
SRP20924 | YINGLI ENERGY (CHINA) | YL245P-29B | 245 | 20 | 158 | 23 |  | Solar | FIXED | Roof
SRP20925 | YINGLI ENERGY (CHINA) | YL245P-29B | 245 | 12 | 42 | 20 |  | Solar | FIXED | Roof
SRP20925 | YINGLI ENERGY (CHINA) | YL245P-29B | 245 | 12 | 222 | 20 |  | Solar | FIXED | Roof
SRP20925 | YINGLI ENERGY (CHINA) | YL245P-29B | 245 | 12 | 224 | 20 |  | Solar | FIXED | Roof
SRP20926 | TRINA SOLAR | TSM-245PA05 | 245 | 46 | 88 | 34 |  | Solar | FIXED | Roof
SRP20926 | TRINA SOLAR | TSM-245PA05 | 245 | 7 | 178 | 34 |  | Solar | FIXED | Roof
SRP20926 | TRINA SOLAR | TSM-245PA05 | 245 | 12 | 178 | 45 |  | Solar | FIXED | Roof
SRP20926 | TRINA SOLAR | TSM-245PA05 | 245 | 20 | 268 | 34 |  | Solar | FIXED | Roof
SRP20927 | TRINA SOLAR | TSM-245PA05.10 | 245 | 20 | 194 | 29 |  | Solar | FIXED | Roof
SRP20928 | TRINA SOLAR | TSM-245PA05.10 | 245 | 28 | 213 | 27 |  | Solar | FIXED | Roof
SRP20929 | TRINA SOLAR | TSM-245PD05 | 245 | 70 | 251 | 40 |  | Solar | FIXED | Roof
SRP20930 | TRINA SOLAR | TSM-245PA05.10 | 245 | 8 | 65 | 26 |  | Solar | FIXED | Roof
SRP20930 | TRINA SOLAR | TSM-245PA05.10 | 245 | 26 | 155 | 20 |  | Solar | FIXED | Roof
SRP20930 | TRINA SOLAR | TSM-245PA05.10 | 245 | 16 | 245 | 26 |  | Solar | FIXED | Roof
SRP20932 | TRINA SOLAR | TSM-245PA05.10 | 245 | 25 | 157 | 22 |  | Solar | FIXED | Roof
SRP20933 | TRINA SOLAR | TSM-245PA05 | 245 | 60 | 180 | 23 |  | Solar | FIXED | Roof
SRP20934 | TRINA SOLAR | TSM-245PA05.10 | 245 | 38 | 126 | 21 |  | Solar | FIXED | Roof
SRP20935 | TRINA SOLAR | TSM-245PA05.10 | 245 | 11 | 176 | 26 |  | Solar | FIXED | Roof
SRP20935 | TRINA SOLAR | TSM-245PA05.10 | 245 | 17 | 266 | 26 |  | Solar | FIXED | Roof
SRP20937 | TRINA SOLAR | TSM-245PA05.10 | 245 | 24 | 200 | 28 |  | Solar | FIXED | Roof
SRP20938 | TRINA SOLAR | TSM-245PA05.10 | 245 | 14 | 178 | 26 |  | Solar | FIXED | Roof
SRP20939 | TRINA SOLAR | TSM-245PA05.10 | 245 | 5 | 153 | 18 |  | Solar | FIXED | Roof
SRP20939 | TRINA SOLAR | TSM-245PA05.10 | 245 | 20 | 153 | 27 |  | Solar | FIXED | Roof
SRP20939 | TRINA SOLAR | TSM-245PA05.10 | 245 | 5 | 243 | 37 |  | Solar | FIXED | Roof
SRP20940 | YINGLI ENERGY (CHINA) | YL245P-29B | 245 | 48 | 210 | 13 |  | Solar | FIXED | Roof
SRP20941 | YINGLI ENERGY (CHINA) | YL245P-29B | 245 | 24 | 146 | 24 |  | Solar | FIXED | Roof
SRP20941 | YINGLI ENERGY (CHINA) | YL245P-29B | 245 | 24 | 342 | 22 |  | Solar | FIXED | Roof
SRP20943 | TRINA SOLAR | TSM-250PA05 | 250 | 16 | 107 | 26 |  | Solar | FIXED | Roof
SRP20944 | TRINA SOLAR | TSM-250PA05.08 | 250 | 24 | 183 | 31 |  | Solar | FIXED | Roof
SRP20947 | TRINA SOLAR | TSM-245PA05 | 245 | 60 | 180 | 25 |  | Solar | FIXED | Ground
SRP20948 | SUNIVA | MVT250-60-5-100 | 250 | 25 | 190.5 | 40 |  | Solar | FIXED | Roof
SRP20950 | YINGLI ENERGY (CHINA) | YL245P-29B | 245 | 13 | 95 | 17 |  | Solar | FIXED | Roof
SRP20950 | YINGLI ENERGY (CHINA) | YL245P-29B | 245 | 16 | 278 | 17 |  | Solar | FIXED | Roof
SRP20951 | TRINA SOLAR | TSM-245PA05.10 | 245 | 28 | 129 | 27 |  | Solar | FIXED | Roof
SRP20953 | TRINA SOLAR | TSM-245PA05.10 | 245 | 10 | 137 | 33 |  | Solar | FIXED | Roof
SRP20953 | TRINA SOLAR | TSM-245PA05.10 | 245 | 23 | 227 | 33 |  | Solar | FIXED | Roof
SRP20954 | YINGLI ENERGY (CHINA) | YL250P-29B | 250 | 8 | 125 | 18 |  | Solar | FIXED | Roof
SRP20954 | YINGLI ENERGY (CHINA) | YL250P-29B | 250 | 17 | 215 | 18 |  | Solar | FIXED | Roof
SRP20955 | YINGLI ENERGY (CHINA) | YL245P-29B | 245 | 16 | 159 | 17 |  | Solar | FIXED | Roof
SRP20956 | YINGLI ENERGY (CHINA) | YL245P-29B | 245 | 11 | 84 | 24 |  | Solar | FIXED | Roof
SRP20956 | YINGLI ENERGY (CHINA) | YL245P-29B | 245 | 22 | 265 | 24 |  | Solar | FIXED | Roof
SRP20957 | TRINA SOLAR | TSM-245PA05.18 | 245 | 11 | 184 | 26 |  | Solar | FIXED | Roof
SRP20958 | TRINA SOLAR | TSM-245PA05.18 | 245 | 15 | 225 | 35 |  | Solar | FIXED | Roof
SRP20959 | TRINA SOLAR | TSM-245PA05.18 | 245 | 16 | 109 | 35 |  | Solar | FIXED | Roof
SRP20960 | TRINA SOLAR | TSM-250PA05 | 250 | 9 | 167 | 35 |  | Solar | FIXED | Roof
SRP20960 | TRINA SOLAR | TSM-250PD05 | 250 | 8 | 167 | 35 |  | Solar | FIXED | Roof
SRP20961 | TRINA SOLAR | TSM-250PA05 | 250 | 17 | 130 | 34 |  | Solar | FIXED | Roof
SRP20962 | TRINA SOLAR | TSM-250PA05 | 250 | 20 | 204 | 34 |  | Solar | FIXED | Roof
SRP20963 | TRINA SOLAR | TSM-240PA05 | 240 | 29 | 211 | 6 |  | Solar | FIXED | Roof
SRP20964 | TRINA SOLAR | TSM-250PA05 | 250 | 16 | 205 | 18 |  | Solar | FIXED | Roof
SRP20964 | TRINA SOLAR | TSM-250PA05 | 250 | 12 | 205 | 24 |  | Solar | FIXED | Roof
SRP20966 | TRINA SOLAR | TSM-245PA05 | 245 | 22 | 200 | 23 |  | Solar | FIXED | Roof
SRP20967 | TRINA SOLAR | TSM-245PA05 | 245 | 22 | 97 | 18 |  | Solar | FIXED | Roof
SRP20967 | TRINA SOLAR | TSM-245PA05 | 245 | 8 | 187 | 12 |  | Solar | FIXED | Roof
SRP20967 | TRINA SOLAR | TSM-245PA05 | 245 | 5 | 277 | 15 |  | Solar | FIXED | Roof
SRP20968 | TRINA SOLAR | TSM-245PA05 | 245 | 20 | 132 | 31 |  | Solar | FIXED | Roof
SRP20969 | CANADIAN SOLAR | CS6P-235PX | 235 | 27 | 232 | 20 |  | Solar | FIXED | Roof
SRP20970 | HYUNDAI HEAVY INDUSTRIES | HIS-S260MG | 260 | 22 | 106 | 32 |  | Solar | FIXED | Roof
SRP20971 | YINGLI ENERGY (CHINA) | YL245P-29B | 245 | 48 | 180 | 25 |  | Solar | FIXED | Roof
SRP20972 | PHONO SOLAR TECHNOLOGY | PS250P-20/U | 250 | 10 | 127 | 25 |  | Solar | FIXED | Roof
SRP20972 | PHONO SOLAR TECHNOLOGY | PS250P-20/U | 250 | 20 | 216 | 25 |  | Solar | FIXED | Roof
SRP20973 | LG ELECTRONICS SOLAR CELL DIVISION | LG265S1C-G3 | 290 | 12 | 125 | 43 |  | Solar | FIXED | Roof
SRP20973 | LG ELECTRONICS SOLAR CELL DIVISION | LG265S1C-G3 | 290 | 36 | 215 | 43 |  | Solar | FIXED | Roof
SRP20974 | YINGLI ENERGY (CHINA) | YL245P-29B | 245 | 9 | 144 | 35 |  | Solar | FIXED | Roof
SRP20974 | YINGLI ENERGY (CHINA) | YL245P-29B | 245 | 22 | 234 | 30 |  | Solar | FIXED | Roof
SRP20974 | YINGLI ENERGY (CHINA) | YL245P-29B | 245 | 24 | 234 | 30 |  | Solar | FIXED | Roof
SRP20975 | TRINA SOLAR | TSM-250PA05 | 250 | 60 | 180 | 25 |  | Solar | FIXED | Roof
SRP20976 | TRINA SOLAR | TSM-245PA05 | 245 | 21 | 99 | 27 |  | Solar | FIXED | Roof
SRP20977 | TRINA SOLAR | TSM-245PA05 | 245 | 12 | 90 | 22 |  | Solar | FIXED | Roof
SRP20977 | TRINA SOLAR | TSM-245PA05 | 245 | 20 | 270 | 22 |  | Solar | FIXED | Roof
SRP20977 | TRINA SOLAR | TSM-245PA05 | 245 | 6 | 270 | 24 |  | Solar | FIXED | Roof
SRP20979 | TRINA SOLAR | TSM-245PA05 | 245 | 15 | 270 | 17 |  | Solar | FIXED | Roof
SRP20981 | TRINA SOLAR | TSM-245PA05 | 245 | 30 | 251 | 23 |  | Solar | FIXED | Roof
SRP20982 | TRINA SOLAR | TSM-245PA05 | 245 | 12 | 170 | 23 |  | Solar | FIXED | Roof
SRP20982 | TRINA SOLAR | TSM-245PA05 | 245 | 9 | 260 | 23 |  | Solar | FIXED | Roof
SRP20984 | TRINA SOLAR | TSM-245PA05.18 | 245 | 15 | 123 | 39 |  | Solar | FIXED | Roof
SRP20985 | TRINA SOLAR | TSM-245PA05 | 245 | 32 | 218 | 17 |  | Solar | FIXED | Roof
SRP20988 | TRINA SOLAR | TSM-245PA05.18 | 245 | 19 | 90 | 19 |  | Solar | FIXED | Roof
SRP20990 | YINGLI ENERGY (CHINA) | YL245P-29B | 245 | 13 | 106 | 31 |  | Solar | FIXED | Roof
SRP20990 | YINGLI ENERGY (CHINA) | YL245P-29B | 245 | 13 | 286 | 31 |  | Solar | FIXED | Roof
SRP20991 | YINGLI ENERGY (CHINA) | YL245P-29B | 245 | 20 | 85 | 27 |  | Solar | FIXED | Roof
SRP20991 | YINGLI ENERGY (CHINA) | YL245P-29B | 245 | 10 | 172 | 27 |  | Solar | FIXED | Roof
SRP20991 | YINGLI ENERGY (CHINA) | YL245P-29B | 245 | 20 | 270 | 27 |  | Solar | FIXED | Roof
SRP20992 | TRINA SOLAR | TSM-245PA05.18 | 245 | 7 | 180 | 15 |  | Solar | FIXED | Roof
SRP20992 | TRINA SOLAR | TSM-245PA05.18 | 245 | 5 | 270 | 13 |  | Solar | FIXED | Roof
SRP20994 | YINGLI ENERGY (CHINA) | YL250P-29B | 250 | 17 | 129 | 17 |  | Solar | FIXED | Roof
SRP20994 | YINGLI ENERGY (CHINA) | YL250P-29B | 250 | 11 | 309 | 25 |  | Solar | FIXED | Roof
SRP20995 | YINGLI ENERGY (CHINA) | YL245P-29B | 245 | 42 | 240 | 40 |  | Solar | FIXED | Roof
SRP20996 | TRINA SOLAR | TSM-245PA05.18 | 245 | 12 | 160 | 18 |  | Solar | FIXED | Roof
SRP20996 | TRINA SOLAR | TSM-245PA05.18 | 245 | 7 | 250 | 17 |  | Solar | FIXED | Roof
SRP20998 | YINGLI ENERGY (CHINA) | YL245P-29B | 245 | 16 | 67 | 26 |  | Solar | FIXED | Roof
SRP20998 | YINGLI ENERGY (CHINA) | YL245P-29B | 245 | 15 | 147 | 42 |  | Solar | FIXED | Roof
SRP20998 | YINGLI ENERGY (CHINA) | YL245P-29B | 245 | 15 | 240 | 28 |  | Solar | FIXED | Roof
SRP20998 | YINGLI ENERGY (CHINA) | YL245P-29B | 245 | 16 | 343 | 42 |  | Solar | FIXED | Roof
SRP20999 | YINGLI ENERGY (CHINA) | YL245P-29B | 245 | 12 | 177 | 21 |  | Solar | FIXED | Roof
SRP21000 | TRINA SOLAR | TSM-245PA05.18 | 245 | 3 | 102 | 25 |  | Solar | FIXED | Roof
SRP21000 | TRINA SOLAR | TSM-245PA05.18 | 245 | 14 | 192 | 30 |  | Solar | FIXED | Roof
SRP21001 | TRINA SOLAR | TSM-245PA05.18 | 245 | 17 | 122 | 20 |  | Solar | FIXED | Roof
SRP21002 | YINGLI ENERGY (CHINA) | YL245P-29B | 245 | 30 | 109 | 25 |  | Solar | FIXED | Roof
SRP21002 | YINGLI ENERGY (CHINA) | YL245P-29B | 245 | 10 | 288 | 25 |  | Solar | FIXED | Roof
SRP21003 | TRINA SOLAR | TSM-240PA05.18 | 240 | 20 | 145 | 28 |  | Solar | FIXED | Roof
SRP21005 | YINGLI ENERGY (CHINA) | YL245P-29B | 245 | 19 | 141 | 18 |  | Solar | FIXED | Roof
SRP21006 | ET SOLAR INDUSTRY | ET-A-M660245B | 245 | 19 | 121 | 37 |  | Solar | FIXED | Roof
SRP21006 | ET SOLAR INDUSTRY | ET-A-M660245B | 245 | 6 | 211 | 37 |  | Solar | FIXED | Roof
SRP21007 | SUNPOWER | SPR-327NE-WHT-D | 327 | 22 | 130 | 18 |  | Solar | FIXED | Roof
SRP21007 | SUNPOWER | SPR-327NE-WHT-D | 327 | 7 | 310 | 18 |  | Solar | FIXED | Roof
SRP21008 | SUNIVA | MVX250-60-5-701 | 250 | 37 | 146.3 | 25 |  | Solar | FIXED | Roof
SRP21009 | SUNIVA | MVX250-60-5-701 | 250 | 23 | 117.4 | 28 |  | Solar | FIXED | Roof
SRP21009 | SUNIVA | MVX250-60-5-701 | 250 | 19 | 207.4 | 45 |  | Solar | FIXED | Roof
SRP21009 | SUNIVA | MVX250-60-5-701 | 250 | 20 | 297.4 | 28 |  | Solar | FIXED | Roof
SRP21012 | YINGLI ENERGY (CHINA) | YL245P-29B | 245 | 25 | 171 | 34 |  | Solar | FIXED | Roof
SRP21012 | YINGLI ENERGY (CHINA) | YL245P-29B | 245 | 9 | 261 | 34 |  | Solar | FIXED | Roof
SRP21015 | YINGLI ENERGY (CHINA) | YL245P-29B | 245 | 55 | 101 | 20 |  | Solar | FIXED | Roof
SRP21016 | TRINA SOLAR | TSM-245PA05.10 | 245 | 21 | 208 | 37 |  | Solar | FIXED | Roof
SRP21017 | MITSUBISHI ELECTRIC | PV-MLE260HD | 260 | 40 | 180 | 30 |  | Solar | FIXED | Ground
SRP21018 | YINGLI ENERGY (CHINA) | YL245P-29B | 245 | 15 | 179 | 14 |  | Solar | FIXED | Roof
SRP21018 | YINGLI ENERGY (CHINA) | YL245P-29B | 245 | 6 | 179 | 16 |  | Solar | FIXED | Roof
SRP21018 | YINGLI ENERGY (CHINA) | YL245P-29B | 245 | 9 | 269 | 18 |  | Solar | FIXED | Roof
SRP21019 | YINGLI ENERGY (CHINA) | YL245P-29B | 245 | 19 | 278 | 29 |  | Solar | FIXED | Roof
SRP21020 | SUNPOWER | SPR-327NE-WHT-D | 327 | 15 | 172 | 28 |  | Solar | FIXED | Roof
SRP21021 | SUNPOWER | SPR-327NE-WHT-D | 327 | 45 | 225 | 45 |  | Solar | FIXED | Roof
SRP21022 | YINGLI ENERGY (CHINA) | YL245P-29B | 245 | 7 | 203 | 21 |  | Solar | FIXED | Roof
SRP21022 | YINGLI ENERGY (CHINA) | YL245P-29B | 245 | 14 | 203 | 36 |  | Solar | FIXED | Roof
SRP21023 | YINGLI ENERGY (CHINA) | YL245P-29B | 245 | 28 | 88 | 26 |  | Solar | FIXED | Roof
SRP21023 | YINGLI ENERGY (CHINA) | YL245P-29B | 245 | 18 | 268 | 26 |  | Solar | FIXED | Roof
SRP21024 | YINGLI ENERGY (CHINA) | YL245P-29B | 245 | 12 | 75 | 33 |  | Solar | FIXED | Roof
SRP21024 | YINGLI ENERGY (CHINA) | YL245P-29B | 245 | 24 | 255 | 33 |  | Solar | FIXED | Roof
SRP21025 | SHARP | ND-224U1F | 224 | 21 | 72 | 26 |  | Solar | FIXED | Roof
SRP21025 | SHARP | ND-224U1F | 224 | 6 | 162 | 26 |  | Solar | FIXED | Roof
SRP21026 | AXITEC | AC-250M/156-60S | 250 | 8 | 235 | 26 |  | Solar | FIXED | Roof
SRP21027 | YINGLI ENERGY (CHINA) | YL245P-29B | 245 | 21 | 157 | 18 |  | Solar | FIXED | Roof
SRP21028 | CONERGY | CONERGY PH 250P | 250 | 84 | 180 | 10 |  | Solar | FIXED | Ground
SRP21029 | SAINT GOBAIN SOLAR | SKA250M60-WN | 250 | 4 | 127 | 23 |  | Solar | FIXED | Roof
SRP21029 | SAINT GOBAIN SOLAR | SKA250M60-WN | 250 | 19 | 127 | 23 |  | Solar | FIXED | Roof
SRP21030 | SUNPOWER | SPR-327NE-WHT-D | 327 | 21 | 109 | 30 |  | Solar | FIXED | Roof
SRP21031 | SUNPOWER | SPR-327NE-WHT-D | 327 | 7 | 200 | 15 |  | Solar | FIXED | Roof
SRP21031 | SUNPOWER | SPR-327NE-WHT-D | 327 | 12 | 200 | 25 |  | Solar | FIXED | Roof
SRP21033 | CANADIAN SOLAR | CS6P-250M | 250 | 24 | 185 | 20 |  | Solar | FIXED | Roof
SRP21034 | TRINA SOLAR | TSM-245PA05.10 | 245 | 42 | 193 | 22 |  | Solar | FIXED | Roof
SRP21035 | TRINA SOLAR | TSM-255PA05A | 255 | 42 | 180 | 24 |  | Solar | FIXED | Ground
SRP21035 | TRINA SOLAR | TSM-255PD05 | 255 | 36 | 180 | 24 |  | Solar | FIXED | Ground
SRP21036 | CANADIAN SOLAR | CS6P-245P | 245 | 24 | 108 | 43 |  | Solar | FIXED | Roof
SRP21037 | TRINA SOLAR | TSM-245PA05.10 | 245 | 20 | 94 | 27 |  | Solar | FIXED | Roof
SRP21037 | TRINA SOLAR | TSM-245PA05.10 | 245 | 22 | 274 | 27 |  | Solar | FIXED | Roof
SRP21038 | TRINA SOLAR | TSM-245PA05.10 | 245 | 32 | 110 | 29 |  | Solar | FIXED | Roof
SRP21039 | TRINA SOLAR | TSM-245PA05.10 | 245 | 26 | 245 | 35 |  | Solar | FIXED | Roof
SRP21040 | SUNIVA | MVX250-60-5-701 | 250 | 13 | 170 | 40 |  | Solar | FIXED | Roof
SRP21041 | TRINA SOLAR | TSM-250PA05 | 250 | 25 | 128.9 | 25 |  | Solar | FIXED | Roof
SRP21042 | TRINA SOLAR | TSM-245PA05.10 | 245 | 8 | 168 | 12 |  | Solar | FIXED | Roof
SRP21042 | TRINA SOLAR | TSM-245PA05.10 | 245 | 2 | 168 | 36 |  | Solar | FIXED | Roof
SRP21042 | TRINA SOLAR | TSM-245PA05.10 | 245 | 30 | 258 | 26 |  | Solar | FIXED | Roof
SRP21043 | SHARP | ND-Q250F7 | 250 | 24 | 251 | 35 |  | Solar | FIXED | Roof
SRP21044 | TRINA SOLAR | TSM-245PA05.15 | 245 | 6 | 192 | 4 |  | Solar | FIXED | Roof
SRP21044 | TRINA SOLAR | TSM-245PA05.10 | 245 | 21 | 192 | 20 |  | Solar | FIXED | Roof
SRP21045 | TRINA SOLAR | TSM-245PA05.08 | 245 | 23 | 196 | 24 |  | Solar | FIXED | Roof
SRP21046 | TRINA SOLAR | TSM-245PA05.10 | 245 | 14 | 58 | 28 |  | Solar | FIXED | Roof
SRP21046 | TRINA SOLAR | TSM-245PA05.10 | 245 | 22 | 238 | 15 |  | Solar | FIXED | Roof
SRP21046 | TRINA SOLAR | TSM-245PD05.10 | 245 | 30 | 238 | 28 |  | Solar | FIXED | Roof
SRP21047 | TRINA SOLAR | TSM-245PA05.08 | 245 | 15 | 187 | 30 |  | Solar | FIXED | Roof
SRP21048 | CANADIAN SOLAR | CS6P-250P | 250 | 20 | 135 | 20 |  | Solar | FIXED | Roof
SRP21049 | TRINA SOLAR | TSM-245PA05.10 | 245 | 25 | 167 | 25 |  | Solar | FIXED | Roof
SRP21050 | TRINA SOLAR | TSM-250PA05 | 250 | 22 | 226 | 31 |  | Solar | FIXED | Roof
SRP21051 | TRINA SOLAR | TSM-165DA01 | 245 | 34 | 226 | 30 |  | Solar | FIXED | Roof
SRP21052 | TRINA SOLAR | TSM-250PA05 | 250 | 36 | 90 | 40 |  | Solar | FIXED | Roof
SRP21053 | TRINA SOLAR | TSM-250PA05 | 250 | 14 | 90 | 20 |  | Solar | FIXED | Roof
SRP21053 | TRINA SOLAR | TSM-250PA05A | 250 | 14 | 275 | 21 |  | Solar | FIXED | Roof
SRP21054 | TRINA SOLAR | TSM-250PA05 | 250 | 26 | 116 | 37 |  | Solar | FIXED | Roof
SRP21055 | TRINA SOLAR | TSM-250PA05 | 250 | 14 | 190 | 37 |  | Solar | FIXED | Roof
SRP21056 | TRINA SOLAR | TSM-250PA05 | 250 | 18 | 140 | 32 |  | Solar | FIXED | Roof
SRP21056 | TRINA SOLAR | TSM-250PA05 | 250 | 3 | 230 | 31 |  | Solar | FIXED | Roof
SRP21057 | TRINA SOLAR | TSM-250PA05 | 250 | 9 | 158 | 24 |  | Solar | FIXED | Roof
SRP21057 | TRINA SOLAR | TSM-250PA05 | 250 | 14 | 248 | 25 |  | Solar | FIXED | Roof
SRP21057 | TRINA SOLAR | TSM-250PA05 | 250 | 5 | 248 | 26 |  | Solar | FIXED | Roof
SRP21058 | TRINA SOLAR | TSM-255PA05.08 | 255 | 26 | 207 | 33 |  | Solar | FIXED | Roof
SRP21059 | TRINA SOLAR | TSM-255PA05A | 255 | 19 | 171 | 13 |  | Solar | FIXED | Roof
SRP21060 | TRINA SOLAR | TSM-250PA05 | 250 | 14 | 147 | 34 |  | Solar | FIXED | Roof
SRP21060 | TRINA SOLAR | TSM-250PA05 | 250 | 17 | 147 | 45 |  | Solar | FIXED | Roof
SRP21060 | TRINA SOLAR | TSM-250PA05 | 250 | 7 | 237 | 34 |  | Solar | FIXED | Roof
SRP21061 | TRINA SOLAR | TSM-250PA05 | 250 | 36 | 191 | 27 |  | Solar | FIXED | Roof
SRP21064 | TRINA SOLAR | TSM-250PA05 | 250 | 24 | 263 | 18 |  | Solar | FIXED | Roof
SRP21066 | TRINA SOLAR | TSM-250PA05 | 250 | 15 | 125 | 40 |  | Solar | FIXED | Roof
SRP21066 | TRINA SOLAR | TSM-250PA05 | 250 | 15 | 213 | 40 |  | Solar | FIXED | Roof
SRP21067 | TRINA SOLAR | TSM-250PA05 | 250 | 26 | 144 | 30 |  | Solar | FIXED | Roof
SRP21069 | TRINA SOLAR | TSM-250PA05 | 250 | 33 | 100 | 34 |  | Solar | FIXED | Roof
SRP21070 | CANADIAN SOLAR | CS5P-235 | 235 | 11 | 227 | 21 |  | Solar | FIXED | Roof
SRP21070 | CANADIAN SOLAR | CS5P-235 | 235 | 12 | 227 | 22 |  | Solar | FIXED | Roof
SRP21071 | TRINA SOLAR | TSM-245PA05.10 | 245 | 8 | 208 | 16 |  | Solar | FIXED | Roof
SRP21071 | TRINA SOLAR | TSM-245PA05.10 | 245 | 38 | 208 | 25 |  | Solar | FIXED | Roof
SRP21072 | TRINA SOLAR | TSM-245PA05.10 | 245 | 25 | 232 | 30 |  | Solar | FIXED | Roof
SRP21073 | SUNPOWER | SPR-327NE-WHT-D | 327 | 24 | 162 | 38 |  | Solar | FIXED | Roof
SRP21074 | SUNIVA | MVT250-60-5-100 | 250 | 50 | 195 | 40 |  | Solar | FIXED | Roof
SRP21075 | SUNIVA | MVT250-60-5-100 | 250 | 22 | 130.7 | 30 |  | Solar | FIXED | Roof
SRP21076 | TRINA SOLAR | TSM-245PA05.10 | 245 | 3 | 243 | 25 |  | Solar | FIXED | Roof
SRP21076 | TRINA SOLAR | TSM-245PA05.10 | 245 | 18 | 243 | 25 |  | Solar | FIXED | Roof
SRP21078 | TRINA SOLAR | TSM-245PA05.10 | 245 | 7 | 142 | 25 |  | Solar | FIXED | Roof
SRP21078 | TRINA SOLAR | TSM-245PA05.10 | 245 | 13 | 142 | 25 |  | Solar | FIXED | Roof
SRP21081 | TRINA SOLAR | TSM-245PA05.10 | 245 | 9 | 113 | 25 |  | Solar | FIXED | Roof
SRP21081 | TRINA SOLAR | TSM-245PA05.10 | 245 | 11 | 113 | 25 |  | Solar | FIXED | Roof
SRP21082 | CANADIAN SOLAR | CS6P-250P | 250 | 21 | 180 | 30 |  | Solar | FIXED | Roof
SRP21082 | CANADIAN SOLAR | CS6P-250P | 250 | 30 | 180 | 30 |  | Solar | FIXED | Roof
SRP21083 | TRINA SOLAR | TSM-250PA05 | 250 | 6 | 200 | 10 |  | Solar | FIXED | Roof
SRP21083 | TRINA SOLAR | TSM-250PA05 | 250 | 8 | 200 | 32 |  | Solar | FIXED | Roof
SRP21083 | TRINA SOLAR | TSM-250PA05 | 250 | 18 | 290 | 32 |  | Solar | FIXED | Roof
SRP21084 | SUNPOWER | SPR-327NE-WHT-D | 327 | 24 | 80 | 23 |  | Solar | FIXED | Roof
SRP21084 | SUNPOWER | SPR-327NE-WHT-D | 327 | 40 | 260 | 23 |  | Solar | FIXED | Roof
SRP21086 | TRINA SOLAR | TSM-250PA05.08 | 250 | 20 | 170 | 40 |  | Solar | FIXED | Roof
SRP21087 | SHARP | ND-235QCJ | 235 | 3 | 102 | 23 |  | Solar | FIXED | Roof
SRP21087 | SHARP | ND-224QCJ | 224 | 8 | 192 | 23 |  | Solar | FIXED | Roof
SRP21087 | SHARP | ND-235QCJ | 235 | 3 | 192 | 23 |  | Solar | FIXED | Roof
SRP21088 | TRINA SOLAR | TSM-245PA05.10 | 245 | 31 | 176 | 34 |  | Solar | FIXED | Roof
SRP21089 | TRINA SOLAR | TSM-245PA05.10 | 245 | 27 | 199 | 18 |  | Solar | FIXED | Roof
SRP21090 | TRINA SOLAR | TSM-245PA05.10 | 245 | 10 | 190 | 8 |  | Solar | FIXED | Roof
SRP21090 | TRINA SOLAR | TSM-245PA05.10 | 245 | 32 | 190 | 18 |  | Solar | FIXED | Roof
SRP21091 | TRINA SOLAR | TSM-245PA05.10 | 245 | 56 | 209.9 | 22 |  | Solar | FIXED | Roof
SRP21094 | TRINA SOLAR | TSM-245PA05.10 | 245 | 32 | 195 | 22 |  | Solar | FIXED | Roof
SRP21095 | TRINA SOLAR | TSM-245PA05 | 245 | 6 | 183 | 15 |  | Solar | FIXED | Roof
SRP21095 | TRINA SOLAR | TSM-245PA05 | 245 | 23 | 183 | 30 |  | Solar | FIXED | Roof
SRP21096 | CANADIAN SOLAR | CS6P-250P | 250 | 5 | 125 | 12 |  | Solar | FIXED | Roof
SRP21096 | CANADIAN SOLAR | CS6P-250P | 250 | 30 | 125 | 45 |  | Solar | FIXED | Roof
SRP21097 | CANADIAN SOLAR | CS6P-250P | 250 | 4810 | 180 | 25 |  | Solar | FIXED | Ground
SRP21097 | TRINA SOLAR | TSM-230PA05 | 230 | 14155 | 180 | 25 |  | Solar | FIXED | Ground
SRP21098 | TRINA SOLAR | TSM-250PA05 | 250 | 21 | 179 | 27 |  | Solar | FIXED | Roof
SRP21099 | SUNPOWER | T5-SPR-327 | 327 | 16 | 122 | 16 |  | Solar | FIXED | Roof
SRP21099 | SUNPOWER | SPR-327NE-WHT-D | 327 | 5 | 212 | 36 |  | Solar | FIXED | Roof
SRP21100 | SUNPOWER | SPR-327NE-WHT-D | 327 | 24 | 85 | 21 |  | Solar | FIXED | Roof
SRP21100 | SUNPOWER | SPR-327NE-WHT-D | 327 | 8 | 265 | 21 |  | Solar | FIXED | Roof
SRP21101 | TRINA SOLAR | TSM-250PA05 | 250 | 14 | 158 | 17 |  | Solar | FIXED | Roof
SRP21102 | TRINA SOLAR | TSM-245PA05.10 | 245 | 45 | 190 | 36 |  | Solar | FIXED | Roof
SRP21103 | TRINA SOLAR | TSM-250PA05 | 250 | 6 | 136 | 18 |  | Solar | FIXED | Roof
SRP21103 | TRINA SOLAR | TSM-250PA05 | 250 | 11 | 221 | 18 |  | Solar | FIXED | Roof
SRP21104 | TRINA SOLAR | TSM-250PA05 | 250 | 44 | 170 | 30 |  | Solar | FIXED | Roof
SRP21106 | YINGLI ENERGY (CHINA) | YL245P-29B | 245 | 44 | 72 | 32 |  | Solar | FIXED | Roof
SRP21106 | YINGLI ENERGY (CHINA) | YL245P-29B | 245 | 36 | 252 | 32 |  | Solar | FIXED | Roof
SRP21107 | YINGLI ENERGY (CHINA) | YL245P-29B | 245 | 30 | 112 | 23 |  | Solar | FIXED | Roof
SRP21107 | YINGLI ENERGY (CHINA) | YL245P-29B | 245 | 10 | 292 | 26 |  | Solar | FIXED | Roof
SRP21108 | TRINA SOLAR | TSM-250PA05 | 250 | 6 | 190 | 21 |  | Solar | FIXED | Roof
SRP21108 | TRINA SOLAR | TSM-250PA05 | 250 | 29 | 280 | 23 |  | Solar | FIXED | Roof
SRP21109 | TRINA SOLAR | TSM-250PA05 | 250 | 40 | 140 | 32 |  | Solar | FIXED | Roof
SRP21110 | SUNIVA | MVX250-60-5-701 | 250 | 42 | 178.1 | 37 |  | Solar | FIXED | Roof
SRP21111 | YINGLI ENERGY (CHINA) | YL245P-29B | 245 | 30 | 214 | 17 |  | Solar | FIXED | Roof
SRP21112 | YINGLI ENERGY (CHINA) | YL245P-29B | 245 | 20 | 119 | 18 |  | Solar | FIXED | Roof
SRP21112 | YINGLI ENERGY (CHINA) | YL245P-29B | 245 | 20 | 304 | 18 |  | Solar | FIXED | Roof
SRP21113 | YINGLI ENERGY (CHINA) | YL245P-29B | 245 | 24 | 226 | 23 |  | Solar | FIXED | Roof
SRP21114 | YINGLI ENERGY (CHINA) | YL245P-29B | 245 | 10 | 135 | 24 |  | Solar | FIXED | Roof
SRP21114 | YINGLI ENERGY (CHINA) | YL245P-29B | 245 | 6 | 228 | 21 |  | Solar | FIXED | Roof
SRP21114 | YINGLI ENERGY (CHINA) | YL245P-29B | 245 | 12 | 228 | 35 |  | Solar | FIXED | Roof
SRP21115 | TRINA SOLAR | TSM-245PA05 | 245 | 14 | 108 | 29 |  | Solar | FIXED | Roof
SRP21117 | TRINA SOLAR | TSM-245PA05 | 245 | 16 | 255 | 25 |  | Solar | FIXED | Roof
SRP21118 | TRINA SOLAR | TSM-245PA05 | 245 | 15 | 113 | 20 |  | Solar | FIXED | Roof
SRP21118 | TRINA SOLAR | TSM-245PA05 | 245 | 21 | 203 | 18 |  | Solar | FIXED | Roof
SRP21119 | TRINA SOLAR | TSM-245PA05.18 | 245 | 15 | 90 | 18 |  | Solar | FIXED | Roof
SRP21119 | TRINA SOLAR | TSM-245PA05.18 | 245 | 13 | 270 | 18 |  | Solar | FIXED | Roof
SRP21120 | TRINA SOLAR | TSM-245PA05.18 | 245 | 19 | 224 | 23 |  | Solar | FIXED | Roof
SRP21122 | TRINA SOLAR | TSM-245PA05.18 | 245 | 27 | 163 | 21 |  | Solar | FIXED | Roof
SRP21123 | TRINA SOLAR | TSM-245PA05 | 245 | 14 | 152 | 17 |  | Solar | FIXED | Roof
SRP21123 | TRINA SOLAR | TSM-245PA05 | 245 | 36 | 152 | 19 |  | Solar | FIXED | Roof
SRP21123 | TRINA SOLAR | TSM-245PA05 | 245 | 6 | 332 | 19 |  | Solar | FIXED | Roof
SRP21124 | SOLARWORLD | SW245 MONO | 245 | 30 | 112 | 24 |  | Solar | FIXED | Roof
SRP21124 | SOLARWORLD | SW245 MONO | 245 | 11 | 202 | 24 |  | Solar | FIXED | Roof
SRP21126 | YINGLI ENERGY (CHINA) | YL245P-29B | 245 | 6 | 173 | 40 |  | Solar | FIXED | Roof
SRP21126 | YINGLI ENERGY (CHINA) | YL245P-29B | 245 | 7 | 263 | 32 |  | Solar | FIXED | Roof
SRP21128 | SUNIVA | MVX250-60-5-701 | 250 | 31 | 105 | 30 |  | Solar | FIXED | Roof
SRP21129 | TRINA SOLAR | TSM-245PA05.10 | 245 | 14 | 102 | 23 |  | Solar | FIXED | Roof
SRP21129 | TRINA SOLAR | TSM-245PA05.10 | 245 | 10 | 192 | 23 |  | Solar | FIXED | Roof
SRP21130 | TRINA SOLAR | TSM-245PA05.18 | 245 | 21 | 284 | 18 |  | Solar | FIXED | Roof
SRP21132 | TRINA SOLAR | TSM-250PA05 | 250 | 9 | 225 | 33 |  | Solar | FIXED | Roof
SRP21132 | TRINA SOLAR | TSM-250PA05 | 250 | 10 | 225 | 33 |  | Solar | FIXED | Roof
SRP21132 | TRINA SOLAR | TSM-250PA05 | 250 | 19 | 225 | 33 |  | Solar | FIXED | Roof
SRP21134 | TRINA SOLAR | TSM-250PA05.08 | 250 | 22 | 138.2 | 35 |  | Solar | FIXED | Roof
SRP21135 | YINGLI ENERGY (CHINA) | YL245P-29B | 245 | 26 | 86 | 40 |  | Solar | FIXED | Roof
SRP21135 | YINGLI ENERGY (CHINA) | YL245P-29B | 245 | 26 | 176 | 36 |  | Solar | FIXED | Roof
SRP21136 | YINGLI ENERGY (CHINA) | YL245P-29B | 245 | 6 | 108 | 16 |  | Solar | FIXED | Roof
SRP21136 | YINGLI ENERGY (CHINA) | YL245P-29B | 245 | 21 | 198 | 39 |  | Solar | FIXED | Roof
SRP21137 | YINGLI ENERGY (CHINA) | YL245P-29B | 245 | 12 | 120 | 23 |  | Solar | FIXED | Roof
SRP21138 | TRINA SOLAR | TSM-245PA05.10 | 245 | 17 | 215 | 20 |  | Solar | FIXED | Roof
SRP21139 | YINGLI ENERGY (CHINA) | YL245P-29B | 245 | 18 | 181 | 10 |  | Solar | FIXED | Roof
SRP21139 | YINGLI ENERGY (CHINA) | YL245P-29B | 245 | 24 | 181 | 34 |  | Solar | FIXED | Roof
SRP21139 | YINGLI ENERGY (CHINA) | YL245P-29B | 245 | 9 | 271 | 40 |  | Solar | FIXED | Roof
SRP21139 | YINGLI ENERGY (CHINA) | YL245P-29B | 245 | 9 | 271 | 42 |  | Solar | FIXED | Roof
SRP21140 | YINGLI ENERGY (CHINA) | YL245P-29B | 245 | 16 | 127 | 33 |  | Solar | FIXED | Roof
SRP21140 | YINGLI ENERGY (CHINA) | YL245P-29B | 245 | 9 | 220 | 18 |  | Solar | FIXED | Roof
SRP21141 | YINGLI ENERGY (CHINA) | YL245P-29B | 245 | 30 | 70 | 36 |  | Solar | FIXED | Roof
SRP21142 | YINGLI ENERGY (CHINA) | YL245P-29B | 245 | 8 | 53 | 26 |  | Solar | FIXED | Roof
SRP21142 | YINGLI ENERGY (CHINA) | YL245P-29B | 245 | 12 | 53 | 26 |  | Solar | FIXED | Roof
SRP21142 | YINGLI ENERGY (CHINA) | YL245P-29B | 245 | 20 | 233 | 26 |  | Solar | FIXED | Roof
SRP21144 | YINGLI ENERGY (CHINA) | YL245P-29B | 245 | 36 | 182 | 45 |  | Solar | FIXED | Roof
SRP21145 | YINGLI ENERGY (CHINA) | YL245P-29B | 245 | 27 | 159 | 18 |  | Solar | FIXED | Roof
SRP21146 | TRINA SOLAR | TSM-245PA05 | 245 | 26 | 171 | 18 |  | Solar | FIXED | Roof
SRP21147 | BEIJING ZHONGKEXIN ELECTRONICS EQUIPMENT | ZKX-265P-24 | 260 | 22 | 157 | 22 |  | Solar | FIXED | Roof
SRP21148 | YINGLI ENERGY (CHINA) | YL245P-29B | 245 | 5 | 176 | 24 |  | Solar | FIXED | Roof
SRP21148 | YINGLI ENERGY (CHINA) | YL245P-29B | 245 | 23 | 176 | 24 |  | Solar | FIXED | Roof
SRP21151 | TRINA SOLAR | TSM-245PA05.18 | 245 | 9 | 108 | 28 |  | Solar | FIXED | Roof
SRP21151 | TRINA SOLAR | TSM-245PA05.18 | 245 | 9 | 202 | 27 |  | Solar | FIXED | Roof
SRP21151 | TRINA SOLAR | TSM-245PA05.18 | 245 | 10 | 293 | 9 |  | Solar | FIXED | Roof
SRP21153 | TRINA SOLAR | TSM-245PA05 | 245 | 12 | 252 | 13 |  | Solar | FIXED | Roof
SRP21154 | TRINA SOLAR | TSM-245PA05 | 245 | 25 | 160 | 20 |  | Solar | FIXED | Roof
SRP21155 | YINGLI ENERGY (CHINA) | YL250C-30B | 250 | 5 | 210 | 22 |  | Solar | FIXED | Roof
SRP21155 | YINGLI ENERGY (CHINA) | YL250P-29B | 250 | 20 | 210 | 24 |  | Solar | FIXED | Roof
SRP21157 | SHARP | NU-Q240F2 | 240 | 1378 | 149 | 10 |  | Solar | FIXED | Roof
SRP21159 | YINGLI ENERGY (CHINA) | YL245P-29B | 245 | 16 | 137 | 32 |  | Solar | FIXED | Roof
SRP21159 | YINGLI ENERGY (CHINA) | YL245P-32B | 245 | 14 | 137 | 32 |  | Solar | FIXED | Roof
SRP21162 | TRINA SOLAR | TSM-245PA05.18 | 245 | 6 | 220 | 33 |  | Solar | FIXED | Roof
SRP21164 | TRINA SOLAR | TSM-250PA05 | 250 | 84 | 180 | 24 |  | Solar | FIXED | Ground
SRP21165 | TRINA SOLAR | TSM-255PA05.18 | 255 | 12 | 117 | 22 |  | Solar | FIXED | Roof
SRP21165 | TRINA SOLAR | TSM-255PD05.08 | 255 | 8 | 117 | 60 |  | Solar | FIXED | Roof
SRP21165 | TRINA SOLAR | TSM-255PD05.10 | 255 | 17 | 207 | 18 |  | Solar | FIXED | Roof
SRP21166 | TRINA SOLAR | TSM-245PA05.10 | 245 | 3 | 110 | 40 |  | Solar | FIXED | Roof
SRP21166 | TRINA SOLAR | TSM-245PA05.10 | 245 | 39 | 200 | 30 |  | Solar | FIXED | Roof
SRP21167 | TRINA SOLAR | TSM-245PA05.10 | 245 | 34 | 167 | 36 |  | Solar | FIXED | Roof
SRP21168 | TRINA SOLAR | TSM-255PA05A | 255 | 6 | 183 | 18 |  | Solar | FIXED | Roof
SRP21168 | TRINA SOLAR | TSM-255PA05A | 255 | 12 | 273 | 15 |  | Solar | FIXED | Roof
SRP21169 | TRINA SOLAR | TSM-245PA05.10 | 245 | 60 | 200 | 20 |  | Solar | FIXED | Roof
SRP21170 | TRINA SOLAR | TSM-250PA05 | 250 | 20 | 268 | 20 |  | Solar | FIXED | Roof
SRP21172 | TRINA SOLAR | TSM-250PA05 | 250 | 30 | 175 | 23 |  | Solar | FIXED | Roof
SRP21173 | TRINA SOLAR | TSM-240PA05.18 | 240 | 13 | 180 | 35 |  | Solar | FIXED | Roof
SRP21173 | TRINA SOLAR | TSM-240PA05.18 | 240 | 20 | 180 | 35 |  | Solar | FIXED | Roof
SRP21174 | SUNIVA | ART250-60-3-101 | 250 | 14 | 160.5 | 28 |  | Solar | FIXED | Roof
SRP21174 | SUNIVA | ART250-60-3-101 | 250 | 13 | 250.5 | 15 |  | Solar | FIXED | Roof
SRP21175 | TRINA SOLAR | TSM-250PA05 | 250 | 26 | 176 | 25 |  | Solar | FIXED | Roof
SRP21177 | LG ELECTRONICS SOLAR CELL DIVISION | LG255S1K-G3 | 260 | 16 | 171 | 23 |  | Solar | FIXED | Roof
SRP21178 | LG ELECTRONICS SOLAR CELL DIVISION | LG255S1K-G3 | 260 | 20 | 217 | 30 |  | Solar | FIXED | Roof
SRP21179 | TRINA SOLAR | TSM-245PA05 | 245 | 18 | 160 | 25 |  | Solar | FIXED | Roof
SRP21179 | TRINA SOLAR | TSM-245PA05 | 245 | 3 | 250 | 25 |  | Solar | FIXED | Roof
SRP21180 | TRINA SOLAR | TSM-245PA05.18 | 245 | 8 | 183 | 22 |  | Solar | FIXED | Roof
SRP21180 | TRINA SOLAR | TSM-245PA05.18 | 245 | 6 | 273 | 25 |  | Solar | FIXED | Roof
SRP21181 | SUNIVA | OPT265-60-4-1B0 | 265 | 4 | 197 | 12 |  | Solar | FIXED | Roof
SRP21181 | SUNIVA | OPT265-60-4-1B0 | 265 | 8 | 197 | 22 |  | Solar | FIXED | Roof
SRP21181 | SUNIVA | OPT265-60-4-1B0 | 265 | 14 | 197 | 22 |  | Solar | FIXED | Roof
SRP21182 | YINGLI ENERGY (CHINA) | YL245P-29B | 245 | 15 | 180 | 21 |  | Solar | FIXED | Roof
SRP21183 | YINGLI ENERGY (CHINA) | YL245P-29B | 245 | 4 | 89 | 29 |  | Solar | FIXED | Roof
SRP21183 | YINGLI ENERGY (CHINA) | YL245P-29B | 245 | 10 | 89 | 29 |  | Solar | FIXED | Roof
SRP21183 | YINGLI ENERGY (CHINA) | YL245P-29B | 245 | 10 | 179 | 17 |  | Solar | FIXED | Roof
SRP21183 | YINGLI ENERGY (CHINA) | YL245P-29B | 245 | 5 | 269 | 29 |  | Solar | FIXED | Roof
SRP21184 | YINGLI ENERGY (CHINA) | YL245P-32B | 245 | 14 | 151 | 33 |  | Solar | FIXED | Roof
SRP21184 | YINGLI ENERGY (CHINA) | YL245P-29B | 245 | 6 | 241 | 17 |  | Solar | FIXED | Roof
SRP21184 | YINGLI ENERGY (CHINA) | YL245P-29B | 245 | 6 | 241 | 33 |  | Solar | FIXED | Roof
SRP21186 | YINGLI ENERGY (CHINA) | YL245P-29B | 245 | 4 | 109 | 18 |  | Solar | FIXED | Roof
SRP21186 | YINGLI ENERGY (CHINA) | YL245P-29B | 245 | 12 | 199 | 17 |  | Solar | FIXED | Roof
SRP21187 | YINGLI ENERGY (CHINA) | YL245P-29B | 245 | 12 | 101 | 22 |  | Solar | FIXED | Roof
SRP21187 | YINGLI ENERGY (CHINA) | YL245P-29B | 245 | 24 | 102 | 22 |  | Solar | FIXED | Roof
SRP21188 | TRINA SOLAR | TSM-245PA05 | 245 | 23 | 217 | 30 |  | Solar | FIXED | Roof
SRP21189 | TRINA SOLAR | TSM-245PA05.18 | 245 | 34 | 218 | 25 |  | Solar | FIXED | Roof
SRP21190 | YINGLI ENERGY (CHINA) | YL245P-29B | 245 | 27 | 133 | 45 |  | Solar | FIXED | Roof
SRP21191 | TRINA SOLAR | TSM-250PA05 | 250 | 30 | 105 | 20 |  | Solar | FIXED | Roof
SRP21193 | TRINA SOLAR | TSM-250PA05.10 | 250 | 42 | 169 | 35 |  | Solar | FIXED | Roof
SRP21194 | LG ELECTRONICS SOLAR CELL DIVISION | LG250S1C-G2 | 250 | 20 | 176 | 23 |  | Solar | FIXED | Roof
SRP21195 | YINGLI ENERGY (CHINA) | YL245P-29B | 245 | 11 | 300 | 21 |  | Solar | FIXED | Roof
SRP21196 | SUNTECH POWER | STP280-24/VB-1 | 280 | 165 | 185 | 5 |  | Solar | FIXED | Roof
SRP21196 | SUNTECH POWER | STP295-24/VD | 295 | 1034 | 185 | 5 |  | Solar | FIXED | Roof
SRP21197 | YINGLI ENERGY (CHINA) | YL245P-29B | 245 | 11 | 120 | 21 |  | Solar | FIXED | Roof
SRP21200 | YINGLI ENERGY (CHINA) | YL245P-29B | 245 | 13 | 45 | 18 |  | Solar | FIXED | Roof
SRP21200 | YINGLI ENERGY (CHINA) | YL245P-29B | 245 | 18 | 130 | 18 |  | Solar | FIXED | Roof
SRP21200 | YINGLI ENERGY (CHINA) | YL245P-29B | 245 | 18 | 214 | 18 |  | Solar | FIXED | Roof
SRP21200 | YINGLI ENERGY (CHINA) | YL245P-29B | 245 | 8 | 314 | 18 |  | Solar | FIXED | Roof
SRP21201 | YINGLI ENERGY (CHINA) | YL245P-29B | 245 | 38 | 152 | 33 |  | Solar | FIXED | Roof
SRP21203 | YINGLI ENERGY (CHINA) | YL245P-29B | 245 | 32 | 128 | 23 |  | Solar | FIXED | Roof
SRP21204 | TRINA SOLAR | TSM-245PD05 | 245 | 20 | 175 | 18 |  | Solar | FIXED | Roof
SRP21206 | TRINA SOLAR | TSM-240PA05 | 240 | 3 | 172 | 18 |  | Solar | FIXED | Roof
SRP21206 | TRINA SOLAR | TSM-240PA05 | 240 | 3 | 262 | 18 |  | Solar | FIXED | Roof
SRP21206 | TRINA SOLAR | TSM-240PA05 | 240 | 12 | 262 | 18 |  | Solar | FIXED | Roof
SRP21207 | YINGLI ENERGY (CHINA) | YL245P-29B | 250 | 8 | 153 | 14 |  | Solar | FIXED | Roof
SRP21207 | YINGLI ENERGY (CHINA) | YL245P-29B | 250 | 12 | 243 | 16 |  | Solar | FIXED | Roof
SRP21207 | YINGLI ENERGY (CHINA) | YL245P-29B | 250 | 16 | 243 | 16 |  | Solar | FIXED | Roof
SRP21208 | YINGLI ENERGY (CHINA) | YL245P-29B | 245 | 12 | 111 | 25 |  | Solar | FIXED | Roof
SRP21208 | YINGLI ENERGY (CHINA) | YL245P-29B | 245 | 36 | 291 | 25 |  | Solar | FIXED | Roof
SRP21209 | YINGLI ENERGY (CHINA) | YL245P-29B | 245 | 36 | 218 | 29 |  | Solar | FIXED | Roof
SRP21210 | TRINA SOLAR | TSM-240PA05 | 240 | 9 | 164 | 38 |  | Solar | FIXED | Roof
SRP21212 | TRINA SOLAR | TSM-245PA05.18 | 245 | 18 | 159 | 24 |  | Solar | FIXED | Roof
SRP21212 | TRINA SOLAR | TSM-245PA05.18 | 245 | 4 | 249 | 38 |  | Solar | FIXED | Roof
SRP21214 | YINGLI ENERGY (CHINA) | YL245P-29B | 245 | 25 | 168 | 18 |  | Solar | FIXED | Roof
SRP21215 | YINGLI ENERGY (CHINA) | YL245P-29B | 245 | 22 | 205 | 24 |  | Solar | FIXED | Roof
SRP21217 | YINGLI ENERGY (CHINA) | YL245P-29B | 245 | 16 | 203 | 32 |  | Solar | FIXED | Roof
SRP21218 | RENESOLA JIANGSU | JC250M-24/BB | 250 | 21 | 231 | 17 |  | Solar | FIXED | Roof
SRP21219 | TRINA SOLAR | TSM-245PA05.10 | 245 | 30 | 182 | 45 |  | Solar | FIXED | Roof
SRP21220 | TRINA SOLAR | TSM-250PD05 | 250 | 54 | 195 | 22 |  | Solar | FIXED | Ground
SRP21221 | TRINA SOLAR | TSM-255PA05 | 255 | 42 | 207 | 36 |  | Solar | FIXED | Roof
SRP21223 | CANADIAN SOLAR | CS5P-250M | 250 | 25 | 114 | 23 |  | Solar | FIXED | Roof
SRP21224 | TRINA SOLAR | TSM-250PA05 | 250 | 6 | 96 | 18 |  | Solar | FIXED | Roof
SRP21224 | TRINA SOLAR | TSM-250PA05 | 250 | 20 | 96 | 21 |  | Solar | FIXED | Roof
SRP21224 | TRINA SOLAR | TSM-250PA05 | 250 | 12 | 186 | 18 |  | Solar | FIXED | Roof
SRP21225 | TRINA SOLAR | TSM-250PA05 | 250 | 24 | 115 | 19 |  | Solar | FIXED | Roof
SRP21226 | TRINA SOLAR | TSM-250PA05 | 250 | 21 | 235 | 23 |  | Solar | FIXED | Roof
SRP21227 | YINGLI ENERGY (CHINA) | YL245P-29B | 245 | 33 | 138 | 27.5 |  | Solar | FIXED | Roof
SRP21228 | LG ELECTRONICS SOLAR CELL DIVISION | LG245S1C-G2 | 245 | 27 | 185 | 33 |  | Solar | FIXED | Roof
SRP21228 | LG ELECTRONICS SOLAR CELL DIVISION | LG245S1C-G2 | 245 | 14 | 185 | 35 |  | Solar | FIXED | Roof
SRP21229 | TRINA SOLAR | TSM-250PA05 | 250 | 7 | 107 | 14 |  | Solar | FIXED | Roof
SRP21229 | TRINA SOLAR | TSM-250PA05 | 250 | 33 | 197 | 14 |  | Solar | FIXED | Roof
SRP21231 | LG ELECTRONICS SOLAR CELL DIVISION | LG245S1C-G2 | 245 | 13 | 185 | 44 |  | Solar | FIXED | Roof
SRP21231 | LG ELECTRONICS SOLAR CELL DIVISION | LG245S1C-G2 | 245 | 14 | 185 | 44 |  | Solar | FIXED | Roof
SRP21232 | TRINA SOLAR | TSM-250PA05 | 250 | 29 | 177 | 4 |  | Solar | FIXED | Roof
SRP21232 | TRINA SOLAR | TSM-250PA05 | 250 | 17 | 177 | 18 |  | Solar | FIXED | Roof
SRP21233 | TRINA SOLAR | TSM-245PA05 | 245 | 32 | 147 | 21 |  | Solar | FIXED | Roof
SRP21234 | TRINA SOLAR | TSM-250PA05 | 250 | 22 | 95 | 43 |  | Solar | FIXED | Roof
SRP21235 | TRINA SOLAR | TSM-245PA05.18 | 245 | 10 | 127 | 13 |  | Solar | FIXED | Roof
SRP21235 | TRINA SOLAR | TSM-245PA05.18 | 245 | 3 | 127 | 21 |  | Solar | FIXED | Roof
SRP21235 | TRINA SOLAR | TSM-245PA05.18 | 245 | 3 | 127 | 38 |  | Solar | FIXED | Roof
SRP21237 | TRINA SOLAR | TSM-245PA05 | 245 | 13 | 263 | 22 |  | Solar | FIXED | Roof
SRP21237 | TRINA SOLAR | TSM-245PA05 | 245 | 10 | 263 | 36 |  | Solar | FIXED | Roof
SRP21238 | TRINA SOLAR | TSM-250PA05 | 250 | 26 | 161 | 19 |  | Solar | FIXED | Roof
SRP21239 | CANADIAN SOLAR | CS5P-250M | 250 | 24 | 95 | 15 |  | Solar | FIXED | Roof
SRP21239 | CANADIAN SOLAR | CS5P-250M | 250 | 16 | 95 | 40 |  | Solar | FIXED | Roof
SRP21240 | TRINA SOLAR | TSM-245PA05.18 | 245 | 15 | 102 | 12 |  | Solar | FIXED | Roof
SRP21240 | TRINA SOLAR | TSM-245PA05.18 | 245 | 2 | 102 | 28 |  | Solar | FIXED | Roof
SRP21240 | TRINA SOLAR | TSM-245PA05.18 | 245 | 11 | 102 | 28 |  | Solar | FIXED | Roof
SRP21240 | TRINA SOLAR | TSM-245PA05.18 | 245 | 8 | 282 | 18 |  | Solar | FIXED | Roof
SRP21241 | TRINA SOLAR | TSM-245PA05.18 | 245 | 38 | 194 | 22 |  | Solar | FIXED | Roof
SRP21242 | TRINA SOLAR | TSM-250PA05 | 250 | 33 | 100 | 23 |  | Solar | FIXED | Roof
SRP21243 | TRINA SOLAR | TSM-245PA05.18 | 245 | 12 | 158 | 44 |  | Solar | FIXED | Roof
SRP21244 | TRINA SOLAR | TSM-250PA05 | 250 | 18 | 157 | 23 |  | Solar | FIXED | Roof
SRP21246 | TRINA SOLAR | TSM-245PA05.18 | 245 | 27 | 270 | 18 |  | Solar | FIXED | Roof
SRP21249 | TRINA SOLAR | TSM-245PA05 | 245 | 20 | 240 | 22 |  | Solar | FIXED | Roof
SRP21250 | TRINA SOLAR | TSM-245PA05.18 | 245 | 6 | 152 | 14 |  | Solar | FIXED | Roof
SRP21250 | TRINA SOLAR | TSM-245PA05.18 | 245 | 6 | 152 | 40 |  | Solar | FIXED | Roof
SRP21251 | TRINA SOLAR | TSM-250PD05 | 250 | 22 | 172 | 25 |  | Solar | FIXED | Roof
SRP21252 | TRINA SOLAR | TSM-245PA05 | 245 | 10 | 113 | 13 |  | Solar | FIXED | Roof
SRP21252 | TRINA SOLAR | TSM-245PA05 | 245 | 6 | 203 | 13 |  | Solar | FIXED | Roof
SRP21252 | TRINA SOLAR | TSM-245PA05 | 245 | 12 | 203 | 13 |  | Solar | FIXED | Roof
SRP21253 | TRINA SOLAR | TSM-245PA05.18 | 245 | 21 | 124 | 16 |  | Solar | FIXED | Roof
SRP21253 | TRINA SOLAR | TSM-245PA05.18 | 245 | 12 | 304 | 16 |  | Solar | FIXED | Roof
SRP21254 | TRINA SOLAR | TSM-245PA05.18 | 245 | 18 | 128 | 23 |  | Solar | FIXED | Roof
SRP21255 | TRINA SOLAR | TSM-250PA05 | 250 | 22 | 160 | 46 |  | Solar | FIXED | Roof
SRP21256 | CANADIAN SOLAR | CS6P-250P | 250 | 17 | 150 | 30 |  | Solar | FIXED | Roof
SRP21256 | CANADIAN SOLAR | CS6P-250P | 250 | 16 | 150 | 35 |  | Solar | FIXED | Roof
SRP21257 | TRINA SOLAR | TSM-245PA05.10 | 245 | 38 | 164 | 30 |  | Solar | FIXED | Roof
SRP21258 | HANWHA SOLARONE (QIDONG) | HSL60P6-PA-0-245T | 245 | 3172 | 151 | 10 |  | Solar | FIXED | Roof
SRP21262 | TRINA SOLAR | TSM-235PA05 | 235 | 30 | 195 | 25 |  | Solar | FIXED | Roof
SRP21263 | TRINA SOLAR | TSM-245PA05.18 | 245 | 2 | 150 | 28 |  | Solar | FIXED | Roof
SRP21263 | TRINA SOLAR | TSM-245PA05.18 | 245 | 7 | 150 | 43 |  | Solar | FIXED | Roof
SRP21268 | TRINA SOLAR | TSM-250PA05 | 250 | 22 | 170 | 26 |  | Solar | FIXED | Roof
SRP21270 | TRINA SOLAR | TSM-245PA05.10 | 245 | 25 | 163 | 30 |  | Solar | FIXED | Roof
SRP21271 | TRINA SOLAR | TSM-245PA05 | 245 | 24 | 219 | 22 |  | Solar | FIXED | Roof
SRP21273 | TRINA SOLAR | TSM-250PA05 | 250 | 60 | 180 | 25 |  | Solar | FIXED | Roof
SRP21274 | TRINA SOLAR | TSM-245PA05.10 | 245 | 24 | 233 | 21 |  | Solar | FIXED | Roof
SRP21276 | SUNPOWER | SPR-327NE-WHT-D | 327 | 20 | 205 | 28 |  | Solar | FIXED | Roof
SRP21277 | SOLARWORLD | SW245 MONO | 245 | 19 | 120 | 20 |  | Solar | FIXED | Roof
SRP21279 | YINGLI ENERGY (CHINA) | YL245P-29B | 245 | 22 | 98 | 28 |  | Solar | FIXED | Roof
SRP21279 | YINGLI ENERGY (CHINA) | YL245P-29B | 245 | 21 | 278 | 28 |  | Solar | FIXED | Roof
SRP21280 | TRINA SOLAR | TSM-245PA05 | 245 | 60 | 250 | 26 |  | Solar | FIXED | Roof
SRP21281 | YINGLI ENERGY (CHINA) | YL245P-29B | 245 | 13 | 94 | 45 |  | Solar | FIXED | Roof
SRP21281 | YINGLI ENERGY (CHINA) | YL245P-29B | 245 | 26 | 184 | 29 |  | Solar | FIXED | Roof
SRP21282 | TRINA SOLAR | TSM-245PA05 | 245 | 34 | 110 | 21 |  | Solar | FIXED | Roof
SRP21282 | TRINA SOLAR | TSM-245PA05 | 245 | 34 | 290 | 21 |  | Solar | FIXED | Roof
SRP21284 | TRINA SOLAR | TSM-245PA05.10 | 245 | 3 | 240 | 20 |  | Solar | FIXED | Roof
SRP21284 | TRINA SOLAR | TSM-245PA05.10 | 245 | 23 | 240 | 25 |  | Solar | FIXED | Roof
SRP21285 | YINGLI ENERGY (CHINA) | YL245P-29B | 245 | 8 | 17 | 23 |  | Solar | FIXED | Roof
SRP21285 | YINGLI ENERGY (CHINA) | YL245P-29B | 245 | 32 | 190 | 23 |  | Solar | FIXED | Roof
SRP21288 | TRINA SOLAR | TSM-245PA05.18 | 245 | 6 | 125 | 20 |  | Solar | FIXED | Roof
SRP21288 | TRINA SOLAR | TSM-245PA05.18 | 245 | 3 | 215 | 20 |  | Solar | FIXED | Roof
SRP21288 | TRINA SOLAR | TSM-245PA05.18 | 245 | 14 | 215 | 20 |  | Solar | FIXED | Roof
SRP21289 | TRINA SOLAR | TSM-245PA05.18 | 245 | 2 | 180 | 18 |  | Solar | FIXED | Roof
SRP21289 | TRINA SOLAR | TSM-245PA05.18 | 245 | 19 | 180 | 32 |  | Solar | FIXED | Roof
SRP21290 | SUNPOWER | SPR-327NE-WHT-D | 327 | 28 | 198 | 35 |  | Solar | FIXED | Roof
SRP21290 | SUNPOWER | SPR-327NE-WHT-D | 327 | 5 | 290 | 35 |  | Solar | FIXED | Roof
SRP21291 | TRINA SOLAR | TSM-245PA05.10 | 245 | 16 | 127 | 18 |  | Solar | FIXED | Roof
SRP21291 | TRINA SOLAR | TSM-245PA05.10 | 245 | 29 | 127 | 18 |  | Solar | FIXED | Roof
SRP21292 | TRINA SOLAR | TSM-245PA05.18 | 245 | 20 | 160 | 26 |  | Solar | FIXED | Roof
SRP21294 | TRINA SOLAR | TSM-245PA05.10 | 245 | 20 | 160 | 22 |  | Solar | FIXED | Roof
SRP21295 | TRINA SOLAR | TSM-255PA05A | 255 | 40 | 180 | 25 |  | Solar | FIXED | Ground
SRP21296 | LG ELECTRONICS SOLAR CELL DIVISION | LG265S1C-G3 | 290 | 27 | 212 | 26 |  | Solar | FIXED | Roof
SRP21297 | SUNPOWER | SPR-327NE-WHT-D | 327 | 24 | 265 | 10 |  | Solar | FIXED | Roof
SRP21297 | SUNPOWER | SPR-327NE-WHT-D | 327 | 8 | 265 | 35 |  | Solar | FIXED | Roof
SRP21298 | TRINA SOLAR | TSM-250PA05 | 250 | 50 | 180 | 25 |  | Solar | FIXED | Ground
SRP21299 | TRINA SOLAR | TSM-250PA05A | 250 | 70 | 180 | 25 |  | Solar | FIXED | Ground
SRP21301 | TRINA SOLAR | TSM-245PA05.10 | 245 | 14 | 176 | 18 |  | Solar | FIXED | Roof
SRP21301 | TRINA SOLAR | TSM-245PA05.10 | 245 | 21 | 176 | 18 |  | Solar | FIXED | Roof
SRP21302 | TRINA SOLAR | TSM-245PA05.10 | 245 | 21 | 180 | 20 |  | Solar | FIXED | Roof
SRP21303 | TRINA SOLAR | TSM-245PA05.10 | 245 | 20 | 197 | 27 |  | Solar | FIXED | Roof
SRP21304 | TRINA SOLAR | TSM-245PA05.10 | 245 | 18 | 142 | 30 |  | Solar | FIXED | Roof
SRP21305 | TRINA SOLAR | TSM-245PA05.10 | 245 | 32 | 234 | 23 |  | Solar | FIXED | Roof
SRP21306 | TRINA SOLAR | TSM-245PA05.18 | 245 | 20 | 193 | 20 |  | Solar | FIXED | Roof
SRP21308 | YINGLI ENERGY (CHINA) | YL245P-29B | 245 | 9 | 114 | 26 |  | Solar | FIXED | Roof
SRP21308 | YINGLI ENERGY (CHINA) | YL245P-29B | 245 | 11 | 201 | 26 |  | Solar | FIXED | Roof
SRP21309 | SUNPOWER | SPR-327NE-WHT-D | 327 | 32 | 115 | 20 |  | Solar | FIXED | Roof
SRP21309 | SUNPOWER | SPR-327NE-WHT-D | 327 | 19 | 295 | 20 |  | Solar | FIXED | Roof
SRP21310 | YINGLI ENERGY (CHINA) | YL245P-29B | 245 | 9 | 180 | 45 |  | Solar | FIXED | Roof
SRP21310 | YINGLI ENERGY (CHINA) | YL245P-29B | 245 | 12 | 270 | 30 |  | Solar | FIXED | Roof
SRP21311 | YINGLI ENERGY (CHINA) | YL245P-29B | 245 | 30 | 213 | 31 |  | Solar | FIXED | Roof
SRP21312 | YINGLI ENERGY (CHINA) | YL245P-29B | 245 | 33 | 156 | 45 |  | Solar | FIXED | Roof
SRP21314 | TRINA SOLAR | TSM-245PA05.10 | 245 | 36 | 190 | 30 |  | Solar | FIXED | Roof
SRP21315 | TRINA SOLAR | TSM-245PA05.18 | 245 | 30 | 119 | 18 |  | Solar | FIXED | Roof
SRP21316 | TRINA SOLAR | TSM-245PA05.18 | 245 | 50 | 104 | 28 |  | Solar | FIXED | Roof
SRP21317 | TRINA SOLAR | TSM-250PA05.08 | 250 | 23 | 257.4 | 35 |  | Solar | FIXED | Roof
SRP21317 | TRINA SOLAR | TSM-250PA05.08 | 250 | 20 | 257.4 | 37 |  | Solar | FIXED | Roof
SRP21319 | TRINA SOLAR | TSM-245PA05.18 | 245 | 41 | 189 | 26 |  | Solar | FIXED | Roof
SRP21320 | SUNIVA | MVX250-60-5-701 | 250 | 28 | 58.8 | 20 |  | Solar | FIXED | Roof
SRP21321 | TRINA SOLAR | TSM-245PA05 | 245 | 21 | 244 | 18 |  | Solar | FIXED | Roof
SRP21324 | CANADIAN SOLAR | CS6P-250P | 250 | 13 | 125 | 30 |  | Solar | FIXED | Roof
SRP21324 | CANADIAN SOLAR | CS6P-250P | 250 | 13 | 125 | 35 |  | Solar | FIXED | Roof
SRP21324 | CANADIAN SOLAR | CS6P-250P | 250 | 13 | 305 | 30 |  | Solar | FIXED | Roof
SRP21324 | CANADIAN SOLAR | CS6P-250P | 250 | 13 | 305 | 35 |  | Solar | FIXED | Roof
SRP21325 | TRINA SOLAR | TSM-245PA05.10 | 245 | 22 | 264 | 17 |  | Solar | FIXED | Roof
SRP21326 | TRINA SOLAR | TSM-250PA05 | 250 | 14 | 219 | 36 |  | Solar | FIXED | Roof
SRP21327 | TRINA SOLAR | TSM-245PA05.10 | 245 | 30 | 170 | 14 |  | Solar | FIXED | Roof
SRP21328 | SUNIVA | MVX250-60-5-701 | 250 | 6 | 107.2 | 42 |  | Solar | FIXED | Roof
SRP21328 | SUNIVA | MVX250-60-5-701 | 250 | 28 | 197.2 | 32 |  | Solar | FIXED | Roof
SRP21329 | SUNIVA | MVX250-60-5-701 | 250 | 16 | 193 | 25 |  | Solar | FIXED | Roof
SRP21330 | SUNIVA | MVX250-60-5-701 | 250 | 28 | 185 | 40 |  | Solar | FIXED | Roof
SRP21331 | SUNIVA | MVX250-60-5-701 | 250 | 8 | 204 | 10 |  | Solar | FIXED | Roof
SRP21331 | SUNIVA | MVX250-60-5-701 | 250 | 9 | 204 | 10 |  | Solar | FIXED | Roof
SRP21332 | CANADIAN SOLAR | CS6P-250P | 250 | 10 | 120 | 30 |  | Solar | FIXED | Roof
SRP21332 | CANADIAN SOLAR | CS6P-250P | 250 | 20 | 210 | 30 |  | Solar | FIXED | Roof
SRP21334 | TRINA SOLAR | TSM-250PA05.08 | 250 | 5 | 122 | 20 |  | Solar | FIXED | Roof
SRP21334 | TRINA SOLAR | TSM-250PA05.08 | 250 | 30 | 212 | 20 |  | Solar | FIXED | Roof
SRP21337 | SUNIVA | MVX250-60-5-701 | 250 | 20 | 185.1 | 40 |  | Solar | FIXED | Roof
SRP21338 | TRINA SOLAR | TSM-250PA05 | 250 | 36 | 97 | 40 |  | Solar | FIXED | Roof
SRP21338 | TRINA SOLAR | TSM-250PA05 | 250 | 21 | 187 | 30 |  | Solar | FIXED | Roof
SRP21339 | TRINA SOLAR | TSM-250PA05.08 | 250 | 28 | 155.9 | 20 |  | Solar | FIXED | Roof
SRP21339 | TRINA SOLAR | TSM-250PA05.08 | 250 | 28 | 180 | 30 |  | Solar | FIXED | Roof
SRP21340 | TRINA SOLAR | TSM-250PA05.08 | 250 | 15 | 130.2 | 10 |  | Solar | FIXED | Roof
SRP21340 | TRINA SOLAR | TSM-250PA05.08 | 250 | 28 | 130.2 | 30 |  | Solar | FIXED | Roof
SRP21341 | CANADIAN SOLAR | CS6P-250P | 250 | 21 | 83 | 37 |  | Solar | FIXED | Roof
SRP21341 | CANADIAN SOLAR | CS6P-250P | 250 | 11 | 263 | 15 |  | Solar | FIXED | Roof
SRP21342 | YINGLI ENERGY (CHINA) | YL245P-29B | 245 | 25 | 185 | 15 |  | Solar | FIXED | Roof
SRP21347 | YINGLI ENERGY (CHINA) | YL295P-35B | 295 | 4796 | 180 | 25 |  | Solar | FIXED | Ground
SRP21350 | TRINA SOLAR | TSM-245PA05.10 | 245 | 7 | 147 | 36 |  | Solar | FIXED | Roof
SRP21350 | TRINA SOLAR | TSM-245PA05.10 | 245 | 19 | 237 | 30 |  | Solar | FIXED | Roof
SRP21354 | TRINA SOLAR | TSM-255PA05A.18 | 255 | 20 | 166 | 32 |  | Solar | FIXED | Roof
SRP21354 | TRINA SOLAR | TSM-255PD05.18 | 255 | 21 | 166 | 40 |  | Solar | FIXED | Roof
SRP21354 | TRINA SOLAR | TSM-255PA05A.18 | 255 | 3 | 256 | 43 |  | Solar | FIXED | Roof
SRP21354 | TRINA SOLAR | TSM-255PA05A.18 | 255 | 13 | 256 | 43 |  | Solar | FIXED | Roof
SRP21357 | TRINA SOLAR | TSM-245PA05.10 | 245 | 12 | 87 | 44 |  | Solar | FIXED | Roof
SRP21357 | TRINA SOLAR | TSM-245PA05.10 | 245 | 14 | 177 | 32 |  | Solar | FIXED | Roof
SRP21357 | TRINA SOLAR | TSM-245PA05.10 | 245 | 6 | 267 | 44 |  | Solar | FIXED | Roof
SRP21360 | YINGLI ENERGY (CHINA) | YL245P-29B | 245 | 14 | 106 | 27 |  | Solar | FIXED | Roof
SRP21360 | YINGLI ENERGY (CHINA) | YL245P-29B | 245 | 28 | 296 | 27 |  | Solar | FIXED | Roof
SRP21363 | YINGLI ENERGY (CHINA) | YL245P-29B | 245 | 12 | 178 | 35 |  | Solar | FIXED | Roof
SRP21363 | YINGLI ENERGY (CHINA) | YL245P-29B | 245 | 24 | 281 | 35 |  | Solar | FIXED | Roof
SRP21364 | YINGLI ENERGY (CHINA) | YL245P-29B | 245 | 12 | 93 | 21 |  | Solar | FIXED | Roof
SRP21364 | YINGLI ENERGY (CHINA) | YL245P-29B | 245 | 9 | 97 | 16 |  | Solar | FIXED | Roof
SRP21364 | YINGLI ENERGY (CHINA) | YL245P-29B | 245 | 25 | 273 | 21 |  | Solar | FIXED | Roof
SRP21365 | YINGLI ENERGY (CHINA) | YL295P-35B | 295 | 2519 | 180 | 25 |  | Solar | FIXED | Ground
SRP21365 | YINGLI ENERGY (CHINA) | YL295P-35B | 300 | 26216 | 180 | 25 |  | Solar | FIXED | Ground
SRP21365 | YINGLI ENERGY (CHINA) | YL295P-35B | 305 | 4515 | 180 | 25 |  | Solar | FIXED | Ground
SRP21366 | TRINA SOLAR | TSM-245PA05.10 | 245 | 38 | 161 | 24 |  | Solar | FIXED | Roof
SRP21367 | TRINA SOLAR | TSM-245PA05.10 | 245 | 42 | 188 | 24 |  | Solar | FIXED | Roof
SRP21368 | YINGLI ENERGY (CHINA) | YL245P-29B | 245 | 22 | 70 | 24 |  | Solar | FIXED | Roof
SRP21368 | YINGLI ENERGY (CHINA) | YL245P-29B | 245 | 16 | 250 | 24 |  | Solar | FIXED | Roof
SRP21369 | YINGLI ENERGY (CHINA) | YL245P-29B | 245 | 12 | 135 | 23 |  | Solar | FIXED | Roof
SRP21369 | YINGLI ENERGY (CHINA) | YL245P-29B | 245 | 4 | 135 | 35 |  | Solar | FIXED | Roof
SRP21369 | YINGLI ENERGY (CHINA) | YL245P-29B | 245 | 6 | 315 | 35 |  | Solar | FIXED | Roof
SRP21370 | YINGLI ENERGY (CHINA) | YL245P-29B | 245 | 18 | 245 | 26 |  | Solar | FIXED | Roof
SRP21371 | TRINA SOLAR | TSM-245PA05 | 245 | 26 | 165 | 18 |  | Solar | FIXED | Roof
SRP21372 | YINGLI ENERGY (CHINA) | YL245P-29B | 245 | 16 | 187 | 38 |  | Solar | FIXED | Roof
SRP21372 | YINGLI ENERGY (CHINA) | YL245P-29B | 245 | 13 | 276 | 38 |  | Solar | FIXED | Roof
SRP21373 | TRINA SOLAR | TSM-245PA05.10 | 245 | 4 | 112 | 30 |  | Solar | FIXED | Roof
SRP21373 | TRINA SOLAR | TSM-245PA05.10 | 245 | 12 | 112 | 33 |  | Solar | FIXED | Roof
SRP21373 | TRINA SOLAR | TSM-245PA05.10 | 245 | 12 | 202 | 30 |  | Solar | FIXED | Roof
SRP21374 | YINGLI ENERGY (CHINA) | YL245P-29B | 245 | 30 | 46 | 17 |  | Solar | FIXED | Roof
SRP21374 | YINGLI ENERGY (CHINA) | YL245P-29B | 245 | 10 | 226 | 17 |  | Solar | FIXED | Roof
SRP21375 | YINGLI ENERGY (CHINA) | YL245P-29B | 245 | 4 | 116 | 24 |  | Solar | FIXED | Roof
SRP21375 | YINGLI ENERGY (CHINA) | YL245P-29B | 245 | 40 | 204 | 6 |  | Solar | FIXED | Roof
SRP21376 | TRINA SOLAR | TSM-245PA05.10 | 245 | 7 | 200 | 21 |  | Solar | FIXED | Roof
SRP21376 | TRINA SOLAR | TSM-245PA05.10 | 245 | 8 | 200 | 21 |  | Solar | FIXED | Roof
SRP21376 | TRINA SOLAR | TSM-245PA05.10 | 245 | 12 | 200 | 21 |  | Solar | FIXED | Roof
SRP21378 | TRINA SOLAR | TSM-245PA05.18 | 245 | 12 | 128 | 36 |  | Solar | FIXED | Roof
SRP21378 | TRINA SOLAR | TSM-245PA05.18 | 245 | 9 | 218 | 16 |  | Solar | FIXED | Roof
SRP21379 | YINGLI ENERGY (CHINA) | YL250P-29B | 250 | 36 | 214 | 26 |  | Solar | FIXED | Roof
SRP21380 | TRINA SOLAR | TSM-250PA05 | 250 | 33 | 158 | 27 |  | Solar | FIXED | Roof
SRP21380 | TRINA SOLAR | TSM-250PA05 | 250 | 5 | 248 | 27 |  | Solar | FIXED | Roof
SRP21381 | SUNIVA | MVX250-60-5-701 | 250 | 34 | 255 | 25 |  | Solar | FIXED | Roof
SRP21384 | TRINA SOLAR | TSM-245PA05.10 | 245 | 5 | 85 | 29 |  | Solar | FIXED | Roof
SRP21384 | TRINA SOLAR | TSM-245PA05.10 | 245 | 33 | 175 | 15 |  | Solar | FIXED | Roof
SRP21385 | TRINA SOLAR | TSM-255PA05 | 255 | 7 | 119 | 32 |  | Solar | FIXED | Roof
SRP21385 | TRINA SOLAR | TSM-255PA05 | 255 | 21 | 119 | 32 |  | Solar | FIXED | Roof
SRP21386 | TRINA SOLAR | TSM-245PA05.10 | 245 | 20 | 198 | 24 |  | Solar | FIXED | Roof
SRP21387 | TRINA SOLAR | TSM-245PA05.10 | 245 | 17 | 100 | 30 |  | Solar | FIXED | Roof
SRP21387 | TRINA SOLAR | TSM-245PA05.10 | 245 | 4 | 190 | 40 |  | Solar | FIXED | Roof
SRP21388 | TRINA SOLAR | TSM-245PA05.10 | 245 | 30 | 190 | 45 |  | Solar | FIXED | Roof
SRP21391 | YINGLI ENERGY (CHINA) | YL245P-29B | 245 | 16 | 205 | 35 |  | Solar | FIXED | Roof
SRP21392 | SUNIVA | MVT250-60-5-100 | 250 | 23 | 88.9 | 27 |  | Solar | FIXED | Roof
SRP21392 | SUNIVA | MVT250-60-5-100 | 250 | 6 | 178.9 | 35 |  | Solar | FIXED | Roof
SRP21392 | SUNIVA | MVT250-60-5-100 | 250 | 11 | 268.9 | 35 |  | Solar | FIXED | Roof
SRP21393 | YINGLI ENERGY (CHINA) | YL245P-29B | 245 | 28 | 131 | 35 |  | Solar | FIXED | Roof
SRP21395 | YINGLI ENERGY (CHINA) | YL245P-29B | 245 | 6 | 116 | 34 |  | Solar | FIXED | Roof
SRP21395 | YINGLI ENERGY (CHINA) | YL245P-29B | 245 | 18 | 208 | 34 |  | Solar | FIXED | Roof
SRP21396 | TRINA SOLAR | TSM-250PA05 | 250 | 30 | 242 | 19 |  | Solar | FIXED | Roof
SRP21397 | ET SOLAR INDUSTRY | ET-P660245BB | 245 | 10 | 145 | 36 |  | Solar | FIXED | Roof
SRP21397 | ET SOLAR INDUSTRY | ET-P660245BB | 245 | 18 | 235 | 36 |  | Solar | FIXED | Roof
SRP21398 | ET SOLAR INDUSTRY | ET-P660245BB | 245 | 13 | 154 | 14 |  | Solar | FIXED | Roof
SRP21399 | CANADIAN SOLAR | CS6P-250P | 250 | 24 | 178 | 26 |  | Solar | FIXED | Roof
SRP21399 | CANADIAN SOLAR | CS6P-250P | 250 | 14 | 358 | 26 |  | Solar | FIXED | Roof
SRP21401 | SUNPOWER | SPR-327NE-WHT-D | 327 | 13 | 153 | 30 |  | Solar | FIXED | Roof
SRP21401 | SUNPOWER | SPR-327NE-WHT-D | 327 | 14 | 243 | 30 |  | Solar | FIXED | Roof
SRP21404 | TRINA SOLAR | TSM-250PA05 | 250 | 13 | 111 | 40 |  | Solar | FIXED | Roof
SRP21404 | TRINA SOLAR | TSM-250PA05 | 250 | 3 | 201 | 36 |  | Solar | FIXED | Roof
SRP21404 | TRINA SOLAR | TSM-250PA05 | 250 | 4 | 201 | 36 |  | Solar | FIXED | Roof
SRP21404 | TRINA SOLAR | TSM-250PA05 | 250 | 15 | 201 | 36 |  | Solar | FIXED | Roof
SRP21405 | TRINA SOLAR | TSM-250PA05 | 250 | 9 | 173 | 31 |  | Solar | FIXED | Roof
SRP21405 | TRINA SOLAR | TSM-250PA05 | 250 | 18 | 173 | 31 |  | Solar | FIXED | Roof
SRP21406 | YINGLI ENERGY (CHINA) | YL245P-29B | 245 | 9 | 116 | 17 |  | Solar | FIXED | Roof
SRP21406 | YINGLI ENERGY (CHINA) | YL245P-29B | 245 | 6 | 202 | 32 |  | Solar | FIXED | Roof
SRP21406 | YINGLI ENERGY (CHINA) | YL245P-29B | 245 | 18 | 206 | 17 |  | Solar | FIXED | Roof
SRP21406 | YINGLI ENERGY (CHINA) | YL245P-29B | 245 | 12 | 303 | 17 |  | Solar | FIXED | Roof
SRP21407 | TRINA SOLAR | TSM-250PA05 | 250 | 13 | 84 | 4 |  | Solar | FIXED | Roof
SRP21407 | TRINA SOLAR | TSM-250PA05 | 250 | 24 | 264 | 30 |  | Solar | FIXED | Roof
SRP21408 | TRINA SOLAR | TSM-250PA05 | 250 | 14 | 265 | 40 |  | Solar | FIXED | Roof
SRP21409 | SUNIVA | MVX250-60-5-701 | 250 | 18 | 260 | 20 |  | Solar | FIXED | Roof
SRP21410 | YINGLI ENERGY (CHINA) | YL245P-29B | 245 | 18 | 288 | 29 |  | Solar | FIXED | Roof
SRP21411 | TRINA SOLAR | TSM-250PA05 | 250 | 33 | 225 | 35 |  | Solar | FIXED | Roof
SRP21412 | LG ELECTRONICS SOLAR CELL DIVISION | LG245S1C-G2 | 245 | 29 | 165 | 22 |  | Solar | FIXED | Roof
SRP21413 | TRINA SOLAR | TSM-245PA05.10 | 245 | 29 | 126 | 25 |  | Solar | FIXED | Roof
SRP21413 | TRINA SOLAR | TSM-245PA05.10 | 245 | 16 | 216 | 45 |  | Solar | FIXED | Roof
SRP21414 | TRINA SOLAR | TSM-245PA05 | 245 | 34 | 122 | 33 |  | Solar | FIXED | Roof
SRP21416 | TRINA SOLAR | TSM-250PA05 | 250 | 18 | 242 | 22 |  | Solar | FIXED | Roof
SRP21416 | TRINA SOLAR | TSM-250PA05 | 250 | 6 | 242 | 23 |  | Solar | FIXED | Roof
SRP21417 | TRINA SOLAR | TSM-245PA05 | 245 | 27 | 209 | 27 |  | Solar | FIXED | Roof
SRP21418 | TRINA SOLAR | TSM-250PA05 | 250 | 33 | 104 | 29 |  | Solar | FIXED | Roof
SRP21419 | TRINA SOLAR | TSM-250PA05 | 250 | 26 | 187 | 30 |  | Solar | FIXED | Roof
SRP21420 | TRINA SOLAR | TSM-245PA05 | 245 | 22 | 209 | 27 |  | Solar | FIXED | Roof
SRP21421 | TRINA SOLAR | TSM-245PA05.08 | 245 | 14 | 83 | 20 |  | Solar | FIXED | Roof
SRP21421 | TRINA SOLAR | TSM-245PA05.08 | 245 | 20 | 263 | 20 |  | Solar | FIXED | Roof
SRP21421 | TRINA SOLAR | TSM-245PA05.08 | 245 | 8 | 263 | 27 |  | Solar | FIXED | Roof
SRP21422 | SUNPOWER | SPR-335NX-BLK-D | 335 | 21 | 162 | 34 |  | Solar | FIXED | Roof
SRP21423 | TRINA SOLAR | TSM-250PA05 | 250 | 15 | 213 | 43 |  | Solar | FIXED | Roof
SRP21424 | TRINA SOLAR | TSM-245PA05 | 245 | 28 | 128 | 32 |  | Solar | FIXED | Roof
SRP21424 | TRINA SOLAR | TSM-245PA05 | 245 | 21 | 218 | 43 |  | Solar | FIXED | Roof
SRP21425 | TRINA SOLAR | TSM-245PA05 | 245 | 29 | 110 | 25 |  | Solar | FIXED | Roof
SRP21425 | TRINA SOLAR | TSM-245PA05 | 245 | 21 | 110 | 43 |  | Solar | FIXED | Roof
SRP21425 | TRINA SOLAR | TSM-245PA05 | 245 | 10 | 200 | 43 |  | Solar | FIXED | Roof
SRP21426 | TRINA SOLAR | TSM-245PA05.10 | 245 | 4 | 174 | 38 |  | Solar | FIXED | Roof
SRP21426 | TRINA SOLAR | TSM-245PA05.10 | 245 | 30 | 260 | 25 |  | Solar | FIXED | Roof
SRP21426 | TRINA SOLAR | TSM-245PA05.10 | 245 | 12 | 260 | 26 |  | Solar | FIXED | Roof
SRP21427 | TRINA SOLAR | TSM-250PA05 | 250 | 6 | 112 | 17 |  | Solar | FIXED | Roof
SRP21427 | TRINA SOLAR | TSM-250PA05 | 250 | 12 | 202 | 18 |  | Solar | FIXED | Roof
SRP21427 | TRINA SOLAR | TSM-250PA05 | 250 | 5 | 202 | 22 |  | Solar | FIXED | Roof
SRP21428 | SUNPOWER | SPR-327NE-WHT-D | 327 | 14 | 176 | 25 |  | Solar | FIXED | Roof
SRP21429 | SUNPOWER | SPR-327NE-WHT-D | 327 | 18 | 257 | 19 |  | Solar | FIXED | Roof
SRP21430 | TRINA SOLAR | TSM-245PA05 | 245 | 19 | 179 | 25 |  | Solar | FIXED | Roof
SRP21430 | TRINA SOLAR | TSM-245PA05 | 245 | 15 | 269 | 24 |  | Solar | FIXED | Roof
SRP21431 | TRINA SOLAR | TSM-245PA05 | 245 | 29 | 253 | 33 |  | Solar | FIXED | Roof
SRP21433 | TRINA SOLAR | TSM-250PA05 | 250 | 18 | 192 | 15 |  | Solar | FIXED | Roof
SRP21434 | TRINA SOLAR | TSM-250PA05 | 250 | 10 | 122 | 31 |  | Solar | FIXED | Roof
SRP21434 | TRINA SOLAR | TSM-250PA05 | 250 | 18 | 212 | 47 |  | Solar | FIXED | Roof
SRP21435 | TRINA SOLAR | TSM-250PA05.08 | 250 | 19 | 165 | 34 |  | Solar | FIXED | Roof
SRP21436 | TRINA SOLAR | TSM-250PA05 | 250 | 22 | 190 | 22 |  | Solar | FIXED | Roof
SRP21437 | TRINA SOLAR | TSM-250PA05 | 250 | 24 | 222 | 18 |  | Solar | FIXED | Roof
SRP21438 | TRINA SOLAR | TSM-245PA05.18 | 245 | 11 | 255 | 31 |  | Solar | FIXED | Roof
SRP21438 | TRINA SOLAR | TSM-245PA05.18 | 245 | 14 | 255 | 41 |  | Solar | FIXED | Roof
SRP21439 | TRINA SOLAR | TSM-245PA05.10 | 245 | 9 | 109 | 18 |  | Solar | FIXED | Roof
SRP21439 | TRINA SOLAR | TSM-245PA05.10 | 245 | 25 | 199 | 40 |  | Solar | FIXED | Roof
SRP21440 | TRINA SOLAR | TSM-250PA05 | 250 | 33 | 215 | 35 |  | Solar | FIXED | Roof
SRP21441 | TRINA SOLAR | TSM-245PA05.10 | 245 | 16 | 79 | 45 |  | Solar | FIXED | Roof
SRP21441 | TRINA SOLAR | TSM-245PA05.10 | 245 | 29 | 169 | 32 |  | Solar | FIXED | Roof
SRP21441 | TRINA SOLAR | TSM-245PA05.10 | 245 | 21 | 259 | 45 |  | Solar | FIXED | Roof
SRP21442 | TRINA SOLAR | TSM-245PA05.10 | 245 | 17 | 148 | 26 |  | Solar | FIXED | Roof
SRP21443 | TRINA SOLAR | TSM-245PA05.10 | 245 | 36 | 222 | 34 |  | Solar | FIXED | Roof
SRP21446 | TRINA SOLAR | TSM-250PA05 | 250 | 24 | 180 | 10 |  | Solar | FIXED | Roof
SRP21447 | TRINA SOLAR | TSM-250PA05 | 250 | 16 | 198 | 40 |  | Solar | FIXED | Roof
SRP21448 | TRINA SOLAR | TSM-250PA05 | 250 | 14 | 248 | 31 |  | Solar | FIXED | Roof
SRP21450 | TRINA SOLAR | TSM-250PA05 | 250 | 18 | 200 | 37 |  | Solar | FIXED | Roof
SRP21451 | TRINA SOLAR | TSM-250PA05 | 250 | 19 | 126 | 4 |  | Solar | FIXED | Roof
SRP21452 | TRINA SOLAR | TSM-250PA05 | 250 | 28 | 227 | 23 |  | Solar | FIXED | Roof
SRP21453 | SANYO ELECTRIC | HIT-N220A01 | 220 | 30 | 180 | 22 |  | Solar | FIXED | Roof
SRP21454 | TRINA SOLAR | TSM-250PA05 | 250 | 18 | 227 | 35 |  | Solar | FIXED | Roof
SRP21455 | TRINA SOLAR | TSM-250PA05 | 250 | 24 | 92 | 45 |  | Solar | FIXED | Roof
SRP21456 | TRINA SOLAR | TSM-250PA05 | 250 | 22 | 108 | 18 |  | Solar | FIXED | Roof
SRP21456 | TRINA SOLAR | TSM-250PA05 | 250 | 24 | 198 | 19 |  | Solar | FIXED | Roof
SRP21457 | TRINA SOLAR | TSM-250PA05 | 250 | 19 | 197 | 22 |  | Solar | FIXED | Roof
SRP21459 | SAINT GOBAIN SOLAR | SKA180M72-WN | 250 | 18 | 143 | 18 |  | Solar | FIXED | Roof
SRP21463 | SUNIVA | MVX250-60-5-701 | 250 | 39 | 122.7 | 30 |  | Solar | FIXED | Roof
SRP21464 | TRINA SOLAR | TSM-250PA05 | 250 | 6 | 65 | 25 |  | Solar | FIXED | Roof
SRP21464 | TRINA SOLAR | TSM-250PA05 | 250 | 17 | 65 | 40 |  | Solar | FIXED | Roof
SRP21464 | TRINA SOLAR | TSM-250PA05 | 250 | 14 | 245 | 6 |  | Solar | FIXED | Roof
SRP21464 | TRINA SOLAR | TSM-250PA05 | 250 | 6 | 245 | 25 |  | Solar | FIXED | Roof
SRP21465 | TRINA SOLAR | TSM-250PA05.08 | 250 | 23 | 95.7 | 30 |  | Solar | FIXED | Roof
SRP21466 | TRINA SOLAR | TSM-250PA05 | 250 | 33 | 170 | 33 |  | Solar | FIXED | Roof
SRP21467 | RENESOLA JIANGSU | JC245M-24/BB | 245 | 24 | 104 | 33 |  | Solar | FIXED | Roof
SRP21467 | RENESOLA JIANGSU | JC245M-24/BB | 245 | 10 | 194 | 28 |  | Solar | FIXED | Roof
SRP21467 | RENESOLA JIANGSU | JC245M-24/BB | 245 | 12 | 284 | 33 |  | Solar | FIXED | Roof
SRP21468 | TRINA SOLAR | TSM-250PA05 | 250 | 28 | 114 | 22 |  | Solar | FIXED | Roof
SRP21469 | TRINA SOLAR | TSM-250PA05 | 250 | 7 | 75 | 10 |  | Solar | FIXED | Roof
SRP21469 | TRINA SOLAR | TSM-250PA05 | 250 | 18 | 75 | 16 |  | Solar | FIXED | Roof
SRP21469 | TRINA SOLAR | TSM-250PA05A | 250 | 6 | 75.6 | 15 |  | Solar | FIXED | Roof
SRP21469 | TRINA SOLAR | TSM-250PA05 | 250 | 4 | 255 | 10 |  | Solar | FIXED | Roof
SRP21469 | TRINA SOLAR | TSM-250PA05 | 250 | 18 | 255 | 16 |  | Solar | FIXED | Roof
SRP21470 | YINGLI ENERGY (CHINA) | YL245P-29B | 245 | 20 | 219 | 30 |  | Solar | FIXED | Roof
SRP21471 | YINGLI ENERGY (CHINA) | YL245P-29B | 245 | 11 | 132 | 27 |  | Solar | FIXED | Roof
SRP21471 | YINGLI ENERGY (CHINA) | YL245P-29B | 245 | 10 | 312 | 27 |  | Solar | FIXED | Roof
SRP21473 | YINGLI ENERGY (CHINA) | YL245P-29B | 245 | 14 | 150 | 24 |  | Solar | FIXED | Roof
SRP21473 | YINGLI ENERGY (CHINA) | YL245P-29B | 245 | 6 | 246 | 24 |  | Solar | FIXED | Roof
SRP21474 | YINGLI ENERGY (CHINA) | YL245P-29B | 245 | 30 | 175 | 41 |  | Solar | FIXED | Roof
SRP21475 | YINGLI ENERGY (CHINA) | YL245P-29B | 245 | 16 | 83 | 32 |  | Solar | FIXED | Roof
SRP21475 | YINGLI ENERGY (CHINA) | YL245P-29B | 245 | 16 | 263 | 32 |  | Solar | FIXED | Roof
SRP21477 | YINGLI ENERGY (CHINA) | YL250P-29B | 250 | 12 | 155 | 28 |  | Solar | FIXED | Roof
SRP21477 | YINGLI ENERGY (CHINA) | YL250P-29B | 250 | 27 | 155 | 28 |  | Solar | FIXED | Roof
SRP21478 | YINGLI ENERGY (CHINA) | YL245P-29B | 245 | 14 | 186 | 31 |  | Solar | FIXED | Roof
SRP21478 | YINGLI ENERGY (CHINA) | YL245P-29B | 245 | 18 | 276 | 18 |  | Solar | FIXED | Roof
SRP21479 | YINGLI ENERGY (CHINA) | YL245P-29B | 245 | 12 | 54 | 23 |  | Solar | FIXED | Roof
SRP21479 | YINGLI ENERGY (CHINA) | YL245P-29B | 245 | 10 | 144 | 23 |  | Solar | FIXED | Roof
SRP21479 | YINGLI ENERGY (CHINA) | YL245P-29B | 245 | 8 | 234 | 19 |  | Solar | FIXED | Roof
SRP21479 | YINGLI ENERGY (CHINA) | YL245P-29B | 245 | 9 | 234 | 23 |  | Solar | FIXED | Roof
SRP21479 | YINGLI ENERGY (CHINA) | YL245P-29B | 245 | 15 | 324 | 22 |  | Solar | FIXED | Roof
SRP21480 | TRINA SOLAR | TSM-245PA05.10 | 245 | 33 | 161 | 30 |  | Solar | FIXED | Roof
SRP21481 | TRINA SOLAR | TSM-245PA05.10 | 245 | 8 | 160 | 18 |  | Solar | FIXED | Roof
SRP21481 | TRINA SOLAR | TSM-245PA05.10 | 245 | 28 | 160 | 24 |  | Solar | FIXED | Roof
SRP21483 | YINGLI ENERGY (CHINA) | YL250P-29B | 250 | 14 | 109 | 34 |  | Solar | FIXED | Roof
SRP21483 | YINGLI ENERGY (CHINA) | YL250P-29B | 250 | 10 | 199 | 20 |  | Solar | FIXED | Roof
SRP21484 | YINGLI ENERGY (CHINA) | YL245P-29B | 245 | 12 | 52 | 20 |  | Solar | FIXED | Roof
SRP21484 | YINGLI ENERGY (CHINA) | YL245P-29B | 245 | 24 | 232 | 20 |  | Solar | FIXED | Roof
SRP21485 | YINGLI ENERGY (CHINA) | YL245P-29B | 245 | 28 | 265 | 32 |  | Solar | FIXED | Roof
SRP21486 | TRINA SOLAR | TSM-245PA05.18 | 245 | 2 | 200 | 8 |  | Solar | FIXED | Roof
SRP21486 | TRINA SOLAR | TSM-245PA05.18 | 245 | 4 | 290 | 12 |  | Solar | FIXED | Roof
SRP21488 | TRINA SOLAR | TSM-245PA05.18 | 245 | 7 | 160 | 37 |  | Solar | FIXED | Roof
SRP21488 | TRINA SOLAR | TSM-245PA05.18 | 245 | 4 | 250 | 32 |  | Solar | FIXED | Roof
SRP21488 | TRINA SOLAR | TSM-245PA05.18 | 245 | 12 | 340 | 4 |  | Solar | FIXED | Roof
SRP21489 | TRINA SOLAR | TSM-245PA05.18 | 245 | 20 | 188 | 27 |  | Solar | FIXED | Roof
SRP21491 | TRINA SOLAR | TSM-245PA05 | 245 | 17 | 90 | 17 |  | Solar | FIXED | Roof
SRP21493 | TRINA SOLAR | TSM-245PA05.18 | 245 | 6 | 155 | 16 |  | Solar | FIXED | Roof
SRP21493 | TRINA SOLAR | TSM-245PA05.18 | 245 | 24 | 155 | 20 |  | Solar | FIXED | Roof
SRP21495 | TRINA SOLAR | TSM-245PA05 | 245 | 8 | 178 | 11 |  | Solar | FIXED | Roof
SRP21496 | TRINA SOLAR | TSM-245PA05.18 | 245 | 6 | 125 | 17 |  | Solar | FIXED | Roof
SRP21496 | TRINA SOLAR | TSM-245PA05.18 | 245 | 7 | 125 | 19 |  | Solar | FIXED | Roof
SRP21497 | TRINA SOLAR | TSM-245PA05.18 | 245 | 8 | 92 | 11 |  | Solar | FIXED | Roof
SRP21497 | TRINA SOLAR | TSM-245PA05.18 | 245 | 13 | 182 | 23 |  | Solar | FIXED | Roof
SRP21497 | TRINA SOLAR | TSM-245PA05.18 | 245 | 12 | 272 | 13 |  | Solar | FIXED | Roof
SRP21498 | TRINA SOLAR | TSM-245PA05.10 | 245 | 22 | 90 | 21 |  | Solar | FIXED | Roof
SRP21498 | TRINA SOLAR | TSM-245PA05.10 | 245 | 13 | 270 | 21 |  | Solar | FIXED | Roof
SRP21499 | TRINA SOLAR | TSM-245PA05.10 | 245 | 63 | 213 | 36 |  | Solar | FIXED | Roof
SRP21500 | TRINA SOLAR | TSM-245PA05.10 | 245 | 28 | 127 | 22 |  | Solar | FIXED | Roof
SRP21501 | TRINA SOLAR | TSM-245PA05.10 | 245 | 36 | 189 | 8 |  | Solar | FIXED | Roof
SRP21502 | TRINA SOLAR | TSM-245PA05.10 | 245 | 27 | 159 | 10 |  | Solar | FIXED | Roof
SRP21502 | TRINA SOLAR | TSM-245PA05.18 | 245 | 11 | 174 | 10 |  | Solar | FIXED | Roof
SRP21503 | YINGLI ENERGY (CHINA) | YL245P-29B | 245 | 8 | 145 | 21 |  | Solar | FIXED | Roof
SRP21503 | YINGLI ENERGY (CHINA) | YL245P-29B | 245 | 16 | 145 | 21 |  | Solar | FIXED | Roof
SRP21504 | YINGLI ENERGY (CHINA) | YL245P-29B | 245 | 36 | 190 | 22 |  | Solar | FIXED | Roof
SRP21505 | YINGLI ENERGY (CHINA) | YL245P-29B | 245 | 22 | 117 | 29 |  | Solar | FIXED | Roof
SRP21505 | YINGLI ENERGY (CHINA) | YL245P-29B | 245 | 18 | 236 | 27 |  | Solar | FIXED | Roof
SRP21505 | YINGLI ENERGY (CHINA) | YL245P-29B | 245 | 4 | 236 | 33 |  | Solar | FIXED | Roof
SRP21506 | YINGLI ENERGY (CHINA) | YL245P-29B | 245 | 16 | 36 | 18 |  | Solar | FIXED | Roof
SRP21506 | YINGLI ENERGY (CHINA) | YL245P-29B | 245 | 18 | 216 | 18 |  | Solar | FIXED | Roof
SRP21507 | YINGLI ENERGY (CHINA) | YL245P-29B | 245 | 32 | 225 | 22 |  | Solar | FIXED | Roof
SRP21508 | YINGLI ENERGY (CHINA) | YL245P-29B | 245 | 4 | 117 | 45 |  | Solar | FIXED | Roof
SRP21508 | YINGLI ENERGY (CHINA) | YL245P-29B | 245 | 10 | 120 | 19 |  | Solar | FIXED | Roof
SRP21508 | YINGLI ENERGY (CHINA) | YL245P-29B | 245 | 10 | 120 | 45 |  | Solar | FIXED | Roof
SRP21510 | TRINA SOLAR | TSM-250PD05 | 250 | 22 | 191 | 20 |  | Solar | FIXED | Roof
SRP21512 | TRINA SOLAR | TSM-245PA05 | 245 | 3 | 130 | 18 |  | Solar | FIXED | Roof
SRP21512 | TRINA SOLAR | TSM-245PA05 | 245 | 3 | 130 | 20 |  | Solar | FIXED | Roof
SRP21512 | TRINA SOLAR | TSM-245PA05 | 245 | 7 | 220 | 35 |  | Solar | FIXED | Roof
SRP21512 | TRINA SOLAR | TSM-245PA05 | 245 | 4 | 310 | 16 |  | Solar | FIXED | Roof
SRP21514 | TRINA SOLAR | TSM-245PA05 | 245 | 21 | 196 | 30 |  | Solar | FIXED | Roof
SRP21518 | CANADIAN SOLAR | CS5P-250M | 250 | 28 | 95 | 35 |  | Solar | FIXED | Roof
SRP21518 | CANADIAN SOLAR | CS5P-250M | 250 | 18 | 275 | 35 |  | Solar | FIXED | Roof
SRP21519 | YINGLI ENERGY (CHINA) | YL245P-29B | 245 | 26 | 124 | 18 |  | Solar | FIXED | Roof
SRP21519 | YINGLI ENERGY (CHINA) | YL245P-29B | 245 | 13 | 304 | 18 |  | Solar | FIXED | Roof
SRP21520 | SOLARWORLD | SW245 POLY | 245 | 12 | 86 | 25 |  | Solar | FIXED | Roof
SRP21520 | SOLARWORLD | SW245 POLY | 245 | 33 | 176 | 25 |  | Solar | FIXED | Roof
SRP21521 | YINGLI ENERGY (CHINA) | YL245P-29B | 245 | 8 | 190 | 15 |  | Solar | FIXED | Roof
SRP21521 | YINGLI ENERGY (CHINA) | YL245P-29B | 245 | 26 | 190 | 35 |  | Solar | FIXED | Roof
SRP21523 | SUNIVA | MVX250-60-5-701 | 250 | 50 | 190.5 | 40 |  | Solar | FIXED | Roof
SRP21525 | TRINA SOLAR | TSM-245PA05 | 245 | 6 | 154 | 38 |  | Solar | FIXED | Roof
SRP21526 | TRINA SOLAR | TSM-245PA05.18 | 245 | 5 | 121 | 33 |  | Solar | FIXED | Roof
SRP21526 | TRINA SOLAR | TSM-245PA05.18 | 245 | 18 | 121 | 33 |  | Solar | FIXED | Roof
SRP21526 | TRINA SOLAR | TSM-245PA05.18 | 245 | 3 | 211 | 33 |  | Solar | FIXED | Roof
SRP21527 | TRINA SOLAR | TSM-245PA05.18 | 245 | 17 | 256 | 21 |  | Solar | FIXED | Roof
SRP21529 | TRINA SOLAR | TSM-245PA05.18 | 245 | 17 | 218 | 30 |  | Solar | FIXED | Roof
SRP21530 | TRINA SOLAR | TSM-245PA05.18 | 245 | 20 | 99 | 10 |  | Solar | FIXED | Roof
SRP21530 | TRINA SOLAR | TSM-245PA05.18 | 245 | 5 | 189 | 41 |  | Solar | FIXED | Roof
SRP21531 | TRINA SOLAR | TSM-245PA05.18 | 245 | 14 | 144 | 36 |  | Solar | FIXED | Roof
SRP21532 | TRINA SOLAR | TSM-245PA05.18 | 245 | 2 | 218 | 10 |  | Solar | FIXED | Roof
SRP21532 | TRINA SOLAR | TSM-245PA05.18 | 245 | 18 | 218 | 21 |  | Solar | FIXED | Roof
SRP21533 | TRINA SOLAR | TSM-245PA05.18 | 245 | 16 | 215 | 28 |  | Solar | FIXED | Roof
SRP21534 | TRINA SOLAR | TSM-245PA05.10 | 245 | 27 | 119 | 22 |  | Solar | FIXED | Roof
SRP21534 | TRINA SOLAR | TSM-245PA05.10 | 245 | 8 | 119 | 25 |  | Solar | FIXED | Roof
SRP21534 | TRINA SOLAR | TSM-245PA05.10 | 245 | 11 | 299 | 22 |  | Solar | FIXED | Roof
SRP21535 | TRINA SOLAR | TSM-245PA05.10 | 245 | 10 | 173 | 27 |  | Solar | FIXED | Roof
SRP21535 | TRINA SOLAR | TSM-245PA05.10 | 245 | 34 | 263 | 27 |  | Solar | FIXED | Roof
SRP21538 | TRINA SOLAR | TSM-245PA05.10 | 245 | 12 | 90 | 24 |  | Solar | FIXED | Roof
SRP21538 | TRINA SOLAR | TSM-245PA05.10 | 245 | 26 | 270 | 24 |  | Solar | FIXED | Roof
SRP21539 | TRINA SOLAR | TSM-245PA05.18 | 245 | 12 | 84 | 21 |  | Solar | FIXED | Roof
SRP21539 | TRINA SOLAR | TSM-245PA05.18 | 245 | 3 | 264 | 36 |  | Solar | FIXED | Roof
SRP21540 | TRINA SOLAR | TSM-245PA05.10 | 245 | 21 | 93 | 22 |  | Solar | FIXED | Roof
SRP21540 | TRINA SOLAR | TSM-245PA05.10 | 245 | 15 | 183 | 22 |  | Solar | FIXED | Roof
SRP21540 | TRINA SOLAR | TSM-245PA05.10 | 245 | 19 | 273 | 22 |  | Solar | FIXED | Roof
SRP21543 | TRINA SOLAR | TSM-250PA05 | 250 | 26 | 175 | 25 |  | Solar | FIXED | Roof
SRP21545 | TRINA SOLAR | TSM-245PA05.10 | 245 | 34 | 101 | 26 |  | Solar | FIXED | Roof
SRP21545 | TRINA SOLAR | TSM-245PA05.10 | 245 | 2 | 191 | 26 |  | Solar | FIXED | Roof
SRP21545 | TRINA SOLAR | TSM-245PA05.10 | 245 | 8 | 281 | 26 |  | Solar | FIXED | Roof
SRP21549 | TRINA SOLAR | TSM-245PA05.10 | 245 | 29 | 265 | 26 |  | Solar | FIXED | Roof
SRP21550 | TRINA SOLAR | TSM-245PA05.18 | 245 | 27 | 261 | 35 |  | Solar | FIXED | Roof
SRP21552 | TRINA SOLAR | TSM-245PA05.10 | 245 | 28 | 143 | 25 |  | Solar | FIXED | Roof
SRP21553 | TRINA SOLAR | TSM-245PA05.10 | 245 | 22 | 233 | 30 |  | Solar | FIXED | Roof
SRP21554 | TRINA SOLAR | TSM-245PA05.18 | 245 | 2 | 105 | 16 |  | Solar | FIXED | Roof
SRP21554 | TRINA SOLAR | TSM-245PA05.18 | 245 | 2 | 195 | 22 |  | Solar | FIXED | Roof
SRP21554 | TRINA SOLAR | TSM-245PA05.18 | 245 | 6 | 195 | 36 |  | Solar | FIXED | Roof
SRP21554 | TRINA SOLAR | TSM-245PA05.18 | 245 | 2 | 285 | 16 |  | Solar | FIXED | Roof
SRP21556 | TRINA SOLAR | TSM-245PA05 | 245 | 6 | 112 | 23 |  | Solar | FIXED | Roof
SRP21556 | TRINA SOLAR | TSM-245PA05 | 245 | 6 | 202 | 22 |  | Solar | FIXED | Roof
SRP21557 | TRINA SOLAR | TSM-245PA05.18 | 245 | 6 | 140 | 13 |  | Solar | FIXED | Roof
SRP21557 | TRINA SOLAR | TSM-245PA05.18 | 245 | 13 | 140 | 26 |  | Solar | FIXED | Roof
SRP21558 | TRINA SOLAR | TSM-245PA05.18 | 245 | 11 | 172 | 21 |  | Solar | FIXED | Roof
SRP21559 | TRINA SOLAR | TSM-245PA05.18 | 245 | 11 | 110 | 23 |  | Solar | FIXED | Roof
SRP21559 | TRINA SOLAR | TSM-245PA05.18 | 245 | 8 | 200 | 23 |  | Solar | FIXED | Roof
SRP21560 | YINGLI ENERGY (CHINA) | YL245P-29B | 245 | 15 | 103 | 20 |  | Solar | FIXED | Roof
SRP21560 | YINGLI ENERGY (CHINA) | YL245P-29B | 245 | 9 | 103 | 22 |  | Solar | FIXED | Roof
SRP21560 | YINGLI ENERGY (CHINA) | YL245P-29B | 245 | 5 | 180 | 24 |  | Solar | FIXED | Roof
SRP21560 | YINGLI ENERGY (CHINA) | YL245P-29B | 245 | 11 | 283 | 20 |  | Solar | FIXED | Roof
SRP21561 | YINGLI ENERGY (CHINA) | YL245P-29B | 245 | 11 | 126 | 7 |  | Solar | FIXED | Roof
SRP21561 | YINGLI ENERGY (CHINA) | YL245P-29B | 245 | 12 | 209 | 27 |  | Solar | FIXED | Roof
SRP21561 | YINGLI ENERGY (CHINA) | YL245P-29B | 245 | 15 | 209 | 34 |  | Solar | FIXED | Roof
SRP21562 | TRINA SOLAR | TSM-250PA05 | 250 | 28 | 261 | 19 |  | Solar | FIXED | Roof
SRP21563 | SUNPOWER | SPR-327NE-WHT-D | 327 | 12 | 150 | 32 |  | Solar | FIXED | Roof
SRP21563 | SUNPOWER | SPR-327NE-WHT-D | 327 | 8 | 240 | 32 |  | Solar | FIXED | Roof
SRP21564 | TRINA SOLAR | TSM-250PA05 | 250 | 22 | 251 | 31 |  | Solar | FIXED | Roof
SRP21567 | TRINA SOLAR | TSM-245PA05.18 | 245 | 8 | 250 | 14 |  | Solar | FIXED | Roof
SRP21567 | TRINA SOLAR | TSM-245PA05.18 | 245 | 10 | 250 | 34 |  | Solar | FIXED | Roof
SRP21568 | SUNIVA | MVX250-60-5-701 | 250 | 15 | 170.1 | 45 |  | Solar | FIXED | Roof
SRP21568 | SUNIVA | MVX250-60-5-701 | 250 | 37 | 260 | 32 |  | Solar | FIXED | Roof
SRP21569 | TRINA SOLAR | TSM-245PA05.10 | 245 | 2 | 242 | 23 |  | Solar | FIXED | Roof
SRP21569 | TRINA SOLAR | TSM-245PA05.10 | 245 | 15 | 242 | 23 |  | Solar | FIXED | Roof
SRP21569 | TRINA SOLAR | TSM-245PA05.10 | 245 | 40 | 242 | 23 |  | Solar | FIXED | Roof
SRP21570 | TRINA SOLAR | TSM-245PA05.10 | 245 | 6 | 12 | 18 |  | Solar | FIXED | Roof
SRP21570 | TRINA SOLAR | TSM-245PA05.10 | 245 | 29 | 192 | 18 |  | Solar | FIXED | Roof
SRP21571 | TRINA SOLAR | TSM-245PA05 | 245 | 18 | 216 | 19 |  | Solar | FIXED | Roof
SRP21575 | YINGLI ENERGY (CHINA) | YL245P-29B | 245 | 18 | 132 | 42 |  | Solar | FIXED | Roof
SRP21575 | YINGLI ENERGY (CHINA) | YL245P-29B | 245 | 18 | 222 | 26 |  | Solar | FIXED | Roof
SRP21576 | YINGLI ENERGY (CHINA) | YL245P-29B | 245 | 36 | 134 | 19 |  | Solar | FIXED | Roof
SRP21577 | YINGLI ENERGY (CHINA) | YL245P-29B | 245 | 26 | 183 | 29 |  | Solar | FIXED | Roof
SRP21578 | YINGLI ENERGY (CHINA) | YL245P-29B | 245 | 8 | 126 | 20 |  | Solar | FIXED | Roof
SRP21578 | YINGLI ENERGY (CHINA) | YL245P-29B | 245 | 30 | 126 | 20 |  | Solar | FIXED | Roof
SRP21579 | YINGLI ENERGY (CHINA) | YL245P-29B | 245 | 9 | 62 | 35 |  | Solar | FIXED | Roof
SRP21579 | YINGLI ENERGY (CHINA) | YL245P-29B | 245 | 33 | 152 | 35 |  | Solar | FIXED | Roof
SRP21579 | YINGLI ENERGY (CHINA) | YL245P-29B | 245 | 9 | 242 | 35 |  | Solar | FIXED | Roof
SRP21580 | YINGLI ENERGY (CHINA) | YL245P-29B | 245 | 24 | 100 | 17 |  | Solar | FIXED | Roof
SRP21580 | YINGLI ENERGY (CHINA) | YL245P-29B | 245 | 12 | 280 | 17 |  | Solar | FIXED | Roof
SRP21581 | TRINA SOLAR | TSM-250PA05.08 | 250 | 26 | 171 | 30 |  | Solar | FIXED | Roof
SRP21581 | TRINA SOLAR | TSM-250PA05.08 | 250 | 18 | 261 | 43 |  | Solar | FIXED | Roof
SRP21582 | SUNPOWER | SPR-327NE-WHT-D | 327 | 13 | 225 | 26 |  | Solar | FIXED | Roof
SRP21583 | SUNPOWER | SPR-327NE-WHT-D | 327 | 14 | 225 | 26 |  | Solar | FIXED | Roof
SRP21584 | YINGLI ENERGY (CHINA) | YL245P-29B | 245 | 28 | 117 | 24 |  | Solar | FIXED | Roof
SRP21584 | YINGLI ENERGY (CHINA) | YL245P-29B | 245 | 14 | 297 | 24 |  | Solar | FIXED | Roof
SRP21584 | YINGLI ENERGY (CHINA) | YL245P-29B | 245 | 15 | 297 | 24 |  | Solar | FIXED | Roof
SRP21585 | RENESOLA JIANGSU | JC250S-24/BB | 250 | 12 | 121 | 16 |  | Solar | FIXED | Roof
SRP21585 | RENESOLA JIANGSU | JC250M-24/BBV | 250 | 22 | 211 | 20 |  | Solar | FIXED | Roof
SRP21585 | RENESOLA JIANGSU | JC250S-24/BB | 250 | 14 | 301 | 16 |  | Solar | FIXED | Roof
SRP21586 | MOTECH AMERICAS | IM60B3-250-XXXXXX | 250 | 48 | 180 | 20 |  | Solar | FIXED | Ground
SRP21587 | YINGLI ENERGY (CHINA) | YL245P-29B | 245 | 30 | 107 | 32 |  | Solar | FIXED | Roof
SRP21589 | TRINA SOLAR | TSM-245PA05 | 245 | 6 | 130 | 30 |  | Solar | FIXED | Roof
SRP21589 | TRINA SOLAR | TSM-245PA05 | 245 | 24 | 220 | 16 |  | Solar | FIXED | Roof
SRP21592 | TRINA SOLAR | TSM-255PA05 | 255 | 31 | 148 | 32 |  | Solar | FIXED | Roof
SRP21592 | TRINA SOLAR | TSM-255PA05 | 255 | 9 | 238 | 32 |  | Solar | FIXED | Roof
SRP21593 | TRINA SOLAR | TSM-245PA05.10 | 245 | 48 | 163 | 20 |  | Solar | FIXED | Roof
SRP21593 | TRINA SOLAR | TSM-245PA05.10 | 245 | 6 | 253 | 22 |  | Solar | FIXED | Roof
SRP21593 | TRINA SOLAR | TSM-245PA05.10 | 245 | 20 | 253 | 24 |  | Solar | FIXED | Roof
SRP21594 | TRINA SOLAR | TSM-245PA05.10 | 245 | 8 | 156 | 34 |  | Solar | FIXED | Roof
SRP21594 | TRINA SOLAR | TSM-245PA05.10 | 245 | 7 | 246 | 20 |  | Solar | FIXED | Roof
SRP21594 | TRINA SOLAR | TSM-245PA05.10 | 245 | 35 | 246 | 34 |  | Solar | FIXED | Roof
SRP21595 | TRINA SOLAR | TSM-245PA05.10 | 245 | 44 | 201 | 26 |  | Solar | FIXED | Roof
SRP21596 | TRINA SOLAR | TSM-245PA05.10 | 245 | 27 | 189 | 30 |  | Solar | FIXED | Roof
SRP21597 | TRINA SOLAR | TSM-250PA05 | 250 | 33 | 161.7 | 33 |  | Solar | FIXED | Roof
SRP21597 | TRINA SOLAR | TSM-250PA05 | 250 | 6 | 161.7 | 40 |  | Solar | FIXED | Roof
SRP21598 | SUNIVA | OPT265-60-4-1B0 | 265 | 22 | 70 | 37 |  | Solar | FIXED | Roof
SRP21598 | SUNIVA | OPT265-60-4-1B0 | 265 | 17 | 165 | 27 |  | Solar | FIXED | Roof
SRP21599 | YINGLI ENERGY (CHINA) | YL245P-29B | 245 | 33 | 127 | 20 |  | Solar | FIXED | Roof
SRP21600 | YINGLI ENERGY (CHINA) | YL245P-29B | 245 | 33 | 94 | 7 |  | Solar | FIXED | Roof
SRP21600 | YINGLI ENERGY (CHINA) | YL245P-29B | 245 | 11 | 94 | 18 |  | Solar | FIXED | Roof
SRP21600 | YINGLI ENERGY (CHINA) | YL245P-29B | 245 | 22 | 274 | 18 |  | Solar | FIXED | Roof
SRP21601 | YINGLI ENERGY (CHINA) | YL245P-29B | 245 | 36 | 75 | 27 |  | Solar | FIXED | Roof
SRP21601 | YINGLI ENERGY (CHINA) | YL245P-29B | 245 | 30 | 255 | 27 |  | Solar | FIXED | Roof
SRP21602 | YINGLI ENERGY (CHINA) | YL245P-29B | 245 | 12 | 113 | 11 |  | Solar | FIXED | Roof
SRP21602 | YINGLI ENERGY (CHINA) | YL245P-29B | 245 | 16 | 114 | 37 |  | Solar | FIXED | Roof
SRP21602 | YINGLI ENERGY (CHINA) | YL245P-29B | 245 | 20 | 115 | 15 |  | Solar | FIXED | Roof
SRP21602 | YINGLI ENERGY (CHINA) | YL245P-29B | 245 | 8 | 205 | 20 |  | Solar | FIXED | Roof
SRP21602 | YINGLI ENERGY (CHINA) | YL245P-29B | 245 | 15 | 295 | 11 |  | Solar | FIXED | Roof
SRP21604 | SUNPOWER | SPR-327NE-WHT-D | 327 | 16 | 169 | 19 |  | Solar | FIXED | Roof
SRP21605 | TRINA SOLAR | TSM-245PA05.18 | 245 | 14 | 67 | 18 |  | Solar | FIXED | Roof
SRP21605 | TRINA SOLAR | TSM-245PA05.18 | 245 | 16 | 247 | 18 |  | Solar | FIXED | Roof
SRP21608 | RENESOLA JIANGSU | JC245M-24/BB | 245 | 25 | 131 | 29 |  | Solar | FIXED | Roof
SRP21608 | RENESOLA JIANGSU | JC245M-24/BB | 245 | 4 | 131 | 33 |  | Solar | FIXED | Roof
SRP21609 | TRINA SOLAR | TSM-250PA05.18 | 245 | 8 | 75 | 8 |  | Solar | FIXED | Roof
SRP21609 | TRINA SOLAR | TSM-245PA05.18 | 245 | 20 | 255 | 39 |  | Solar | FIXED | Roof
SRP21611 | YINGLI ENERGY (CHINA) | YL245P-29B | 245 | 25 | 210 | 30 |  | Solar | FIXED | Roof
SRP21612 | TRINA SOLAR | TSM-245PA05.10 | 245 | 15 | 50 | 3 |  | Solar | FIXED | Roof
SRP21612 | TRINA SOLAR | TSM-245PA05.10 | 245 | 6 | 140 | 24 |  | Solar | FIXED | Roof
SRP21612 | TRINA SOLAR | TSM-245PA05.10 | 245 | 9 | 230 | 24 |  | Solar | FIXED | Roof
SRP21613 | YINGLI ENERGY (CHINA) | YL245P-29B | 245 | 24 | 240 | 18 |  | Solar | FIXED | Roof
SRP21614 | YINGLI ENERGY (CHINA) | YL245P-29B | 245 | 22 | 66 | 19 |  | Solar | FIXED | Roof
SRP21614 | YINGLI ENERGY (CHINA) | YL245P-29B | 245 | 11 | 156 | 21 |  | Solar | FIXED | Roof
SRP21614 | YINGLI ENERGY (CHINA) | YL245P-29B | 245 | 28 | 246 | 19 |  | Solar | FIXED | Roof
SRP21614 | YINGLI ENERGY (CHINA) | YL245P-29B | 245 | 6 | 336 | 19 |  | Solar | FIXED | Roof
SRP21615 | YINGLI ENERGY (CHINA) | YL245P-29B | 245 | 12 | 138 | 40 |  | Solar | FIXED | Roof
SRP21615 | YINGLI ENERGY (CHINA) | YL245P-29B | 245 | 32 | 228 | 40 |  | Solar | FIXED | Roof
SRP21616 | YINGLI ENERGY (CHINA) | YL245P-29B | 245 | 24 | 170 | 26 |  | Solar | FIXED | Roof
SRP21617 | YINGLI ENERGY (CHINA) | YL245P-29B | 245 | 5 | 126 | 18 |  | Solar | FIXED | Roof
SRP21617 | YINGLI ENERGY (CHINA) | YL245P-29B | 245 | 24 | 216 | 18 |  | Solar | FIXED | Roof
SRP21617 | YINGLI ENERGY (CHINA) | YL245P-29B | 245 | 5 | 306 | 18 |  | Solar | FIXED | Roof
SRP21618 | SUNTECH POWER | STP290-24/VD | 290 | 2277 | 206 | 5 |  | Solar | FIXED | Roof
SRP21618 | SUNTECH POWER | STP290-24/VD | 290 | 2321 | 206 | 5 |  | Solar | FIXED | Roof
SRP21619 | SUNPOWER | SPR-327NE-WHT-D | 327 | 29 | 195 | 30 |  | Solar | FIXED | Roof
SRP21621 | SUNPOWER | SPR-327NE-WHT-D | 327 | 4 | 145 | 24 |  | Solar | FIXED | Roof
SRP21621 | SUNPOWER | SPR-327NE-WHT-D | 327 | 8 | 145 | 24 |  | Solar | FIXED | Roof
SRP21621 | SUNPOWER | SPR-327NE-WHT-D | 327 | 10 | 145 | 24 |  | Solar | FIXED | Roof
SRP21622 | SUNIVA | MVX250-60-5-701 | 250 | 20 | 200.6 | 30 |  | Solar | FIXED | Roof
SRP21623 | TRINA SOLAR | TSM-250PA05.08 | 250 | 6 | 125.2 | 20 |  | Solar | FIXED | Roof
SRP21623 | TRINA SOLAR | TSM-250PA05.08 | 250 | 8 | 125.2 | 25 |  | Solar | FIXED | Roof
SRP21623 | TRINA SOLAR | TSM-250PA05.08 | 250 | 14 | 125.2 | 26 |  | Solar | FIXED | Roof
SRP21623 | TRINA SOLAR | TSM-250PA05 | 250 | 8 | 215.2 | 20 |  | Solar | FIXED | Roof
SRP21624 | CANADIAN SOLAR | CS6P-250P | 250 | 16 | 120 | 20 |  | Solar | FIXED | Roof
SRP21624 | CANADIAN SOLAR | CS6P-250P | 250 | 8 | 300 | 20 |  | Solar | FIXED | Roof
SRP21625 | CONERGY | CONERGY PH 250P | 250 | 88 | 168 | 20 |  | Solar | FIXED | Roof
SRP21626 | TRINA SOLAR | TSM-250PA05.08 | 250 | 52 | 179.9 | 30 |  | Solar | FIXED | Roof
SRP21627 | SUNIVA | MVX250-60-5-701 | 250 | 20 | 170.5 | 20 |  | Solar | FIXED | Roof
SRP21629 | TRINA SOLAR | TSM-250PA05 | 250 | 41 | 160 | 18 |  | Solar | FIXED | Roof
SRP21631 | YINGLI ENERGY (CHINA) | YL245P-29B | 245 | 30 | 184 | 24 |  | Solar | FIXED | Roof
SRP21632 | YINGLI ENERGY (CHINA) | YL250P-29B | 250 | 15 | 104 | 30 |  | Solar | FIXED | Roof
SRP21633 | TRINA SOLAR | TSM-250PA05.08 | 250 | 22 | 185.3 | 25 |  | Solar | FIXED | Roof
SRP21634 | TRINA SOLAR | TSM-250PA05 | 250 | 16 | 99 | 16 |  | Solar | FIXED | Roof
SRP21634 | TRINA SOLAR | TSM-250PA05.05 | 250 | 15 | 279 | 17 |  | Solar | FIXED | Roof
SRP21635 | TRINA SOLAR | TSM-250PA05 | 250 | 17 | 178 | 18 |  | Solar | FIXED | Roof
SRP21635 | TRINA SOLAR | TSM-250PA05 | 250 | 8 | 178 | 27 |  | Solar | FIXED | Roof
SRP21636 | SUNIVA | MVX250-60-5-701 | 250 | 25 | 178 | 30 |  | Solar | FIXED | Roof
SRP21637 | YINGLI ENERGY (CHINA) | YL245P-29B | 245 | 22 | 100 | 24 |  | Solar | FIXED | Roof
SRP21637 | YINGLI ENERGY (CHINA) | YL245P-29B | 245 | 11 | 280 | 24 |  | Solar | FIXED | Roof
SRP21637 | YINGLI ENERGY (CHINA) | YL245P-29B | 245 | 11 | 280 | 24 |  | Solar | FIXED | Roof
SRP21638 | YINGLI ENERGY (CHINA) | YL245P-29B | 245 | 18 | 197 | 25 |  | Solar | FIXED | Roof
SRP21639 | YINGLI ENERGY (CHINA) | YL245P-29B | 245 | 24 | 121 | 16 |  | Solar | FIXED | Roof
SRP21639 | YINGLI ENERGY (CHINA) | YL245P-29B | 245 | 12 | 301 | 16 |  | Solar | FIXED | Roof
SRP21640 | TRINA SOLAR | TSM-245PA05.10 | 245 | 28 | 132 | 31 |  | Solar | FIXED | Roof
SRP21641 | TRINA SOLAR | TSM-245PA05 | 245 | 33 | 110 | 32 |  | Solar | FIXED | Roof
SRP21642 | YINGLI ENERGY (CHINA) | YL245P-29B | 245 | 33 | 100 | 24 |  | Solar | FIXED | Roof
SRP21642 | YINGLI ENERGY (CHINA) | YL245P-29B | 245 | 21 | 280 | 24 |  | Solar | FIXED | Roof
SRP21645 | TRINA SOLAR | TSM-245PA05.18 | 245 | 33 | 186 | 16 |  | Solar | FIXED | Roof
SRP21646 | YINGLI ENERGY (CHINA) | YL245P-29B | 245 | 9 | 135 | 21 |  | Solar | FIXED | Roof
SRP21646 | YINGLI ENERGY (CHINA) | YL245P-29B | 245 | 29 | 228 | 20 |  | Solar | FIXED | Roof
SRP21647 | TRINA SOLAR | TSM-245PA05.10 | 245 | 36 | 199 | 23 |  | Solar | FIXED | Roof
SRP21648 | TRINA SOLAR | TSM-245PA05.10 | 245 | 5 | 136 | 32 |  | Solar | FIXED | Roof
SRP21648 | TRINA SOLAR | TSM-245PA05.10 | 245 | 30 | 226 | 20 |  | Solar | FIXED | Roof
SRP21648 | TRINA SOLAR | TSM-245PA05.10 | 245 | 24 | 226 | 22 |  | Solar | FIXED | Roof
SRP21649 | YINGLI ENERGY (CHINA) | YL245P-29B | 245 | 10 | 43 | 28 |  | Solar | FIXED | Roof
SRP21649 | YINGLI ENERGY (CHINA) | YL245P-29B | 245 | 9 | 133 | 10 |  | Solar | FIXED | Roof
SRP21649 | YINGLI ENERGY (CHINA) | YL245P-29B | 245 | 14 | 133 | 40 |  | Solar | FIXED | Roof
SRP21649 | YINGLI ENERGY (CHINA) | YL245P-29B | 245 | 12 | 223 | 28 |  | Solar | FIXED | Roof
SRP21650 | TRINA SOLAR | TSM-245PA05.10 | 245 | 25 | 110 | 29 |  | Solar | FIXED | Roof
SRP21650 | TRINA SOLAR | TSM-245PA05.10 | 245 | 3 | 200 | 35 |  | Solar | FIXED | Roof
SRP21650 | TRINA SOLAR | TSM-245PA05.10 | 245 | 24 | 200 | 36 |  | Solar | FIXED | Roof
SRP21651 | TRINA SOLAR | TSM-245PA05.10 | 245 | 15 | 137 | 50 |  | Solar | FIXED | Roof
SRP21652 | SUZHOU SHENGLONG PV-TECH | SLSM-185D | 185 | 56 | 114 | 27 |  | Solar | FIXED | Roof
SRP21654 | TRINA SOLAR | TSM-245PA05.10 | 245 | 48 | 176 | 16 |  | Solar | FIXED | Roof
SRP21655 | TRINA SOLAR | TSM-245PA05.10 | 245 | 32 | 250 | 26 |  | Solar | FIXED | Roof
SRP21656 | TRINA SOLAR | TSM-245PA05 | 245 | 23 | 213 | 30 |  | Solar | FIXED | Roof
SRP21657 | TRINA SOLAR | TSM-245PA05.10 | 245 | 23 | 85 | 20 |  | Solar | FIXED | Roof
SRP21657 | TRINA SOLAR | TSM-245PA05.10 | 245 | 3 | 175 | 33 |  | Solar | FIXED | Roof
SRP21657 | TRINA SOLAR | TSM-245PA05.10 | 245 | 3 | 265 | 20 |  | Solar | FIXED | Roof
SRP21657 | TRINA SOLAR | TSM-245PA05.10 | 245 | 17 | 265 | 20 |  | Solar | FIXED | Roof
SRP21658 | LG ELECTRONICS SOLAR CELL DIVISION | LG260S1C-G3 | 260 | 9 | 169 | 40 |  | Solar | FIXED | Roof
SRP21658 | LG ELECTRONICS SOLAR CELL DIVISION | LG260S1C-G3 | 260 | 4 | 259 | 34 |  | Solar | FIXED | Roof
SRP21660 | TRINA SOLAR | TSM-255PA05A | 255 | 16 | 110 | 10 |  | Solar | FIXED | Roof
SRP21660 | TRINA SOLAR | TSM-255PA05A | 255 | 3 | 110 | 21 |  | Solar | FIXED | Roof
SRP21660 | TRINA SOLAR | TSM-255PA05A | 255 | 1 | 110 | 26 |  | Solar | FIXED | Roof
SRP21660 | TRINA SOLAR | TSM-255PA05A | 255 | 4 | 200 | 26 |  | Solar | FIXED | Roof
SRP21661 | TRINA SOLAR | TSM-245PA05.10 | 245 | 26 | 173 | 22 |  | Solar | FIXED | Roof
SRP21662 | LG ELECTRONICS SOLAR CELL DIVISION | LG260S1C-G2 | 260 | 20 | 107 | 30 |  | Solar | FIXED | Roof
SRP21662 | SOLARWORLD | SW260 MONO | 260 | 4 | 197 | 45 |  | Solar | FIXED | Roof
SRP21663 | TRINA SOLAR | TSM-245PA05.10 | 245 | 27 | 213 | 32 |  | Solar | FIXED | Roof
SRP21664 | TRINA SOLAR | TSM-245PA05.10 | 245 | 39 | 206 | 20 |  | Solar | FIXED | Roof
SRP21665 | TRINA SOLAR | TSM-245PA05.10 | 245 | 17 | 220 | 12 |  | Solar | FIXED | Roof
SRP21665 | TRINA SOLAR | TSM-245PA05.10 | 245 | 27 | 220 | 38 |  | Solar | FIXED | Roof
SRP21666 | TRINA SOLAR | TSM-245PA05.10 | 245 | 39 | 215 | 21 |  | Solar | FIXED | Roof
SRP21669 | TRINA SOLAR | TSM-250PA05 | 250 | 24 | 131 | 22 |  | Solar | FIXED | Roof
SRP21671 | LG ELECTRONICS SOLAR CELL DIVISION | LG260S1C-G2 | 260 | 9 | 184 | 19 |  | Solar | FIXED | Roof
SRP21671 | LG ELECTRONICS SOLAR CELL DIVISION | LG260S1C-G2 | 260 | 2 | 184 | 43 |  | Solar | FIXED | Roof
SRP21671 | LG ELECTRONICS SOLAR CELL DIVISION | LG260S1C-G2 | 260 | 5 | 274 | 42 |  | Solar | FIXED | Roof
SRP21672 | LG ELECTRONICS SOLAR CELL DIVISION | LG260S1C-G2 | 260 | 16 | 105 | 33 |  | Solar | FIXED | Roof
SRP21674 | TRINA SOLAR | TSM-250PA05 | 250 | 30 | 225 | 30 |  | Solar | FIXED | Roof
SRP21675 | TRINA SOLAR | TSM-250PA05 | 250 | 33 | 113 | 17 |  | Solar | FIXED | Roof
SRP21676 | TRINA SOLAR | TSM-250PA05 | 250 | 8 | 250 | 8 |  | Solar | FIXED | Roof
SRP21676 | TRINA SOLAR | TSM-250PA05 | 250 | 8 | 250 | 12 |  | Solar | FIXED | Roof
SRP21677 | TRINA SOLAR | TSM-250PA05 | 250 | 24 | 231 | 29 |  | Solar | FIXED | Roof
SRP21678 | TRINA SOLAR | TSM-250PA05 | 250 | 22 | 170 | 28 |  | Solar | FIXED | Roof
SRP21679 | TRINA SOLAR | TSM-245PA05.10 | 245 | 29 | 110 | 30 |  | Solar | FIXED | Roof
SRP21679 | TRINA SOLAR | TSM-245PA05.10 | 245 | 16 | 200 | 40 |  | Solar | FIXED | Roof
SRP21680 | TRINA SOLAR | TSM-245PA05.10 | 245 | 5 | 149 | 30 |  | Solar | FIXED | Roof
SRP21680 | TRINA SOLAR | TSM-245PA05.10 | 245 | 17 | 239 | 25 |  | Solar | FIXED | Roof
SRP21681 | TRINA SOLAR | TSM-245PA05.10 | 245 | 26 | 168 | 26 |  | Solar | FIXED | Roof
SRP21682 | TRINA SOLAR | TSM-245PA05.10 | 245 | 23 | 209 | 31 |  | Solar | FIXED | Roof
SRP21683 | SUNPOWER | SPR-327NE-WHT-D | 327 | 22 | 163 | 28 |  | Solar | FIXED | Roof
SRP21684 | TRINA SOLAR | TSM-245PA05.10 | 245 | 18 | 137 | 50 |  | Solar | FIXED | Roof
SRP21685 | TRINA SOLAR | TSM-245PA05.10 | 245 | 27 | 116 | 20 |  | Solar | FIXED | Roof
SRP21685 | TRINA SOLAR | TSM-245PA05.10 | 245 | 31 | 206 | 20 |  | Solar | FIXED | Roof
SRP21686 | TRINA SOLAR | TSM-245PA05.10 | 245 | 20 | 125 | 20 |  | Solar | FIXED | Roof
SRP21686 | TRINA SOLAR | TSM-245PA05.10 | 245 | 14 | 215 | 20 |  | Solar | FIXED | Roof
SRP21687 | TRINA SOLAR | TSM-255PA05A | 255 | 17 | 118 | 34 |  | Solar | FIXED | Roof
SRP21687 | TRINA SOLAR | TSM-255PA05A.18 | 255 | 10 | 118 | 34 |  | Solar | FIXED | Roof
SRP21687 | TRINA SOLAR | TSM-255PA05 | 255 | 2 | 208 | 45 |  | Solar | FIXED | Roof
SRP21688 | RENESOLA JIANGSU | JC250S-24/BB-B | 250 | 16 | 120.9 | 30 |  | Solar | FIXED | Roof
SRP21688 | RENESOLA JIANGSU | JC250S-24/BB-B | 250 | 34 | 210.9 | 25 |  | Solar | FIXED | Roof
SRP21690 | TRINA SOLAR | TSM-250PA05A.08 | 250 | 30 | 168.9 | 15 |  | Solar | FIXED | Roof
SRP21690 | TRINA SOLAR | TSM-250PA05.08 | 250 | 9 | 258.9 | 15 |  | Solar | FIXED | Roof
SRP21692 | YINGLI ENERGY (CHINA) | YL245P-29B | 245 | 24 | 156 | 22 |  | Solar | FIXED | Roof
SRP21692 | YINGLI ENERGY (CHINA) | YL245P-29B | 245 | 12 | 257 | 25 |  | Solar | FIXED | Roof
SRP21694 | TRINA SOLAR | TSM-240PA05 | 240 | 27 | 211 | 14 |  | Solar | FIXED | Roof
SRP21695 | CANADIAN SOLAR | CS6P-250P | 250 | 28 | 202 | 23 |  | Solar | FIXED | Roof
SRP21696 | CANADIAN SOLAR | CS6P-250P | 250 | 16 | 238 | 27 |  | Solar | FIXED | Roof
SRP21696 | CANADIAN SOLAR | CS6P-250P | 250 | 24 | 238 | 27 |  | Solar | FIXED | Roof
SRP21697 | CANADIAN SOLAR | CS6P-250P | 250 | 36 | 134 | 27 |  | Solar | FIXED | Roof
SRP21697 | CANADIAN SOLAR | CS6P-250P | 250 | 6 | 224 | 10 |  | Solar | FIXED | Roof
SRP21698 | YINGLI ENERGY (CHINA) | YL245P-29B | 245 | 16 | 185 | 16 |  | Solar | FIXED | Roof
SRP21699 | YINGLI ENERGY (CHINA) | YL245P-29B | 245 | 24 | 109 | 30 |  | Solar | FIXED | Roof
SRP21702 | YINGLI ENERGY (CHINA) | YL245P-29B | 245 | 21 | 167 | 17 |  | Solar | FIXED | Roof
SRP21703 | CANADIAN SOLAR | CS6P-250P | 250 | 20 | 105 | 32 |  | Solar | FIXED | Roof
SRP21703 | CANADIAN SOLAR | CS6P-250P | 250 | 4 | 195 | 32 |  | Solar | FIXED | Roof
SRP21703 | CANADIAN SOLAR | CS6P-250P | 250 | 16 | 285 | 32 |  | Solar | FIXED | Roof
SRP21704 | YINGLI ENERGY (CHINA) | YL245P-29B | 245 | 12 | 68 | 17 |  | Solar | FIXED | Roof
SRP21704 | YINGLI ENERGY (CHINA) | YL245P-29B | 245 | 9 | 68 | 32 |  | Solar | FIXED | Roof
SRP21704 | YINGLI ENERGY (CHINA) | YL245P-29B | 245 | 4 | 158 | 39 |  | Solar | FIXED | Roof
SRP21704 | YINGLI ENERGY (CHINA) | YL245P-29B | 245 | 7 | 248 | 32 |  | Solar | FIXED | Roof
SRP21705 | YINGLI ENERGY (CHINA) | YL245P-29B | 245 | 15 | 190 | 26 |  | Solar | FIXED | Roof
SRP21706 | SOLARWORLD | SW270 MONO | 270 | 2054 | 180 | 25 |  | Solar | FIXED | Ground
SRP21708 | YINGLI ENERGY (CHINA) | YL245P-29B | 245 | 18 | 113 | 34 |  | Solar | FIXED | Roof
SRP21708 | YINGLI ENERGY (CHINA) | YL245P-29B | 245 | 22 | 286 | 14 |  | Solar | FIXED | Roof
SRP21709 | YINGLI ENERGY (CHINA) | YL245P-29B | 245 | 27 | 162 | 31 |  | Solar | FIXED | Roof
SRP21710 | SOLARWORLD | SW265 MONO | 265 | 31 | 175 | 23 |  | Solar | FIXED | Roof
SRP21710 | SOLARWORLD | SW265 MONO | 265 | 5 | 265 | 23 |  | Solar | FIXED | Roof
SRP21711 | YINGLI ENERGY (CHINA) | YL245P-29B | 245 | 16 | 133 | 18 |  | Solar | FIXED | Roof
SRP21711 | YINGLI ENERGY (CHINA) | YL245P-29B | 245 | 22 | 313 | 18 |  | Solar | FIXED | Roof
SRP21712 | CANADIAN SOLAR | CS6P-250P | 250 | 32 | 170 | 29 |  | Solar | FIXED | Roof
SRP21713 | YINGLI ENERGY (CHINA) | YL245P-29B | 245 | 16 | 137 | 31 |  | Solar | FIXED | Roof
SRP21713 | YINGLI ENERGY (CHINA) | YL245P-29B | 245 | 11 | 317 | 31 |  | Solar | FIXED | Roof
SRP21714 | CANADIAN SOLAR | CS6P-250P | 250 | 30 | 107 | 33 |  | Solar | FIXED | Roof
SRP21714 | CANADIAN SOLAR | CS6P-250P | 250 | 21 | 287 | 33 |  | Solar | FIXED | Roof
SRP21715 | CANADIAN SOLAR | CS6P-250P | 250 | 20 | 81 | 23 |  | Solar | FIXED | Roof
SRP21715 | CANADIAN SOLAR | CS6P-250P | 250 | 9 | 171 | 4 |  | Solar | FIXED | Roof
SRP21715 | CANADIAN SOLAR | CS6P-250P | 250 | 19 | 261 | 23 |  | Solar | FIXED | Roof
SRP21716 | CANADIAN SOLAR | CS6P-250P | 250 | 28 | 103 | 26 |  | Solar | FIXED | Roof
SRP21716 | CANADIAN SOLAR | CS6P-250P | 250 | 21 | 283 | 26 |  | Solar | FIXED | Roof
SRP21717 | YINGLI ENERGY (CHINA) | YL245P-29B | 245 | 13 | 42 | 22 |  | Solar | FIXED | Roof
SRP21717 | YINGLI ENERGY (CHINA) | YL245P-29B | 245 | 13 | 132 | 20 |  | Solar | FIXED | Roof
SRP21717 | YINGLI ENERGY (CHINA) | YL245P-29B | 245 | 22 | 222 | 39 |  | Solar | FIXED | Roof
SRP21717 | YINGLI ENERGY (CHINA) | YL245P-29B | 245 | 13 | 312 | 20 |  | Solar | FIXED | Roof
SRP21718 | TRINA SOLAR | TSM-245PA05.10 | 245 | 24 | 225 | 34 |  | Solar | FIXED | Roof
SRP21720 | TRINA SOLAR | TSM-245PA05.10 | 245 | 3 | 113 | 34 |  | Solar | FIXED | Roof
SRP21720 | TRINA SOLAR | TSM-245PA05.10 | 245 | 3 | 113 | 34 |  | Solar | FIXED | Roof
SRP21720 | TRINA SOLAR | TSM-245PA05.10 | 245 | 2 | 203 | 45 |  | Solar | FIXED | Roof
SRP21720 | TRINA SOLAR | TSM-245PA05.10 | 245 | 4 | 203 | 45 |  | Solar | FIXED | Roof
SRP21720 | TRINA SOLAR | TSM-245PA05.10 | 245 | 6 | 203 | 45 |  | Solar | FIXED | Roof
SRP21720 | TRINA SOLAR | TSM-245PA05.10 | 245 | 19 | 203 | 45 |  | Solar | FIXED | Roof
SRP21721 | SUNPOWER | SPR-327NE-WHT-D | 327 | 50 | 100 | 27 |  | Solar | FIXED | Roof
SRP21722 | TRINA SOLAR | TSM-245PA05.10 | 245 | 32 | 106 | 26 |  | Solar | FIXED | Roof
SRP21722 | TRINA SOLAR | TSM-245PA05.10 | 245 | 7 | 196 | 30 |  | Solar | FIXED | Roof
SRP21723 | TRINA SOLAR | TSM-245PA05.10 | 245 | 17 | 100 | 30 |  | Solar | FIXED | Roof
SRP21723 | TRINA SOLAR | TSM-245PA05.10 | 245 | 5 | 190 | 40 |  | Solar | FIXED | Roof
SRP21723 | TRINA SOLAR | TSM-245PA05.10 | 245 | 4 | 280 | 30 |  | Solar | FIXED | Roof
SRP21724 | TRINA SOLAR | TSM-245PA05.10 | 245 | 21 | 117 | 30 |  | Solar | FIXED | Roof
SRP21724 | TRINA SOLAR | TSM-245PA05.10 | 245 | 12 | 297 | 30 |  | Solar | FIXED | Roof
SRP21725 | YINGLI ENERGY (CHINA) | YL245P-29B | 245 | 26 | 85 | 36 |  | Solar | FIXED | Roof
SRP21725 | YINGLI ENERGY (CHINA) | YL245P-29B | 245 | 8 | 85 | 42 |  | Solar | FIXED | Roof
SRP21725 | YINGLI ENERGY (CHINA) | YL245P-29B | 245 | 11 | 175 | 10 |  | Solar | FIXED | Roof
SRP21725 | YINGLI ENERGY (CHINA) | YL245P-29B | 245 | 20 | 175 | 36 |  | Solar | FIXED | Roof
SRP21725 | YINGLI ENERGY (CHINA) | YL245P-29B | 245 | 8 | 265 | 42 |  | Solar | FIXED | Roof
SRP21726 | YINGLI ENERGY (CHINA) | YL245P-29B | 245 | 20 | 164 | 18 |  | Solar | FIXED | Roof
SRP21727 | YINGLI ENERGY (CHINA) | YL245P-29B | 245 | 12 | 105 | 33 |  | Solar | FIXED | Roof
SRP21727 | YINGLI ENERGY (CHINA) | YL245P-29B | 245 | 18 | 285 | 33 |  | Solar | FIXED | Roof
SRP21728 | YINGLI ENERGY (CHINA) | YL245P-29B | 245 | 23 | 125 | 17 |  | Solar | FIXED | Roof
SRP21730 | YINGLI ENERGY (CHINA) | YL250P-29B | 250 | 29 | 114 | 23 |  | Solar | FIXED | Roof
SRP21730 | YINGLI ENERGY (CHINA) | YL250P-29B | 250 | 16 | 204 | 22 |  | Solar | FIXED | Roof
SRP21731 | TRINA SOLAR | TSM-250PA05 | 250 | 11 | 175 | 28 |  | Solar | FIXED | Roof
SRP21731 | TRINA SOLAR | TSM-250PA05.08 | 250 | 10 | 175 | 28 |  | Solar | FIXED | Roof
SRP21732 | TRINA SOLAR | TSM-250PA05.08 | 250 | 17 | 215.1 | 18 |  | Solar | FIXED | Roof
SRP21733 | TRINA SOLAR | TSM-245PA05.18 | 245 | 13 | 190 | 40 |  | Solar | FIXED | Roof
SRP21734 | YINGLI ENERGY (CHINA) | YL245P-29B | 245 | 23 | 138 | 45 |  | Solar | FIXED | Roof
SRP21735 | TRINA SOLAR | TSM-245PA05 | 245 | 23 | 140 | 28 |  | Solar | FIXED | Roof
SRP21736 | TRINA SOLAR | TSM-245PA05.18 | 245 | 9 | 127 | 22 |  | Solar | FIXED | Roof
SRP21736 | TRINA SOLAR | TSM-245PA05.18 | 245 | 10 | 217 | 20 |  | Solar | FIXED | Roof
SRP21738 | TRINA SOLAR | TSM-245PA05 | 245 | 22 | 242 | 24 |  | Solar | FIXED | Roof
SRP21739 | TRINA SOLAR | TSM-245PA05.18 | 245 | 12 | 131 | 27 |  | Solar | FIXED | Roof
SRP21741 | TRINA SOLAR | TSM-245PA05.18 | 245 | 20 | 129 | 40 |  | Solar | FIXED | Roof
SRP21741 | TRINA SOLAR | TSM-245PA05.18 | 245 | 10 | 309 | 14 |  | Solar | FIXED | Roof
SRP21742 | TRINA SOLAR | TSM-245PA05.18 | 245 | 16 | 242 | 45 |  | Solar | FIXED | Roof
SRP21745 | TRINA SOLAR | TSM-245PA05.08 | 245 | 4 | 204 | 16 |  | Solar | FIXED | Roof
SRP21745 | TRINA SOLAR | TSM-245PA05 | 245 | 9 | 204 | 18 |  | Solar | FIXED | Roof
SRP21745 | TRINA SOLAR | TSM-245PA05.08 | 245 | 5 | 204 | 18 |  | Solar | FIXED | Roof
SRP21747 | TRINA SOLAR | TSM-245PA05.18 | 245 | 12 | 99 | 39 |  | Solar | FIXED | Roof
SRP21748 | TRINA SOLAR | TSM-245PA05 | 245 | 9 | 172 | 16 |  | Solar | FIXED | Roof
SRP21748 | TRINA SOLAR | TSM-245PA05 | 245 | 4 | 172 | 35 |  | Solar | FIXED | Roof
SRP21751 | TRINA SOLAR | TSM-245PA05 | 245 | 11 | 136 | 41 |  | Solar | FIXED | Roof
SRP21753 | TRINA SOLAR | TSM-240PA05 | 240 | 11 | 248 | 39 |  | Solar | FIXED | Roof
SRP21754 | TRINA SOLAR | TSM-245PA05 | 245 | 9 | 80 | 34 |  | Solar | FIXED | Roof
SRP21754 | TRINA SOLAR | TSM-245PA05 | 245 | 4 | 260 | 6 |  | Solar | FIXED | Roof
SRP21754 | TRINA SOLAR | TSM-245PA05 | 245 | 12 | 260 | 21 |  | Solar | FIXED | Roof
SRP21755 | SUNIVA | MVX250-60-5-701 | 250 | 16 | 176.7 | 16 |  | Solar | FIXED | Roof
SRP21756 | TRINA SOLAR | TSM-245PA05 | 245 | 18 | 144 | 37 |  | Solar | FIXED | Roof
SRP21756 | TRINA SOLAR | TSM-245PA05 | 245 | 4 | 234 | 15 |  | Solar | FIXED | Roof
SRP21757 | TRINA SOLAR | TSM-250PA05.08 | 250 | 29 | 198.4 | 20 |  | Solar | FIXED | Roof
SRP21759 | SUNIVA | MVX250-60-5-701 | 250 | 34 | 134 | 30 |  | Solar | FIXED | Roof
SRP21760 | SUNIVA | MVX250-60-5-701 | 250 | 48 | 165.7 | 26 |  | Solar | FIXED | Roof
SRP21761 | TRINA SOLAR | TSM-250PA05.08 | 250 | 19 | 158.6 | 45 |  | Solar | FIXED | Roof
SRP21762 | TRINA SOLAR | TSM-250PA05 | 250 | 50 | 180.7 | 30 |  | Solar | FIXED | Roof
SRP21763 | SUNIVA | MVX250-60-5-701 | 250 | 7 | 130.9 | 36 |  | Solar | FIXED | Roof
SRP21763 | SUNIVA | MVX250-60-5-701 | 250 | 21 | 220.9 | 36 |  | Solar | FIXED | Roof
SRP21764 | TRINA SOLAR | TSM-250PA05.08 | 250 | 7 | 103 | 30 |  | Solar | FIXED | Roof
SRP21764 | TRINA SOLAR | TSM-250PA05.08 | 250 | 19 | 193 | 30 |  | Solar | FIXED | Roof
SRP21765 | TRINA SOLAR | TSM-250PA05.08 | 250 | 26 | 175 | 32 |  | Solar | FIXED | Roof
SRP21767 | TRINA SOLAR | TSM-250PA05.08 | 250 | 20 | 173 | 32 |  | Solar | FIXED | Roof
SRP21769 | LIGHT WAY GREEN NEW ENERGY | LW240(29)P1650X990 | 240 | 36 | 88 | 38 |  | Solar | FIXED | Roof
SRP21769 | LIGHT WAY GREEN NEW ENERGY | LW240(29)P1650X990 | 240 | 34 | 268 | 38 |  | Solar | FIXED | Roof
SRP21771 | TRINA SOLAR | TSM-255PA05A.18 | 255 | 17 | 126 | 18 |  | Solar | FIXED | Roof
SRP21771 | TRINA SOLAR | TSM-255PD05.18 | 255 | 15 | 216 | 38 |  | Solar | FIXED | Roof
SRP21772 | TRINA SOLAR | TSM-245PA05.10 | 245 | 37 | 197 | 32 |  | Solar | FIXED | Roof
SRP21773 | TRINA SOLAR | TSM-245PA05.10 | 245 | 39 | 110 | 26 |  | Solar | FIXED | Roof
SRP21773 | TRINA SOLAR | TSM-245PA05.10 | 245 | 4 | 200 | 36 |  | Solar | FIXED | Roof
SRP21774 | TRINA SOLAR | TSM-245PD05 | 245 | 18 | 94 | 17 |  | Solar | FIXED | Roof
SRP21774 | TRINA SOLAR | TSM-245PA05.10 | 245 | 14 | 94 | 28 |  | Solar | FIXED | Roof
SRP21774 | TRINA SOLAR | TSM-245PA05 | 245 | 3 | 184 | 26 |  | Solar | FIXED | Roof
SRP21774 | TRINA SOLAR | TSM-245PA05 | 245 | 6 | 184 | 30 |  | Solar | FIXED | Roof
SRP21774 | TRINA SOLAR | TSM-245PD05 | 245 | 18 | 274 | 17 |  | Solar | FIXED | Roof
SRP21774 | TRINA SOLAR | TSM-245PA05 | 245 | 9 | 274 | 28 |  | Solar | FIXED | Roof
SRP21776 | TRINA SOLAR | TSM-245PA05.10 | 245 | 18 | 264 | 26 |  | Solar | FIXED | Roof
SRP21777 | TRINA SOLAR | TSM-245PA05.10 | 245 | 24 | 110 | 36 |  | Solar | FIXED | Roof
SRP21777 | TRINA SOLAR | TSM-245PA05.10 | 245 | 21 | 200 | 36 |  | Solar | FIXED | Roof
SRP21778 | SUNPOWER | SPR-327NE-WHT-D | 327 | 10 | 88 | 39 |  | Solar | FIXED | Roof
SRP21778 | SUNPOWER | SPR-327NE-WHT-D | 327 | 12 | 268 | 39 |  | Solar | FIXED | Roof
SRP21779 | TRINA SOLAR | TSM-245PA05.10 | 245 | 24 | 111 | 18 |  | Solar | FIXED | Roof
SRP21779 | TRINA SOLAR | TSM-245PA05.10 | 245 | 6 | 201 | 27 |  | Solar | FIXED | Roof
SRP21780 | TRINA SOLAR | TSM-245PA05.10 | 245 | 58 | 228 | 18 |  | Solar | FIXED | Roof
SRP21781 | TRINA SOLAR | TSM-255PA05 | 255 | 26 | 176 | 31 |  | Solar | FIXED | Roof
SRP21782 | TRINA SOLAR | TSM-245PA05.10 | 245 | 16 | 221 | 23 |  | Solar | FIXED | Roof
SRP21782 | TRINA SOLAR | TSM-245PA05.10 | 245 | 38 | 221 | 26 |  | Solar | FIXED | Roof
SRP21783 | TRINA SOLAR | TSM-255PA05A | 255 | 20 | 159 | 14 |  | Solar | FIXED | Roof
SRP21783 | TRINA SOLAR | TSM-255PA05A | 255 | 6 | 249 | 14 |  | Solar | FIXED | Roof
SRP21784 | TRINA SOLAR | TSM-250PA05.08 | 250 | 26 | 125.4 | 40 |  | Solar | FIXED | Roof
SRP21785 | TRINA SOLAR | TSM-245PA05.18 | 245 | 3 | 128 | 10 |  | Solar | FIXED | Roof
SRP21785 | TRINA SOLAR | TSM-245PA05.18 | 245 | 2 | 128 | 14 |  | Solar | FIXED | Roof
SRP21785 | TRINA SOLAR | TSM-245PA05.18 | 245 | 8 | 128 | 14 |  | Solar | FIXED | Roof
SRP21785 | TRINA SOLAR | TSM-245PA05.18 | 245 | 3 | 128 | 24 |  | Solar | FIXED | Roof
SRP21786 | SUNIVA | MVX250-60-5-701 | 250 | 30 | 85.6 | 30 |  | Solar | FIXED | Roof
SRP21786 | SUNIVA | MVX250-60-5-701 | 250 | 11 | 176.6 | 35 |  | Solar | FIXED | Roof
SRP21787 | SUNIVA | MVX250-60-5-701 | 250 | 5 | 228.7 | 6 |  | Solar | FIXED | Roof
SRP21787 | SUNIVA | MVX250-60-5-701 | 250 | 18 | 228.7 | 35 |  | Solar | FIXED | Roof
SRP21788 | TRINA SOLAR | TSM-250PA05 | 250 | 72 | 180 | 25 |  | Solar | FIXED | Ground
SRP21790 | ET SOLAR INDUSTRY | ET-P660245BB | 245 | 28 | 168 | 18 |  | Solar | FIXED | Roof
SRP21791 | ET SOLAR INDUSTRY | ET-P660245BB | 245 | 15 | 133 | 30 |  | Solar | FIXED | Roof
SRP21791 | ET SOLAR INDUSTRY | ET-P660245BB | 245 | 23 | 223 | 30 |  | Solar | FIXED | Roof
SRP21792 | TRINA SOLAR | TSM-245PA05.10 | 245 | 20 | 265 | 18 |  | Solar | FIXED | Roof
SRP21793 | TRINA SOLAR | TSM-250PA05.08 | 250 | 24 | 239.7 | 25 |  | Solar | FIXED | Roof
SRP21794 | TRINA SOLAR | TSM-245PA05.10 | 245 | 16 | 211 | 25 |  | Solar | FIXED | Roof
SRP21794 | TRINA SOLAR | TSM-245PA05.10 | 245 | 18 | 211 | 25 |  | Solar | FIXED | Roof
SRP21795 | TRINA SOLAR | TSM-250PA05.08 | 250 | 22 | 129.9 | 8 |  | Solar | FIXED | Roof
SRP21795 | TRINA SOLAR | TSM-250PA05.08 | 250 | 18 | 129.9 | 9 |  | Solar | FIXED | Roof
SRP21795 | TRINA SOLAR | TSM-250PA05.08 | 250 | 8 | 129.9 | 32 |  | Solar | FIXED | Roof
SRP21796 | SUNIVA | MVX250-60-5-701 | 250 | 44 | 90.3 | 25 |  | Solar | FIXED | Roof
SRP21798 | TRINA SOLAR | TSM-245PA05.18 | 245 | 17 | 244 | 20 |  | Solar | FIXED | Roof
SRP21799 | SUNPOWER | SPR-327NE-WHT-D | 327 | 18 | 184 | 21 |  | Solar | FIXED | Roof
SRP21800 | YINGLI ENERGY (CHINA) | YL245P-29B | 245 | 20 | 105 | 18 |  | Solar | FIXED | Roof
SRP21800 | YINGLI ENERGY (CHINA) | YL245P-29B | 245 | 27 | 287 | 18 |  | Solar | FIXED | Roof
SRP21801 | TRINA SOLAR | TSM-250PA05.08 | 250 | 26 | 164.8 | 20 |  | Solar | FIXED | Roof
SRP21802 | RENESOLA JIANGSU | JC250S-24/BB-B | 250 | 14 | 166.1 | 25 |  | Solar | FIXED | Roof
SRP21802 | RENESOLA JIANGSU | JC250S-24/BB-B | 250 | 19 | 243.8 | 18 |  | Solar | FIXED | Roof
SRP21803 | TRINA SOLAR | TSM-245PA05.18 | 245 | 12 | 102 | 15 |  | Solar | FIXED | Roof
SRP21803 | TRINA SOLAR | TSM-245PA05.18 | 245 | 14 | 102 | 15 |  | Solar | FIXED | Roof
SRP21804 | TRINA SOLAR | TSM-245PA05.18 | 245 | 12 | 211 | 39 |  | Solar | FIXED | Roof
SRP21804 | TRINA SOLAR | TSM-245PA05.18 | 245 | 2 | 211 | 42 |  | Solar | FIXED | Roof
SRP21807 | SUNPOWER | SPR-327NE-WHT-D | 327 | 28 | 111 | 31 |  | Solar | FIXED | Roof
SRP21808 | YINGLI ENERGY (CHINA) | YL245P-29B | 245 | 30 | 152 | 19 |  | Solar | FIXED | Roof
SRP21809 | SOLARWORLD | SW265 MONO | 265 | 45 | 166 | 34 |  | Solar | FIXED | Roof
SRP21810 | HANWHA SOLARONE (QIDONG) | HSL60M6-HB-0-250TW | 250 | 36 | 180 | 20 |  | Solar | FIXED | Roof
SRP21812 | SUNIVA | MVX250-60-5-701 | 250 | 18 | 110.2 | 15 |  | Solar | FIXED | Roof
SRP21812 | SUNIVA | MVX250-60-5-701 | 250 | 13 | 110.2 | 40 |  | Solar | FIXED | Roof
SRP21813 | TRINA SOLAR | TSM-245PA05.18 | 245 | 27 | 187 | 23 |  | Solar | FIXED | Roof
SRP21814 | SUNIVA | MVX250-60-5-701 | 250 | 28 | 100.9 | 25 |  | Solar | FIXED | Roof
SRP21815 | TRINA SOLAR | TSM-245PA05.10 | 245 | 54 | 230 | 30 |  | Solar | FIXED | Roof
SRP21817 | SOLARWORLD | SW270 MONO | 270 | 24 | 198 | 18 |  | Solar | FIXED | Roof
SRP21818 | TRINA SOLAR | TSM-245PA05.18 | 245 | 12 | 101 | 44 |  | Solar | FIXED | Roof
SRP21819 | TRINA SOLAR | TSM-245PA05.18 | 245 | 26 | 105 | 17 |  | Solar | FIXED | Roof
SRP21819 | TRINA SOLAR | TSM-245PA05.18 | 245 | 20 | 285 | 17 |  | Solar | FIXED | Roof
SRP21820 | TRINA SOLAR | TSM-245PA05 | 245 | 6 | 202 | 12 |  | Solar | FIXED | Roof
SRP21820 | TRINA SOLAR | TSM-245PA05 | 245 | 6 | 202 | 12 |  | Solar | FIXED | Roof
SRP21820 | TRINA SOLAR | TSM-245PA05 | 245 | 2 | 202 | 34 |  | Solar | FIXED | Roof
SRP21821 | TRINA SOLAR | TSM-245PA05 | 245 | 20 | 240 | 23 |  | Solar | FIXED | Roof
SRP21822 | TRINA SOLAR | TSM-245PA05.18 | 245 | 21 | 194 | 24 |  | Solar | FIXED | Roof
SRP21824 | SUNPOWER | SPR-327NE-WHT-D | 327 | 5 | 180 | 41 |  | Solar | FIXED | Roof
SRP21824 | SUNPOWER | SPR-327NE-WHT-D | 327 | 31 | 182 | 41 |  | Solar | FIXED | Roof
SRP21827 | TRINA SOLAR | TSM-250PA05.08 | 250 | 19 | 280.5 | 25 |  | Solar | FIXED | Roof
SRP21828 | SUNPOWER | SPR-335NX-BLK-D | 335 | 18 | 176 | 26.5 |  | Solar | FIXED | Roof
SRP21828 | SUNPOWER | SPR-335NX-BLK-D | 335 | 5 | 266 | 26.5 |  | Solar | FIXED | Roof
SRP21829 | TRINA SOLAR | TSM-250PA05.08 | 250 | 30 | 230.2 | 30 |  | Solar | FIXED | Roof
SRP21831 | TRINA SOLAR | TSM-250PA05.08 | 250 | 11 | 91.2 | 16 |  | Solar | FIXED | Roof
SRP21831 | TRINA SOLAR | TSM-250PA05.08 | 250 | 7 | 181.2 | 16 |  | Solar | FIXED | Roof
SRP21831 | TRINA SOLAR | TSM-250PA05.08 | 250 | 14 | 181.2 | 30 |  | Solar | FIXED | Roof
SRP21831 | TRINA SOLAR | TSM-250PA05.08 | 250 | 24 | 271.2 | 16 |  | Solar | FIXED | Roof
SRP21832 | HANWHA SOLARONE (QIDONG) | HSL60P6-PA-0-250T | 250 | 442 | 218 | 10 |  | Solar | FIXED | Roof
SRP21833 | TRINA SOLAR | TSM-245PA05.10 | 245 | 34 | 183 | 15 |  | Solar | FIXED | Roof
SRP21834 | TRINA SOLAR | TSM-245PA05.10 | 245 | 76 | 146 | 19 |  | Solar | FIXED | Roof
SRP21835 | TRINA SOLAR | TSM-245PA05.10 | 245 | 32 | 90 | 18 |  | Solar | FIXED | Roof
SRP21835 | TRINA SOLAR | TSM-245PA05.10 | 245 | 10 | 270 | 18 |  | Solar | FIXED | Roof
SRP21836 | TRINA SOLAR | TSM-250PA05 | 250 | 14 | 178 | 18 |  | Solar | FIXED | Roof
SRP21836 | TRINA SOLAR | TSM-250PA05 | 250 | 24 | 178 | 18 |  | Solar | FIXED | Roof
SRP21837 | TRINA SOLAR | TSM-250PA05.08 | 250 | 18 | 131.4 | 22 |  | Solar | FIXED | Roof
SRP21837 | TRINA SOLAR | TSM-250PA05.08 | 250 | 5 | 221.4 | 22 |  | Solar | FIXED | Roof
SRP21838 | TRINA SOLAR | TSM-245PA05.10 | 245 | 6 | 101 | 40 |  | Solar | FIXED | Roof
SRP21838 | TRINA SOLAR | TSM-245PA05.10 | 245 | 3 | 191 | 33 |  | Solar | FIXED | Roof
SRP21838 | TRINA SOLAR | TSM-245PA05.10 | 245 | 3 | 191 | 33 |  | Solar | FIXED | Roof
SRP21838 | TRINA SOLAR | TSM-245PA05.10 | 245 | 22 | 191 | 33 |  | Solar | FIXED | Roof
SRP21839 | TRINA SOLAR | TSM-250PD05 | 250 | 18 | 162.5 | 27 |  | Solar | FIXED | Roof
SRP21839 | TRINA SOLAR | TSM-250PD05 | 250 | 14 | 252.5 | 22 |  | Solar | FIXED | Roof
SRP21840 | RENESOLA JIANGSU | JC250S-24/BB-B | 250 | 37 | 124.4 | 30 |  | Solar | FIXED | Roof
SRP21841 | TRINA SOLAR | TSM-250PA05 | 250 | 34 | 163 | 32 |  | Solar | FIXED | Roof
SRP21842 | YINGLI ENERGY (CHINA) | YL245P-29B | 245 | 20 | 145 | 28 |  | Solar | FIXED | Roof
SRP21843 | MEMC SINGAPORE | MEMC-M315BZC-3Y | 315 | 5562 | 180 | 20 |  | Solar | FIXED | Ground
SRP21843 | MEMC SINGAPORE | MEMC-M315BZC-3Y | 315 | 11970 | 180 | 20 |  | Solar | FIXED | Ground
SRP21844 | YINGLI ENERGY (CHINA) | YL245P-29B | 245 | 6 | 223 | 28 |  | Solar | FIXED | Roof
SRP21844 | YINGLI ENERGY (CHINA) | YL245P-29B | 245 | 15 | 223 | 28 |  | Solar | FIXED | Roof
SRP21845 | RENESOLA JIANGSU | JC250S-24/BB-B | 250 | 19 | 141.5 | 15 |  | Solar | FIXED | Roof
SRP21846 | YINGLI ENERGY (CHINA) | YL245P-29B | 245 | 17 | 118 | 25 |  | Solar | FIXED | Roof
SRP21847 | YINGLI ENERGY (CHINA) | YL245P-29B | 245 | 22 | 203 | 45 |  | Solar | FIXED | Roof
SRP21848 | YINGLI ENERGY (CHINA) | YL245P-29B | 245 | 8 | 126 | 32 |  | Solar | FIXED | Roof
SRP21848 | YINGLI ENERGY (CHINA) | YL245P-29B | 245 | 9 | 218 | 32 |  | Solar | FIXED | Roof
SRP21848 | YINGLI ENERGY (CHINA) | YL245P-29B | 245 | 10 | 306 | 32 |  | Solar | FIXED | Roof
SRP21849 | YINGLI ENERGY (CHINA) | YL245P-29B | 245 | 18 | 162 | 33 |  | Solar | FIXED | Roof
SRP21849 | YINGLI ENERGY (CHINA) | YL245P-29B | 245 | 21 | 162 | 33 |  | Solar | FIXED | Roof
SRP21851 | RENESOLA JIANGSU | JC250S-24/BB-B | 250 | 12 | 163 | 35 |  | Solar | FIXED | Roof
SRP21851 | RENESOLA JIANGSU | JC250S-24/BB-B | 250 | 12 | 253 | 15 |  | Solar | FIXED | Roof
SRP21852 | TRINA SOLAR | TSM-250PA05 | 250 | 17 | 105 | 19 |  | Solar | FIXED | Roof
SRP21852 | TRINA SOLAR | TSM-250PA05 | 250 | 13 | 194 | 38 |  | Solar | FIXED | Roof
SRP21853 | TRINA SOLAR | TSM-250PA05 | 250 | 30 | 264 | 27 |  | Solar | FIXED | Roof
SRP21855 | TRINA SOLAR | TSM-240PA05 | 240 | 11 | 145 | 25 |  | Solar | FIXED | Roof
SRP21855 | TRINA SOLAR | TSM-240PA05 | 240 | 22 | 235 | 25 |  | Solar | FIXED | Roof
SRP21856 | YINGLI ENERGY (CHINA) | YL245P-29B | 245 | 17 | 82 | 40 |  | Solar | FIXED | Roof
SRP21857 | YINGLI ENERGY (CHINA) | YL245P-29B | 245 | 14 | 133 | 20 |  | Solar | FIXED | Roof
SRP21858 | CANADIAN SOLAR | CS6P-250P | 250 | 3 | 175 | 14 |  | Solar | FIXED | Roof
SRP21858 | CANADIAN SOLAR | CS6P-250P | 250 | 30 | 175 | 26 |  | Solar | FIXED | Roof
SRP21858 | CANADIAN SOLAR | CS6P-250P | 250 | 12 | 265 | 26 |  | Solar | FIXED | Roof
SRP21859 | TRINA SOLAR | TSM-240PA05 | 240 | 1300 | 174.5 | 10 |  | Solar | FIXED | Roof
SRP21861 | TRINA SOLAR | TSM-240PA05 | 240 | 494 | 174.5 | 10 |  | Solar | FIXED | Roof
SRP21863 | YINGLI ENERGY (CHINA) | YL245P-29B | 245 | 22 | 108 | 26 |  | Solar | FIXED | Roof
SRP21863 | YINGLI ENERGY (CHINA) | YL245P-29B | 245 | 22 | 288 | 26 |  | Solar | FIXED | Roof
SRP21865 | YINGLI ENERGY (CHINA) | YL250P-29B | 250 | 8 | 178 | 26 |  | Solar | FIXED | Roof
SRP21865 | YINGLI ENERGY (CHINA) | YL250P-29B | 250 | 16 | 178 | 26 |  | Solar | FIXED | Roof
SRP21866 | YINGLI ENERGY (CHINA) | YL245P-29B | 245 | 8 | 70 | 24 |  | Solar | FIXED | Roof
SRP21866 | YINGLI ENERGY (CHINA) | YL245P-29B | 245 | 9 | 70 | 26 |  | Solar | FIXED | Roof
SRP21866 | YINGLI ENERGY (CHINA) | YL245P-29B | 245 | 6 | 160 | 24 |  | Solar | FIXED | Roof
SRP21867 | YINGLI ENERGY (CHINA) | YL245P-29B | 245 | 22 | 190 | 26 |  | Solar | FIXED | Roof
SRP21867 | YINGLI ENERGY (CHINA) | YL245P-29B | 245 | 11 | 190 | 30 |  | Solar | FIXED | Roof
SRP21868 | YINGLI ENERGY (CHINA) | YL250P-29B | 250 | 12 | 132 | 18 |  | Solar | FIXED | Roof
SRP21868 | YINGLI ENERGY (CHINA) | YL250P-29B | 250 | 25 | 222 | 18 |  | Solar | FIXED | Roof
SRP21869 | YINGLI ENERGY (CHINA) | YL245P-29B | 245 | 26 | 174 | 21 |  | Solar | FIXED | Roof
SRP21870 | YINGLI ENERGY (CHINA) | YL245P-29B | 245 | 8 | 109 | 32 |  | Solar | FIXED | Roof
SRP21870 | YINGLI ENERGY (CHINA) | YL245P-29B | 245 | 13 | 115 | 32 |  | Solar | FIXED | Roof
SRP21871 | YINGLI ENERGY (CHINA) | YL245P-29B | 245 | 60 | 170 | 18 |  | Solar | FIXED | Ground
SRP21872 | TRINA SOLAR | TSM-250PA05.08 | 250 | 28 | 208.9 | 30 |  | Solar | FIXED | Roof
SRP21873 | RENESOLA JIANGSU | JC250S-24/BB-B | 250 | 4 | 182.3 | 30 |  | Solar | FIXED | Roof
SRP21873 | RENESOLA JIANGSU | JC250S-24/BB-B | 250 | 30 | 182.3 | 32 |  | Solar | FIXED | Roof
SRP21874 | YINGLI ENERGY (CHINA) | YL245P-29B | 245 | 7 | 70 | 45 |  | Solar | FIXED | Roof
SRP21874 | YINGLI ENERGY (CHINA) | YL245P-29B | 245 | 7 | 160 | 33 |  | Solar | FIXED | Roof
SRP21874 | YINGLI ENERGY (CHINA) | YL245P-29B | 245 | 22 | 160 | 33 |  | Solar | FIXED | Roof
SRP21874 | YINGLI ENERGY (CHINA) | YL245P-29B | 245 | 9 | 250 | 45 |  | Solar | FIXED | Roof
SRP21875 | YINGLI ENERGY (CHINA) | YL245P-29B | 245 | 34 | 171 | 12 |  | Solar | FIXED | Roof
SRP21875 | YINGLI ENERGY (CHINA) | YL245P-29B | 245 | 6 | 261 | 12 |  | Solar | FIXED | Roof
SRP21877 | RENESOLA JIANGSU | JC250S-24/BB-B | 250 | 21 | 90.5 | 30 |  | Solar | FIXED | Roof
SRP21877 | RENESOLA JIANGSU | JC250S-24/BB-B | 250 | 24 | 180.5 | 25 |  | Solar | FIXED | Roof
SRP21879 | TRINA SOLAR | TSM-240PA05.15 | 240 | 1664 | 140 | 10 |  | Solar | FIXED | Roof
SRP21881 | CANADIAN SOLAR | CS6P-250P | 250 | 35 | 104 | 26 |  | Solar | FIXED | Roof
SRP21882 | CANADIAN SOLAR | CS6P-250P | 250 | 4 | 180 | 33 |  | Solar | FIXED | Roof
SRP21882 | CANADIAN SOLAR | CS6P-250P | 250 | 5 | 180 | 33 |  | Solar | FIXED | Roof
SRP21882 | CANADIAN SOLAR | CS6P-250P | 250 | 9 | 180 | 33 |  | Solar | FIXED | Roof
SRP21882 | CANADIAN SOLAR | CS6P-250P | 250 | 9 | 180 | 33 |  | Solar | FIXED | Roof
SRP21883 | CANADIAN SOLAR | CS6P-250P | 250 | 33 | 128 | 31 |  | Solar | FIXED | Roof
SRP21884 | CANADIAN SOLAR | CS6P-250P | 250 | 38 | 141 | 28 |  | Solar | FIXED | Roof
SRP21885 | TRINA SOLAR | TSM-245PA05.10 | 245 | 33 | 117 | 18 |  | Solar | FIXED | Roof
SRP21886 | CANADIAN SOLAR | CS6P-250P | 250 | 26 | 191 | 23 |  | Solar | FIXED | Roof
SRP21887 | TRINA SOLAR | TSM-245PA05.08 | 245 | 18 | 180 | 30 |  | Solar | FIXED | Roof
SRP21889 | TRINA SOLAR | TSM-250PA05.08 | 250 | 24 | 107 | 23 |  | Solar | FIXED | Roof
SRP21890 | TRINA SOLAR | TSM-245PA05.10 | 245 | 6 | 160 | 39 |  | Solar | FIXED | Roof
SRP21890 | TRINA SOLAR | TSM-245PA05.10 | 245 | 12 | 250 | 39 |  | Solar | FIXED | Roof
SRP21891 | TRINA SOLAR | TSM-250PA05.08 | 250 | 18 | 107 | 11 |  | Solar | FIXED | Roof
SRP21892 | TRINA SOLAR | TSM-250PA05.08 | 250 | 48 | 107 | 20 |  | Solar | FIXED | Roof
SRP21892 | TRINA SOLAR | TSM-250PA05.08 | 250 | 24 | 197 | 18 |  | Solar | FIXED | Roof
SRP21894 | YINGLI ENERGY (CHINA) | YL245P-29B | 245 | 34 | 135 | 16 |  | Solar | FIXED | Roof
SRP21894 | YINGLI ENERGY (CHINA) | YL245P-29B | 245 | 6 | 225 | 20 |  | Solar | FIXED | Roof
SRP21895 | TRINA SOLAR | TSM-245PA05 | 245 | 25 | 144 | 23 |  | Solar | FIXED | Roof
SRP21898 | RENESOLA JIANGSU | JC245M-24/BB | 245 | 48 | 180 | 22 |  | Solar | FIXED | Ground
SRP21899 | SUNPOWER | SPR-327NE-WHT-D | 327 | 30 | 178 | 16 |  | Solar | FIXED | Roof
SRP21900 | TRINA SOLAR | TSM-250PA05.08 | 250 | 4 | 185 | 45 |  | Solar | FIXED | Roof
SRP21900 | TRINA SOLAR | TSM-250PA05.08 | 250 | 36 | 275.4 | 32 |  | Solar | FIXED | Roof
SRP21903 | YINGLI ENERGY (CHINA) | YL245P-29B | 245 | 16 | 208 | 18 |  | Solar | FIXED | Roof
SRP21904 | SUNPOWER | SPR-327NE-WHT-D | 327 | 30 | 230 | 30 |  | Solar | FIXED | Roof
SRP21905 | TRINA SOLAR | TSM-245PA05.18 | 245 | 13 | 212 | 40 |  | Solar | FIXED | Roof
SRP21906 | TRINA SOLAR | TSM-245PA05 | 245 | 16 | 90 | 18 |  | Solar | FIXED | Roof
SRP21906 | TRINA SOLAR | TSM-245PA05 | 245 | 7 | 270 | 18 |  | Solar | FIXED | Roof
SRP21908 | YINGLI ENERGY (CHINA) | YL245P-29B | 245 | 25 | 124 | 21 |  | Solar | FIXED | Roof
SRP21908 | YINGLI ENERGY (CHINA) | YL245P-29B | 245 | 6 | 206 | 27 |  | Solar | FIXED | Roof
SRP21909 | YINGLI ENERGY (CHINA) | YL245P-29B | 245 | 39 | 172 | 21 |  | Solar | FIXED | Roof
SRP21910 | YINGLI ENERGY (CHINA) | YL245P-29B | 245 | 8 | 30 | 18 |  | Solar | FIXED | Roof
SRP21910 | YINGLI ENERGY (CHINA) | YL245P-29B | 245 | 5 | 208 | 18 |  | Solar | FIXED | Roof
SRP21910 | YINGLI ENERGY (CHINA) | YL245P-29B | 245 | 5 | 290 | 18 |  | Solar | FIXED | Roof
SRP21911 | YINGLI ENERGY (CHINA) | YL245P-29B | 245 | 15 | 70 | 22 |  | Solar | FIXED | Roof
SRP21911 | YINGLI ENERGY (CHINA) | YL245P-29B | 245 | 14 | 244 | 22 |  | Solar | FIXED | Roof
SRP21913 | TRINA SOLAR | TSM-245PA05.08 | 245 | 4 | 162 | 14 |  | Solar | FIXED | Roof
SRP21913 | TRINA SOLAR | TSM-245PA05.18 | 245 | 8 | 162 | 20 |  | Solar | FIXED | Roof
SRP21913 | TRINA SOLAR | TSM-245PA05.18 | 245 | 8 | 162 | 39 |  | Solar | FIXED | Roof
SRP21915 | YINGLI ENERGY (CHINA) | YL245P-29B | 245 | 30 | 18 | 34 |  | Solar | FIXED | Roof
SRP21915 | YINGLI ENERGY (CHINA) | YL245P-29B | 245 | 40 | 198 | 34 |  | Solar | FIXED | Roof
SRP21916 | TRINA SOLAR | TSM-245PA05 | 245 | 40 | 231 | 30 |  | Solar | FIXED | Roof
SRP21918 | TRINA SOLAR | TSM-255PA05 | 255 | 23 | 195 | 18 |  | Solar | FIXED | Roof
SRP21919 | SOLARWORLD | SW245 POLY | 245 | 273 | 180 | 22 |  | Solar | FIXED | Ground
SRP21920 | SUNPOWER | SPR-327NE-WHT-D | 327 | 17 | 203 | 37 |  | Solar | FIXED | Roof
SRP21921 | TRINA SOLAR | TSM-245PA05.18 | 245 | 6 | 99 | 10 |  | Solar | FIXED | Roof
SRP21921 | TRINA SOLAR | TSM-245PA05.18 | 245 | 8 | 99 | 41 |  | Solar | FIXED | Roof
SRP21922 | TRINA SOLAR | TSM-245PA05.18 | 245 | 24 | 219 | 22 |  | Solar | FIXED | Roof
SRP21923 | LG ELECTRONICS SOLAR CELL DIVISION | LG260S1C-G3 | 260 | 6 | 119 | 31 |  | Solar | FIXED | Roof
SRP21923 | LG ELECTRONICS SOLAR CELL DIVISION | LG260S1C-G3 | 260 | 11 | 209 | 31 |  | Solar | FIXED | Roof
SRP21924 | LG ELECTRONICS SOLAR CELL DIVISION | LG260S1C-G3 | 260 | 17 | 231 | 33 |  | Solar | FIXED | Roof
SRP21926 | TRINA SOLAR | TSM-245PA05.10 | 245 | 14 | 235 | 18 |  | Solar | FIXED | Roof
SRP21926 | TRINA SOLAR | TSM-245PA05.10 | 245 | 23 | 235 | 24 |  | Solar | FIXED | Roof
SRP21928 | SUNPOWER | SPR-327NE-WHT-D | 327 | 28 | 222 | 37 |  | Solar | FIXED | Roof
SRP21929 | TRINA SOLAR | TSM-240PA05.10 | 240 | 14 | 260 | 13 |  | Solar | FIXED | Roof
SRP21930 | TRINA SOLAR | TSM-240PA05.10 | 240 | 23 | 187 | 21 |  | Solar | FIXED | Roof
SRP21932 | YINGLI ENERGY (CHINA) | YL245P-29B | 245 | 16 | 204 | 20 |  | Solar | FIXED | Roof
SRP21933 | YINGLI ENERGY (CHINA) | YL245P-29B | 245 | 23 | 245 | 30 |  | Solar | FIXED | Roof
SRP21935 | YINGLI ENERGY (CHINA) | YL245P-29B | 245 | 13 | 25 | 7 |  | Solar | FIXED | Roof
SRP21935 | YINGLI ENERGY (CHINA) | YL245P-29B | 245 | 10 | 115 | 19 |  | Solar | FIXED | Roof
SRP21936 | TRINA SOLAR | TSM-245PA05.10 | 245 | 2 | 190 | 14 |  | Solar | FIXED | Roof
SRP21936 | TRINA SOLAR | TSM-245PA05.10 | 245 | 49 | 190 | 24 |  | Solar | FIXED | Roof
SRP21936 | TRINA SOLAR | TSM-245PA05.10 | 245 | 12 | 210 | 23 |  | Solar | FIXED | Roof
SRP21937 | RENESOLA JIANGSU | JC250M-24/BB | 250 | 20 | 236.8 | 45 |  | Solar | FIXED | Roof
SRP21941 | MOTECH AMERICAS | IM60B3-245-XXXXXX | 245 | 22 | 155 | 23 |  | Solar | FIXED | Roof
SRP21942 | TRINA SOLAR | TSM-250PA05.08 | 250 | 37 | 194 | 25 |  | Solar | FIXED | Roof
SRP21943 | TRINA SOLAR | TSM-250PA05.08 | 250 | 20 | 205.2 | 30 |  | Solar | FIXED | Roof
SRP21944 | TRINA SOLAR | TSM-245PA05.10 | 245 | 40 | 203 | 24 |  | Solar | FIXED | Roof
SRP21946 | TRINA SOLAR | TSM-245PA05.10 | 245 | 55 | 196 | 30 |  | Solar | FIXED | Roof
SRP21947 | TRINA SOLAR | TSM-245PA05.10 | 245 | 12 | 220 | 18 |  | Solar | FIXED | Roof
SRP21947 | TRINA SOLAR | TSM-245PA05.10 | 245 | 36 | 220 | 22 |  | Solar | FIXED | Roof
SRP21948 | YINGLI ENERGY (CHINA) | YL245P-29B | 245 | 35 | 106 | 23 |  | Solar | FIXED | Roof
SRP21950 | TRINA SOLAR | TSM-245PA05.10 | 245 | 20 | 183 | 32 |  | Solar | FIXED | Roof
SRP21951 | CONERGY | CONERGY PM 250P | 250 | 14 | 132 | 28 |  | Solar | FIXED | Roof
SRP21953 | YINGLI ENERGY (CHINA) | YL245P-29B | 245 | 29 | 216 | 15 |  | Solar | FIXED | Roof
SRP21954 | SUNPOWER | SPR-327NE-WHT-D | 327 | 17 | 95 | 45 |  | Solar | FIXED | Roof
SRP21954 | SUNPOWER | SPR-327NE-WHT-D | 327 | 8 | 185 | 40 |  | Solar | FIXED | Roof
SRP21954 | SUNPOWER | SPR-327NE-WHT-D | 327 | 16 | 185 | 50 |  | Solar | FIXED | Roof
SRP21955 | TRINA SOLAR | TSM-245PA05.10 | 245 | 15 | 90 | 30 |  | Solar | FIXED | Roof
SRP21955 | TRINA SOLAR | TSM-245PA05.10 | 245 | 30 | 270 | 30 |  | Solar | FIXED | Roof
SRP21956 | TRINA SOLAR | TSM-245PA05.10 | 245 | 37 | 200 | 22 |  | Solar | FIXED | Roof
SRP21959 | TRINA SOLAR | TSM-245PA05.10 | 245 | 26 | 184 | 33 |  | Solar | FIXED | Roof
SRP21960 | TRINA SOLAR | TSM-245PA05.10 | 245 | 26 | 221 | 20 |  | Solar | FIXED | Roof
SRP21961 | TRINA SOLAR | TSM-250PA05.08 | 250 | 27 | 206 | 15 |  | Solar | FIXED | Roof
SRP21962 | TRINA SOLAR | TSM-245PA05.10 | 245 | 6 | 130 | 27 |  | Solar | FIXED | Roof
SRP21962 | TRINA SOLAR | TSM-245PA05.10 | 245 | 9 | 130 | 27 |  | Solar | FIXED | Roof
SRP21962 | TRINA SOLAR | TSM-245PA05.10 | 245 | 33 | 220 | 27 |  | Solar | FIXED | Roof
SRP21963 | TRINA SOLAR | TSM-250PA05 | 250 | 55 | 180 | 25 |  | Solar | FIXED | Ground
SRP21964 | TRINA SOLAR | TSM-245PA05.10 | 245 | 27 | 135 | 32 |  | Solar | FIXED | Roof
SRP21964 | TRINA SOLAR | TSM-245PA05.10 | 245 | 7 | 225 | 16 |  | Solar | FIXED | Roof
SRP21966 | TRINA SOLAR | TSM-245PA05.10 | 245 | 3 | 88 | 18 |  | Solar | FIXED | Roof
SRP21966 | TRINA SOLAR | TSM-245PA05.10 | 245 | 23 | 88 | 18 |  | Solar | FIXED | Roof
SRP21966 | TRINA SOLAR | TSM-245PA05.10 | 245 | 7 | 178 | 18 |  | Solar | FIXED | Roof
SRP21966 | TRINA SOLAR | TSM-245PA05.08 | 245 | 6 | 268 | 18 |  | Solar | FIXED | Roof
SRP21967 | TRINA SOLAR | TSM-255PA05.08 | 255 | 34 | 160 | 28 |  | Solar | FIXED | Roof
SRP21968 | TRINA SOLAR | TSM-250PA05.08 | 250 | 45 | 100.3 | 40 |  | Solar | FIXED | Roof
SRP21969 | TRINA SOLAR | TSM-255PA05 | 255 | 11 | 205 | 23 |  | Solar | FIXED | Roof
SRP21970 | TRINA SOLAR | TSM-245PA05.18 | 245 | 16 | 164 | 32 |  | Solar | FIXED | Roof
SRP21971 | TRINA SOLAR | TSM-245PA05.10 | 245 | 60 | 180 | 26 |  | Solar | FIXED | Roof
SRP21972 | TRINA SOLAR | TSM-250PA05.08 | 250 | 11 | 113 | 20 |  | Solar | FIXED | Roof
SRP21973 | TRINA SOLAR | TSM-245PA05.18 | 245 | 11 | 259 | 15 |  | Solar | FIXED | Roof
SRP21974 | TRINA SOLAR | TSM-245PA05.18 | 245 | 20 | 175 | 30 |  | Solar | FIXED | Roof
SRP21975 | TRINA SOLAR | TSM-245PA05.18 | 245 | 9 | 80 | 15 |  | Solar | FIXED | Roof
SRP21975 | TRINA SOLAR | TSM-245PA05.18 | 245 | 19 | 260 | 38 |  | Solar | FIXED | Roof
SRP21982 | TRINA SOLAR | TSM-245PA05.18 | 245 | 34 | 181 | 18 |  | Solar | FIXED | Roof
SRP21983 | TRINA SOLAR | TSM-245PA05.18 | 245 | 7 | 194 | 20 |  | Solar | FIXED | Roof
SRP21983 | TRINA SOLAR | TSM-245PA05.18 | 245 | 9 | 194 | 20 |  | Solar | FIXED | Roof
SRP21984 | TRINA SOLAR | TSM-245PA05.18 | 245 | 4 | 226 | 18 |  | Solar | FIXED | Roof
SRP21984 | TRINA SOLAR | TSM-245PA05.18 | 245 | 9 | 226 | 18 |  | Solar | FIXED | Roof
SRP21984 | TRINA SOLAR | TSM-245PA05.18 | 245 | 9 | 226 | 18 |  | Solar | FIXED | Roof
SRP21985 | TRINA SOLAR | TSM-245PA05.18 | 245 | 10 | 218 | 46 |  | Solar | FIXED | Roof
SRP21987 | TRINA SOLAR | TSM-245PA05.18 | 245 | 15 | 127 | 21 |  | Solar | FIXED | Roof
SRP21987 | TRINA SOLAR | TSM-245PA05.18 | 245 | 8 | 217 | 21 |  | Solar | FIXED | Roof
SRP21989 | TRINA SOLAR | TSM-245PA05.18 | 245 | 18 | 131 | 10 |  | Solar | FIXED | Roof
SRP21990 | TRINA SOLAR | TSM-245PA05.18 | 245 | 19 | 99 | 46 |  | Solar | FIXED | Roof
SRP21990 | TRINA SOLAR | TSM-245PA05.18 | 245 | 7 | 189 | 32 |  | Solar | FIXED | Roof
SRP21992 | TRINA SOLAR | TSM-245PA05.18 | 245 | 4 | 185 | 22 |  | Solar | FIXED | Roof
SRP21992 | TRINA SOLAR | TSM-245PA05.18 | 245 | 20 | 275 | 22 |  | Solar | FIXED | Roof
SRP21995 | TRINA SOLAR | TSM-245PA05.18 | 245 | 22 | 124 | 25 |  | Solar | FIXED | Roof
SRP21996 | TRINA SOLAR | TSM-245PA05.18 | 245 | 10 | 125 | 42 |  | Solar | FIXED | Roof
SRP21998 | YINGLI ENERGY (CHINA) | YL245P-29B | 245 | 17 | 220 | 24 |  | Solar | FIXED | Roof
SRP21998 | YINGLI ENERGY (CHINA) | YL245P-29B | 245 | 7 | 220 | 33 |  | Solar | FIXED | Roof
SRP21999 | YINGLI ENERGY (CHINA) | YL245P-29B | 245 | 8 | 245 | 18 |  | Solar | FIXED | Roof
SRP21999 | YINGLI ENERGY (CHINA) | YL245P-29B | 245 | 16 | 245 | 18 |  | Solar | FIXED | Roof
SRP22000 | TRINA SOLAR | TSM-250PA05 | 250 | 2 | 125.9 | 25 |  | Solar | FIXED | Roof
SRP22000 | TRINA SOLAR | TSM-250PA05 | 250 | 9 | 125.9 | 32 |  | Solar | FIXED | Roof
SRP22000 | TRINA SOLAR | TSM-250PA05 | 250 | 5 | 215.9 | 25 |  | Solar | FIXED | Roof
SRP22001 | YINGLI ENERGY (CHINA) | YL245P-29B | 245 | 13 | 241 | 31 |  | Solar | FIXED | Roof
SRP22001 | YINGLI ENERGY (CHINA) | YL245P-29B | 245 | 15 | 241 | 31 |  | Solar | FIXED | Roof
SRP22002 | TRINA SOLAR | TSM-250PA05 | 250 | 55 | 180 | 25 |  | Solar | FIXED | Ground
SRP22003 | TRINA SOLAR | TSM-250PA05A | 250 | 38 | 218 | 14 |  | Solar | FIXED | Roof
SRP22004 | LG ELECTRONICS SOLAR CELL DIVISION | LG265S1C-G3 | 280 | 22 | 149 | 20 |  | Solar | FIXED | Roof
SRP22005 | TRINA SOLAR | TSM-245PA05.10 | 245 | 205 | 185 | 23 |  | Solar | FIXED | Roof
SRP22007 | TRINA SOLAR | TSM-250PA05.08 | 250 | 22 | 88.8 | 20 |  | Solar | FIXED | Roof
SRP22008 | TRINA SOLAR | TSM-245PA05.18 | 245 | 16 | 130 | 27 |  | Solar | FIXED | Roof
SRP22010 | TRINA SOLAR | TSM-245PA05.10 | 245 | 6 | 175 | 18 |  | Solar | FIXED | Roof
SRP22010 | TRINA SOLAR | TSM-245PA05.10 | 245 | 28 | 175 | 35 |  | Solar | FIXED | Roof
SRP22012 | TRINA SOLAR | TSM-245PA05 | 245 | 7 | 146 | 9 |  | Solar | FIXED | Roof
SRP22012 | TRINA SOLAR | TSM-245PA05 | 245 | 16 | 146 | 22 |  | Solar | FIXED | Roof
SRP22012 | TRINA SOLAR | TSM-245PA05 | 245 | 21 | 236 | 34 |  | Solar | FIXED | Roof
SRP22013 | TRINA SOLAR | TSM-245PA05.18 | 245 | 13 | 115 | 21 |  | Solar | FIXED | Roof
SRP22014 | TRINA SOLAR | TSM-245PA05.18 | 245 | 16 | 260 | 18 |  | Solar | FIXED | Roof
SRP22015 | HANWHA SOLARONE (QIDONG) | HSL60P6-PA-3-245QW | 245 | 336 | 172 | 10 |  | Solar | FIXED | Roof
SRP22016 | TRINA SOLAR | TSM-245PA05.18 | 245 | 20 | 244 | 27 |  | Solar | FIXED | Roof
SRP22017 | SUNPOWER | SPR-X20-250-BLK | 250 | 54 | 205 | 37 |  | Solar | FIXED | Roof
SRP22018 | HANWHA SOLARONE (QIDONG) | HSL60P6-PA-3-245QW | 245 | 507 | 172 | 10 |  | Solar | FIXED | Roof
SRP22019 | HANWHA SOLARONE (QIDONG) | HSL60M6-HA-0-245TW | 245 | 975 | 172 | 10 |  | Solar | FIXED | Roof
SRP22021 | SOLARWORLD | SW270 MONO | 270 | 26 | 207 | 28 |  | Solar | FIXED | Roof
SRP22022 | RENESOLA JIANGSU | JC255M-24/BB | 255 | 6 | 120 | 18 |  | Solar | FIXED | Roof
SRP22022 | RENESOLA JIANGSU | JC255M-24/BB | 255 | 114 | 210 | 18 |  | Solar | FIXED | Roof
SRP22023 | TRINA SOLAR | TSM-245PA05.10 | 245 | 25 | 175 | 33 |  | Solar | FIXED | Roof
SRP22025 | TRINA SOLAR | TSM-245PA05.18 | 245 | 5 | 162 | 32 |  | Solar | FIXED | Roof
SRP22025 | TRINA SOLAR | TSM-245PA05.18 | 245 | 25 | 252 | 32 |  | Solar | FIXED | Roof
SRP22028 | TRINA SOLAR | TSM-250PA05.08 | 250 | 7 | 219.9 | 10 |  | Solar | FIXED | Roof
SRP22028 | TRINA SOLAR | TSM-250PA05.08 | 250 | 5 | 219.9 | 15 |  | Solar | FIXED | Roof
SRP22028 | TRINA SOLAR | TSM-250PA05.08 | 250 | 16 | 219.9 | 20 |  | Solar | FIXED | Roof
SRP22029 | RENESOLA JIANGSU | JC250S-24/BB-B | 250 | 22 | 115.6 | 40 |  | Solar | FIXED | Roof
SRP22030 | SUNIVA | MVX250-60-5-701 | 250 | 49 | 180 | 30 |  | Solar | FIXED | Roof
SRP22031 | YINGLI ENERGY (CHINA) | YL245P-29B | 245 | 14 | 172 | 42 |  | Solar | FIXED | Roof
SRP22032 | TRINA SOLAR | TSM-245PA05 | 245 | 11 | 136 | 40 |  | Solar | FIXED | Roof
SRP22032 | TRINA SOLAR | TSM-245PA05 | 245 | 28 | 226 | 40 |  | Solar | FIXED | Roof
SRP22033 | TRINA SOLAR | TSM-245PA05 | 245 | 9 | 177 | 23 |  | Solar | FIXED | Roof
SRP22033 | TRINA SOLAR | TSM-245PA05 | 245 | 33 | 177 | 23 |  | Solar | FIXED | Roof
SRP22034 | YINGLI ENERGY (CHINA) | YL245P-29B | 245 | 18 | 223 | 18 |  | Solar | FIXED | Roof
SRP22035 | YINGLI ENERGY (CHINA) | YL245P-29B | 245 | 10 | 98 | 20 |  | Solar | FIXED | Roof
SRP22035 | YINGLI ENERGY (CHINA) | YL245P-29B | 245 | 6 | 188 | 20 |  | Solar | FIXED | Roof
SRP22035 | YINGLI ENERGY (CHINA) | YL245P-29B | 245 | 16 | 278 | 20 |  | Solar | FIXED | Roof
SRP22037 | YINGLI ENERGY (CHINA) | YL245P-29B | 245 | 9 | 255 | 37 |  | Solar | FIXED | Roof
SRP22037 | YINGLI ENERGY (CHINA) | YL245P-29B | 245 | 10 | 255 | 37 |  | Solar | FIXED | Roof
SRP22038 | YINGLI ENERGY (CHINA) | YL245P-29B | 245 | 20 | 97 | 9 |  | Solar | FIXED | Roof
SRP22038 | YINGLI ENERGY (CHINA) | YL245P-29B | 245 | 28 | 97 | 25 |  | Solar | FIXED | Roof
SRP22039 | YINGLI ENERGY (CHINA) | YL245P-29B | 245 | 16 | 189 | 34 |  | Solar | FIXED | Roof
SRP22039 | YINGLI ENERGY (CHINA) | YL245P-29B | 245 | 14 | 289 | 22 |  | Solar | FIXED | Roof
SRP22042 | YINGLI ENERGY (CHINA) | YL235P-29B | 235 | 12 | 145 | 15 |  | Solar | FIXED | Roof
SRP22042 | YINGLI ENERGY (CHINA) | YL235P-29B | 235 | 12 | 145 | 45 |  | Solar | FIXED | Roof
SRP22043 | SOLARWORLD | SW270 MONO | 270 | 13 | 200 | 32 |  | Solar | FIXED | Roof
SRP22044 | TRINA SOLAR | TSM-245PA05 | 245 | 37 | 156 | 25 |  | Solar | FIXED | Roof
SRP22045 | TRINA SOLAR | TSM-255PA05 | 255 | 7 | 80 | 18 |  | Solar | FIXED | Roof
SRP22045 | TRINA SOLAR | TSM-255PA05 | 255 | 29 | 170 | 18 |  | Solar | FIXED | Roof
SRP22045 | TRINA SOLAR | TSM-255PA05 | 255 | 4 | 250 | 18 |  | Solar | FIXED | Roof
SRP22046 | YINGLI ENERGY (CHINA) | YL245P-29B | 245 | 11 | 197 | 24 |  | Solar | FIXED | Roof
SRP22046 | YINGLI ENERGY (CHINA) | YL245P-29B | 245 | 9 | 197 | 30 |  | Solar | FIXED | Roof
SRP22047 | SUNPOWER | SPR-250NX-BLK-D | 250 | 72 | 177 | 16 |  | Solar | FIXED | Roof
SRP22048 | TRINA SOLAR | TSM-255PA05 | 255 | 36 | 183 | 23 |  | Solar | FIXED | Roof
SRP22050 | YINGLI ENERGY (CHINA) | YL245P-29B | 245 | 12 | 146 | 28 |  | Solar | FIXED | Roof
SRP22050 | YINGLI ENERGY (CHINA) | YL245P-29B | 245 | 8 | 236 | 28 |  | Solar | FIXED | Roof
SRP22051 | YINGLI ENERGY (CHINA) | YL245P-29B | 245 | 22 | 102 | 18 |  | Solar | FIXED | Roof
SRP22051 | YINGLI ENERGY (CHINA) | YL245P-29B | 245 | 22 | 282 | 18 |  | Solar | FIXED | Roof
SRP22052 | YINGLI ENERGY (CHINA) | YL245P-29B | 245 | 9 | 71 | 43 |  | Solar | FIXED | Roof
SRP22052 | YINGLI ENERGY (CHINA) | YL245P-29B | 245 | 18 | 161 | 33 |  | Solar | FIXED | Roof
SRP22052 | YINGLI ENERGY (CHINA) | YL245P-29B | 245 | 8 | 251 | 43 |  | Solar | FIXED | Roof
SRP22052 | YINGLI ENERGY (CHINA) | YL245P-29B | 245 | 12 | 341 | 20 |  | Solar | FIXED | Roof
SRP22053 | TRINA SOLAR | TSM-245PA05.10 | 245 | 13 | 149 | 18 |  | Solar | FIXED | Roof
SRP22053 | TRINA SOLAR | TSM-245PA05.10 | 245 | 20 | 149 | 18 |  | Solar | FIXED | Roof
SRP22055 | AXITEC | AC-250M/156-60S | 250 | 18 | 237 | 28 |  | Solar | FIXED | Roof
SRP22055 | AXITEC | AC-250M/156-60S | 250 | 20 | 237 | 32 |  | Solar | FIXED | Roof
SRP22057 | TRINA SOLAR | TSM-245PA05.10 | 245 | 32 | 125 | 30 |  | Solar | FIXED | Roof
SRP22058 | TRINA SOLAR | TSM-245PA05.10 | 245 | 22 | 149 | 26 |  | Solar | FIXED | Roof
SRP22059 | SUNIVA | MVX250-60-5-701 | 250 | 31 | 154.3 | 37 |  | Solar | FIXED | Roof
SRP22061 | TRINA SOLAR | TSM-245PA05.10 | 245 | 28 | 250 | 18 |  | Solar | FIXED | Roof
SRP22062 | CANADIAN SOLAR | CS6P-250P | 250 | 27 | 165 | 25 |  | Solar | FIXED | Roof
SRP22062 | CANADIAN SOLAR | CS6P-250P | 250 | 8 | 255 | 25 |  | Solar | FIXED | Roof
SRP22062 | CANADIAN SOLAR | CS6P-250P | 250 | 25 | 345 | 25 |  | Solar | FIXED | Roof
SRP22063 | CANADIAN SOLAR | CS6P-250P | 250 | 16 | 25 | 20 |  | Solar | FIXED | Roof
SRP22063 | CANADIAN SOLAR | CS6P-250P | 250 | 30 | 205 | 20 |  | Solar | FIXED | Roof
SRP22064 | SUNPOWER | SPR-327NE-WHT-D | 327 | 21 | 160 | 34 |  | Solar | FIXED | Roof
SRP22064 | SUNPOWER | SPR-327NE-WHT-D | 327 | 12 | 250 | 29 |  | Solar | FIXED | Roof
SRP22066 | YINGLI ENERGY (CHINA) | YL245P-29B | 245 | 16 | 201 | 41 |  | Solar | FIXED | Roof
SRP22066 | YINGLI ENERGY (CHINA) | YL245P-29B | 245 | 16 | 291 | 36 |  | Solar | FIXED | Roof
SRP22067 | YINGLI ENERGY (CHINA) | YL245P-29B | 245 | 16 | 63 | 18 |  | Solar | FIXED | Roof
SRP22067 | YINGLI ENERGY (CHINA) | YL245P-29B | 245 | 10 | 152 | 30 |  | Solar | FIXED | Roof
SRP22067 | YINGLI ENERGY (CHINA) | YL245P-29B | 245 | 20 | 239 | 18 |  | Solar | FIXED | Roof
SRP22067 | YINGLI ENERGY (CHINA) | YL245P-29B | 245 | 12 | 343 | 18 |  | Solar | FIXED | Roof
SRP22068 | YINGLI ENERGY (CHINA) | YL245P-29B | 245 | 16 | 100 | 28 |  | Solar | FIXED | Roof
SRP22068 | YINGLI ENERGY (CHINA) | YL245P-29B | 245 | 11 | 291 | 28 |  | Solar | FIXED | Roof
SRP22069 | YINGLI ENERGY (CHINA) | YL245P-29B | 245 | 11 | 103 | 30 |  | Solar | FIXED | Roof
SRP22070 | YINGLI ENERGY (CHINA) | YL245P-32B | 245 | 21 | 109 | 16 |  | Solar | FIXED | Roof
SRP22073 | YINGLI ENERGY (CHINA) | YL245P-29B | 245 | 19 | 52 | 23 |  | Solar | FIXED | Roof
SRP22073 | YINGLI ENERGY (CHINA) | YL245P-29B | 245 | 18 | 231 | 23 |  | Solar | FIXED | Roof
SRP22075 | TRINA SOLAR | TSM-255PA05 | 255 | 1 | 64 | 27 |  | Solar | FIXED | Roof
SRP22075 | TRINA SOLAR | TSM-255PA05.08 | 255 | 2 | 64 | 27 |  | Solar | FIXED | Roof
SRP22075 | TRINA SOLAR | TSM-255PA05 | 255 | 1 | 154 | 30 |  | Solar | FIXED | Roof
SRP22075 | TRINA SOLAR | TSM-255PA05 | 255 | 8 | 154 | 32 |  | Solar | FIXED | Roof
SRP22075 | TRINA SOLAR | TSM-255PA05 | 255 | 5 | 244 | 27 |  | Solar | FIXED | Roof
SRP22076 | TRINA SOLAR | TSM-245PA05.10 | 245 | 8 | 150 | 20 |  | Solar | FIXED | Roof
SRP22076 | TRINA SOLAR | TSM-245PA05.10 | 245 | 3 | 150 | 45 |  | Solar | FIXED | Roof
SRP22076 | TRINA SOLAR | TSM-245PA05.10 | 245 | 5 | 240 | 35 |  | Solar | FIXED | Roof
SRP22076 | TRINA SOLAR | TSM-245PA05.10 | 245 | 25 | 240 | 35 |  | Solar | FIXED | Roof
SRP22077 | TRINA SOLAR | TSM-255PA05A | 255 | 12 | 166 | 21 |  | Solar | FIXED | Roof
SRP22077 | TRINA SOLAR | TSM-255PA05 | 255 | 24 | 166 | 26 |  | Solar | FIXED | Roof
SRP22078 | TRINA SOLAR | TSM-245PA05.10 | 245 | 36 | 146 | 18 |  | Solar | FIXED | Roof
SRP22078 | TRINA SOLAR | TSM-245PA05.10 | 245 | 19 | 146 | 36 |  | Solar | FIXED | Roof
SRP22078 | TRINA SOLAR | TSM-245PA05.10 | 245 | 12 | 146 | 38 |  | Solar | FIXED | Roof
SRP22079 | SUNPOWER | SPR-327NE-WHT-D | 327 | 5 | 131 | 20 |  | Solar | FIXED | Roof
SRP22079 | SUNPOWER | SPR-327NE-WHT-D | 327 | 20 | 221 | 20 |  | Solar | FIXED | Roof
SRP22080 | YINGLI ENERGY (CHINA) | YL245P-29B | 245 | 24 | 145 | 25 |  | Solar | FIXED | Roof
SRP22081 | YINGLI ENERGY (CHINA) | YL245P-29B | 245 | 20 | 183 | 14 |  | Solar | FIXED | Roof
SRP22084 | TRINA SOLAR | TSM-245PA05.10 | 245 | 14 | 74 | 10 |  | Solar | FIXED | Roof
SRP22084 | TRINA SOLAR | TSM-245PA05.10 | 245 | 27 | 164 | 45 |  | Solar | FIXED | Roof
SRP22084 | TRINA SOLAR | TSM-245PA05.10 | 245 | 39 | 164 | 45 |  | Solar | FIXED | Roof
SRP22086 | TRINA SOLAR | TSM-255PA05 | 255 | 12 | 83 | 28 |  | Solar | FIXED | Roof
SRP22086 | TRINA SOLAR | TSM-255PA05 | 255 | 12 | 83 | 28 |  | Solar | FIXED | Roof
SRP22086 | TRINA SOLAR | TSM-255PD05 | 255 | 10 | 173 | 35 |  | Solar | FIXED | Roof
SRP22086 | TRINA SOLAR | TSM-255PA05 | 255 | 32 | 263 | 28 |  | Solar | FIXED | Roof
SRP22087 | TRINA SOLAR | TSM-245PA05.10 | 255 | 15 | 144 | 30 |  | Solar | FIXED | Roof
SRP22088 | CANADIAN SOLAR | CS6P-250P | 250 | 12 | 21 | 36 |  | Solar | FIXED | Roof
SRP22088 | CANADIAN SOLAR | CS6P-250P | 250 | 12 | 201 | 13 |  | Solar | FIXED | Roof
SRP22088 | CANADIAN SOLAR | CS6P-250P | 250 | 9 | 201 | 37 |  | Solar | FIXED | Roof
SRP22089 | TRINA SOLAR | TSM-255PA05A | 255 | 12 | 131 | 40 |  | Solar | FIXED | Roof
SRP22089 | TRINA SOLAR | TSM-255PA05A | 255 | 38 | 221 | 40 |  | Solar | FIXED | Roof
SRP22091 | YINGLI ENERGY (CHINA) | YL245P-29B | 245 | 6 | 79 | 32 |  | Solar | FIXED | Roof
SRP22091 | YINGLI ENERGY (CHINA) | YL245P-29B | 245 | 6 | 165 | 31 |  | Solar | FIXED | Roof
SRP22091 | YINGLI ENERGY (CHINA) | YL245P-29B | 245 | 11 | 265 | 33 |  | Solar | FIXED | Roof
SRP22092 | YINGLI ENERGY (CHINA) | YL250P-29B | 250 | 8 | 55 | 22 |  | Solar | FIXED | Roof
SRP22092 | YINGLI ENERGY (CHINA) | YL250P-29B | 250 | 9 | 55 | 23 |  | Solar | FIXED | Roof
SRP22092 | YINGLI ENERGY (CHINA) | YL250P-29B | 250 | 8 | 235 | 23 |  | Solar | FIXED | Roof
SRP22092 | YINGLI ENERGY (CHINA) | YL250P-29B | 250 | 9 | 235 | 23 |  | Solar | FIXED | Roof
SRP22093 | TRINA SOLAR | TSM-255PA05 | 255 | 9 | 139 | 36 |  | Solar | FIXED | Roof
SRP22093 | TRINA SOLAR | TSM-255PA05 | 255 | 8 | 229 | 20 |  | Solar | FIXED | Roof
SRP22093 | TRINA SOLAR | TSM-255PA05 | 255 | 9 | 229 | 20 |  | Solar | FIXED | Roof
SRP22094 | TRINA SOLAR | TSM-255PA05 | 255 | 22 | 205 | 20 |  | Solar | FIXED | Roof
SRP22094 | TRINA SOLAR | TSM-255PA05A | 255 | 34 | 205 | 20 |  | Solar | FIXED | Roof
SRP22095 | YINGLI ENERGY (CHINA) | YL245P-29B | 245 | 30 | 171 | 30 |  | Solar | FIXED | Roof
SRP22096 | TRINA SOLAR | TSM-255PA05A | 255 | 8 | 140 | 16 |  | Solar | FIXED | Roof
SRP22096 | TRINA SOLAR | TSM-255PA05A | 255 | 30 | 140 | 34 |  | Solar | FIXED | Roof
SRP22097 | TRINA SOLAR | TSM-245PA05.10 | 245 | 20 | 243 | 26 |  | Solar | FIXED | Roof
SRP22098 | YINGLI ENERGY (CHINA) | YL245P-29B | 245 | 4 | 235 | 26 |  | Solar | FIXED | Roof
SRP22098 | YINGLI ENERGY (CHINA) | YL245P-29B | 245 | 19 | 235 | 26 |  | Solar | FIXED | Roof
SRP22099 | TRINA SOLAR | TSM-255PA05 | 255 | 39 | 200 | 45 |  | Solar | FIXED | Roof
SRP22100 | TRINA SOLAR | TSM-245PA05.10 | 245 | 8 | 109 | 23 |  | Solar | FIXED | Roof
SRP22100 | TRINA SOLAR | TSM-245PA05.10 | 245 | 35 | 199 | 23 |  | Solar | FIXED | Roof
SRP22100 | TRINA SOLAR | TSM-245PA05.10 | 245 | 7 | 199 | 25 |  | Solar | FIXED | Roof
SRP22105 | YINGLI ENERGY (CHINA) | YL245P-29B | 245 | 19 | 178 | 22 |  | Solar | FIXED | Roof
SRP22106 | YINGLI ENERGY (CHINA) | YL245P-29B | 245 | 4 | 122 | 21 |  | Solar | FIXED | Roof
SRP22106 | YINGLI ENERGY (CHINA) | YL245P-29B | 245 | 16 | 122 | 27 |  | Solar | FIXED | Roof
SRP22106 | YINGLI ENERGY (CHINA) | YL245P-29B | 245 | 14 | 302 | 27 |  | Solar | FIXED | Roof
SRP22108 | YINGLI ENERGY (CHINA) | YL245P-29B | 245 | 10 | 93 | 21 |  | Solar | FIXED | Roof
SRP22110 | YINGLI ENERGY (CHINA) | YL235P-29B | 235 | 9 | 120 | 31 |  | Solar | FIXED | Roof
SRP22110 | YINGLI ENERGY (CHINA) | YL235P-29B | 235 | 11 | 120 | 31 |  | Solar | FIXED | Roof
SRP22111 | TRINA SOLAR | TSM-245PA05.10 | 245 | 12 | 123 | 33 |  | Solar | FIXED | Roof
SRP22111 | TRINA SOLAR | TSM-245PA05.10 | 245 | 14 | 212 | 25 |  | Solar | FIXED | Roof
SRP22112 | TRINA SOLAR | TSM-245PD05 | 245 | 11 | 146 | 45 |  | Solar | FIXED | Roof
SRP22112 | TRINA SOLAR | TSM-245PD05 | 245 | 9 | 236 | 45 |  | Solar | FIXED | Roof
SRP22114 | RENESOLA JIANGSU | JC250M-24/BB | 250 | 17 | 86 | 17 |  | Solar | FIXED | Roof
SRP22114 | RENESOLA JIANGSU | JC250M-24/BB | 250 | 8 | 266 | 17 |  | Solar | FIXED | Roof
SRP22115 | TRINA SOLAR | TSM-245PA05 | 245 | 22 | 130 | 24 |  | Solar | FIXED | Roof
SRP22115 | TRINA SOLAR | TSM-245PD05 | 245 | 14 | 220 | 24 |  | Solar | FIXED | Roof
SRP22116 | TRINA SOLAR | TSM-250PA05.08 | 250 | 9 | 92 | 13 |  | Solar | FIXED | Roof
SRP22116 | TRINA SOLAR | TSM-250PA05A.08 | 250 | 15 | 182 | 13 |  | Solar | FIXED | Roof
SRP22119 | YINGLI ENERGY (CHINA) | YL245P-29B | 245 | 20 | 138 | 35 |  | Solar | FIXED | Roof
SRP22120 | TRINA SOLAR | TSM-245PA05.10 | 245 | 18 | 223 | 18 |  | Solar | FIXED | Roof
SRP22120 | TRINA SOLAR | TSM-245PA05.10 | 245 | 26 | 233 | 18 |  | Solar | FIXED | Roof
SRP22124 | YINGLI ENERGY (CHINA) | YL245P-29B | 245 | 25 | 154 | 37 |  | Solar | FIXED | Roof
SRP22126 | YINGLI ENERGY (CHINA) | YL245P-29B | 245 | 36 | 89 | 31 |  | Solar | FIXED | Roof
SRP22127 | YINGLI ENERGY (CHINA) | YL245P-29B | 245 | 23 | 200 | 18 |  | Solar | FIXED | Roof
SRP22128 | YINGLI ENERGY (CHINA) | YL245P-29B | 245 | 36 | 101 | 15 |  | Solar | FIXED | Roof
SRP22129 | TRINA SOLAR | TSM-250PA05.08 | 250 | 10 | 127 | 13 |  | Solar | FIXED | Roof
SRP22129 | TRINA SOLAR | TSM-250PA05.08 | 250 | 20 | 217 | 19 |  | Solar | FIXED | Roof
SRP22129 | TRINA SOLAR | TSM-250PA05A.08 | 250 | 4 | 217 | 37 |  | Solar | FIXED | Roof
SRP22129 | TRINA SOLAR | TSM-250PA05.08 | 250 | 7 | 307 | 13 |  | Solar | FIXED | Roof
SRP22130 | YINGLI ENERGY (CHINA) | YL245P-29B | 245 | 22 | 173 | 37 |  | Solar | FIXED | Roof
SRP22131 | YINGLI ENERGY (CHINA) | YL245P-29B | 245 | 30 | 167 | 34 |  | Solar | FIXED | Roof
SRP22132 | YINGLI ENERGY (CHINA) | YL245P-29B | 245 | 31 | 121 | 34 |  | Solar | FIXED | Roof
SRP22132 | YINGLI ENERGY (CHINA) | YL245P-29B | 245 | 4 | 211 | 34 |  | Solar | FIXED | Roof
SRP22133 | YINGLI ENERGY (CHINA) | YL245P-29B | 245 | 22 | 166 | 22 |  | Solar | FIXED | Roof
SRP22134 | YINGLI ENERGY (CHINA) | YL245P-29B | 245 | 18 | 155 | 18 |  | Solar | FIXED | Roof
SRP22135 | YINGLI ENERGY (CHINA) | YL245P-29B | 245 | 18 | 235 | 38 |  | Solar | FIXED | Roof
SRP22136 | YINGLI ENERGY (CHINA) | YL245P-29B | 245 | 18 | 185 | 26 |  | Solar | FIXED | Roof
SRP22137 | YINGLI ENERGY (CHINA) | YL245P-29B | 245 | 32 | 47 | 14 |  | Solar | FIXED | Roof
SRP22137 | YINGLI ENERGY (CHINA) | YL245P-29B | 245 | 12 | 227 | 14 |  | Solar | FIXED | Roof
SRP22137 | YINGLI ENERGY (CHINA) | YL245P-29B | 245 | 18 | 227 | 14 |  | Solar | FIXED | Roof
SRP22138 | TRINA SOLAR | TSM-245PA05.10 | 245 | 14 | 88 | 30 |  | Solar | FIXED | Roof
SRP22138 | TRINA SOLAR | TSM-245PA05.10 | 245 | 9 | 178 | 28 |  | Solar | FIXED | Roof
SRP22138 | TRINA SOLAR | TSM-245PA05.10 | 245 | 14 | 178 | 28 |  | Solar | FIXED | Roof
SRP22139 | TRINA SOLAR | TSM-245PA05.10 | 245 | 5 | 92 | 40 |  | Solar | FIXED | Roof
SRP22139 | TRINA SOLAR | TSM-245PA05.10 | 245 | 12 | 92 | 40 |  | Solar | FIXED | Roof
SRP22139 | TRINA SOLAR | TSM-245PA05.10 | 245 | 24 | 182 | 28 |  | Solar | FIXED | Roof
SRP22140 | AXITEC | AC-250M/156-60S | 250 | 52 | 170 | 33 |  | Solar | FIXED | Roof
SRP22141 | AXITEC | AC-250M/156-60S | 250 | 34 | 200 | 25 |  | Solar | FIXED | Roof
SRP22142 | SOLARWORLD | SW255 MONO | 255 | 95 | 230 | 10 |  | Solar | FIXED | Roof
SRP22143 | YINGLI ENERGY (CHINA) | YL245P-29B | 245 | 12 | 270 | 27 |  | Solar | FIXED | Roof
SRP22143 | YINGLI ENERGY (CHINA) | YL245P-29B | 245 | 21 | 270 | 27 |  | Solar | FIXED | Roof
SRP22144 | YINGLI ENERGY (CHINA) | YL245P-29B | 245 | 8 | 135 | 20 |  | Solar | FIXED | Roof
SRP22144 | YINGLI ENERGY (CHINA) | YL245P-29B | 245 | 25 | 135 | 26 |  | Solar | FIXED | Roof
SRP22144 | YINGLI ENERGY (CHINA) | YL245P-29B | 245 | 18 | 225 | 15 |  | Solar | FIXED | Roof
SRP22145 | YINGLI ENERGY (CHINA) | YL245P-29B | 245 | 16 | 236 | 22 |  | Solar | FIXED | Roof
SRP22146 | YINGLI ENERGY (CHINA) | YL245P-29B | 245 | 12 | 194 | 12 |  | Solar | FIXED | Roof
SRP22146 | YINGLI ENERGY (CHINA) | YL245P-29B | 245 | 16 | 194 | 17 |  | Solar | FIXED | Roof
SRP22146 | YINGLI ENERGY (CHINA) | YL245P-29B | 245 | 7 | 194 | 33 |  | Solar | FIXED | Roof
SRP22147 | YINGLI ENERGY (CHINA) | YL245P-29B | 245 | 21 | 266 | 30 |  | Solar | FIXED | Roof
SRP22148 | YINGLI ENERGY (CHINA) | YL245P-29B | 245 | 8 | 80 | 14 |  | Solar | FIXED | Roof
SRP22148 | YINGLI ENERGY (CHINA) | YL245P-29B | 245 | 22 | 170 | 14 |  | Solar | FIXED | Roof
SRP22148 | YINGLI ENERGY (CHINA) | YL245P-29B | 245 | 8 | 260 | 14 |  | Solar | FIXED | Roof
SRP22149 | RENESOLA JIANGSU | JC250S-24/BB-B | 250 | 16 | 99.9 | 45 |  | Solar | FIXED | Roof
SRP22149 | RENESOLA JIANGSU | JC250S-24/BB-B | 250 | 9 | 189.9 | 25 |  | Solar | FIXED | Roof
SRP22150 | YINGLI ENERGY (CHINA) | YL245P-29B | 245 | 15 | 90 | 24 |  | Solar | FIXED | Roof
SRP22150 | YINGLI ENERGY (CHINA) | YL245P-29B | 245 | 19 | 270 | 24 |  | Solar | FIXED | Roof
SRP22151 | RENESOLA JIANGSU | JC250S-24/BB-B | 250 | 4 | 205 | 18 |  | Solar | FIXED | Roof
SRP22151 | RENESOLA JIANGSU | JC250S-24/BB-B | 250 | 12 | 205 | 28 |  | Solar | FIXED | Roof
SRP22152 | YINGLI ENERGY (CHINA) | YL245P-29B | 245 | 22 | 82 | 20 |  | Solar | FIXED | Roof
SRP22152 | YINGLI ENERGY (CHINA) | YL245P-29B | 245 | 14 | 162 | 20 |  | Solar | FIXED | Roof
SRP22152 | YINGLI ENERGY (CHINA) | YL245P-29B | 245 | 21 | 272 | 20 |  | Solar | FIXED | Roof
SRP22153 | RENESOLA JIANGSU | JC245M-24/BB | 245 | 48 | 180 | 21 |  | Solar | FIXED | Ground
SRP22154 | TRINA SOLAR | TSM-245PA05.18 | 245 | 16 | 162 | 22 |  | Solar | FIXED | Roof
SRP22154 | TRINA SOLAR | TSM-245PA05.18 | 245 | 6 | 252 | 22 |  | Solar | FIXED | Roof
SRP22155 | YINGLI ENERGY (CHINA) | YL245P-29B | 245 | 20 | 130 | 27 |  | Solar | FIXED | Roof
SRP22156 | RENESOLA JIANGSU | JC250M-24/BB | 250 | 36 | 125 | 23 |  | Solar | FIXED | Roof
SRP22157 | TRINA SOLAR | TSM-245PA05 | 245 | 37 | 271 | 17 |  | Solar | FIXED | Roof
SRP22159 | TRINA SOLAR | TSM-245PA05 | 245 | 25 | 183 | 20 |  | Solar | FIXED | Roof
SRP22163 | TRINA SOLAR | TSM-245PA05.18 | 245 | 6 | 197 | 8 |  | Solar | FIXED | Roof
SRP22163 | TRINA SOLAR | TSM-245PA05.18 | 245 | 6 | 287 | 15 |  | Solar | FIXED | Roof
SRP22165 | YINGLI ENERGY (CHINA) | YL245P-32B | 245 | 56 | 84 | 33 |  | Solar | FIXED | Roof
SRP22165 | YINGLI ENERGY (CHINA) | YL245P-29B | 245 | 26 | 264 | 33 |  | Solar | FIXED | Roof
SRP22166 | TRINA SOLAR | TSM-250PA05 | 250 | 75 | 180 | 25 |  | Solar | FIXED | Ground
SRP22168 | TRINA SOLAR | TSM-245PA05 | 245 | 18 | 208 | 23 |  | Solar | FIXED | Roof
SRP22169 | TRINA SOLAR | TSM-245PA05 | 245 | 20 | 209 | 30 |  | Solar | FIXED | Roof
SRP22170 | YINGLI ENERGY (CHINA) | YL245P-29B | 245 | 6 | 138 | 37 |  | Solar | FIXED | Roof
SRP22170 | YINGLI ENERGY (CHINA) | YL245P-29B | 245 | 20 | 228 | 37 |  | Solar | FIXED | Roof
SRP22171 | TRINA SOLAR | TSM-245PA05.10 | 245 | 28 | 158 | 18 |  | Solar | FIXED | Roof
SRP22172 | TRINA SOLAR | TSM-245PA05.10 | 245 | 23 | 228 | 22 |  | Solar | FIXED | Roof
SRP22173 | YINGLI ENERGY (CHINA) | YL260C-30B | 245 | 26 | 79 | 31 |  | Solar | FIXED | Roof
SRP22174 | ET SOLAR INDUSTRY | ET-P660250BB | 250 | 33 | 154 | 30 |  | Solar | FIXED | Roof
SRP22175 | YINGLI ENERGY (CHINA) | YL245P-29B | 245 | 6 | 150 | 9 |  | Solar | FIXED | Roof
SRP22175 | YINGLI ENERGY (CHINA) | YL245P-29B | 245 | 24 | 150 | 25 |  | Solar | FIXED | Roof
SRP22176 | AXITEC | AC-250M/156-60S | 250 | 20 | 93.5 | 18.7 |  | Solar | FIXED | Roof
SRP22176 | AXITEC | AC-250M/156-60S | 250 | 8 | 270 | 12.5 |  | Solar | FIXED | Roof
SRP22176 | AXITEC | AC-250M/156-60S | 250 | 16 | 270 | 30 |  | Solar | FIXED | Roof
SRP22184 | TRINA SOLAR | TSM-255PA05.18 | 255 | 2 | 201 | 15 |  | Solar | FIXED | Roof
SRP22184 | TRINA SOLAR | TSM-255PA05.18 | 255 | 49 | 201 | 20 |  | Solar | FIXED | Roof
SRP22186 | TRINA SOLAR | TSM-245PA05 | 245 | 9 | 192 | 17 |  | Solar | FIXED | Roof
SRP22186 | TRINA SOLAR | TSM-245PA05.05 | 245 | 9 | 192 | 29 |  | Solar | FIXED | Roof
SRP22187 | TRINA SOLAR | TSM-245PA05.10 | 245 | 21 | 183 | 16 |  | Solar | FIXED | Roof
SRP22187 | TRINA SOLAR | TSM-245PA05.10 | 245 | 5 | 183 | 45 |  | Solar | FIXED | Roof
SRP22189 | TRINA SOLAR | TSM-245PA05.10 | 245 | 4 | 118 | 21 |  | Solar | FIXED | Roof
SRP22189 | TRINA SOLAR | TSM-245PA05.10 | 245 | 28 | 208 | 22 |  | Solar | FIXED | Roof
SRP22190 | TRINA SOLAR | TSM-245PA05.10 | 245 | 37 | 235 | 18 |  | Solar | FIXED | Roof
SRP22191 | TRINA SOLAR | TSM-245PA05.10 | 245 | 30 | 91 | 18 |  | Solar | FIXED | Roof
SRP22192 | TRINA SOLAR | TSM-245PA05.10 | 245 | 34 | 186 | 17 |  | Solar | FIXED | Roof
SRP22193 | TRINA SOLAR | TSM-250PA05A.08 | 250 | 22 | 131.8 | 20 |  | Solar | FIXED | Roof
SRP22195 | TRINA SOLAR | TSM-245PA05 | 245 | 6 | 24 | 20 |  | Solar | FIXED | Roof
SRP22195 | TRINA SOLAR | TSM-245PA05 | 245 | 6 | 110 | 42 |  | Solar | FIXED | Roof
SRP22195 | TRINA SOLAR | TSM-245PA05.10 | 245 | 19 | 200 | 24 |  | Solar | FIXED | Roof
SRP22195 | TRINA SOLAR | TSM-245PA05 | 245 | 8 | 200 | 37 |  | Solar | FIXED | Roof
SRP22195 | TRINA SOLAR | TSM-245PA05 | 245 | 6 | 290 | 42 |  | Solar | FIXED | Roof
SRP22196 | TRINA SOLAR | TSM-245PA05.10 | 245 | 32 | 145 | 35 |  | Solar | FIXED | Roof
SRP22197 | TRINA SOLAR | TSM-250PA05 | 250 | 9 | 120.4 | 15 |  | Solar | FIXED | Roof
SRP22197 | TRINA SOLAR | TSM-250PA05 | 250 | 19 | 210.4 | 15 |  | Solar | FIXED | Roof
SRP22198 | TRINA SOLAR | TSM-255PA05 | 255 | 37 | 220 | 20 |  | Solar | FIXED | Roof
SRP22199 | TRINA SOLAR | TSM-245PA05 | 245 | 38 | 155 | 25 |  | Solar | FIXED | Roof
SRP22202 | YINGLI ENERGY (CHINA) | YL250P-29B | 250 | 6 | 96 | 19 |  | Solar | FIXED | Roof
SRP22202 | YINGLI ENERGY (CHINA) | YL250P-29B | 250 | 24 | 186 | 36 |  | Solar | FIXED | Roof
SRP22202 | YINGLI ENERGY (CHINA) | YL250P-29B | 250 | 4 | 277 | 19 |  | Solar | FIXED | Roof
SRP22202 | YINGLI ENERGY (CHINA) | YL250P-29B | 250 | 6 | 356 | 12 |  | Solar | FIXED | Roof
SRP22203 | YINGLI ENERGY (CHINA) | YL245P-29B | 245 | 24 | 137 | 19 |  | Solar | FIXED | Roof
SRP22204 | SHARP | ND-Q250F7 | 250 | 37 | 200 | 31 |  | Solar | FIXED | Roof
SRP22205 | TRINA SOLAR | TSM-250PA05.08 | 250 | 22 | 121.4 | 40 |  | Solar | FIXED | Roof
SRP22206 | TRINA SOLAR | TSM-250PA05.08 | 250 | 12 | 125 | 15 |  | Solar | FIXED | Roof
SRP22206 | TRINA SOLAR | TSM-250PA05.08 | 250 | 21 | 125 | 18 |  | Solar | FIXED | Roof
SRP22206 | TRINA SOLAR | TSM-250PA05.08 | 250 | 9 | 305 | 20 |  | Solar | FIXED | Roof
SRP22207 | TRINA SOLAR | TSM-250PA05.08 | 250 | 13 | 86.9 | 40 |  | Solar | FIXED | Roof
SRP22207 | TRINA SOLAR | TSM-250PA05.08 | 250 | 24 | 176.9 | 30 |  | Solar | FIXED | Roof
SRP22207 | TRINA SOLAR | TSM-250PA05A.08 | 250 | 13 | 266.9 | 40 |  | Solar | FIXED | Roof
SRP22208 | TRINA SOLAR | TSM-245PA05.08 | 245 | 21 | 180 | 30 |  | Solar | FIXED | Ground
SRP22209 | ET SOLAR INDUSTRY | ET-P660250BB | 250 | 33 | 177 | 20 |  | Solar | FIXED | Roof
SRP22210 | TRINA SOLAR | TSM-245PA05.10 | 245 | 12 | 111 | 34 |  | Solar | FIXED | Roof
SRP22210 | TRINA SOLAR | TSM-245PA05.10 | 245 | 30 | 111 | 34 |  | Solar | FIXED | Roof
SRP22211 | ET SOLAR INDUSTRY | ET-P660250BB | 250 | 20 | 86 | 35 |  | Solar | FIXED | Roof
SRP22211 | ET SOLAR INDUSTRY | ET-P660250BB | 250 | 14 | 266 | 35 |  | Solar | FIXED | Roof
SRP22213 | TRINA SOLAR | TSM-245PA05.18 | 245 | 7 | 160 | 32 |  | Solar | FIXED | Roof
SRP22218 | TRINA SOLAR | TSM-245PA05.10 | 245 | 12 | 122 | 18 |  | Solar | FIXED | Roof
SRP22218 | TRINA SOLAR | TSM-245PA05.10 | 245 | 51 | 212 | 18 |  | Solar | FIXED | Roof
SRP22219 | SILIKEN MANUFACTURING USA | SLK60P6L BLK/WHT 250WP | 250 | 33 | 123 | 22 |  | Solar | FIXED | Roof
SRP22220 | PACIFIC SOLAR PTY LIMITED | PP-USA-213-B5 | 240 | 14 | 196 | 34 |  | Solar | FIXED | Roof
SRP22222 | TRINA SOLAR | TSM-245PA05.10 | 245 | 12 | 90 | 25 |  | Solar | FIXED | Roof
SRP22222 | TRINA SOLAR | TSM-245PA05.10 | 245 | 14 | 270 | 25 |  | Solar | FIXED | Roof
SRP22224 | TRINA SOLAR | TSM-245PA05.10 | 245 | 5 | 127 | 26 |  | Solar | FIXED | Roof
SRP22224 | TRINA SOLAR | TSM-245PA05.10 | 245 | 18 | 127 | 36 |  | Solar | FIXED | Roof
SRP22224 | TRINA SOLAR | TSM-245PA05.10 | 245 | 24 | 217 | 26 |  | Solar | FIXED | Roof
SRP22225 | YINGLI ENERGY (CHINA) | YL245P-29B | 245 | 22 | 260 | 30 |  | Solar | FIXED | Roof
SRP22226 | YINGLI ENERGY (CHINA) | YL245P-29B | 245 | 18 | 107 | 18 |  | Solar | FIXED | Roof
SRP22226 | YINGLI ENERGY (CHINA) | YL245P-29B | 245 | 13 | 280 | 18 |  | Solar | FIXED | Roof
SRP22227 | YINGLI ENERGY (CHINA) | YL245P-29B | 245 | 14 | 144 | 27 |  | Solar | FIXED | Roof
SRP22227 | YINGLI ENERGY (CHINA) | YL245P-29B | 245 | 14 | 214 | 26 |  | Solar | FIXED | Roof
SRP22229 | HYUNDAI HEAVY INDUSTRIES | HIS-S260MG | 260 | 6 | 173 | 8 |  | Solar | FIXED | Roof
SRP22229 | HYUNDAI HEAVY INDUSTRIES | HIS-S260MG | 260 | 10 | 263 | 10 |  | Solar | FIXED | Roof
SRP22230 | TRINA SOLAR | TSM-250PA05 | 250 | 30 | 225 | 15 |  | Solar | FIXED | Roof
SRP22231 | RENESOLA JIANGSU | JC250S-24/BB-B | 250 | 25 | 179.6 | 30 |  | Solar | FIXED | Roof
SRP22231 | RENESOLA JIANGSU | JC250S-24/BB-B | 250 | 11 | 269.6 | 45 |  | Solar | FIXED | Roof
SRP22232 | TRINA SOLAR | TSM-250PA05.08 | 250 | 49 | 270 | 26 |  | Solar | FIXED | Roof
SRP22233 | TRINA SOLAR | TSM-250PA05.08 | 250 | 18 | 275 | 22 |  | Solar | FIXED | Roof
SRP22236 | TRINA SOLAR | TSM-250PA05 | 250 | 15 | 229 | 31 |  | Solar | FIXED | Roof
SRP22238 | RENESOLA JIANGSU | JC250S-24/BB-B | 250 | 9 | 215.2 | 20 |  | Solar | FIXED | Roof
SRP22239 | TRINA SOLAR | TSM-250PA05 | 250 | 22 | 180.6 | 25 |  | Solar | FIXED | Roof
SRP22240 | CANADIAN SOLAR | CS6P-250P | 250 | 34 | 185 | 18 |  | Solar | FIXED | Roof
SRP22242 | ET SOLAR INDUSTRY | ET-P660245BB | 245 | 26 | 96 | 28 |  | Solar | FIXED | Roof
SRP22243 | YINGLI ENERGY (CHINA) | YL245P-29B | 245 | 22 | 102 | 34 |  | Solar | FIXED | Roof
SRP22244 | YINGLI ENERGY (CHINA) | YL245P-29B | 245 | 32 | 176 | 24 |  | Solar | FIXED | Roof
SRP22246 | YINGLI ENERGY (CHINA) | YL245P-29B | 245 | 10 | 177 | 43 |  | Solar | FIXED | Roof
SRP22246 | YINGLI ENERGY (CHINA) | YL245P-29B | 245 | 30 | 258 | 28 |  | Solar | FIXED | Roof
SRP22247 | YINGLI ENERGY (CHINA) | YL250P-29B | 250 | 7 | 34 | 28 |  | Solar | FIXED | Roof
SRP22247 | YINGLI ENERGY (CHINA) | YL250P-29B | 250 | 6 | 210 | 28 |  | Solar | FIXED | Roof
SRP22248 | CANADIAN SOLAR | CS6P-250P | 250 | 22 | 108 | 30 |  | Solar | FIXED | Roof
SRP22248 | CANADIAN SOLAR | CS6P-250P | 250 | 16 | 290 | 30 |  | Solar | FIXED | Roof
SRP22250 | TRINA SOLAR | TSM-245PA05 | 245 | 30 | 218 | 28 |  | Solar | FIXED | Roof
SRP22252 | TRINA SOLAR | TSM-245PA05 | 245 | 20 | 154 | 22 |  | Solar | FIXED | Roof
SRP22253 | TRINA SOLAR | TSM-245PA05.18 | 245 | 15 | 149 | 36 |  | Solar | FIXED | Roof
SRP22254 | TRINA SOLAR | TSM-245PA05 | 245 | 24 | 175 | 24 |  | Solar | FIXED | Roof
SRP22255 | TRINA SOLAR | TSM-240PA05 | 240 | 23 | 216 | 31 |  | Solar | FIXED | Roof
SRP22256 | SUNPOWER | SPR-327NE-WHT-D | 327 | 35 | 182 | 32 |  | Solar | FIXED | Roof
SRP22256 | SUNPOWER | SPR-327NE-WHT-D | 327 | 11 | 268 | 41 |  | Solar | FIXED | Roof
SRP22259 | YINGLI ENERGY (CHINA) | YL245P-29B | 245 | 18 | 160 | 29 |  | Solar | FIXED | Roof
SRP22260 | TRINA SOLAR | TSM-255PA05 | 255 | 16 | 145 | 22 |  | Solar | FIXED | Roof
SRP22260 | TRINA SOLAR | TSM-255PA05 | 255 | 20 | 325 | 23 |  | Solar | FIXED | Roof
SRP22261 | YINGLI ENERGY (CHINA) | YL245P-29B | 245 | 9 | 141 | 14 |  | Solar | FIXED | Roof
SRP22261 | YINGLI ENERGY (CHINA) | YL245P-29B | 245 | 11 | 141 | 20 |  | Solar | FIXED | Roof
SRP22262 | TRINA SOLAR | TSM-245PA05 | 245 | 12 | 128 | 18 |  | Solar | FIXED | Roof
SRP22262 | TRINA SOLAR | TSM-245PA05 | 245 | 23 | 128 | 21 |  | Solar | FIXED | Roof
SRP22263 | TRINA SOLAR | TSM-245PA05.18 | 245 | 6 | 278 | 24 |  | Solar | FIXED | Roof
SRP22265 | TRINA SOLAR | TSM-245PA05.18 | 245 | 4 | 103 | 19 |  | Solar | FIXED | Roof
SRP22265 | TRINA SOLAR | TSM-245PA05.18 | 245 | 12 | 103 | 19 |  | Solar | FIXED | Roof
SRP22265 | TRINA SOLAR | TSM-245PA05.18 | 245 | 2 | 283 | 19 |  | Solar | FIXED | Roof
SRP22265 | TRINA SOLAR | TSM-245PA05.18 | 245 | 17 | 283 | 29 |  | Solar | FIXED | Roof
SRP22268 | TRINA SOLAR | TSM-245PA05.18 | 245 | 27 | 220 | 19 |  | Solar | FIXED | Roof
SRP22269 | TRINA SOLAR | TSM-245PA05.18 | 245 | 12 | 124 | 15 |  | Solar | FIXED | Roof
SRP22269 | TRINA SOLAR | TSM-245PA05.18 | 245 | 9 | 304 | 15 |  | Solar | FIXED | Roof
SRP22270 | TRINA SOLAR | TSM-245PA05.18 | 245 | 10 | 121 | 15 |  | Solar | FIXED | Roof
SRP22270 | TRINA SOLAR | TSM-245PA05.18 | 245 | 21 | 121 | 35 |  | Solar | FIXED | Roof
SRP22272 | TRINA SOLAR | TSM-245PA05.18 | 245 | 17 | 175 | 30 |  | Solar | FIXED | Roof
SRP22273 | TRINA SOLAR | TSM-245PA05.18 | 245 | 27 | 157 | 22 |  | Solar | FIXED | Roof
SRP22274 | TRINA SOLAR | TSM-250PD05 | 250 | 25 | 200 | 23 |  | Solar | FIXED | Roof
SRP22275 | TRINA SOLAR | TSM-250PA05A | 250 | 22 | 217 | 20 |  | Solar | FIXED | Roof
SRP22276 | TRINA SOLAR | TSM-245PA05.18 | 245 | 14 | 164 | 23 |  | Solar | FIXED | Roof
SRP22277 | TRINA SOLAR | TSM-245PA05.18 | 245 | 3 | 95 | 18 |  | Solar | FIXED | Roof
SRP22277 | TRINA SOLAR | TSM-245PA05.18 | 245 | 16 | 185 | 28 |  | Solar | FIXED | Roof
SRP22277 | TRINA SOLAR | TSM-245PA05.18 | 245 | 6 | 275 | 18 |  | Solar | FIXED | Roof
SRP22281 | RENESOLA JIANGSU | JC250S-24/BB-B | 250 | 25 | 155 | 23 |  | Solar | FIXED | Roof
SRP22283 | TRINA SOLAR | TSM-245PA05.15 | 245 | 12 | 248 | 19 |  | Solar | FIXED | Roof
SRP22283 | TRINA SOLAR | TSM-245PA05.18 | 245 | 9 | 248 | 19 |  | Solar | FIXED | Roof
SRP22283 | TRINA SOLAR | TSM-245PA05.18 | 245 | 12 | 248 | 19 |  | Solar | FIXED | Roof
SRP22284 | TRINA SOLAR | TSM-250PA05 | 250 | 7 | 111 | 36 |  | Solar | FIXED | Roof
SRP22284 | TRINA SOLAR | TSM-250PA05 | 250 | 6 | 201 | 35 |  | Solar | FIXED | Roof
SRP22284 | TRINA SOLAR | TSM-250PA05 | 250 | 17 | 201 | 35 |  | Solar | FIXED | Roof
SRP22286 | TRINA SOLAR | TSM-245PA05.05 | 245 | 31 | 217 | 17 |  | Solar | FIXED | Roof
SRP22287 | YINGLI ENERGY (CHINA) | YL245P-29B | 245 | 20 | 196 | 41 |  | Solar | FIXED | Roof
SRP22287 | YINGLI ENERGY (CHINA) | YL245P-29B | 245 | 22 | 286 | 14 |  | Solar | FIXED | Roof
SRP22290 | TRINA SOLAR | TSM-245PA05 | 245 | 11 | 227 | 15 |  | Solar | FIXED | Roof
SRP22292 | TRINA SOLAR | TSM-245PA05 | 245 | 10 | 138 | 25 |  | Solar | FIXED | Roof
SRP22292 | TRINA SOLAR | TSM-245PA05 | 245 | 6 | 228 | 30 |  | Solar | FIXED | Roof
SRP22294 | MOTECH AMERICAS | IM72C3-305-XXXXXX | 305 | 803 | 137 | 25 |  | Solar | FIXED | Roof
SRP22297 | TRINA SOLAR | TSM-255PA05 | 255 | 5 | 154 | 32 |  | Solar | FIXED | Roof
SRP22297 | TRINA SOLAR | TSM-255PA05 | 255 | 9 | 154 | 35 |  | Solar | FIXED | Roof
SRP22297 | TRINA SOLAR | TSM-255PA05 | 255 | 5 | 244 | 11 |  | Solar | FIXED | Roof
SRP22297 | TRINA SOLAR | TSM-255PA05A | 255 | 17 | 244 | 32 |  | Solar | FIXED | Roof
SRP22298 | ET SOLAR INDUSTRY | ET-P660250BB | 250 | 96 | 147 | 10 |  | Solar | FIXED | Roof
SRP22298 | ET SOLAR INDUSTRY | ET-P660250BB | 250 | 164 | 159 | 2.5 |  | Solar | FIXED | Roof
SRP22303 | TRINA SOLAR | TSM-245PA05.18 | 245 | 24 | 227 | 17 |  | Solar | FIXED | Roof
SRP22304 | TRINA SOLAR | TSM-245PA05.18 | 245 | 6 | 198 | 16 |  | Solar | FIXED | Roof
SRP22304 | TRINA SOLAR | TSM-245PA05.18 | 245 | 15 | 198 | 18 |  | Solar | FIXED | Roof
SRP22308 | TRINA SOLAR | TSM-245PA05 | 245 | 4 | 90 | 20 |  | Solar | FIXED | Roof
SRP22308 | TRINA SOLAR | TSM-245PA05 | 245 | 21 | 270 | 20 |  | Solar | FIXED | Roof
SRP22309 | TRINA SOLAR | TSM-245PA05 | 245 | 17 | 138 | 18 |  | Solar | FIXED | Roof
SRP22309 | TRINA SOLAR | TSM-245PA05 | 245 | 19 | 318 | 17 |  | Solar | FIXED | Roof
SRP22310 | TRINA SOLAR | TSM-245PA05 | 245 | 21 | 243 | 27 |  | Solar | FIXED | Roof
SRP22312 | CANADIAN SOLAR | CS6P-250P | 250 | 21 | 145 | 36 |  | Solar | FIXED | Roof
SRP22312 | CANADIAN SOLAR | CS6P-250P | 250 | 21 | 145 | 36 |  | Solar | FIXED | Roof
SRP22314 | TRINA SOLAR | TSM-245PA05 | 245 | 20 | 185 | 24 |  | Solar | FIXED | Roof
SRP22315 | TRINA SOLAR | TSM-255PA05A.18 | 255 | 16 | 194 | 18 |  | Solar | FIXED | Roof
SRP22315 | TRINA SOLAR | TSM-255PA05A.08 | 255 | 13 | 284 | 18 |  | Solar | FIXED | Roof
SRP22315 | TRINA SOLAR | TSM-255PA05 | 255 | 9 | 293 | 18 |  | Solar | FIXED | Roof
SRP22316 | TRINA SOLAR | TSM-245PA05 | 245 | 7 | 190 | 18 |  | Solar | FIXED | Roof
SRP22316 | TRINA SOLAR | TSM-245PA05 | 245 | 9 | 190 | 40 |  | Solar | FIXED | Roof
SRP22319 | TRINA SOLAR | TSM-245PA05.18 | 245 | 18 | 165 | 25 |  | Solar | FIXED | Roof
SRP22320 | TRINA SOLAR | TSM-245PA05.18 | 245 | 10 | 264 | 36 |  | Solar | FIXED | Roof
SRP22321 | TRINA SOLAR | TSM-245PA05.18 | 245 | 22 | 172 | 39 |  | Solar | FIXED | Roof
SRP22321 | TRINA SOLAR | TSM-245PA05.18 | 245 | 12 | 172 | 40 |  | Solar | FIXED | Roof
SRP22321 | TRINA SOLAR | TSM-245PA05.18 | 245 | 7 | 352 | 14 |  | Solar | FIXED | Roof
SRP22322 | SUNPOWER | SPR-327NE-WHT-D | 327 | 33 | 180 | 34 |  | Solar | FIXED | Ground
SRP22323 | TRINA SOLAR | TSM-245PA05 | 245 | 4 | 110 | 11 |  | Solar | FIXED | Roof
SRP22323 | TRINA SOLAR | TSM-245PA05 | 245 | 6 | 110 | 11 |  | Solar | FIXED | Roof
SRP22323 | TRINA SOLAR | TSM-245PA05 | 245 | 10 | 110 | 11 |  | Solar | FIXED | Roof
SRP22323 | TRINA SOLAR | TSM-245PA05 | 245 | 11 | 200 | 18 |  | Solar | FIXED | Roof
SRP22324 | TRINA SOLAR | TSM-245PA05.18 | 245 | 21 | 192 | 20 |  | Solar | FIXED | Roof
SRP22325 | TRINA SOLAR | TSM-245PA05.18 | 245 | 28 | 104 | 31 |  | Solar | FIXED | Roof
SRP22330 | TRINA SOLAR | TSM-245PA05.18 | 245 | 15 | 160 | 25 |  | Solar | FIXED | Roof
SRP22336 | TRINA SOLAR | TSM-245PA05 | 245 | 12 | 90 | 20 |  | Solar | FIXED | Roof
SRP22336 | TRINA SOLAR | TSM-245PA05 | 245 | 4 | 90 | 22 |  | Solar | FIXED | Roof
SRP22337 | YINGLI ENERGY (CHINA) | YL245P-29B | 245 | 10 | 200 | 40 |  | Solar | FIXED | Roof
SRP22337 | YINGLI ENERGY (CHINA) | YL245P-29B | 245 | 10 | 290 | 40 |  | Solar | FIXED | Roof
SRP22338 | YINGLI ENERGY (CHINA) | YL245P-29B | 245 | 24 | 174 | 17 |  | Solar | FIXED | Roof
SRP22339 | YINGLI ENERGY (CHINA) | YL245P-29B | 245 | 25 | 204 | 18 |  | Solar | FIXED | Roof
SRP22340 | YINGLI ENERGY (CHINA) | YL245P-29B | 245 | 16 | 145 | 18 |  | Solar | FIXED | Roof
SRP22340 | YINGLI ENERGY (CHINA) | YL245P-29B | 245 | 11 | 235 | 20 |  | Solar | FIXED | Roof
SRP22341 | YINGLI ENERGY (CHINA) | YL245P-29B | 245 | 27 | 219 | 24 |  | Solar | FIXED | Roof
SRP22342 | YINGLI ENERGY (CHINA) | YL245P-29B | 245 | 36 | 257 | 22 |  | Solar | FIXED | Roof
SRP22343 | SUNPOWER | SPR-327NE-WHT-D | 327 | 36 | 174 | 24 |  | Solar | FIXED | Roof
SRP22344 | TRINA SOLAR | TSM-250PA05 | 250 | 21 | 132 | 32 |  | Solar | FIXED | Roof
SRP22344 | TRINA SOLAR | TSM-250PA05 | 250 | 7 | 222 | 45 |  | Solar | FIXED | Roof
SRP22346 | TRINA SOLAR | TSM-250PA05.08 | 250 | 30 | 101.7 | 30 |  | Solar | FIXED | Roof
SRP22346 | TRINA SOLAR | TSM-250PA05.08 | 250 | 20 | 191.7 | 15 |  | Solar | FIXED | Roof
SRP22346 | TRINA SOLAR | TSM-250PA05.08 | 250 | 6 | 191.7 | 30 |  | Solar | FIXED | Roof
SRP22347 | TRINA SOLAR | TSM-250PA05 | 250 | 2 | 134 | 19 |  | Solar | FIXED | Roof
SRP22347 | TRINA SOLAR | TSM-250PA05 | 250 | 12 | 224 | 20 |  | Solar | FIXED | Roof
SRP22348 | TRINA SOLAR | TSM-250PA05.08 | 250 | 29 | 96 | 25 |  | Solar | FIXED | Roof
SRP22351 | TRINA SOLAR | TSM-250PA05 | 250 | 27 | 170 | 22 |  | Solar | FIXED | Roof
SRP22352 | CANADIAN SOLAR | CS6P-250P | 250 | 4 | 104 | 20 |  | Solar | FIXED | Roof
SRP22352 | CANADIAN SOLAR | CS6P-250P | 250 | 7 | 104 | 20 |  | Solar | FIXED | Roof
SRP22352 | CANADIAN SOLAR | CS6P-250P | 250 | 12 | 104 | 20 |  | Solar | FIXED | Roof
SRP22352 | CANADIAN SOLAR | CS6P-250P | 250 | 11 | 284 | 20 |  | Solar | FIXED | Roof
SRP22352 | CANADIAN SOLAR | CS6P-250P | 250 | 16 | 284 | 20 |  | Solar | FIXED | Roof
SRP22353 | TRINA SOLAR | TSM-250PA05 | 250 | 35 | 104.9 | 26 |  | Solar | FIXED | Roof
SRP22354 | RENESOLA JIANGSU | JC250S-24/BB-B | 250 | 25 | 122 | 25 |  | Solar | FIXED | Roof
SRP22355 | CANADIAN SOLAR | CS6P-250P | 250 | 10 | 57 | 4 |  | Solar | FIXED | Roof
SRP22355 | CANADIAN SOLAR | CS6P-250P | 250 | 15 | 147 | 17 |  | Solar | FIXED | Roof
SRP22355 | CANADIAN SOLAR | CS6P-250P | 250 | 5 | 147 | 41 |  | Solar | FIXED | Roof
SRP22355 | CANADIAN SOLAR | CS6P-250P | 250 | 9 | 237 | 43 |  | Solar | FIXED | Roof
SRP22356 | TRINA SOLAR | TSM-250PA05 | 250 | 20 | 174 | 18 |  | Solar | FIXED | Roof
SRP22357 | TRINA SOLAR | TSM-250PA05.08 | 250 | 24 | 130.7 | 25 |  | Solar | FIXED | Roof
SRP22357 | TRINA SOLAR | TSM-250PA05.08 | 250 | 8 | 220.7 | 35 |  | Solar | FIXED | Roof
SRP22358 | CANADIAN SOLAR | CS6P-250P | 250 | 41 | 64 | 18 |  | Solar | FIXED | Roof
SRP22358 | CANADIAN SOLAR | CS6P-250P | 250 | 13 | 64 | 29 |  | Solar | FIXED | Roof
SRP22358 | CANADIAN SOLAR | CS6P-250P | 250 | 33 | 154 | 18 |  | Solar | FIXED | Roof
SRP22358 | CANADIAN SOLAR | CS6P-250P | 250 | 13 | 244 | 18 |  | Solar | FIXED | Roof
SRP22358 | CANADIAN SOLAR | CS6P-250P | 250 | 13 | 247 | 18 |  | Solar | FIXED | Roof
SRP22358 | CANADIAN SOLAR | CS6P-250P | 250 | 8 | 247 | 28 |  | Solar | FIXED | Roof
SRP22358 | CANADIAN SOLAR | CS6P-250P | 250 | 11 | 247 | 29 |  | Solar | FIXED | Roof
SRP22358 | CANADIAN SOLAR | CS6P-250P | 250 | 47 | 334 | 11 |  | Solar | FIXED | Roof
SRP22358 | CANADIAN SOLAR | CS6P-250P | 250 | 11 | 334 | 18 |  | Solar | FIXED | Roof
SRP22359 | TRINA SOLAR | TSM-250PA05.08 | 250 | 24 | 205.8 | 28 |  | Solar | FIXED | Roof
SRP22360 | SOLARWORLD | SW265 MONO | 265 | 11 | 136 | 28 |  | Solar | FIXED | Roof
SRP22360 | SOLARWORLD | SW265 MONO | 265 | 6 | 225 | 17 |  | Solar | FIXED | Roof
SRP22360 | SOLARWORLD | SW265 MONO | 265 | 14 | 225 | 20 |  | Solar | FIXED | Roof
SRP22363 | TRINA SOLAR | TSM-250PA05 | 250 | 19 | 155 | 33 |  | Solar | FIXED | Roof
SRP22364 | CANADIAN SOLAR | CS6P-250P | 250 | 30 | 171 | 26 |  | Solar | FIXED | Roof
SRP22365 | TRINA SOLAR | TSM-250PA05 | 250 | 12 | 127 | 34 |  | Solar | FIXED | Roof
SRP22365 | TRINA SOLAR | TSM-250PA05 | 250 | 12 | 217 | 32 |  | Solar | FIXED | Roof
SRP22366 | TRINA SOLAR | TSM-250PA05 | 250 | 8 | 144 | 3 |  | Solar | FIXED | Roof
SRP22366 | TRINA SOLAR | TSM-250PA05 | 250 | 16 | 144 | 18 |  | Solar | FIXED | Roof
SRP22367 | TRINA SOLAR | TSM-245PA05.10 | 245 | 50 | 129 | 26 |  | Solar | FIXED | Roof
SRP22367 | TRINA SOLAR | TSM-245PA05.10 | 245 | 15 | 309 | 26 |  | Solar | FIXED | Roof
SRP22368 | RENESOLA JIANGSU | JC245M-24/BB | 245 | 44 | 180 | 25 |  | Solar | FIXED | Roof
SRP22369 | CANADIAN SOLAR | CS6X-300M | 300 | 396 | 180 | 10 |  | Solar | FIXED | Roof
SRP22371 | TRINA SOLAR | TSM-250PD05.08 | 250 | 13 | 76.6 | 20 |  | Solar | FIXED | Roof
SRP22371 | TRINA SOLAR | TSM-250PA05A.08 | 250 | 16 | 256.6 | 20 |  | Solar | FIXED | Roof
SRP22372 | TRINA SOLAR | TSM-245PA05.10 | 245 | 32 | 125 | 20 |  | Solar | FIXED | Roof
SRP22373 | TRINA SOLAR | TSM-245PA05.10 | 245 | 9 | 185 | 32 |  | Solar | FIXED | Roof
SRP22373 | TRINA SOLAR | TSM-245PA05.10 | 245 | 20 | 235.5 | 30 |  | Solar | FIXED | Roof
SRP22374 | TRINA SOLAR | TSM-250PA05 | 250 | 17 | 190 | 27 |  | Solar | FIXED | Roof
SRP22375 | TRINA SOLAR | TSM-245PA05.10 | 245 | 22 | 97 | 26 |  | Solar | FIXED | Roof
SRP22376 | TRINA SOLAR | TSM-250PA05 | 250 | 26 | 175.2 | 20 |  | Solar | FIXED | Roof
SRP22377 | YINGLI ENERGY (CHINA) | YL245P-29B | 245 | 20 | 5 | 20 |  | Solar | FIXED | Roof
SRP22377 | YINGLI ENERGY (CHINA) | YL245P-29B | 245 | 17 | 186 | 20 |  | Solar | FIXED | Roof
SRP22378 | YINGLI ENERGY (CHINA) | YL245P-29B | 245 | 11 | 204 | 26 |  | Solar | FIXED | Roof
SRP22378 | YINGLI ENERGY (CHINA) | YL245P-29B | 245 | 33 | 204 | 32 |  | Solar | FIXED | Roof
SRP22379 | TRINA SOLAR | TSM-250PA05.08 | 250 | 42 | 68.8 | 35 |  | Solar | FIXED | Roof
SRP22380 | SUNPOWER | SPR-327NE-WHT-D | 327 | 17 | 195 | 29 |  | Solar | FIXED | Roof
SRP22382 | TRINA SOLAR | TSM-250PA05.08 | 250 | 17 | 94.5 | 30 |  | Solar | FIXED | Roof
SRP22382 | TRINA SOLAR | TSM-250PA05.08 | 250 | 28 | 184.5 | 30 |  | Solar | FIXED | Roof
SRP22383 | SOLARWORLD | SW255 POLY | 255 | 19 | 218 | 25 |  | Solar | FIXED | Roof
SRP22384 | RENESOLA JIANGSU | JC250M-24/BB | 250 | 12 | 187.6 | 40 |  | Solar | FIXED | Roof
SRP22384 | RENESOLA JIANGSU | JC250M-24/BB | 250 | 8 | 277.6 | 40 |  | Solar | FIXED | Roof
SRP22386 | LG ELECTRONICS SOLAR CELL DIVISION | LG250S1C-G2 | 250 | 7 | 70.5 | 20 |  | Solar | FIXED | Roof
SRP22386 | LG ELECTRONICS SOLAR CELL DIVISION | LG250S1C-G2 | 250 | 15 | 250.5 | 20 |  | Solar | FIXED | Roof
SRP22387 | LG ELECTRONICS SOLAR CELL DIVISION | LG255S1C-G2 | 255 | 132 | 188 | 10 |  | Solar | FIXED | Roof
SRP22391 | RENESOLA JIANGSU | JC250M-24/BB | 250 | 22 | 115 | 25 |  | Solar | FIXED | Roof
SRP22391 | RENESOLA JIANGSU | JC250M-24/BB | 250 | 24 | 115 | 25 |  | Solar | FIXED | Roof
SRP22391 | RENESOLA JIANGSU | JC250M-24/BB | 250 | 10 | 295 | 25 |  | Solar | FIXED | Roof
SRP22391 | RENESOLA JIANGSU | JC250M-24/BB | 250 | 16 | 295 | 25 |  | Solar | FIXED | Roof
SRP22394 | TRINA SOLAR | TSM-245PA05.10 | 245 | 24 | 174 | 42 |  | Solar | FIXED | Roof
SRP22395 | TRINA SOLAR | TSM-245PA05.10 | 245 | 16 | 107 | 12 |  | Solar | FIXED | Roof
SRP22395 | TRINA SOLAR | TSM-245PA05.10 | 245 | 19 | 107 | 20 |  | Solar | FIXED | Roof
SRP22396 | TRINA SOLAR | TSM-245PA05.10 | 245 | 42 | 90 | 17 |  | Solar | FIXED | Roof
SRP22396 | TRINA SOLAR | TSM-245PA05.10 | 245 | 46 | 270 | 17 |  | Solar | FIXED | Roof
SRP22397 | TRINA SOLAR | TSM-245PA05 | 245 | 29 | 125 | 34 |  | Solar | FIXED | Roof
SRP22399 | YINGLI ENERGY (CHINA) | YL245P-29B | 245 | 20 | 94 | 20 |  | Solar | FIXED | Roof
SRP22399 | YINGLI ENERGY (CHINA) | YL245P-29B | 245 | 12 | 274 | 20 |  | Solar | FIXED | Roof
SRP22400 | YINGLI ENERGY (CHINA) | YL245P-29B | 245 | 26 | 185 | 16 |  | Solar | FIXED | Roof
SRP22401 | YINGLI ENERGY (CHINA) | YL245P-29B | 245 | 6 | 124 | 11 |  | Solar | FIXED | Roof
SRP22401 | YINGLI ENERGY (CHINA) | YL245P-29B | 245 | 12 | 124 | 17 |  | Solar | FIXED | Roof
SRP22401 | YINGLI ENERGY (CHINA) | YL245P-29B | 245 | 22 | 126 | 18 |  | Solar | FIXED | Roof
SRP22402 | YINGLI ENERGY (CHINA) | YL245P-29B | 245 | 12 | 161 | 20 |  | Solar | FIXED | Roof
SRP22402 | YINGLI ENERGY (CHINA) | YL245P-29B | 245 | 12 | 161 | 22 |  | Solar | FIXED | Roof
SRP22403 | YINGLI ENERGY (CHINA) | YL250P-29B | 250 | 16 | 194 | 22 |  | Solar | FIXED | Roof
SRP22404 | LG ELECTRONICS SOLAR CELL DIVISION | LG265S1C-G3 | 285 | 12 | 140 | 40 |  | Solar | FIXED | Roof
SRP22404 | LG ELECTRONICS SOLAR CELL DIVISION | LG265S1C-G3 | 285 | 25 | 230 | 35 |  | Solar | FIXED | Roof
SRP22405 | TRINA SOLAR | TSM-250PA05 | 250 | 12 | 140.3 | 25 |  | Solar | FIXED | Roof
SRP22405 | TRINA SOLAR | TSM-250PA05 | 250 | 8 | 230.3 | 10 |  | Solar | FIXED | Roof
SRP22406 | SUNIVA | MVX250-60-5-701 | 250 | 36 | 139.7 | 20 |  | Solar | FIXED | Roof
SRP22406 | SUNIVA | MVX250-60-5-701 | 250 | 28 | 229.7 | 15 |  | Solar | FIXED | Roof
SRP22407 | RENESOLA JIANGSU | JC250S-24/BB-B | 250 | 28 | 91.7 | 26 |  | Solar | FIXED | Roof
SRP22407 | RENESOLA JIANGSU | JC250S-24/BB-B | 250 | 6 | 181.7 | 36 |  | Solar | FIXED | Roof
SRP22407 | RENESOLA JIANGSU | JC250S-24/BB-B | 250 | 24 | 271.7 | 26 |  | Solar | FIXED | Roof
SRP22408 | YINGLI ENERGY (CHINA) | YL245P-29B | 245 | 20 | 115 | 33 |  | Solar | FIXED | Roof
SRP22408 | YINGLI ENERGY (CHINA) | YL245P-29B | 245 | 40 | 295 | 33 |  | Solar | FIXED | Roof
SRP22409 | YINGLI ENERGY (CHINA) | YL245P-29B | 245 | 18 | 212 | 30 |  | Solar | FIXED | Roof
SRP22409 | YINGLI ENERGY (CHINA) | YL245P-29B | 245 | 12 | 212 | 36 |  | Solar | FIXED | Roof
SRP22410 | YINGLI ENERGY (CHINA) | YL245P-29B | 245 | 9 | 117 | 30 |  | Solar | FIXED | Roof
SRP22410 | YINGLI ENERGY (CHINA) | YL245P-29B | 245 | 16 | 117 | 30 |  | Solar | FIXED | Roof
SRP22411 | YINGLI ENERGY (CHINA) | YL245P-29B | 245 | 12 | 130 | 20 |  | Solar | FIXED | Roof
SRP22411 | YINGLI ENERGY (CHINA) | YL245P-29B | 245 | 20 | 130 | 21 |  | Solar | FIXED | Roof
SRP22412 | YINGLI ENERGY (CHINA) | YL245P-29B | 245 | 16 | 218 | 37 |  | Solar | FIXED | Roof
SRP22413 | YINGLI ENERGY (CHINA) | YL245P-29B | 245 | 14 | 177 | 22 |  | Solar | FIXED | Roof
SRP22413 | YINGLI ENERGY (CHINA) | YL245P-29B | 245 | 10 | 357 | 22 |  | Solar | FIXED | Roof
SRP22417 | TRINA SOLAR | TSM-250PA05 | 250 | 10 | 90 | 28 |  | Solar | FIXED | Roof
SRP22417 | TRINA SOLAR | TSM-250PA05 | 250 | 6 | 270 | 28 |  | Solar | FIXED | Roof
SRP22419 | TRINA SOLAR | TSM-250PA05.08 | 250 | 16 | 90.8 | 20 |  | Solar | FIXED | Roof
SRP22419 | TRINA SOLAR | TSM-250PA05.08 | 250 | 18 | 270.8 | 20 |  | Solar | FIXED | Roof
SRP22420 | YINGLI ENERGY (CHINA) | YL245P-29B | 245 | 12 | 156 | 34 |  | Solar | FIXED | Roof
SRP22421 | YINGLI ENERGY (CHINA) | YL245P-29B | 245 | 17 | 190 | 34 |  | Solar | FIXED | Roof
SRP22422 | YINGLI ENERGY (CHINA) | YL245P-29B | 245 | 14 | 131 | 20 |  | Solar | FIXED | Roof
SRP22422 | YINGLI ENERGY (CHINA) | YL245P-29B | 245 | 16 | 216 | 20 |  | Solar | FIXED | Roof
SRP22423 | YINGLI ENERGY (CHINA) | YL245P-29B | 245 | 7 | 85 | 16 |  | Solar | FIXED | Roof
SRP22423 | YINGLI ENERGY (CHINA) | YL245P-29B | 245 | 11 | 265 | 38 |  | Solar | FIXED | Roof
SRP22424 | YINGLI ENERGY (CHINA) | YL245P-29B | 245 | 25 | 215 | 20 |  | Solar | FIXED | Roof
SRP22425 | AXITEC | AC-250M/156-60S | 250 | 17 | 85 | 34 |  | Solar | FIXED | Roof
SRP22425 | AXITEC | AC-250M/156-60S | 250 | 27 | 175 | 26 |  | Solar | FIXED | Roof
SRP22425 | AXITEC | AC-250M/156-60S | 250 | 7 | 265 | 27 |  | Solar | FIXED | Roof
SRP22426 | AXITEC | AC-250M/156-60S | 250 | 20 | 97 | 33 |  | Solar | FIXED | Roof
SRP22427 | TRINA SOLAR | TSM-250PA05 | 250 | 35 | 171 | 27 |  | Solar | FIXED | Roof
SRP22427 | TRINA SOLAR | TSM-250PA05 | 250 | 8 | 261 | 40 |  | Solar | FIXED | Roof
SRP22430 | TRINA SOLAR | TSM-250PA05.08 | 250 | 26 | 205.6 | 30 |  | Solar | FIXED | Roof
SRP22432 | SUNPOWER | SPR-327NE-WHT-D | 327 | 18 | 123 | 27 |  | Solar | FIXED | Roof
SRP22433 | TRINA SOLAR | TSM-250PA05.08 | 250 | 31 | 193.3 | 30 |  | Solar | FIXED | Roof
SRP22434 | TRINA SOLAR | TSM-250PA05.08 | 250 | 18 | 175.1 | 30 |  | Solar | FIXED | Roof
SRP22434 | TRINA SOLAR | TSM-250PA05.08 | 250 | 5 | 265.1 | 35 |  | Solar | FIXED | Roof
SRP22435 | SUNIVA | OPT265-60-4-100 | 265 | 24 | 108 | 15 |  | Solar | FIXED | Roof
SRP22435 | SUNIVA | OPT265-60-4-100 | 265 | 22 | 198 | 17 |  | Solar | FIXED | Roof
SRP22436 | TRINA SOLAR | TSM-250PA05 | 250 | 42 | 212.7 | 38 |  | Solar | FIXED | Roof
SRP22437 | KYOCERA SOLAR | KD210GX-L | 210 | 42 | 140 | 25 |  | Solar | FIXED | Roof
SRP22438 | TRINA SOLAR | TSM-250PA05.08 | 250 | 17 | 102 | 25 |  | Solar | FIXED | Roof
SRP22438 | TRINA SOLAR | TSM-250PA05.08 | 250 | 14 | 192 | 40 |  | Solar | FIXED | Roof
SRP22438 | TRINA SOLAR | TSM-245PD05.08 | 250 | 19 | 272 | 40 |  | Solar | FIXED | Roof
SRP22439 | TRINA SOLAR | TSM-250PA05 | 250 | 7 | 189.9 | 34 |  | Solar | FIXED | Roof
SRP22439 | TRINA SOLAR | TSM-250PA05 | 250 | 18 | 189.9 | 38 |  | Solar | FIXED | Roof
SRP22440 | LG ELECTRONICS SOLAR CELL DIVISION | LG260S1C-G3 | 260 | 26 | 157 | 35 |  | Solar | FIXED | Roof
SRP22442 | YINGLI ENERGY (CHINA) | YL245P-29B | 245 | 13 | 156 | 26 |  | Solar | FIXED | Roof
SRP22442 | YINGLI ENERGY (CHINA) | YL245P-29B | 245 | 17 | 156 | 26 |  | Solar | FIXED | Roof
SRP22443 | YINGLI ENERGY (CHINA) | YL245P-29B | 245 | 24 | 206 | 37 |  | Solar | FIXED | Roof
SRP22444 | YINGLI ENERGY (CHINA) | YL245P-29B | 245 | 15 | 240 | 24 |  | Solar | FIXED | Roof
SRP22445 | YINGLI ENERGY (CHINA) | YL230P-29B | 230 | 48 | 210 | 25 |  | Solar | FIXED | Roof
SRP22446 | YINGLI ENERGY (CHINA) | YL245P-29B | 245 | 29 | 140 | 32 |  | Solar | FIXED | Roof
SRP22446 | YINGLI ENERGY (CHINA) | YL245P-29B | 245 | 9 | 230 | 43 |  | Solar | FIXED | Roof
SRP22447 | LG ELECTRONICS SOLAR CELL DIVISION | LG265S1C-G3 | 285 | 31 | 215 | 20 |  | Solar | FIXED | Roof
SRP22449 | TRINA SOLAR | TSM-255PA05 | 255 | 20 | 230 | 30 |  | Solar | FIXED | Roof
SRP22451 | SUNPOWER | SPR-327NE-WHT-D | 327 | 30 | 180 | 20 |  | Solar | FIXED | Ground
SRP22452 | TALESUN SOLAR | TP660AM240 | 250 | 8 | 210 | 29 |  | Solar | FIXED | Roof
SRP22452 | TALESUN SOLAR | TP660AM240 | 250 | 8 | 210 | 39 |  | Solar | FIXED | Roof
SRP22453 | RENESOLA JIANGSU | JC255M-24/BBV | 255 | 10 | 195 | 45 |  | Solar | FIXED | Roof
SRP22455 | YINGLI ENERGY (CHINA) | YL245P-29B | 245 | 12 | 281 | 15 |  | Solar | FIXED | Roof
SRP22455 | YINGLI ENERGY (CHINA) | YL245P-29B | 245 | 16 | 281 | 23 |  | Solar | FIXED | Roof
SRP22456 | YINGLI ENERGY (CHINA) | YL245P-29B | 245 | 3 | 226 | 27 |  | Solar | FIXED | Roof
SRP22456 | YINGLI ENERGY (CHINA) | YL245P-29B | 245 | 5 | 226 | 29 |  | Solar | FIXED | Roof
SRP22457 | CONERGY | CONERGY PH 250P | 250 | 24 | 200 | 20 |  | Solar | FIXED | Ground
SRP22460 | YINGLI ENERGY (CHINA) | YL245P-29B | 245 | 26 | 139 | 26 |  | Solar | FIXED | Roof
SRP22461 | YINGLI ENERGY (CHINA) | YL245P-29B | 245 | 13 | 205 | 30 |  | Solar | FIXED | Roof
SRP22462 | YINGLI ENERGY (CHINA) | YL245P-29B | 245 | 7 | 58 | 28 |  | Solar | FIXED | Roof
SRP22462 | YINGLI ENERGY (CHINA) | YL245P-29B | 245 | 8 | 237 | 15 |  | Solar | FIXED | Roof
SRP22462 | YINGLI ENERGY (CHINA) | YL245P-29B | 245 | 7 | 238 | 28 |  | Solar | FIXED | Roof
SRP22463 | YINGLI ENERGY (CHINA) | YL245P-29B | 245 | 17 | 315 | 31 |  | Solar | FIXED | Roof
SRP22464 | CANADIAN SOLAR | CS6P-245P | 245 | 15 | 90 | 16 |  | Solar | FIXED | Roof
SRP22464 | CANADIAN SOLAR | CS6P-245P | 245 | 16 | 270 | 22 |  | Solar | FIXED | Roof
SRP22465 | TRINA SOLAR | TSM-250PA05.08 | 250 | 11 | 180.6 | 25 |  | Solar | FIXED | Roof
SRP22466 | TRINA SOLAR | TSM-250PA05.08 | 250 | 22 | 182.3 | 20 |  | Solar | FIXED | Roof
SRP22467 | SUNIVA | MVT250-60-5-100 | 250 | 28 | 190.7 | 40 |  | Solar | FIXED | Roof
SRP22468 | TRINA SOLAR | TSM-250PA05 | 250 | 24 | 200.5 | 30 |  | Solar | FIXED | Roof
SRP22469 | KYOCERA SOLAR | KD215GX-LPU | 215 | 30 | 220 | 27 |  | Solar | FIXED | Roof
SRP22470 | TRINA SOLAR | TSM-250PA05.08 | 250 | 6 | 85 | 25 |  | Solar | FIXED | Roof
SRP22470 | TRINA SOLAR | TSM-250PA05.08 | 250 | 31 | 175 | 20 |  | Solar | FIXED | Roof
SRP22472 | SUNIVA | MVX250-60-5-701 | 250 | 35 | 180 | 30 |  | Solar | FIXED | Roof
SRP22473 | SUNIVA | MVX250-60-5-701 | 250 | 55 | 195 | 20 |  | Solar | FIXED | Roof
SRP22474 | YINGLI ENERGY (CHINA) | YL245P-29B | 245 | 23 | 146 | 33 |  | Solar | FIXED | Roof
SRP22475 | ET SOLAR INDUSTRY | ET-P660250BB | 250 | 24 | 181 | 20 |  | Solar | FIXED | Roof
SRP22477 | YINGLI ENERGY (CHINA) | YL250P-29B | 250 | 16 | 91 | 18 |  | Solar | FIXED | Roof
SRP22477 | YINGLI ENERGY (CHINA) | YL250P-29B | 250 | 5 | 181 | 19 |  | Solar | FIXED | Roof
SRP22477 | YINGLI ENERGY (CHINA) | YL250P-29B | 250 | 7 | 181 | 30 |  | Solar | FIXED | Roof
SRP22478 | YINGLI ENERGY (CHINA) | YL245P-29B | 245 | 11 | 160 | 24 |  | Solar | FIXED | Roof
SRP22478 | YINGLI ENERGY (CHINA) | YL245P-29B | 245 | 29 | 260 | 24 |  | Solar | FIXED | Roof
SRP22479 | SUNPOWER | SPR-327NE-WHT-D | 327 | 27 | 180 | 25 |  | Solar | FIXED | Ground
SRP22480 | TRINA SOLAR | TSM-255PA05A | 255 | 27 | 200 | 34 |  | Solar | FIXED | Roof
SRP22480 | TRINA SOLAR | TSM-255PA05A | 255 | 21 | 200 | 45 |  | Solar | FIXED | Roof
SRP22481 | ET SOLAR INDUSTRY | ET-P660250BB | 250 | 25 | 219 | 20 |  | Solar | FIXED | Roof
SRP22482 | TRINA SOLAR | TSM-245PA05.10 | 245 | 27 | 204 | 17 |  | Solar | FIXED | Roof
SRP22482 | TRINA SOLAR | TSM-245PA05.10 | 245 | 9 | 204 | 42 |  | Solar | FIXED | Roof
SRP22483 | TRINA SOLAR | TSM-255PA05A | 255 | 6 | 130 | 23 |  | Solar | FIXED | Roof
SRP22483 | TRINA SOLAR | TSM-255PA05A | 255 | 40 | 220 | 23 |  | Solar | FIXED | Roof
SRP22484 | TRINA SOLAR | TSM-245PA05.10 | 245 | 27 | 189 | 40 |  | Solar | FIXED | Roof
SRP22484 | TRINA SOLAR | TSM-245PA05.10 | 245 | 18 | 189 | 45 |  | Solar | FIXED | Roof
SRP22485 | TRINA SOLAR | TSM-255PD05 | 255 | 14 | 242 | 4 |  | Solar | FIXED | Roof
SRP22485 | TRINA SOLAR | TSM-255PA05 | 255 | 28 | 242 | 16 |  | Solar | FIXED | Roof
SRP22486 | YINGLI ENERGY (CHINA) | YL245P-29B | 245 | 12 | 210 | 37 |  | Solar | FIXED | Roof
SRP22487 | TRINA SOLAR | TSM-245PA05.10 | 245 | 18 | 175 | 5 |  | Solar | FIXED | Roof
SRP22487 | TRINA SOLAR | TSM-245PA05.10 | 245 | 3 | 175 | 24 |  | Solar | FIXED | Roof
SRP22487 | TRINA SOLAR | TSM-245PA05.10 | 245 | 12 | 175 | 25 |  | Solar | FIXED | Roof
SRP22487 | TRINA SOLAR | TSM-245PA05.10 | 245 | 9 | 265 | 10 |  | Solar | FIXED | Roof
SRP22487 | TRINA SOLAR | TSM-245PA05.10 | 245 | 3 | 265 | 24 |  | Solar | FIXED | Roof
SRP22487 | TRINA SOLAR | TSM-245PA05.10 | 245 | 6 | 265 | 25 |  | Solar | FIXED | Roof
SRP22488 | TRINA SOLAR | TSM-255PA05A | 255 | 20 | 155 | 30 |  | Solar | FIXED | Roof
SRP22489 | TRINA SOLAR | TSM-255PA05A | 255 | 6 | 107 | 22 |  | Solar | FIXED | Roof
SRP22489 | TRINA SOLAR | TSM-255PA05A | 255 | 3 | 177 | 22 |  | Solar | FIXED | Roof
SRP22489 | TRINA SOLAR | TSM-255PA05A | 255 | 13 | 187 | 22 |  | Solar | FIXED | Roof
SRP22489 | TRINA SOLAR | TSM-255PA05A | 255 | 3 | 197 | 22 |  | Solar | FIXED | Roof
SRP22489 | TRINA SOLAR | TSM-255PA05A | 255 | 12 | 267 | 22 |  | Solar | FIXED | Roof
SRP22492 | YINGLI ENERGY (CHINA) | YL245P-29B | 245 | 28 | 118 | 18 |  | Solar | FIXED | Roof
SRP22492 | YINGLI ENERGY (CHINA) | YL245P-29B | 245 | 14 | 306 | 18 |  | Solar | FIXED | Roof
SRP22493 | TRINA SOLAR | TSM-250PA05 | 250 | 30 | 172 | 20 |  | Solar | FIXED | Roof
SRP22495 | TRINA SOLAR | TSM-250PA05.08 | 250 | 18 | 186 | 22 |  | Solar | FIXED | Roof
SRP22496 | SUNIVA | MVX250-60-5-701 | 250 | 31 | 170 | 20 |  | Solar | FIXED | Roof
SRP22497 | TRINA SOLAR | TSM-250PA05.08 | 250 | 30 | 190.4 | 20 |  | Solar | FIXED | Roof
SRP22497 | TRINA SOLAR | TSM-250PA05.08 | 250 | 17 | 280.4 | 20 |  | Solar | FIXED | Roof
SRP22498 | YINGLI ENERGY (CHINA) | YL250P-29B | 250 | 48 | 180 | 20 |  | Solar | FIXED | Roof
SRP22499 | PACIFIC SOLAR PTY LIMITED | PP-USA-213-S5 | 250 | 96 | 161 | 27 |  | Solar | FIXED | Roof
SRP22500 | AXITEC | AC-250M/156-60S | 250 | 27 | 187 | 34 |  | Solar | FIXED | Roof
SRP22500 | AXITEC | AC-250M/156-60S | 250 | 18 | 277 | 36 |  | Solar | FIXED | Roof
SRP22501 | HANWHA SOLARONE (QIDONG) | HSL72P6-PA-0-280T | 300 | 28 | 112.3 | 35 |  | Solar | FIXED | Roof
SRP22501 | HANWHA SOLARONE (QIDONG) | HSL72P6-PA-0-275TB | 300 | 16 | 202.3 | 0 |  | Solar | FIXED | Roof
SRP22503 | TRINA SOLAR | TSM-245PA05 | 245 | 36 | 93 | 19 |  | Solar | FIXED | Roof
SRP22504 | TRINA SOLAR | TSM-245PA05.18 | 245 | 12 | 178 | 24 |  | Solar | FIXED | Roof
SRP22504 | TRINA SOLAR | TSM-245PA05.18 | 245 | 12 | 178 | 24 |  | Solar | FIXED | Roof
SRP22505 | CANADIAN SOLAR | CS5P-250M | 250 | 17 | 214 | 15 |  | Solar | FIXED | Roof
SRP22506 | TRINA SOLAR | TSM-245PA05 | 245 | 27 | 255 | 18 |  | Solar | FIXED | Roof
SRP22507 | TRINA SOLAR | TSM-245PA05 | 245 | 5 | 196 | 22 |  | Solar | FIXED | Roof
SRP22507 | TRINA SOLAR | TSM-245PA05 | 245 | 8 | 196 | 22 |  | Solar | FIXED | Roof
SRP22507 | TRINA SOLAR | TSM-245PA05 | 245 | 17 | 196 | 23 |  | Solar | FIXED | Roof
SRP22508 | TRINA SOLAR | TSM-245PA05 | 245 | 22 | 219 | 25 |  | Solar | FIXED | Roof
SRP22511 | TRINA SOLAR | TSM-240PA05 | 240 | 10 | 196 | 27 |  | Solar | FIXED | Roof
SRP22511 | TRINA SOLAR | TSM-240PA05 | 240 | 2 | 196 | 29 |  | Solar | FIXED | Roof
SRP22513 | TRINA SOLAR | TSM-255PA05 | 255 | 84 | 167 | 17 |  | Solar | FIXED | Roof
SRP22515 | SUNPOWER | SPR-327NE-WHT-D | 327 | 12 | 191 | 18 |  | Solar | FIXED | Roof
SRP22516 | TRINA SOLAR | TSM-245PA05 | 245 | 28 | 164 | 20 |  | Solar | FIXED | Roof
SRP22517 | YINGLI ENERGY (CHINA) | YL245P-29B | 245 | 11 | 211 | 16 |  | Solar | FIXED | Roof
SRP22517 | YINGLI ENERGY (CHINA) | YL245P-29B | 245 | 18 | 211 | 16 |  | Solar | FIXED | Roof
SRP22518 | TRINA SOLAR | TSM-245PA05 | 245 | 25 | 182 | 20 |  | Solar | FIXED | Roof
SRP22519 | YINGLI ENERGY (CHINA) | YL245P-29B | 245 | 39 | 258 | 32 |  | Solar | FIXED | Roof
SRP22520 | TRINA SOLAR | TSM-245PA05 | 245 | 8 | 193 | 45 |  | Solar | FIXED | Roof
SRP22523 | CANADIAN SOLAR | CS6X-300M | 300 | 319 | 157 | 10 |  | Solar | FIXED | Roof
SRP22524 | TRINA SOLAR | TSM-245PA05.18 | 245 | 30 | 84 | 17 |  | Solar | FIXED | Roof
SRP22525 | TRINA SOLAR | TSM-245PA05 | 245 | 30 | 218 | 20 |  | Solar | FIXED | Roof
SRP22528 | TRINA SOLAR | TSM-245PA05.18 | 245 | 12 | 140 | 19 |  | Solar | FIXED | Roof
SRP22528 | TRINA SOLAR | TSM-245PA05.18 | 245 | 18 | 140 | 19 |  | Solar | FIXED | Roof
SRP22528 | TRINA SOLAR | TSM-245PA05.18 | 245 | 16 | 320 | 19 |  | Solar | FIXED | Roof
SRP22529 | TRINA SOLAR | TSM-245PA05.18 | 245 | 2 | 212 | 12 |  | Solar | FIXED | Roof
SRP22529 | TRINA SOLAR | TSM-245PA05.18 | 245 | 4 | 212 | 21 |  | Solar | FIXED | Roof
SRP22529 | TRINA SOLAR | TSM-245PA05.18 | 245 | 7 | 212 | 21 |  | Solar | FIXED | Roof
SRP22532 | TRINA SOLAR | TSM-250PA05 | 250 | 12 | 220 | 20 |  | Solar | FIXED | Roof
SRP22532 | TRINA SOLAR | TSM-250PA05A | 250 | 18 | 220 | 20 |  | Solar | FIXED | Roof
SRP22533 | TRINA SOLAR | TSM-245PA05 | 245 | 26 | 104 | 35 |  | Solar | FIXED | Roof
SRP22533 | TRINA SOLAR | TSM-245PA05 | 245 | 19 | 284 | 35 |  | Solar | FIXED | Roof
SRP22534 | TRINA SOLAR | TSM-245PA05 | 245 | 19 | 175 | 17 |  | Solar | FIXED | Roof
SRP22534 | TRINA SOLAR | TSM-245PA05 | 245 | 8 | 265 | 27 |  | Solar | FIXED | Roof
SRP22534 | TRINA SOLAR | TSM-245PA05 | 245 | 10 | 265 | 27 |  | Solar | FIXED | Roof
SRP22534 | TRINA SOLAR | TSM-245PA05.15 | 245 | 9 | 355 | 17 |  | Solar | FIXED | Roof
SRP22535 | TRINA SOLAR | TSM-250PA05.08 | 250 | 22 | 190.3 | 30 |  | Solar | FIXED | Roof
SRP22536 | TRINA SOLAR | TSM-245PA05 | 245 | 24 | 97 | 40 |  | Solar | FIXED | Roof
SRP22538 | BEIJING ZHONGKEXIN ELECTRONICS EQUIPMENT | ZKX-265P-24 | 265 | 30 | 246 | 27 |  | Solar | FIXED | Roof
SRP22540 | TRINA SOLAR | TSM-245PA05.18 | 245 | 16 | 104 | 35 |  | Solar | FIXED | Roof
SRP22541 | TRINA SOLAR | TSM-245PA05 | 245 | 14 | 105 | 20 |  | Solar | FIXED | Roof
SRP22544 | TRINA SOLAR | TSM-245PA05 | 245 | 17 | 103 | 29 |  | Solar | FIXED | Roof
SRP22544 | TRINA SOLAR | TSM-245PA05 | 245 | 21 | 283 | 28 |  | Solar | FIXED | Roof
SRP22545 | TRINA SOLAR | TSM-255PA05A | 255 | 17 | 127 | 35 |  | Solar | FIXED | Roof
SRP22546 | TRINA SOLAR | TSM-245PA05 | 245 | 21 | 98 | 9 |  | Solar | FIXED | Roof
SRP22547 | TRINA SOLAR | TSM-255PA05 | 255 | 6 | 207 | 14 |  | Solar | FIXED | Roof
SRP22548 | TRINA SOLAR | TSM-255PA05 | 255 | 4 | 207 | 14 |  | Solar | FIXED | Roof
SRP22549 | TRINA SOLAR | TSM-255PA05 | 255 | 6 | 207 | 14 |  | Solar | FIXED | Roof
SRP22550 | TRINA SOLAR | TSM-255PA05 | 255 | 4 | 207 | 14 |  | Solar | FIXED | Roof
SRP22551 | SUNIVA | OPT265-60-4-100 | 265 | 48 | 170 | 30 |  | Solar | FIXED | Ground
SRP22553 | TRINA SOLAR | TSM-245PA05.18 | 245 | 29 | 250 | 22 |  | Solar | FIXED | Roof
SRP22554 | TRINA SOLAR | TSM-255PA05 | 255 | 6 | 207 | 14 |  | Solar | FIXED | Roof
SRP22555 | TRINA SOLAR | TSM-255PA05A | 255 | 4 | 207 | 14 |  | Solar | FIXED | Roof
SRP22556 | YINGLI ENERGY (CHINA) | YL245P-29B | 245 | 8 | 105 | 18 |  | Solar | FIXED | Roof
SRP22556 | YINGLI ENERGY (CHINA) | YL250P-29B | 245 | 6 | 285 | 18 |  | Solar | FIXED | Roof
SRP22557 | YINGLI ENERGY (CHINA) | YL245P-29B | 245 | 8 | 72 | 36 |  | Solar | FIXED | Roof
SRP22557 | YINGLI ENERGY (CHINA) | YL245P-29B | 245 | 7 | 252 | 36 |  | Solar | FIXED | Roof
SRP22558 | TRINA SOLAR | TSM-255PA05 | 255 | 6 | 207 | 14 |  | Solar | FIXED | Roof
SRP22560 | LG ELECTRONICS SOLAR CELL DIVISION | LG265S1C-G3 | 290 | 28 | 228.4 | 30 |  | Solar | FIXED | Roof
SRP22561 | SUNPOWER | SPR-327NE-WHT-D | 327 | 28 | 138 | 35 |  | Solar | FIXED | Roof
SRP22562 | ET SOLAR INDUSTRY | ET-P660250WB | 250 | 11 | 87 | 34 |  | Solar | FIXED | Roof
SRP22562 | ET SOLAR INDUSTRY | ET-P660250WB | 250 | 27 | 177 | 26 |  | Solar | FIXED | Roof
SRP22563 | YINGLI ENERGY (CHINA) | YL245P-29B | 245 | 13 | 286 | 30 |  | Solar | FIXED | Roof
SRP22564 | YINGLI ENERGY (CHINA) | YL245P-29B | 245 | 24 | 213 | 20 |  | Solar | FIXED | Roof
SRP22565 | YINGLI ENERGY (CHINA) | YL245P-29B | 245 | 14 | 176 | 7 |  | Solar | FIXED | Roof
SRP22565 | YINGLI ENERGY (CHINA) | YL245P-29B | 245 | 12 | 176 | 25 |  | Solar | FIXED | Roof
SRP22565 | YINGLI ENERGY (CHINA) | YL245P-29B | 245 | 17 | 176 | 35 |  | Solar | FIXED | Roof
SRP22566 | YINGLI ENERGY (CHINA) | YL245P-29B | 245 | 24 | 188 | 24 |  | Solar | FIXED | Roof
SRP22567 | YINGLI ENERGY (CHINA) | YL245P-29B | 245 | 20 | 38 | 25 |  | Solar | FIXED | Roof
SRP22567 | YINGLI ENERGY (CHINA) | YL245P-29B | 245 | 20 | 220 | 25 |  | Solar | FIXED | Roof
SRP22570 | TRINA SOLAR | TSM-250PA05.08 | 250 | 24 | 221.4 | 45 |  | Solar | FIXED | Roof
SRP22571 | SUNIVA | MVX250-60-5-701 | 250 | 12 | 175 | 40 |  | Solar | FIXED | Roof
SRP22572 | TRINA SOLAR | TSM-245PA05.10 | 245 | 27 | 152 | 28 |  | Solar | FIXED | Roof
SRP22572 | TRINA SOLAR | TSM-245PA05.10 | 245 | 6 | 242 | 28 |  | Solar | FIXED | Roof
SRP22574 | SUNIVA | OPT265-60-4-100 | 265 | 36 | 160 | 35 |  | Solar | FIXED | Roof
SRP22575 | YINGLI ENERGY (CHINA) | YL250P-29B | 250 | 16 | 101 | 30 |  | Solar | FIXED | Roof
SRP22575 | YINGLI ENERGY (CHINA) | YL250P-29B | 250 | 16 | 281 | 30 |  | Solar | FIXED | Roof
SRP22577 | TRINA SOLAR | TSM-255PA05A | 255 | 30 | 180 | 40 |  | Solar | FIXED | Roof
SRP22582 | TRINA SOLAR | TSM-245PA05.10 | 245 | 31 | 152 | 22 |  | Solar | FIXED | Roof
SRP22583 | AXITEC | AC-250M/156-60S | 260 | 40 | 210 | 37 |  | Solar | FIXED | Roof
SRP22584 | AXITEC | AC-250M/156-60S | 260 | 8 | 65 | 33 |  | Solar | FIXED | Roof
SRP22584 | AXITEC | AC-250M/156-60S | 260 | 27 | 155 | 33 |  | Solar | FIXED | Roof
SRP22584 | AXITEC | AC-250M/156-60S | 260 | 20 | 245 | 33 |  | Solar | FIXED | Roof
SRP22585 | TRINA SOLAR | TSM-255PA05.18 | 255 | 4 | 130 | 36 |  | Solar | FIXED | Roof
SRP22585 | TRINA SOLAR | TSM-255PA05.18 | 255 | 4 | 130 | 36 |  | Solar | FIXED | Roof
SRP22585 | TRINA SOLAR | TSM-255PA05.18 | 255 | 12 | 130 | 36 |  | Solar | FIXED | Roof
SRP22585 | TRINA SOLAR | TSM-255PA05.18 | 255 | 10 | 220 | 36 |  | Solar | FIXED | Roof
SRP22586 | TRINA SOLAR | TSM-245PA05 | 245 | 49 | 180 | 26 |  | Solar | FIXED | Roof
SRP22587 | TALESUN SOLAR | TP660AM240 | 250 | 28 | 219 | 42 |  | Solar | FIXED | Roof
SRP22588 | YINGLI ENERGY (CHINA) | YL245P-29B | 245 | 18 | 132 | 18 |  | Solar | FIXED | Roof
SRP22588 | YINGLI ENERGY (CHINA) | YL245P-29B | 245 | 14 | 318 | 18 |  | Solar | FIXED | Roof
SRP22589 | YINGLI ENERGY (CHINA) | YL245P-29B | 245 | 28 | 223 | 21 |  | Solar | FIXED | Roof
SRP22590 | TRINA SOLAR | TSM-255PA05A.18 | 255 | 53 | 240 | 30 |  | Solar | FIXED | Roof
SRP22592 | TRINA SOLAR | TSM-250PA05.08 | 250 | 12 | 184 | 16 |  | Solar | FIXED | Roof
SRP22592 | TRINA SOLAR | TSM-250PA05.08 | 250 | 7 | 184 | 38 |  | Solar | FIXED | Roof
SRP22592 | TRINA SOLAR | TSM-250PA05.08 | 250 | 7 | 184 | 38 |  | Solar | FIXED | Roof
SRP22593 | RENESOLA JIANGSU | JC250S-24/BB-B | 250 | 36 | 135 | 20 |  | Solar | FIXED | Roof
SRP22594 | TRINA SOLAR | TSM-250PA05 | 250 | 15 | 250 | 14 |  | Solar | FIXED | Roof
SRP22594 | TRINA SOLAR | TSM-250PA05 | 250 | 15 | 250 | 16 |  | Solar | FIXED | Roof
SRP22594 | TRINA SOLAR | TSM-250PA05 | 250 | 8 | 250 | 21 |  | Solar | FIXED | Roof
SRP22595 | TRINA SOLAR | TSM-250PA05 | 250 | 2 | 114 | 16 |  | Solar | FIXED | Roof
SRP22595 | TRINA SOLAR | TSM-250PA05 | 250 | 15 | 114 | 21 |  | Solar | FIXED | Roof
SRP22596 | TRINA SOLAR | TSM-255PA05 | 255 | 10 | 235 | 20 |  | Solar | FIXED | Roof
SRP22596 | TRINA SOLAR | TSM-255PA05 | 255 | 16 | 235 | 20 |  | Solar | FIXED | Roof
SRP22597 | TRINA SOLAR | TSM-245PA05.10 | 245 | 23 | 140 | 17 |  | Solar | FIXED | Roof
SRP22599 | TRINA SOLAR | TSM-255PA05.18 | 255 | 10 | 217 | 20 |  | Solar | FIXED | Roof
SRP22599 | TRINA SOLAR | TSM-255PA05.18 | 255 | 12 | 217 | 22 |  | Solar | FIXED | Roof
SRP22599 | TRINA SOLAR | TSM-255PA05A.18 | 255 | 14 | 217 | 22 |  | Solar | FIXED | Roof
SRP22600 | RENESOLA JIANGSU | JC250M-24/BB | 250 | 23 | 170.3 | 35 |  | Solar | FIXED | Roof
SRP22601 | TRINA SOLAR | TSM-255PA05.18 | 255 | 6 | 178 | 10 |  | Solar | FIXED | Roof
SRP22601 | TRINA SOLAR | TSM-255PA05A.18 | 255 | 9 | 178 | 24 |  | Solar | FIXED | Roof
SRP22603 | TRINA SOLAR | TSM-245PA05.10 | 245 | 26 | 125 | 18 |  | Solar | FIXED | Roof
SRP22603 | TRINA SOLAR | TSM-245PA05.10 | 245 | 9 | 213 | 30 |  | Solar | FIXED | Roof
SRP22603 | TRINA SOLAR | TSM-245PA05.10 | 245 | 30 | 213 | 30 |  | Solar | FIXED | Roof
SRP22604 | TRINA SOLAR | TSM-250PA05 | 250 | 16 | 208 | 29 |  | Solar | FIXED | Roof
SRP22604 | TRINA SOLAR | TSM-250PA05 | 250 | 10 | 208 | 39 |  | Solar | FIXED | Roof
SRP22606 | SOLVATION MANUFACTURING | SM245M-B | 245 | 234 | 220 | 10 |  | Solar | FIXED | Roof
SRP22607 | TRINA SOLAR | TSM-250PA05 | 250 | 50 | 180 | 25 |  | Solar | FIXED | Ground
SRP22609 | TRINA SOLAR | TSM-250PA05.08 | 250 | 31 | 200.6 | 22 |  | Solar | FIXED | Roof
SRP22610 | TRINA SOLAR | TSM-255PA05 | 255 | 65 | 180 | 25 |  | Solar | FIXED | Roof
SRP22611 | TRINA SOLAR | TSM-250PA05 | 250 | 45 | 180 | 25 |  | Solar | FIXED | Roof
SRP22612 | TRINA SOLAR | TSM-250PA05 | 250 | 60 | 165 | 25 |  | Solar | FIXED | Roof
SRP22613 | TRINA SOLAR | TSM-255PA05 | 255 | 22 | 208 | 39 |  | Solar | FIXED | Roof
SRP22614 | TRINA SOLAR | TSM-250PA05.08 | 250 | 30 | 129.8 | 20 |  | Solar | FIXED | Roof
SRP22615 | TRINA SOLAR | TSM-255PA05 | 255 | 30 | 172 | 8 |  | Solar | FIXED | Roof
SRP22616 | TRINA SOLAR | TSM-255PA05A.18 | 255 | 42 | 221 | 13 |  | Solar | FIXED | Roof
SRP22617 | TRINA SOLAR | TSM-255PA05 | 255 | 27 | 127 | 21 |  | Solar | FIXED | Roof
SRP22619 | TRINA SOLAR | TSM-250PA05.08 | 250 | 11 | 140 | 18 |  | Solar | FIXED | Roof
SRP22619 | TRINA SOLAR | TSM-250PA05.08 | 250 | 26 | 230 | 10 |  | Solar | FIXED | Roof
SRP22620 | TRINA SOLAR | TSM-250PA05 | 250 | 16 | 104 | 31 |  | Solar | FIXED | Roof
SRP22621 | SUNIVA | ART250-60-3-100 | 250 | 20 | 155.2 | 25 |  | Solar | FIXED | Roof
SRP22621 | SUNIVA | ART250-60-3-100 | 250 | 7 | 245.2 | 16 |  | Solar | FIXED | Roof
SRP22622 | TRINA SOLAR | TSM-250PA05 | 250 | 13 | 242 | 22 |  | Solar | FIXED | Roof
SRP22623 | TRINA SOLAR | TSM-255PA05 | 255 | 39 | 187 | 28 |  | Solar | FIXED | Roof
SRP22624 | TRINA SOLAR | TSM-250PA05 | 250 | 16 | 123 | 4 |  | Solar | FIXED | Roof
SRP22624 | TRINA SOLAR | TSM-250PA05 | 250 | 20 | 303 | 13 |  | Solar | FIXED | Roof
SRP22625 | TRINA SOLAR | TSM-250PA05 | 250 | 14 | 160 | 19 |  | Solar | FIXED | Roof
SRP22626 | TRINA SOLAR | TSM-250PA05 | 250 | 20 | 250 | 19 |  | Solar | FIXED | Roof
SRP22627 | TRINA SOLAR | TSM-250PA05 | 250 | 25 | 185 | 4 |  | Solar | FIXED | Roof
SRP22628 | YINGLI ENERGY (CHINA) | YL245P-29B | 245 | 16 | 96 | 34 |  | Solar | FIXED | Roof
SRP22628 | YINGLI ENERGY (CHINA) | YL245P-29B | 245 | 18 | 276 | 34 |  | Solar | FIXED | Roof
SRP22629 | YINGLI ENERGY (CHINA) | YL245P-29B | 245 | 15 | 212 | 40 |  | Solar | FIXED | Roof
SRP22630 | YINGLI ENERGY (CHINA) | YL245P-29B | 245 | 11 | 129 | 38 |  | Solar | FIXED | Roof
SRP22631 | YINGLI ENERGY (CHINA) | YL245P-29B | 245 | 17 | 32 | 40 |  | Solar | FIXED | Roof
SRP22632 | YINGLI ENERGY (CHINA) | YL245P-32B | 245 | 4 | 131 | 28 |  | Solar | FIXED | Roof
SRP22632 | YINGLI ENERGY (CHINA) | YL245P-32B | 245 | 13 | 131 | 28 |  | Solar | FIXED | Roof
SRP22634 | YINGLI ENERGY (CHINA) | YL245P-29B | 245 | 17 | 152 | 10 |  | Solar | FIXED | Roof
SRP22634 | YINGLI ENERGY (CHINA) | YL245P-29B | 245 | 8 | 152 | 30 |  | Solar | FIXED | Roof
SRP22635 | YINGLI ENERGY (CHINA) | YL245P-29B | 245 | 24 | 246 | 19 |  | Solar | FIXED | Roof
SRP22636 | SUNPOWER | SPR-327NE-WHT-D | 327 | 3328 | 180 | 7.5 |  | Solar | FIXED | Ground
SRP22638 | TRINA SOLAR | TSM-250PA05.08 | 250 | 36 | 122 | 30 |  | Solar | FIXED | Roof
SRP22642 | TRINA SOLAR | TSM-250PA05 | 250 | 18 | 162 | 19 |  | Solar | FIXED | Roof
SRP22644 | TRINA SOLAR | TSM-250PA05 | 250 | 33 | 190 | 30 |  | Solar | FIXED | Roof
SRP22645 | TRINA SOLAR | TSM-250PA05 | 250 | 16 | 260 | 13 |  | Solar | FIXED | Roof
SRP22646 | TRINA SOLAR | TSM-255PA05.18 | 255 | 54 | 222 | 19 |  | Solar | FIXED | Roof
SRP22647 | TRINA SOLAR | TSM-250PA05 | 250 | 24 | 219 | 27 |  | Solar | FIXED | Roof
SRP22648 | TRINA SOLAR | TSM-255PA05A | 255 | 4 | 131 | 26 |  | Solar | FIXED | Roof
SRP22648 | TRINA SOLAR | TSM-255PA05 | 255 | 30 | 221 | 26 |  | Solar | FIXED | Roof
SRP22648 | TRINA SOLAR | TSM-255PA05A | 255 | 2 | 221 | 26 |  | Solar | FIXED | Roof
SRP22649 | TRINA SOLAR | TSM-250PA05 | 250 | 23 | 101 | 22 |  | Solar | FIXED | Roof
SRP22650 | TRINA SOLAR | TSM-245PA05.10 | 245 | 38 | 116 | 20 |  | Solar | FIXED | Roof
SRP22651 | TRINA SOLAR | TSM-245PA05.10 | 245 | 18 | 146 | 26 |  | Solar | FIXED | Roof
SRP22651 | TRINA SOLAR | TSM-245PA05.10 | 245 | 2 | 146 | 40 |  | Solar | FIXED | Roof
SRP22651 | TRINA SOLAR | TSM-245PA05.10 | 245 | 2 | 146 | 40 |  | Solar | FIXED | Roof
SRP22651 | TRINA SOLAR | TSM-245PA05.10 | 245 | 8 | 146 | 40 |  | Solar | FIXED | Roof
SRP22651 | TRINA SOLAR | TSM-245PA05.10 | 245 | 1 | 236 | 40 |  | Solar | FIXED | Roof
SRP22651 | TRINA SOLAR | TSM-245PA05.10 | 245 | 1 | 236 | 40 |  | Solar | FIXED | Roof
SRP22652 | TRINA SOLAR | TSM-255PD05 | 255 | 2 | 1 | 38 |  | Solar | FIXED | Roof
SRP22652 | TRINA SOLAR | TSM-255PA05 | 255 | 4 | 132 | 38 |  | Solar | FIXED | Roof
SRP22652 | TRINA SOLAR | TSM-255PA05 | 255 | 15 | 132 | 38 |  | Solar | FIXED | Roof
SRP22652 | TRINA SOLAR | TSM-255PA05 | 255 | 6 | 222 | 38 |  | Solar | FIXED | Roof
SRP22652 | TRINA SOLAR | TSM-255PA05 | 255 | 11 | 222 | 38 |  | Solar | FIXED | Roof
SRP22652 | TRINA SOLAR | TSM-255PA05 | 255 | 4 | 312 | 38 |  | Solar | FIXED | Roof
SRP22653 | TRINA SOLAR | TSM-245PA05 | 245 | 30 | 180 | 18.4 |  | Solar | FIXED | Roof
SRP22656 | TRINA SOLAR | TSM-255PA05 | 255 | 39 | 262 | 18 |  | Solar | FIXED | Roof
SRP22657 | AXITEC | AC-250M/156-60S | 250 | 20 | 195 | 23 |  | Solar | FIXED | Roof
SRP22658 | TRINA SOLAR | TSM-250PA05 | 250 | 26 | 164 | 26 |  | Solar | FIXED | Roof
SRP22661 | TRINA SOLAR | TSM-255PA05.18 | 255 | 13 | 134 | 30 |  | Solar | FIXED | Roof
SRP22661 | TRINA SOLAR | TSM-255PA05.18 | 255 | 16 | 134 | 30 |  | Solar | FIXED | Roof
SRP22662 | TRINA SOLAR | TSM-255PA05.18 | 255 | 13 | 189 | 16 |  | Solar | FIXED | Roof
SRP22662 | TRINA SOLAR | TSM-255PA05.18 | 255 | 30 | 189 | 20 |  | Solar | FIXED | Roof
SRP22663 | TRINA SOLAR | TSM-255PA05.18 | 255 | 20 | 193 | 25 |  | Solar | FIXED | Roof
SRP22663 | TRINA SOLAR | TSM-255PA05.18 | 255 | 26 | 193 | 25 |  | Solar | FIXED | Roof
SRP22664 | AXITEC | AC-250M/156-60S | 250 | 20 | 160 | 18 |  | Solar | FIXED | Roof
SRP22665 | TRINA SOLAR | TSM-255PA05.18 | 255 | 13 | 228 | 22 |  | Solar | FIXED | Roof
SRP22668 | TRINA SOLAR | TSM-255PA05 | 255 | 56 | 180 | 22 |  | Solar | FIXED | Roof
SRP22670 | TRINA SOLAR | TSM-245PA05.10 | 245 | 15 | 111 | 26 |  | Solar | FIXED | Roof
SRP22671 | TRINA SOLAR | TSM-245PA05.10 | 245 | 18 | 135 | 18 |  | Solar | FIXED | Roof
SRP22671 | TRINA SOLAR | TSM-245PA05.10 | 245 | 10 | 225 | 18 |  | Solar | FIXED | Roof
SRP22673 | TRINA SOLAR | TSM-245PD05 | 245 | 25 | 101 | 22 |  | Solar | FIXED | Roof
SRP22675 | TRINA SOLAR | TSM-245PA05.10 | 245 | 21 | 168 | 34 |  | Solar | FIXED | Roof
SRP22675 | TRINA SOLAR | TSM-245PA05.10 | 245 | 9 | 168 | 40 |  | Solar | FIXED | Roof
SRP22675 | TRINA SOLAR | TSM-245PA05.10 | 245 | 17 | 168 | 40 |  | Solar | FIXED | Roof
SRP22677 | AXITEC | AC-250M/156-60S | 250 | 39 | 187 | 31 |  | Solar | FIXED | Roof
SRP22678 | TRINA SOLAR | TSM-250PA05 | 250 | 44 | 175 | 1 |  | Solar | FIXED | Roof
SRP22679 | AXITEC | AC-250M/156-60S | 250 | 20 | 97 | 37 |  | Solar | FIXED | Roof
SRP22679 | AXITEC | AC-250M/156-60S | 250 | 24 | 187 | 18 |  | Solar | FIXED | Roof
SRP22681 | TRINA SOLAR | TSM-250PA05 | 250 | 60 | 180 | 25 |  | Solar | FIXED | Roof
SRP22683 | TRINA SOLAR | TSM-250PA05 | 250 | 14 | 169 | 26 |  | Solar | FIXED | Roof
SRP22683 | TRINA SOLAR | TSM-250PA05 | 250 | 4 | 169 | 35 |  | Solar | FIXED | Roof
SRP22683 | TRINA SOLAR | TSM-250PA05 | 250 | 11 | 259 | 26 |  | Solar | FIXED | Roof
SRP22684 | TRINA SOLAR | TSM-250PA05 | 250 | 18 | 216 | 43 |  | Solar | FIXED | Roof
SRP22685 | TRINA SOLAR | TSM-250PA05 | 250 | 14 | 128 | 19 |  | Solar | FIXED | Roof
SRP22685 | TRINA SOLAR | TSM-250PA05 | 250 | 4 | 218 | 19 |  | Solar | FIXED | Roof
SRP22686 | TRINA SOLAR | TSM-250PA05 | 250 | 14 | 143 | 22 |  | Solar | FIXED | Roof
SRP22686 | TRINA SOLAR | TSM-250PA05 | 250 | 14 | 233 | 22 |  | Solar | FIXED | Roof
SRP22688 | TRINA SOLAR | TSM-250PA05 | 250 | 24 | 235 | 30 |  | Solar | FIXED | Roof
SRP22689 | YINGLI ENERGY (CHINA) | YL245P-29B | 245 | 60 | 180 | 18 |  | Solar | FIXED | Roof
SRP22690 | YINGLI ENERGY (CHINA) | YL245P-29B | 245 | 33 | 103 | 24 |  | Solar | FIXED | Roof
SRP22691 | YINGLI ENERGY (CHINA) | YL245P-29B | 245 | 6 | 233 | 28 |  | Solar | FIXED | Roof
SRP22692 | YINGLI ENERGY (CHINA) | YL245P-29B | 245 | 12 | 81 | 34 |  | Solar | FIXED | Roof
SRP22692 | YINGLI ENERGY (CHINA) | YL245P-29B | 245 | 11 | 171 | 40 |  | Solar | FIXED | Roof
SRP22693 | YINGLI ENERGY (CHINA) | YL245P-29B | 245 | 26 | 222 | 17 |  | Solar | FIXED | Roof
SRP22694 | YINGLI ENERGY (CHINA) | YL245P-29B | 245 | 18 | 161 | 20 |  | Solar | FIXED | Roof
SRP22696 | YINGLI ENERGY (CHINA) | YL245P-29B | 245 | 7 | 100 | 24 |  | Solar | FIXED | Roof
SRP22696 | YINGLI ENERGY (CHINA) | YL245P-29B | 245 | 6 | 280 | 38 |  | Solar | FIXED | Roof
SRP22697 | RENESOLA JIANGSU | JC250S-24/BB-B | 250 | 20 | 80.6 | 20 |  | Solar | FIXED | Roof
SRP22697 | RENESOLA JIANGSU | JC250S-24/BB-B | 250 | 20 | 260.6 | 20 |  | Solar | FIXED | Roof
SRP22698 | TRINA SOLAR | TSM-255PA05 | 255 | 18 | 54 | 17 |  | Solar | FIXED | Roof
SRP22698 | TRINA SOLAR | TSM-255PA05 | 255 | 36 | 234 | 17 |  | Solar | FIXED | Roof
SRP22699 | TRINA SOLAR | TSM-255PA05 | 255 | 28 | 204 | 10 |  | Solar | FIXED | Roof
SRP22699 | TRINA SOLAR | TSM-255PA05 | 255 | 11 | 204 | 13 |  | Solar | FIXED | Roof
SRP22700 | TRINA SOLAR | TSM-255PA05 | 255 | 20 | 185 | 25 |  | Solar | FIXED | Roof
SRP22701 | TRINA SOLAR | TSM-255PA05A.18 | 255 | 22 | 127 | 15 |  | Solar | FIXED | Roof
SRP22705 | TALESUN SOLAR | TP660AM240 | 250 | 24 | 95 | 20 |  | Solar | FIXED | Roof
SRP22705 | TALESUN SOLAR | TP660AM240 | 250 | 13 | 223 | 30 |  | Solar | FIXED | Roof
SRP22706 | TRINA SOLAR | TSM-255PA05 | 255 | 32 | 223 | 23 |  | Solar | FIXED | Roof
SRP22707 | TRINA SOLAR | TSM-255PA05A | 255 | 17 | 150 | 16 |  | Solar | FIXED | Roof
SRP22707 | TRINA SOLAR | TSM-255PA05A | 255 | 30 | 240 | 11 |  | Solar | FIXED | Roof
SRP22708 | TALESUN SOLAR | TP660AM240 | 250 | 9 | 151 | 27 |  | Solar | FIXED | Roof
SRP22708 | TALESUN SOLAR | TP660AM240 | 250 | 26 | 241 | 27 |  | Solar | FIXED | Roof
SRP22710 | TRINA SOLAR | TSM-245PA05.10 | 245 | 9 | 139 | 28 |  | Solar | FIXED | Roof
SRP22710 | TRINA SOLAR | TSM-245PA05.10 | 245 | 42 | 229 | 28 |  | Solar | FIXED | Roof
SRP22712 | TRINA SOLAR | TSM-255PA05.18 | 255 | 18 | 203 | 18 |  | Solar | FIXED | Roof
SRP22713 | TRINA SOLAR | TSM-245PA05 | 245 | 2 | 154 | 36 |  | Solar | FIXED | Roof
SRP22713 | TRINA SOLAR | TSM-245PA05 | 245 | 26 | 244 | 27 |  | Solar | FIXED | Roof
SRP22714 | YINGLI ENERGY (CHINA) | YL245P-29B | 245 | 14 | 213 | 41 |  | Solar | FIXED | Roof
SRP22716 | TRINA SOLAR | TSM-245PA05 | 245 | 39 | 135 | 24 |  | Solar | FIXED | Roof
SRP22716 | TRINA SOLAR | TSM-245PA05 | 245 | 26 | 225 | 24 |  | Solar | FIXED | Roof
SRP22717 | TRINA SOLAR | TSM-255PA05A | 255 | 25 | 109 | 22 |  | Solar | FIXED | Roof
SRP22717 | TRINA SOLAR | TSM-255PA05.18 | 255 | 4 | 199 | 22 |  | Solar | FIXED | Roof
SRP22717 | TRINA SOLAR | TSM-255PD05 | 255 | 18 | 199 | 22 |  | Solar | FIXED | Roof
SRP22718 | TRINA SOLAR | TSM-255PD05 | 255 | 38 | 142 | 28 |  | Solar | FIXED | Roof
SRP22719 | TRINA SOLAR | TSM-255PA05 | 255 | 8 | 202 | 27 |  | Solar | FIXED | Roof
SRP22719 | TRINA SOLAR | TSM-255PA05A | 255 | 18 | 202 | 27 |  | Solar | FIXED | Roof
SRP22721 | SOLARWORLD | SW250 MONO | 250 | 31 | 85 | 34 |  | Solar | FIXED | Roof
SRP22721 | SOLARWORLD | SW250 MONO | 250 | 10 | 175 | 34 |  | Solar | FIXED | Roof
SRP22721 | SOLARWORLD | SW250 MONO | 250 | 29 | 265 | 34 |  | Solar | FIXED | Roof
SRP22721 | SOLARWORLD | SW270 MONO | 270 | 11 | 265 | 34 |  | Solar | FIXED | Roof
SRP22723 | TRINA SOLAR | TSM-255PA05.18 | 255 | 26 | 145 | 27 |  | Solar | FIXED | Roof
SRP22723 | TRINA SOLAR | TSM-255PA05.18 | 255 | 3 | 235 | 11 |  | Solar | FIXED | Roof
SRP22724 | TRINA SOLAR | TSM-255PA05A | 255 | 25 | 239 | 35 |  | Solar | FIXED | Roof
SRP22726 | TRINA SOLAR | TSM-245PA05 | 245 | 32 | 131 | 25 |  | Solar | FIXED | Roof
SRP22727 | TRINA SOLAR | TSM-255PA05.18 | 255 | 19 | 201.3 | 33 |  | Solar | FIXED | Roof
SRP22730 | TRINA SOLAR | TSM-255PA05 | 255 | 8 | 96 | 16 |  | Solar | FIXED | Roof
SRP22730 | TRINA SOLAR | TSM-255PA05 | 255 | 9 | 276 | 36 |  | Solar | FIXED | Roof
SRP22733 | TRINA SOLAR | TSM-255PA05A.10 | 255 | 18 | 210 | 45 |  | Solar | FIXED | Roof
SRP22734 | TRINA SOLAR | TSM-245PA05 | 245 | 16 | 96 | 17 |  | Solar | FIXED | Roof
SRP22734 | TRINA SOLAR | TSM-245PA05 | 245 | 7 | 96 | 18 |  | Solar | FIXED | Roof
SRP22734 | TRINA SOLAR | TSM-245PA05 | 245 | 8 | 186 | 18 |  | Solar | FIXED | Roof
SRP22736 | CANADIAN SOLAR | CS6P-250P | 250 | 32 | 93 | 33 |  | Solar | FIXED | Roof
SRP22736 | CANADIAN SOLAR | CS6P-250P | 250 | 10 | 183 | 43 |  | Solar | FIXED | Roof
SRP22737 | YINGLI ENERGY (CHINA) | YL245P-29B | 245 | 6 | 136 | 38 |  | Solar | FIXED | Roof
SRP22737 | YINGLI ENERGY (CHINA) | YL245P-29B | 245 | 8 | 136 | 38 |  | Solar | FIXED | Roof
SRP22737 | YINGLI ENERGY (CHINA) | YL245P-29B | 245 | 10 | 310 | 38 |  | Solar | FIXED | Roof
SRP22738 | TRINA SOLAR | TSM-245PA05 | 245 | 33 | 95.5 | 20 |  | Solar | FIXED | Roof
SRP22741 | YINGLI ENERGY (CHINA) | YL245P-29B | 245 | 14 | 194 | 30 |  | Solar | FIXED | Roof
SRP22742 | YINGLI ENERGY (CHINA) | YL245P-29B | 245 | 28 | 239 | 26 |  | Solar | FIXED | Roof
SRP22743 | YINGLI ENERGY (CHINA) | YL245P-29B | 245 | 28 | 107 | 32 |  | Solar | FIXED | Roof
SRP22743 | YINGLI ENERGY (CHINA) | YL245P-29B | 245 | 24 | 287 | 32 |  | Solar | FIXED | Roof
SRP22745 | TRINA SOLAR | TSM-245PA05 | 245 | 16 | 102 | 18 |  | Solar | FIXED | Roof
SRP22745 | TRINA SOLAR | TSM-245PA05 | 245 | 17 | 282 | 18 |  | Solar | FIXED | Roof
SRP22746 | YINGLI ENERGY (CHINA) | YL245P-29B | 245 | 8 | 252 | 16 |  | Solar | FIXED | Roof
SRP22746 | YINGLI ENERGY (CHINA) | YL245P-29B | 245 | 6 | 252 | 42 |  | Solar | FIXED | Roof
SRP22747 | TRINA SOLAR | TSM-245PA05 | 245 | 12 | 176 | 24 |  | Solar | FIXED | Roof
SRP22748 | TRINA SOLAR | TSM-245PA05.18 | 245 | 12 | 129 | 15 |  | Solar | FIXED | Roof
SRP22748 | TRINA SOLAR | TSM-245PA05.18 | 245 | 8 | 129 | 40 |  | Solar | FIXED | Roof
SRP22748 | TRINA SOLAR | TSM-245PA05.18 | 245 | 16 | 129 | 40 |  | Solar | FIXED | Roof
SRP22750 | TRINA SOLAR | TSM-245PA05 | 245 | 15 | 245 | 18 |  | Solar | FIXED | Roof
SRP22751 | TRINA SOLAR | TSM-245PA05 | 245 | 19 | 260 | 17 |  | Solar | FIXED | Roof
SRP22753 | AXITEC | AC-250M/156-60S | 260 | 18 | 97 | 36 |  | Solar | FIXED | Roof
SRP22753 | AXITEC | AC-250M/156-60S | 260 | 27 | 187 | 35 |  | Solar | FIXED | Roof
SRP22755 | TRINA SOLAR | TSM-245PA05 | 245 | 6 | 127 | 34 |  | Solar | FIXED | Roof
SRP22755 | TRINA SOLAR | TSM-245PA05 | 245 | 2 | 217 | 35 |  | Solar | FIXED | Roof
SRP22755 | TRINA SOLAR | TSM-245PA05 | 245 | 3 | 217 | 35 |  | Solar | FIXED | Roof
SRP22756 | TRINA SOLAR | TSM-245PA05.18 | 245 | 12 | 114 | 23 |  | Solar | FIXED | Roof
SRP22756 | TRINA SOLAR | TSM-245PA05.18 | 245 | 6 | 204 | 23 |  | Solar | FIXED | Roof
SRP22757 | TRINA SOLAR | TSM-245PA05.10 | 245 | 12 | 158 | 28 |  | Solar | FIXED | Roof
SRP22757 | TRINA SOLAR | TSM-245PA05.10 | 245 | 20 | 158 | 28 |  | Solar | FIXED | Roof
SRP22757 | TRINA SOLAR | TSM-245PA05.10 | 245 | 4 | 248 | 36 |  | Solar | FIXED | Roof
SRP22758 | TRINA SOLAR | TSM-255PA05.18 | 255 | 36 | 180 | 22 |  | Solar | FIXED | Ground
SRP22760 | TRINA SOLAR | TSM-245PA05 | 255 | 20 | 126 | 30 |  | Solar | FIXED | Roof
SRP22761 | HANWHA SOLARONE (QIDONG) | HSL60P6-PB-3-245QB | 245 | 2028 | 135 | 10 |  | Solar | FIXED | Roof
SRP22762 | YINGLI ENERGY (CHINA) | YL245P-29B | 245 | 10 | 161 | 16 |  | Solar | FIXED | Roof
SRP22762 | YINGLI ENERGY (CHINA) | YL245P-29B | 245 | 10 | 161 | 24 |  | Solar | FIXED | Roof
SRP22763 | HANWHA SOLARONE (QIDONG) | HSL60P6-PB-3-245Q | 245 | 1248 | 135 | 10 |  | Solar | FIXED | Roof
SRP22764 | TRINA SOLAR | TSM-250PA05.08 | 250 | 10 | 265.1 | 10 |  | Solar | FIXED | Roof
SRP22765 | YINGLI ENERGY (CHINA) | YL245P-29B | 245 | 44 | 152 | 26 |  | Solar | FIXED | Roof
SRP22766 | TRINA SOLAR | TSM-245PA05.18 | 245 | 6 | 171 | 9 |  | Solar | FIXED | Roof
SRP22766 | TRINA SOLAR | TSM-245PA05.18 | 245 | 18 | 171 | 26 |  | Solar | FIXED | Roof
SRP22766 | TRINA SOLAR | TSM-245PA05.18 | 245 | 6 | 261 | 26 |  | Solar | FIXED | Roof
SRP22768 | YINGLI ENERGY (CHINA) | YL245P-29B | 245 | 12 | 135 | 25 |  | Solar | FIXED | Roof
SRP22768 | YINGLI ENERGY (CHINA) | YL245P-29B | 245 | 8 | 135 | 34 |  | Solar | FIXED | Roof
SRP22768 | YINGLI ENERGY (CHINA) | YL245P-29B | 245 | 8 | 143 | 31 |  | Solar | FIXED | Roof
SRP22768 | YINGLI ENERGY (CHINA) | YL245P-29B | 245 | 18 | 222 | 7 |  | Solar | FIXED | Roof
SRP22769 | CANADIAN SOLAR | CS6P-250P | 250 | 23 | 86 | 35 |  | Solar | FIXED | Roof
SRP22771 | YINGLI ENERGY (CHINA) | YL245P-29B | 245 | 22 | 60 | 28 |  | Solar | FIXED | Roof
SRP22771 | YINGLI ENERGY (CHINA) | YL245P-29B | 245 | 28 | 232 | 28 |  | Solar | FIXED | Roof
SRP22771 | YINGLI ENERGY (CHINA) | YL245P-29B | 245 | 14 | 232 | 44 |  | Solar | FIXED | Roof
SRP22773 | YINGLI ENERGY (CHINA) | YL245P-29B | 245 | 8 | 64 | 8 |  | Solar | FIXED | Roof
SRP22773 | YINGLI ENERGY (CHINA) | YL245P-29B | 245 | 24 | 254 | 8 |  | Solar | FIXED | Roof
SRP22774 | TRINA SOLAR | TSM-255PA05A | 255 | 4 | 248 | 16 |  | Solar | FIXED | Roof
SRP22774 | TRINA SOLAR | TSM-255PD05 | 255 | 25 | 248 | 20 |  | Solar | FIXED | Roof
SRP22775 | TRINA SOLAR | TSM-250PA05.08 | 250 | 19 | 201 | 30 |  | Solar | FIXED | Roof
SRP22776 | TRINA SOLAR | TSM-250PA05 | 250 | 27 | 211 | 35 |  | Solar | FIXED | Roof
SRP22777 | TRINA SOLAR | TSM-255PA05 | 255 | 26 | 201 | 24 |  | Solar | FIXED | Roof
SRP22778 | YINGLI ENERGY (CHINA) | YL245P-29B | 245 | 20 | 181 | 22 |  | Solar | FIXED | Roof
SRP22779 | YINGLI ENERGY (CHINA) | YL245P-29B | 245 | 27 | 127 | 10 |  | Solar | FIXED | Roof
SRP22780 | YINGLI ENERGY (CHINA) | YL245P-29B | 245 | 34 | 229 | 30 |  | Solar | FIXED | Roof
SRP22781 | RENESOLA JIANGSU | JC250M-24/BBV | 250 | 13 | 116 | 23 |  | Solar | FIXED | Roof
SRP22781 | RENESOLA JIANGSU | JC250M-24/BBV | 250 | 20 | 206 | 27 |  | Solar | FIXED | Roof
SRP22781 | RENESOLA JIANGSU | JC250M-24/BBV | 250 | 5 | 296 | 23 |  | Solar | FIXED | Roof
SRP22782 | TRINA SOLAR | TSM-250PA05 | 250 | 31 | 212 | 27 |  | Solar | FIXED | Roof
SRP22783 | TRINA SOLAR | TSM-245PA05 | 245 | 16 | 120.6 | 12 |  | Solar | FIXED | Roof
SRP22784 | TRINA SOLAR | TSM-250PA05 | 250 | 26 | 107 | 28 |  | Solar | FIXED | Roof
SRP22785 | TRINA SOLAR | TSM-250PA05.08 | 250 | 30 | 300.4 | 25 |  | Solar | FIXED | Roof
SRP22786 | TRINA SOLAR | TSM-250PA05 | 250 | 13 | 160 | 15 |  | Solar | FIXED | Roof
SRP22786 | TRINA SOLAR | TSM-250PA05 | 250 | 19 | 250 | 15 |  | Solar | FIXED | Roof
SRP22787 | TRINA SOLAR | TSM-250PA05 | 250 | 5 | 152 | 40 |  | Solar | FIXED | Roof
SRP22787 | TRINA SOLAR | TSM-250PA05 | 250 | 30 | 242 | 40 |  | Solar | FIXED | Roof
SRP22788 | SUNPOWER | SPR-327NE-WHT-D | 327 | 12 | 202 | 20 |  | Solar | FIXED | Roof
SRP22788 | SUNPOWER | SPR-327NE-WHT-D | 327 | 12 | 202 | 20 |  | Solar | FIXED | Roof
SRP22788 | SUNPOWER | SPR-327NE-WHT-D | 327 | 12 | 202 | 23 |  | Solar | FIXED | Roof
SRP22790 | SUNPOWER | SPR-335NX-BLK-D | 335 | 38 | 210 | 21 |  | Solar | FIXED | Roof
SRP22791 | TRINA SOLAR | TSM-255PA05A.18 | 255 | 32 | 136 | 18 |  | Solar | FIXED | Roof
SRP22791 | TRINA SOLAR | TSM-255PA05.18 | 255 | 45 | 226 | 18 |  | Solar | FIXED | Roof
SRP22792 | TRINA SOLAR | TSM-250PA05 | 250 | 18 | 159 | 22 |  | Solar | FIXED | Roof
SRP22793 | TRINA SOLAR | TSM-250PA05 | 250 | 33 | 168 | 20 |  | Solar | FIXED | Roof
SRP22794 | TRINA SOLAR | TSM-250PA05 | 250 | 30 | 185 | 19 |  | Solar | FIXED | Roof
SRP22795 | TRINA SOLAR | TSM-250PA05 | 250 | 22 | 196 | 26 |  | Solar | FIXED | Roof
SRP22796 | TRINA SOLAR | TSM-250PA05 | 250 | 12 | 171 | 11 |  | Solar | FIXED | Roof
SRP22796 | TRINA SOLAR | TSM-250PA05 | 250 | 12 | 171 | 23 |  | Solar | FIXED | Roof
SRP22796 | TRINA SOLAR | TSM-250PA05 | 250 | 5 | 261 | 21 |  | Solar | FIXED | Roof
SRP22797 | TRINA SOLAR | TSM-250PA05 | 250 | 14 | 175 | 26 |  | Solar | FIXED | Roof
SRP22799 | TRINA SOLAR | TSM-250PA05 | 250 | 38 | 170 | 32 |  | Solar | FIXED | Roof
SRP22802 | TRINA SOLAR | TSM-250PA05 | 250 | 20 | 193 | 17 |  | Solar | FIXED | Roof
SRP22803 | TRINA SOLAR | TSM-250PA05 | 250 | 33 | 198 | 34 |  | Solar | FIXED | Roof
SRP22804 | TRINA SOLAR | TSM-250PA05 | 250 | 8 | 228 | 27 |  | Solar | FIXED | Roof
SRP22804 | TRINA SOLAR | TSM-250PA05 | 250 | 12 | 228 | 27 |  | Solar | FIXED | Roof
SRP22806 | TRINA SOLAR | TSM-250PA05 | 250 | 19 | 165 | 23 |  | Solar | FIXED | Roof
SRP22809 | RENESOLA JIANGSU | JC250M-24/BB | 250 | 22 | 148 | 22 |  | Solar | FIXED | Roof
SRP22809 | RENESOLA JIANGSU | JC250M-24/BB | 250 | 18 | 156 | 25 |  | Solar | FIXED | Ground
SRP22812 | TRINA SOLAR | TSM-250PA05.08 | 250 | 21 | 164.7 | 30 |  | Solar | FIXED | Roof
SRP22813 | TRINA SOLAR | TSM-250PA05 | 250 | 22 | 173 | 35 |  | Solar | FIXED | Roof
SRP22814 | TRINA SOLAR | TSM-250PA05 | 250 | 20 | 215 | 22 |  | Solar | FIXED | Roof
SRP22815 | TRINA SOLAR | TSM-250PA05 | 250 | 33 | 191 | 28 |  | Solar | FIXED | Roof
SRP22816 | TRINA SOLAR | TSM-255PA05A.18 | 255 | 10 | 118 | 45 |  | Solar | FIXED | Roof
SRP22816 | TRINA SOLAR | TSM-255PD05.18 | 255 | 1 | 118 | 45 |  | Solar | FIXED | Roof
SRP22816 | TRINA SOLAR | TSM-255PA05A.18 | 255 | 21 | 208 | 35 |  | Solar | FIXED | Roof
SRP22817 | CANADIAN SOLAR | CS6P-250P | 250 | 13 | 104 | 37 |  | Solar | FIXED | Roof
SRP22817 | CANADIAN SOLAR | CS6P-250P | 250 | 9 | 194 | 30 |  | Solar | FIXED | Roof
SRP22818 | TRINA SOLAR | TSM-250PA05.08 | 250 | 21 | 125 | 20 |  | Solar | FIXED | Roof
SRP22818 | TRINA SOLAR | TSM-250PA05.08 | 250 | 6 | 215 | 35 |  | Solar | FIXED | Roof
SRP22818 | TRINA SOLAR | TSM-250PA05.08 | 250 | 20 | 305 | 20 |  | Solar | FIXED | Roof
SRP22819 | TRINA SOLAR | TSM-250PA05.08 | 250 | 23 | 110 | 20 |  | Solar | FIXED | Roof
SRP22821 | SUNPOWER | SPR-327NE-WHT-D | 327 | 9 | 126 | 25 |  | Solar | FIXED | Roof
SRP22822 | SUNPOWER | SPR-327NE-WHT-D | 327 | 12 | 217 | 25 |  | Solar | FIXED | Roof
SRP22822 | SUNPOWER | SPR-327NE-WHT-D | 327 | 12 | 217 | 25 |  | Solar | FIXED | Roof
SRP22824 | TRINA SOLAR | TSM-255PA05A.18 | 255 | 16 | 167 | 21 |  | Solar | FIXED | Roof
SRP22824 | TRINA SOLAR | TSM-255PA05.18 | 255 | 3 | 257 | 21 |  | Solar | FIXED | Roof
SRP22825 | TRINA SOLAR | TSM-250PA05 | 250 | 28 | 219 | 34 |  | Solar | FIXED | Roof
SRP22826 | TRINA SOLAR | TSM-250PA05.08 | 250 | 23 | 195 | 30 |  | Solar | FIXED | Roof
SRP22827 | TRINA SOLAR | TSM-250PA05 | 250 | 16 | 217 | 23 |  | Solar | FIXED | Roof
SRP22828 | TRINA SOLAR | TSM-250PA05.08 | 250 | 25 | 260.6 | 32 |  | Solar | FIXED | Roof
SRP22829 | TRINA SOLAR | TSM-250PA05 | 250 | 24 | 171 | 31 |  | Solar | FIXED | Roof
SRP22830 | TRINA SOLAR | TSM-250PA05.08 | 250 | 44 | 180 | 30 |  | Solar | FIXED | Roof
SRP22831 | TRINA SOLAR | TSM-245PA05.10 | 245 | 54 | 180 | 25 |  | Solar | FIXED | Ground
SRP22832 | TRINA SOLAR | TSM-245PA05.10 | 245 | 23 | 97 | 26 |  | Solar | FIXED | Roof
SRP22833 | TRINA SOLAR | TSM-255PA05.10 | 255 | 10 | 112 | 31 |  | Solar | FIXED | Roof
SRP22833 | TRINA SOLAR | TSM-255PA05.10 | 255 | 30 | 202 | 25 |  | Solar | FIXED | Roof
SRP22834 | TRINA SOLAR | TSM-245PA05.10 | 245 | 60 | 180 | 25 |  | Solar | FIXED | Ground
SRP22835 | TRINA SOLAR | TSM-245PA05.10 | 245 | 7 | 133 | 5 |  | Solar | FIXED | Roof
SRP22835 | TRINA SOLAR | TSM-245PA05.10 | 245 | 15 | 133 | 14 |  | Solar | FIXED | Roof
SRP22835 | TRINA SOLAR | TSM-245PA05.10 | 245 | 43 | 133 | 24 |  | Solar | FIXED | Roof
SRP22836 | TRINA SOLAR | TSM-255PA05A.18 | 255 | 25 | 137 | 24 |  | Solar | FIXED | Roof
SRP22837 | TRINA SOLAR | TSM-255PA05 | 255 | 28 | 178 | 45 |  | Solar | FIXED | Roof
SRP22837 | TRINA SOLAR | TSM-255PA05A | 255 | 2 | 178 | 45 |  | Solar | FIXED | Roof
SRP22837 | TRINA SOLAR | TSM-255PA05A | 255 | 10 | 178 | 45 |  | Solar | FIXED | Roof
SRP22837 | TRINA SOLAR | TSM-255PA05 | 255 | 16 | 268 | 30 |  | Solar | FIXED | Roof
SRP22838 | YINGLI ENERGY (CHINA) | YL245P-29B | 245 | 5 | 146 | 13 |  | Solar | FIXED | Roof
SRP22838 | YINGLI ENERGY (CHINA) | YL245P-29B | 245 | 14 | 146 | 36 |  | Solar | FIXED | Roof
SRP22839 | YINGLI ENERGY (CHINA) | YL245P-29B | 245 | 15 | 118 | 18 |  | Solar | FIXED | Roof
SRP22839 | YINGLI ENERGY (CHINA) | YL245P-29B | 245 | 6 | 208 | 18 |  | Solar | FIXED | Roof
SRP22840 | TRINA SOLAR | TSM-255PA05A | 255 | 75 | 180 | 25 |  | Solar | FIXED | Roof
SRP22841 | YINGLI ENERGY (CHINA) | YL245P-29B | 245 | 6 | 145 | 26 |  | Solar | FIXED | Roof
SRP22841 | YINGLI ENERGY (CHINA) | YL245P-29B | 245 | 33 | 145 | 26 |  | Solar | FIXED | Roof
SRP22842 | TRINA SOLAR | TSM-255PA05.18 | 255 | 6 | 237 | 13 |  | Solar | FIXED | Roof
SRP22842 | TRINA SOLAR | TSM-255PA05.18 | 255 | 23 | 237 | 34 |  | Solar | FIXED | Roof
SRP22843 | TRINA SOLAR | TSM-250PA05 | 250 | 30 | 145 | 27 |  | Solar | FIXED | Roof
SRP22844 | TRINA SOLAR | TSM-255PA05.18 | 255 | 52 | 163 | 18 |  | Solar | FIXED | Roof
SRP22844 | TRINA SOLAR | TSM-255PA05A.18 | 255 | 20 | 163 | 22 |  | Solar | FIXED | Roof
SRP22846 | TRINA SOLAR | TSM-255PA05 | 255 | 18 | 95 | 23 |  | Solar | FIXED | Roof
SRP22846 | TRINA SOLAR | TSM-255PA05 | 255 | 17 | 275 | 23 |  | Solar | FIXED | Roof
SRP22848 | TRINA SOLAR | TSM-255PA05A.18 | 255 | 4 | 151 | 26 |  | Solar | FIXED | Roof
SRP22848 | TRINA SOLAR | TSM-255PA05.18 | 255 | 21 | 241 | 26 |  | Solar | FIXED | Roof
SRP22849 | TRINA SOLAR | TSM-250PA05 | 250 | 26 | 120 | 18 |  | Solar | FIXED | Roof
SRP22850 | TRINA SOLAR | TSM-250PA05 | 250 | 26 | 152 | 22 |  | Solar | FIXED | Roof
SRP22851 | TRINA SOLAR | TSM-250PA05 | 250 | 27 | 154 | 21 |  | Solar | FIXED | Roof
SRP22853 | TRINA SOLAR | TSM-250PA05 | 250 | 18 | 140.5 | 20 |  | Solar | FIXED | Roof
SRP22853 | TRINA SOLAR | TSM-250PA05 | 250 | 48 | 230.5 | 20 |  | Solar | FIXED | Roof
SRP22855 | TRINA SOLAR | TSM-245PA05.10 | 245 | 30 | 122 | 26 |  | Solar | FIXED | Roof
SRP22856 | TRINA SOLAR | TSM-245PA05.10 | 245 | 30 | 255 | 26 |  | Solar | FIXED | Roof
SRP22857 | TRINA SOLAR | TSM-250PA05.05 | 250 | 43 | 160.9 | 20 |  | Solar | FIXED | Roof
SRP22858 | TRINA SOLAR | TSM-255PD05.18 | 255 | 39 | 250 | 30 |  | Solar | FIXED | Roof
SRP22859 | YINGLI ENERGY (CHINA) | YL245P-29B | 245 | 18 | 233 | 20 |  | Solar | FIXED | Roof
SRP22861 | TRINA SOLAR | TSM-245PA05.10 | 245 | 52 | 216 | 26 |  | Solar | FIXED | Roof
SRP22862 | TRINA SOLAR | TSM-255PA05A | 255 | 66 | 180 | 25 |  | Solar | FIXED | Ground
SRP22863 | YINGLI ENERGY (CHINA) | YL245P-29B | 245 | 8 | 106 | 27 |  | Solar | FIXED | Roof
SRP22863 | YINGLI ENERGY (CHINA) | YL245P-29B | 245 | 28 | 106 | 27 |  | Solar | FIXED | Roof
SRP22863 | YINGLI ENERGY (CHINA) | YL245P-29B | 245 | 9 | 286 | 27 |  | Solar | FIXED | Roof
SRP22863 | YINGLI ENERGY (CHINA) | YL245P-29B | 245 | 21 | 286 | 27 |  | Solar | FIXED | Roof
SRP22865 | YINGLI ENERGY (CHINA) | YL245P-29B | 245 | 33 | 87 | 28 |  | Solar | FIXED | Roof
SRP22865 | YINGLI ENERGY (CHINA) | YL245P-29B | 245 | 11 | 267 | 28 |  | Solar | FIXED | Roof
SRP22867 | YINGLI ENERGY (CHINA) | YL245P-29B | 245 | 18 | 175 | 36 |  | Solar | FIXED | Roof
SRP22867 | YINGLI ENERGY (CHINA) | YL245P-29B | 245 | 30 | 175 | 36 |  | Solar | FIXED | Roof
SRP22869 | YINGLI ENERGY (CHINA) | YL245P-29B | 245 | 24 | 50 | 25 |  | Solar | FIXED | Roof
SRP22869 | YINGLI ENERGY (CHINA) | YL245P-29B | 245 | 10 | 140 | 25 |  | Solar | FIXED | Roof
SRP22869 | YINGLI ENERGY (CHINA) | YL245P-29B | 245 | 16 | 230 | 25 |  | Solar | FIXED | Roof
SRP22870 | TRINA SOLAR | TSM-255PA05 | 255 | 4 | 90 | 37 |  | Solar | FIXED | Roof
SRP22870 | TRINA SOLAR | TSM-255PA05 | 255 | 16 | 180 | 37 |  | Solar | FIXED | Roof
SRP22871 | TRINA SOLAR | TSM-255PA05 | 255 | 4 | 73 | 31 |  | Solar | FIXED | Roof
SRP22871 | TRINA SOLAR | TSM-255PA05 | 255 | 10 | 73 | 32 |  | Solar | FIXED | Roof
SRP22871 | TRINA SOLAR | TSM-255PA05 | 255 | 3 | 163 | 31 |  | Solar | FIXED | Roof
SRP22871 | TRINA SOLAR | TSM-255PA05 | 255 | 21 | 163 | 31 |  | Solar | FIXED | Roof
SRP22871 | TRINA SOLAR | TSM-255PA05 | 255 | 4 | 253 | 31 |  | Solar | FIXED | Roof
SRP22871 | TRINA SOLAR | TSM-255PA05 | 255 | 10 | 253 | 32 |  | Solar | FIXED | Roof
SRP22873 | YINGLI ENERGY (CHINA) | YL245P-29B | 245 | 20 | 101 | 18 |  | Solar | FIXED | Roof
SRP22873 | YINGLI ENERGY (CHINA) | YL245P-29B | 245 | 20 | 281 | 18 |  | Solar | FIXED | Roof
SRP22874 | TRINA SOLAR | TSM-255PA05.18 | 255 | 25 | 152 | 33 |  | Solar | FIXED | Roof
SRP22875 | TRINA SOLAR | TSM-255PA05.18 | 255 | 7 | 190 | 22 |  | Solar | FIXED | Roof
SRP22875 | TRINA SOLAR | TSM-255PA05.18 | 255 | 32 | 190 | 22 |  | Solar | FIXED | Roof
SRP22877 | TRINA SOLAR | TSM-250PA05 | 250 | 6 | 161 | 11 |  | Solar | FIXED | Roof
SRP22877 | TRINA SOLAR | TSM-250PA05 | 250 | 13 | 161 | 39 |  | Solar | FIXED | Roof
SRP22878 | TRINA SOLAR | TSM-250PA05 | 250 | 18 | 115 | 22 |  | Solar | FIXED | Roof
SRP22878 | TRINA SOLAR | TSM-250PA05 | 250 | 6 | 205 | 32 |  | Solar | FIXED | Roof
SRP22879 | TRINA SOLAR | TSM-250PA05 | 250 | 32 | 185.7 | 15 |  | Solar | FIXED | Roof
SRP22880 | TRINA SOLAR | TSM-250PA05 | 250 | 17 | 218 | 32 |  | Solar | FIXED | Roof
SRP22881 | TRINA SOLAR | TSM-250PA05 | 250 | 22 | 135 | 25 |  | Solar | FIXED | Roof
SRP22882 | TRINA SOLAR | TSM-250PA05 | 250 | 17 | 210 | 24 |  | Solar | FIXED | Roof
SRP22884 | YINGLI ENERGY (CHINA) | YL245P-29B | 245 | 25 | 203 | 19 |  | Solar | FIXED | Roof
SRP22885 | LG ELECTRONICS SOLAR CELL DIVISION | LG265S1C-G3 | 265 | 12 | 121 | 19 |  | Solar | FIXED | Roof
SRP22887 | TRINA SOLAR | TSM-245PA05 | 245 | 8 | 217 | 15 |  | Solar | FIXED | Roof
SRP22887 | TRINA SOLAR | TSM-245PA05 | 245 | 8 | 217 | 42 |  | Solar | FIXED | Roof
SRP22888 | TRINA SOLAR | TSM-245PD05 | 245 | 5 | 81 | 21 |  | Solar | FIXED | Roof
SRP22888 | TRINA SOLAR | TSM-245PA05 | 245 | 14 | 171 | 13 |  | Solar | FIXED | Roof
SRP22888 | TRINA SOLAR | TSM-245PA05 | 245 | 2 | 171 | 25 |  | Solar | FIXED | Roof
SRP22892 | TALESUN SOLAR | TP660AM240 | 250 | 14 | 97 | 13 |  | Solar | FIXED | Roof
SRP22892 | TALESUN SOLAR | TP660AM240 | 250 | 21 | 97 | 31 |  | Solar | FIXED | Roof
SRP22893 | AXITEC | AC-250M/156-60S | 260 | 27 | 187 | 34 |  | Solar | FIXED | Roof
SRP22893 | AXITEC | AC-250M/156-60S | 260 | 18 | 277 | 35 |  | Solar | FIXED | Roof
SRP22895 | CANADIAN SOLAR | CS5P-250M | 250 | 12 | 34 | 10 |  | Solar | FIXED | Roof
SRP22895 | CANADIAN SOLAR | CS5P-250M | 250 | 22 | 214 | 23 |  | Solar | FIXED | Roof
SRP22896 | TRINA SOLAR | TSM-250PA05 | 250 | 19 | 120.8 | 25 |  | Solar | FIXED | Roof
SRP22899 | TRINA SOLAR | TSM-250PA05A | 250 | 22 | 182 | 31 |  | Solar | FIXED | Roof
SRP22901 | TRINA SOLAR | TSM-245PA05 | 245 | 22 | 263 | 29 |  | Solar | FIXED | Roof
SRP22902 | TRINA SOLAR | TSM-250PA05 | 250 | 14 | 138 | 31 |  | Solar | FIXED | Roof
SRP22903 | TRINA SOLAR | TSM-250PA05 | 250 | 9 | 113 | 40 |  | Solar | FIXED | Roof
SRP22903 | TRINA SOLAR | TSM-250PA05 | 250 | 19 | 203 | 41 |  | Solar | FIXED | Roof
SRP22907 | TRINA SOLAR | TSM-250PA05 | 250 | 9 | 119 | 26 |  | Solar | FIXED | Roof
SRP22907 | TRINA SOLAR | TSM-250PA05 | 250 | 17 | 119 | 36 |  | Solar | FIXED | Roof
SRP22907 | TRINA SOLAR | TSM-250PA05 | 250 | 16 | 239 | 32 |  | Solar | FIXED | Roof
SRP22909 | TRINA SOLAR | TSM-250PA05 | 250 | 22 | 210 | 38 |  | Solar | FIXED | Roof
SRP22910 | TRINA SOLAR | TSM-250PA05 | 250 | 26 | 113 | 22 |  | Solar | FIXED | Roof
SRP22911 | TRINA SOLAR | TSM-250PA05 | 250 | 20 | 131 | 12 |  | Solar | FIXED | Roof
SRP22912 | TRINA SOLAR | TSM-250PA05 | 250 | 16 | 141 | 42 |  | Solar | FIXED | Roof
SRP22913 | TRINA SOLAR | TSM-250PA05 | 250 | 19 | 184 | 24 |  | Solar | FIXED | Roof
SRP22914 | YINGLI ENERGY (CHINA) | YL245P-29B | 245 | 36 | 278 | 28 |  | Solar | FIXED | Roof
SRP22915 | YINGLI ENERGY (CHINA) | YL245P-29B | 245 | 22 | 138 | 32 |  | Solar | FIXED | Roof
SRP22915 | YINGLI ENERGY (CHINA) | YL245P-29B | 245 | 11 | 138 | 34 |  | Solar | FIXED | Roof
SRP22917 | TRINA SOLAR | TSM-250PA05 | 250 | 40 | 132 | 29 |  | Solar | FIXED | Roof
SRP22919 | TRINA SOLAR | TSM-250PA05 | 250 | 22 | 245 | 34 |  | Solar | FIXED | Roof
SRP22920 | TRINA SOLAR | TSM-250PA05 | 250 | 22 | 99 | 35 |  | Solar | FIXED | Roof
SRP22922 | TRINA SOLAR | TSM-250PA05 | 250 | 14 | 141 | 32 |  | Solar | FIXED | Roof
SRP22923 | TRINA SOLAR | TSM-250PA05 | 250 | 6 | 211 | 30 |  | Solar | FIXED | Roof
SRP22923 | TRINA SOLAR | TSM-250PA05 | 250 | 10 | 211 | 31 |  | Solar | FIXED | Roof
SRP22924 | TRINA SOLAR | TSM-250PA05 | 250 | 16 | 193 | 20 |  | Solar | FIXED | Roof
SRP22928 | TRINA SOLAR | TSM-250PA05 | 250 | 25 | 109 | 17 |  | Solar | FIXED | Roof
SRP22929 | TRINA SOLAR | TSM-250PA05 | 250 | 35 | 194 | 33 |  | Solar | FIXED | Roof
SRP22930 | TRINA SOLAR | TSM-250PA05 | 250 | 8 | 130 | 23 |  | Solar | FIXED | Roof
SRP22930 | TRINA SOLAR | TSM-250PA05 | 250 | 14 | 220 | 26 |  | Solar | FIXED | Roof
SRP22931 | TRINA SOLAR | TSM-250PA05 | 250 | 14 | 128 | 29 |  | Solar | FIXED | Roof
SRP22934 | YINGLI ENERGY (CHINA) | YL245P-29B | 245 | 7 | 180 | 18 |  | Solar | FIXED | Roof
SRP22934 | YINGLI ENERGY (CHINA) | YL245P-29B | 245 | 7 | 180 | 41 |  | Solar | FIXED | Roof
SRP22935 | YINGLI ENERGY (CHINA) | YL245P-29B | 245 | 12 | 90 | 16 |  | Solar | FIXED | Roof
SRP22935 | YINGLI ENERGY (CHINA) | YL245P-29B | 245 | 12 | 90 | 38 |  | Solar | FIXED | Roof
SRP22935 | YINGLI ENERGY (CHINA) | YL245P-32B | 245 | 6 | 270 | 38 |  | Solar | FIXED | Roof
SRP22935 | YINGLI ENERGY (CHINA) | YL245P-29B | 245 | 6 | 270 | 40 |  | Solar | FIXED | Roof
SRP22936 | YINGLI ENERGY (CHINA) | YL245P-29B | 245 | 24 | 262 | 25 |  | Solar | FIXED | Roof
SRP22938 | SOLARWORLD | SW250 MONO | 250 | 28 | 180 | 10 |  | Solar | FIXED | Roof
SRP22939 | TRINA SOLAR | TSM-250PA05 | 250 | 8 | 128 | 17 |  | Solar | FIXED | Roof
SRP22939 | TRINA SOLAR | TSM-250PA05 | 250 | 16 | 218 | 17 |  | Solar | FIXED | Roof
SRP22940 | TRINA SOLAR | TSM-250PA05 | 250 | 21 | 228 | 32 |  | Solar | FIXED | Roof
SRP22943 | TRINA SOLAR | TSM-250PA05 | 250 | 31 | 220 | 12 |  | Solar | FIXED | Roof
SRP22944 | TRINA SOLAR | TSM-250PA05 | 250 | 23 | 188 | 31 |  | Solar | FIXED | Roof
SRP22945 | TRINA SOLAR | TSM-255PA05.18 | 255 | 32 | 177 | 30 |  | Solar | FIXED | Roof
SRP22947 | TRINA SOLAR | TSM-255PA05.18 | 255 | 5 | 126 | 23 |  | Solar | FIXED | Roof
SRP22947 | TRINA SOLAR | TSM-255PA05.18 | 255 | 6 | 126 | 45 |  | Solar | FIXED | Roof
SRP22947 | TRINA SOLAR | TSM-255PA05.18 | 255 | 33 | 126 | 45 |  | Solar | FIXED | Roof
SRP22948 | LG ELECTRONICS SOLAR CELL DIVISION | LG265S1C-G3 | 265 | 7 | 105 | 25 |  | Solar | FIXED | Roof
SRP22948 | LG ELECTRONICS SOLAR CELL DIVISION | LG265S1C-G3 | 265 | 7 | 197 | 25 |  | Solar | FIXED | Roof
SRP22951 | TRINA SOLAR | TSM-250PA05 | 250 | 14 | 210 | 41 |  | Solar | FIXED | Roof
SRP22952 | CONERGY | CONERGY PH 255P | 255 | 23 | 255 | 20 |  | Solar | FIXED | Roof
SRP22955 | AXITEC | AC-250M/156-60S | 250 | 20 | 97 | 37 |  | Solar | FIXED | Roof
SRP22955 | AXITEC | AC-250M/156-60S | 250 | 24 | 187 | 18 |  | Solar | FIXED | Roof
SRP22959 | TRINA SOLAR | TSM-250PA05 | 250 | 12 | 102 | 10 |  | Solar | FIXED | Roof
SRP22960 | TRINA SOLAR | TSM-250PA05 | 250 | 50 | 218 | 34 |  | Solar | FIXED | Roof
SRP22962 | TRINA SOLAR | TSM-240PA05 | 240 | 80 | 240 | 20 |  | Solar | FIXED | Roof
SRP22963 | TRINA SOLAR | TSM-240DA05 | 240 | 70 | 240 | 20 |  | Solar | FIXED | Roof
SRP22964 | YINGLI ENERGY (CHINA) | YL245P-29B | 245 | 28 | 76 | 26 |  | Solar | FIXED | Roof
SRP22964 | YINGLI ENERGY (CHINA) | YL245P-29B | 245 | 10 | 256 | 26 |  | Solar | FIXED | Roof
SRP22964 | YINGLI ENERGY (CHINA) | YL245P-29B | 245 | 18 | 256 | 26 |  | Solar | FIXED | Roof
SRP22964 | YINGLI ENERGY (CHINA) | YL245P-29B | 245 | 14 | 256 | 32 |  | Solar | FIXED | Roof
SRP22966 | TRINA SOLAR | TSM-250PA05.08 | 250 | 24 | 160 | 25 |  | Solar | FIXED | Roof
SRP22967 | TRINA SOLAR | TSM-245PA05.08 | 245 | 41 | 165.5 | 28 |  | Solar | FIXED | Roof
SRP22967 | TRINA SOLAR | TSM-245PA05.08 | 245 | 10 | 255.5 | 28 |  | Solar | FIXED | Roof
SRP22968 | RENESOLA JIANGSU | JC245M-24/BB | 245 | 13 | 107.5 | 30 |  | Solar | FIXED | Roof
SRP22968 | RENESOLA JIANGSU | JC245M-24/BBV | 245 | 12 | 107.5 | 30 |  | Solar | FIXED | Roof
SRP22968 | RENESOLA JIANGSU | JC245M-24/BB | 245 | 5 | 197.5 | 30 |  | Solar | FIXED | Roof
SRP22968 | RENESOLA JIANGSU | JC245S-24/BB-B | 245 | 13 | 197.5 | 40 |  | Solar | FIXED | Roof
SRP22968 | RENESOLA JIANGSU | JC245M-24/BB | 245 | 25 | 287.5 | 30 |  | Solar | FIXED | Roof
SRP22969 | TRINA SOLAR | TSM-250PA05 | 250 | 31 | 230 | 34 |  | Solar | FIXED | Roof
SRP22970 | TRINA SOLAR | TSM-245PA05.08 | 245 | 18 | 127 | 35 |  | Solar | FIXED | Roof
SRP22970 | TRINA SOLAR | TSM-245PA05.08 | 245 | 7 | 217 | 20 |  | Solar | FIXED | Roof
SRP22971 | TRINA SOLAR | TSM-250PA05.08 | 250 | 26 | 170 | 25 |  | Solar | FIXED | Roof
SRP22972 | AXITEC | AC-250M/156-60S | 250 | 36 | 139 | 33 |  | Solar | FIXED | Roof
SRP22976 | TRINA SOLAR | TSM-250PA05 | 250 | 4 | 148 | 9 |  | Solar | FIXED | Roof
SRP22976 | TRINA SOLAR | TSM-250PA05 | 250 | 14 | 238 | 35 |  | Solar | FIXED | Roof
SRP22978 | TRINA SOLAR | TSM-250PA05 | 250 | 10 | 230 | 13 |  | Solar | FIXED | Roof
SRP22978 | TRINA SOLAR | TSM-250PA05 | 250 | 16 | 230 | 25 |  | Solar | FIXED | Roof
SRP22979 | HANWHA SOLARONE (QIDONG) | HSL72M6-HA-0-300T | 300 | 840 | 180 | 20 |  | Solar | FIXED | Ground
SRP22980 | YINGLI ENERGY (CHINA) | YL245P-29B | 245 | 25 | 185 | 20 |  | Solar | FIXED | Roof
SRP22981 | YINGLI ENERGY (CHINA) | YL245P-29B | 245 | 4 | 163 | 20 |  | Solar | FIXED | Roof
SRP22981 | YINGLI ENERGY (CHINA) | YL245P-29B | 245 | 16 | 163 | 20 |  | Solar | FIXED | Roof
SRP22982 | YINGLI ENERGY (CHINA) | YL245P-29B | 245 | 14 | 180 | 29 |  | Solar | FIXED | Roof
SRP22984 | YINGLI ENERGY (CHINA) | YL245P-29B | 245 | 6 | 145 | 26 |  | Solar | FIXED | Roof
SRP22984 | YINGLI ENERGY (CHINA) | YL245P-29B | 245 | 14 | 145 | 28 |  | Solar | FIXED | Roof
SRP22985 | TRINA SOLAR | TSM-250PA05 | 250 | 25 | 233 | 31 |  | Solar | FIXED | Roof
SRP22987 | RENESOLA JIANGSU | JC250M-24/BB | 250 | 20 | 148.8 | 25 |  | Solar | FIXED | Roof
SRP22988 | TRINA SOLAR | TSM-250PA05.08 | 250 | 30 | 105.6 | 25 |  | Solar | FIXED | Roof
SRP22988 | TRINA SOLAR | TSM-250PA05.08 | 250 | 24 | 195.6 | 25 |  | Solar | FIXED | Roof
SRP22989 | TRINA SOLAR | TSM-250PA05 | 250 | 36 | 154 | 19 |  | Solar | FIXED | Roof
SRP22990 | YINGLI ENERGY (CHINA) | YL245P-29B | 245 | 15 | 82 | 16 |  | Solar | FIXED | Roof
SRP22990 | YINGLI ENERGY (CHINA) | YL245P-29B | 245 | 8 | 172 | 10 |  | Solar | FIXED | Roof
SRP22990 | YINGLI ENERGY (CHINA) | YL245P-29B | 245 | 14 | 262 | 16 |  | Solar | FIXED | Roof
SRP22991 | YINGLI ENERGY (CHINA) | YL245P-29B | 245 | 14 | 72 | 16 |  | Solar | FIXED | Roof
SRP22991 | YINGLI ENERGY (CHINA) | YL245P-29B | 245 | 28 | 252 | 16 |  | Solar | FIXED | Roof
SRP22992 | RENESOLA JIANGSU | JC250M-24/BB | 250 | 46 | 18 | 13 |  | Solar | FIXED | Roof
SRP22992 | RENESOLA JIANGSU | JC250M-24/BB | 250 | 33 | 107 | 13 |  | Solar | FIXED | Roof
SRP22992 | RENESOLA JIANGSU | JC250M-24/BB | 250 | 46 | 198 | 13 |  | Solar | FIXED | Roof
SRP22993 | TRINA SOLAR | TSM-250PA05.08 | 250 | 39 | 136.5 | 15 |  | Solar | FIXED | Roof
SRP22994 | CANADIAN SOLAR | CS6P-250P | 250 | 17 | 190 | 24 |  | Solar | FIXED | Roof
SRP22994 | CANADIAN SOLAR | CS6P-250P | 250 | 34 | 280 | 10 |  | Solar | FIXED | Roof
SRP22995 | TRINA SOLAR | TSM-250PA05 | 250 | 8 | 95.4 | 20 |  | Solar | FIXED | Roof
SRP22995 | TRINA SOLAR | TSM-250PA05.08 | 250 | 4 | 185.4 | 20 |  | Solar | FIXED | Roof
SRP22996 | LG ELECTRONICS SOLAR CELL DIVISION | LG255S1C-G2 | 255 | 572 | 202 | 8 |  | Solar | FIXED | Ground
SRP22997 | RENESOLA JIANGSU | JC250S-24/BB-B | 250 | 38 | 149.6 | 35 |  | Solar | FIXED | Roof
SRP22998 | TRINA SOLAR | TSM-250PA05.08 | 250 | 33 | 200.6 | 25 |  | Solar | FIXED | Roof
SRP22999 | TRINA SOLAR | TSM-250PA05 | 250 | 48 | 147.7 | 30 |  | Solar | FIXED | Roof
SRP22999 | TRINA SOLAR | TSM-250PA05.08 | 250 | 27 | 327 | 30 |  | Solar | FIXED | Roof
SRP23000 | TRINA SOLAR | TSM-250PA05 | 250 | 36 | 266 | 24 |  | Solar | FIXED | Roof
SRP23001 | YINGLI ENERGY (CHINA) | YL245P-29B | 245 | 25 | 234 | 16 |  | Solar | FIXED | Roof
SRP23002 | TRINA SOLAR | TSM-250PA05.08 | 250 | 8 | 128.2 | 35 |  | Solar | FIXED | Roof
SRP23002 | TRINA SOLAR | TSM-250PA05.08 | 250 | 13 | 218.2 | 22 |  | Solar | FIXED | Roof
SRP23002 | TRINA SOLAR | TSM-250PA05.08 | 250 | 5 | 218.2 | 30 |  | Solar | FIXED | Roof
SRP23003 | TRINA SOLAR | TSM-250PA05 | 250 | 20 | 166 | 27 |  | Solar | FIXED | Roof
SRP23004 | TRINA SOLAR | TSM-250PA05 | 250 | 23 | 190 | 11 |  | Solar | FIXED | Roof
SRP23004 | TRINA SOLAR | TSM-250PA05 | 250 | 9 | 190 | 22 |  | Solar | FIXED | Roof
SRP23005 | YINGLI ENERGY (CHINA) | YL245P-29B | 245 | 10 | 126 | 13 |  | Solar | FIXED | Roof
SRP23005 | YINGLI ENERGY (CHINA) | YL245P-29B | 245 | 6 | 126 | 21 |  | Solar | FIXED | Roof
SRP23005 | YINGLI ENERGY (CHINA) | YL245P-29B | 245 | 12 | 216 | 21 |  | Solar | FIXED | Roof
SRP23006 | TRINA SOLAR | TSM-250PA05 | 250 | 16 | 190.5 | 40 |  | Solar | FIXED | Roof
SRP23008 | TRINA SOLAR | TSM-250PA05.08 | 250 | 7 | 195.3 | 35 |  | Solar | FIXED | Roof
SRP23008 | TRINA SOLAR | TSM-250PA05.08 | 250 | 13 | 195.3 | 38 |  | Solar | FIXED | Roof
SRP23010 | TRINA SOLAR | TSM-250PA05 | 250 | 27 | 233 | 22 |  | Solar | FIXED | Roof
SRP23013 | TRINA SOLAR | TSM-250PA05.08 | 250 | 28 | 155 | 25 |  | Solar | FIXED | Roof
SRP23015 | YINGLI ENERGY (CHINA) | YL245P-29B | 245 | 17 | 47 | 29 |  | Solar | FIXED | Roof
SRP23015 | YINGLI ENERGY (CHINA) | YL245P-29B | 245 | 8 | 124 | 38 |  | Solar | FIXED | Roof
SRP23015 | YINGLI ENERGY (CHINA) | YL245P-29B | 245 | 12 | 213 | 28 |  | Solar | FIXED | Roof
SRP23015 | YINGLI ENERGY (CHINA) | YL245P-29B | 245 | 5 | 213 | 33 |  | Solar | FIXED | Roof
SRP23016 | YINGLI ENERGY (CHINA) | YL245P-29B | 245 | 25 | 255 | 17 |  | Solar | FIXED | Roof
SRP23017 | TALESUN SOLAR | TP660AM240 | 250 | 28 | 236 | 31 |  | Solar | FIXED | Roof
SRP23018 | TRINA SOLAR | TSM-250PA05.08 | 250 | 32 | 260.8 | 20 |  | Solar | FIXED | Roof
SRP23021 | RENESOLA JIANGSU | JC250M-24/BB | 250 | 7 | 190 | 28 |  | Solar | FIXED | Roof
SRP23021 | RENESOLA JIANGSU | JC250M-24/BBV | 250 | 7 | 190 | 28 |  | Solar | FIXED | Roof
SRP23021 | RENESOLA JIANGSU | JC250M-24/BBV | 250 | 20 | 190 | 28 |  | Solar | FIXED | Roof
SRP23022 | TRINA SOLAR | TSM-245PA05.10 | 245 | 34 | 215 | 31 |  | Solar | FIXED | Roof
SRP23024 | TRINA SOLAR | TSM-245PA05.10 | 245 | 90 | 208 | 17 |  | Solar | FIXED | Roof
SRP23025 | TRINA SOLAR | TSM-245PA05 | 245 | 9 | 222 | 18 |  | Solar | FIXED | Roof
SRP23025 | TRINA SOLAR | TSM-245PA05 | 245 | 23 | 222 | 18 |  | Solar | FIXED | Roof
SRP23029 | TRINA SOLAR | TSM-255PA05A | 255 | 13 | 79 | 33 |  | Solar | FIXED | Roof
SRP23029 | TRINA SOLAR | TSM-255PA05.18 | 255 | 6 | 169 | 22 |  | Solar | FIXED | Roof
SRP23029 | TRINA SOLAR | TSM-255PA05A | 255 | 13 | 259 | 33 |  | Solar | FIXED | Roof
SRP23030 | TRINA SOLAR | TSM-255PA05.18 | 255 | 10 | 195 | 22 |  | Solar | FIXED | Roof
SRP23030 | TRINA SOLAR | TSM-255PA05.18 | 255 | 27 | 195 | 22 |  | Solar | FIXED | Roof
SRP23032 | TRINA SOLAR | TSM-245PA05 | 245 | 22 | 204 | 30 |  | Solar | FIXED | Roof
SRP23033 | TRINA SOLAR | TSM-245PA05.18 | 245 | 21 | 75 | 34 |  | Solar | FIXED | Roof
SRP23033 | TRINA SOLAR | TSM-245PA05.18 | 245 | 10 | 165 | 34 |  | Solar | FIXED | Roof
SRP23035 | TRINA SOLAR | TSM-245PA05 | 245 | 11 | 81 | 18 |  | Solar | FIXED | Roof
SRP23035 | TRINA SOLAR | TSM-245PA05 | 245 | 16 | 261 | 18 |  | Solar | FIXED | Roof
SRP23037 | TRINA SOLAR | TSM-245PA05.18 | 245 | 19 | 183 | 30 |  | Solar | FIXED | Roof
SRP23037 | TRINA SOLAR | TSM-245PA05.18 | 245 | 6 | 273 | 36 |  | Solar | FIXED | Roof
SRP23041 | TRINA SOLAR | TSM-245PA05 | 245 | 12 | 117 | 18 |  | Solar | FIXED | Roof
SRP23041 | TRINA SOLAR | TSM-245PA05 | 245 | 14 | 117 | 19 |  | Solar | FIXED | Roof
SRP23043 | TRINA SOLAR | TSM-245PA05 | 245 | 6 | 107 | 26 |  | Solar | FIXED | Roof
SRP23043 | TRINA SOLAR | TSM-245PA05 | 245 | 7 | 287 | 26 |  | Solar | FIXED | Roof
SRP23045 | TRINA SOLAR | TSM-245PA05 | 245 | 16 | 160 | 18 |  | Solar | FIXED | Roof
SRP23045 | TRINA SOLAR | TSM-245PA05 | 245 | 14 | 250 | 18 |  | Solar | FIXED | Roof
SRP23047 | CANADIAN SOLAR | CS6P-250P | 250 | 9 | 205 | 22 |  | Solar | FIXED | Roof
SRP23049 | TRINA SOLAR | TSM-235PA05.10 | 235 | 8 | 195 | 28 |  | Solar | FIXED | Roof
SRP23049 | TRINA SOLAR | TSM-235PA05.10 | 235 | 8 | 195 | 29 |  | Solar | FIXED | Roof
SRP23051 | TRINA SOLAR | TSM-250PA05A | 250 | 2 | 264 | 9 |  | Solar | FIXED | Roof
SRP23051 | TRINA SOLAR | TSM-250PD05 | 250 | 11 | 264 | 35 |  | Solar | FIXED | Roof
SRP23052 | TRINA SOLAR | TSM-250PA05.08 | 250 | 28 | 170.9 | 40 |  | Solar | FIXED | Roof
SRP23054 | TRINA SOLAR | TSM-255PA05 | 255 | 8 | 171 | 11 |  | Solar | FIXED | Roof
SRP23055 | TRINA SOLAR | TSM-245PA05 | 245 | 2 | 164 | 24 |  | Solar | FIXED | Roof
SRP23055 | TRINA SOLAR | TSM-245PA05 | 245 | 15 | 164 | 33 |  | Solar | FIXED | Roof
SRP23057 | TRINA SOLAR | TSM-235PA05 | 235 | 14 | 172 | 22 |  | Solar | FIXED | Roof
SRP23058 | TRINA SOLAR | TSM-255PA05 | 255 | 3 | 128 | 17 |  | Solar | FIXED | Roof
SRP23058 | TRINA SOLAR | TSM-255PD05 | 255 | 9 | 218 | 17 |  | Solar | FIXED | Roof
SRP23060 | TRINA SOLAR | TSM-250PA05A | 250 | 22 | 142 | 28 |  | Solar | FIXED | Roof
SRP23061 | TRINA SOLAR | TSM-245PA05.18 | 245 | 8 | 127 | 22 |  | Solar | FIXED | Roof
SRP23061 | TRINA SOLAR | TSM-245PA05.18 | 245 | 5 | 217 | 22 |  | Solar | FIXED | Roof
SRP23062 | TRINA SOLAR | TSM-255PA05 | 255 | 4 | 208 | 8 |  | Solar | FIXED | Roof
SRP23063 | YINGLI ENERGY (CHINA) | YL245P-29B | 245 | 24 | 215 | 32 |  | Solar | FIXED | Roof
SRP23064 | YINGLI ENERGY (CHINA) | YL245P-29B | 245 | 13 | 112 | 30 |  | Solar | FIXED | Roof
SRP23066 | YINGLI ENERGY (CHINA) | YL245P-29B | 245 | 21 | 118 | 27 |  | Solar | FIXED | Roof
SRP23066 | YINGLI ENERGY (CHINA) | YL245P-29B | 245 | 6 | 208 | 45 |  | Solar | FIXED | Roof
SRP23066 | YINGLI ENERGY (CHINA) | YL245P-29B | 245 | 14 | 298 | 27 |  | Solar | FIXED | Roof
SRP23067 | RENESOLA JIANGSU | JC250M-24/BB | 250 | 23 | 115.4 | 6 |  | Solar | FIXED | Roof
SRP23070 | LG ELECTRONICS SOLAR CELL DIVISION | LG265S1C-G3 | 265 | 16 | 275 | 36 |  | Solar | FIXED | Roof
SRP23072 | LG ELECTRONICS SOLAR CELL DIVISION | LG265S1C-G3 | 265 | 28 | 207 | 40 |  | Solar | FIXED | Roof
SRP23074 | TRINA SOLAR | TSM-255PA05.18 | 255 | 24 | 187 | 34 |  | Solar | FIXED | Roof
SRP23075 | TRINA SOLAR | TSM-250PA05 | 250 | 40 | 170 | 25 |  | Solar | FIXED | Ground
SRP23075 | TRINA SOLAR | TSM-250PA05 | 250 | 40 | 180 | 25 |  | Solar | FIXED | Ground
SRP23076 | TRINA SOLAR | TSM-250PA05 | 250 | 60 | 180 | 25 |  | Solar | FIXED | Ground
SRP23078 | TRINA SOLAR | TSM-250PA05.08 | 250 | 37 | 165 | 13 |  | Solar | FIXED | Roof
SRP23079 | YINGLI ENERGY (CHINA) | YL245P-32B | 245 | 22 | 209 | 21 |  | Solar | FIXED | Roof
SRP23081 | YINGLI ENERGY (CHINA) | YL245P-29B | 245 | 16 | 115 | 18 |  | Solar | FIXED | Roof
SRP23081 | YINGLI ENERGY (CHINA) | YL245P-29B | 245 | 14 | 205 | 18 |  | Solar | FIXED | Roof
SRP23082 | YINGLI ENERGY (CHINA) | YL245P-29B | 245 | 10 | 100 | 17 |  | Solar | FIXED | Roof
SRP23082 | YINGLI ENERGY (CHINA) | YL245P-29B | 245 | 14 | 190 | 17 |  | Solar | FIXED | Roof
SRP23083 | YINGLI ENERGY (CHINA) | YL245P-29B | 245 | 8 | 178 | 10 |  | Solar | FIXED | Roof
SRP23083 | YINGLI ENERGY (CHINA) | YL245P-29B | 245 | 12 | 178 | 35 |  | Solar | FIXED | Roof
SRP23084 | YINGLI ENERGY (CHINA) | YL245P-29B | 245 | 23 | 208 | 18 |  | Solar | FIXED | Roof
SRP23085 | YINGLI ENERGY (CHINA) | YL250P-29B | 250 | 8 | 122 | 13 |  | Solar | FIXED | Roof
SRP23085 | YINGLI ENERGY (CHINA) | YL250P-29B | 250 | 15 | 122 | 22 |  | Solar | FIXED | Roof
SRP23085 | YINGLI ENERGY (CHINA) | YL250P-29B | 250 | 15 | 300 | 22 |  | Solar | FIXED | Roof
SRP23086 | YINGLI ENERGY (CHINA) | YL245P-29B | 245 | 8 | 125 | 38 |  | Solar | FIXED | Roof
SRP23086 | YINGLI ENERGY (CHINA) | YL245P-29B | 245 | 8 | 210 | 42 |  | Solar | FIXED | Roof
SRP23086 | YINGLI ENERGY (CHINA) | YL245P-29B | 245 | 6 | 300 | 38 |  | Solar | FIXED | Roof
SRP23092 | TRINA SOLAR | TSM-255PA05 | 255 | 11 | 116 | 45 |  | Solar | FIXED | Roof
SRP23093 | RENESOLA JIANGSU | JC250S-24/BB-B | 250 | 18 | 134.1 | 22 |  | Solar | FIXED | Roof
SRP23096 | TRINA SOLAR | TSM-255PA05 | 255 | 11 | 117 | 47 |  | Solar | FIXED | Roof
SRP23097 | TRINA SOLAR | TSM-255PA05 | 255 | 4 | 210 | 8 |  | Solar | FIXED | Roof
SRP23098 | TRINA SOLAR | TSM-255PA05 | 255 | 4 | 210 | 8 |  | Solar | FIXED | Roof
SRP23100 | TRINA SOLAR | TSM-245PA05 | 245 | 15 | 127 | 22 |  | Solar | FIXED | Roof
SRP23100 | TRINA SOLAR | TSM-245PA05 | 245 | 14 | 217 | 22 |  | Solar | FIXED | Roof
SRP23101 | TRINA SOLAR | TSM-245PA05 | 245 | 6 | 75 | 14 |  | Solar | FIXED | Roof
SRP23101 | TRINA SOLAR | TSM-245PA05 | 245 | 10 | 75 | 15 |  | Solar | FIXED | Roof
SRP23101 | TRINA SOLAR | TSM-245PA05 | 245 | 8 | 255 | 14 |  | Solar | FIXED | Roof
SRP23101 | TRINA SOLAR | TSM-245PA05 | 245 | 7 | 255 | 15 |  | Solar | FIXED | Roof
SRP23105 | CANADIAN SOLAR | CS6P-235PX | 235 | 7 | 73 | 20 |  | Solar | FIXED | Roof
SRP23105 | CANADIAN SOLAR | CS6P-235PX | 235 | 27 | 253 | 20 |  | Solar | FIXED | Roof
SRP23107 | TRINA SOLAR | TSM-255PA05 | 255 | 4 | 210 | 8 |  | Solar | FIXED | Roof
SRP23108 | TRINA SOLAR | TSM-255PA05 | 255 | 42 | 167 | 32 |  | Solar | FIXED | Ground
SRP23109 | TRINA SOLAR | TSM-245PA05.10 | 245 | 35 | 132 | 25 |  | Solar | FIXED | Roof
SRP23111 | YINGLI ENERGY (CHINA) | YL245P-29B | 245 | 9 | 105 | 11 |  | Solar | FIXED | Roof
SRP23112 | YINGLI ENERGY (CHINA) | YL245P-29B | 245 | 14 | 210 | 32 |  | Solar | FIXED | Roof
SRP23118 | MOTECH AMERICAS | IM60B3-245-XXXXXX | 245 | 14 | 109 | 27 |  | Solar | FIXED | Roof
SRP23119 | SUNPOWER | SPR-327NE-WHT-D | 327 | 32 | 208 | 34 |  | Solar | FIXED | Roof
SRP23120 | TRINA SOLAR | TSM-255PD05 | 255 | 24 | 178 | 30 |  | Solar | FIXED | Roof
SRP23121 | TRINA SOLAR | TSM-255PA05 | 255 | 30 | 218 | 21 |  | Solar | FIXED | Roof
SRP23122 | TRINA SOLAR | TSM-255PA05 | 255 | 4 | 128 | 20 |  | Solar | FIXED | Roof
SRP23122 | TRINA SOLAR | TSM-255PA05 | 255 | 27 | 218 | 20 |  | Solar | FIXED | Roof
SRP23123 | TENKSOLAR | TKS-CXXXXXX | 410 | 252 | 183 | 28 |  | Solar | FIXED | Ground
SRP23124 | TRINA SOLAR | TSM-255PA05 | 255 | 32 | 135 | 25 |  | Solar | FIXED | Roof
SRP23127 | TRINA SOLAR | TSM-255PA05 | 255 | 41 | 119 | 30 |  | Solar | FIXED | Roof
SRP23128 | TRINA SOLAR | TSM-255PA05 | 255 | 31 | 160 | 18 |  | Solar | FIXED | Roof
SRP23128 | TRINA SOLAR | TSM-255PA05 | 255 | 15 | 217 | 16 |  | Solar | FIXED | Roof
SRP23129 | TRINA SOLAR | TSM-255PA05 | 255 | 36 | 175 | 25 |  | Solar | FIXED | Roof
SRP23130 | TRINA SOLAR | TSM-255PA05A | 255 | 59 | 180 | 25 |  | Solar | FIXED | Ground
SRP23131 | TRINA SOLAR | TSM-255PA05A | 255 | 34 | 180 | 18 |  | Solar | FIXED | Roof
SRP23131 | TRINA SOLAR | TSM-255PA05A | 255 | 10 | 180 | 34 |  | Solar | FIXED | Roof
SRP23132 | TRINA SOLAR | TSM-255PA05.18 | 255 | 25 | 144 | 45 |  | Solar | FIXED | Roof
SRP23132 | TRINA SOLAR | TSM-255PA05.18 | 255 | 2 | 234 | 45 |  | Solar | FIXED | Roof
SRP23133 | TRINA SOLAR | TSM-250PA05 | 250 | 17 | 179.1 | 28 |  | Solar | FIXED | Roof
SRP23135 | RENESOLA JIANGSU | JC250M-24/BB | 250 | 40 | 163.4 | 25 |  | Solar | FIXED | Roof
SRP23136 | YINGLI ENERGY (CHINA) | YL245P-29B | 245 | 14 | 125 | 35 |  | Solar | FIXED | Roof
SRP23136 | YINGLI ENERGY (CHINA) | YL245P-29B | 245 | 28 | 208 | 16 |  | Solar | FIXED | Roof
SRP23137 | TRINA SOLAR | TSM-245PA05 | 245 | 988 | 163 | 5 |  | Solar | FIXED | Roof
SRP23138 | TRINA SOLAR | TSM-245PA05 | 245 | 325 | 163 | 5 |  | Solar | FIXED | Roof
SRP23140 | YINGLI ENERGY (CHINA) | YL245P-29B | 245 | 14 | 218 | 21 |  | Solar | FIXED | Roof
SRP23142 | YINGLI ENERGY (CHINA) | YL245P-29B | 245 | 20 | 250 | 22 |  | Solar | FIXED | Roof
SRP23143 | YINGLI ENERGY (CHINA) | YL245P-29B | 245 | 12 | 65 | 26 |  | Solar | FIXED | Roof
SRP23144 | TRINA SOLAR | TSM-255PA05 | 255 | 72 | 180 | 25 |  | Solar | FIXED | Ground
SRP23145 | HYUNDAI HEAVY INDUSTRIES | HIS-S260MG | 260 | 9 | 116 | 23 |  | Solar | FIXED | Roof
SRP23145 | HYUNDAI HEAVY INDUSTRIES | HIS-S260MG | 260 | 39 | 206 | 20 |  | Solar | FIXED | Roof
SRP23147 | AXITEC | AC-250M/156-60S | 250 | 24 | 187 | 18 |  | Solar | FIXED | Roof
SRP23148 | AXITEC | AC-250M/156-60S | 250 | 39 | 185 | 22 |  | Solar | FIXED | Roof
SRP23149 | YINGLI ENERGY (CHINA) | YL245P-29B | 245 | 20 | 184 | 21 |  | Solar | FIXED | Roof
SRP23150 | YINGLI ENERGY (CHINA) | YL245P-29B | 245 | 16 | 202 | 35 |  | Solar | FIXED | Roof
SRP23151 | TRINA SOLAR | TSM-250PA05 | 250 | 42 | 211 | 26 |  | Solar | FIXED | Roof
SRP23152 | TRINA SOLAR | TSM-250PA05 | 250 | 40 | 161.8 | 28 |  | Solar | FIXED | Roof
SRP23153 | RENESOLA JIANGSU | JC250M-24/BB | 250 | 12 | 175.3 | 20 |  | Solar | FIXED | Roof
SRP23153 | RENESOLA JIANGSU | JC250M-24/BBV | 250 | 12 | 265.3 | 20 |  | Solar | FIXED | Roof
SRP23154 | YINGLI ENERGY (CHINA) | YL245P-29B | 245 | 4 | 84 | 13 |  | Solar | FIXED | Roof
SRP23154 | YINGLI ENERGY (CHINA) | YL245P-29B | 245 | 13 | 161 | 40 |  | Solar | FIXED | Roof
SRP23154 | YINGLI ENERGY (CHINA) | YL245P-29B | 245 | 6 | 260 | 13 |  | Solar | FIXED | Roof
SRP23154 | YINGLI ENERGY (CHINA) | YL245P-29B | 245 | 18 | 341 | 40 |  | Solar | FIXED | Roof
SRP23155 | YINGLI ENERGY (CHINA) | YL245P-29B | 245 | 10 | 200 | 28 |  | Solar | FIXED | Roof
SRP23156 | YINGLI ENERGY (CHINA) | YL245P-32B | 245 | 20 | 130 | 22 |  | Solar | FIXED | Roof
SRP23156 | YINGLI ENERGY (CHINA) | YL245P-29B | 245 | 13 | 305 | 22 |  | Solar | FIXED | Roof
SRP23157 | ET SOLAR INDUSTRY | ET-P660250BB | 250 | 13 | 95 | 27 |  | Solar | FIXED | Roof
SRP23157 | ET SOLAR INDUSTRY | ET-P660250WB | 250 | 27 | 185 | 26 |  | Solar | FIXED | Roof
SRP23157 | ET SOLAR INDUSTRY | ET-P660250WB | 250 | 14 | 275 | 26 |  | Solar | FIXED | Roof
SRP23158 | YINGLI ENERGY (CHINA) | YL245P-29B | 245 | 11 | 136 | 34 |  | Solar | FIXED | Roof
SRP23158 | YINGLI ENERGY (CHINA) | YL245P-29B | 245 | 22 | 226 | 34 |  | Solar | FIXED | Roof
SRP23159 | YINGLI ENERGY (CHINA) | YL245P-29B | 245 | 4 | 217 | 20 |  | Solar | FIXED | Roof
SRP23159 | YINGLI ENERGY (CHINA) | YL245P-29B | 245 | 14 | 217 | 26 |  | Solar | FIXED | Roof
SRP23160 | YINGLI ENERGY (CHINA) | YL245P-29B | 245 | 12 | 113 | 27 |  | Solar | FIXED | Roof
SRP23160 | YINGLI ENERGY (CHINA) | YL245P-29B | 245 | 11 | 293 | 27 |  | Solar | FIXED | Roof
SRP23161 | TRINA SOLAR | TSM-250PA05 | 250 | 14 | 215.7 | 22 |  | Solar | FIXED | Roof
SRP23165 | YINGLI ENERGY (CHINA) | YL245P-29B | 245 | 8 | 172 | 15 |  | Solar | FIXED | Roof
SRP23165 | YINGLI ENERGY (CHINA) | YL245P-29B | 245 | 16 | 172 | 15 |  | Solar | FIXED | Roof
SRP23166 | TRINA SOLAR | TSM-255PA05 | 255 | 60 | 160 | 24 |  | Solar | FIXED | Ground
SRP23167 | CANADIAN SOLAR | CS6P-250P | 250 | 26 | 252 | 20 |  | Solar | FIXED | Roof
SRP23168 | YINGLI ENERGY (CHINA) | YL245P-29B | 245 | 8 | 180 | 41 |  | Solar | FIXED | Roof
SRP23168 | YINGLI ENERGY (CHINA) | YL245P-29B | 245 | 9 | 183 | 14 |  | Solar | FIXED | Roof
SRP23169 | SUNPOWER | SPR-327NE-WHT-D | 327 | 25 | 85 | 25 |  | Solar | FIXED | Roof
SRP23169 | SUNPOWER | SPR-327NE-WHT-D | 327 | 25 | 265 | 25 |  | Solar | FIXED | Roof
SRP23170 | YINGLI ENERGY (CHINA) | YL245P-29B | 245 | 19 | 79 | 30 |  | Solar | FIXED | Roof
SRP23171 | TRINA SOLAR | TSM-250PA05A | 250 | 30 | 134 | 15 |  | Solar | FIXED | Roof
SRP23173 | TRINA SOLAR | TSM-255PA05 | 255 | 110 | 180 | 25 |  | Solar | FIXED | Ground
SRP23175 | TRINA SOLAR | TSM-250PA05 | 250 | 10 | 230 | 22 |  | Solar | FIXED | Roof
SRP23175 | TRINA SOLAR | TSM-250PA05 | 250 | 13 | 230 | 34 |  | Solar | FIXED | Roof
SRP23176 | TRINA SOLAR | TSM-250PA05 | 250 | 27 | 140 | 26 |  | Solar | FIXED | Roof
SRP23177 | TRINA SOLAR | TSM-250PA05 | 250 | 19 | 223 | 39 |  | Solar | FIXED | Roof
SRP23178 | SUNPOWER | SPR-327NE-WHT-D | 327 | 39 | 159 | 34 |  | Solar | FIXED | Roof
SRP23179 | TRINA SOLAR | TSM-255PA05 | 255 | 6 | 212 | 22 |  | Solar | FIXED | Roof
SRP23179 | TRINA SOLAR | TSM-255PA05 | 255 | 14 | 212 | 22 |  | Solar | FIXED | Roof
SRP23179 | TRINA SOLAR | TSM-255PA05 | 255 | 2 | 212 | 32 |  | Solar | FIXED | Roof
SRP23180 | TRINA SOLAR | TSM-255PA05 | 255 | 42 | 216 | 22 |  | Solar | FIXED | Roof
SRP23181 | LG ELECTRONICS SOLAR CELL DIVISION | LG265S1C-G3 | 300 | 27 | 233 | 37 |  | Solar | FIXED | Roof
SRP23182 | CANADIAN SOLAR | CS6P-250P | 250 | 22 | 80 | 19 |  | Solar | FIXED | Roof
SRP23182 | CANADIAN SOLAR | CS6P-250P | 250 | 29 | 260 | 19 |  | Solar | FIXED | Roof
SRP23183 | TRINA SOLAR | TSM-255PA05.18 | 255 | 30 | 150 | 22 |  | Solar | FIXED | Roof
SRP23185 | TRINA SOLAR | TSM-250PA05A | 250 | 8 | 200.3 | 15 |  | Solar | FIXED | Roof
SRP23185 | TRINA SOLAR | TSM-250PA05.08 | 250 | 12 | 200.3 | 28 |  | Solar | FIXED | Roof
SRP23185 | TRINA SOLAR | TSM-250PA05 | 250 | 6 | 200.3 | 37 |  | Solar | FIXED | Roof
SRP23188 | TRINA SOLAR | TSM-240DA05 | 240 | 30 | 165 | 21 |  | Solar | FIXED | Roof
SRP23189 | TRINA SOLAR | TSM-250PA05 | 250 | 20 | 90 | 19 |  | Solar | FIXED | Roof
SRP23190 | TRINA SOLAR | TSM-255PA05 | 255 | 30 | 201 | 3 |  | Solar | FIXED | Roof
SRP23191 | TRINA SOLAR | TSM-250PA05 | 250 | 18 | 105 | 23 |  | Solar | FIXED | Roof
SRP23192 | TRINA SOLAR | TSM-250PA05 | 250 | 28 | 173 | 17 |  | Solar | FIXED | Roof
SRP23194 | TRINA SOLAR | TSM-250PA05 | 250 | 17 | 261 | 20 |  | Solar | FIXED | Roof
SRP23197 | TRINA SOLAR | TSM-250PA05 | 250 | 20 | 173 | 24 |  | Solar | FIXED | Roof
SRP23197 | TRINA SOLAR | TSM-250PA05 | 250 | 24 | 263 | 24 |  | Solar | FIXED | Roof
SRP23201 | TRINA SOLAR | TSM-250PA05 | 250 | 26 | 106 | 19 |  | Solar | FIXED | Roof
SRP23202 | TRINA SOLAR | TSM-250PA05 | 250 | 20 | 116 | 38 |  | Solar | FIXED | Roof
SRP23211 | TRINA SOLAR | TSM-250PA05 | 250 | 20 | 204 | 18 |  | Solar | FIXED | Roof
SRP23212 | TRINA SOLAR | TSM-250PA05 | 250 | 19 | 129 | 37 |  | Solar | FIXED | Roof
SRP23213 | TRINA SOLAR | TSM-250PA05 | 250 | 22 | 116 | 25 |  | Solar | FIXED | Roof
SRP23214 | TRINA SOLAR | TSM-250PA05 | 250 | 17 | 180 | 31 |  | Solar | FIXED | Roof
SRP23214 | TRINA SOLAR | TSM-250PA05 | 250 | 26 | 180 | 32 |  | Solar | FIXED | Roof
SRP23215 | TRINA SOLAR | TSM-250PA05 | 250 | 14 | 213 | 21 |  | Solar | FIXED | Roof
SRP23217 | TRINA SOLAR | TSM-235PA05 | 235 | 16 | 92 | 20 |  | Solar | FIXED | Roof
SRP23217 | TRINA SOLAR | TSM-235PA05 | 235 | 14 | 272 | 20 |  | Solar | FIXED | Roof
SRP23217 | TRINA SOLAR | TSM-235PD05 | 235 | 10 | 272 | 32 |  | Solar | FIXED | Roof
SRP23220 | TRINA SOLAR | TSM-245PA05 | 245 | 11 | 114 | 18 |  | Solar | FIXED | Roof
SRP23220 | TRINA SOLAR | TSM-245PA05 | 245 | 12 | 204 | 18 |  | Solar | FIXED | Roof
SRP23221 | TRINA SOLAR | TSM-245PA05 | 245 | 24 | 115 | 17 |  | Solar | FIXED | Roof
SRP23222 | TRINA SOLAR | TSM-245PA05.18 | 245 | 27 | 148 | 35 |  | Solar | FIXED | Roof
SRP23223 | TRINA SOLAR | TSM-245PA05 | 245 | 20 | 126 | 21 |  | Solar | FIXED | Roof
SRP23223 | TRINA SOLAR | TSM-245PA05 | 245 | 4 | 306 | 21 |  | Solar | FIXED | Roof
SRP23225 | SUNPOWER | SPR-335NX-BLK-D | 335 | 10 | 114 | 32 |  | Solar | FIXED | Roof
SRP23225 | SUNPOWER | SPR-335NX-BLK-D | 335 | 21 | 204 | 32 |  | Solar | FIXED | Roof
SRP23227 | TRINA SOLAR | TSM-250PA05A.08 | 250 | 6 | 164 | 20 |  | Solar | FIXED | Roof
SRP23227 | TRINA SOLAR | TSM-250PA05 | 250 | 15 | 254 | 19 |  | Solar | FIXED | Roof
SRP23231 | YINGLI ENERGY (CHINA) | YL245P-29B | 245 | 36 | 153 | 21 |  | Solar | FIXED | Roof
SRP23232 | YINGLI ENERGY (CHINA) | YL245P-29B | 245 | 16 | 195 | 11 |  | Solar | FIXED | Roof
SRP23237 | YINGLI ENERGY (CHINA) | YL245P-29B | 245 | 28 | 105 | 18 |  | Solar | FIXED | Roof
SRP23237 | YINGLI ENERGY (CHINA) | YL245P-29B | 245 | 26 | 285 | 18 |  | Solar | FIXED | Roof
SRP23238 | YINGLI ENERGY (CHINA) | YL245P-29B | 245 | 8 | 51 | 26 |  | Solar | FIXED | Roof
SRP23238 | YINGLI ENERGY (CHINA) | YL245P-29B | 245 | 18 | 231 | 16 |  | Solar | FIXED | Roof
SRP23239 | YINGLI ENERGY (CHINA) | YL245P-29B | 245 | 11 | 170 | 30 |  | Solar | FIXED | Roof
SRP23239 | YINGLI ENERGY (CHINA) | YL245P-29B | 245 | 14 | 260 | 30 |  | Solar | FIXED | Roof
SRP23240 | YINGLI ENERGY (CHINA) | YL245P-29B | 245 | 23 | 120 | 17 |  | Solar | FIXED | Roof
SRP23240 | YINGLI ENERGY (CHINA) | YL245P-29B | 245 | 14 | 120 | 38 |  | Solar | FIXED | Roof
SRP23241 | SUNPOWER | SPR-327NE-WHT-D | 327 | 30 | 214 | 18 |  | Solar | FIXED | Roof
SRP23242 | TRINA SOLAR | TSM-250PA05.08 | 250 | 25 | 125.5 | 35 |  | Solar | FIXED | Roof
SRP23243 | TRINA SOLAR | TSM-250PA05.08 | 250 | 12 | 222.4 | 15 |  | Solar | FIXED | Roof
SRP23243 | TRINA SOLAR | TSM-250PA05.08 | 250 | 36 | 222.4 | 28 |  | Solar | FIXED | Roof
SRP23244 | TRINA SOLAR | TSM-250PA05 | 250 | 27 | 176 | 33 |  | Solar | FIXED | Roof
SRP23246 | TRINA SOLAR | TSM-250PA05.08 | 250 | 8 | 110 | 30 |  | Solar | FIXED | Roof
SRP23246 | TRINA SOLAR | TSM-250PA05.08 | 250 | 21 | 200 | 25 |  | Solar | FIXED | Roof
SRP23248 | SUNIVA | OPT260-60-4-100 | 260 | 16 | 114 | 35 |  | Solar | FIXED | Roof
SRP23249 | TRINA SOLAR | TSM-250PA05.08 | 250 | 21 | 148 | 26 |  | Solar | FIXED | Roof
SRP23249 | TRINA SOLAR | TSM-250PA05.08 | 250 | 15 | 238 | 26 |  | Solar | FIXED | Roof
SRP23250 | TRINA SOLAR | TSM-250PA05.08 | 250 | 20 | 184.4 | 25 |  | Solar | FIXED | Roof
SRP23252 | TRINA SOLAR | TSM-250PA05.08 | 250 | 38 | 165 | 22 |  | Solar | FIXED | Roof
SRP23256 | TRINA SOLAR | TSM-250PA05 | 250 | 14 | 131 | 28 |  | Solar | FIXED | Roof
SRP23257 | TRINA SOLAR | TSM-250PA05 | 250 | 22 | 253 | 20 |  | Solar | FIXED | Roof
SRP23258 | TRINA SOLAR | TSM-250PA05 | 250 | 8 | 182 | 25 |  | Solar | FIXED | Roof
SRP23258 | TRINA SOLAR | TSM-250PA05 | 250 | 28 | 182 | 26 |  | Solar | FIXED | Roof
SRP23259 | TRINA SOLAR | TSM-250PA05 | 250 | 17 | 118 | 32 |  | Solar | FIXED | Roof
SRP23259 | TRINA SOLAR | TSM-250PA05 | 250 | 7 | 208 | 31 |  | Solar | FIXED | Roof
SRP23261 | TRINA SOLAR | TSM-250PA05 | 250 | 17 | 218 | 17 |  | Solar | FIXED | Roof
SRP23262 | TRINA SOLAR | TSM-250PA05 | 250 | 20 | 105 | 30 |  | Solar | FIXED | Roof
SRP23262 | TRINA SOLAR | TSM-250PA05 | 250 | 15 | 285 | 30 |  | Solar | FIXED | Roof
SRP23263 | TRINA SOLAR | TSM-250PA05 | 250 | 10 | 250 | 28 |  | Solar | FIXED | Roof
SRP23263 | TRINA SOLAR | TSM-250PA05 | 250 | 12 | 250 | 28 |  | Solar | FIXED | Roof
SRP23264 | TRINA SOLAR | TSM-250PA05 | 250 | 30 | 149 | 17 |  | Solar | FIXED | Roof
SRP23265 | YINGLI ENERGY (CHINA) | YL245P-29B | 245 | 14 | 63 | 16 |  | Solar | FIXED | Roof
SRP23265 | YINGLI ENERGY (CHINA) | YL245P-29B | 245 | 22 | 226 | 16 |  | Solar | FIXED | Roof
SRP23267 | TRINA SOLAR | TSM-250PA05 | 250 | 18 | 178 | 32 |  | Solar | FIXED | Roof
SRP23273 | LG ELECTRONICS SOLAR CELL DIVISION | LG250S1K-G3 | 250 | 25 | 127 | 38 |  | Solar | FIXED | Roof
SRP23273 | LG ELECTRONICS SOLAR CELL DIVISION | LG250S1K-G3 | 250 | 7 | 217 | 40 |  | Solar | FIXED | Roof
SRP23273 | LG ELECTRONICS SOLAR CELL DIVISION | LG250S1K-G3 | 250 | 8 | 217 | 45 |  | Solar | FIXED | Roof
SRP23274 | YINGLI ENERGY (CHINA) | YL250P-29B | 245 | 32 | 250 | 18 |  | Solar | FIXED | Roof
SRP23275 | TRINA SOLAR | TSM-250PA05.08 | 250 | 36 | 105.6 | 30 |  | Solar | FIXED | Roof
SRP23276 | TRINA SOLAR | TSM-250PA05.08 | 250 | 5 | 110.5 | 48 |  | Solar | FIXED | Roof
SRP23276 | TRINA SOLAR | TSM-250PA05.08 | 250 | 17 | 200.5 | 20 |  | Solar | FIXED | Roof
SRP23278 | TRINA SOLAR | TSM-250PA05.08 | 250 | 27 | 175.9 | 20 |  | Solar | FIXED | Roof
SRP23285 | TRINA SOLAR | TSM-250PA05 | 250 | 14 | 262 | 17 |  | Solar | FIXED | Roof
SRP23288 | TRINA SOLAR | TSM-235PA05 | 235 | 42 | 205 | 17 |  | Solar | FIXED | Roof
SRP23289 | TRINA SOLAR | TSM-250PA05 | 250 | 22 | 170 | 36 |  | Solar | FIXED | Roof
SRP23292 | TRINA SOLAR | TSM-250PA05.08 | 250 | 23 | 125.2 | 30 |  | Solar | FIXED | Roof
SRP23293 | TRINA SOLAR | TSM-250PA05 | 250 | 27 | 220 | 25 |  | Solar | FIXED | Roof
SRP23294 | TRINA SOLAR | TSM-250PA05 | 250 | 25 | 233 | 32 |  | Solar | FIXED | Roof
SRP23295 | TRINA SOLAR | TSM-250PA05 | 250 | 15 | 103 | 38 |  | Solar | FIXED | Roof
SRP23295 | TRINA SOLAR | TSM-250PA05 | 250 | 22 | 193 | 23 |  | Solar | FIXED | Roof
SRP23297 | TRINA SOLAR | TSM-250PA05 | 250 | 11 | 216 | 11 |  | Solar | FIXED | Roof
SRP23297 | TRINA SOLAR | TSM-250PA05 | 250 | 4 | 216 | 13 |  | Solar | FIXED | Roof
SRP23298 | TRINA SOLAR | TSM-250PA05 | 250 | 30 | 102 | 30 |  | Solar | FIXED | Roof
SRP23299 | TRINA SOLAR | TSM-250PA05.08 | 250 | 25 | 175 | 20 |  | Solar | FIXED | Roof
SRP23300 | TRINA SOLAR | TSM-255PA05 | 255 | 6 | 173 | 10 |  | Solar | FIXED | Roof
SRP23300 | TRINA SOLAR | TSM-255PA05 | 255 | 3 | 173 | 18 |  | Solar | FIXED | Roof
SRP23300 | TRINA SOLAR | TSM-255PA05 | 255 | 14 | 173 | 40 |  | Solar | FIXED | Roof
SRP23311 | SHARP | ND-250QCS | 250 | 39 | 78.8 | 22 |  | Solar | FIXED | Roof
SRP23317 | TRINA SOLAR | TSM-250PA05 | 250 | 16 | 190 | 24 |  | Solar | FIXED | Roof
SRP23319 | AXITEC | AC-250P/156-60S | 260 | 12 | 201 | 45 |  | Solar | FIXED | Roof
SRP23320 | YINGLI ENERGY (CHINA) | YL245P-29B | 245 | 10 | 151 | 16 |  | Solar | FIXED | Roof
SRP23321 | YINGLI ENERGY (CHINA) | YL245P-29B | 245 | 8 | 128 | 5 |  | Solar | FIXED | Roof
SRP23321 | YINGLI ENERGY (CHINA) | YL245P-29B | 245 | 12 | 212 | 42 |  | Solar | FIXED | Roof
SRP23322 | TRINA SOLAR | TSM-255PA05A.18 | 255 | 18 | 250 | 11 |  | Solar | FIXED | Roof
SRP23324 | TRINA SOLAR | TSM-250PA05 | 250 | 16 | 200 | 20 |  | Solar | FIXED | Roof
SRP23325 | TRINA SOLAR | TSM-250PA05.08 | 250 | 32 | 225.8 | 40 |  | Solar | FIXED | Roof
SRP23326 | TRINA SOLAR | TSM-255PA05.18 | 255 | 38 | 109 | 22 |  | Solar | FIXED | Roof
SRP23326 | TRINA SOLAR | TSM-255PA05.18 | 255 | 5 | 199 | 22 |  | Solar | FIXED | Roof
SRP23327 | TRINA SOLAR | TSM-250PA05.08 | 250 | 36 | 150 | 25 |  | Solar | FIXED | Roof
SRP23328 | TRINA SOLAR | TSM-250PA05.08 | 250 | 6 | 148.2 | 30 |  | Solar | FIXED | Roof
SRP23328 | TRINA SOLAR | TSM-250PA05.08 | 250 | 17 | 148.2 | 40 |  | Solar | FIXED | Roof
SRP23328 | TRINA SOLAR | TSM-250PA05.08 | 250 | 12 | 238.2 | 32 |  | Solar | FIXED | Roof
SRP23329 | TRINA SOLAR | TSM-250PA05 | 250 | 22 | 105 | 30 |  | Solar | FIXED | Roof
SRP23329 | TRINA SOLAR | TSM-250PA05 | 250 | 15 | 195 | 25 |  | Solar | FIXED | Roof
SRP23330 | YINGLI ENERGY (CHINA) | YL245P-29B | 245 | 8 | 100 | 18 |  | Solar | FIXED | Roof
SRP23330 | YINGLI ENERGY (CHINA) | YL245P-29B | 245 | 18 | 190 | 18 |  | Solar | FIXED | Roof
SRP23330 | YINGLI ENERGY (CHINA) | YL245P-29B | 245 | 20 | 190 | 18 |  | Solar | FIXED | Roof
SRP23330 | YINGLI ENERGY (CHINA) | YL245P-29B | 245 | 8 | 281 | 18 |  | Solar | FIXED | Roof
SRP23331 | TRINA SOLAR | TSM-250PA05 | 250 | 23 | 222 | 18 |  | Solar | FIXED | Roof
SRP23332 | YINGLI ENERGY (CHINA) | YL245P-29B | 245 | 12 | 224 | 22 |  | Solar | FIXED | Roof
SRP23332 | YINGLI ENERGY (CHINA) | YL245P-29B | 245 | 6 | 230 | 22 |  | Solar | FIXED | Roof
SRP23333 | YINGLI ENERGY (CHINA) | YL245P-29B | 245 | 52 | 124 | 10 |  | Solar | FIXED | Roof
SRP23333 | YINGLI ENERGY (CHINA) | YL245P-29B | 245 | 26 | 304 | 10 |  | Solar | FIXED | Roof
SRP23334 | TRINA SOLAR | TSM-255PA05.18 | 255 | 70 | 190 | 18 |  | Solar | FIXED | Roof
SRP23335 | YINGLI ENERGY (CHINA) | YL250P-29B | 250 | 16 | 180 | 28 |  | Solar | FIXED | Roof
SRP23335 | YINGLI ENERGY (CHINA) | YL250P-29B | 250 | 12 | 270 | 28 |  | Solar | FIXED | Roof
SRP23336 | YINGLI ENERGY (CHINA) | YL245P-29B | 245 | 28 | 131 | 18 |  | Solar | FIXED | Roof
SRP23337 | LIGHT WAY GREEN NEW ENERGY | LW235(29)P1650X990 | 235 | 12 | 154 | 22 |  | Solar | FIXED | Roof
SRP23337 | LIGHT WAY GREEN NEW ENERGY | LW235(29)P1650X990 | 235 | 13 | 154 | 22 |  | Solar | FIXED | Roof
SRP23337 | LIGHT WAY GREEN NEW ENERGY | LW235(29)P1650X990 | 235 | 24 | 154 | 22 |  | Solar | FIXED | Roof
SRP23338 | TRINA SOLAR | TSM-250PA05.08 | 250 | 26 | 125.1 | 30 |  | Solar | FIXED | Roof
SRP23339 | TRINA SOLAR | TSM-250PA05 | 250 | 34 | 222 | 39 |  | Solar | FIXED | Roof
SRP23340 | TRINA SOLAR | TSM-250PD05 | 250 | 26 | 200.6 | 20 |  | Solar | FIXED | Roof
SRP23341 | TRINA SOLAR | TSM-250PA05 | 250 | 24 | 160 | 31 |  | Solar | FIXED | Roof
SRP23343 | TRINA SOLAR | TSM-245PA05 | 245 | 504 | 195 | 20 |  | Solar | FIXED | Ground
SRP23344 | CANADIAN SOLAR | CS6P-250P | 240 | 16 | 215 | 10 |  | Solar | FIXED | Roof
SRP23345 | LIGHT WAY GREEN NEW ENERGY | LW240(29)P1650X990 | 240 | 14 | 185 | 15 |  | Solar | FIXED | Roof
SRP23346 | TRINA SOLAR | TSM-255PA05A | 255 | 9 | 110 | 24 |  | Solar | FIXED | Roof
SRP23346 | TRINA SOLAR | TSM-255PA05 | 255 | 36 | 200 | 24 |  | Solar | FIXED | Roof
SRP23347 | TRINA SOLAR | TSM-250PA05.08 | 250 | 39 | 284 | 25 |  | Solar | FIXED | Roof
SRP23348 | LIGHT WAY GREEN NEW ENERGY | LW240(29)P1650X990 | 240 | 27 | 241 | 33 |  | Solar | FIXED | Roof
SRP23350 | YINGLI ENERGY (CHINA) | YL245P-29B | 245 | 17 | 216 | 37 |  | Solar | FIXED | Roof
SRP23351 | TRINA SOLAR | TSM-240PA05 | 240 | 18 | 209 | 30 |  | Solar | FIXED | Roof
SRP23352 | TRINA SOLAR | TSM-245PA05.10 | 245 | 22 | 155 | 40 |  | Solar | FIXED | Roof
SRP23353 | TRINA SOLAR | TSM-245PA05.10 | 245 | 26 | 240 | 19 |  | Solar | FIXED | Roof
SRP23356 | YINGLI ENERGY (CHINA) | YL245P-29B | 245 | 18 | 225 | 26 |  | Solar | FIXED | Roof
SRP23357 | TRINA SOLAR | TSM-255PA05.18 | 255 | 9 | 151 | 34 |  | Solar | FIXED | Roof
SRP23357 | TRINA SOLAR | TSM-255PA05.18 | 255 | 22 | 151 | 45 |  | Solar | FIXED | Roof
SRP23357 | TRINA SOLAR | TSM-255PA05.18 | 255 | 14 | 241 | 40 |  | Solar | FIXED | Roof
SRP23358 | YINGLI ENERGY (CHINA) | YL245P-29B | 245 | 20 | 214 | 18 |  | Solar | FIXED | Roof
SRP23359 | YINGLI ENERGY (CHINA) | YL245P-29B | 245 | 30 | 71 | 32 |  | Solar | FIXED | Roof
SRP23359 | YINGLI ENERGY (CHINA) | YL245P-29B | 245 | 9 | 82 | 32 |  | Solar | FIXED | Roof
SRP23359 | YINGLI ENERGY (CHINA) | YL245P-29B | 245 | 40 | 250 | 32 |  | Solar | FIXED | Roof
SRP23360 | YINGLI ENERGY (CHINA) | YL245P-29B | 245 | 16 | 162 | 30 |  | Solar | FIXED | Roof
SRP23362 | YINGLI ENERGY (CHINA) | YL245P-29B | 245 | 12 | 174 | 26 |  | Solar | FIXED | Roof
SRP23362 | YINGLI ENERGY (CHINA) | YL245P-29B | 245 | 27 | 180 | 27 |  | Solar | FIXED | Roof
SRP23363 | YINGLI ENERGY (CHINA) | YL245P-29B | 245 | 15 | 14 | 18 |  | Solar | FIXED | Roof
SRP23363 | YINGLI ENERGY (CHINA) | YL245P-29B | 245 | 15 | 14 | 19 |  | Solar | FIXED | Roof
SRP23363 | YINGLI ENERGY (CHINA) | YL245P-29B | 245 | 8 | 194 | 18 |  | Solar | FIXED | Roof
SRP23363 | YINGLI ENERGY (CHINA) | YL245P-29B | 245 | 8 | 194 | 18 |  | Solar | FIXED | Roof
SRP23364 | YINGLI ENERGY (CHINA) | YL245P-29B | 245 | 9 | 87 | 22 |  | Solar | FIXED | Roof
SRP23364 | YINGLI ENERGY (CHINA) | YL245P-29B | 245 | 12 | 177 | 22 |  | Solar | FIXED | Roof
SRP23365 | TRINA SOLAR | TSM-255PA05 | 255 | 4 | 208 | 8 |  | Solar | FIXED | Roof
SRP23367 | SUNPOWER | SPR-250NX-BLK-D | 250 | 12 | 78 | 22 |  | Solar | FIXED | Roof
SRP23367 | SUNPOWER | SPR-250NX-BLK-D | 250 | 42 | 258 | 22 |  | Solar | FIXED | Roof
SRP23372 | TRINA SOLAR | TSM-250PA05.08 | 250 | 25 | 192 | 30 |  | Solar | FIXED | Roof
SRP23374 | TRINA SOLAR | TSM-255PA05 | 255 | 29 | 175 | 30 |  | Solar | FIXED | Roof
SRP23375 | TRINA SOLAR | TSM-245PA05.10 | 245 | 39 | 135 | 20 |  | Solar | FIXED | Roof
SRP23377 | SUNPOWER | SPR-E20-327 | 327 | 16 | 215 | 36 |  | Solar | FIXED | Roof
SRP23378 | YINGLI ENERGY (CHINA) | YL245P-29B | 245 | 8 | 173 | 26 |  | Solar | FIXED | Roof
SRP23378 | YINGLI ENERGY (CHINA) | YL245P-29B | 245 | 12 | 173 | 26 |  | Solar | FIXED | Roof
SRP23379 | YINGLI ENERGY (CHINA) | YL245P-29B | 245 | 9 | 95 | 21 |  | Solar | FIXED | Roof
SRP23379 | YINGLI ENERGY (CHINA) | YL245P-29B | 245 | 12 | 275 | 32 |  | Solar | FIXED | Roof
SRP23380 | YINGLI ENERGY (CHINA) | YL250C-30B | 250 | 32 | 245 | 36 |  | Solar | FIXED | Roof
SRP23382 | YINGLI ENERGY (CHINA) | YL245P-29B | 245 | 8 | 112 | 24 |  | Solar | FIXED | Roof
SRP23382 | YINGLI ENERGY (CHINA) | YL245P-29B | 245 | 8 | 202 | 24 |  | Solar | FIXED | Roof
SRP23382 | YINGLI ENERGY (CHINA) | YL245P-29B | 245 | 11 | 202 | 24 |  | Solar | FIXED | Roof
SRP23383 | SAINT GOBAIN SOLAR | SKA245M60-WN | 245 | 84 | 191.3 | 0 |  | Solar | FIXED | Roof
SRP23383 | TALESUN SOLAR | TP660AM225 | 240 | 168 | 191.3 | 0 |  | Solar | FIXED | Roof
SRP23383 | SAINT GOBAIN SOLAR | SKA245M60-WN | 245 | 700 | 191.3 | 10 |  | Solar | FIXED | Roof
SRP23384 | SAINT GOBAIN SOLAR | SKA245M60-WN | 245 | 322 | 157.5 | 5 |  | Solar | FIXED | Roof
SRP23384 | TALESUN SOLAR | TP660AM240 | 240 | 350 | 157.5 | 5 |  | Solar | FIXED | Roof
SRP23384 | SAINT GOBAIN SOLAR | SKA245M60-WN | 245 | 616 | 213.8 | 5 |  | Solar | FIXED | Roof
SRP23384 | SAINT GOBAIN SOLAR | SKA245M60-WN | 245 | 896 | 225 | 5 |  | Solar | FIXED | Roof
SRP23385 | SAINT GOBAIN SOLAR | SKA245M60-WN | 245 | 224 | 180 | 5 |  | Solar | FIXED | Roof
SRP23385 | SAINT GOBAIN SOLAR | SKA245M60-WN | 245 | 2604 | 225 | 5 |  | Solar | FIXED | Roof
SRP23385 | TALESUN SOLAR | TP660AM240 | 240 | 532 | 225 | 5 |  | Solar | FIXED | Roof
SRP23386 | SAINT GOBAIN SOLAR | SKA245M60-WN | 245 | 728 | 202.5 | 5 |  | Solar | FIXED | Roof
SRP23386 | TALESUN SOLAR | TP660AM240 | 240 | 154 | 202.5 | 5 |  | Solar | FIXED | Roof
SRP23387 | SAINT GOBAIN SOLAR | SKA245M60-WN | 245 | 490 | 180 | 5 |  | Solar | FIXED | Roof
SRP23387 | TALESUN SOLAR | TP660AM240 | 240 | 182 | 180 | 5 |  | Solar | FIXED | Roof
SRP23388 | SAINT GOBAIN SOLAR | SKA245M60-WN | 245 | 490 | 168.8 | 5 |  | Solar | FIXED | Roof
SRP23388 | TALESUN SOLAR | TP660AM240 | 240 | 182 | 168.8 | 5 |  | Solar | FIXED | Roof
SRP23389 | SAINT GOBAIN SOLAR | SKA245M60-WN | 245 | 756 | 213.8 | 5 |  | Solar | FIXED | Roof
SRP23389 | TALESUN SOLAR | TP660AM240 | 240 | 154 | 213.8 | 5 |  | Solar | FIXED | Roof
SRP23390 | SAINT GOBAIN SOLAR | SKA245M60-WN | 245 | 980 | 146.3 | 5 |  | Solar | FIXED | Roof
SRP23390 | TALESUN SOLAR | TP660AM240 | 240 | 154 | 146.3 | 5 |  | Solar | FIXED | Roof
SRP23391 | SAINT GOBAIN SOLAR | SKA245M60-WN | 245 | 84 | 213.8 | 0 |  | Solar | FIXED | Roof
SRP23391 | TALESUN SOLAR | TP660AM225 | 240 | 196 | 213.8 | 0 |  | Solar | FIXED | Roof
SRP23391 | SAINT GOBAIN SOLAR | SKA245M60-WN | 245 | 574 | 213.8 | 10 |  | Solar | FIXED | Roof
SRP23392 | SAINT GOBAIN SOLAR | SKA245M60-WN | 245 | 1274 | 180 | 20 |  | Solar | FIXED | Ground
SRP23392 | TALESUN SOLAR | TP660AM240 | 240 | 238 | 180 | 20 |  | Solar | FIXED | Ground
SRP23393 | TRINA SOLAR | TSM-255PA05A | 255 | 8 | 29 | 9 |  | Solar | FIXED | Roof
SRP23393 | TRINA SOLAR | TSM-255PA05A | 255 | 41 | 210 | 24 |  | Solar | FIXED | Roof
SRP23394 | TRINA SOLAR | TSM-255PA05 | 255 | 8 | 147 | 18 |  | Solar | FIXED | Roof
SRP23394 | TRINA SOLAR | TSM-255PA05 | 255 | 21 | 147 | 34 |  | Solar | FIXED | Roof
SRP23394 | TRINA SOLAR | TSM-255PA05 | 255 | 22 | 147 | 34 |  | Solar | FIXED | Roof
SRP23395 | TRINA SOLAR | TSM-255PA05A | 255 | 31 | 193 | 30 |  | Solar | FIXED | Roof
SRP23396 | TRINA SOLAR | TSM-255PA05A | 255 | 22 | 189 | 30 |  | Solar | FIXED | Roof
SRP23397 | AXITEC | AC-250M/156-60S | 250 | 10 | 167 | 27 |  | Solar | FIXED | Roof
SRP23397 | AXITEC | AC-250M/156-60S | 250 | 10 | 174 | 17 |  | Solar | FIXED | Roof
SRP23397 | AXITEC | AC-250M/156-60S | 250 | 10 | 174 | 28 |  | Solar | FIXED | Roof
SRP23397 | AXITEC | AC-250M/156-60S | 250 | 9 | 174 | 37 |  | Solar | FIXED | Roof
SRP23398 | LG ELECTRONICS SOLAR CELL DIVISION | LG210P1C-G2 | 300 | 10 | 117 | 40 |  | Solar | FIXED | Roof
SRP23398 | LG ELECTRONICS SOLAR CELL DIVISION | LG210P1C-G2 | 300 | 20 | 207 | 40 |  | Solar | FIXED | Roof
SRP23399 | TRINA SOLAR | TSM-255PA05.18 | 255 | 7 | 156 | 33 |  | Solar | FIXED | Roof
SRP23399 | TRINA SOLAR | TSM-255PA05.18 | 255 | 9 | 156 | 33 |  | Solar | FIXED | Roof
SRP23399 | TRINA SOLAR | TSM-255PA05.18 | 255 | 4 | 246 | 36 |  | Solar | FIXED | Roof
SRP23399 | TRINA SOLAR | TSM-255PA05.18 | 255 | 9 | 246 | 36 |  | Solar | FIXED | Roof
SRP23399 | TRINA SOLAR | TSM-255PA05.18 | 255 | 10 | 246 | 36 |  | Solar | FIXED | Roof
SRP23400 | TRINA SOLAR | TSM-255PA05A.18 | 255 | 32 | 166 | 18 |  | Solar | FIXED | Roof
SRP23401 | TRINA SOLAR | TSM-255PA05A | 255 | 36 | 225 | 40 |  | Solar | FIXED | Roof
SRP23402 | TRINA SOLAR | TSM-255PA05 | 255 | 4 | 134 | 30 |  | Solar | FIXED | Roof
SRP23402 | TRINA SOLAR | TSM-255PA05 | 255 | 5 | 134 | 36 |  | Solar | FIXED | Roof
SRP23402 | TRINA SOLAR | TSM-255PA05 | 255 | 24 | 224 | 28 |  | Solar | FIXED | Roof
SRP23404 | TRINA SOLAR | TSM-255PA05.18 | 255 | 26 | 213 | 28 |  | Solar | FIXED | Roof
SRP23405 | TRINA SOLAR | TSM-245PA05.10 | 245 | 32 | 254 | 26 |  | Solar | FIXED | Roof
SRP23406 | TRINA SOLAR | TSM-245PA05.10 | 245 | 22 | 250 | 26 |  | Solar | FIXED | Roof
SRP23408 | TRINA SOLAR | TSM-255PA05 | 255 | 24 | 205 | 30 |  | Solar | FIXED | Roof
SRP23409 | TRINA SOLAR | TSM-255PA05.18 | 255 | 15 | 156 | 11 |  | Solar | FIXED | Roof
SRP23409 | TRINA SOLAR | TSM-255PA05.18 | 255 | 9 | 156 | 25 |  | Solar | FIXED | Roof
SRP23409 | TRINA SOLAR | TSM-255PA05.18 | 255 | 21 | 156 | 25 |  | Solar | FIXED | Roof
SRP23410 | TRINA SOLAR | TSM-245PA05.10 | 245 | 28 | 176 | 27 |  | Solar | FIXED | Roof
SRP23411 | TRINA SOLAR | TSM-240PA05.10 | 240 | 26 | 126 | 20 |  | Solar | FIXED | Roof
SRP23413 | TRINA SOLAR | TSM-250PA05 | 250 | 23 | 202 | 21 |  | Solar | FIXED | Roof
SRP23415 | TRINA SOLAR | TSM-250PD05 | 255 | 3 | 87 | 30 |  | Solar | FIXED | Roof
SRP23415 | TRINA SOLAR | TSM-255PA05 | 255 | 39 | 177 | 30 |  | Solar | FIXED | Roof
SRP23415 | TRINA SOLAR | TSM-255PA05A | 255 | 3 | 267 | 30 |  | Solar | FIXED | Roof
SRP23417 | TRINA SOLAR | TSM-250PA05A.08 | 245 | 33 | 165 | 25 |  | Solar | FIXED | Roof
SRP23419 | TRINA SOLAR | TSM-250PA05A.08 | 250 | 13 | 163.4 | 45 |  | Solar | FIXED | Roof
SRP23419 | TRINA SOLAR | TSM-250PA05A.08 | 250 | 18 | 253.4 | 34 |  | Solar | FIXED | Roof
SRP23420 | TRINA SOLAR | TSM-250PA05A.08 | 250 | 27 | 155.1 | 25 |  | Solar | FIXED | Roof
SRP23420 | TRINA SOLAR | TSM-250PD05.08 | 250 | 8 | 245.1 | 25 |  | Solar | FIXED | Roof
SRP23423 | TRINA SOLAR | TSM-250PA05 | 250 | 6 | 173 | 15 |  | Solar | FIXED | Roof
SRP23423 | TRINA SOLAR | TSM-250PA05 | 250 | 6 | 173 | 20 |  | Solar | FIXED | Roof
SRP23423 | TRINA SOLAR | TSM-250PA05 | 250 | 3 | 263 | 20 |  | Solar | FIXED | Roof
SRP23424 | TRINA SOLAR | TSM-250PA05 | 250 | 36 | 122 | 17 |  | Solar | FIXED | Roof
SRP23425 | TRINA SOLAR | TSM-255PA05 | 255 | 38 | 185 | 17 |  | Solar | FIXED | Roof
SRP23427 | TRINA SOLAR | TSM-250PA05 | 250 | 10 | 166 | 29 |  | Solar | FIXED | Roof
SRP23427 | TRINA SOLAR | TSM-250PA05A | 250 | 18 | 166 | 30 |  | Solar | FIXED | Roof
SRP23428 | TRINA SOLAR | TSM-255PA05 | 255 | 16 | 109 | 28 |  | Solar | FIXED | Roof
SRP23429 | TRINA SOLAR | TSM-235PA05 | 235 | 27 | 178 | 36 |  | Solar | FIXED | Roof
SRP23430 | TRINA SOLAR | TSM-255PA05 | 255 | 26 | 245 | 25 |  | Solar | FIXED | Roof
SRP23431 | TRINA SOLAR | TSM-250PA05.08 | 250 | 20 | 166.5 | 18 |  | Solar | FIXED | Roof
SRP23433 | TRINA SOLAR | TSM-250PA05.18 | 250 | 30 | 222 | 9 |  | Solar | FIXED | Roof
SRP23434 | TRINA SOLAR | TSM-250PA05.08 | 250 | 26 | 125.9 | 20 |  | Solar | FIXED | Roof
SRP23436 | TRINA SOLAR | TSM-255PA05 | 255 | 24 | 114 | 34 |  | Solar | FIXED | Roof
SRP23437 | TRINA SOLAR | TSM-250PA05 | 250 | 20 | 124.9 | 20 |  | Solar | FIXED | Roof
SRP23438 | TRINA SOLAR | TSM-245PA05.10 | 245 | 32 | 265 | 22 |  | Solar | FIXED | Roof
SRP23441 | YINGLI ENERGY (CHINA) | YL245P-29B | 245 | 8 | 106 | 30 |  | Solar | FIXED | Roof
SRP23441 | YINGLI ENERGY (CHINA) | YL245P-32B | 245 | 9 | 106 | 30 |  | Solar | FIXED | Roof
SRP23442 | YINGLI ENERGY (CHINA) | YL245P-29B | 245 | 12 | 55 | 22 |  | Solar | FIXED | Roof
SRP23442 | YINGLI ENERGY (CHINA) | YL245P-29B | 245 | 10 | 145 | 22 |  | Solar | FIXED | Roof
SRP23442 | YINGLI ENERGY (CHINA) | YL245P-29B | 245 | 14 | 235 | 22 |  | Solar | FIXED | Roof
SRP23443 | YINGLI ENERGY (CHINA) | YL250P-32B | 250 | 12 | 21 | 25 |  | Solar | FIXED | Roof
SRP23443 | YINGLI ENERGY (CHINA) | YL250P-29B | 250 | 24 | 185 | 25 |  | Solar | FIXED | Roof
SRP23444 | YINGLI ENERGY (CHINA) | YL245P-29B | 245 | 9 | 198 | 35 |  | Solar | FIXED | Roof
SRP23446 | SUNIVA | OPT265-60-4-100 | 265 | 46 | 120 | 30 |  | Solar | FIXED | Roof
SRP23447 | TRINA SOLAR | TSM-255PA05.18 | 255 | 4 | 102 | 30 |  | Solar | FIXED | Roof
SRP23447 | TRINA SOLAR | TSM-255PA05.18 | 255 | 38 | 192 | 30 |  | Solar | FIXED | Roof
SRP23450 | CANADIAN SOLAR | CS6P-250P | 250 | 14 | 93 | 21 |  | Solar | FIXED | Roof
SRP23450 | CANADIAN SOLAR | CS6P-250P | 250 | 18 | 273 | 21 |  | Solar | FIXED | Roof
SRP23451 | YINGLI ENERGY (CHINA) | YL250P-29B | 250 | 10 | 227 | 16 |  | Solar | FIXED | Roof
SRP23452 | YINGLI ENERGY (CHINA) | YL250P-29B | 250 | 11 | 265 | 31 |  | Solar | FIXED | Roof
SRP23453 | YINGLI ENERGY (CHINA) | YL250P-29B | 250 | 11 | 60 | 10 |  | Solar | FIXED | Roof
SRP23453 | YINGLI ENERGY (CHINA) | YL250P-29B | 250 | 10 | 240 | 10 |  | Solar | FIXED | Roof
SRP23455 | KYOCERA SOLAR | KD215GX-LPU | 215 | 30 | 270 | 18 |  | Solar | FIXED | Roof
SRP23456 | SUNIVA | OPT260-60-4-1B0 | 260 | 13 | 165 | 19 |  | Solar | FIXED | Roof
SRP23458 | TRINA SOLAR | TSM-250PA05 | 250 | 12 | 261 | 5 |  | Solar | FIXED | Roof
SRP23458 | TRINA SOLAR | TSM-250PA05 | 250 | 14 | 261 | 37 |  | Solar | FIXED | Roof
SRP23459 | CANADIAN SOLAR | CS6P-260M | 260 | 35 | 98 | 30 |  | Solar | FIXED | Roof
SRP23460 | TRINA SOLAR | TSM-250PA05 | 250 | 15 | 118 | 30 |  | Solar | FIXED | Roof
SRP23461 | YINGLI ENERGY (CHINA) | YL250P-29B | 250 | 9 | 171 | 10 |  | Solar | FIXED | Roof
SRP23461 | YINGLI ENERGY (CHINA) | YL250P-29B | 250 | 7 | 351 | 10 |  | Solar | FIXED | Roof
SRP23462 | TRINA SOLAR | TSM-250PA05 | 250 | 20 | 211 | 29 |  | Solar | FIXED | Roof
SRP23463 | TRINA SOLAR | TSM-250PA05 | 250 | 40 | 170 | 22 |  | Solar | FIXED | Roof
SRP23465 | TRINA SOLAR | TSM-250PA05 | 250 | 17 | 224 | 36 |  | Solar | FIXED | Roof
SRP23468 | TRINA SOLAR | TSM-250PA05 | 250 | 18 | 176 | 28 |  | Solar | FIXED | Roof
SRP23470 | TRINA SOLAR | TSM-250PA05 | 250 | 17 | 102 | 24 |  | Solar | FIXED | Roof
SRP23471 | TRINA SOLAR | TSM-250PA05 | 250 | 33 | 163 | 26 |  | Solar | FIXED | Roof
SRP23474 | TRINA SOLAR | TSM-245PA05.10 | 245 | 32 | 111 | 34 |  | Solar | FIXED | Roof
SRP23474 | TRINA SOLAR | TSM-245PA05.10 | 245 | 8 | 291 | 34 |  | Solar | FIXED | Roof
SRP23475 | AXITEC | AC-250P/156-60S | 250 | 36 | 180 | 30 |  | Solar | FIXED | Roof
SRP23475 | AXITEC | AC-250P/156-60S | 250 | 32 | 190 | 17 |  | Solar | FIXED | Roof
SRP23476 | SUNPOWER | SPR-327NE-WHT-D | 327 | 32 | 191 | 19 |  | Solar | FIXED | Roof
SRP23477 | CONERGY | CONERGY PH 250P | 250 | 39 | 164 | 26 |  | Solar | FIXED | Roof
SRP23478 | TRINA SOLAR | TSM-235PA05 | 235 | 37 | 155 | 23 |  | Solar | FIXED | Roof
SRP23479 | TRINA SOLAR | TSM-235PA05 | 235 | 14 | 149 | 18 |  | Solar | FIXED | Roof
SRP23480 | CANADIAN SOLAR | CS5P-250M | 250 | 20 | 167 | 30 |  | Solar | FIXED | Roof
SRP23482 | TRINA SOLAR | TSM-250PA05.08 | 250 | 38 | 261 | 40 |  | Solar | FIXED | Roof
SRP23483 | CANADIAN SOLAR | CS6P-235PX | 235 | 17 | 176 | 28 |  | Solar | FIXED | Roof
SRP23486 | TRINA SOLAR | TSM-250PA05A | 250 | 12 | 172 | 15 |  | Solar | FIXED | Roof
SRP23486 | TRINA SOLAR | TSM-250PD05 | 250 | 5 | 172 | 15 |  | Solar | FIXED | Roof
SRP23488 | TRINA SOLAR | TSM-250PD05 | 250 | 5 | 92 | 37 |  | Solar | FIXED | Roof
SRP23488 | TRINA SOLAR | TSM-250PA05A | 250 | 20 | 182 | 28 |  | Solar | FIXED | Roof
SRP23488 | TRINA SOLAR | TSM-250PA05A | 250 | 4 | 272 | 37 |  | Solar | FIXED | Roof
SRP23489 | YINGLI ENERGY (CHINA) | YL245P-29B | 245 | 8 | 100 | 12 |  | Solar | FIXED | Roof
SRP23489 | YINGLI ENERGY (CHINA) | YL245P-29B | 245 | 8 | 280 | 13 |  | Solar | FIXED | Roof
SRP23491 | TRINA SOLAR | TSM-245PA05.10 | 245 | 40 | 268 | 26 |  | Solar | FIXED | Roof
SRP23492 | TRINA SOLAR | TSM-250PA05 | 250 | 12 | 90 | 17 |  | Solar | FIXED | Roof
SRP23492 | TRINA SOLAR | TSM-250PA05 | 250 | 22 | 90 | 18 |  | Solar | FIXED | Roof
SRP23494 | TRINA SOLAR | TSM-245PA05 | 245 | 17 | 87 | 28 |  | Solar | FIXED | Roof
SRP23494 | TRINA SOLAR | TSM-245PA05 | 245 | 17 | 267 | 28 |  | Solar | FIXED | Roof
SRP23495 | TRINA SOLAR | TSM-250PA05.08 | 250 | 26 | 195.2 | 16 |  | Solar | FIXED | Roof
SRP23496 | TRINA SOLAR | TSM-255PA05 | 255 | 22 | 126 | 22 |  | Solar | FIXED | Roof
SRP23496 | TRINA SOLAR | TSM-255PA05 | 255 | 10 | 216 | 17 |  | Solar | FIXED | Roof
SRP23497 | TRINA SOLAR | TSM-235PD05 | 235 | 14 | 12 | 17 |  | Solar | FIXED | Roof
SRP23497 | TRINA SOLAR | TSM-235PD05 | 235 | 4 | 102 | 15 |  | Solar | FIXED | Roof
SRP23497 | TRINA SOLAR | TSM-235PD05 | 235 | 6 | 192 | 17 |  | Solar | FIXED | Roof
SRP23497 | TRINA SOLAR | TSM-235PD05 | 235 | 16 | 282 | 15 |  | Solar | FIXED | Roof
SRP23499 | TRINA SOLAR | TSM-250PA05.08 | 250 | 21 | 141 | 24 |  | Solar | FIXED | Roof
SRP23499 | TRINA SOLAR | TSM-250PA05.08 | 250 | 30 | 231 | 24 |  | Solar | FIXED | Roof
SRP23502 | TRINA SOLAR | TSM-235PA05 | 235 | 21 | 239 | 32 |  | Solar | FIXED | Roof
SRP23503 | TRINA SOLAR | TSM-235PA05 | 235 | 15 | 218 | 36 |  | Solar | FIXED | Roof
SRP23504 | TRINA SOLAR | TSM-250PA05 | 250 | 18 | 175 | 20 |  | Solar | FIXED | Roof
SRP23506 | YINGLI ENERGY (CHINA) | YL245P-29B | 245 | 36 | 209 | 30 |  | Solar | FIXED | Roof
SRP23508 | TRINA SOLAR | TSM-250PA05 | 250 | 6 | 146 | 27 |  | Solar | FIXED | Roof
SRP23508 | TRINA SOLAR | TSM-250PD05 | 250 | 13 | 236 | 27 |  | Solar | FIXED | Roof
SRP23510 | SUNIVA | OPT265-60-4-1B0 | 265 | 36 | 106 | 27 |  | Solar | FIXED | Roof
SRP23510 | SUNIVA | OPT265-60-4-1B0 | 265 | 12 | 286 | 27 |  | Solar | FIXED | Roof
SRP23511 | TRINA SOLAR | TSM-250PA05A | 250 | 27 | 220 | 19 |  | Solar | FIXED | Roof
SRP23512 | CANADIAN SOLAR | CS6P-250P | 250 | 6 | 190 | 35 |  | Solar | FIXED | Roof
SRP23513 | TRINA SOLAR | TSM-245PA05.18 | 245 | 2 | 108 | 24 |  | Solar | FIXED | Roof
SRP23513 | TRINA SOLAR | TSM-245PA05.18 | 245 | 13 | 198 | 22 |  | Solar | FIXED | Roof
SRP23513 | TRINA SOLAR | TSM-245PA05.18 | 245 | 2 | 288 | 24 |  | Solar | FIXED | Roof
SRP23514 | TRINA SOLAR | TSM-245PA05.18 | 245 | 14 | 155 | 24 |  | Solar | FIXED | Roof
SRP23515 | LG ELECTRONICS SOLAR CELL DIVISION | LG265S1C-G3 | 265 | 14 | 207 | 17 |  | Solar | FIXED | Roof
SRP23516 | TRINA SOLAR | TSM-255PA05 | 255 | 12 | 91 | 18 |  | Solar | FIXED | Roof
SRP23516 | TRINA SOLAR | TSM-225PA05 | 255 | 15 | 271 | 30 |  | Solar | FIXED | Roof
SRP23517 | TRINA SOLAR | TSM-245PA05 | 245 | 34 | 189 | 24 |  | Solar | FIXED | Roof
SRP23518 | SUNPOWER | SPR-327NE-WHT-D | 327 | 30 | 119 | 30 |  | Solar | FIXED | Roof
SRP23519 | TRINA SOLAR | TSM-255PA05A.18 | 255 | 20 | 160 | 30 |  | Solar | FIXED | Roof
SRP23526 | TRINA SOLAR | TSM-255PA05A | 255 | 42 | 147 | 19 |  | Solar | FIXED | Roof
SRP23527 | CANADIAN SOLAR | CS6P-260M | 260 | 49 | 186 | 32 |  | Solar | FIXED | Roof
SRP23528 | TRINA SOLAR | TSM-255PA05A.18 | 255 | 4 | 125 | 24 |  | Solar | FIXED | Roof
SRP23528 | TRINA SOLAR | TSM-255PA05A.18 | 255 | 8 | 215 | 20 |  | Solar | FIXED | Roof
SRP23528 | TRINA SOLAR | TSM-255PA05A.18 | 255 | 19 | 215 | 23 |  | Solar | FIXED | Roof
SRP23529 | TRINA SOLAR | TSM-255PA05A.18 | 255 | 2 | 97 | 40 |  | Solar | FIXED | Roof
SRP23529 | TRINA SOLAR | TSM-255PA05A.18 | 255 | 34 | 97 | 40 |  | Solar | FIXED | Roof
SRP23529 | TRINA SOLAR | TSM-255PA05A.18 | 255 | 9 | 187 | 40 |  | Solar | FIXED | Roof
SRP23530 | TRINA SOLAR | TSM-255PA05A.18 | 255 | 14 | 265 | 20 |  | Solar | FIXED | Roof
SRP23530 | TRINA SOLAR | TSM-255PA05A.18 | 255 | 16 | 265 | 20 |  | Solar | FIXED | Roof
SRP23530 | TRINA SOLAR | TSM-255PA05A.18 | 255 | 10 | 265 | 27 |  | Solar | FIXED | Roof
SRP23531 | TRINA SOLAR | TSM-255PA05.18 | 255 | 40 | 187 | 18 |  | Solar | FIXED | Roof
SRP23532 | TRINA SOLAR | TSM-255PA05A | 255 | 4 | 105 | 19 |  | Solar | FIXED | Roof
SRP23532 | TRINA SOLAR | TSM-255PA05 | 255 | 8 | 195 | 19 |  | Solar | FIXED | Roof
SRP23532 | TRINA SOLAR | TSM-255PA05 | 255 | 8 | 195 | 19 |  | Solar | FIXED | Roof
SRP23532 | TRINA SOLAR | TSM-255PA05A | 255 | 24 | 195 | 19 |  | Solar | FIXED | Roof
SRP23533 | TRINA SOLAR | TSM-255PA05 | 255 | 6 | 134 | 27 |  | Solar | FIXED | Roof
SRP23533 | TRINA SOLAR | TSM-255PA05A | 255 | 20 | 224 | 34 |  | Solar | FIXED | Roof
SRP23534 | TRINA SOLAR | TSM-225PA05 | 255 | 12 | 232 | 10 |  | Solar | FIXED | Roof
SRP23534 | TRINA SOLAR | TSM-255PA05A | 255 | 16 | 232 | 27 |  | Solar | FIXED | Roof
SRP23534 | TRINA SOLAR | TSM-255PA05A | 255 | 30 | 232 | 27 |  | Solar | FIXED | Roof
SRP23535 | SUNIVA | OPT260-60-4-1B0 | 260 | 19 | 192 | 27 |  | Solar | FIXED | Roof
SRP23536 | TRINA SOLAR | TSM-255PA05.18 | 255 | 11 | 95 | 9 |  | Solar | FIXED | Roof
SRP23536 | TRINA SOLAR | TSM-255PA05.18 | 255 | 46 | 185 | 22 |  | Solar | FIXED | Roof
SRP23536 | TRINA SOLAR | TSM-255PA05.18 | 255 | 11 | 275 | 9 |  | Solar | FIXED | Roof
SRP23538 | YINGLI ENERGY (CHINA) | YL245P-29B | 245 | 22 | 116 | 30 |  | Solar | FIXED | Roof
SRP23538 | YINGLI ENERGY (CHINA) | YL245P-29B | 245 | 22 | 292 | 30 |  | Solar | FIXED | Roof
SRP23539 | YINGLI ENERGY (CHINA) | YL245P-29B | 245 | 39 | 207 | 24 |  | Solar | FIXED | Roof
SRP23540 | YINGLI ENERGY (CHINA) | YL250P-29B | 250 | 20 | 155 | 12 |  | Solar | FIXED | Roof
SRP23540 | YINGLI ENERGY (CHINA) | YL250P-29B | 250 | 9 | 335 | 33 |  | Solar | FIXED | Roof
SRP23541 | SUNIVA | OPT265-60-4-1B0 | 265 | 26 | 82 | 15 |  | Solar | FIXED | Roof
SRP23541 | SUNIVA | OPT265-60-4-1B0 | 265 | 24 | 259 | 15 |  | Solar | FIXED | Roof
SRP23541 | SUNIVA | OPT265-60-4-1B0 | 265 | 25 | 259 | 15 |  | Solar | FIXED | Roof
SRP23542 | AXITEC | AC-250M/156-60S | 250 | 40 | 197 | 38 |  | Solar | FIXED | Roof
SRP23543 | CONERGY | CONERGY PH 250P | 250 | 42 | 175 | 20 |  | Solar | FIXED | Roof
SRP23545 | YINGLI ENERGY (CHINA) | YL250P-29B | 250 | 12 | 155 | 12 |  | Solar | FIXED | Roof
SRP23547 | YINGLI ENERGY (CHINA) | YL235P-29B | 235 | 18 | 235 | 15 |  | Solar | FIXED | Roof
SRP23547 | YINGLI ENERGY (CHINA) | YL235P-29B | 235 | 6 | 235 | 16 |  | Solar | FIXED | Roof
SRP23548 | YINGLI ENERGY (CHINA) | YL230P-29B | 230 | 17 | 110 | 17 |  | Solar | FIXED | Roof
SRP23548 | YINGLI ENERGY (CHINA) | YL230P-29B | 230 | 27 | 195 | 17 |  | Solar | FIXED | Roof
SRP23549 | RENESOLA JIANGSU | JC250M-24/BB | 250 | 12 | 162 | 14 |  | Solar | FIXED | Roof
SRP23549 | RENESOLA JIANGSU | JC250M-24/BB | 250 | 37 | 162 | 34 |  | Solar | FIXED | Roof
SRP23550 | YINGLI ENERGY (CHINA) | YL245P-29B | 245 | 10 | 183 | 12 |  | Solar | FIXED | Roof
SRP23550 | YINGLI ENERGY (CHINA) | YL245P-29B | 245 | 12 | 183 | 12 |  | Solar | FIXED | Roof
SRP23552 | LG ELECTRONICS SOLAR CELL DIVISION | LG255S1C-G2 | 255 | 20 | 158 | 35 |  | Solar | FIXED | Roof
SRP23553 | YINGLI ENERGY (CHINA) | YL235P-29B | 235 | 28 | 212 | 30 |  | Solar | FIXED | Roof
SRP23555 | YINGLI ENERGY (CHINA) | YL245P-29B | 245 | 8 | 114 | 8 |  | Solar | FIXED | Roof
SRP23555 | YINGLI ENERGY (CHINA) | YL245P-29B | 245 | 16 | 114 | 24 |  | Solar | FIXED | Roof
SRP23555 | YINGLI ENERGY (CHINA) | YL245P-29B | 245 | 8 | 114 | 30 |  | Solar | FIXED | Roof
SRP23555 | YINGLI ENERGY (CHINA) | YL245P-29B | 245 | 14 | 204 | 23 |  | Solar | FIXED | Roof
SRP23555 | YINGLI ENERGY (CHINA) | YL245P-29B | 245 | 13 | 204 | 27 |  | Solar | FIXED | Roof
SRP23556 | YINGLI ENERGY (CHINA) | YL245P-29B | 245 | 28 | 229 | 30 |  | Solar | FIXED | Roof
SRP23558 | CANADIAN SOLAR | CS6P-250P | 250 | 1313 | 180 | 10 |  | Solar | FIXED | Roof
SRP23559 | LG ELECTRONICS SOLAR CELL DIVISION | LG255S1C-G2 | 255 | 20 | 113 | 28 |  | Solar | FIXED | Roof
SRP23560 | YINGLI ENERGY (CHINA) | YL245P-29B | 245 | 33 | 118 | 12 |  | Solar | FIXED | Roof
SRP23560 | YINGLI ENERGY (CHINA) | YL245P-29B | 245 | 11 | 303 | 12 |  | Solar | FIXED | Roof
SRP23561 | YINGLI ENERGY (CHINA) | YL245P-32B | 245 | 4 | 84 | 32 |  | Solar | FIXED | Roof
SRP23561 | YINGLI ENERGY (CHINA) | YL245P-32B | 245 | 10 | 95 | 32 |  | Solar | FIXED | Roof
SRP23561 | YINGLI ENERGY (CHINA) | YL245P-32B | 245 | 18 | 264 | 32 |  | Solar | FIXED | Roof
SRP23563 | TRINA SOLAR | TSM-245PA05 | 245 | 2040 | 195 | 5 |  | Solar | FIXED | Roof
SRP23564 | YINGLI ENERGY (CHINA) | YL260C-30B | 260 | 21 | 174 | 15 |  | Solar | FIXED | Roof
SRP23564 | YINGLI ENERGY (CHINA) | YL260C-30B | 260 | 18 | 264 | 15 |  | Solar | FIXED | Roof
SRP23565 | YINGLI ENERGY (CHINA) | YL250C-30B | 250 | 17 | 147 | 30 |  | Solar | FIXED | Roof
SRP23565 | YINGLI ENERGY (CHINA) | YL250C-30B | 250 | 10 | 237 | 38 |  | Solar | FIXED | Roof
SRP23567 | YINGLI ENERGY (CHINA) | YL250P-29B | 250 | 18 | 182 | 30 |  | Solar | FIXED | Roof
SRP23567 | YINGLI ENERGY (CHINA) | YL250C-30B | 250 | 6 | 272 | 26 |  | Solar | FIXED | Roof
SRP23568 | YINGLI ENERGY (CHINA) | YL245P-29B | 245 | 14 | 90 | 22 |  | Solar | FIXED | Roof
SRP23568 | YINGLI ENERGY (CHINA) | YL245P-29B | 245 | 20 | 270 | 22 |  | Solar | FIXED | Roof
SRP23569 | YINGLI ENERGY (CHINA) | YL245P-29B | 245 | 26 | 177 | 18 |  | Solar | FIXED | Roof
SRP23569 | YINGLI ENERGY (CHINA) | YL245P-29B | 245 | 18 | 180 | 18 |  | Solar | FIXED | Roof
SRP23570 | YINGLI ENERGY (CHINA) | YL250P-29B | 250 | 26 | 137 | 31 |  | Solar | FIXED | Roof
SRP23570 | YINGLI ENERGY (CHINA) | YL250P-29B | 250 | 13 | 317 | 31 |  | Solar | FIXED | Roof
SRP23571 | YINGLI ENERGY (CHINA) | YL250P-29B | 250 | 33 | 85 | 20 |  | Solar | FIXED | Roof
SRP23571 | YINGLI ENERGY (CHINA) | YL250P-29B | 250 | 11 | 270 | 20 |  | Solar | FIXED | Roof
SRP23572 | CANADIAN SOLAR | CS6P-250P | 250 | 6 | 97 | 31 |  | Solar | FIXED | Roof
SRP23572 | CANADIAN SOLAR | CS6P-250P | 250 | 33 | 187 | 30 |  | Solar | FIXED | Roof
SRP23572 | CANADIAN SOLAR | CS6P-250P | 250 | 11 | 277 | 31 |  | Solar | FIXED | Roof
SRP23574 | TRINA SOLAR | TSM-255PA05A | 255 | 26 | 209 | 30 |  | Solar | FIXED | Roof
SRP23575 | TRINA SOLAR | TSM-255PA05 | 255 | 28 | 114 | 25 |  | Solar | FIXED | Roof
SRP23579 | CANADIAN SOLAR | CS6P-250P | 250 | 32 | 200 | 18 |  | Solar | FIXED | Roof
SRP23580 | TRINA SOLAR | TSM-250PD05 | 250 | 24 | 188 | 17 |  | Solar | FIXED | Roof
SRP23581 | TRINA SOLAR | TSM-250PA05.08 | 250 | 22 | 178.2 | 16 |  | Solar | FIXED | Roof
SRP23582 | SUNIVA | MVX250-60-5-701 | 250 | 4 | 30.5 | 10 |  | Solar | FIXED | Roof
SRP23582 | SUNIVA | MVX250-60-5-701 | 250 | 29 | 210.5 | 28 |  | Solar | FIXED | Roof
SRP23583 | TRINA SOLAR | TSM-255PA05 | 255 | 14 | 124 | 12 |  | Solar | FIXED | Roof
SRP23584 | TRINA SOLAR | TSM-250PA05 | 250 | 26 | 143 | 22 |  | Solar | FIXED | Roof
SRP23586 | TRINA SOLAR | TSM-245PA05.08 | 245 | 4 | 243 | 28 |  | Solar | FIXED | Roof
SRP23586 | TRINA SOLAR | TSM-245PA05.08 | 245 | 27 | 243 | 30 |  | Solar | FIXED | Roof
SRP23587 | TRINA SOLAR | TSM-250PA05 | 250 | 25 | 185 | 22 |  | Solar | FIXED | Roof
SRP23589 | TRINA SOLAR | TSM-245PA05.10 | 255 | 10 | 113 | 22 |  | Solar | FIXED | Roof
SRP23589 | TRINA SOLAR | TSM-245PA05.10 | 255 | 16 | 203 | 22 |  | Solar | FIXED | Roof
SRP23590 | YINGLI ENERGY (CHINA) | YL245P-29B | 245 | 26 | 212 | 16 |  | Solar | FIXED | Roof
SRP23591 | YINGLI ENERGY (CHINA) | YL245P-29B | 245 | 18 | 172 | 40 |  | Solar | FIXED | Roof
SRP23593 | TRINA SOLAR | TSM-250PA05 | 250 | 4 | 159 | 17 |  | Solar | FIXED | Roof
SRP23593 | TRINA SOLAR | TSM-250PA05 | 250 | 20 | 159 | 17 |  | Solar | FIXED | Roof
SRP23594 | TRINA SOLAR | TSM-255PA05 | 255 | 22 | 136 | 31 |  | Solar | FIXED | Roof
SRP23594 | TRINA SOLAR | TSM-255PA05 | 255 | 4 | 226 | 28 |  | Solar | FIXED | Roof
SRP23597 | YINGLI ENERGY (CHINA) | YL250P-29B | 250 | 27 | 226 | 31 |  | Solar | FIXED | Roof
SRP23598 | YINGLI ENERGY (CHINA) | YL245P-29B | 245 | 39 | 170 | 22 |  | Solar | FIXED | Roof
SRP23600 | TRINA SOLAR | TSM-250PA05 | 250 | 6 | 137 | 21 |  | Solar | FIXED | Roof
SRP23600 | TRINA SOLAR | TSM-250PA05 | 250 | 8 | 137 | 34 |  | Solar | FIXED | Roof
SRP23601 | YINGLI ENERGY (CHINA) | YL250C-30B | 250 | 36 | 172 | 22 |  | Solar | FIXED | Roof
SRP23602 | YINGLI ENERGY (CHINA) | YL245P-29B | 245 | 6 | 170 | 22 |  | Solar | FIXED | Roof
SRP23602 | YINGLI ENERGY (CHINA) | YL245P-29B | 245 | 9 | 260 | 22 |  | Solar | FIXED | Roof
SRP23603 | YINGLI ENERGY (CHINA) | YL245P-29B | 245 | 36 | 179 | 20 |  | Solar | FIXED | Roof
SRP23603 | YINGLI ENERGY (CHINA) | YL245P-29B | 245 | 12 | 270 | 20 |  | Solar | FIXED | Roof
SRP23604 | YINGLI ENERGY (CHINA) | YL245P-29B | 245 | 17 | 106 | 32 |  | Solar | FIXED | Roof
SRP23605 | YINGLI ENERGY (CHINA) | YL245P-29B | 245 | 18 | 98 | 20 |  | Solar | FIXED | Roof
SRP23606 | TRINA SOLAR | TSM-255PA05.18 | 255 | 18 | 86 | 20 |  | Solar | FIXED | Roof
SRP23606 | TRINA SOLAR | TSM-255PA05.18 | 255 | 3 | 176 | 33 |  | Solar | FIXED | Roof
SRP23606 | TRINA SOLAR | TSM-255PA05.18 | 255 | 20 | 266 | 20 |  | Solar | FIXED | Roof
SRP23607 | YINGLI ENERGY (CHINA) | YL245P-29B | 245 | 22 | 96 | 24 |  | Solar | FIXED | Roof
SRP23607 | YINGLI ENERGY (CHINA) | YL245P-29B | 245 | 11 | 276 | 24 |  | Solar | FIXED | Roof
SRP23608 | YINGLI ENERGY (CHINA) | YL245P-29B | 245 | 9 | 111 | 40 |  | Solar | FIXED | Roof
SRP23608 | YINGLI ENERGY (CHINA) | YL245P-29B | 245 | 5 | 200 | 33 |  | Solar | FIXED | Roof
SRP23609 | TRINA SOLAR | TSM-245PA05.10 | 245 | 60 | 180 | 25 |  | Solar | FIXED | Ground
SRP23615 | YINGLI ENERGY (CHINA) | YL245P-29B | 245 | 14 | 115 | 18 |  | Solar | FIXED | Roof
SRP23617 | TRINA SOLAR | TSM-235PA05 | 235 | 3 | 168 | 17 |  | Solar | FIXED | Roof
SRP23617 | TRINA SOLAR | TSM-235PD05 | 235 | 9 | 258 | 17 |  | Solar | FIXED | Roof
SRP23617 | TRINA SOLAR | TSM-235PD05 | 235 | 4 | 258 | 29 |  | Solar | FIXED | Roof
SRP23618 | CSG PVTECH | CSG250M2-35 | 250 | 20 | 137 | 34 |  | Solar | FIXED | Roof
SRP23618 | CSG PVTECH | CSG250M2-35 | 250 | 14 | 227 | 41 |  | Solar | FIXED | Roof
SRP23619 | CANADIAN SOLAR | CS6P-245M | 245 | 50 | 180 | 40 |  | Solar | FIXED | Ground
SRP23621 | AXITEC | AC-250P/156-60S | 250 | 36 | 184 | 20 |  | Solar | FIXED | Roof
SRP23621 | CANADIAN SOLAR | CS6P-245P | 245 | 5 | 184 | 20 |  | Solar | FIXED | Roof
SRP23625 | TRINA SOLAR | TSM-245PA05 | 245 | 3 | 104 | 22 |  | Solar | FIXED | Roof
SRP23625 | TRINA SOLAR | TSM-245PA05 | 245 | 8 | 194 | 10 |  | Solar | FIXED | Roof
SRP23625 | TRINA SOLAR | TSM-245PA05 | 245 | 12 | 194 | 22 |  | Solar | FIXED | Roof
SRP23626 | TRINA SOLAR | TSM-245PA05 | 245 | 8 | 252 | 13 |  | Solar | FIXED | Roof
SRP23633 | TRINA SOLAR | TSM-245PA05 | 245 | 10 | 221 | 25 |  | Solar | FIXED | Roof
SRP23633 | TRINA SOLAR | TSM-245PA05 | 245 | 10 | 221 | 25 |  | Solar | FIXED | Roof
SRP23636 | TRINA SOLAR | TSM-255PA05.18 | 255 | 37 | 185 | 18 |  | Solar | FIXED | Roof
SRP23637 | TRINA SOLAR | TSM-255PA05 | 255 | 26 | 230 | 32 |  | Solar | FIXED | Roof
SRP23639 | YINGLI ENERGY (CHINA) | YL245P-29B | 245 | 13 | 110 | 15 |  | Solar | FIXED | Roof
SRP23640 | YINGLI ENERGY (CHINA) | YL245P-29B | 245 | 6 | 192 | 28 |  | Solar | FIXED | Roof
SRP23640 | YINGLI ENERGY (CHINA) | YL245P-29B | 245 | 3 | 285 | 22 |  | Solar | FIXED | Roof
SRP23640 | YINGLI ENERGY (CHINA) | YL245P-29B | 245 | 4 | 285 | 22 |  | Solar | FIXED | Roof
SRP23640 | YINGLI ENERGY (CHINA) | YL245P-29B | 245 | 7 | 285 | 25 |  | Solar | FIXED | Roof
SRP23640 | YINGLI ENERGY (CHINA) | YL245P-29B | 245 | 10 | 285 | 28 |  | Solar | FIXED | Roof
SRP23641 | YINGLI ENERGY (CHINA) | YL250C-30B | 250 | 20 | 118 | 20 |  | Solar | FIXED | Roof
SRP23641 | YINGLI ENERGY (CHINA) | YL250P-29B | 250 | 14 | 298 | 20 |  | Solar | FIXED | Roof
SRP23641 | YINGLI ENERGY (CHINA) | YL250P-32B | 250 | 6 | 298 | 20 |  | Solar | FIXED | Roof
SRP23643 | YINGLI ENERGY (CHINA) | YL245P-29B | 245 | 7 | 198 | 10 |  | Solar | FIXED | Roof
SRP23643 | YINGLI ENERGY (CHINA) | YL245P-29B | 245 | 14 | 198 | 20 |  | Solar | FIXED | Roof
SRP23644 | YINGLI ENERGY (CHINA) | YL245P-29B | 245 | 26 | 120 | 22 |  | Solar | FIXED | Roof
SRP23645 | YINGLI ENERGY (CHINA) | YL245P-29B | 245 | 26 | 145 | 32 |  | Solar | FIXED | Roof
SRP23646 | SOLARWORLD | SW270 MONO | 270 | 26 | 146 | 31 |  | Solar | FIXED | Roof
SRP23646 | SOLARWORLD | SW270 MONO | 270 | 8 | 236 | 14 |  | Solar | FIXED | Roof
SRP23647 | TRINA SOLAR | TSM-255PD05 | 255 | 6 | 90 | 21 |  | Solar | FIXED | Roof
SRP23647 | TRINA SOLAR | TSM-255PA05 | 255 | 19 | 180 | 22 |  | Solar | FIXED | Roof
SRP23647 | TRINA SOLAR | TSM-255PA05A.18 | 255 | 6 | 270 | 21 |  | Solar | FIXED | Roof
SRP23649 | YINGLI ENERGY (CHINA) | YL245P-29B | 245 | 14 | 71 | 19 |  | Solar | FIXED | Roof
SRP23649 | YINGLI ENERGY (CHINA) | YL245P-29B | 245 | 12 | 161 | 19 |  | Solar | FIXED | Roof
SRP23649 | YINGLI ENERGY (CHINA) | YL245P-29B | 245 | 7 | 251 | 19 |  | Solar | FIXED | Roof
SRP23653 | TRINA SOLAR | TSM-250PA05 | 250 | 16 | 121 | 36 |  | Solar | FIXED | Roof
SRP23654 | TRINA SOLAR | TSM-235PA05 | 235 | 18 | 218 | 24 |  | Solar | FIXED | Roof
SRP23657 | YINGLI ENERGY (CHINA) | YL245P-29B | 245 | 16 | 4 | 18 |  | Solar | FIXED | Roof
SRP23657 | YINGLI ENERGY (CHINA) | YL245P-29B | 245 | 7 | 94 | 18 |  | Solar | FIXED | Roof
SRP23657 | YINGLI ENERGY (CHINA) | YL245P-29B | 245 | 13 | 184 | 18 |  | Solar | FIXED | Roof
SRP23657 | YINGLI ENERGY (CHINA) | YL245P-29B | 245 | 18 | 274 | 18 |  | Solar | FIXED | Roof
SRP23658 | YINGLI ENERGY (CHINA) | YL245P-29B | 245 | 30 | 122 | 40 |  | Solar | FIXED | Roof
SRP23658 | YINGLI ENERGY (CHINA) | YL245P-29B | 245 | 9 | 302 | 23 |  | Solar | FIXED | Roof
SRP23660 | YINGLI ENERGY (CHINA) | YL250P-29B | 250 | 28 | 154 | 25 |  | Solar | FIXED | Roof
SRP23662 | YINGLI ENERGY (CHINA) | YL245P-29B | 245 | 16 | 125 | 22 |  | Solar | FIXED | Roof
SRP23666 | TRINA SOLAR | TSM-250PA05 | 250 | 7 | 107 | 19 |  | Solar | FIXED | Roof
SRP23666 | TRINA SOLAR | TSM-250PA05A | 250 | 7 | 197 | 17 |  | Solar | FIXED | Roof
SRP23666 | TRINA SOLAR | TSM-250PA05 | 250 | 10 | 287 | 18 |  | Solar | FIXED | Roof
SRP23669 | TRINA SOLAR | TSM-255PA05 | 255 | 27 | 142 | 18 |  | Solar | FIXED | Roof
SRP23671 | TRINA SOLAR | TSM-250PA05 | 250 | 13 | 219 | 25 |  | Solar | FIXED | Roof
SRP23672 | TRINA SOLAR | TSM-250PA05.08 | 250 | 37 | 120.6 | 35 |  | Solar | FIXED | Roof
SRP23673 | TRINA SOLAR | TSM-250PA05.08 | 250 | 42 | 188 | 20 |  | Solar | FIXED | Roof
SRP23678 | TRINA SOLAR | TSM-250PA05 | 250 | 15 | 78 | 21 |  | Solar | FIXED | Roof
SRP23679 | TRINA SOLAR | TSM-250PA05 | 250 | 17 | 100 | 20 |  | Solar | FIXED | Roof
SRP23679 | TRINA SOLAR | TSM-250PA05 | 250 | 21 | 280 | 20 |  | Solar | FIXED | Roof
SRP23681 | TRINA SOLAR | TSM-245PA05.18 | 245 | 12 | 199 | 22 |  | Solar | FIXED | Roof
SRP23682 | TRINA SOLAR | TSM-230PD05.18 | 235 | 16 | 112 | 33 |  | Solar | FIXED | Roof
SRP23682 | TRINA SOLAR | TSM-235PA05 | 235 | 13 | 202 | 30 |  | Solar | FIXED | Roof
SRP23683 | TRINA SOLAR | TSM-250PA05.08 | 250 | 38 | 177.2 | 32 |  | Solar | FIXED | Roof
SRP23684 | TRINA SOLAR | TSM-250PA05.08 | 250 | 37 | 238 | 20 |  | Solar | FIXED | Roof
SRP23685 | TRINA SOLAR | TSM-250PA05.08 | 250 | 18 | 256 | 15 |  | Solar | FIXED | Roof
SRP23685 | TRINA SOLAR | TSM-250PA05.08 | 250 | 18 | 256 | 20 |  | Solar | FIXED | Roof
SRP23686 | YINGLI ENERGY (CHINA) | YL250P-29B | 250 | 17 | 155 | 37 |  | Solar | FIXED | Roof
SRP23686 | YINGLI ENERGY (CHINA) | YL250P-29B | 250 | 21 | 245 | 41 |  | Solar | FIXED | Roof
SRP23688 | TRINA SOLAR | TSM-250PA05 | 250 | 38 | 250 | 27 |  | Solar | FIXED | Roof
SRP23689 | TRINA SOLAR | TSM-250PA05 | 255 | 17 | 140 | 33 |  | Solar | FIXED | Roof
SRP23690 | YINGLI ENERGY (CHINA) | YL245P-29B | 245 | 20 | 140 | 11 |  | Solar | FIXED | Roof
SRP23693 | YINGLI ENERGY (CHINA) | YL245P-29B | 245 | 8 | 105 | 22 |  | Solar | FIXED | Roof
SRP23693 | YINGLI ENERGY (CHINA) | YL245P-29B | 245 | 14 | 105 | 22 |  | Solar | FIXED | Roof
SRP23693 | YINGLI ENERGY (CHINA) | YL245P-29B | 245 | 7 | 283 | 22 |  | Solar | FIXED | Roof
SRP23693 | YINGLI ENERGY (CHINA) | YL245P-29B | 245 | 18 | 285 | 22 |  | Solar | FIXED | Roof
SRP23697 | TRINA SOLAR | TSM-250PA05.08 | 250 | 15 | 185.6 | 30 |  | Solar | FIXED | Roof
SRP23698 | TRINA SOLAR | TSM-245PA05.08 | 245 | 22 | 170 | 40 |  | Solar | FIXED | Roof
SRP23699 | LIGHT WAY GREEN NEW ENERGY | LW235(29)P1650X990 | 235 | 12 | 219 | 23 |  | Solar | FIXED | Roof
SRP23700 | SUNPOWER | SPR-X21-335-BLK | 335 | 48 | 90 | 33 |  | Solar | FIXED | Roof
SRP23700 | SUNPOWER | SPR-X21-335-BLK | 335 | 5 | 180 | 33 |  | Solar | FIXED | Roof
SRP23701 | TRINA SOLAR | TSM-255PA05 | 255 | 28 | 205 | 36 |  | Solar | FIXED | Roof
SRP23703 | TRINA SOLAR | TSM-250PA05.08 | 250 | 31 | 235 | 20 |  | Solar | FIXED | Roof
SRP23704 | TRINA SOLAR | TSM-255PA05 | 255 | 13 | 203 | 28 |  | Solar | FIXED | Roof
SRP23705 | TRINA SOLAR | TSM-255PA05A.18 | 255 | 30 | 85 | 26 |  | Solar | FIXED | Roof
SRP23706 | TRINA SOLAR | TSM-235PA05 | 235 | 32 | 116 | 18 |  | Solar | FIXED | Roof
SRP23706 | TRINA SOLAR | TSM-235PA05 | 235 | 3 | 296 | 18 |  | Solar | FIXED | Roof
SRP23707 | YINGLI ENERGY (CHINA) | YL245P-29B | 245 | 12 | 63 | 23 |  | Solar | FIXED | Roof
SRP23707 | YINGLI ENERGY (CHINA) | YL245P-29B | 245 | 13 | 243 | 23 |  | Solar | FIXED | Roof
SRP23709 | YINGLI ENERGY (CHINA) | YL245P-29B | 245 | 12 | 105 | 27 |  | Solar | FIXED | Roof
SRP23709 | YINGLI ENERGY (CHINA) | YL245P-29B | 245 | 32 | 191 | 27 |  | Solar | FIXED | Roof
SRP23709 | YINGLI ENERGY (CHINA) | YL245P-29B | 245 | 12 | 300 | 27 |  | Solar | FIXED | Roof
SRP23710 | SUNIVA | MVX250-60-5-701 | 265 | 13 | 153 | 45 |  | Solar | FIXED | Roof
SRP23710 | SUNIVA | MVP230-60-5-401 | 265 | 33 | 253 | 30 |  | Solar | FIXED | Roof
SRP23711 | YINGLI ENERGY (CHINA) | YL245P-29B | 245 | 22 | 207 | 20 |  | Solar | FIXED | Roof
SRP23713 | RENESOLA JIANGSU | JC255M-24/BB | 255 | 14 | 137 | 24 |  | Solar | FIXED | Roof
SRP23713 | RENESOLA JIANGSU | JC255M-24/BB | 255 | 14 | 227 | 24 |  | Solar | FIXED | Roof
SRP23714 | YINGLI ENERGY (CHINA) | YL245P-29B | 245 | 6 | 145 | 32 |  | Solar | FIXED | Roof
SRP23714 | YINGLI ENERGY (CHINA) | YL245P-29B | 245 | 14 | 145 | 32 |  | Solar | FIXED | Roof
SRP23714 | YINGLI ENERGY (CHINA) | YL245P-29B | 245 | 10 | 235 | 34 |  | Solar | FIXED | Roof
SRP23715 | YINGLI ENERGY (CHINA) | YL245P-29B | 245 | 13 | 121 | 32 |  | Solar | FIXED | Roof
SRP23715 | YINGLI ENERGY (CHINA) | YL245P-29B | 245 | 30 | 301 | 32 |  | Solar | FIXED | Roof
SRP23717 | TRINA SOLAR | TSM-250PA05 | 250 | 15 | 167 | 33 |  | Solar | FIXED | Roof
SRP23719 | TRINA SOLAR | TSM-245PA05 | 245 | 22 | 202 | 24 |  | Solar | FIXED | Roof
SRP23720 | TRINA SOLAR | TSM-255PA05A | 255 | 24 | 173 | 24 |  | Solar | FIXED | Roof
SRP23721 | TRINA SOLAR | TSM-245PA05.18 | 245 | 6 | 83 | 18 |  | Solar | FIXED | Roof
SRP23721 | TRINA SOLAR | TSM-245PA05.18 | 245 | 9 | 173 | 18 |  | Solar | FIXED | Roof
SRP23721 | TRINA SOLAR | TSM-245PA05.18 | 245 | 6 | 263 | 20 |  | Solar | FIXED | Roof
SRP23722 | TRINA SOLAR | TSM-250PA05.08 | 250 | 29 | 115.5 | 30 |  | Solar | FIXED | Roof
SRP23724 | YINGLI ENERGY (CHINA) | YL245P-29B | 245 | 16 | 202 | 36 |  | Solar | FIXED | Roof
SRP23726 | TRINA SOLAR | TSM-255PA05 | 255 | 51 | 173 | 17 |  | Solar | FIXED | Roof
SRP23727 | TRINA SOLAR | TSM-250PA05.08 | 250 | 27 | 95 | 16 |  | Solar | FIXED | Roof
SRP23729 | CANADIAN SOLAR | CS6P-250P | 250 | 48 | 212 | 17 |  | Solar | FIXED | Ground
SRP23730 | TRINA SOLAR | TSM-245PA05.10 | 245 | 4 | 118 | 38 |  | Solar | FIXED | Roof
SRP23730 | TRINA SOLAR | TSM-245PA05.10 | 245 | 12 | 208 | 30 |  | Solar | FIXED | Roof
SRP23730 | TRINA SOLAR | TSM-245PA05.10 | 245 | 24 | 208 | 30 |  | Solar | FIXED | Roof
SRP23732 | TRINA SOLAR | TSM-255PA05.18 | 255 | 16 | 115 | 4 |  | Solar | FIXED | Roof
SRP23732 | TRINA SOLAR | TSM-255PA05A.18 | 255 | 12 | 205 | 13 |  | Solar | FIXED | Roof
SRP23732 | TRINA SOLAR | TSM-255PD05.18 | 255 | 30 | 205 | 30 |  | Solar | FIXED | Roof
SRP23733 | TRINA SOLAR | TSM-255PA05.18 | 255 | 38 | 222 | 45 |  | Solar | FIXED | Roof
SRP23734 | TRINA SOLAR | TSM-255PA05.18 | 255 | 24 | 101 | 17 |  | Solar | FIXED | Roof
SRP23735 | SUNPOWER | SPR-327NE-WHT-D | 327 | 28 | 173 | 19 |  | Solar | FIXED | Roof
SRP23736 | YINGLI ENERGY (CHINA) | YL245P-29B | 245 | 23 | 22 | 24 |  | Solar | FIXED | Roof
SRP23736 | YINGLI ENERGY (CHINA) | YL245P-29B | 245 | 7 | 292 | 24 |  | Solar | FIXED | Roof
SRP23737 | YINGLI ENERGY (CHINA) | YL245P-29B | 245 | 17 | 176 | 16 |  | Solar | FIXED | Roof
SRP23738 | TRINA SOLAR | TSM-305PA14 | 305 | 17 | 188 | 20 |  | Solar | FIXED | Ground
SRP23738 | TRINA SOLAR | TSM-305PD14 | 305 | 17 | 188 | 20 |  | Solar | FIXED | Ground
SRP23738 | TRINA SOLAR | TSM-305PD14 | 305 | 17 | 188 | 20 |  | Solar | FIXED | Ground
SRP23738 | TRINA SOLAR | TSM-305PD14 | 305 | 17 | 188 | 20 |  | Solar | FIXED | Ground
SRP23739 | TRINA SOLAR | TSM-305PD14 | 305 | 84 | 180 | 20 |  | Solar | FIXED | Ground
SRP23740 | SUNTECH POWER | STP210-18/UB-1 | 210 | 62 | 190 | 18 |  | Solar | FIXED | Roof
SRP23742 | TRINA SOLAR | TSM-240PA05 | 240 | 59 | 190 | 18 |  | Solar | FIXED | Roof
SRP23743 | TRINA SOLAR | TSM-240PA05 | 240 | 33 | 190 | 18 |  | Solar | FIXED | Roof
SRP23746 | SUNTECH POWER | STP280-24/VD | 280 | 75 | 190 | 18 |  | Solar | FIXED | Roof
SRP23747 | TRINA SOLAR | TSM-280PA14 | 280 | 120 | 190 | 18 |  | Solar | FIXED | Roof
SRP23748 | TRINA SOLAR | TSM-235PA05 | 235 | 420 | 240 | 20 |  | Solar | FIXED | Ground
SRP23750 | SUNTECH POWER | STP280-24/VB-1 | 280 | 112 | 190 | 18 |  | Solar | FIXED | Roof
SRP23751 | TRINA SOLAR | TSM-280PA14 | 280 | 50 | 190 | 18 |  | Solar | FIXED | Roof
SRP23752 | SOLARWORLD | SW275 MONO | 275 | 20 | 180 | 34 |  | Solar | FIXED | Ground
SRP23752 | SOLARWORLD | SW275 MONO | 275 | 22 | 180 | 34 |  | Solar | FIXED | Ground
SRP23753 | YINGLI ENERGY (CHINA) | YL250P-29B | 250 | 27 | 123 | 28 |  | Solar | FIXED | Roof
SRP23753 | YINGLI ENERGY (CHINA) | YL250P-29B | 250 | 6 | 313 | 28 |  | Solar | FIXED | Roof
SRP23754 | YINGLI ENERGY (CHINA) | YL245P-29B | 245 | 9 | 222 | 26 |  | Solar | FIXED | Roof
SRP23755 | YINGLI ENERGY (CHINA) | YL245P-29B | 245 | 10 | 141 | 41 |  | Solar | FIXED | Roof
SRP23755 | YINGLI ENERGY (CHINA) | YL245P-29B | 245 | 7 | 231 | 41 |  | Solar | FIXED | Roof
SRP23756 | TRINA SOLAR | TSM-255PA05A.18 | 255 | 22 | 223 | 45 |  | Solar | FIXED | Roof
SRP23757 | TRINA SOLAR | TSM-255PA05.18 | 255 | 12 | 173 | 29 |  | Solar | FIXED | Roof
SRP23757 | TRINA SOLAR | TSM-255PA05.18 | 255 | 6 | 173 | 38 |  | Solar | FIXED | Roof
SRP23757 | TRINA SOLAR | TSM-255PA05.18 | 255 | 26 | 173 | 38 |  | Solar | FIXED | Roof
SRP23758 | LG ELECTRONICS SOLAR CELL DIVISION | LG260S1C-G2 | 260 | 19 | 137 | 26 |  | Solar | FIXED | Roof
SRP23758 | LG ELECTRONICS SOLAR CELL DIVISION | LG260S1C-G2 | 260 | 3 | 217 | 37 |  | Solar | FIXED | Roof
SRP23761 | CANADIAN SOLAR | CS6P-250P | 250 | 48 | 224 | 25 |  | Solar | 1AXIS | Roof
SRP23763 | AXITEC | AC-250M/156-60S | 260 | 18 | 118 | 40 |  | Solar | FIXED | Roof
SRP23763 | AXITEC | AC-250M/156-60S | 260 | 8 | 208 | 40 |  | Solar | FIXED | Roof
SRP23764 | TRINA SOLAR | TSM-255PA05.18 | 255 | 6 | 114 | 28 |  | Solar | FIXED | Roof
SRP23764 | TRINA SOLAR | TSM-255PA05.18 | 255 | 30 | 204 | 28 |  | Solar | FIXED | Roof
SRP23766 | HANWHA SOLARONE (QIDONG) | HSL60M6-HA-0-245T | 245 | 15 | 140 | 15 |  | Solar | FIXED | Roof
SRP23766 | HANWHA SOLARONE (QIDONG) | HSL60M6-HA-0-245T | 245 | 12 | 180 | 55 |  | Solar | 1AXIS | Ground
SRP23766 | HANWHA SOLARONE (QIDONG) | HSL60M6-HA-0-245T | 250 | 12 | 180 | 55 |  | Solar | 1AXIS | Ground
SRP23766 | HANWHA SOLARONE (QIDONG) | HSL60M6-HA-0-245T | 245 | 24 | 230 | 55 |  | Solar | 1AXIS | Ground
SRP23767 | TRINA SOLAR | TSM-250PA05.08 | 250 | 20 | 205.3 | 40 |  | Solar | FIXED | Roof
SRP23768 | TRINA SOLAR | TSM-255PA05 | 255 | 72 | 180 | 25 |  | Solar | FIXED | Ground
SRP23769 | TRINA SOLAR | TSM-255PA05.18 | 255 | 24 | 132 | 23 |  | Solar | FIXED | Roof
SRP23770 | TRINA SOLAR | TSM-255PA05.18 | 255 | 9 | 102 | 23 |  | Solar | FIXED | Roof
SRP23770 | TRINA SOLAR | TSM-255PA05.18 | 255 | 24 | 102 | 23 |  | Solar | FIXED | Roof
SRP23771 | TRINA SOLAR | TSM-255PA05.18 | 255 | 22 | 123 | 30 |  | Solar | FIXED | Roof
SRP23771 | TRINA SOLAR | TSM-255PA05.18 | 255 | 18 | 213 | 22 |  | Solar | FIXED | Roof
SRP23772 | TRINA SOLAR | TSM-250PA05.08 | 250 | 4 | 114.4 | 25 |  | Solar | FIXED | Roof
SRP23772 | TRINA SOLAR | TSM-250PA05.08 | 250 | 22 | 204.4 | 30 |  | Solar | FIXED | Roof
SRP23773 | TRINA SOLAR | TSM-255PA05 | 255 | 66 | 180 | 25 |  | Solar | FIXED | Ground
SRP23774 | TRINA SOLAR | TSM-255PA05 | 255 | 26 | 265 | 33 |  | Solar | FIXED | Roof
SRP23775 | TRINA SOLAR | TSM-245PA05 | 245 | 4 | 133 | 30 |  | Solar | FIXED | Roof
SRP23775 | TRINA SOLAR | TSM-245PA05 | 245 | 12 | 133 | 30 |  | Solar | FIXED | Roof
SRP23775 | TRINA SOLAR | TSM-245PA05.08 | 245 | 6 | 133 | 30 |  | Solar | FIXED | Roof
SRP23776 | TRINA SOLAR | TSM-255PA05 | 255 | 14 | 232 | 18 |  | Solar | FIXED | Roof
SRP23777 | TRINA SOLAR | TSM-255PA05 | 255 | 24 | 113 | 30 |  | Solar | FIXED | Roof
SRP23777 | TRINA SOLAR | TSM-255PA05 | 255 | 5 | 203 | 34 |  | Solar | FIXED | Roof
SRP23778 | TRINA SOLAR | TSM-255PA05 | 255 | 35 | 220 | 22 |  | Solar | FIXED | Roof
SRP23781 | LG ELECTRONICS SOLAR CELL DIVISION | LG255S1C-G2 | 255 | 25 | 277 | 24 |  | Solar | FIXED | Roof
SRP23782 | TRINA SOLAR | TSM-255PA05 | 255 | 9 | 180 | 10 |  | Solar | FIXED | Roof
SRP23782 | TRINA SOLAR | TSM-255PA05 | 255 | 33 | 180 | 20 |  | Solar | FIXED | Roof
SRP23783 | TRINA SOLAR | TSM-255PA05 | 255 | 23 | 250 | 38 |  | Solar | FIXED | Roof
SRP23784 | TRINA SOLAR | TSM-245PA05.08 | 245 | 28 | 215.5 | 15 |  | Solar | FIXED | Roof
SRP23785 | TRINA SOLAR | TSM-250PA05.08 | 250 | 24 | 123.5 | 45 |  | Solar | FIXED | Roof
SRP23786 | TRINA SOLAR | TSM-255PA05 | 255 | 25 | 185 | 30 |  | Solar | FIXED | Roof
SRP23787 | AU OPTRONICS | PM250M00_265 | 265 | 15 | 43 | 35 |  | Solar | FIXED | Roof
SRP23787 | AU OPTRONICS | PM250MA1_265 | 265 | 30 | 133 | 36 |  | Solar | FIXED | Roof
SRP23788 | TRINA SOLAR | TSM-255PA05 | 255 | 17 | 116 | 12 |  | Solar | FIXED | Roof
SRP23788 | TRINA SOLAR | TSM-255PA05 | 255 | 22 | 206 | 15 |  | Solar | FIXED | Roof
SRP23789 | TRINA SOLAR | TSM-255PA05 | 255 | 22 | 193 | 20 |  | Solar | FIXED | Roof
SRP23795 | YINGLI ENERGY (CHINA) | YL245P-29B | 245 | 10 | 220 | 12 |  | Solar | FIXED | Roof
SRP23795 | YINGLI ENERGY (CHINA) | YL245P-29B | 245 | 14 | 220 | 32 |  | Solar | FIXED | Roof
SRP23796 | YINGLI ENERGY (CHINA) | YL245P-29B | 245 | 20 | 192 | 27 |  | Solar | FIXED | Roof
SRP23797 | YINGLI ENERGY (CHINA) | YL245P-29B | 245 | 40 | 95 | 22 |  | Solar | FIXED | Roof
SRP23798 | YINGLI ENERGY (CHINA) | YL250C-30B | 250 | 21 | 130 | 40 |  | Solar | FIXED | Roof
SRP23800 | TRINA SOLAR | TSM-250PA05 | 250 | 45 | 206 | 38 |  | Solar | FIXED | Roof
SRP23801 | TRINA SOLAR | TSM-255PA05 | 255 | 8 | 195 | 24 |  | Solar | FIXED | Roof
SRP23801 | TRINA SOLAR | TSM-255PA05 | 255 | 12 | 195 | 37 |  | Solar | FIXED | Roof
SRP23802 | TRINA SOLAR | TSM-250PA05 | 250 | 22 | 156 | 21 |  | Solar | FIXED | Roof
SRP23803 | TRINA SOLAR | TSM-250PA05 | 250 | 40 | 135 | 27 |  | Solar | FIXED | Roof
SRP23804 | TRINA SOLAR | TSM-255PA05 | 255 | 13 | 185 | 27 |  | Solar | FIXED | Roof
SRP23805 | TRINA SOLAR | TSM-250PA05 | 250 | 33 | 120 | 17 |  | Solar | FIXED | Roof
SRP23808 | TRINA SOLAR | TSM-255PA05 | 255 | 20 | 130 | 18 |  | Solar | FIXED | Roof
SRP23809 | TRINA SOLAR | TSM-250PA05 | 250 | 13 | 168 | 36 |  | Solar | FIXED | Roof
SRP23809 | TRINA SOLAR | TSM-250PA05 | 250 | 9 | 258 | 33 |  | Solar | FIXED | Roof
SRP23809 | TRINA SOLAR | TSM-250PA05 | 250 | 27 | 258 | 33 |  | Solar | FIXED | Roof
SRP23813 | TRINA SOLAR | TSM-250PA05 | 250 | 30 | 133 | 12 |  | Solar | FIXED | Roof
SRP23820 | TRINA SOLAR | TSM-235PA05 | 235 | 15 | 239 | 31 |  | Solar | FIXED | Roof
SRP23825 | TRINA SOLAR | TSM-245PA05.18 | 245 | 12 | 81 | 20 |  | Solar | FIXED | Roof
SRP23825 | TRINA SOLAR | TSM-245PA05.18 | 245 | 13 | 261 | 20 |  | Solar | FIXED | Roof
SRP23827 | TRINA SOLAR | TSM-240DA05 | 240 | 36 | 131 | 33 |  | Solar | FIXED | Roof
SRP23830 | TRINA SOLAR | TSM-250PA05 | 250 | 20 | 98 | 20 |  | Solar | FIXED | Roof
SRP23830 | TRINA SOLAR | TSM-250PA05 | 250 | 12 | 278 | 20 |  | Solar | FIXED | Roof
SRP23832 | SUNPOWER | SPR-E20-327-COM | 327 | 16 | 240 | 30 |  | Solar | FIXED | Roof
SRP23833 | YINGLI ENERGY (CHINA) | YL245P-29B | 245 | 14 | 178 | 20 |  | Solar | FIXED | Roof
SRP23833 | YINGLI ENERGY (CHINA) | YL245P-29B | 245 | 17 | 178 | 20 |  | Solar | FIXED | Roof
SRP23834 | TRINA SOLAR | TSM-250PA05 | 250 | 14 | 219 | 35 |  | Solar | FIXED | Roof
SRP23836 | TRINA SOLAR | TSM-245PA05.18 | 245 | 12 | 278 | 15 |  | Solar | FIXED | Roof
SRP23836 | TRINA SOLAR | TSM-245PA05.18 | 245 | 7 | 278 | 40 |  | Solar | FIXED | Roof
SRP23838 | LIGHT WAY GREEN NEW ENERGY | LW240(29)P1650X990 | 240 | 62 | 205 | 27 |  | Solar | FIXED | Roof
SRP23840 | TRINA SOLAR | TSM-230PA05 | 230 | 884 | 221 | 10 |  | Solar | FIXED | Roof
SRP23840 | TRINA SOLAR | TSM-230PA05 | 230 | 533 | 224 | 10 |  | Solar | FIXED | Roof
SRP23840 | TRINA SOLAR | TSM-230PA05 | 230 | 494 | 226 | 10 |  | Solar | FIXED | Roof
SRP23840 | TRINA SOLAR | TSM-230PA05 | 230 | 1534 | 232 | 10 |  | Solar | FIXED | Roof
SRP23841 | TRINA SOLAR | TSM-235PA05 | 235 | 28 | 69 | 27 |  | Solar | FIXED | Roof
SRP23841 | TRINA SOLAR | TSM-235PA05 | 235 | 15 | 249 | 27 |  | Solar | FIXED | Roof
SRP23844 | TRINA SOLAR | TSM-255PA05.18 | 255 | 34 | 204 | 22 |  | Solar | FIXED | Roof
SRP23847 | TRINA SOLAR | TSM-255PA05 | 255 | 19 | 85 | 30 |  | Solar | FIXED | Roof
SRP23847 | TRINA SOLAR | TSM-255PA05 | 255 | 21 | 175 | 29 |  | Solar | FIXED | Roof
SRP23848 | TRINA SOLAR | TSM-250PA05 | 250 | 24 | 196 | 21 |  | Solar | FIXED | Roof
SRP23848 | TRINA SOLAR | TSM-250PA05 | 250 | 16 | 196 | 22 |  | Solar | FIXED | Roof
SRP23850 | TRINA SOLAR | TSM-245PA05.10 | 245 | 34 | 204 | 30 |  | Solar | FIXED | Roof
SRP23853 | YINGLI ENERGY (CHINA) | YL250P-29B | 250 | 18 | 208 | 20 |  | Solar | FIXED | Roof
SRP23853 | YINGLI ENERGY (CHINA) | YL250P-29B | 250 | 18 | 208 | 21 |  | Solar | FIXED | Roof
SRP23854 | YINGLI ENERGY (CHINA) | YL245P-29B | 245 | 22 | 172 | 26 |  | Solar | FIXED | Roof
SRP23856 | YINGLI ENERGY (CHINA) | YL250P-29B | 250 | 6 | 159 | 34 |  | Solar | FIXED | Roof
SRP23856 | YINGLI ENERGY (CHINA) | YL250P-29B | 250 | 8 | 249 | 34 |  | Solar | FIXED | Roof
SRP23857 | YINGLI ENERGY (CHINA) | YL245P-29B | 245 | 29 | 119 | 34 |  | Solar | FIXED | Roof
SRP23857 | YINGLI ENERGY (CHINA) | YL245P-29B | 245 | 28 | 299 | 34 |  | Solar | FIXED | Roof
SRP23858 | YINGLI ENERGY (CHINA) | YL245P-29B | 245 | 4 | 98 | 33 |  | Solar | FIXED | Roof
SRP23858 | YINGLI ENERGY (CHINA) | YL245P-29B | 245 | 5 | 188 | 15 |  | Solar | FIXED | Roof
SRP23859 | YINGLI ENERGY (CHINA) | YL250P-29B | 250 | 7 | 113 | 21 |  | Solar | FIXED | Roof
SRP23859 | YINGLI ENERGY (CHINA) | YL250P-29B | 250 | 9 | 200 | 20 |  | Solar | FIXED | Roof
SRP23859 | YINGLI ENERGY (CHINA) | YL250P-29B | 250 | 11 | 290 | 21 |  | Solar | FIXED | Roof
SRP23862 | TRINA SOLAR | TSM-250PA05 | 250 | 30 | 265 | 28 |  | Solar | FIXED | Roof
SRP23863 | TRINA SOLAR | TSM-250PA05 | 250 | 12 | 127 | 31 |  | Solar | FIXED | Roof
SRP23863 | TRINA SOLAR | TSM-250PA05 | 250 | 32 | 127 | 31 |  | Solar | FIXED | Roof
SRP23868 | TRINA SOLAR | TSM-255PA05 | 255 | 5 | 141 | 31 |  | Solar | FIXED | Roof
SRP23868 | TRINA SOLAR | TSM-255PA05 | 255 | 10 | 231 | 35 |  | Solar | FIXED | Roof
SRP23869 | TRINA SOLAR | TSM-255PA05 | 255 | 21 | 154 | 15 |  | Solar | FIXED | Roof
SRP23869 | TRINA SOLAR | TSM-255PA05 | 255 | 5 | 154 | 17 |  | Solar | FIXED | Roof
SRP23870 | TRINA SOLAR | TSM-255PA05 | 255 | 10 | 215 | 20 |  | Solar | FIXED | Roof
SRP23870 | TRINA SOLAR | TSM-255PA05 | 255 | 24 | 215 | 20 |  | Solar | FIXED | Roof
SRP23871 | TRINA SOLAR | TSM-255PA05 | 255 | 4 | 163 | 19 |  | Solar | FIXED | Roof
SRP23871 | TRINA SOLAR | TSM-255PA05 | 255 | 16 | 253 | 20 |  | Solar | FIXED | Roof
SRP23873 | ATLANTIS ENERGY | AES-SS-100-C | 236 | 30 | 7 | 8 |  | Solar | FIXED | Roof
SRP23873 | ATLANTIS ENERGY | AES-SS-100-C | 236 | 30 | 14 | 8 |  | Solar | FIXED | Roof
SRP23873 | ATLANTIS ENERGY | AES-SS-100-C | 236 | 60 | 26 | 8 |  | Solar | FIXED | Roof
SRP23873 | ATLANTIS ENERGY | AES-SS-100-C | 236 | 24 | 35 | 8 |  | Solar | FIXED | Roof
SRP23873 | ATLANTIS ENERGY | AES-SS-100-C | 236 | 72 | 76.5 | 8 |  | Solar | FIXED | Roof
SRP23873 | ATLANTIS ENERGY | AES-SS-100-C | 236 | 90 | 84 | 8 |  | Solar | FIXED | Roof
SRP23873 | ATLANTIS ENERGY | AES-SS-100-C | 236 | 120 | 94 | 8 |  | Solar | FIXED | Roof
SRP23873 | ATLANTIS ENERGY | AES-SS-100-C | 236 | 78 | 103.5 | 8 |  | Solar | FIXED | Roof
SRP23873 | ATLANTIS ENERGY | AES-SS-100-C | 236 | 24 | 145 | 8 |  | Solar | FIXED | Roof
SRP23873 | ATLANTIS ENERGY | AES-SS-100-C | 236 | 60 | 154.3 | 8 |  | Solar | FIXED | Roof
SRP23873 | ATLANTIS ENERGY | AES-SS-100-C | 236 | 30 | 166 | 8 |  | Solar | FIXED | Roof
SRP23873 | ATLANTIS ENERGY | AES-SS-100-C | 236 | 30 | 173 | 8 |  | Solar | FIXED | Roof
SRP23873 | ATLANTIS ENERGY | AES-SS-100-C | 236 | 60 | 182.3 | 8 |  | Solar | FIXED | Roof
SRP23873 | ATLANTIS ENERGY | AES-SS-100-C | 236 | 30 | 194 | 8 |  | Solar | FIXED | Roof
SRP23873 | ATLANTIS ENERGY | AES-SS-100-C | 236 | 60 | 205.6 | 8 |  | Solar | FIXED | Roof
SRP23873 | ATLANTIS ENERGY | AES-SS-100-C | 236 | 30 | 215 | 8 |  | Solar | FIXED | Roof
SRP23873 | ATLANTIS ENERGY | AES-SS-100-C | 236 | 78 | 257 | 8 |  | Solar | FIXED | Roof
SRP23873 | ATLANTIS ENERGY | AES-SS-100-C | 236 | 90 | 264 | 8 |  | Solar | FIXED | Roof
SRP23873 | ATLANTIS ENERGY | AES-SS-100-C | 236 | 120 | 274 | 8 |  | Solar | FIXED | Roof
SRP23873 | ATLANTIS ENERGY | AES-SS-100-C | 236 | 72 | 283 | 8 |  | Solar | FIXED | Roof
SRP23873 | ATLANTIS ENERGY | AES-SS-100-C | 236 | 24 | 325 | 8 |  | Solar | FIXED | Roof
SRP23873 | ATLANTIS ENERGY | AES-SS-100-C | 236 | 60 | 334.3 | 8 |  | Solar | FIXED | Roof
SRP23873 | ATLANTIS ENERGY | AES-SS-100-C | 236 | 30 | 346 | 8 |  | Solar | FIXED | Roof
SRP23873 | ATLANTIS ENERGY | AES-SS-100-C | 236 | 30 | 353 | 8 |  | Solar | FIXED | Roof
SRP23874 | YINGLI ENERGY (CHINA) | YL245P-29B | 245 | 24 | 138 | 17 |  | Solar | FIXED | Roof
SRP23875 | YINGLI ENERGY (CHINA) | YL245P-29B | 245 | 12 | 172 | 28 |  | Solar | FIXED | Roof
SRP23875 | YINGLI ENERGY (CHINA) | YL245P-29B | 245 | 14 | 172 | 28 |  | Solar | FIXED | Roof
SRP23877 | TRINA SOLAR | TSM-250PA05 | 250 | 22 | 225 | 21 |  | Solar | FIXED | Roof
SRP23878 | TRINA SOLAR | TSM-250PA05 | 250 | 14 | 125 | 18 |  | Solar | FIXED | Roof
SRP23878 | TRINA SOLAR | TSM-250PD05 | 250 | 13 | 305 | 18 |  | Solar | FIXED | Roof
SRP23879 | TRINA SOLAR | TSM-250PA05 | 250 | 16 | 223 | 34 |  | Solar | FIXED | Roof
SRP23881 | YINGLI ENERGY (CHINA) | YL245P-29B | 245 | 10 | 86 | 18 |  | Solar | FIXED | Roof
SRP23881 | YINGLI ENERGY (CHINA) | YL245P-29B | 245 | 12 | 176 | 18 |  | Solar | FIXED | Roof
SRP23881 | YINGLI ENERGY (CHINA) | YL245P-29B | 245 | 16 | 176 | 18 |  | Solar | FIXED | Roof
SRP23882 | YINGLI ENERGY (CHINA) | YL250C-30B | 250 | 10 | 135 | 18 |  | Solar | FIXED | Roof
SRP23883 | YINGLI ENERGY (CHINA) | YL250P-29B | 250 | 18 | 58 | 14 |  | Solar | FIXED | Roof
SRP23883 | YINGLI ENERGY (CHINA) | YL250P-29B | 250 | 14 | 238 | 14 |  | Solar | FIXED | Roof
SRP23885 | TRINA SOLAR | TSM-250PA05 | 250 | 28 | 129 | 18 |  | Solar | FIXED | Roof
SRP23885 | TRINA SOLAR | TSM-250PA05 | 250 | 19 | 309 | 18 |  | Solar | FIXED | Roof
SRP23887 | CANADIAN SOLAR | CS6P-245P | 245 | 17 | 126 | 40 |  | Solar | FIXED | Roof
SRP23887 | CANADIAN SOLAR | CS6P-245P | 245 | 2 | 216 | 34 |  | Solar | FIXED | Roof
SRP23888 | TRINA SOLAR | TSM-250PA05 | 250 | 19 | 244 | 29 |  | Solar | FIXED | Roof
SRP23890 | TRINA SOLAR | TSM-255PA05.18 | 255 | 27 | 115 | 31 |  | Solar | FIXED | Roof
SRP23893 | TRINA SOLAR | TSM-255PA05.18 | 255 | 8 | 117 | 22 |  | Solar | FIXED | Roof
SRP23893 | TRINA SOLAR | TSM-255PA05.18 | 255 | 8 | 207 | 22 |  | Solar | FIXED | Roof
SRP23893 | TRINA SOLAR | TSM-255PA05.18 | 255 | 8 | 207 | 22 |  | Solar | FIXED | Roof
SRP23894 | TRINA SOLAR | TSM-250PA05.08 | 250 | 28 | 126 | 24 |  | Solar | FIXED | Roof
SRP23894 | TRINA SOLAR | TSM-250PA05.08 | 250 | 8 | 216 | 24 |  | Solar | FIXED | Roof
SRP23895 | TRINA SOLAR | TSM-250PA05.08 | 250 | 12 | 153 | 13 |  | Solar | FIXED | Roof
SRP23895 | TRINA SOLAR | TSM-250PA05.08 | 250 | 15 | 243 | 13 |  | Solar | FIXED | Roof
SRP23896 | TRINA SOLAR | TSM-250PA05.08 | 250 | 4 | 140 | 34 |  | Solar | FIXED | Roof
SRP23896 | TRINA SOLAR | TSM-250PA05.08 | 250 | 9 | 140 | 34 |  | Solar | FIXED | Roof
SRP23896 | TRINA SOLAR | TSM-250PA05.08 | 250 | 19 | 230 | 24 |  | Solar | FIXED | Roof
SRP23897 | TRINA SOLAR | TSM-255PA05.18 | 255 | 30 | 131 | 18 |  | Solar | FIXED | Roof
SRP23898 | TRINA SOLAR | TSM-255PA05.18 | 255 | 38 | 203 | 20 |  | Solar | FIXED | Roof
SRP23900 | TRINA SOLAR | TSM-235PA05 | 235 | 17 | 82 | 24 |  | Solar | FIXED | Roof
SRP23900 | TRINA SOLAR | TSM-235PA05 | 235 | 20 | 262 | 24 |  | Solar | FIXED | Roof
SRP23901 | TRINA SOLAR | TSM-255PD05.18 | 255 | 45 | 143 | 17 |  | Solar | FIXED | Roof
SRP23902 | CANADIAN SOLAR | CS6P-250P | 250 | 18 | 133 | 24 |  | Solar | FIXED | Roof
SRP23903 | YINGLI ENERGY (CHINA) | YL250P-29B | 250 | 14 | 170 | 27 |  | Solar | FIXED | Roof
SRP23903 | YINGLI ENERGY (CHINA) | YL250P-29B | 250 | 24 | 350 | 26 |  | Solar | FIXED | Roof
SRP23903 | YINGLI ENERGY (CHINA) | YL250P-29B | 250 | 12 | 350 | 27 |  | Solar | FIXED | Roof
SRP23904 | YINGLI ENERGY (CHINA) | YL245P-29B | 245 | 24 | 160 | 18 |  | Solar | FIXED | Roof
SRP23905 | RENESOLA JIANGSU | JC250M-24/BB | 250 | 24 | 115.6 | 32 |  | Solar | FIXED | Roof
SRP23905 | RENESOLA JIANGSU | JC250M-24/BBV | 250 | 8 | 115.6 | 32 |  | Solar | FIXED | Roof
SRP23906 | TRINA SOLAR | TSM-250PA05.08 | 250 | 25 | 215 | 20 |  | Solar | FIXED | Roof
SRP23907 | RENESOLA JIANGSU | JC250M-24/BB | 250 | 8 | 186 | 27 |  | Solar | FIXED | Roof
SRP23907 | RENESOLA JIANGSU | JC250M-24/BB | 250 | 9 | 186 | 27 |  | Solar | FIXED | Roof
SRP23907 | RENESOLA JIANGSU | JC250M-24/BB | 250 | 12 | 186 | 27 |  | Solar | FIXED | Roof
SRP23909 | TRINA SOLAR | TSM-255PA05 | 255 | 16 | 185 | 21 |  | Solar | FIXED | Roof
SRP23910 | TRINA SOLAR | TSM-255PA05 | 255 | 23 | 167 | 27 |  | Solar | FIXED | Roof
SRP23910 | TRINA SOLAR | TSM-255PA05 | 255 | 8 | 257 | 33 |  | Solar | FIXED | Roof
SRP23911 | AXITEC | AC-250M/156-60S | 250 | 12 | 127 | 33 |  | Solar | FIXED | Roof
SRP23911 | AXITEC | AC-250M/156-60S | 250 | 23 | 217 | 33 |  | Solar | FIXED | Roof
SRP23912 | YINGLI ENERGY (CHINA) | YL250P-29B | 250 | 28 | 95 | 19 |  | Solar | FIXED | Roof
SRP23912 | YINGLI ENERGY (CHINA) | YL250P-29B | 250 | 36 | 271 | 19 |  | Solar | FIXED | Roof
SRP23914 | YINGLI ENERGY (CHINA) | YL245P-29B | 245 | 13 | 139 | 20 |  | Solar | FIXED | Roof
SRP23914 | YINGLI ENERGY (CHINA) | YL245P-29B | 245 | 13 | 229 | 20 |  | Solar | FIXED | Roof
SRP23915 | YINGLI ENERGY (CHINA) | YL250P-29B | 250 | 6 | 82 | 23 |  | Solar | FIXED | Roof
SRP23915 | YINGLI ENERGY (CHINA) | YL250P-29B | 250 | 30 | 262 | 23 |  | Solar | FIXED | Roof
SRP23916 | TRINA SOLAR | TSM-250PA05 | 250 | 14 | 160 | 39 |  | Solar | FIXED | Roof
SRP23918 | TRINA SOLAR | TSM-250PA05 | 250 | 37 | 115 | 33 |  | Solar | FIXED | Roof
SRP23919 | TRINA SOLAR | TSM-250PA05.08 | 250 | 6 | 190.3 | 20 |  | Solar | FIXED | Roof
SRP23919 | TRINA SOLAR | TSM-250PA05.08 | 250 | 11 | 280.3 | 20 |  | Solar | FIXED | Roof
SRP23921 | YINGLI ENERGY (CHINA) | YL250C-30B | 250 | 18 | 260 | 27 |  | Solar | FIXED | Roof
SRP23922 | YINGLI ENERGY (CHINA) | YL245P-29B | 245 | 24 | 262 | 18 |  | Solar | FIXED | Roof
SRP23923 | YINGLI ENERGY (CHINA) | YL250P-29B | 250 | 4 | 134 | 34 |  | Solar | FIXED | Roof
SRP23923 | YINGLI ENERGY (CHINA) | YL250P-29B | 250 | 4 | 135 | 34 |  | Solar | FIXED | Roof
SRP23923 | YINGLI ENERGY (CHINA) | YL250P-29B | 250 | 12 | 225 | 31 |  | Solar | FIXED | Roof
SRP23924 | TRINA SOLAR | TSM-250PA05.08 | 250 | 20 | 190.1 | 25 |  | Solar | FIXED | Roof
SRP23925 | TRINA SOLAR | TSM-245PA05.10 | 245 | 24 | 115 | 26 |  | Solar | FIXED | Roof
SRP23927 | TRINA SOLAR | TSM-255PA05.18 | 255 | 24 | 253 | 30 |  | Solar | FIXED | Roof
SRP23933 | RENESOLA JIANGSU | JC250S-24/BB | 250 | 30 | 215.2 | 30 |  | Solar | FIXED | Roof
SRP23934 | TRINA SOLAR | TSM-250PA05.08 | 250 | 24 | 190.6 | 43 |  | Solar | FIXED | Roof
SRP23935 | TRINA SOLAR | TSM-250PA05.08 | 250 | 32 | 103 | 16 |  | Solar | FIXED | Roof
SRP23936 | TRINA SOLAR | TSM-250PA05.08 | 250 | 44 | 113.7 | 32 |  | Solar | FIXED | Roof
SRP23937 | TRINA SOLAR | TSM-250PA05.08 | 250 | 16 | 167.4 | 10 |  | Solar | FIXED | Roof
SRP23938 | TRINA SOLAR | TSM-250PA05.08 | 250 | 22 | 169 | 20 |  | Solar | FIXED | Roof
SRP23938 | TRINA SOLAR | TSM-250PA05.08 | 250 | 6 | 169 | 40 |  | Solar | FIXED | Roof
SRP23939 | ET SOLAR INDUSTRY | ET-P660250BB | 250 | 13 | 223 | 23 |  | Solar | FIXED | Roof
SRP23941 | ET SOLAR INDUSTRY | ET-P660250BB | 250 | 33 | 190 | 17 |  | Solar | FIXED | Roof
SRP23945 | TRINA SOLAR | TSM-235PA05 | 235 | 10 | 155 | 20 |  | Solar | FIXED | Roof
SRP23948 | TRINA SOLAR | TSM-245PA05 | 245 | 15 | 139 | 25 |  | Solar | FIXED | Roof
SRP23950 | TRINA SOLAR | TSM-255PA05 | 255 | 3 | 175 | 37 |  | Solar | FIXED | Roof
SRP23950 | TRINA SOLAR | TSM-255PA05 | 255 | 6 | 175 | 37 |  | Solar | FIXED | Roof
SRP23950 | TRINA SOLAR | TSM-255PA05 | 255 | 11 | 265 | 37 |  | Solar | FIXED | Roof
SRP23953 | TRINA SOLAR | TSM-240PA05.18 | 240 | 20 | 253 | 33 |  | Solar | FIXED | Roof
SRP23958 | TRINA SOLAR | TSM-250PA05 | 250 | 36 | 184 | 28 |  | Solar | FIXED | Roof
SRP23960 | TRINA SOLAR | TSM-245PA05.18 | 245 | 7 | 79 | 22 |  | Solar | FIXED | Roof
SRP23960 | TRINA SOLAR | TSM-245PA05.18 | 245 | 19 | 259 | 44 |  | Solar | FIXED | Roof
SRP23967 | TRINA SOLAR | TSM-245PA05.18 | 245 | 11 | 188 | 33 |  | Solar | FIXED | Roof
SRP23968 | TRINA SOLAR | TSM-235PD05 | 235 | 10 | 72 | 11 |  | Solar | FIXED | Roof
SRP23968 | TRINA SOLAR | TSM-235PD05 | 235 | 5 | 252 | 11 |  | Solar | FIXED | Roof
SRP23969 | TRINA SOLAR | TSM-240PA05.18 | 240 | 20 | 115 | 21 |  | Solar | FIXED | Roof
SRP23970 | YINGLI ENERGY (CHINA) | YL250P-29B | 250 | 28 | 133 | 16 |  | Solar | FIXED | Roof
SRP23970 | YINGLI ENERGY (CHINA) | YL250P-29B | 250 | 14 | 220 | 22 |  | Solar | FIXED | Roof
SRP23971 | SUNPOWER | SPR-327NE-WHT-D | 327 | 32 | 93 | 26 |  | Solar | FIXED | Roof
SRP23971 | SUNPOWER | SPR-327NE-WHT-D | 327 | 9 | 183 | 26 |  | Solar | FIXED | Roof
SRP23972 | HYUNDAI HEAVY INDUSTRIES | HIS-S260MG | 260 | 16 | 169 | 31 |  | Solar | FIXED | Roof
SRP23972 | HYUNDAI HEAVY INDUSTRIES | HIS-S260MG | 260 | 14 | 259 | 14 |  | Solar | FIXED | Roof
SRP23973 | TRINA SOLAR | TSM-255PA05.18 | 255 | 2 | 98 | 40 |  | Solar | FIXED | Roof
SRP23973 | TRINA SOLAR | TSM-255PA05.18 | 255 | 13 | 188 | 40 |  | Solar | FIXED | Roof
SRP23974 | TRINA SOLAR | TSM-255PA05.18 | 255 | 21 | 217 | 24 |  | Solar | FIXED | Roof
SRP23975 | TRINA SOLAR | TSM-255PA05A | 255 | 4 | 219 | 34 |  | Solar | FIXED | Roof
SRP23975 | TRINA SOLAR | TSM-255PA05A | 255 | 24 | 219 | 34 |  | Solar | FIXED | Roof
SRP23976 | TRINA SOLAR | TSM-255PA05A | 255 | 12 | 175 | 21 |  | Solar | FIXED | Roof
SRP23976 | TRINA SOLAR | TSM-255PA05A | 255 | 32 | 175 | 26 |  | Solar | FIXED | Roof
SRP23976 | TRINA SOLAR | TSM-255PA05A | 255 | 21 | 175 | 34 |  | Solar | FIXED | Roof
SRP23976 | TRINA SOLAR | TSM-255PA05A | 255 | 8 | 265 | 46 |  | Solar | FIXED | Roof
SRP23978 | TRINA SOLAR | TSM-245PA05.10 | 245 | 24 | 187 | 26 |  | Solar | FIXED | Roof
SRP23979 | ET SOLAR INDUSTRY | ET-P660250BB | 250 | 18 | 230 | 26 |  | Solar | FIXED | Roof
SRP23981 | ET SOLAR INDUSTRY | ET-P660250BB | 250 | 22 | 229 | 16 |  | Solar | FIXED | Roof
SRP23984 | TRINA SOLAR | TSM-245PA05.08 | 245 | 46 | 276 | 30 |  | Solar | FIXED | Roof
SRP23985 | TRINA SOLAR | TSM-250PA05.08 | 250 | 40 | 129.1 | 25 |  | Solar | FIXED | Roof
SRP23985 | TRINA SOLAR | TSM-250PA05.08 | 250 | 16 | 309.1 | 25 |  | Solar | FIXED | Roof
SRP23986 | TRINA SOLAR | TSM-255PA05.18 | 255 | 44 | 183 | 34 |  | Solar | FIXED | Roof
SRP23987 | TRINA SOLAR | TSM-255PA05.18 | 255 | 20 | 185 | 24 |  | Solar | FIXED | Roof
SRP23988 | TRINA SOLAR | TSM-255PA05.18 | 255 | 24 | 190 | 22 |  | Solar | FIXED | Roof
SRP23989 | TRINA SOLAR | TSM-255PA05.18 | 255 | 36 | 212 | 45 |  | Solar | FIXED | Roof
SRP23990 | YINGLI ENERGY (CHINA) | YL250C-30B | 250 | 25 | 120 | 29 |  | Solar | FIXED | Roof
SRP23990 | YINGLI ENERGY (CHINA) | YL250C-30B | 250 | 4 | 213 | 28 |  | Solar | FIXED | Roof
SRP23990 | YINGLI ENERGY (CHINA) | YL250C-30B | 250 | 4 | 213 | 42 |  | Solar | FIXED | Roof
SRP23990 | YINGLI ENERGY (CHINA) | YL250C-30B | 250 | 8 | 213 | 42 |  | Solar | FIXED | Roof
SRP23990 | YINGLI ENERGY (CHINA) | YL250P-32B | 250 | 13 | 311 | 29 |  | Solar | FIXED | Roof
SRP23991 | YINGLI ENERGY (CHINA) | YL245P-29B | 245 | 26 | 169 | 14 |  | Solar | FIXED | Roof
SRP23992 | SUNPOWER | SPR-327NE-WHT-D | 327 | 28 | 158 | 19 |  | Solar | FIXED | Roof
SRP23993 | HYUNDAI HEAVY INDUSTRIES | HIS-S260MG | 260 | 19 | 226 | 24 |  | Solar | FIXED | Roof
SRP23994 | CANADIAN SOLAR | CS6P-245MX | 245 | 38 | 208 | 18 |  | Solar | FIXED | Roof
SRP23995 | TRINA SOLAR | TSM-235PA05.18 | 235 | 16 | 170 | 34 |  | Solar | FIXED | Roof
SRP23995 | TRINA SOLAR | TSM-235PA05.18 | 235 | 3 | 170 | 35 |  | Solar | FIXED | Roof
SRP23995 | TRINA SOLAR | TSM-235PA05.18 | 235 | 4 | 260 | 18 |  | Solar | FIXED | Roof
SRP23997 | RENESOLA JIANGSU | JC250M-24/BB | 250 | 9 | 184 | 38 |  | Solar | FIXED | Roof
SRP23997 | RENESOLA JIANGSU | JC250M-24/BB | 250 | 46 | 265 | 27 |  | Solar | FIXED | Roof
SRP23998 | TRINA SOLAR | TSM-255PA05 | 255 | 20 | 181 | 30 |  | Solar | FIXED | Roof
SRP24000 | TRINA SOLAR | TSM-250PA05 | 250 | 12 | 83 | 34 |  | Solar | FIXED | Roof
SRP24000 | TRINA SOLAR | TSM-245PA05 | 250 | 10 | 263 | 9 |  | Solar | FIXED | Roof
SRP24000 | TRINA SOLAR | TSM-250PA05 | 250 | 11 | 263 | 34 |  | Solar | FIXED | Roof
SRP24001 | TRINA SOLAR | TSM-255PA05.18 | 255 | 26 | 139 | 30 |  | Solar | FIXED | Roof
SRP24002 | YINGLI ENERGY (CHINA) | YL250P-29B | 250 | 18 | 133 | 30 |  | Solar | FIXED | Roof
SRP24004 | ET SOLAR INDUSTRY | ET-P660250BB | 250 | 30 | 158 | 15 |  | Solar | FIXED | Roof
SRP24007 | YINGLI ENERGY (CHINA) | YL245P-29B | 245 | 17 | 122 | 40 |  | Solar | FIXED | Roof
SRP24008 | TRINA SOLAR | TSM-245PA05.18 | 245 | 4 | 282 | 20 |  | Solar | FIXED | Roof
SRP24008 | TRINA SOLAR | TSM-245PA05.18 | 245 | 12 | 282 | 20 |  | Solar | FIXED | Roof
SRP24011 | YINGLI ENERGY (CHINA) | YL245P-29B | 245 | 24 | 120 | 20 |  | Solar | FIXED | Roof
SRP24012 | SHARP | NU-U180FC | 180 | 20 | 146 | 28 |  | Solar | FIXED | Roof
SRP24012 | SHARP | NU-U180FC | 180 | 16 | 237 | 23 |  | Solar | FIXED | Roof
SRP24013 | CANADIAN SOLAR | CS6P-250M | 250 | 32 | 173 | 30 |  | Solar | FIXED | Ground
SRP24019 | YINGLI ENERGY (CHINA) | YL250P-29B | 250 | 9 | 119 | 18 |  | Solar | FIXED | Roof
SRP24019 | YINGLI ENERGY (CHINA) | YL250P-29B | 250 | 8 | 209 | 18 |  | Solar | FIXED | Roof
SRP24019 | YINGLI ENERGY (CHINA) | YL250P-29B | 250 | 5 | 299 | 18 |  | Solar | FIXED | Roof
SRP24020 | YINGLI ENERGY (CHINA) | YL245P-29B | 245 | 15 | 109 | 28 |  | Solar | FIXED | Roof
SRP24020 | YINGLI ENERGY (CHINA) | YL245P-29B | 245 | 18 | 298 | 28 |  | Solar | FIXED | Roof
SRP24021 | YINGLI ENERGY (CHINA) | YL250P-29B | 250 | 18 | 145 | 14 |  | Solar | FIXED | Roof
SRP24021 | YINGLI ENERGY (CHINA) | YL250P-29B | 250 | 12 | 325 | 14 |  | Solar | FIXED | Roof
SRP24023 | YINGLI ENERGY (CHINA) | YL245P-29B | 245 | 12 | 93 | 24 |  | Solar | FIXED | Roof
SRP24023 | YINGLI ENERGY (CHINA) | YL245P-29B | 245 | 12 | 273 | 24 |  | Solar | FIXED | Roof
SRP24025 | YINGLI ENERGY (CHINA) | YL245P-29B | 245 | 9 | 135 | 18 |  | Solar | FIXED | Roof
SRP24025 | YINGLI ENERGY (CHINA) | YL245P-29B | 245 | 18 | 135 | 18 |  | Solar | FIXED | Roof
SRP24025 | YINGLI ENERGY (CHINA) | YL245P-29B | 245 | 18 | 315 | 18 |  | Solar | FIXED | Roof
SRP24027 | LG ELECTRONICS SOLAR CELL DIVISION | LG255S1C-G2 | 255 | 18 | 93 | 22 |  | Solar | FIXED | Roof
SRP24027 | LG ELECTRONICS SOLAR CELL DIVISION | LG255S1C-G2 | 255 | 4 | 93 | 27 |  | Solar | FIXED | Roof
SRP24027 | LG ELECTRONICS SOLAR CELL DIVISION | LG255S1C-G2 | 255 | 8 | 183 | 28 |  | Solar | FIXED | Roof
SRP24027 | LG ELECTRONICS SOLAR CELL DIVISION | LG255S1C-G2 | 255 | 19 | 270 | 22 |  | Solar | FIXED | Roof
SRP24027 | LG ELECTRONICS SOLAR CELL DIVISION | LG255S1C-G2 | 255 | 5 | 272 | 27 |  | Solar | FIXED | Roof
SRP24028 | SUNTECH POWER | STP190S-24/ADB+ | 190 | 24 | 167 | 24 |  | Solar | FIXED | Roof
SRP24029 | SUNTECH POWER | STP190S-24/ADB+ | 190 | 30 | 157 | 25 |  | Solar | FIXED | Roof
SRP24030 | YINGLI ENERGY (CHINA) | YL235P-29B | 235 | 26 | 189 | 20 |  | Solar | FIXED | Roof
SRP24031 | LG ELECTRONICS SOLAR CELL DIVISION | LG255S1C-G2 | 255 | 26 | 130 | 39 |  | Solar | FIXED | Roof
SRP24032 | YINGLI ENERGY (CHINA) | YL235P-29B | 235 | 19 | 209 | 30 |  | Solar | FIXED | Roof
SRP24033 | YINGLI ENERGY (CHINA) | YL235P-29B | 235 | 25 | 187 | 31 |  | Solar | FIXED | Roof
SRP24035 | YINGLI ENERGY (CHINA) | YL250P-29B | 250 | 8 | 131 | 41 |  | Solar | FIXED | Roof
SRP24035 | YINGLI ENERGY (CHINA) | YL250P-29B | 250 | 6 | 221 | 41 |  | Solar | FIXED | Roof
SRP24036 | TRINA SOLAR | TSM-250PA05.08 | 250 | 41 | 166 | 25 |  | Solar | FIXED | Roof
SRP24037 | TRINA SOLAR | TSM-250PA05.08 | 250 | 23 | 136 | 24 |  | Solar | FIXED | Roof
SRP24037 | TRINA SOLAR | TSM-250PA05.08 | 250 | 8 | 226 | 24 |  | Solar | FIXED | Roof
SRP24039 | YINGLI ENERGY (CHINA) | YL250P-29B | 250 | 14 | 179 | 43 |  | Solar | FIXED | Roof
SRP24040 | SUNTECH POWER | STP255-20/WDE | 255 | 24 | 167 | 33 |  | Solar | FIXED | Roof
SRP24041 | YINGLI ENERGY (CHINA) | YL250C-30B | 250 | 10 | 140 | 26 |  | Solar | FIXED | Roof
SRP24041 | YINGLI ENERGY (CHINA) | YL250P-29B | 250 | 20 | 230 | 26 |  | Solar | FIXED | Roof
SRP24043 | YINGLI ENERGY (CHINA) | YL235P-29B | 235 | 25 | 114 | 30 |  | Solar | FIXED | Roof
SRP24044 | YINGLI ENERGY (CHINA) | YL245P-29B | 245 | 12 | 272 | 28 |  | Solar | FIXED | Roof
SRP24044 | YINGLI ENERGY (CHINA) | YL245P-29B | 245 | 24 | 272 | 28 |  | Solar | FIXED | Roof
SRP24046 | TRINA SOLAR | TSM-250PA05 | 250 | 10 | 239 | 7 |  | Solar | FIXED | Roof
SRP24046 | TRINA SOLAR | TSM-250PA05 | 250 | 10 | 239 | 31 |  | Solar | FIXED | Roof
SRP24049 | RENESOLA JIANGSU | JC250M-24/BB | 250 | 37 | 176 | 18 |  | Solar | FIXED | Roof
SRP24049 | RENESOLA JIANGSU | JC250M-24/BB | 250 | 5 | 266 | 18 |  | Solar | FIXED | Roof
SRP24052 | YINGLI ENERGY (CHINA) | YL235P-29B | 235 | 20 | 218 | 20 |  | Solar | FIXED | Roof
SRP24053 | YINGLI ENERGY (CHINA) | YL250P-29B | 250 | 20 | 220 | 36 |  | Solar | FIXED | Roof
SRP24054 | TRINA SOLAR | TSM-250PA05.08 | 250 | 8 | 134 | 28 |  | Solar | FIXED | Roof
SRP24055 | TRINA SOLAR | TSM-250PA05.08 | 250 | 5 | 130.3 | 20 |  | Solar | FIXED | Roof
SRP24055 | TRINA SOLAR | TSM-250PA05.08 | 250 | 18 | 220.3 | 28 |  | Solar | FIXED | Roof
SRP24056 | RENESOLA JIANGSU | JC250M-24/BB | 250 | 24 | 143 | 25 |  | Solar | FIXED | Roof
SRP24056 | RENESOLA JIANGSU | JC250M-24/BB | 250 | 27 | 233 | 25 |  | Solar | FIXED | Roof
SRP24065 | TRINA SOLAR | TSM-235PA05 | 235 | 2 | 176 | 13 |  | Solar | FIXED | Roof
SRP24065 | TRINA SOLAR | TSM-235PA05 | 235 | 5 | 190 | 30 |  | Solar | FIXED | Roof
SRP24066 | YINGLI ENERGY (CHINA) | YL250P-29B | 250 | 26 | 225 | 22 |  | Solar | FIXED | Roof
SRP24068 | TRINA SOLAR | TSM-250PA05 | 250 | 13 | 58 | 25 |  | Solar | FIXED | Roof
SRP24068 | TRINA SOLAR | TSM-250PA05.08 | 250 | 2 | 150 | 25 |  | Solar | FIXED | Roof
SRP24068 | TRINA SOLAR | TSM-250PA05.08 | 250 | 24 | 238 | 25 |  | Solar | FIXED | Roof
SRP24069 | RENESOLA JIANGSU | JC300M-24/ABV | 300 | 1298 | 164 | 10 |  | Solar | FIXED | Roof
SRP24070 | YINGLI ENERGY (CHINA) | YL245P-29B | 245 | 18 | 100 | 30 |  | Solar | FIXED | Roof
SRP24071 | TRINA SOLAR | TSM-250PA05 | 250 | 19 | 130.2 | 28 |  | Solar | FIXED | Roof
SRP24071 | RENESOLA JIANGSU | JC250M-24/BB | 250 | 3 | 220.2 | 28 |  | Solar | FIXED | Roof
SRP24072 | YINGLI ENERGY (CHINA) | YL250P-29B | 250 | 7 | 45 | 12 |  | Solar | FIXED | Roof
SRP24072 | YINGLI ENERGY (CHINA) | YL250P-29B | 250 | 13 | 225 | 12 |  | Solar | FIXED | Roof
SRP24072 | YINGLI ENERGY (CHINA) | YL250P-29B | 250 | 7 | 225 | 41 |  | Solar | FIXED | Roof
SRP24074 | TRINA SOLAR | TSM-255PA05A | 255 | 4 | 104 | 9 |  | Solar | FIXED | Roof
SRP24074 | TRINA SOLAR | TSM-255PA05 | 255 | 20 | 104 | 24 |  | Solar | FIXED | Roof
SRP24074 | TRINA SOLAR | TSM-255PA05A | 255 | 12 | 284 | 24 |  | Solar | FIXED | Roof
SRP24078 | TRINA SOLAR | TSM-250PD05 | 250 | 14 | 199 | 18 |  | Solar | FIXED | Roof
SRP24082 | TRINA SOLAR | TSM-250PA05 | 250 | 3 | 179 | 19 |  | Solar | FIXED | Roof
SRP24082 | TRINA SOLAR | TSM-250PA05 | 250 | 4 | 179 | 41 |  | Solar | FIXED | Roof
SRP24082 | TRINA SOLAR | TSM-250PA05 | 250 | 11 | 179 | 41 |  | Solar | FIXED | Roof
SRP24089 | YINGLI ENERGY (CHINA) | YL245P-29B | 245 | 20 | 140 | 20 |  | Solar | FIXED | Roof
SRP24090 | YINGLI ENERGY (CHINA) | YL245P-29B | 245 | 4 | 69 | 27 |  | Solar | FIXED | Roof
SRP24090 | YINGLI ENERGY (CHINA) | YL245P-29B | 245 | 14 | 159 | 27 |  | Solar | FIXED | Roof
SRP24090 | YINGLI ENERGY (CHINA) | YL245P-29B | 245 | 4 | 249 | 27 |  | Solar | FIXED | Roof
SRP24091 | SUNIVA | OPT265-60-4-1B0 | 265 | 6 | 133 | 30 |  | Solar | FIXED | Roof
SRP24091 | SUNIVA | OPT265-60-4-1B0 | 265 | 8 | 133 | 30 |  | Solar | FIXED | Roof
SRP24091 | SUNIVA | OPT265-60-4-1B0 | 265 | 4 | 133 | 44 |  | Solar | FIXED | Roof
SRP24092 | YINGLI ENERGY (CHINA) | YL250P-29B | 250 | 21 | 245 | 32 |  | Solar | FIXED | Roof
SRP24094 | YINGLI ENERGY (CHINA) | YL250P-29B | 250 | 30 | 185 | 16 |  | Solar | FIXED | Roof
SRP24095 | TRINA SOLAR | TSM-250PA05.08 | 250 | 28 | 124.5 | 35 |  | Solar | FIXED | Roof
SRP24096 | TRINA SOLAR | TSM-250PA05.08 | 250 | 44 | 107.4 | 20 |  | Solar | FIXED | Roof
SRP24097 | TRINA SOLAR | TSM-255PA05.18 | 255 | 8 | 134 | 18 |  | Solar | FIXED | Roof
SRP24097 | TRINA SOLAR | TSM-255PA05A | 255 | 18 | 134 | 22 |  | Solar | FIXED | Roof
SRP24099 | TRINA SOLAR | TSM-255PA05A.18 | 255 | 33 | 112 | 34 |  | Solar | FIXED | Roof
SRP24099 | TRINA SOLAR | TSM-255PA05.18 | 255 | 11 | 202 | 45 |  | Solar | FIXED | Roof
SRP24100 | TRINA SOLAR | TSM-255PA05.18 | 255 | 34 | 178 | 38 |  | Solar | FIXED | Roof
SRP24101 | YINGLI ENERGY (CHINA) | YL245P-29B | 245 | 7 | 125 | 36 |  | Solar | FIXED | Roof
SRP24101 | YINGLI ENERGY (CHINA) | YL245P-29B | 245 | 8 | 215 | 40 |  | Solar | FIXED | Roof
SRP24104 | TRINA SOLAR | TSM-255PA05A | 255 | 18 | 155 | 27 |  | Solar | FIXED | Roof
SRP24107 | TRINA SOLAR | TSM-250PA05 | 250 | 22 | 217 | 25 |  | Solar | FIXED | Roof
SRP24108 | NINGBO SOLAR ELECTRIC POWER | TPB156X156-72-P 280W | 285 | 22 | 125 | 32 |  | Solar | FIXED | Roof
SRP24108 | NINGBO SOLAR ELECTRIC POWER | TPB156X156-72-P 280W | 285 | 15 | 215 | 32 |  | Solar | FIXED | Roof
SRP24109 | TRINA SOLAR | TSM-250PA05.08 | 250 | 24 | 202 | 15 |  | Solar | FIXED | Roof
SRP24111 | TRINA SOLAR | TSM-255PA05.18 | 255 | 24 | 130 | 2 |  | Solar | FIXED | Roof
SRP24111 | TRINA SOLAR | TSM-255PA05.18 | 255 | 19 | 130 | 24 |  | Solar | FIXED | Roof
SRP24112 | TRINA SOLAR | TSM-255PA05.18 | 255 | 36 | 207 | 22 |  | Solar | FIXED | Roof
SRP24114 | TRINA SOLAR | TSM-255PA05 | 255 | 65 | 180 | 25 |  | Solar | FIXED | Ground
SRP24115 | TRINA SOLAR | TSM-255PA05.18 | 255 | 18 | 132 | 22 |  | Solar | FIXED | Roof
SRP24116 | SHARP | NU-U240F2 | 240 | 130 | 183 | 10 |  | Solar | FIXED | Roof
SRP24118 | LG ELECTRONICS SOLAR CELL DIVISION | LG255S1C-G2 | 255 | 20 | 231.7 | 20 |  | Solar | FIXED | Roof
SRP24119 | LG ELECTRONICS SOLAR CELL DIVISION | LG260S1C-G2 | 260 | 16 | 153 | 18 |  | Solar | FIXED | Roof
SRP24120 | RENESOLA JIANGSU | JC250M-24/BB | 250 | 23 | 165.1 | 20 |  | Solar | FIXED | Roof
SRP24121 | TRINA SOLAR | TSM-250PA05.08 | 250 | 16 | 120.7 | 20 |  | Solar | FIXED | Roof
SRP24122 | TRINA SOLAR | TSM-250PA05.08 | 250 | 21 | 156 | 27 |  | Solar | FIXED | Roof
SRP24123 | YINGLI ENERGY (CHINA) | YL245P-29B | 245 | 12 | 216 | 7 |  | Solar | FIXED | Roof
SRP24123 | YINGLI ENERGY (CHINA) | YL245P-29B | 245 | 18 | 216 | 27 |  | Solar | FIXED | Roof
SRP24124 | SUNPOWER | SPR-327NE-WHT-D | 327 | 10 | 172 | 31 |  | Solar | FIXED | Roof
SRP24124 | SUNPOWER | SPR-327NE-WHT-D | 327 | 5 | 172 | 40 |  | Solar | FIXED | Roof
SRP24124 | SUNPOWER | SPR-327NE-WHT-D | 327 | 20 | 262 | 31 |  | Solar | FIXED | Roof
SRP24125 | TRINA SOLAR | TSM-225PA05.18 | 255 | 5 | 210 | 22 |  | Solar | FIXED | Roof
SRP24125 | TRINA SOLAR | TSM-255PA05A.18 | 255 | 10 | 210 | 22 |  | Solar | FIXED | Roof
SRP24125 | TRINA SOLAR | TSM-255PA05A.18 | 255 | 33 | 210 | 30 |  | Solar | FIXED | Roof
SRP24127 | TRINA SOLAR | TSM-255PA05.18 | 255 | 29 | 90 | 23 |  | Solar | FIXED | Roof
SRP24128 | TRINA SOLAR | TSM-255PA05.18 | 255 | 3 | 156 | 16 |  | Solar | FIXED | Roof
SRP24128 | TRINA SOLAR | TSM-255PA05.18 | 255 | 4 | 156 | 16 |  | Solar | FIXED | Roof
SRP24128 | TRINA SOLAR | TSM-255PA05.18 | 255 | 19 | 246 | 7 |  | Solar | FIXED | Roof
SRP24128 | TRINA SOLAR | TSM-255PA05.18 | 255 | 5 | 246 | 18 |  | Solar | FIXED | Roof
SRP24128 | TRINA SOLAR | TSM-255PA05.18 | 255 | 7 | 246 | 30 |  | Solar | FIXED | Roof
SRP24129 | YINGLI ENERGY (CHINA) | YL250P-29B | 250 | 10 | 115 | 18 |  | Solar | FIXED | Roof
SRP24129 | YINGLI ENERGY (CHINA) | YL250P-29B | 250 | 18 | 200 | 18 |  | Solar | FIXED | Roof
SRP24130 | YINGLI ENERGY (CHINA) | YL250P-29B | 250 | 4 | 162 | 18 |  | Solar | FIXED | Roof
SRP24130 | YINGLI ENERGY (CHINA) | YL250P-29B | 250 | 6 | 162 | 18 |  | Solar | FIXED | Roof
SRP24130 | YINGLI ENERGY (CHINA) | YL250P-29B | 250 | 5 | 252 | 18 |  | Solar | FIXED | Roof
SRP24131 | TRINA SOLAR | TSM-250PA05 | 250 | 12 | 190 | 25 |  | Solar | FIXED | Roof
SRP24131 | TRINA SOLAR | TSM-250PA05 | 250 | 4 | 190 | 41 |  | Solar | FIXED | Roof
SRP24132 | YINGLI ENERGY (CHINA) | YL250P-29B | 250 | 5 | 100 | 38 |  | Solar | FIXED | Roof
SRP24132 | YINGLI ENERGY (CHINA) | YL250P-29B | 250 | 32 | 280 | 38 |  | Solar | FIXED | Roof
SRP24134 | LG ELECTRONICS SOLAR CELL DIVISION | LG245S1C-G2 | 245 | 16 | 217 | 18 |  | Solar | FIXED | Roof
SRP24137 | TRINA SOLAR | TSM-255PA05 | 255 | 20 | 97 | 22 |  | Solar | FIXED | Roof
SRP24137 | TRINA SOLAR | TSM-255PA05 | 255 | 9 | 97 | 26 |  | Solar | FIXED | Roof
SRP24137 | TRINA SOLAR | TSM-255PA05 | 255 | 6 | 187 | 30 |  | Solar | FIXED | Roof
SRP24137 | TRINA SOLAR | TSM-255PA05 | 255 | 3 | 277 | 26 |  | Solar | FIXED | Roof
SRP24138 | TRINA SOLAR | TSM-255PA05 | 255 | 19 | 120 | 29 |  | Solar | FIXED | Roof
SRP24139 | TRINA SOLAR | TSM-250PA05.08 | 250 | 46 | 178.4 | 15 |  | Solar | FIXED | Roof
SRP24140 | TRINA SOLAR | TSM-255PA05 | 255 | 15 | 154 | 26 |  | Solar | FIXED | Roof
SRP24141 | TRINA SOLAR | TSM-245PA05.08 | 245 | 23 | 128 | 28 |  | Solar | FIXED | Roof
SRP24141 | TRINA SOLAR | TSM-245PA05.08 | 245 | 33 | 308 | 28 |  | Solar | FIXED | Roof
SRP24142 | TRINA SOLAR | TSM-250PA05 | 250 | 13 | 173 | 28 |  | Solar | FIXED | Roof
SRP24142 | TRINA SOLAR | TSM-250PA05 | 250 | 7 | 263 | 38 |  | Solar | FIXED | Roof
SRP24144 | TRINA SOLAR | TSM-255PA05 | 255 | 3 | 90 | 51 |  | Solar | FIXED | Roof
SRP24144 | TRINA SOLAR | TSM-255PA05 | 255 | 11 | 180 | 19 |  | Solar | FIXED | Roof
SRP24144 | TRINA SOLAR | TSM-255PA05 | 255 | 5 | 180 | 52 |  | Solar | FIXED | Roof
SRP24145 | TRINA SOLAR | TSM-250PA05 | 250 | 14 | 115 | 36 |  | Solar | FIXED | Roof
SRP24145 | TRINA SOLAR | TSM-250PA05 | 250 | 4 | 205 | 32 |  | Solar | FIXED | Roof
SRP24147 | TRINA SOLAR | TSM-255PA05.18 | 255 | 9 | 146 | 20 |  | Solar | FIXED | Roof
SRP24147 | TRINA SOLAR | TSM-255PA05.18 | 255 | 2 | 236 | 20 |  | Solar | FIXED | Roof
SRP24147 | TRINA SOLAR | TSM-255PA05.18 | 255 | 3 | 236 | 20 |  | Solar | FIXED | Roof
SRP24147 | TRINA SOLAR | TSM-255PA05.18 | 255 | 15 | 236 | 20 |  | Solar | FIXED | Roof
SRP24148 | TRINA SOLAR | TSM-255PA05.18 | 255 | 6 | 160 | 19 |  | Solar | FIXED | Roof
SRP24148 | TRINA SOLAR | TSM-255PA05.18 | 255 | 36 | 250 | 22 |  | Solar | FIXED | Roof
SRP24149 | TRINA SOLAR | TSM-255PA05 | 255 | 8 | 147 | 35 |  | Solar | FIXED | Roof
SRP24149 | TRINA SOLAR | TSM-255PA05 | 255 | 22 | 237 | 37 |  | Solar | FIXED | Roof
SRP24160 | TRINA SOLAR | TSM-250PA05 | 250 | 9 | 175 | 19 |  | Solar | FIXED | Roof
SRP24160 | TRINA SOLAR | TSM-250PA05 | 250 | 20 | 265 | 20 |  | Solar | FIXED | Roof
SRP24162 | TRINA SOLAR | TSM-250PA05.08 | 250 | 16 | 111.4 | 20 |  | Solar | FIXED | Roof
SRP24162 | TRINA SOLAR | TSM-250PA05.08 | 250 | 6 | 201.4 | 20 |  | Solar | FIXED | Roof
SRP24163 | TRINA SOLAR | TSM-255PA05.08 | 255 | 11 | 123 | 30 |  | Solar | FIXED | Roof
SRP24163 | TRINA SOLAR | TSM-255PA05.18 | 255 | 8 | 123 | 30 |  | Solar | FIXED | Roof
SRP24163 | TRINA SOLAR | TSM-255PA05.18 | 255 | 12 | 123 | 30 |  | Solar | FIXED | Roof
SRP24163 | TRINA SOLAR | TSM-255PA05.18 | 255 | 4 | 213 | 36 |  | Solar | FIXED | Roof
SRP24163 | TRINA SOLAR | TSM-255PA05.18 | 255 | 18 | 303 | 16 |  | Solar | FIXED | Roof
SRP24164 | TRINA SOLAR | TSM-255PA05.18 | 255 | 17 | 101 | 30 |  | Solar | FIXED | Roof
SRP24164 | TRINA SOLAR | TSM-255PA05.18 | 255 | 28 | 191 | 30 |  | Solar | FIXED | Roof
SRP24167 | TRINA SOLAR | TSM-250PA05.08 | 250 | 4 | 82.9 | 25 |  | Solar | FIXED | Roof
SRP24167 | TRINA SOLAR | TSM-250PA05.08 | 250 | 18 | 262.9 | 25 |  | Solar | FIXED | Roof
SRP24171 | TRINA SOLAR | TSM-255PA05 | 255 | 16 | 168 | 5 |  | Solar | FIXED | Roof
SRP24171 | TRINA SOLAR | TSM-255PA05 | 255 | 24 | 168 | 16 |  | Solar | FIXED | Roof
SRP24173 | TRINA SOLAR | TSM-255PA05 | 255 | 23 | 95 | 34 |  | Solar | FIXED | Roof
SRP24173 | TRINA SOLAR | TSM-255PA05 | 255 | 8 | 185 | 40 |  | Solar | FIXED | Roof
SRP24174 | TRINA SOLAR | TSM-255PA05 | 255 | 3 | 126 | 35 |  | Solar | FIXED | Roof
SRP24174 | TRINA SOLAR | TSM-255PA05 | 255 | 19 | 126 | 35 |  | Solar | FIXED | Roof
SRP24175 | RENESOLA JIANGSU | JC250M-24/BB | 250 | 32 | 117.9 | 30 |  | Solar | FIXED | Roof
SRP24176 | TRINA SOLAR | TSM-250PA05.08 | 250 | 12 | 81.8 | 20 |  | Solar | FIXED | Roof
SRP24176 | TRINA SOLAR | TSM-250PA05.08 | 250 | 3 | 261.8 | 20 |  | Solar | FIXED | Roof
SRP24176 | TRINA SOLAR | TSM-250PA05.08 | 250 | 23 | 261.8 | 32 |  | Solar | FIXED | Roof
SRP24178 | ET SOLAR INDUSTRY | ET-P660250BB | 250 | 12 | 92 | 20 |  | Solar | FIXED | Roof
SRP24178 | ET SOLAR INDUSTRY | ET-P660250BB | 250 | 24 | 272 | 20 |  | Solar | FIXED | Roof
SRP24179 | ET SOLAR INDUSTRY | ET-P660250BB | 250 | 27 | 153 | 41 |  | Solar | FIXED | Roof
SRP24180 | HYUNDAI HEAVY INDUSTRIES | HIS-S260MG | 260 | 18 | 237 | 31 |  | Solar | FIXED | Roof
SRP24181 | TRINA SOLAR | TSM-255PA05A | 255 | 66 | 180 | 25 |  | Solar | FIXED | Roof
SRP24183 | TRINA SOLAR | TSM-255PA05.18 | 255 | 5 | 169 | 25 |  | Solar | FIXED | Roof
SRP24183 | TRINA SOLAR | TSM-255PA05.18 | 255 | 6 | 259 | 25 |  | Solar | FIXED | Roof
SRP24183 | TRINA SOLAR | TSM-255PA05.18 | 255 | 21 | 259 | 25 |  | Solar | FIXED | Roof
SRP24184 | TRINA SOLAR | TSM-255PA05.18 | 255 | 15 | 207 | 28 |  | Solar | FIXED | Roof
SRP24188 | YINGLI ENERGY (CHINA) | YL245P-29B | 245 | 11 | 190 | 26 |  | Solar | FIXED | Roof
SRP24189 | YINGLI ENERGY (CHINA) | YL250P-29B | 250 | 4 | 202 | 18 |  | Solar | FIXED | Roof
SRP24189 | YINGLI ENERGY (CHINA) | YL250P-29B | 250 | 36 | 202 | 18 |  | Solar | FIXED | Roof
SRP24191 | TRINA SOLAR | TSM-250PA05.08 | 250 | 25 | 120 | 35 |  | Solar | FIXED | Roof
SRP24192 | YINGLI ENERGY (CHINA) | YL250C-30B | 250 | 20 | 137 | 20 |  | Solar | FIXED | Roof
SRP24192 | YINGLI ENERGY (CHINA) | YL250C-30B | 250 | 19 | 324 | 20 |  | Solar | FIXED | Roof
SRP24193 | TRINA SOLAR | TSM-250PA05.08 | 250 | 20 | 198 | 25 |  | Solar | FIXED | Roof
SRP24194 | SUNIVA | OPT265-60-4-100 | 265 | 5 | 189 | 29 |  | Solar | FIXED | Roof
SRP24194 | SUNIVA | OPT265-60-4-100 | 265 | 6 | 189 | 29 |  | Solar | FIXED | Roof
SRP24194 | SUNIVA | OPT265-60-4-100 | 265 | 23 | 189 | 29 |  | Solar | FIXED | Roof
SRP24197 | TRINA SOLAR | TSM-255PA05.18 | 255 | 7 | 254 | 25 |  | Solar | FIXED | Roof
SRP24197 | TRINA SOLAR | TSM-255PA05.18 | 255 | 53 | 254 | 25 |  | Solar | FIXED | Roof
SRP24198 | TRINA SOLAR | TSM-255PA05.18 | 255 | 8 | 224 | 38 |  | Solar | FIXED | Roof
SRP24198 | TRINA SOLAR | TSM-255PA05.18 | 255 | 18 | 224 | 38 |  | Solar | FIXED | Roof
SRP24198 | TRINA SOLAR | TSM-255PA05.18 | 255 | 50 | 224 | 38 |  | Solar | FIXED | Roof
SRP24199 | TRINA SOLAR | TSM-255PA05.18 | 255 | 26 | 222 | 34 |  | Solar | FIXED | Roof
SRP24203 | TRINA SOLAR | TSM-250PA05.08 | 250 | 49 | 115.2 | 30 |  | Solar | FIXED | Roof
SRP24205 | TRINA SOLAR | TSM-255PA05A.18 | 255 | 4 | 130 | 45 |  | Solar | FIXED | Roof
SRP24205 | TRINA SOLAR | TSM-255PA05.18 | 255 | 5 | 220 | 12 |  | Solar | FIXED | Roof
SRP24205 | TRINA SOLAR | TSM-255PA05.18 | 255 | 11 | 220 | 45 |  | Solar | FIXED | Roof
SRP24210 | CANADIAN SOLAR | CS6P-260M | 260 | 11 | 177 | 22 |  | Solar | FIXED | Roof
SRP24210 | CANADIAN SOLAR | CS6P-260M | 260 | 21 | 267 | 22 |  | Solar | FIXED | Roof
SRP24211 | AXITEC | AC-250M/156-60S | 250 | 46 | 183 | 30 |  | Solar | FIXED | Roof
SRP24213 | AXITEC | AC-250M/156-60S | 250 | 16 | 133 | 30 |  | Solar | FIXED | Roof
SRP24213 | AXITEC | AC-250M/156-60S | 250 | 9 | 133 | 34 |  | Solar | FIXED | Roof
SRP24213 | AXITEC | AC-250M/156-60S | 250 | 25 | 223 | 30 |  | Solar | FIXED | Roof
SRP24217 | SOLARWORLD | SW275 MONO | 275 | 30 | 180 | 34 |  | Solar | FIXED | Ground
SRP24217 | SOLARWORLD | SW275 MONO | 275 | 30 | 180 | 34 |  | Solar | FIXED | Ground
SRP24219 | TRINA SOLAR | TSM-255PD05.18 | 255 | 19 | 156 | 41 |  | Solar | FIXED | Roof
SRP24219 | TRINA SOLAR | TSM-255PA05.18 | 255 | 11 | 246 | 33 |  | Solar | FIXED | Roof
SRP24220 | TRINA SOLAR | TSM-255PA05.18 | 255 | 22 | 220 | 36 |  | Solar | FIXED | Roof
SRP24221 | YINGLI ENERGY (CHINA) | YL250P-29B | 250 | 26 | 180 | 22 |  | Solar | FIXED | Roof
SRP24223 | YINGLI ENERGY (CHINA) | YL250P-29B | 250 | 29 | 110 | 18 |  | Solar | FIXED | Roof
SRP24226 | ET SOLAR INDUSTRY | ET-P660250BB | 250 | 22 | 183 | 20 |  | Solar | FIXED | Roof
SRP24227 | YINGLI ENERGY (CHINA) | YL250P-29B | 250 | 25 | 127 | 27 |  | Solar | FIXED | Roof
SRP24228 | SUNIVA | OPT265-60-4-1B0 | 265 | 4 | 186 | 22 |  | Solar | FIXED | Roof
SRP24228 | SUNIVA | OPT265-60-4-1B0 | 265 | 11 | 186 | 22 |  | Solar | FIXED | Roof
SRP24228 | SUNIVA | OPT265-60-4-1B0 | 265 | 15 | 186 | 24 |  | Solar | FIXED | Roof
SRP24229 | CONERGY | CONERGY PH 250P | 250 | 176 | 141 | 10 |  | Solar | FIXED | Roof
SRP24230 | ET SOLAR INDUSTRY | ET-P660250BB | 250 | 36 | 152 | 30 |  | Solar | FIXED | Roof
SRP24231 | ET SOLAR INDUSTRY | ET-P660250BB | 250 | 26 | 164 | 17 |  | Solar | FIXED | Roof
SRP24232 | ET SOLAR INDUSTRY | ET-P660250BB | 250 | 28 | 83 | 16 |  | Solar | FIXED | Roof
SRP24232 | ET SOLAR INDUSTRY | ET-P660250BB | 250 | 24 | 263 | 16 |  | Solar | FIXED | Roof
SRP24233 | ET SOLAR INDUSTRY | ET-P660250BB | 250 | 33 | 117 | 17 |  | Solar | FIXED | Roof
SRP24234 | ET SOLAR INDUSTRY | ET-P660250BB | 250 | 14 | 258 | 15 |  | Solar | FIXED | Roof
SRP24236 | LG ELECTRONICS SOLAR CELL DIVISION | LG265S1C-G3 | 285 | 51 | 144 | 32 |  | Solar | FIXED | Roof
SRP24237 | HANWHA SOLARONE (QIDONG) | HSL60P6-PA-0-250TW | 250 | 28 | 180 | 25 |  | Solar | FIXED | Ground
SRP24241 | LIGHT WAY GREEN NEW ENERGY | LW235(29)P1650X990 | 235 | 33 | 165 | 23 |  | Solar | FIXED | Roof
SRP24242 | YINGLI ENERGY (CHINA) | YL250P-29B | 250 | 20 | 102 | 20 |  | Solar | FIXED | Roof
SRP24242 | YINGLI ENERGY (CHINA) | YL250P-29B | 250 | 9 | 282 | 13 |  | Solar | FIXED | Roof
SRP24242 | YINGLI ENERGY (CHINA) | YL250P-29B | 250 | 19 | 282 | 20 |  | Solar | FIXED | Roof
SRP24243 | YINGLI ENERGY (CHINA) | YL245P-29B | 245 | 21 | 186 | 28 |  | Solar | FIXED | Roof
SRP24244 | TRINA SOLAR | TSM-255PA05A | 255 | 16 | 150 | 20 |  | Solar | FIXED | Roof
SRP24245 | TRINA SOLAR | TSM-255PA05A | 255 | 29 | 178 | 29 |  | Solar | FIXED | Roof
SRP24246 | YINGLI ENERGY (CHINA) | YL245P-29B | 245 | 10 | 169 | 24 |  | Solar | FIXED | Roof
SRP24246 | YINGLI ENERGY (CHINA) | YL245P-29B | 245 | 22 | 169 | 24 |  | Solar | FIXED | Roof
SRP24249 | YINGLI ENERGY (CHINA) | YL250C-30B | 250 | 12 | 215 | 20 |  | Solar | FIXED | Roof
SRP24249 | YINGLI ENERGY (CHINA) | YL250C-30B | 250 | 8 | 297 | 20 |  | Solar | FIXED | Roof
SRP24258 | CANADIAN SOLAR | CS6P-250M | 250 | 11 | 83 | 16 |  | Solar | FIXED | Roof
SRP24258 | CANADIAN SOLAR | CS6P-250M | 250 | 4 | 262 | 44 |  | Solar | FIXED | Roof
SRP24259 | TRINA SOLAR | TSM-255PA05 | 255 | 25 | 82 | 25 |  | Solar | FIXED | Roof
SRP24259 | TRINA SOLAR | TSM-255PA05A | 255 | 22 | 262 | 25 |  | Solar | FIXED | Roof
SRP24265 | YINGLI ENERGY (CHINA) | YL245P-29B | 245 | 20 | 75 | 23 |  | Solar | FIXED | Roof
SRP24265 | YINGLI ENERGY (CHINA) | YL245P-29B | 245 | 20 | 255 | 23 |  | Solar | FIXED | Roof
SRP24266 | YINGLI ENERGY (CHINA) | YL250P-29B | 250 | 20 | 71 | 45 |  | Solar | FIXED | Roof
SRP24266 | YINGLI ENERGY (CHINA) | YL250P-29B | 250 | 25 | 158 | 21 |  | Solar | FIXED | Roof
SRP24266 | YINGLI ENERGY (CHINA) | YL250P-29B | 250 | 20 | 251 | 45 |  | Solar | FIXED | Roof
SRP24267 | YINGLI ENERGY (CHINA) | YL250P-29B | 250 | 33 | 87 | 22 |  | Solar | FIXED | Roof
SRP24268 | TRINA SOLAR | TSM-255PA05 | 255 | 21 | 159 | 25 |  | Solar | FIXED | Roof
SRP24272 | RENESOLA JIANGSU | JC250M-24/BB | 250 | 28 | 220 | 21 |  | Solar | FIXED | Roof
SRP24274 | TRINA SOLAR | TSM-255PA05.18 | 255 | 6 | 182 | 31 |  | Solar | FIXED | Roof
SRP24274 | TRINA SOLAR | TSM-255PA05.18 | 255 | 12 | 182 | 31 |  | Solar | FIXED | Roof
SRP24276 | TRINA SOLAR | TSM-255PA05A.18 | 255 | 78 | 180 | 25 |  | Solar | FIXED | Ground
SRP24280 | TRINA SOLAR | TSM-245PA05.10 | 245 | 21 | 97 | 36 |  | Solar | FIXED | Roof
SRP24280 | TRINA SOLAR | TSM-245PA05.10 | 245 | 12 | 187 | 25 |  | Solar | FIXED | Roof
SRP24281 | TRINA SOLAR | TSM-255PA05.18 | 255 | 4 | 160 | 20 |  | Solar | FIXED | Roof
SRP24281 | TRINA SOLAR | TSM-255PA05.18 | 255 | 28 | 250 | 20 |  | Solar | FIXED | Roof
SRP24282 | TRINA SOLAR | TSM-255PA05.18 | 255 | 18 | 117 | 30 |  | Solar | FIXED | Roof
SRP24282 | TRINA SOLAR | TSM-255PA05.18 | 255 | 6 | 207 | 30 |  | Solar | FIXED | Roof
SRP24283 | TRINA SOLAR | TSM-255PA05.18 | 255 | 33 | 95 | 20 |  | Solar | FIXED | Roof
SRP24285 | TRINA SOLAR | TSM-255PA05.18 | 255 | 26 | 139 | 30 |  | Solar | FIXED | Roof
SRP24286 | SUNPOWER | SPR-327NE-WHT-D | 327 | 20 | 124 | 27 |  | Solar | FIXED | Roof
SRP24288 | TRINA SOLAR | TSM-255PA05.18 | 255 | 36 | 90 | 24 |  | Solar | FIXED | Roof
SRP24288 | TRINA SOLAR | TSM-255PA05.18 | 255 | 42 | 97 | 30 |  | Solar | FIXED | Roof
SRP24289 | TRINA SOLAR | TSM-255PA05.18 | 255 | 20 | 184 | 20 |  | Solar | FIXED | Roof
SRP24289 | TRINA SOLAR | TSM-255PA05.18 | 255 | 20 | 184 | 24 |  | Solar | FIXED | Roof
SRP24289 | TRINA SOLAR | TSM-255PA05.18 | 255 | 42 | 193 | 28 |  | Solar | FIXED | Roof
SRP24290 | TRINA SOLAR | TSM-255PA05.18 | 255 | 19 | 236 | 30 |  | Solar | FIXED | Roof
SRP24290 | TRINA SOLAR | TSM-255PA05.18 | 255 | 21 | 236 | 30 |  | Solar | FIXED | Roof
SRP24292 | TRINA SOLAR | TSM-255PD05 | 255 | 15 | 186 | 33 |  | Solar | FIXED | Roof
SRP24294 | YINGLI ENERGY (CHINA) | YL245P-29B | 245 | 15 | 182 | 21 |  | Solar | FIXED | Roof
SRP24295 | SUNIVA | OPT260-60-4-1B0 | 260 | 44 | 161 | 5 |  | Solar | FIXED | Roof
SRP24297 | YINGLI ENERGY (CHINA) | YL245P-29B | 250 | 30 | 135 | 35 |  | Solar | FIXED | Roof
SRP24298 | YINGLI ENERGY (CHINA) | YL250P-29B | 250 | 11 | 87 | 18 |  | Solar | FIXED | Roof
SRP24298 | YINGLI ENERGY (CHINA) | YL250P-29B | 250 | 7 | 177 | 18 |  | Solar | FIXED | Roof
SRP24298 | YINGLI ENERGY (CHINA) | YL250P-29B | 250 | 8 | 267 | 18 |  | Solar | FIXED | Roof
SRP24299 | TRINA SOLAR | TSM-250PA05.08 | 250 | 36 | 109 | 20 |  | Solar | FIXED | Roof
SRP24300 | RENESOLA JIANGSU | JC250M-24/BB | 250 | 30 | 197 | 33 |  | Solar | FIXED | Roof
SRP24301 | YINGLI ENERGY (CHINA) | YL250C-30B | 250 | 23 | 125 | 25 |  | Solar | FIXED | Roof
SRP24302 | LIGHT WAY GREEN NEW ENERGY | LW240(29)P1650X990 | 240 | 8 | 28 | 6 |  | Solar | FIXED | Roof
SRP24302 | LIGHT WAY GREEN NEW ENERGY | LW240(29)P1650X990 | 240 | 24 | 208 | 37 |  | Solar | FIXED | Roof
SRP24303 | TRINA SOLAR | TSM-255PA05.18 | 255 | 48 | 180 | 22 |  | Solar | FIXED | Ground
SRP24304 | TRINA SOLAR | TSM-255PA05.18 | 255 | 22 | 205 | 27 |  | Solar | FIXED | Roof
SRP24305 | TRINA SOLAR | TSM-255PA05.18 | 255 | 34 | 223 | 18 |  | Solar | FIXED | Roof
SRP24306 | RENESOLA JIANGSU | JC250M-24/BB | 250 | 20 | 170.5 | 27 |  | Solar | FIXED | Roof
SRP24306 | RENESOLA JIANGSU | JC250M-24/BB | 250 | 18 | 170.5 | 35 |  | Solar | FIXED | Roof
SRP24307 | TRINA SOLAR | TSM-250PA05.08 | 250 | 23 | 229 | 17 |  | Solar | FIXED | Roof
SRP24308 | RENESOLA JIANGSU | JC250M-24/BB | 250 | 17 | 178 | 22 |  | Solar | FIXED | Roof
SRP24308 | RENESOLA JIANGSU | JC250M-24/BB | 250 | 6 | 268 | 15 |  | Solar | FIXED | Roof
SRP24310 | TRINA SOLAR | TSM-255PA05.18 | 255 | 28 | 110 | 36 |  | Solar | FIXED | Roof
SRP24311 | TRINA SOLAR | TSM-255PA05.18 | 255 | 32 | 133 | 20 |  | Solar | FIXED | Roof
SRP24313 | TRINA SOLAR | TSM-255PA05 | 255 | 24 | 174 | 24 |  | Solar | FIXED | Roof
SRP24316 | TRINA SOLAR | TSM-255PA05 | 255 | 6 | 197 | 16 |  | Solar | FIXED | Roof
SRP24316 | TRINA SOLAR | TSM-255PA05 | 255 | 17 | 197 | 26 |  | Solar | FIXED | Roof
SRP24318 | TRINA SOLAR | TSM-250PA05 | 250 | 31 | 218 | 23 |  | Solar | FIXED | Roof
SRP24322 | YINGLI ENERGY (CHINA) | YL250P-29B | 250 | 51 | 306 | 32 |  | Solar | FIXED | Roof
SRP24323 | RENESOLA JIANGSU | JC250M-24/BB | 250 | 21 | 192 | 25 |  | Solar | FIXED | Roof
SRP24327 | CANADIAN SOLAR | CS6P-250P | 250 | 24 | 126 | 23 |  | Solar | FIXED | Roof
SRP24330 | TRINA SOLAR | TSM-255PA05 | 255 | 28 | 140 | 34 |  | Solar | FIXED | Roof
SRP24331 | YINGLI ENERGY (CHINA) | YL250P-29B | 250 | 30 | 191 | 19 |  | Solar | FIXED | Roof
SRP24332 | YINGLI ENERGY (CHINA) | YL245P-29B | 245 | 10 | 106 | 19 |  | Solar | FIXED | Roof
SRP24332 | YINGLI ENERGY (CHINA) | YL245P-29B | 245 | 10 | 285 | 19 |  | Solar | FIXED | Roof
SRP24333 | TRINA SOLAR | TSM-250PA05 | 250 | 8 | 180 | 35 |  | Solar | FIXED | Roof
SRP24334 | TRINA SOLAR | TSM-245PA05.18 | 235 | 17 | 218 | 35 |  | Solar | FIXED | Roof
SRP24337 | CANADIAN SOLAR | CS6P-250P | 250 | 10 | 200 | 42 |  | Solar | FIXED | Roof
SRP24338 | CANADIAN SOLAR | CS5P-250M | 250 | 29 | 148 | 20 |  | Solar | FIXED | Roof
SRP24341 | YINGLI ENERGY (CHINA) | YL250P-29B | 250 | 32 | 137 | 20 |  | Solar | FIXED | Roof
SRP24341 | YINGLI ENERGY (CHINA) | YL250P-29B | 250 | 22 | 317 | 20 |  | Solar | FIXED | Roof
SRP24342 | YINGLI ENERGY (CHINA) | YL245P-29B | 245 | 6 | 97 | 18 |  | Solar | FIXED | Roof
SRP24342 | YINGLI ENERGY (CHINA) | YL245P-32B | 245 | 18 | 118 | 20 |  | Solar | FIXED | Roof
SRP24343 | YINGLI ENERGY (CHINA) | YL250P-29B | 250 | 13 | 87 | 26 |  | Solar | FIXED | Roof
SRP24343 | YINGLI ENERGY (CHINA) | YL250P-29B | 250 | 26 | 177 | 26 |  | Solar | FIXED | Roof
SRP24343 | YINGLI ENERGY (CHINA) | YL250P-29B | 250 | 13 | 225 | 26 |  | Solar | FIXED | Roof
SRP24345 | YINGLI ENERGY (CHINA) | YL250P-29B | 250 | 12 | 56 | 30 |  | Solar | FIXED | Roof
SRP24345 | YINGLI ENERGY (CHINA) | YL250P-29B | 250 | 9 | 223 | 30 |  | Solar | FIXED | Roof
SRP24346 | YINGLI ENERGY (CHINA) | YL250P-29B | 250 | 23 | 359 | 41 |  | Solar | FIXED | Roof
SRP24348 | LG ELECTRONICS SOLAR CELL DIVISION | LG265S1C-G3 | 265 | 13 | 135 | 24 |  | Solar | FIXED | Roof
SRP24349 | TRINA SOLAR | TSM-250PA05.08 | 250 | 37 | 204 | 22 |  | Solar | FIXED | Roof
SRP24350 | YINGLI ENERGY (CHINA) | YL250C-30B | 250 | 13 | 75 | 21 |  | Solar | FIXED | Roof
SRP24350 | YINGLI ENERGY (CHINA) | YL250C-30B | 250 | 8 | 255 | 21 |  | Solar | FIXED | Roof
SRP24350 | YINGLI ENERGY (CHINA) | YL250C-30B | 250 | 20 | 255 | 21 |  | Solar | FIXED | Roof
SRP24351 | YINGLI ENERGY (CHINA) | YL250P-29B | 250 | 25 | 120 | 20 |  | Solar | FIXED | Roof
SRP24351 | YINGLI ENERGY (CHINA) | YL250P-29B | 250 | 6 | 300 | 20 |  | Solar | FIXED | Roof
SRP24353 | YINGLI ENERGY (CHINA) | YL250P-29B | 250 | 23 | 178 | 19 |  | Solar | FIXED | Roof
SRP24354 | YINGLI ENERGY (CHINA) | YL250P-29B | 250 | 33 | 175 | 20 |  | Solar | FIXED | Roof
SRP24355 | YINGLI ENERGY (CHINA) | YL250P-29B | 250 | 10 | 155 | 18 |  | Solar | FIXED | Roof
SRP24355 | YINGLI ENERGY (CHINA) | YL250P-29B | 250 | 17 | 245 | 18 |  | Solar | FIXED | Roof
SRP24356 | YINGLI ENERGY (CHINA) | YL250P-29B | 250 | 14 | 129 | 20 |  | Solar | FIXED | Roof
SRP24356 | YINGLI ENERGY (CHINA) | YL250P-29B | 250 | 8 | 309 | 20 |  | Solar | FIXED | Roof
SRP24357 | YINGLI ENERGY (CHINA) | YL245P-29B | 245 | 12 | 79 | 22 |  | Solar | FIXED | Roof
SRP24357 | YINGLI ENERGY (CHINA) | YL245P-29B | 245 | 36 | 260 | 22 |  | Solar | FIXED | Roof
SRP24358 | YINGLI ENERGY (CHINA) | YL250P-29B | 250 | 20 | 191 | 22 |  | Solar | FIXED | Roof
SRP24361 | CANADIAN SOLAR | CS6P-245M | 245 | 7 | 237 | 23 |  | Solar | FIXED | Roof
SRP24361 | CANADIAN SOLAR | CS6P-245M | 245 | 5 | 237 | 41 |  | Solar | FIXED | Roof
SRP24363 | YINGLI ENERGY (CHINA) | YL250P-29B | 250 | 23 | 57 | 16 |  | Solar | FIXED | Roof
SRP24363 | YINGLI ENERGY (CHINA) | YL250P-29B | 250 | 9 | 237 | 16 |  | Solar | FIXED | Roof
SRP24363 | YINGLI ENERGY (CHINA) | YL250P-29B | 250 | 17 | 237 | 16 |  | Solar | FIXED | Roof
SRP24367 | TRINA SOLAR | TSM-255PA05.18 | 255 | 13 | 238 | 18 |  | Solar | FIXED | Roof
SRP24367 | TRINA SOLAR | TSM-255PA05.18 | 255 | 23 | 238 | 28 |  | Solar | FIXED | Roof
SRP24372 | RENESOLA JIANGSU | JC250M-24/BB | 250 | 20 | 77 | 15 |  | Solar | FIXED | Roof
SRP24372 | RENESOLA JIANGSU | JC250M-24/BB | 250 | 28 | 257 | 15 |  | Solar | FIXED | Roof
SRP24373 | TRINA SOLAR | TSM-250PA05.08 | 250 | 8 | 19.3 | 15 |  | Solar | FIXED | Roof
SRP24373 | TRINA SOLAR | TSM-250PA05.08 | 250 | 18 | 199.3 | 12 |  | Solar | FIXED | Roof
SRP24373 | TRINA SOLAR | TSM-250PA05.08 | 250 | 18 | 199.3 | 42 |  | Solar | FIXED | Roof
SRP24374 | TRINA SOLAR | TSM-245PA05.08 | 250 | 18 | 127.5 | 30 |  | Solar | FIXED | Roof
SRP24375 | TRINA SOLAR | TSM-250PA05.05 | 250 | 18 | 106 | 25 |  | Solar | FIXED | Roof
SRP24376 | TRINA SOLAR | TSM-255PA05 | 255 | 10 | 100.5 | 38 |  | Solar | FIXED | Roof
SRP24376 | TRINA SOLAR | TSM-255PA05 | 255 | 21 | 190.5 | 35 |  | Solar | FIXED | Roof
SRP24377 | TOP SOLAR | TSC-200W-E | 190 | 52 | 152 | 28 |  | Solar | FIXED | Roof
SRP24379 | TRINA SOLAR | TSM-255PA05 | 255 | 20 | 128 | 22 |  | Solar | FIXED | Roof
SRP24379 | TRINA SOLAR | TSM-255PA05 | 255 | 31 | 128 | 22 |  | Solar | FIXED | Roof
SRP24379 | TRINA SOLAR | TSM-255PA05 | 255 | 7 | 218 | 22 |  | Solar | FIXED | Roof
SRP24381 | TRINA SOLAR | TSM-250PA05 | 250 | 24 | 228 | 26 |  | Solar | FIXED | Roof
SRP24382 | LG ELECTRONICS SOLAR CELL DIVISION | LG245S1C-G2 | 245 | 28 | 217 | 20 |  | Solar | FIXED | Roof
SRP24385 | TRINA SOLAR | TSM-250PA05 | 250 | 30 | 178 | 18 |  | Solar | FIXED | Roof
SRP24385 | TRINA SOLAR | TSM-250PA05 | 250 | 6 | 178 | 25 |  | Solar | FIXED | Roof
SRP24387 | TRINA SOLAR | TSM-250PA05.08 | 250 | 20 | 122.1 | 27 |  | Solar | FIXED | Roof
SRP24388 | TRINA SOLAR | TSM-250PA05.08 | 250 | 8 | 105.8 | 30 |  | Solar | FIXED | Roof
SRP24388 | TRINA SOLAR | TSM-250PA05.08 | 250 | 14 | 195.8 | 15 |  | Solar | FIXED | Roof
SRP24390 | LG ELECTRONICS SOLAR CELL DIVISION | LG255S1C-G2 | 255 | 29 | 217 | 20 |  | Solar | FIXED | Roof
SRP24391 | TRINA SOLAR | TSM-250PA05.08 | 250 | 42 | 130.5 | 22 |  | Solar | FIXED | Roof
SRP24392 | TRINA SOLAR | TSM-250PA05.08 | 250 | 18 | 245.6 | 20 |  | Solar | FIXED | Roof
SRP24393 | TRINA SOLAR | TSM-250PA05.08 | 250 | 45 | 123.4 | 32 |  | Solar | FIXED | Roof
SRP24398 | TRINA SOLAR | TSM-255PA05.18 | 255 | 4 | 134 | 28 |  | Solar | FIXED | Roof
SRP24398 | TRINA SOLAR | TSM-255PA05.18 | 255 | 18 | 224 | 24 |  | Solar | FIXED | Roof
SRP24402 | TRINA SOLAR | TSM-255PA05.18 | 255 | 37 | 188 | 32 |  | Solar | FIXED | Roof
SRP24403 | TRINA SOLAR | TSM-255PA05A | 255 | 15 | 144 | 14 |  | Solar | FIXED | Roof
SRP24403 | TRINA SOLAR | TSM-255PA05 | 255 | 9 | 144 | 27 |  | Solar | FIXED | Roof
SRP24403 | TRINA SOLAR | TSM-255PA05 | 255 | 9 | 234 | 27 |  | Solar | FIXED | Roof
SRP24414 | TRINA SOLAR | TSM-250PA05 | 250 | 23 | 205 | 35 |  | Solar | FIXED | Roof
SRP24418 | LG ELECTRONICS SOLAR CELL DIVISION | LG245S1C-G3 | 245 | 25 | 170 | 26 |  | Solar | FIXED | Roof
SRP24419 | TRINA SOLAR | TSM-250PA05.18 | 250 | 30 | 178 | 20 |  | Solar | FIXED | Roof
SRP24420 | TRINA SOLAR | TSM-255PA05 | 255 | 24 | 127 | 33 |  | Solar | FIXED | Roof
SRP24422 | RENESOLA JIANGSU | JC250M-24/BB | 250 | 3 | 125 | 15 |  | Solar | FIXED | Roof
SRP24422 | RENESOLA JIANGSU | JC250M-24/BBV | 250 | 13 | 125 | 16 |  | Solar | FIXED | Roof
SRP24423 | TRINA SOLAR | TSM-240PA05.10 | 240 | 38 | 137 | 20 |  | Solar | FIXED | Roof
SRP24425 | YINGLI ENERGY (CHINA) | YL250P-29B | 250 | 20 | 217 | 28 |  | Solar | FIXED | Roof
SRP24426 | YINGLI ENERGY (CHINA) | YL250P-29B | 250 | 10 | 115 | 29 |  | Solar | FIXED | Roof
SRP24426 | YINGLI ENERGY (CHINA) | YL250P-29B | 250 | 9 | 295 | 29 |  | Solar | FIXED | Roof
SRP24427 | SUNPOWER | SPR-327NE-WHT-D | 327 | 24 | 193 | 20 |  | Solar | FIXED | Roof
SRP24428 | TRINA SOLAR | TSM-250PA05.08 | 250 | 18 | 90 | 24 |  | Solar | FIXED | Roof
SRP24428 | TRINA SOLAR | TSM-250PA05.08 | 250 | 3 | 180 | 24 |  | Solar | FIXED | Roof
SRP24428 | TRINA SOLAR | TSM-250PA05.08 | 250 | 8 | 180 | 24 |  | Solar | FIXED | Roof
SRP24428 | TRINA SOLAR | TSM-250PA05.08 | 250 | 30 | 270 | 24 |  | Solar | FIXED | Roof
SRP24429 | TRINA SOLAR | TSM-250PA05.08 | 250 | 11 | 165 | 47 |  | Solar | FIXED | Roof
SRP24429 | TRINA SOLAR | TSM-250PA05.08 | 250 | 9 | 255 | 20 |  | Solar | FIXED | Roof
SRP24435 | TRINA SOLAR | TSM-255PA05 | 255 | 6 | 163 | 21 |  | Solar | FIXED | Roof
SRP24435 | TRINA SOLAR | TSM-255PA05 | 255 | 10 | 163 | 21 |  | Solar | FIXED | Roof
SRP24435 | TRINA SOLAR | TSM-255PA05 | 255 | 32 | 253 | 21 |  | Solar | FIXED | Roof
SRP24436 | TRINA SOLAR | TSM-255PA05 | 255 | 50 | 180 | 20 |  | Solar | FIXED | Ground
SRP24437 | TRINA SOLAR | TSM-255PA05 | 255 | 18 | 119 | 30 |  | Solar | FIXED | Roof
SRP24438 | TRINA SOLAR | TSM-255PA05 | 255 | 20 | 174 | 30 |  | Solar | FIXED | Roof
SRP24439 | TRINA SOLAR | TSM-255PA05 | 255 | 34 | 118 | 34 |  | Solar | FIXED | Roof
SRP24439 | TRINA SOLAR | TSM-255PA05 | 255 | 9 | 208 | 40 |  | Solar | FIXED | Roof
SRP24440 | YINGLI ENERGY (CHINA) | YL250P-29B | 250 | 5 | 85 | 24 |  | Solar | FIXED | Roof
SRP24440 | YINGLI ENERGY (CHINA) | YL250P-29B | 250 | 13 | 175 | 24 |  | Solar | FIXED | Roof
SRP24440 | YINGLI ENERGY (CHINA) | YL250P-29B | 250 | 4 | 265 | 24 |  | Solar | FIXED | Roof
SRP24440 | YINGLI ENERGY (CHINA) | YL250P-29B | 250 | 12 | 265 | 24 |  | Solar | FIXED | Roof
SRP24441 | TRINA SOLAR | TSM-250PD05 | 250 | 14 | 116 | 25 |  | Solar | FIXED | Roof
SRP24444 | YINGLI ENERGY (CHINA) | YL245P-29B | 250 | 12 | 74 | 27 |  | Solar | FIXED | Roof
SRP24444 | YINGLI ENERGY (CHINA) | YL245P-29B | 250 | 12 | 254 | 27 |  | Solar | FIXED | Roof
SRP24447 | TRINA SOLAR | TSM-245PA05 | 245 | 15 | 221 | 30 |  | Solar | FIXED | Roof
SRP24448 | RENESOLA JIANGSU | JC250M-24/BBV | 250 | 20 | 214 | 27 |  | Solar | FIXED | Roof
SRP24449 | RENESOLA JIANGSU | JC250M-24/BBV | 250 | 9 | 94 | 45 |  | Solar | FIXED | Roof
SRP24449 | RENESOLA JIANGSU | JC250M-24/BBV | 250 | 12 | 184 | 38 |  | Solar | FIXED | Roof
SRP24449 | RENESOLA JIANGSU | JC250M-24/BBV | 250 | 17 | 184 | 38 |  | Solar | FIXED | Roof
SRP24449 | RENESOLA JIANGSU | JC250M-24/BBV | 250 | 9 | 274 | 45 |  | Solar | FIXED | Roof
SRP24450 | TRINA SOLAR | TSM-250PA05.08 | 250 | 12 | 105.4 | 23 |  | Solar | FIXED | Roof
SRP24450 | TRINA SOLAR | TSM-250PA05.08 | 250 | 3 | 105.4 | 45 |  | Solar | FIXED | Roof
SRP24450 | TRINA SOLAR | TSM-250PA05.08 | 250 | 21 | 105.4 | 45 |  | Solar | FIXED | Roof
SRP24451 | TRINA SOLAR | TSM-250PA05.08 | 250 | 18 | 182 | 25 |  | Solar | FIXED | Roof
SRP24452 | RENESOLA JIANGSU | JC250M-24/BBV | 250 | 6 | 178 | 13 |  | Solar | FIXED | Roof
SRP24452 | RENESOLA JIANGSU | JC250M-24/BBV | 250 | 12 | 178 | 23 |  | Solar | FIXED | Roof
SRP24452 | RENESOLA JIANGSU | JC250M-24/BBV | 250 | 13 | 178 | 23 |  | Solar | FIXED | Roof
SRP24453 | RENESOLA JIANGSU | JC250M-24/BBV | 250 | 29 | 215 | 36 |  | Solar | FIXED | Roof
SRP24454 | RENESOLA JIANGSU | JC250M-24/BBV | 250 | 3 | 137 | 26 |  | Solar | FIXED | Roof
SRP24454 | RENESOLA JIANGSU | JC250M-24/BBV | 250 | 19 | 137 | 26 |  | Solar | FIXED | Roof
SRP24454 | RENESOLA JIANGSU | JC250M-24/BBV | 250 | 6 | 227 | 30 |  | Solar | FIXED | Roof
SRP24455 | RENESOLA JIANGSU | JC250M-24/BBV | 250 | 10 | 130 | 18 |  | Solar | FIXED | Roof
SRP24455 | RENESOLA JIANGSU | JC250M-24/BBV | 250 | 36 | 130 | 26 |  | Solar | FIXED | Roof
SRP24456 | CANADIAN SOLAR | CS6P-250P | 250 | 6 | 123 | 23 |  | Solar | FIXED | Roof
SRP24456 | CANADIAN SOLAR | CS6P-250P | 250 | 48 | 213 | 25 |  | Solar | FIXED | Roof
SRP24457 | YINGLI ENERGY (CHINA) | YL245P-29B | 245 | 6 | 106 | 18 |  | Solar | FIXED | Roof
SRP24457 | YINGLI ENERGY (CHINA) | YL245P-29B | 245 | 24 | 186 | 20 |  | Solar | FIXED | Roof
SRP24459 | RENESOLA JIANGSU | JC250M-24/BBV | 250 | 5 | 90 | 45 |  | Solar | FIXED | Roof
SRP24459 | RENESOLA JIANGSU | JC250M-24/BBV | 250 | 14 | 90 | 45 |  | Solar | FIXED | Roof
SRP24459 | RENESOLA JIANGSU | JC250M-24/BBV | 250 | 10 | 180 | 30 |  | Solar | FIXED | Roof
SRP24459 | RENESOLA JIANGSU | JC250M-24/BBV | 250 | 5 | 270 | 45 |  | Solar | FIXED | Roof
SRP24460 | RENESOLA JIANGSU | JC250M-24/BBV | 250 | 24 | 190 | 21 |  | Solar | FIXED | Roof
SRP24461 | RENESOLA JIANGSU | JC250M-24/BBV | 250 | 10 | 90 | 35 |  | Solar | FIXED | Roof
SRP24461 | RENESOLA JIANGSU | JC250M-24/BBV | 250 | 62 | 270 | 35 |  | Solar | FIXED | Roof
SRP24462 | RENESOLA JIANGSU | JC250M-24/BBV | 250 | 5 | 216 | 36 |  | Solar | FIXED | Roof
SRP24462 | RENESOLA JIANGSU | JC250M-24/BBV | 250 | 13 | 216 | 36 |  | Solar | FIXED | Roof
SRP24463 | RENESOLA JIANGSU | JC250M-24/BBV | 250 | 31 | 185 | 33 |  | Solar | FIXED | Roof
SRP24464 | RENESOLA JIANGSU | JC250M-24/BBV | 250 | 10 | 200 | 33 |  | Solar | FIXED | Roof
SRP24464 | RENESOLA JIANGSU | JC250M-24/BBV | 250 | 15 | 200 | 33 |  | Solar | FIXED | Roof
SRP24468 | YINGLI ENERGY (CHINA) | YL250P-29B | 250 | 11 | 145 | 14 |  | Solar | FIXED | Roof
SRP24468 | YINGLI ENERGY (CHINA) | YL250P-29B | 250 | 10 | 325 | 14 |  | Solar | FIXED | Roof
SRP24469 | YINGLI ENERGY (CHINA) | YL245P-29B | 245 | 22 | 217 | 28 |  | Solar | FIXED | Roof
SRP24470 | YINGLI ENERGY (CHINA) | YL250P-29B | 250 | 14 | 174 | 18 |  | Solar | FIXED | Roof
SRP24470 | YINGLI ENERGY (CHINA) | YL250P-29B | 250 | 24 | 258 | 21 |  | Solar | FIXED | Roof
SRP24471 | YINGLI ENERGY (CHINA) | YL250P-29B | 250 | 16 | 125 | 34 |  | Solar | FIXED | Roof
SRP24472 | TRINA SOLAR | TSM-255PA05.18 | 255 | 6 | 161 | 20 |  | Solar | FIXED | Roof
SRP24472 | TRINA SOLAR | TSM-255PA05.18 | 255 | 39 | 251 | 10 |  | Solar | FIXED | Roof
SRP24477 | TRINA SOLAR | TSM-255PA05.18 | 255 | 26 | 207 | 23 |  | Solar | FIXED | Roof
SRP24478 | TRINA SOLAR | TSM-255PA05.18 | 255 | 12 | 83 | 34 |  | Solar | FIXED | Roof
SRP24478 | TRINA SOLAR | TSM-255PA05.18 | 255 | 4 | 173 | 34 |  | Solar | FIXED | Roof
SRP24478 | TRINA SOLAR | TSM-255PA05.18 | 255 | 3 | 263 | 34 |  | Solar | FIXED | Roof
SRP24478 | TRINA SOLAR | TSM-255PA05.18 | 255 | 13 | 263 | 34 |  | Solar | FIXED | Roof
SRP24481 | TRINA SOLAR | TSM-255PA05.18 | 255 | 20 | 190 | 33 |  | Solar | FIXED | Roof
SRP24484 | TRINA SOLAR | TSM-250PA05 | 250 | 16 | 209 | 29 |  | Solar | FIXED | Roof
SRP24486 | TRINA SOLAR | TSM-255PA05 | 255 | 18 | 138 | 28 |  | Solar | FIXED | Roof
SRP24486 | TRINA SOLAR | TSM-255PA05 | 255 | 4 | 138 | 31 |  | Solar | FIXED | Roof
SRP24488 | TRINA SOLAR | TSM-255PA05 | 255 | 16 | 178 | 31 |  | Solar | FIXED | Roof
SRP24490 | TRINA SOLAR | TSM-250PA05 | 250 | 17 | 108 | 29 |  | Solar | FIXED | Roof
SRP24492 | TRINA SOLAR | TSM-250PA05 | 250 | 24 | 188 | 10 |  | Solar | FIXED | Roof
SRP24494 | TRINA SOLAR | TSM-255PA05A | 255 | 28 | 98 | 15 |  | Solar | FIXED | Roof
SRP24494 | TRINA SOLAR | TSM-255PA05A | 255 | 4 | 98 | 27 |  | Solar | FIXED | Roof
SRP24494 | TRINA SOLAR | TSM-255PA05A | 255 | 6 | 98 | 27 |  | Solar | FIXED | Roof
SRP24494 | TRINA SOLAR | TSM-255PA05A | 255 | 24 | 278 | 30 |  | Solar | FIXED | Roof
SRP24496 | TRINA SOLAR | TSM-250PA05 | 250 | 9 | 165 | 19 |  | Solar | FIXED | Roof
SRP24496 | TRINA SOLAR | TSM-250PA05 | 250 | 24 | 165 | 27 |  | Solar | FIXED | Roof
SRP24499 | TRINA SOLAR | TSM-250PA05 | 250 | 9 | 232 | 23 |  | Solar | FIXED | Roof
SRP24499 | TRINA SOLAR | TSM-250PA05 | 250 | 5 | 232 | 24 |  | Solar | FIXED | Roof
SRP24499 | TRINA SOLAR | TSM-250PA05 | 250 | 4 | 232 | 38 |  | Solar | FIXED | Roof
SRP24500 | TALESUN SOLAR | TP660AM240 | 250 | 5 | 216 | 18 |  | Solar | FIXED | Roof
SRP24500 | TALESUN SOLAR | TP660AM240 | 250 | 23 | 216 | 43 |  | Solar | FIXED | Roof
SRP24500 | TALESUN SOLAR | TP660AM240 | 250 | 10 | 306 | 7 |  | Solar | FIXED | Roof
SRP24503 | TRINA SOLAR | TSM-235PA05.10 | 235 | 23 | 170 | 50 |  | Solar | FIXED | Roof
SRP24504 | TRINA SOLAR | TSM-240PA05.10 | 240 | 28 | 180 | 32 |  | Solar | FIXED | Roof
SRP24512 | LIGHT WAY GREEN NEW ENERGY | LW230(29)P1650X990 | 230 | 10 | 183 | 18 |  | Solar | FIXED | Roof
SRP24512 | LIGHT WAY GREEN NEW ENERGY | LW230(29)P1650X990 | 230 | 34 | 183 | 34 |  | Solar | FIXED | Roof
SRP24513 | TRINA SOLAR | TSM-255PA05.18 | 255 | 30 | 116 | 15 |  | Solar | FIXED | Roof
SRP24513 | TRINA SOLAR | TSM-255PA05.18 | 255 | 20 | 116 | 28 |  | Solar | FIXED | Roof
SRP24513 | TRINA SOLAR | TSM-255PA05.18 | 255 | 72 | 116 | 30 |  | Solar | FIXED | Roof
SRP24513 | TRINA SOLAR | TSM-255PA05.18 | 255 | 84 | 206 | 13 |  | Solar | FIXED | Roof
SRP24514 | TRINA SOLAR | TSM-250PA05.08 | 250 | 8 | 131 | 10 |  | Solar | FIXED | Roof
SRP24514 | TRINA SOLAR | TSM-250PA05.08 | 250 | 8 | 221 | 17 |  | Solar | FIXED | Roof
SRP24520 | SUNIVA | OPT265-60-4-100 | 265 | 11 | 152 | 31 |  | Solar | FIXED | Roof
SRP24520 | SUNIVA | OPT265-60-4-100 | 265 | 22 | 152 | 33 |  | Solar | FIXED | Roof
SRP24521 | YINGLI ENERGY (CHINA) | YL250P-29B | 250 | 14 | 199 | 30 |  | Solar | FIXED | Roof
SRP24525 | TRINA SOLAR | TSM-255PA05 | 255 | 21 | 153 | 20 |  | Solar | FIXED | Roof
SRP24525 | TRINA SOLAR | TSM-255PA05 | 255 | 15 | 243 | 20 |  | Solar | FIXED | Roof
SRP24529 | TRINA SOLAR | TSM-255PA05.18 | 255 | 26 | 171 | 27 |  | Solar | FIXED | Roof
SRP24530 | TRINA SOLAR | TSM-255PA05.18 | 255 | 5 | 216 | 30 |  | Solar | FIXED | Roof
SRP24530 | TRINA SOLAR | TSM-255PA05.18 | 255 | 31 | 216 | 30 |  | Solar | FIXED | Roof
SRP24533 | RENESOLA JIANGSU | JC250M-24/BB | 250 | 24 | 176 | 26 |  | Solar | FIXED | Roof
SRP24535 | LIGHT WAY GREEN NEW ENERGY | LW240(29)P1650X990 | 255 | 48 | 152 | 14 |  | Solar | FIXED | Roof
SRP24536 | TRINA SOLAR | TSM-255PA05.18 | 255 | 20 | 100 | 18 |  | Solar | FIXED | Roof
SRP24539 | CANADIAN SOLAR | CS6X-255M | 255 | 22 | 125.2 | 23 |  | Solar | FIXED | Roof
SRP24540 | YINGLI ENERGY (CHINA) | YL250P-29B | 250 | 25 | 174 | 22 |  | Solar | FIXED | Roof
SRP24541 | YINGLI ENERGY (CHINA) | YL250P-29B | 250 | 18 | 155 | 36 |  | Solar | FIXED | Roof
SRP24542 | YINGLI ENERGY (CHINA) | YL245P-29B | 250 | 11 | 60 | 32 |  | Solar | FIXED | Roof
SRP24542 | YINGLI ENERGY (CHINA) | YL250P-29B | 250 | 8 | 150 | 32 |  | Solar | FIXED | Roof
SRP24542 | YINGLI ENERGY (CHINA) | YL245P-29B | 250 | 12 | 240 | 32 |  | Solar | FIXED | Roof
SRP24543 | YINGLI ENERGY (CHINA) | YL250P-29B | 250 | 6 | 183 | 36 |  | Solar | FIXED | Roof
SRP24545 | YINGLI ENERGY (CHINA) | YL250P-29B | 250 | 14 | 44 | 20 |  | Solar | FIXED | Roof
SRP24545 | YINGLI ENERGY (CHINA) | YL250P-29B | 250 | 15 | 224 | 20 |  | Solar | FIXED | Roof
SRP24547 | YINGLI ENERGY (CHINA) | YL245P-29B | 245 | 9 | 83 | 38 |  | Solar | FIXED | Roof
SRP24547 | YINGLI ENERGY (CHINA) | YL245P-29B | 245 | 17 | 173 | 27 |  | Solar | FIXED | Roof
SRP24548 | TRINA SOLAR | TSM-255PA05.18 | 255 | 12 | 87 | 23 |  | Solar | FIXED | Roof
SRP24548 | TRINA SOLAR | TSM-255PA05.18 | 255 | 25 | 87 | 23 |  | Solar | FIXED | Roof
SRP24548 | TRINA SOLAR | TSM-255PA05.18 | 255 | 15 | 267 | 23 |  | Solar | FIXED | Roof
SRP24548 | TRINA SOLAR | TSM-255PA05.18 | 255 | 23 | 267 | 23 |  | Solar | FIXED | Roof
SRP24552 | YINGLI ENERGY (CHINA) | YL250P-29B | 250 | 11 | 106 | 34 |  | Solar | FIXED | Roof
SRP24552 | YINGLI ENERGY (CHINA) | YL250P-29B | 250 | 21 | 106 | 34 |  | Solar | FIXED | Roof
SRP24555 | YINGLI ENERGY (CHINA) | YL250C-30B | 250 | 19 | 182 | 19 |  | Solar | FIXED | Roof
SRP24556 | CANADIAN SOLAR | CS6P-250P | 250 | 18 | 131 | 37 |  | Solar | FIXED | Roof
SRP24556 | CANADIAN SOLAR | CS6P-250P | 250 | 13 | 221 | 28 |  | Solar | FIXED | Roof
SRP24557 | TRINA SOLAR | TSM-255PA05 | 255 | 25 | 104 | 21 |  | Solar | FIXED | Roof
SRP24557 | TRINA SOLAR | TSM-255PA05 | 255 | 5 | 199 | 23 |  | Solar | FIXED | Roof
SRP24558 | TRINA SOLAR | TSM-250PA05 | 250 | 26 | 178 | 25 |  | Solar | FIXED | Roof
SRP24560 | TRINA SOLAR | TSM-250PA05 | 250 | 16 | 218 | 5 |  | Solar | FIXED | Roof
SRP24562 | TRINA SOLAR | TSM-250PA05 | 250 | 7 | 129 | 23 |  | Solar | FIXED | Roof
SRP24562 | TRINA SOLAR | TSM-250PA05 | 250 | 11 | 219 | 32 |  | Solar | FIXED | Roof
SRP24569 | CANADIAN SOLAR | CS6P-255M | 255 | 29 | 225 | 36 |  | Solar | FIXED | Roof
SRP24572 | TRINA SOLAR | TSM-250PA05.08 | 250 | 38 | 192 | 32 |  | Solar | FIXED | Roof
SRP24573 | TRINA SOLAR | TSM-250PA05.08 | 250 | 32 | 114.9 | 30 |  | Solar | FIXED | Roof
SRP24574 | HANWHA SOLARONE (QIDONG) | HSL60P6-PA-0-250T | 250 | 11 | 130 | 22 |  | Solar | FIXED | Roof
SRP24574 | HANWHA SOLARONE (QIDONG) | HSL60P6-PA-0-250T | 250 | 13 | 130 | 22 |  | Solar | FIXED | Roof
SRP24574 | HANWHA SOLARONE (QIDONG) | HSL60P6-PB-3-250Q | 250 | 9 | 130 | 22 |  | Solar | FIXED | Roof
SRP24574 | HANWHA SOLARONE (QIDONG) | HSL60P6-PB-3-245QW | 250 | 5 | 220 | 22 |  | Solar | FIXED | Roof
SRP24576 | TRINA SOLAR | TSM-250PA05.08 | 250 | 5 | 130.4 | 45 |  | Solar | FIXED | Roof
SRP24576 | TRINA SOLAR | TSM-250PA05.08 | 250 | 12 | 220.4 | 45 |  | Solar | FIXED | Roof
SRP24577 | TRINA SOLAR | TSM-255PA05.18 | 255 | 5 | 96 | 29 |  | Solar | FIXED | Roof
SRP24577 | TRINA SOLAR | TSM-255PA05.18 | 255 | 22 | 96 | 29 |  | Solar | FIXED | Roof
SRP24577 | TRINA SOLAR | TSM-255PA05.18 | 255 | 3 | 186 | 29 |  | Solar | FIXED | Roof
SRP24577 | TRINA SOLAR | TSM-255PA05.18 | 255 | 8 | 186 | 29 |  | Solar | FIXED | Roof
SRP24577 | TRINA SOLAR | TSM-255PA05.18 | 255 | 9 | 186 | 29 |  | Solar | FIXED | Roof
SRP24577 | TRINA SOLAR | TSM-255PA05.18 | 255 | 17 | 186 | 29 |  | Solar | FIXED | Roof
SRP24579 | YINGLI ENERGY (CHINA) | YL250P-29B | 250 | 44 | 242 | 22 |  | Solar | FIXED | Roof
SRP24580 | YINGLI ENERGY (CHINA) | YL250P-29B | 250 | 20 | 97 | 16 |  | Solar | FIXED | Roof
SRP24580 | YINGLI ENERGY (CHINA) | YL250P-29B | 250 | 12 | 277 | 16 |  | Solar | FIXED | Roof
SRP24581 | RENESOLA JIANGSU | JC250M-24/BB | 250 | 26 | 149 | 42 |  | Solar | FIXED | Roof
SRP24581 | RENESOLA JIANGSU | JC250S-24/BB | 250 | 13 | 149 | 44 |  | Solar | FIXED | Roof
SRP24582 | YINGLI ENERGY (CHINA) | YL250C-30B | 250 | 28 | 180 | 15 |  | Solar | FIXED | Roof
SRP24583 | RENESOLA JIANGSU | JC250M-24/BB | 250 | 25 | 99.6 | 30 |  | Solar | FIXED | Roof
SRP24583 | RENESOLA JIANGSU | JC250M-24/BB | 250 | 9 | 189.6 | 30 |  | Solar | FIXED | Roof
SRP24584 | LG ELECTRONICS SOLAR CELL DIVISION | LG265S1C-G3 | 290 | 14 | 90 | 30 |  | Solar | FIXED | Roof
SRP24584 | LG ELECTRONICS SOLAR CELL DIVISION | LG265S1C-G3 | 290 | 2 | 270 | 30 |  | Solar | FIXED | Roof
SRP24586 | TRINA SOLAR | TSM-255PA05 | 255 | 17 | 148 | 27 |  | Solar | FIXED | Roof
SRP24586 | TRINA SOLAR | TSM-255PA05 | 255 | 2 | 238 | 27 |  | Solar | FIXED | Roof
SRP24586 | TRINA SOLAR | TSM-255PA05 | 255 | 6 | 238 | 27 |  | Solar | FIXED | Roof
SRP24588 | RENESOLA JIANGSU | JC250M-24/BB | 250 | 26 | 98 | 23 |  | Solar | FIXED | Roof
SRP24588 | RENESOLA JIANGSU | JC250M-24/BB | 250 | 13 | 188 | 10 |  | Solar | FIXED | Roof
SRP24588 | RENESOLA JIANGSU | JC250S-24/BB | 250 | 26 | 278 | 23 |  | Solar | FIXED | Roof
SRP24589 | TRINA SOLAR | TSM-245PA05.08 | 245 | 17 | 181.5 | 15 |  | Solar | FIXED | Roof
SRP24590 | ET SOLAR INDUSTRY | ET-A-M660250B | 250 | 20 | 276 | 14 |  | Solar | FIXED | Roof
SRP24590 | ET SOLAR INDUSTRY | ET-A-M660250B | 250 | 18 | 276 | 35 |  | Solar | FIXED | Roof
SRP24591 | ET SOLAR INDUSTRY | ET-P660250BB | 250 | 11 | 189 | 5 |  | Solar | FIXED | Roof
SRP24591 | ET SOLAR INDUSTRY | ET-P660250BB | 250 | 6 | 189 | 34 |  | Solar | FIXED | Roof
SRP24593 | YINGLI ENERGY (CHINA) | YL250P-29B | 250 | 36 | 140 | 22 |  | Solar | FIXED | Roof
SRP24595 | TRINA SOLAR | TSM-235PA05 | 235 | 18 | 185 | 20 |  | Solar | FIXED | Roof
SRP24596 | YINGLI ENERGY (CHINA) | YL250C-30B | 250 | 16 | 172 | 35 |  | Solar | FIXED | Roof
SRP24597 | SUNIVA | OPT265-60-4-100 | 265 | 23 | 179 | 30 |  | Solar | FIXED | Roof
SRP24599 | YINGLI ENERGY (CHINA) | YL250P-29B | 250 | 10 | 194 | 23 |  | Solar | FIXED | Roof
SRP24599 | YINGLI ENERGY (CHINA) | YL250P-29B | 250 | 3 | 199 | 23 |  | Solar | FIXED | Roof
SRP24604 | YINGLI ENERGY (CHINA) | YL245P-29B | 245 | 13 | 225 | 31 |  | Solar | FIXED | Roof
SRP24605 | YINGLI ENERGY (CHINA) | YL250P-29B | 250 | 13 | 86 | 25 |  | Solar | FIXED | Roof
SRP24605 | YINGLI ENERGY (CHINA) | YL250P-29B | 250 | 6 | 176 | 40 |  | Solar | FIXED | Roof
SRP24605 | YINGLI ENERGY (CHINA) | YL250P-29B | 250 | 20 | 266 | 25 |  | Solar | FIXED | Roof
SRP24608 | SUNPOWER | SPR-327NE-WHT-D | 327 | 18 | 163 | 30 |  | Solar | FIXED | Roof
SRP24609 | CONERGY | CONERGY PH 250P | 250 | 6 | 105 | 8 |  | Solar | FIXED | Roof
SRP24609 | CONERGY | CONERGY PH 250P | 250 | 26 | 105 | 20 |  | Solar | FIXED | Roof
SRP24615 | RENESOLA JIANGSU | JC250M-24/BB | 250 | 48 | 127.3 | 25 |  | Solar | FIXED | Roof
SRP24616 | TRINA SOLAR | TSM-250PA05.08 | 250 | 27 | 148 | 20 |  | Solar | FIXED | Roof
SRP24617 | TRINA SOLAR | TSM-250PA05 | 250 | 40 | 109.6 | 22 |  | Solar | FIXED | Roof
SRP24618 | RENESOLA JIANGSU | JC250M-24/BB | 250 | 24 | 206.4 | 5 |  | Solar | FIXED | Roof
SRP24620 | TRINA SOLAR | TSM-255PA05.18 | 255 | 30 | 270 | 10 |  | Solar | FIXED | Roof
SRP24621 | TRINA SOLAR | TSM-255PA05.18 | 255 | 42 | 137 | 28 |  | Solar | FIXED | Roof
SRP24621 | TRINA SOLAR | TSM-255PA05.18 | 255 | 8 | 227 | 26 |  | Solar | FIXED | Roof
SRP24622 | TRINA SOLAR | TSM-255PA05 | 255 | 50 | 180 | 25 |  | Solar | FIXED | Ground
SRP24623 | TRINA SOLAR | TSM-255PA05.18 | 255 | 15 | 226 | 7 |  | Solar | FIXED | Roof
SRP24623 | TRINA SOLAR | TSM-255PA05.18 | 255 | 25 | 226 | 14 |  | Solar | FIXED | Roof
SRP24627 | SOLARWORLD | SW275 MONO | 275 | 29 | 111 | 25 |  | Solar | FIXED | Roof
SRP24628 | TRINA SOLAR | TSM-255PA05A | 255 | 12 | 162.5 | 35 |  | Solar | FIXED | Roof
SRP24628 | TRINA SOLAR | TSM-255PA05A | 255 | 33 | 252.5 | 35 |  | Solar | FIXED | Roof
SRP24629 | YINGLI ENERGY (CHINA) | YL250P-29B | 250 | 23 | 115 | 15 |  | Solar | FIXED | Roof
SRP24630 | RENESOLA JIANGSU | JC250M-24/BB | 250 | 17 | 120.8 | 30 |  | Solar | FIXED | Roof
SRP24630 | RENESOLA JIANGSU | JC250M-24/BB | 250 | 33 | 210.8 | 42 |  | Solar | FIXED | Roof
SRP24632 | RENESOLA JIANGSU | JC250M-24/BB | 250 | 32 | 171.2 | 32 |  | Solar | FIXED | Roof
SRP24633 | RENESOLA JIANGSU | JC250M-24/BB | 250 | 12 | 91.9 | 10 |  | Solar | FIXED | Roof
SRP24633 | RENESOLA JIANGSU | JC250M-24/BB | 250 | 24 | 271.9 | 25 |  | Solar | FIXED | Roof
SRP24634 | TRINA SOLAR | TSM-250PA05A.18 | 250 | 17 | 196 | 21 |  | Solar | FIXED | Roof
SRP24635 | TRINA SOLAR | TSM-250PA05.08 | 250 | 1 | 140 | 5 |  | Solar | FIXED | Roof
SRP24635 | TRINA SOLAR | TSM-250PA05.08 | 250 | 26 | 140 | 30 |  | Solar | FIXED | Roof
SRP24636 | TRINA SOLAR | TSM-250PA05 | 250 | 5 | 126 | 25 |  | Solar | FIXED | Roof
SRP24636 | TRINA SOLAR | TSM-250PA05 | 250 | 19 | 216 | 25 |  | Solar | FIXED | Roof
SRP24637 | RENESOLA JIANGSU | JC250M-24/BB | 250 | 15 | 90.7 | 20 |  | Solar | FIXED | Roof
SRP24637 | RENESOLA JIANGSU | JC250M-24/BB | 250 | 12 | 180.7 | 20 |  | Solar | FIXED | Roof
SRP24637 | RENESOLA JIANGSU | JC250M-24/BB | 250 | 25 | 270.7 | 20 |  | Solar | FIXED | Roof
SRP24638 | RENESOLA JIANGSU | JC250M-24/BB | 250 | 40 | 225.7 | 16 |  | Solar | FIXED | Roof
SRP24639 | YINGLI ENERGY (CHINA) | YL250P-29B | 250 | 8 | 50 | 30 |  | Solar | FIXED | Roof
SRP24639 | YINGLI ENERGY (CHINA) | YL250P-29B | 250 | 14 | 240 | 30 |  | Solar | FIXED | Roof
SRP24640 | RENESOLA JIANGSU | JC250M-24/BB | 250 | 28 | 169.9 | 22 |  | Solar | FIXED | Roof
SRP24641 | RENESOLA JIANGSU | JC250M-24/BB | 250 | 26 | 230.9 | 25 |  | Solar | FIXED | Roof
SRP24642 | YINGLI ENERGY (CHINA) | YL250P-29B | 250 | 14 | 108 | 25 |  | Solar | FIXED | Roof
SRP24642 | YINGLI ENERGY (CHINA) | YL250P-29B | 250 | 20 | 198 | 25 |  | Solar | FIXED | Roof
SRP24642 | YINGLI ENERGY (CHINA) | YL250P-29B | 250 | 13 | 288 | 25 |  | Solar | FIXED | Roof
SRP24643 | CANADIAN SOLAR | CS6P-250P | 250 | 12 | 63 | 24 |  | Solar | FIXED | Roof
SRP24643 | CANADIAN SOLAR | CS6P-250P | 250 | 20 | 63 | 24 |  | Solar | FIXED | Roof
SRP24643 | CANADIAN SOLAR | CS6P-250P | 250 | 20 | 243 | 24 |  | Solar | FIXED | Roof
SRP24645 | RENESOLA JIANGSU | JC250M-24/BB | 250 | 36 | 119.3 | 30 |  | Solar | FIXED | Roof
SRP24646 | YINGLI ENERGY (CHINA) | YL250P-29B | 250 | 12 | 142 | 16 |  | Solar | FIXED | Roof
SRP24646 | YINGLI ENERGY (CHINA) | YL250P-29B | 250 | 20 | 142 | 18 |  | Solar | FIXED | Roof
SRP24646 | YINGLI ENERGY (CHINA) | YL250P-29B | 250 | 14 | 232 | 16 |  | Solar | FIXED | Roof
SRP24648 | YINGLI ENERGY (CHINA) | YL250P-29B | 250 | 12 | 43 | 18 |  | Solar | FIXED | Roof
SRP24648 | YINGLI ENERGY (CHINA) | YL250P-29B | 250 | 14 | 43 | 27 |  | Solar | FIXED | Roof
SRP24648 | YINGLI ENERGY (CHINA) | YL250P-29B | 250 | 8 | 223 | 18 |  | Solar | FIXED | Roof
SRP24648 | YINGLI ENERGY (CHINA) | YL250P-29B | 250 | 17 | 223 | 27 |  | Solar | FIXED | Roof
SRP24651 | YINGLI ENERGY (CHINA) | YL250P-29B | 250 | 34 | 85 | 22 |  | Solar | FIXED | Roof
SRP24652 | YINGLI ENERGY (CHINA) | YL250P-29B | 250 | 12 | 6 | 25 |  | Solar | FIXED | Roof
SRP24652 | YINGLI ENERGY (CHINA) | YL250P-29B | 250 | 31 | 186 | 25 |  | Solar | FIXED | Roof
SRP24653 | YINGLI ENERGY (CHINA) | YL250P-29B | 250 | 15 | 141 | 14 |  | Solar | FIXED | Roof
SRP24653 | YINGLI ENERGY (CHINA) | YL250P-29B | 250 | 21 | 141 | 26 |  | Solar | FIXED | Roof
SRP24654 | YINGLI ENERGY (CHINA) | YL245P-29B | 245 | 15 | 23 | 31 |  | Solar | FIXED | Roof
SRP24654 | YINGLI ENERGY (CHINA) | YL250P-29B | 245 | 24 | 113 | 31 |  | Solar | FIXED | Roof
SRP24658 | HANWHA SOLARONE (QIDONG) | HSL72P6-PA-2-300Q | 300 | 360 | 184 | 10 |  | Solar | FIXED | Roof
SRP24661 | TRINA SOLAR | TSM-255PA05 | 255 | 15 | 246 | 24 |  | Solar | FIXED | Roof
SRP24661 | TRINA SOLAR | TSM-255PA05 | 255 | 15 | 246 | 24 |  | Solar | FIXED | Roof
SRP24666 | TRINA SOLAR | TSM-255PA05.18 | 255 | 44 | 133 | 35 |  | Solar | FIXED | Roof
SRP24667 | TRINA SOLAR | TSM-255PA05.18 | 255 | 31 | 132 | 24 |  | Solar | FIXED | Roof
SRP24667 | TRINA SOLAR | TSM-255PA05.18 | 255 | 8 | 222 | 23 |  | Solar | FIXED | Roof
SRP24667 | TRINA SOLAR | TSM-255PA05.18 | 255 | 16 | 222 | 24 |  | Solar | FIXED | Roof
SRP24670 | TRINA SOLAR | TSM-255PA05 | 255 | 24 | 154 | 30 |  | Solar | FIXED | Roof
SRP24671 | TRINA SOLAR | TSM-255PA05.18 | 255 | 16 | 259 | 33 |  | Solar | FIXED | Roof
SRP24671 | TRINA SOLAR | TSM-255PA05.18 | 255 | 30 | 259 | 33 |  | Solar | FIXED | Roof
SRP24672 | TRINA SOLAR | TSM-245PA05.10 | 245 | 4 | 97 | 36 |  | Solar | FIXED | Roof
SRP24672 | TRINA SOLAR | TSM-245PA05.10 | 245 | 31 | 187 | 36 |  | Solar | FIXED | Roof
SRP24674 | TRINA SOLAR | TSM-250PA05.08 | 250 | 21 | 117 | 25 |  | Solar | FIXED | Roof
SRP24675 | TRINA SOLAR | TSM-245PA05.08 | 245 | 17 | 145.4 | 30 |  | Solar | FIXED | Roof
SRP24676 | TRINA SOLAR | TSM-245PA05.08 | 245 | 9 | 208 | 10 |  | Solar | FIXED | Roof
SRP24676 | TRINA SOLAR | TSM-245PA05.08 | 245 | 4 | 208 | 20 |  | Solar | FIXED | Roof
SRP24676 | TRINA SOLAR | TSM-245PA05.08 | 245 | 16 | 208 | 20 |  | Solar | FIXED | Roof
SRP24679 | TRINA SOLAR | TSM-250PA05.08 | 250 | 18 | 146.5 | 25 |  | Solar | FIXED | Roof
SRP24679 | TRINA SOLAR | TSM-250PA05.08 | 250 | 20 | 236.5 | 20 |  | Solar | FIXED | Roof
SRP24680 | TRINA SOLAR | TSM-245PA05.08 | 245 | 33 | 215.3 | 25 |  | Solar | FIXED | Roof
SRP24681 | CANADIAN SOLAR | CS5P-255M | 255 | 28 | 260 | 5 |  | Solar | FIXED | Roof
SRP24682 | TRINA SOLAR | TSM-235PA05.08 | 235 | 14 | 197.8 | 15 |  | Solar | FIXED | Roof
SRP24682 | TRINA SOLAR | TSM-235PA05.08 | 235 | 20 | 197.8 | 30 |  | Solar | FIXED | Roof
SRP24683 | TRINA SOLAR | TSM-255PD05 | 255 | 11 | 192 | 30 |  | Solar | FIXED | Roof
SRP24683 | TRINA SOLAR | TSM-255PD05 | 255 | 17 | 192 | 30 |  | Solar | FIXED | Roof
SRP24686 | TRINA SOLAR | TSM-250PA05 | 250 | 4 | 117 | 18 |  | Solar | FIXED | Roof
SRP24686 | TRINA SOLAR | TSM-250PA05 | 250 | 12 | 207 | 18 |  | Solar | FIXED | Roof
SRP24686 | TRINA SOLAR | TSM-250PA05 | 250 | 6 | 297 | 18 |  | Solar | FIXED | Roof
SRP24690 | TRINA SOLAR | TSM-255PA05 | 255 | 19 | 197 | 23 |  | Solar | FIXED | Roof
SRP24692 | LG ELECTRONICS SOLAR CELL DIVISION | LG260S1C-G2 | 260 | 27 | 232 | 40 |  | Solar | FIXED | Roof
SRP24695 | YINGLI ENERGY (CHINA) | YL250P-29B | 250 | 18 | 175 | 30 |  | Solar | FIXED | Roof
SRP24696 | ET SOLAR INDUSTRY | ET-P660250BB | 250 | 39 | 164 | 31 |  | Solar | FIXED | Roof
SRP24697 | YINGLI ENERGY (CHINA) | YL250P-29B | 250 | 6 | 80 | 18 |  | Solar | FIXED | Roof
SRP24697 | YINGLI ENERGY (CHINA) | YL250P-29B | 250 | 11 | 260 | 18 |  | Solar | FIXED | Roof
SRP24698 | YINGLI ENERGY (CHINA) | YL250P-29B | 250 | 16 | 240 | 20 |  | Solar | FIXED | Roof
SRP24699 | RENESOLA JIANGSU | JC295M-24/AB | 295 | 27 | 218 | 44 |  | Solar | FIXED | Roof
SRP24700 | BP SOLAR | BP3215B | 215 | 23 | 219 | 22 |  | Solar | 1AXIS | Roof
SRP24701 | YINGLI ENERGY (CHINA) | YL250P-29B | 250 | 28 | 275 | 24 |  | Solar | FIXED | Roof
SRP24702 | CANADIAN SOLAR | CS6P-260M | 260 | 7 | 95 | 31 |  | Solar | FIXED | Roof
SRP24702 | CANADIAN SOLAR | CS6P-260M | 260 | 20 | 185 | 31 |  | Solar | FIXED | Roof
SRP24704 | CANADIAN SOLAR | CS6P-260M | 260 | 29 | 219 | 17 |  | Solar | FIXED | Roof
SRP24704 | CANADIAN SOLAR | CS6P-260M | 260 | 29 | 219 | 27 |  | Solar | FIXED | Roof
SRP24705 | CANADIAN SOLAR | CS6P-260M | 260 | 36 | 186 | 28 |  | Solar | FIXED | Roof
SRP24710 | CONERGY | CONERGY PH 255P | 255 | 116 | 180 | 22 |  | Solar | FIXED | Roof
SRP24712 | TRINA SOLAR | TSM-250PA05.08 | 250 | 21 | 134 | 28 |  | Solar | FIXED | Roof
SRP24712 | TRINA SOLAR | TSM-250PA05.08 | 250 | 12 | 224 | 28 |  | Solar | FIXED | Roof
SRP24722 | YINGLI ENERGY (CHINA) | YL250P-29B | 250 | 6 | 117 | 26 |  | Solar | FIXED | Roof
SRP24722 | YINGLI ENERGY (CHINA) | YL250P-29B | 250 | 19 | 117 | 26 |  | Solar | FIXED | Roof
SRP24722 | YINGLI ENERGY (CHINA) | YL250P-29B | 250 | 12 | 297 | 26 |  | Solar | FIXED | Roof
SRP24723 | YINGLI ENERGY (CHINA) | YL250C-30B | 250 | 21 | 115 | 37 |  | Solar | FIXED | Roof
SRP24723 | YINGLI ENERGY (CHINA) | YL250C-30B | 250 | 11 | 118 | 37 |  | Solar | FIXED | Roof
SRP24723 | YINGLI ENERGY (CHINA) | YL250C-30B | 250 | 3 | 208 | 13 |  | Solar | FIXED | Roof
SRP24723 | YINGLI ENERGY (CHINA) | YL250C-30B | 250 | 16 | 295 | 37 |  | Solar | FIXED | Roof
SRP24725 | TRINA SOLAR | TSM-255PA05.18 | 255 | 36 | 223 | 15 |  | Solar | FIXED | Roof
SRP24731 | AXITEC | AC-250P/156-60S | 260 | 28 | 215 | 30 |  | Solar | FIXED | Roof
SRP24732 | CANADIAN SOLAR | CS6P-260M | 260 | 22 | 175 | 40 |  | Solar | FIXED | Roof
SRP24733 | CANADIAN SOLAR | CS6P-260M | 260 | 7 | 97 | 35 |  | Solar | FIXED | Roof
SRP24733 | CANADIAN SOLAR | CS6X-260M | 260 | 23 | 187 | 35 |  | Solar | FIXED | Roof
SRP24733 | CANADIAN SOLAR | CS6P-260M | 260 | 18 | 277 | 35 |  | Solar | FIXED | Roof
SRP24734 | RENESOLA JIANGSU | JC250M-24/BB | 250 | 18 | 180.3 | 20 |  | Solar | FIXED | Roof
SRP24735 | TRINA SOLAR | TSM-250PA05A.08 | 250 | 6 | 140 | 15 |  | Solar | FIXED | Roof
SRP24735 | TRINA SOLAR | TSM-250PA05A.08 | 250 | 21 | 140 | 20 |  | Solar | FIXED | Roof
SRP24735 | TRINA SOLAR | TSM-245PD05.08 | 250 | 16 | 140 | 25 |  | Solar | FIXED | Roof
SRP24736 | TRINA SOLAR | TSM-250PA05.08 | 250 | 17 | 109 | 10 |  | Solar | FIXED | Roof
SRP24737 | TRINA SOLAR | TSM-240PD05.08 | 250 | 35 | 241 | 17 |  | Solar | FIXED | Roof
SRP24738 | YINGLI ENERGY (CHINA) | YL245P-29B | 245 | 24 | 165 | 22 |  | Solar | FIXED | Roof
SRP24740 | HANWHA SOLARONE (QIDONG) | HSL60P6-PB-3-250Q | 250 | 28 | 139 | 18 |  | Solar | FIXED | Roof
SRP24741 | CANADIAN SOLAR | CS6P-250P | 250 | 11 | 97 | 34 |  | Solar | FIXED | Roof
SRP24741 | CANADIAN SOLAR | CS6P-250P | 250 | 21 | 187 | 34 |  | Solar | FIXED | Roof
SRP24742 | CANADIAN SOLAR | CS6P-250P | 250 | 31 | 161 | 27 |  | Solar | FIXED | Roof
SRP24745 | SOLARWORLD | SW250 MONO BLACK | 250 | 5 | 132 | 18 |  | Solar | FIXED | Roof
SRP24745 | SOLARWORLD | SW250 MONO BLACK | 250 | 16 | 132 | 32 |  | Solar | FIXED | Roof
SRP24745 | SOLARWORLD | SW250 MONO BLACK | 250 | 8 | 132 | 55 |  | Solar | FIXED | Roof
SRP24746 | SUNTECH POWER | STP250S-20/WDB | 250 | 16 | 215 | 18 |  | Solar | FIXED | Roof
SRP24746 | SUNTECH POWER | STP250S-20/WDB | 250 | 17 | 305 | 18 |  | Solar | FIXED | Roof
SRP24747 | SOLARWORLD | SW250 MONO BLACK | 250 | 14 | 132 | 18 |  | Solar | FIXED | Roof
SRP24747 | SOLARWORLD | SW250 MONO BLACK | 250 | 39 | 132 | 19 |  | Solar | FIXED | Roof
SRP24753 | TRINA SOLAR | TSM-250PA05 | 250 | 24 | 111 | 36 |  | Solar | FIXED | Roof
SRP24754 | TRINA SOLAR | TSM-250PA05 | 250 | 13 | 172 | 33 |  | Solar | FIXED | Roof
SRP24754 | TRINA SOLAR | TSM-250PA05 | 250 | 10 | 262 | 26 |  | Solar | FIXED | Roof
SRP24755 | TRINA SOLAR | TSM-250PA05.08 | 250 | 16 | 143 | 45 |  | Solar | FIXED | Roof
SRP24755 | TRINA SOLAR | TSM-250PA05.08 | 250 | 12 | 233 | 30 |  | Solar | FIXED | Roof
SRP24759 | TRINA SOLAR | TSM-250PA05.08 | 250 | 32 | 108 | 33 |  | Solar | FIXED | Roof
SRP24760 | TRINA SOLAR | TSM-255PA05.18 | 255 | 34 | 172 | 19 |  | Solar | FIXED | Roof
SRP24761 | TRINA SOLAR | TSM-255PA05.18 | 255 | 24 | 213 | 38 |  | Solar | FIXED | Roof
SRP24762 | SOLARWORLD | SW275 MONO | 275 | 30 | 180 | 34 |  | Solar | FIXED | Ground
SRP24764 | TRINA SOLAR | TSM-255PA05.18 | 255 | 18 | 123 | 30 |  | Solar | FIXED | Roof
SRP24764 | TRINA SOLAR | TSM-255PA05A.18 | 255 | 13 | 123 | 30 |  | Solar | FIXED | Roof
SRP24765 | TRINA SOLAR | TSM-255PA05.18 | 255 | 14 | 95 | 14 |  | Solar | FIXED | Roof
SRP24765 | TRINA SOLAR | TSM-255PA05.18 | 255 | 15 | 95 | 22 |  | Solar | FIXED | Roof
SRP24765 | TRINA SOLAR | TSM-255PA05.18 | 255 | 34 | 95 | 29 |  | Solar | FIXED | Roof
SRP24766 | TRINA SOLAR | TSM-255PA05.18 | 255 | 8 | 130 | 22 |  | Solar | FIXED | Roof
SRP24766 | TRINA SOLAR | TSM-255PA05.18 | 255 | 25 | 220 | 22 |  | Solar | FIXED | Roof
SRP24768 | TRINA SOLAR | TSM-255PA05 | 255 | 34 | 211 | 30 |  | Solar | FIXED | Roof
SRP24769 | TRINA SOLAR | TSM-255PA05 | 255 | 28 | 211 | 32 |  | Solar | FIXED | Roof
SRP24770 | TRINA SOLAR | TSM-255PA05 | 255 | 27 | 148 | 27 |  | Solar | FIXED | Roof
SRP24773 | TRINA SOLAR | TSM-255PA05 | 255 | 8 | 148 | 21 |  | Solar | FIXED | Roof
SRP24773 | TRINA SOLAR | TSM-255PA05 | 255 | 36 | 238 | 19 |  | Solar | FIXED | Roof
SRP24774 | TRINA SOLAR | TSM-255PA05.18 | 255 | 17 | 121 | 32 |  | Solar | FIXED | Roof
SRP24777 | TRINA SOLAR | TSM-250PA05.08 | 250 | 31 | 95 | 15 |  | Solar | FIXED | Roof
SRP24779 | YINGLI ENERGY (CHINA) | YL250P-29B | 250 | 16 | 150 | 25 |  | Solar | FIXED | Roof
SRP24780 | CANADIAN SOLAR | CS6P-250M | 250 | 6 | 201 | 22 |  | Solar | FIXED | Roof
SRP24780 | CANADIAN SOLAR | CS6P-250M | 250 | 28 | 201 | 22 |  | Solar | FIXED | Roof
SRP24781 | YINGLI ENERGY (CHINA) | YL250P-29B | 250 | 4 | 36 | 20 |  | Solar | FIXED | Roof
SRP24781 | YINGLI ENERGY (CHINA) | YL250P-29B | 250 | 15 | 36 | 20 |  | Solar | FIXED | Roof
SRP24781 | YINGLI ENERGY (CHINA) | YL250P-29B | 250 | 4 | 216 | 20 |  | Solar | FIXED | Roof
SRP24781 | YINGLI ENERGY (CHINA) | YL250P-29B | 250 | 13 | 216 | 20 |  | Solar | FIXED | Roof
SRP24782 | YINGLI ENERGY (CHINA) | YL250P-29B | 250 | 15 | 195 | 10 |  | Solar | FIXED | Roof
SRP24782 | YINGLI ENERGY (CHINA) | YL250P-29B | 250 | 18 | 195 | 19 |  | Solar | FIXED | Roof
SRP24782 | YINGLI ENERGY (CHINA) | YL250P-29B | 250 | 6 | 195 | 20 |  | Solar | FIXED | Roof
SRP24783 | RENESOLA JIANGSU | JC250M-24/BB | 250 | 32 | 195.1 | 30 |  | Solar | FIXED | Roof
SRP24784 | LG ELECTRONICS SOLAR CELL DIVISION | LG265S1C-G3 | 265 | 20 | 177 | 30 |  | Solar | FIXED | Roof
SRP24785 | YINGLI ENERGY (CHINA) | YL250P-29B | 250 | 28 | 304 | 28 |  | Solar | FIXED | Roof
SRP24787 | YINGLI ENERGY (CHINA) | YL250P-29B | 250 | 23 | 175 | 14 |  | Solar | FIXED | Roof
SRP24788 | CANADIAN SOLAR | CS6X-255P | 255 | 32 | 190.8 | 19 |  | Solar | FIXED | Roof
SRP24790 | RENESOLA JIANGSU | JC250M-24/BBV | 250 | 23 | 85 | 31 |  | Solar | FIXED | Roof
SRP24790 | RENESOLA JIANGSU | JC250M-24/BBV | 250 | 17 | 265 | 31 |  | Solar | FIXED | Roof
SRP24791 | RENESOLA JIANGSU | JC250M-24/BB | 250 | 18 | 80 | 25 |  | Solar | FIXED | Roof
SRP24791 | RENESOLA JIANGSU | JC250M-24/BB | 250 | 18 | 260 | 25 |  | Solar | FIXED | Roof
SRP24795 | CANADIAN SOLAR | CS6P-250PM | 250 | 12 | 192 | 26 |  | Solar | FIXED | Roof
SRP24796 | TRINA SOLAR | TSM-250PA05.08 | 250 | 24 | 110 | 28 |  | Solar | FIXED | Roof
SRP24801 | TRINA SOLAR | TSM-255PA05.18 | 255 | 78 | 180 | 25 |  | Solar | FIXED | Ground
SRP24803 | TRINA SOLAR | TSM-255PA05.18 | 255 | 25 | 123 | 26 |  | Solar | FIXED | Roof
SRP24806 | YINGLI ENERGY (CHINA) | YL245P-29B | 245 | 15 | 54 | 32 |  | Solar | FIXED | Roof
SRP24806 | YINGLI ENERGY (CHINA) | YL245P-29B | 245 | 18 | 230 | 32 |  | Solar | FIXED | Roof
SRP24807 | YINGLI ENERGY (CHINA) | YL250P-29B | 250 | 21 | 180 | 19 |  | Solar | FIXED | Roof
SRP24808 | YINGLI ENERGY (CHINA) | YL250P-29B | 250 | 10 | 140 | 22 |  | Solar | FIXED | Roof
SRP24808 | YINGLI ENERGY (CHINA) | YL250P-29B | 250 | 5 | 230 | 22 |  | Solar | FIXED | Roof
SRP24808 | YINGLI ENERGY (CHINA) | YL250P-29B | 250 | 9 | 230 | 22 |  | Solar | FIXED | Roof
SRP24809 | YINGLI ENERGY (CHINA) | YL250P-29B | 250 | 16 | 140 | 18 |  | Solar | FIXED | Roof
SRP24809 | YINGLI ENERGY (CHINA) | YL250P-29B | 250 | 28 | 320 | 18 |  | Solar | FIXED | Roof
SRP24811 | YINGLI ENERGY (CHINA) | YL250P-29B | 250 | 14 | 160 | 22 |  | Solar | FIXED | Roof
SRP24812 | YINGLI ENERGY (CHINA) | YL245P-29B | 245 | 9 | 145 | 30 |  | Solar | FIXED | Roof
SRP24812 | YINGLI ENERGY (CHINA) | YL245P-29B | 245 | 20 | 145 | 30 |  | Solar | FIXED | Roof
SRP24813 | TRINA SOLAR | TSM-255PA05.18 | 255 | 32 | 135 | 27 |  | Solar | FIXED | Roof
SRP24815 | TRINA SOLAR | TSM-250PA05.05 | 250 | 45 | 125.1 | 18 |  | Solar | FIXED | Roof
SRP24815 | TRINA SOLAR | TSM-250PA05.05 | 250 | 8 | 215.1 | 36 |  | Solar | FIXED | Roof
SRP24816 | RENESOLA JIANGSU | JC250M-24/BB | 250 | 29 | 98 | 33 |  | Solar | FIXED | Roof
SRP24817 | TRINA SOLAR | TSM-250PA05 | 250 | 13 | 102 | 18 |  | Solar | FIXED | Roof
SRP24817 | TRINA SOLAR | TSM-250PA05 | 250 | 14 | 102 | 18 |  | Solar | FIXED | Roof
SRP24818 | TRINA SOLAR | TSM-250PA05.08 | 250 | 16 | 197.4 | 25 |  | Solar | FIXED | Roof
SRP24821 | TALESUN SOLAR | TP660AM225 | 250 | 6 | 190 | 23 |  | Solar | FIXED | Roof
SRP24821 | TALESUN SOLAR | TP660AM225 | 250 | 30 | 190 | 23 |  | Solar | FIXED | Roof
SRP24822 | LG ELECTRONICS SOLAR CELL DIVISION | LG245M1W-G2 | 290 | 23 | 216 | 18 |  | Solar | FIXED | Roof
SRP24824 | TRINA SOLAR | TSM-255PA05.18 | 255 | 96 | 130 | 17 |  | Solar | FIXED | Roof
SRP24825 | TRINA SOLAR | TSM-250PA05.08 | 250 | 27 | 248 | 30 |  | Solar | FIXED | Roof
SRP24827 | TRINA SOLAR | TSM-255PA05.18 | 255 | 36 | 101 | 26 |  | Solar | FIXED | Roof
SRP24828 | TRINA SOLAR | TSM-255PA05.18 | 255 | 36 | 110 | 29 |  | Solar | FIXED | Roof
SRP24830 | TRINA SOLAR | TSM-255PA05.18 | 255 | 33 | 110 | 16 |  | Solar | FIXED | Roof
SRP24831 | TRINA SOLAR | TSM-255PA05.18 | 255 | 80 | 180 | 22 |  | Solar | FIXED | Ground
SRP24833 | TRINA SOLAR | TSM-250PA05.08 | 250 | 48 | 135.3 | 16 |  | Solar | FIXED | Roof
SRP24835 | YINGLI ENERGY (CHINA) | YL250P-29B | 250 | 8 | 280 | 18 |  | Solar | FIXED | Roof
SRP24835 | YINGLI ENERGY (CHINA) | YL250P-29B | 250 | 13 | 280 | 18 |  | Solar | FIXED | Roof
SRP24835 | YINGLI ENERGY (CHINA) | YL250P-29B | 250 | 18 | 280 | 18 |  | Solar | FIXED | Roof
SRP24837 | TRINA SOLAR | TSM-250PA05.08 | 250 | 27 | 185 | 5 |  | Solar | FIXED | Roof
SRP24837 | TRINA SOLAR | TSM-250PA05.08 | 250 | 14 | 185 | 35 |  | Solar | FIXED | Roof
SRP24839 | CANADIAN SOLAR | CS6P-235PX | 235 | 11 | 185 | 30 |  | Solar | FIXED | Roof
SRP24840 | TRINA SOLAR | TSM-250PA05.08 | 250 | 17 | 261.4 | 30 |  | Solar | FIXED | Roof
SRP24843 | TRINA SOLAR | TSM-250PA05.08 | 250 | 41 | 152.1 | 25 |  | Solar | FIXED | Roof
SRP24844 | TRINA SOLAR | TSM-250PA05A.08 | 250 | 35 | 250.3 | 20 |  | Solar | FIXED | Roof
SRP24846 | TRINA SOLAR | TSM-255PA05.18 | 255 | 5 | 174 | 33 |  | Solar | FIXED | Roof
SRP24846 | TRINA SOLAR | TSM-255PA05.18 | 255 | 32 | 174 | 33 |  | Solar | FIXED | Roof
SRP24848 | TRINA SOLAR | TSM-250PA05 | 250 | 19 | 249 | 16 |  | Solar | FIXED | Roof
SRP24852 | RENESOLA JIANGSU | JC250M-24/BB | 250 | 16 | 123 | 28 |  | Solar | FIXED | Roof
SRP24852 | RENESOLA JIANGSU | JC250M-24/BB | 250 | 20 | 213 | 35 |  | Solar | FIXED | Roof
SRP24853 | RENESOLA JIANGSU | JC250M-24/BB | 250 | 26 | 120 | 19 |  | Solar | FIXED | Roof
SRP24853 | RENESOLA JIANGSU | JC250M-24/BB | 250 | 24 | 300 | 19 |  | Solar | FIXED | Roof
SRP24858 | AXITEC | AC-250P/156-60S | 260 | 28 | 236 | 33 |  | Solar | FIXED | Roof
SRP24859 | AXITEC | AC-250M/156-60S | 260 | 26 | 145 | 30 |  | Solar | FIXED | Roof
SRP24859 | AXITEC | AC-250P/156-60S | 260 | 18 | 235 | 30 |  | Solar | FIXED | Roof
SRP24860 | TRINA SOLAR | TSM-255PA05.18 | 255 | 8 | 246 | 26 |  | Solar | FIXED | Roof
SRP24860 | TRINA SOLAR | TSM-255PA05.18 | 255 | 16 | 246 | 26 |  | Solar | FIXED | Roof
SRP24861 | TRINA SOLAR | TSM-255PA05.18 | 255 | 15 | 105 | 22 |  | Solar | FIXED | Roof
SRP24861 | TRINA SOLAR | TSM-255PA05.18 | 255 | 17 | 105 | 22 |  | Solar | FIXED | Roof
SRP24862 | TRINA SOLAR | TSM-255PA05.18 | 255 | 22 | 151 | 23 |  | Solar | FIXED | Roof
SRP24863 | TRINA SOLAR | TSM-225PD05.18 | 255 | 15 | 192 | 26 |  | Solar | FIXED | Roof
SRP24863 | TRINA SOLAR | TSM-255PA05.18 | 255 | 3 | 192 | 26 |  | Solar | FIXED | Roof
SRP24864 | TRINA SOLAR | TSM-255PA05.18 | 255 | 12 | 155 | 27 |  | Solar | FIXED | Roof
SRP24864 | TRINA SOLAR | TSM-255PA05.18 | 255 | 5 | 245 | 27 |  | Solar | FIXED | Roof
SRP24865 | TRINA SOLAR | TSM-255PA05.18 | 255 | 26 | 100 | 40 |  | Solar | FIXED | Roof
SRP24866 | TRINA SOLAR | TSM-255PA05.18 | 255 | 27 | 183 | 23 |  | Solar | FIXED | Roof
SRP24867 | TRINA SOLAR | TSM-255PA05.18 | 255 | 37 | 202 | 14 |  | Solar | FIXED | Roof
SRP24868 | TRINA SOLAR | TSM-255PA05.18 | 255 | 21 | 202 | 17 |  | Solar | FIXED | Roof
SRP24869 | TRINA SOLAR | TSM-250PA05.08 | 250 | 24 | 184.1 | 40 |  | Solar | FIXED | Roof
SRP24874 | TRINA SOLAR | TSM-250PA05.18 | 250 | 27 | 191 | 22 |  | Solar | FIXED | Roof
SRP24874 | TRINA SOLAR | TSM-250PA05.18 | 250 | 7 | 281 | 20 |  | Solar | FIXED | Roof
SRP24877 | TRINA SOLAR | TSM-245PA05.18 | 245 | 29 | 218 | 35 |  | Solar | FIXED | Roof
SRP24880 | RENESOLA JIANGSU | JC250M-24/BB | 250 | 63 | 200 | 18 |  | Solar | FIXED | Roof
SRP24884 | RENESOLA JIANGSU | JC250M-24/BB | 250 | 15 | 111 | 29 |  | Solar | FIXED | Roof
SRP24884 | RENESOLA JIANGSU | JC250M-24/BB | 250 | 8 | 201 | 41 |  | Solar | FIXED | Roof
SRP24884 | RENESOLA JIANGSU | JC250M-24/BB | 250 | 21 | 291 | 29 |  | Solar | FIXED | Roof
SRP24886 | RENESOLA JIANGSU | JC250M-24/BB | 250 | 22 | 146 | 31 |  | Solar | FIXED | Roof
SRP24886 | RENESOLA JIANGSU | JC250S-24/BB | 250 | 18 | 146 | 33 |  | Solar | FIXED | Roof
SRP24887 | TRINA SOLAR | TSM-255PA05.18 | 255 | 57 | 180 | 25 |  | Solar | FIXED | Ground
SRP24889 | ET SOLAR INDUSTRY | ET-A-M660250B | 250 | 36 | 136 | 34 |  | Solar | FIXED | Roof
SRP24893 | RENESOLA JIANGSU | JC295M-24/AB | 295 | 494 | 213 | 5 |  | Solar | FIXED | Roof
SRP24894 | SUNPOWER | SPR-327NE-WHT-D | 327 | 28 | 130 | 24 |  | Solar | FIXED | Roof
SRP24895 | ET SOLAR INDUSTRY | ET-P660250BB | 250 | 10 | 129 | 16 |  | Solar | FIXED | Roof
SRP24895 | ET SOLAR INDUSTRY | ET-P660250BB | 250 | 10 | 129 | 16 |  | Solar | FIXED | Roof
SRP24896 | TRINA SOLAR | TSM-255PA05.18 | 255 | 5 | 123 | 20 |  | Solar | FIXED | Roof
SRP24896 | TRINA SOLAR | TSM-255PA05.18 | 255 | 5 | 213 | 16 |  | Solar | FIXED | Roof
SRP24896 | TRINA SOLAR | TSM-255PA05.18 | 255 | 18 | 213 | 30 |  | Solar | FIXED | Roof
SRP24901 | ASTROPOWER |  | 240 | 9 | 133 | 40 |  | Solar | FIXED | Roof
SRP24901 | SCHUCO USA | MPE 220 PS 09 | 220 | 10 | 223 | 40 |  | Solar | FIXED | Roof
SRP24901 | TRINA SOLAR | TSM-230PA05 | 230 | 39 | 223 | 40 |  | Solar | FIXED | Roof
SRP24903 | TRINA SOLAR | TSM-250PA05.08 | 250 | 26 | 152 | 25 |  | Solar | FIXED | Roof
SRP24903 | TRINA SOLAR | TSM-250PA05.08 | 250 | 26 | 242 | 25 |  | Solar | FIXED | Roof
SRP24905 | TRINA SOLAR | TSM-250PA05.08 | 250 | 8 | 175 | 10 |  | Solar | FIXED | Roof
SRP24905 | TRINA SOLAR | TSM-250PA05.08 | 250 | 9 | 175 | 20 |  | Solar | FIXED | Roof
SRP24905 | TRINA SOLAR | TSM-250PA05.08 | 250 | 24 | 265 | 20 |  | Solar | FIXED | Roof
SRP24907 | RENESOLA JIANGSU | JC250M-24/BB | 250 | 30 | 124 | 24 |  | Solar | FIXED | Roof
SRP24909 | TRINA SOLAR | TSM-250PA05 | 250 | 34 | 195.9 | 16 |  | Solar | FIXED | Roof
SRP24913 | YINGLI ENERGY (CHINA) | YL245P-29B | 245 | 26 | 185 | 23 |  | Solar | FIXED | Roof
SRP24914 | YINGLI ENERGY (CHINA) | YL250P-29B | 250 | 19 | 224 | 19 |  | Solar | FIXED | Roof
SRP24914 | YINGLI ENERGY (CHINA) | YL250P-29B | 250 | 12 | 235 | 14 |  | Solar | FIXED | Roof
SRP24914 | YINGLI ENERGY (CHINA) | YL250P-29B | 250 | 2 | 235 | 19 |  | Solar | FIXED | Roof
SRP24915 | YINGLI ENERGY (CHINA) | YL245P-29B | 245 | 12 | 162 | 20 |  | Solar | FIXED | Roof
SRP24915 | YINGLI ENERGY (CHINA) | YL245P-29B | 245 | 14 | 260 | 32 |  | Solar | FIXED | Roof
SRP24917 | YINGLI ENERGY (CHINA) | YL250P-29B | 250 | 26 | 153 | 22 |  | Solar | FIXED | Roof
SRP24918 | TRINA SOLAR | TSM-250PD05 | 250 | 22 | 198.5 | 32 |  | Solar | FIXED | Roof
SRP24920 | YINGLI ENERGY (CHINA) | YL250P-29B | 250 | 6 | 120 | 36 |  | Solar | FIXED | Roof
SRP24920 | YINGLI ENERGY (CHINA) | YL250P-29B | 250 | 10 | 120 | 36 |  | Solar | FIXED | Roof
SRP24920 | YINGLI ENERGY (CHINA) | YL250P-29B | 250 | 16 | 300 | 36 |  | Solar | FIXED | Roof
SRP24920 | YINGLI ENERGY (CHINA) | YL250P-29B | 250 | 18 | 300 | 36 |  | Solar | FIXED | Roof
SRP24921 | YINGLI ENERGY (CHINA) | YL250P-29B | 250 | 24 | 133 | 38 |  | Solar | FIXED | Roof
SRP24921 | YINGLI ENERGY (CHINA) | YL250P-29B | 250 | 10 | 313 | 13 |  | Solar | FIXED | Roof
SRP24922 | YINGLI ENERGY (CHINA) | YL250P-29B | 250 | 10 | 202 | 30 |  | Solar | FIXED | Roof
SRP24922 | YINGLI ENERGY (CHINA) | YL250P-29B | 250 | 11 | 202 | 30 |  | Solar | FIXED | Roof
SRP24923 | YINGLI ENERGY (CHINA) | YL250P-29B | 250 | 20 | 70 | 18 |  | Solar | FIXED | Roof
SRP24923 | YINGLI ENERGY (CHINA) | YL250P-29B | 250 | 14 | 240 | 19 |  | Solar | FIXED | Roof
SRP24923 | YINGLI ENERGY (CHINA) | YL250P-29B | 250 | 12 | 245 | 18 |  | Solar | FIXED | Roof
SRP24923 | YINGLI ENERGY (CHINA) | YL250P-29B | 250 | 4 | 245 | 20 |  | Solar | FIXED | Roof
SRP24924 | YINGLI ENERGY (CHINA) | YL250P-29B | 250 | 5 | 79 | 21 |  | Solar | FIXED | Roof
SRP24924 | YINGLI ENERGY (CHINA) | YL250P-29B | 250 | 20 | 250 | 20 |  | Solar | FIXED | Roof
SRP24925 | YINGLI ENERGY (CHINA) | YL250P-29B | 250 | 27 | 84 | 35 |  | Solar | FIXED | Roof
SRP24925 | YINGLI ENERGY (CHINA) | YL250P-29B | 250 | 4 | 174 | 38 |  | Solar | FIXED | Roof
SRP24926 | TRINA SOLAR | TSM-255PA05 | 255 | 24 | 195 | 32 |  | Solar | FIXED | Roof
SRP24928 | YINGLI ENERGY (CHINA) | YL250P-29B | 250 | 6 | 132 | 30 |  | Solar | FIXED | Roof
SRP24928 | YINGLI ENERGY (CHINA) | YL250P-29B | 250 | 13 | 132 | 30 |  | Solar | FIXED | Roof
SRP24928 | YINGLI ENERGY (CHINA) | YL250P-29B | 250 | 22 | 312 | 30 |  | Solar | FIXED | Roof
SRP24928 | YINGLI ENERGY (CHINA) | YL250P-29B | 250 | 5 | 313 | 30 |  | Solar | FIXED | Roof
SRP24929 | TRINA SOLAR | TSM-250PA05 | 250 | 33 | 127 | 22 |  | Solar | FIXED | Roof
SRP24930 | TRINA SOLAR | TSM-250PA05 | 250 | 14 | 216 | 31 |  | Solar | FIXED | Roof
SRP24934 | TRINA SOLAR | TSM-255PA05.18 | 255 | 15 | 143 | 45 |  | Solar | FIXED | Roof
SRP24934 | TRINA SOLAR | TSM-255PA05.18 | 255 | 40 | 233 | 40 |  | Solar | FIXED | Roof
SRP24936 | TRINA SOLAR | TSM-255PA05.18 | 255 | 24 | 145 | 28 |  | Solar | FIXED | Roof
SRP24936 | TRINA SOLAR | TSM-255PA05.18 | 255 | 18 | 145 | 34 |  | Solar | FIXED | Roof
SRP24939 | TRINA SOLAR | TSM-255PA05.18 | 255 | 8 | 111 | 22 |  | Solar | FIXED | Roof
SRP24939 | TRINA SOLAR | TSM-255PA05.18 | 255 | 3 | 201 | 10 |  | Solar | FIXED | Roof
SRP24939 | TRINA SOLAR | TSM-255PA05.18 | 255 | 9 | 201 | 26 |  | Solar | FIXED | Roof
SRP24940 | TRINA SOLAR | TSM-255PA05.18 | 255 | 24 | 200 | 27 |  | Solar | FIXED | Roof
SRP24941 | YINGLI ENERGY (CHINA) | YL250P-29B | 250 | 24 | 142 | 20 |  | Solar | FIXED | Roof
SRP24942 | YINGLI ENERGY (CHINA) | YL250P-29B | 250 | 11 | 126 | 21 |  | Solar | FIXED | Roof
SRP24942 | YINGLI ENERGY (CHINA) | YL250P-29B | 250 | 15 | 126 | 22 |  | Solar | FIXED | Roof
SRP24943 | TRINA SOLAR | TSM-255PA05.18 | 255 | 6 | 128 | 30 |  | Solar | FIXED | Roof
SRP24943 | TRINA SOLAR | TSM-255PA05.18 | 255 | 52 | 128 | 30 |  | Solar | FIXED | Roof
SRP24944 | TRINA SOLAR | TSM-250PA05A.18 | 255 | 35 | 182 | 33 |  | Solar | FIXED | Roof
SRP24945 | TRINA SOLAR | TSM-255PA05.18 | 255 | 20 | 154 | 20 |  | Solar | FIXED | Roof
SRP24945 | TRINA SOLAR | TSM-255PA05.18 | 255 | 10 | 244 | 10 |  | Solar | FIXED | Roof
SRP24945 | TRINA SOLAR | TSM-255PA05.18 | 255 | 38 | 244 | 16 |  | Solar | FIXED | Roof
SRP24946 | TRINA SOLAR | TSM-255PA05.18 | 255 | 45 | 180 | 25 |  | Solar | FIXED | Ground
SRP24947 | TRINA SOLAR | TSM-255PA05.18 | 255 | 4 | 202 | 19 |  | Solar | FIXED | Roof
SRP24947 | TRINA SOLAR | TSM-255PA05.18 | 255 | 18 | 202 | 41 |  | Solar | FIXED | Roof
SRP24948 | TRINA SOLAR | TSM-255PA05.18 | 255 | 26 | 222 | 22 |  | Solar | FIXED | Roof
SRP24950 | RENESOLA JIANGSU | JC250M-24/BB | 250 | 38 | 111 | 25 |  | Solar | FIXED | Roof
SRP24953 | YINGLI ENERGY (CHINA) | YL250P-29B | 250 | 18 | 126 | 23 |  | Solar | FIXED | Roof
SRP24954 | YINGLI ENERGY (CHINA) | YL245P-29B | 245 | 12 | 200 | 28 |  | Solar | FIXED | Roof
SRP24954 | YINGLI ENERGY (CHINA) | YL245P-29B | 245 | 18 | 200 | 28 |  | Solar | FIXED | Roof
SRP24957 | HANWHA SOLARONE (QIDONG) | HSL60P6-PB-3-250Q | 250 | 8 | 171 | 23 |  | Solar | FIXED | Roof
SRP24957 | HANWHA SOLARONE (QIDONG) | HSL60P6-PB-3-250Q | 250 | 16 | 261 | 30 |  | Solar | FIXED | Roof
SRP24958 | HANWHA SOLARONE (QIDONG) | HSL60P6-PB-3-250Q | 250 | 14 | 130 | 23 |  | Solar | FIXED | Roof
SRP24958 | HANWHA SOLARONE (QIDONG) | HSL60P6-PB-3-250Q | 250 | 16 | 130 | 23 |  | Solar | FIXED | Roof
SRP24959 | LG ELECTRONICS SOLAR CELL DIVISION | LG265S1C-G3 | 280 | 12 | 178 | 22 |  | Solar | FIXED | Roof
SRP24959 | LG ELECTRONICS SOLAR CELL DIVISION | LG265S1C-G3 | 280 | 60 | 186 | 23 |  | Solar | FIXED | Roof
SRP24959 | LG ELECTRONICS SOLAR CELL DIVISION | LG265S1C-G3 | 280 | 16 | 268 | 23 |  | Solar | FIXED | Roof
SRP24960 | HANWHA SOLARONE (QIDONG) | HSL60P6-PB-3-230Q | 250 | 22 | 181 | 22 |  | Solar | FIXED | Roof
SRP24962 | RENESOLA JIANGSU | JC250S-24/BB-B | 250 | 6 | 149.9 | 20 |  | Solar | FIXED | Roof
SRP24962 | RENESOLA JIANGSU | JC250S-24/BB-B | 250 | 8 | 149.9 | 20 |  | Solar | FIXED | Roof
SRP24962 | RENESOLA JIANGSU | JC250S-24/BB-B | 250 | 5 | 239.9 | 20 |  | Solar | FIXED | Roof
SRP24964 | YINGLI ENERGY (CHINA) | YL250C-30B | 250 | 22 | 193 | 26 |  | Solar | FIXED | Roof
SRP24965 | YINGLI ENERGY (CHINA) | YL250P-29B | 250 | 10 | 120 | 23 |  | Solar | FIXED | Roof
SRP24965 | YINGLI ENERGY (CHINA) | YL250P-29B | 250 | 14 | 300 | 23 |  | Solar | FIXED | Roof
SRP24966 | YINGLI ENERGY (CHINA) | YL250P-29B | 250 | 23 | 63 | 40 |  | Solar | FIXED | Roof
SRP24966 | YINGLI ENERGY (CHINA) | YL250P-29B | 250 | 7 | 229 | 10 |  | Solar | FIXED | Roof
SRP24966 | YINGLI ENERGY (CHINA) | YL250P-29B | 250 | 19 | 229 | 40 |  | Solar | FIXED | Roof
SRP24967 | YINGLI ENERGY (CHINA) | YL250P-29B | 250 | 30 | 100 | 34 |  | Solar | FIXED | Roof
SRP24967 | YINGLI ENERGY (CHINA) | YL250P-29B | 250 | 9 | 280 | 34 |  | Solar | FIXED | Roof
SRP24968 | LIGHT WAY GREEN NEW ENERGY | LW240(29)P1650X990 | 240 | 25 | 160 | 47 |  | Solar | FIXED | Roof
SRP24968 | LIGHT WAY GREEN NEW ENERGY | LW240(29)P1650X990 | 240 | 15 | 250 | 25 |  | Solar | FIXED | Roof
SRP24969 | TRINA SOLAR | TSM-250PA05 | 250 | 15 | 115 | 13 |  | Solar | FIXED | Roof
SRP24970 | RENESOLA JIANGSU | JC250M-24/BB | 250 | 40 | 220 | 39 |  | Solar | FIXED | Roof
SRP24972 | YINGLI ENERGY (CHINA) | YL250P-29B | 250 | 25 | 90 | 22 |  | Solar | FIXED | Roof
SRP24972 | YINGLI ENERGY (CHINA) | YL250P-29B | 250 | 18 | 270 | 22 |  | Solar | FIXED | Roof
SRP24977 | RENESOLA JIANGSU | JC250S-24/BB-B | 250 | 18 | 230.6 | 8 |  | Solar | FIXED | Roof
SRP24977 | RENESOLA JIANGSU | JC250S-24/BB-B | 250 | 18 | 230.6 | 10 |  | Solar | FIXED | Roof
SRP24977 | RENESOLA JIANGSU | JC250S-24/BB-B | 250 | 30 | 230.6 | 20 |  | Solar | FIXED | Roof
SRP24978 | SOLARWORLD | SW275 MONO | 275 | 13 | 214 | 16 |  | Solar | FIXED | Roof
SRP24979 | HANWHA SOLARONE (QIDONG) | HSL60P6-PB-3-230QW | 250 | 38 | 225 | 34 |  | Solar | FIXED | Roof
SRP24980 | TRINA SOLAR | TSM-255PA05 | 255 | 40 | 221 | 27 |  | Solar | FIXED | Roof
SRP24981 | YINGLI ENERGY (CHINA) | YL250P-29B | 250 | 11 | 150 | 34 |  | Solar | FIXED | Roof
SRP24981 | YINGLI ENERGY (CHINA) | YL250P-29B | 250 | 22 | 150 | 35 |  | Solar | FIXED | Roof
SRP24983 | YINGLI ENERGY (CHINA) | YL250C-30B | 250 | 12 | 256 | 12 |  | Solar | FIXED | Roof
SRP24984 | YINGLI ENERGY (CHINA) | YL250P-29B | 250 | 39 | 150 | 18 |  | Solar | FIXED | Roof
SRP24986 | YINGLI ENERGY (CHINA) | YL250P-29B | 250 | 24 | 135 | 33 |  | Solar | FIXED | Roof
SRP24987 | LG ELECTRONICS SOLAR CELL DIVISION | LG265S1C-G3 | 270 | 44 | 192 | 25 |  | Solar | FIXED | Roof
SRP24988 | CANADIAN SOLAR | CS6P-250PX | 250 | 8 | 196 | 34 |  | Solar | FIXED | Roof
SRP24988 | CANADIAN SOLAR | CS6P-250PX | 250 | 12 | 196 | 34 |  | Solar | FIXED | Roof
SRP24989 | CANADIAN SOLAR | CS6P-250M | 250 | 20 | 172 | 29 |  | Solar | FIXED | Ground
SRP24991 | CSG PVTECH | CSG250S2 | 250 | 16 | 162 | 18 |  | Solar | FIXED | Roof
SRP24991 | CSG PVTECH | CSG250S2 | 250 | 52 | 252 | 18 |  | Solar | FIXED | Roof
SRP24992 | TRINA SOLAR | TSM-255PA05.18 | 255 | 14 | 100 | 32 |  | Solar | FIXED | Roof
SRP24992 | TRINA SOLAR | TSM-255PA05.18 | 255 | 6 | 190 | 32 |  | Solar | FIXED | Roof
SRP24994 | TRINA SOLAR | TSM-255PA05.18 | 255 | 28 | 257 | 38 |  | Solar | FIXED | Roof
SRP24996 | TRINA SOLAR | TSM-255PA05 | 255 | 55 | 180 | 25 |  | Solar | FIXED | Ground
SRP24997 | TRINA SOLAR | TSM-255PA05.18 | 255 | 66 | 180 | 25 |  | Solar | FIXED | Ground
SRP25001 | SUNPOWER | SPR-327NE-WHT-D | 327 | 38 | 165 | 20 |  | Solar | FIXED | Roof
SRP25002 | LG ELECTRONICS SOLAR CELL DIVISION | LG265S1C-G3 | 290 | 6 | 220.4 | 30 |  | Solar | FIXED | Roof
SRP25002 | LG ELECTRONICS SOLAR CELL DIVISION | LG265S1C-G3 | 290 | 3 | 220.4 | 60 |  | Solar | FIXED | Roof
SRP25004 | RENESOLA JIANGSU | JC250M-24/BB | 250 | 29 | 142.6 | 25 |  | Solar | FIXED | Roof
SRP25004 | RENESOLA JIANGSU | JC250M-24/BB | 250 | 25 | 232.6 | 20 |  | Solar | FIXED | Roof
SRP25005 | YINGLI ENERGY (CHINA) | YL250P-29B | 250 | 8 | 88 | 17 |  | Solar | FIXED | Roof
SRP25005 | YINGLI ENERGY (CHINA) | YL250P-29B | 250 | 11 | 88 | 32 |  | Solar | FIXED | Roof
SRP25005 | YINGLI ENERGY (CHINA) | YL250P-29B | 250 | 26 | 160 | 25 |  | Solar | FIXED | Roof
SRP25007 | YINGLI ENERGY (CHINA) | YL250P-29B | 250 | 13 | 310 | 26 |  | Solar | FIXED | Roof
SRP25008 | SUNPOWER | SPR-327NE-WHT-D | 327 | 21 | 102 | 18 |  | Solar | FIXED | Roof
SRP25010 | LG ELECTRONICS SOLAR CELL DIVISION | LG265S1C-G3 | 300 | 10 | 138 | 39 |  | Solar | FIXED | Roof
SRP25010 | LG ELECTRONICS SOLAR CELL DIVISION | LG265S1C-G3 | 300 | 14 | 138 | 39 |  | Solar | FIXED | Roof
SRP25011 | YINGLI ENERGY (CHINA) | YL250P-29B | 250 | 20 | 148 | 16 |  | Solar | FIXED | Roof
SRP25012 | YINGLI ENERGY (CHINA) | YL250C-30B | 250 | 11 | 220 | 26 |  | Solar | FIXED | Roof
SRP25015 | YINGLI ENERGY (CHINA) | YL245P-29B | 245 | 22 | 110 | 13 |  | Solar | FIXED | Roof
SRP25015 | YINGLI ENERGY (CHINA) | YL245P-29B | 245 | 11 | 290 | 13 |  | Solar | FIXED | Roof
SRP25016 | YINGLI ENERGY (CHINA) | YL250P-29B | 250 | 8 | 98 | 23 |  | Solar | FIXED | Roof
SRP25016 | YINGLI ENERGY (CHINA) | YL250P-29B | 250 | 31 | 183 | 23 |  | Solar | FIXED | Roof
SRP25016 | YINGLI ENERGY (CHINA) | YL250P-29B | 250 | 20 | 289 | 22 |  | Solar | FIXED | Roof
SRP25017 | YINGLI ENERGY (CHINA) | YL250P-29B | 250 | 5 | 80 | 23 |  | Solar | FIXED | Roof
SRP25017 | YINGLI ENERGY (CHINA) | YL250P-29B | 250 | 11 | 170 | 23 |  | Solar | FIXED | Roof
SRP25017 | YINGLI ENERGY (CHINA) | YL250P-29B | 250 | 5 | 260 | 23 |  | Solar | FIXED | Roof
SRP25017 | YINGLI ENERGY (CHINA) | YL250P-29B | 250 | 6 | 260 | 23 |  | Solar | FIXED | Roof
SRP25018 | YINGLI ENERGY (CHINA) | YL250P-29B | 250 | 16 | 125 | 29 |  | Solar | FIXED | Roof
SRP25020 | YINGLI ENERGY (CHINA) | YL250P-29B | 250 | 14 | 100 | 28 |  | Solar | FIXED | Roof
SRP25020 | YINGLI ENERGY (CHINA) | YL250P-29B | 250 | 9 | 190 | 28 |  | Solar | FIXED | Roof
SRP25022 | RENESOLA JIANGSU | JC250M-24/BBV | 250 | 31 | 76 | 30 |  | Solar | FIXED | Roof
SRP25022 | RENESOLA JIANGSU | JC250M-24/BBV | 250 | 29 | 256 | 30 |  | Solar | FIXED | Roof
SRP25027 | RENESOLA JIANGSU | JC250M-24/BBV | 250 | 30 | 104 | 22 |  | Solar | FIXED | Roof
SRP25027 | RENESOLA JIANGSU | JC250M-24/BBV | 250 | 7 | 284 | 13 |  | Solar | FIXED | Roof
SRP25027 | RENESOLA JIANGSU | JC250M-24/BBV | 250 | 20 | 284 | 22 |  | Solar | FIXED | Roof
SRP25028 | RENESOLA JIANGSU | JC250M-24/BBV | 250 | 24 | 185 | 25 |  | Solar | FIXED | Roof
SRP25030 | TRINA SOLAR | TSM-250PA05 | 250 | 10 | 201 | 11 |  | Solar | FIXED | Roof
SRP25030 | TRINA SOLAR | TSM-250PA05 | 250 | 18 | 201 | 12 |  | Solar | FIXED | Roof
SRP25033 | YINGLI ENERGY (CHINA) | YL245P-29B | 245 | 19 | 153 | 18 |  | Solar | FIXED | Roof
SRP25035 | TRINA SOLAR | TSM-250PA05.08 | 250 | 16 | 273.3 | 20 |  | Solar | FIXED | Roof
SRP25041 | TRINA SOLAR | TSM-255PA05 | 255 | 15 | 239 | 28 |  | Solar | FIXED | Roof
SRP25041 | TRINA SOLAR | TSM-255PA05 | 255 | 18 | 239 | 38 |  | Solar | FIXED | Roof
SRP25043 | TRINA SOLAR | TSM-255PA05 | 255 | 24 | 64 | 22 |  | Solar | FIXED | Roof
SRP25043 | TRINA SOLAR | TSM-255PA05 | 255 | 11 | 244 | 22 |  | Solar | FIXED | Roof
SRP25045 | YINGLI ENERGY (CHINA) | YL250P-29B | 250 | 6 | 197 | 14 |  | Solar | FIXED | Roof
SRP25045 | YINGLI ENERGY (CHINA) | YL250P-29B | 250 | 18 | 197 | 28 |  | Solar | FIXED | Roof
SRP25050 | TRINA SOLAR | TSM-255PA05A | 255 | 11 | 215 | 18 |  | Solar | FIXED | Roof
SRP25050 | TRINA SOLAR | TSM-255PA05A | 255 | 10 | 215 | 20 |  | Solar | FIXED | Roof
SRP25057 | LG ELECTRONICS SOLAR CELL DIVISION | LG265S1C-G3 | 290 | 48 | 228 | 35 |  | Solar | FIXED | Roof
SRP25058 | LG ELECTRONICS SOLAR CELL DIVISION | LG265S1C-G3 | 270 | 36 | 152 | 33 |  | Solar | FIXED | Roof
SRP25059 | YINGLI ENERGY (CHINA) | YL250P-29B | 250 | 20 | 182 | 22 |  | Solar | FIXED | Roof
SRP25060 | RENESOLA JIANGSU | JC250M-24/BBV | 250 | 43 | 187 | 22 |  | Solar | FIXED | Roof
SRP25061 | RENESOLA JIANGSU | JC250M-24/BB | 250 | 12 | 170 | 32 |  | Solar | FIXED | Roof
SRP25061 | RENESOLA JIANGSU | JC250M-24/BB | 250 | 14 | 195 | 32 |  | Solar | FIXED | Roof
SRP25064 | CANADIAN SOLAR | CS6P-250P | 250 | 48 | 180 | 22 |  | Solar | FIXED | Roof
SRP25064 | CANADIAN SOLAR | CS6X-270P | 250 | 52 | 180 | 22 |  | Solar | FIXED | Roof
SRP25065 | RENESOLA JIANGSU | JC250M-24/BB | 250 | 19 | 66 | 18 |  | Solar | FIXED | Roof
SRP25065 | RENESOLA JIANGSU | JC250M-24/BB | 250 | 18 | 246 | 18 |  | Solar | FIXED | Roof
SRP25066 | TRINA SOLAR | TSM-250PA05 | 250 | 20 | 124 | 21 |  | Solar | FIXED | Roof
SRP25069 | RENESOLA JIANGSU | JC250M-24/BB | 250 | 13 | 145 | 18 |  | Solar | FIXED | Roof
SRP25069 | RENESOLA JIANGSU | JC250M-24/BB | 250 | 18 | 145 | 23 |  | Solar | FIXED | Roof
SRP25069 | RENESOLA JIANGSU | JC250M-24/BB | 250 | 10 | 147 | 6 |  | Solar | FIXED | Roof
SRP25070 | TRINA SOLAR | TSM-250PA05 | 250 | 24 | 183 | 43 |  | Solar | FIXED | Roof
SRP25072 | TRINA SOLAR | TSM-250PA05 | 250 | 19 | 112 | 12 |  | Solar | FIXED | Roof
SRP25072 | TRINA SOLAR | TSM-250PA05 | 250 | 6 | 112 | 20 |  | Solar | FIXED | Roof
SRP25072 | TRINA SOLAR | TSM-250PA05 | 250 | 9 | 202 | 14 |  | Solar | FIXED | Roof
SRP25074 | TRINA SOLAR | TSM-255PA05 | 255 | 4 | 76 | 31 |  | Solar | FIXED | Roof
SRP25074 | TRINA SOLAR | TSM-255PA05 | 255 | 16 | 166 | 19 |  | Solar | FIXED | Roof
SRP25074 | TRINA SOLAR | TSM-255PA05 | 255 | 3 | 166 | 21 |  | Solar | FIXED | Roof
SRP25074 | TRINA SOLAR | TSM-255PA05 | 255 | 4 | 256 | 31 |  | Solar | FIXED | Roof
SRP25076 | TRINA SOLAR | TSM-250PA05 | 250 | 25 | 152 | 34 |  | Solar | FIXED | Roof
SRP25085 | TRINA SOLAR | TSM-255PA05 | 255 | 6 | 130 | 17 |  | Solar | FIXED | Roof
SRP25085 | TRINA SOLAR | TSM-255PA05 | 255 | 4 | 130 | 19 |  | Solar | FIXED | Roof
SRP25085 | TRINA SOLAR | TSM-255PA05 | 255 | 16 | 220 | 29 |  | Solar | FIXED | Roof
SRP25085 | TRINA SOLAR | TSM-255PA05 | 255 | 4 | 310 | 19 |  | Solar | FIXED | Roof
SRP25086 | TRINA SOLAR | TSM-250PD05 | 250 | 26 | 124.9 | 20 |  | Solar | FIXED | Roof
SRP25086 | TRINA SOLAR | TSM-250PA05 | 250 | 6 | 214.9 | 20 |  | Solar | FIXED | Roof
SRP25089 | CANADIAN SOLAR | CS6P-250P | 250 | 20 | 176 | 37 |  | Solar | FIXED | Roof
SRP25089 | CANADIAN SOLAR | CS6P-250P | 250 | 7 | 356 | 7 |  | Solar | FIXED | Roof
SRP25090 | TRINA SOLAR | TSM-250PA05 | 250 | 18 | 118 | 8 |  | Solar | FIXED | Roof
SRP25090 | TRINA SOLAR | TSM-250PA05 | 250 | 19 | 118 | 17 |  | Solar | FIXED | Roof
SRP25090 | TRINA SOLAR | TSM-250PA05 | 250 | 12 | 298 | 17 |  | Solar | FIXED | Roof
SRP25092 | TRINA SOLAR | TSM-250PA05 | 250 | 19 | 137 | 23 |  | Solar | FIXED | Roof
SRP25092 | TRINA SOLAR | TSM-250PA05 | 250 | 14 | 137 | 24 |  | Solar | FIXED | Roof
SRP25092 | TRINA SOLAR | TSM-250PA05 | 250 | 16 | 317 | 23 |  | Solar | FIXED | Roof
SRP25096 | TRINA SOLAR | TSM-255PA05A | 255 | 5 | 83 | 21 |  | Solar | FIXED | Roof
SRP25096 | TRINA SOLAR | TSM-255PD05 | 255 | 10 | 83 | 21 |  | Solar | FIXED | Roof
SRP25096 | TRINA SOLAR | TSM-255PA05A | 255 | 6 | 173 | 21 |  | Solar | FIXED | Roof
SRP25096 | TRINA SOLAR | TSM-255PA05 | 255 | 6 | 263 | 21 |  | Solar | FIXED | Roof
SRP25096 | TRINA SOLAR | TSM-255PA05A | 255 | 10 | 263 | 21 |  | Solar | FIXED | Roof
SRP25099 | TRINA SOLAR | TSM-255PA05 | 255 | 9 | 13 | 6 |  | Solar | FIXED | Roof
SRP25099 | TRINA SOLAR | TSM-255PD05 | 255 | 17 | 13 | 18 |  | Solar | FIXED | Roof
SRP25099 | TRINA SOLAR | TSM-255PA05A | 255 | 23 | 193 | 18 |  | Solar | FIXED | Roof
SRP25101 | RENESOLA JIANGSU | JC250M-24/BB | 250 | 42 | 268 | 24 |  | Solar | FIXED | Roof
SRP25104 | TRINA SOLAR | TSM-255PA05 | 255 | 19 | 113 | 21 |  | Solar | FIXED | Roof
SRP25104 | TRINA SOLAR | TSM-255PA05 | 255 | 20 | 293 | 10 |  | Solar | FIXED | Roof
SRP25104 | TRINA SOLAR | TSM-255PA05 | 255 | 7 | 293 | 21 |  | Solar | FIXED | Roof
SRP25105 | TRINA SOLAR | TSM-250PA05 | 250 | 14 | 246 | 15 |  | Solar | FIXED | Roof
SRP25107 | TRINA SOLAR | TSM-255PA05A | 255 | 10 | 94 | 25 |  | Solar | FIXED | Roof
SRP25107 | TRINA SOLAR | TSM-255PA05 | 255 | 32 | 274 | 25 |  | Solar | FIXED | Roof
SRP25108 | TRINA SOLAR | TSM-250PA05 | 250 | 15 | 163 | 18 |  | Solar | FIXED | Roof
SRP25108 | TRINA SOLAR | TSM-250PA05 | 250 | 18 | 163 | 24 |  | Solar | FIXED | Roof
SRP25110 | TRINA SOLAR | TSM-255PA05.18 | 255 | 35 | 204 | 24 |  | Solar | FIXED | Roof
SRP25111 | TRINA SOLAR | TSM-255PA05 | 255 | 22 | 211 | 25 |  | Solar | FIXED | Roof
SRP25112 | TRINA SOLAR | TSM-255PA05.18 | 255 | 46 | 165 | 29 |  | Solar | FIXED | Roof
SRP25112 | TRINA SOLAR | TSM-255PA05.18 | 255 | 14 | 255 | 26 |  | Solar | FIXED | Roof
SRP25114 | TRINA SOLAR | TSM-255PA05 | 255 | 31 | 112 | 23 |  | Solar | FIXED | Roof
SRP25114 | TRINA SOLAR | TSM-255PA05 | 255 | 22 | 202 | 20 |  | Solar | FIXED | Roof
SRP25115 | TRINA SOLAR | TSM-255PA05.18 | 255 | 32 | 135 | 24 |  | Solar | FIXED | Roof
SRP25116 | TRINA SOLAR | TSM-255PA05.18 | 255 | 25 | 137 | 6 |  | Solar | FIXED | Roof
SRP25116 | TRINA SOLAR | TSM-255PA05.18 | 255 | 11 | 137 | 27 |  | Solar | FIXED | Roof
SRP25117 | TRINA SOLAR | TSM-255PA05 | 255 | 16 | 259 | 15 |  | Solar | FIXED | Roof
SRP25117 | TRINA SOLAR | TSM-255PA05 | 255 | 12 | 259 | 39 |  | Solar | FIXED | Roof
SRP25117 | TRINA SOLAR | TSM-255PA05 | 255 | 18 | 259 | 39 |  | Solar | FIXED | Roof
SRP25118 | TRINA SOLAR | TSM-255PA05 | 255 | 37 | 163 | 25 |  | Solar | FIXED | Roof
SRP25122 | TRINA SOLAR | TSM-250PA05 | 250 | 23 | 218 | 22 |  | Solar | FIXED | Roof
SRP25123 | YINGLI ENERGY (CHINA) | YL250P-29B | 250 | 24 | 147 | 27 |  | Solar | FIXED | Roof
SRP25125 | YINGLI ENERGY (CHINA) | YL250P-29B | 250 | 3 | 125 | 23 |  | Solar | FIXED | Roof
SRP25125 | YINGLI ENERGY (CHINA) | YL250P-29B | 250 | 2 | 125 | 37 |  | Solar | FIXED | Roof
SRP25125 | YINGLI ENERGY (CHINA) | YL250P-29B | 250 | 5 | 125 | 37 |  | Solar | FIXED | Roof
SRP25131 | TRINA SOLAR | TSM-255PA05 | 255 | 36 | 75 | 17 |  | Solar | FIXED | Roof
SRP25132 | RENESOLA JIANGSU | JC250M-24/BB | 250 | 19 | 106 | 16 |  | Solar | FIXED | Roof
SRP25132 | RENESOLA JIANGSU | JC250M-24/BB | 250 | 6 | 196 | 21 |  | Solar | FIXED | Roof
SRP25133 | TRINA SOLAR | TSM-255PA05 | 255 | 16 | 90 | 17 |  | Solar | FIXED | Roof
SRP25133 | TRINA SOLAR | TSM-255PA05 | 255 | 16 | 180 | 17 |  | Solar | FIXED | Roof
SRP25137 | ET SOLAR INDUSTRY | ET-P660250BB | 250 | 10 | 156 | 30 |  | Solar | FIXED | Roof
SRP25137 | ET SOLAR INDUSTRY | ET-P660250BB | 250 | 18 | 246 | 39 |  | Solar | FIXED | Roof
SRP25138 | ET SOLAR INDUSTRY | ET-P660250BB | 250 | 36 | 178 | 30 |  | Solar | FIXED | Roof
SRP25139 | TRINA SOLAR | TSM-240DA05 | 240 | 26 | 108 | 18 |  | Solar | FIXED | Roof
SRP25139 | TRINA SOLAR | TSM-240DA05 | 240 | 14 | 197 | 18 |  | Solar | FIXED | Roof
SRP25140 | TRINA SOLAR | TSM-250PA05 | 250 | 12 | 88 | 45 |  | Solar | FIXED | Roof
SRP25140 | TRINA SOLAR | TSM-250PA05 | 250 | 12 | 268 | 15 |  | Solar | FIXED | Roof
SRP25143 | TRINA SOLAR | TSM-255PA05.18 | 255 | 24 | 134 | 18 |  | Solar | FIXED | Roof
SRP25145 | CANADIAN SOLAR | CS6P-250P | 250 | 4 | 74 | 29 |  | Solar | FIXED | Roof
SRP25145 | CANADIAN SOLAR | CS6P-250P | 250 | 9 | 254 | 19 |  | Solar | FIXED | Roof
SRP25145 | CANADIAN SOLAR | CS6P-250P | 250 | 5 | 254 | 31 |  | Solar | FIXED | Roof
SRP25147 | TRINA SOLAR | TSM-255PA05.18 | 255 | 96 | 180 | 25 |  | Solar | FIXED | Ground
SRP25150 | TRINA SOLAR | TSM-255PA05.18 | 255 | 12 | 227 | 25 |  | Solar | FIXED | Roof
SRP25150 | TRINA SOLAR | TSM-255PA05.18 | 255 | 18 | 227 | 25 |  | Solar | FIXED | Roof
SRP25151 | TRINA SOLAR | TSM-255PA05.18 | 255 | 15 | 111 | 20 |  | Solar | FIXED | Roof
SRP25151 | TRINA SOLAR | TSM-255PA05.18 | 255 | 18 | 111 | 20 |  | Solar | FIXED | Roof
SRP25153 | TRINA SOLAR | TSM-255PA05.18 | 255 | 47 | 133 | 24 |  | Solar | FIXED | Roof
SRP25153 | TRINA SOLAR | TSM-255PA05.18 | 255 | 28 | 223 | 45 |  | Solar | FIXED | Roof
SRP25155 | SUNIVA | OPT265-60-4-1B0 | 265 | 33 | 236 | 33 |  | Solar | FIXED | Roof
SRP25156 | TRINA SOLAR | TSM-255PA05.18 | 255 | 28 | 198 | 34 |  | Solar | FIXED | Roof
SRP25161 | YINGLI ENERGY (CHINA) | YL250P-29B | 250 | 10 | 82 | 27 |  | Solar | FIXED | Roof
SRP25162 | YINGLI ENERGY (CHINA) | YL250P-29B | 250 | 12 | 194 | 19 |  | Solar | FIXED | Roof
SRP25162 | YINGLI ENERGY (CHINA) | YL250P-29B | 250 | 19 | 194 | 19 |  | Solar | FIXED | Roof
SRP25164 | YINGLI ENERGY (CHINA) | YL250P-29B | 250 | 14 | 101 | 18 |  | Solar | FIXED | Roof
SRP25164 | YINGLI ENERGY (CHINA) | YL250P-29B | 250 | 10 | 101 | 26 |  | Solar | FIXED | Roof
SRP25164 | YINGLI ENERGY (CHINA) | YL250P-29B | 250 | 9 | 281 | 20 |  | Solar | FIXED | Roof
SRP25164 | YINGLI ENERGY (CHINA) | YL250P-29B | 250 | 6 | 281 | 26 |  | Solar | FIXED | Roof
SRP25165 | YINGLI ENERGY (CHINA) | YL250P-29B | 250 | 36 | 180 | 34 |  | Solar | FIXED | Roof
SRP25167 | YINGLI ENERGY (CHINA) | YL250P-29B | 250 | 16 | 178 | 26 |  | Solar | FIXED | Roof
SRP25168 | TRINA SOLAR | TSM-250PA05.08 | 250 | 8 | 97.8 | 25 |  | Solar | FIXED | Roof
SRP25168 | TRINA SOLAR | TSM-250PA05.08 | 250 | 16 | 187.8 | 20 |  | Solar | FIXED | Roof
SRP25169 | TRINA SOLAR | TSM-255PA05 | 255 | 12 | 209 | 28 |  | Solar | FIXED | Roof
SRP25169 | TRINA SOLAR | TSM-255PA05 | 255 | 30 | 209 | 30 |  | Solar | FIXED | Roof
SRP25171 | YINGLI ENERGY (CHINA) | YL250P-29B | 250 | 22 | 160 | 29 |  | Solar | FIXED | Roof
SRP25176 | TRINA SOLAR | TSM-250PA05.08 | 250 | 21 | 204 | 20 |  | Solar | FIXED | Roof
SRP25177 | TRINA SOLAR | TSM-250PA05 | 250 | 32 | 141 | 21 |  | Solar | FIXED | Roof
SRP25181 | TRINA SOLAR | TSM-255PA05.18 | 255 | 6 | 115 | 26 |  | Solar | FIXED | Roof
SRP25181 | TRINA SOLAR | TSM-255PA05.18 | 255 | 8 | 115 | 26 |  | Solar | FIXED | Roof
SRP25181 | TRINA SOLAR | TSM-255PA05.18 | 255 | 26 | 115 | 26 |  | Solar | FIXED | Roof
SRP25181 | TRINA SOLAR | TSM-255PA05.18 | 255 | 5 | 205 | 36 |  | Solar | FIXED | Roof
SRP25183 | YINGLI ENERGY (CHINA) | YL250P-29B | 250 | 28 | 101 | 23 |  | Solar | FIXED | Roof
SRP25183 | YINGLI ENERGY (CHINA) | YL250P-29B | 250 | 4 | 290 | 23 |  | Solar | FIXED | Roof
SRP25186 | TRINA SOLAR | TSM-245PA05.08 | 245 | 26 | 222.8 | 25 |  | Solar | FIXED | Roof
SRP25187 | TRINA SOLAR | TSM-250PA05.08 | 250 | 10 | 120 | 20 |  | Solar | FIXED | Roof
SRP25187 | TRINA SOLAR | TSM-250PA05.08 | 250 | 8 | 210 | 15 |  | Solar | FIXED | Roof
SRP25187 | TRINA SOLAR | TSM-250PA05.08 | 250 | 12 | 210 | 20 |  | Solar | FIXED | Roof
SRP25188 | CANADIAN SOLAR | CS6X-255P | 255 | 36 | 108.8 | 20 |  | Solar | FIXED | Roof
SRP25189 | CANADIAN SOLAR | CS6P-255PM | 255 | 10 | 112.1 | 25 |  | Solar | FIXED | Roof
SRP25189 | CANADIAN SOLAR | CS6P-255PM | 255 | 26 | 202.1 | 25 |  | Solar | FIXED | Roof
SRP25191 | YINGLI ENERGY (CHINA) | YL250P-29B | 250 | 12 | 39 | 27 |  | Solar | FIXED | Roof
SRP25191 | YINGLI ENERGY (CHINA) | YL250P-29B | 250 | 24 | 219 | 27 |  | Solar | FIXED | Roof
SRP25192 | YINGLI ENERGY (CHINA) | YL250P-29B | 250 | 24 | 166 | 20 |  | Solar | FIXED | Roof
SRP25192 | YINGLI ENERGY (CHINA) | YL250P-29B | 250 | 16 | 346 | 20 |  | Solar | FIXED | Roof
SRP25193 | RENESOLA JIANGSU | JC250M-24/BB | 250 | 34 | 80 | 20 |  | Solar | FIXED | Roof
SRP25198 | TRINA SOLAR | TSM-255PA05.18 | 255 | 31 | 243 | 22 |  | Solar | FIXED | Roof
SRP25206 | TRINA SOLAR | TSM-250PA05.08 | 250 | 19 | 240.8 | 25 |  | Solar | FIXED | Roof
SRP25207 | TRINA SOLAR | TSM-250PA05.08 | 250 | 21 | 150 | 23 |  | Solar | FIXED | Roof
SRP25207 | TRINA SOLAR | TSM-250PA05.08 | 250 | 11 | 240 | 23 |  | Solar | FIXED | Roof
SRP25212 | TRINA SOLAR | TSM-255PA05A.18 | 255 | 27 | 179 | 33 |  | Solar | FIXED | Roof
SRP25213 | TRINA SOLAR | TSM-245PA05 | 245 | 32 | 136.3 | 25 |  | Solar | FIXED | Roof
SRP25215 | TRINA SOLAR | TSM-255PA05 | 255 | 5 | 150 | 18 |  | Solar | FIXED | Roof
SRP25215 | TRINA SOLAR | TSM-255PA05 | 255 | 9 | 240 | 25 |  | Solar | FIXED | Roof
SRP25215 | TRINA SOLAR | TSM-255PA05 | 255 | 14 | 240 | 35 |  | Solar | FIXED | Roof
SRP25217 | TRINA SOLAR | TSM-255PA05 | 255 | 30 | 218 | 23 |  | Solar | FIXED | Roof
SRP25219 | TRINA SOLAR | TSM-255PA05.18 | 255 | 42 | 120 | 30 |  | Solar | FIXED | Roof
SRP25220 | TRINA SOLAR | TSM-255PA05.18 | 255 | 10 | 220 | 13 |  | Solar | FIXED | Roof
SRP25220 | TRINA SOLAR | TSM-255PA05.18 | 255 | 14 | 220 | 13 |  | Solar | FIXED | Roof
SRP25220 | TRINA SOLAR | TSM-255PA05.18 | 255 | 14 | 220 | 13 |  | Solar | FIXED | Roof
SRP25221 | TRINA SOLAR | TSM-255PA05.18 | 255 | 7 | 142 | 22 |  | Solar | FIXED | Roof
SRP25221 | TRINA SOLAR | TSM-255PA05.18 | 255 | 17 | 234 | 22 |  | Solar | FIXED | Roof
SRP25222 | TRINA SOLAR | TSM-255PA05.18 | 255 | 10 | 173 | 26 |  | Solar | FIXED | Roof
SRP25222 | TRINA SOLAR | TSM-255PA05.18 | 255 | 22 | 173 | 38 |  | Solar | FIXED | Roof
SRP25223 | TRINA SOLAR | TSM-250PA05.08 | 250 | 22 | 255 | 40 |  | Solar | FIXED | Roof
SRP25224 | TRINA SOLAR | TSM-255PA05.18 | 255 | 21 | 109 | 35 |  | Solar | FIXED | Roof
SRP25224 | TRINA SOLAR | TSM-255PA05.18 | 255 | 16 | 199 | 35 |  | Solar | FIXED | Roof
SRP25225 | TRINA SOLAR | TSM-255PA05.18 | 255 | 50 | 180 | 25 |  | Solar | FIXED | Ground
SRP25226 | RENESOLA JIANGSU | JC250M-24/BB | 250 | 12 | 286.2 | 20 |  | Solar | FIXED | Roof
SRP25226 | RENESOLA JIANGSU | JC250M-24/BB | 250 | 18 | 286.2 | 20 |  | Solar | FIXED | Roof
SRP25226 | RENESOLA JIANGSU | JC250M-24/BB | 250 | 24 | 286.2 | 20 |  | Solar | FIXED | Roof
SRP25227 | TRINA SOLAR | TSM-250PA05.08 | 250 | 34 | 104.8 | 30 |  | Solar | FIXED | Roof
SRP25228 | TRINA SOLAR | TSM-250PA05.08 | 250 | 32 | 73.7 | 40 |  | Solar | FIXED | Roof
SRP25228 | TRINA SOLAR | TSM-250PA05.08 | 250 | 10 | 253.7 | 10 |  | Solar | FIXED | Roof
SRP25229 | TRINA SOLAR | TSM-250PA05.08 | 250 | 18 | 238.4 | 27 |  | Solar | FIXED | Roof
SRP25230 | RENESOLA JIANGSU | JC250S-24/BB | 250 | 36 | 180 | 25 |  | Solar | FIXED | Roof
SRP25236 | TRINA SOLAR | TSM-255PA05 | 255 | 24 | 136 | 30 |  | Solar | FIXED | Roof
SRP25242 | CANADIAN SOLAR | CS6P-250P | 250 | 12 | 115 | 20 |  | Solar | FIXED | Roof
SRP25242 | CANADIAN SOLAR | CS6P-250P | 250 | 27 | 115 | 20 |  | Solar | FIXED | Roof
SRP25242 | CANADIAN SOLAR | CS6P-250P | 250 | 5 | 205 | 17 |  | Solar | FIXED | Roof
SRP25247 | LIGHT WAY GREEN NEW ENERGY | LW280(35)P1970?990 | 280 | 2178 | 163 | 10 |  | Solar | FIXED | Ground
SRP25247 | LIGHT WAY GREEN NEW ENERGY | LW280(35)P1970?990 | 290 | 2156 | 163 | 10 |  | Solar | FIXED | Ground
SRP25247 | LIGHT WAY GREEN NEW ENERGY | LW285(35)P1970?990 | 280 | 2156 | 163 | 10 |  | Solar | FIXED | Ground
SRP25247 | LIGHT WAY GREEN NEW ENERGY | LW290(35)P1970?990 | 290 | 2156 | 163 | 10 |  | Solar | FIXED | Ground
SRP25247 | LIGHT WAY GREEN NEW ENERGY | LW290(35)P1970?990 | 290 | 2178 | 163 | 10 |  | Solar | FIXED | Ground
SRP25247 | LIGHT WAY GREEN NEW ENERGY | LW290(35)P1970?990 | 290 | 2156 | 166 | 8 |  | Solar | FIXED | Ground
SRP25247 | LIGHT WAY GREEN NEW ENERGY | LW285(35)P1970?990 | 285 | 2156 | 166 | 12 |  | Solar | FIXED | Ground
SRP25247 | LIGHT WAY GREEN NEW ENERGY | LW280(35)P1970?990 | 280 | 2090 | 169 | 10 |  | Solar | FIXED | Ground
SRP25247 | LIGHT WAY GREEN NEW ENERGY | LW280(35)P1970?990 | 280 | 2156 | 169 | 10 |  | Solar | FIXED | Ground
SRP25247 | LIGHT WAY GREEN NEW ENERGY | LW280(35)P1970?990 | 280 | 2178 | 169 | 10 |  | Solar | FIXED | Ground
SRP25247 | LIGHT WAY GREEN NEW ENERGY | LW290(35)P1970?990 | 290 | 2156 | 174 | 10 |  | Solar | FIXED | Ground
SRP25247 | LIGHT WAY GREEN NEW ENERGY | LW280(35)P1970?990 | 280 | 1848 | 180 | 12 |  | Solar | FIXED | Ground
SRP25247 | LIGHT WAY GREEN NEW ENERGY | LW280(35)P1970?990 | 280 | 1980 | 180 | 12 |  | Solar | FIXED | Ground
SRP25247 | LIGHT WAY GREEN NEW ENERGY | LW285(35)P1970?990 | 285 | 2156 | 186 | 10 |  | Solar | FIXED | Ground
SRP25255 | RENESOLA JIANGSU | JC250M-24/BB | 250 | 17 | 138 | 33 |  | Solar | FIXED | Roof
SRP25273 | YINGLI ENERGY (CHINA) | YL250P-29B | 250 | 20 | 74 | 29 |  | Solar | FIXED | Roof
SRP25273 | YINGLI ENERGY (CHINA) | YL250P-29B | 250 | 14 | 254 | 29 |  | Solar | FIXED | Roof
SRP25274 | YINGLI ENERGY (CHINA) | YL250P-29B | 250 | 21 | 106 | 26 |  | Solar | FIXED | Roof
SRP25274 | YINGLI ENERGY (CHINA) | YL250P-29B | 250 | 20 | 286 | 26 |  | Solar | FIXED | Roof
SRP25278 | YINGLI ENERGY (CHINA) | YL250P-29B | 250 | 35 | 225 | 20 |  | Solar | FIXED | Roof
SRP25278 | YINGLI ENERGY (CHINA) | YL250P-29B | 250 | 18 | 226 | 20 |  | Solar | FIXED | Roof
SRP25284 | YINGLI ENERGY (CHINA) | YL250P-29B | 250 | 6 | 152 | 30 |  | Solar | FIXED | Roof
SRP25284 | YINGLI ENERGY (CHINA) | YL250P-29B | 250 | 12 | 227 | 30 |  | Solar | FIXED | Roof
SRP25285 | YINGLI ENERGY (CHINA) | YL250P-29B | 250 | 24 | 138 | 32 |  | Solar | FIXED | Roof
SRP25286 | TRINA SOLAR | TSM-250PA05.08 | 250 | 18 | 183 | 43 |  | Solar | FIXED | Roof
SRP25288 | RENESOLA JIANGSU | JC250M-24/BB | 250 | 28 | 155 | 20 |  | Solar | FIXED | Roof
SRP25288 | RENESOLA JIANGSU | JC250M-24/BB | 250 | 28 | 245 | 27 |  | Solar | FIXED | Roof
SRP25292 | CANADIAN SOLAR | CS6P-250M | 250 | 28 | 126 | 23 |  | Solar | FIXED | Roof
SRP25295 | TRINA SOLAR | TSM-255PD05 | 255 | 10 | 121.4 | 15 |  | Solar | FIXED | Roof
SRP25295 | TRINA SOLAR | TSM-255PA05 | 255 | 26 | 211.4 | 18 |  | Solar | FIXED | Roof
SRP25296 | TRINA SOLAR | TSM-255PA05.18 | 255 | 50 | 109 | 18 |  | Solar | FIXED | Roof
SRP25297 | YINGLI ENERGY (CHINA) | YL245P-29B | 245 | 14 | 96 | 20 |  | Solar | FIXED | Roof
SRP25297 | YINGLI ENERGY (CHINA) | YL245P-29B | 245 | 8 | 276 | 20 |  | Solar | FIXED | Roof
SRP25299 | TRINA SOLAR | TSM-250PA05.08 | 250 | 9 | 166.9 | 18 |  | Solar | FIXED | Roof
SRP25299 | TRINA SOLAR | TSM-250PA05.08 | 250 | 17 | 256.9 | 18 |  | Solar | FIXED | Roof
SRP25299 | TRINA SOLAR | TSM-250PA05A | 250 | 2 | 256.9 | 18 |  | Solar | FIXED | Roof
SRP25301 | CANADIAN SOLAR | CS6P-255PM | 255 | 32 | 162.3 | 35 |  | Solar | FIXED | Roof
SRP25305 | TRINA SOLAR | TSM-255PA05.18 | 255 | 8 | 162 | 42 |  | Solar | FIXED | Roof
SRP25305 | TRINA SOLAR | TSM-255PA05.18 | 255 | 9 | 162 | 42 |  | Solar | FIXED | Roof
SRP25305 | TRINA SOLAR | TSM-255PA05.18 | 255 | 19 | 252 | 29 |  | Solar | FIXED | Roof
SRP25307 | TRINA SOLAR | TSM-250PA05.08 | 250 | 27 | 124 | 20 |  | Solar | FIXED | Roof
SRP25308 | YINGLI ENERGY (CHINA) | YL250C-30B | 250 | 27 | 50 | 22 |  | Solar | FIXED | Roof
SRP25308 | YINGLI ENERGY (CHINA) | YL250C-30B | 250 | 20 | 230 | 22 |  | Solar | FIXED | Roof
SRP25310 | YINGLI ENERGY (CHINA) | YL250P-29B | 250 | 12 | 94 | 20 |  | Solar | FIXED | Roof
SRP25310 | YINGLI ENERGY (CHINA) | YL250P-29B | 250 | 16 | 276 | 20 |  | Solar | FIXED | Roof
SRP25312 | TRINA SOLAR | TSM-255PA05.18 | 255 | 7 | 173 | 33 |  | Solar | FIXED | Roof
SRP25312 | TRINA SOLAR | TSM-255PA05.18 | 255 | 10 | 263 | 33 |  | Solar | FIXED | Roof
SRP25312 | TRINA SOLAR | TSM-255PA05.18 | 255 | 20 | 263 | 33 |  | Solar | FIXED | Roof
SRP25313 | CANADIAN SOLAR | CS6P-250PX | 250 | 5 | 141 | 36 |  | Solar | FIXED | Roof
SRP25313 | CANADIAN SOLAR | CS6P-250PX | 250 | 7 | 241 | 36 |  | Solar | FIXED | Roof
SRP25314 | TRINA SOLAR | TSM-255PA05.18 | 255 | 28 | 214 | 27 |  | Solar | FIXED | Roof
SRP25317 | CANADIAN SOLAR | CS6X-255P | 255 | 21 | 37 | 25 |  | Solar | FIXED | Roof
SRP25317 | CANADIAN SOLAR | CS6X-255P | 255 | 7 | 127 | 25 |  | Solar | FIXED | Roof
SRP25317 | CANADIAN SOLAR | CS6X-255P | 255 | 17 | 127 | 25 |  | Solar | FIXED | Roof
SRP25317 | CANADIAN SOLAR | CS6X-255P | 255 | 22 | 217 | 25 |  | Solar | FIXED | Roof
SRP25317 | CANADIAN SOLAR | CS6X-255P | 255 | 27 | 217 | 25 |  | Solar | FIXED | Roof
SRP25317 | CANADIAN SOLAR | CS6X-255P | 255 | 9 | 307 | 25 |  | Solar | FIXED | Roof
SRP25318 | RENESOLA JIANGSU | JC250M-24/BB | 250 | 43 | 106 | 32 |  | Solar | FIXED | Roof
SRP25318 | RENESOLA JIANGSU | JC250M-24/BB | 250 | 8 | 196 | 33 |  | Solar | FIXED | Roof
SRP25319 | TRINA SOLAR | TSM-255PA05.18 | 255 | 8 | 175 | 25 |  | Solar | FIXED | Roof
SRP25319 | TRINA SOLAR | TSM-255PA05.18 | 255 | 21 | 175 | 25 |  | Solar | FIXED | Roof
SRP25319 | TRINA SOLAR | TSM-255PA05.18 | 255 | 18 | 265 | 39 |  | Solar | FIXED | Roof
SRP25324 | BAODING YINGLI NEW ENERGY RESOURCES CO | YL175(156) | 250 | 20 | 91 | 18 |  | Solar | FIXED | Roof
SRP25324 | BAODING YINGLI NEW ENERGY RESOURCES CO | YL175(156) | 250 | 8 | 271 | 18 |  | Solar | FIXED | Roof
SRP25329 | SOLARWORLD | SW270 MONO | 270 | 204 | 233 | 10 |  | Solar | FIXED | Roof
SRP25331 | RENESOLA JIANGSU | JC250S-24/BB-B | 250 | 22 | 189.7 | 30 |  | Solar | FIXED | Roof
SRP25331 | RENESOLA JIANGSU | JC250S-24/BB-B | 250 | 15 | 189.7 | 42 |  | Solar | FIXED | Roof
SRP25332 | CANADIAN SOLAR | CS6P-250P | 250 | 38 | 138 | 26 |  | Solar | FIXED | Roof
SRP25332 | CANADIAN SOLAR | CS6P-250P | 250 | 12 | 228 | 40 |  | Solar | FIXED | Roof
SRP25333 | RENESOLA JIANGSU | JC250M-24/BB | 250 | 26 | 204 | 19 |  | Solar | FIXED | Roof
SRP25335 | TRINA SOLAR | TSM-250PA05.08 | 250 | 23 | 188 | 33 |  | Solar | FIXED | Roof
SRP25336 | LIGHT WAY GREEN NEW ENERGY | LW240(29)P1650X990 | 255 | 5 | 133 | 26 |  | Solar | FIXED | Roof
SRP25336 | LIGHT WAY GREEN NEW ENERGY | LW240(29)P1650X990 | 255 | 23 | 223 | 26 |  | Solar | FIXED | Roof
SRP25337 | TRINA SOLAR | TSM-255PA05.18 | 255 | 31 | 252 | 18 |  | Solar | FIXED | Roof
SRP25338 | LIGHT WAY GREEN NEW ENERGY | LW240(29)P1650X990 | 255 | 13 | 150 | 27 |  | Solar | FIXED | Roof
SRP25338 | LIGHT WAY GREEN NEW ENERGY | LW240(29)P1650X990 | 255 | 22 | 240 | 27 |  | Solar | FIXED | Roof
SRP25339 | TRINA SOLAR | TSM-255PD05 | 255 | 4 | 74.4 | 20 |  | Solar | FIXED | Roof
SRP25339 | TRINA SOLAR | TSM-255PD05 | 255 | 16 | 164.4 | 20 |  | Solar | FIXED | Roof
SRP25339 | TRINA SOLAR | TSM-255PA05 | 255 | 11 | 254.4 | 20 |  | Solar | FIXED | Roof
SRP25340 | RENESOLA JIANGSU | JC250S-24/BB-B | 250 | 47 | 240.7 | 32 |  | Solar | FIXED | Roof
SRP25341 | TRINA SOLAR | TSM-250PA05.08 | 250 | 25 | 138.3 | 28 |  | Solar | FIXED | Roof
SRP25347 | TRINA SOLAR | TSM-250PA05.08 | 250 | 30 | 218.8 | 15 |  | Solar | FIXED | Roof
SRP25349 | YINGLI ENERGY (CHINA) | YL250P-29B | 250 | 8 | 125 | 12 |  | Solar | FIXED | Roof
SRP25349 | YINGLI ENERGY (CHINA) | YL250P-29B | 250 | 28 | 215 | 12 |  | Solar | FIXED | Roof
SRP25351 | LG ELECTRONICS SOLAR CELL DIVISION | LG265S1C-G3 | 300 | 13 | 138 | 36 |  | Solar | FIXED | Roof
SRP25351 | LG ELECTRONICS SOLAR CELL DIVISION | LG265S1C-G3 | 300 | 29 | 138 |  |  | Solar | FIXED | Roof
SRP25351 | LG ELECTRONICS SOLAR CELL DIVISION | LG265S1C-G3 | 300 | 23 | 228 | 36 |  | Solar | FIXED | Roof
SRP25352 | TRINA SOLAR | TSM-250PA05.08 | 250 | 10 | 170.7 | 20 |  | Solar | FIXED | Roof
SRP25353 | ET SOLAR INDUSTRY | ET-P660250BB | 250 | 17 | 226 | 30 |  | Solar | FIXED | Roof
SRP25356 | YINGLI ENERGY (CHINA) | YL250P-29B | 250 | 19 | 185 | 42 |  | Solar | FIXED | Roof
SRP25358 | LG ELECTRONICS SOLAR CELL DIVISION | LG255S1C-G2 | 255 | 20 | 213 | 25 |  | Solar | FIXED | Roof
SRP25359 | CANADIAN SOLAR | CS6X-255P | 255 | 7 | 200.1 | 30 |  | Solar | FIXED | Roof
SRP25359 | CANADIAN SOLAR | CS6X-255P | 255 | 10 | 200.1 | 32 |  | Solar | FIXED | Roof
SRP25360 | TRINA SOLAR | TSM-250PA05.08 | 250 | 40 | 200.1 | 35 |  | Solar | FIXED | Roof
SRP25361 | TRINA SOLAR | TSM-255PA05.18 | 255 | 21 | 152 | 30 |  | Solar | FIXED | Roof
SRP25361 | TRINA SOLAR | TSM-255PA05A.18 | 255 | 17 | 152 | 30 |  | Solar | FIXED | Roof
SRP25364 | TRINA SOLAR | TSM-255PA05.18 | 255 | 60 | 180 | 25 |  | Solar | FIXED | Ground
SRP25366 | TRINA SOLAR | TSM-255PA05.18 | 255 | 8 | 187 | 33 |  | Solar | FIXED | Roof
SRP25366 | TRINA SOLAR | TSM-255PA05.18 | 255 | 33 | 187 | 33 |  | Solar | FIXED | Roof
SRP25372 | TRINA SOLAR | TSM-255PA05.18 | 255 | 24 | 257 | 20 |  | Solar | FIXED | Roof
SRP25373 | TRINA SOLAR | TSM-255PA05 | 255 | 45 | 180 | 25 |  | Solar | FIXED | Ground
SRP25377 | ET SOLAR INDUSTRY | ET-P660250BB | 250 | 16 | 138 | 29 |  | Solar | FIXED | Roof
SRP25379 | ET SOLAR INDUSTRY | ET-P660250BB | 250 | 18 | 163 | 18 |  | Solar | FIXED | Roof
SRP25379 | ET SOLAR INDUSTRY | ET-P660250BB | 250 | 6 | 253 | 18 |  | Solar | FIXED | Roof
SRP25382 | TRINA SOLAR | TSM-250PA05.08 | 250 | 19 | 101 | 33 |  | Solar | FIXED | Roof
SRP25382 | TRINA SOLAR | TSM-250PA05A.08 | 250 | 18 | 101 | 33 |  | Solar | FIXED | Roof
SRP25383 | TRINA SOLAR | TSM-255PA05A.18 | 255 | 20 | 108 | 32 |  | Solar | FIXED | Roof
SRP25387 | CANADIAN SOLAR | CS6P-250M | 250 | 6 | 45 | 18 |  | Solar | FIXED | Roof
SRP25387 | CANADIAN SOLAR | CS6P-250M | 250 | 3 | 135 | 18 |  | Solar | FIXED | Roof
SRP25387 | CANADIAN SOLAR | CS6P-250M | 250 | 3 | 135 | 18 |  | Solar | FIXED | Roof
SRP25387 | CANADIAN SOLAR | CS6P-250M | 250 | 4 | 135 | 18 |  | Solar | FIXED | Roof
SRP25387 | CANADIAN SOLAR | CS5P-250M | 250 | 6 | 225 | 18 |  | Solar | FIXED | Roof
SRP25388 | YINGLI ENERGY (CHINA) | YL250P-29B | 250 | 5 | 13 | 20 |  | Solar | FIXED | Roof
SRP25388 | YINGLI ENERGY (CHINA) | YL250P-29B | 250 | 14 | 103 | 23 |  | Solar | FIXED | Roof
SRP25388 | YINGLI ENERGY (CHINA) | YL250P-29B | 250 | 5 | 193 | 20 |  | Solar | FIXED | Roof
SRP25388 | YINGLI ENERGY (CHINA) | YL250P-29B | 250 | 8 | 283 | 23 |  | Solar | FIXED | Roof
SRP25388 | YINGLI ENERGY (CHINA) | YL250P-29B | 250 | 11 | 283 | 23 |  | Solar | FIXED | Roof
SRP25391 | YINGLI ENERGY (CHINA) | YL250P-29B | 250 | 7 | 155 | 28 |  | Solar | FIXED | Roof
SRP25391 | YINGLI ENERGY (CHINA) | YL250P-29B | 250 | 7 | 240 | 28 |  | Solar | FIXED | Roof
SRP25392 | YINGLI ENERGY (CHINA) | YL250P-29B | 250 | 24 | 103 | 19 |  | Solar | FIXED | Roof
SRP25393 | YINGLI ENERGY (CHINA) | YL250P-29B | 250 | 16 | 177 | 20 |  | Solar | FIXED | Roof
SRP25395 | SUNIVA | OPT265-60-4-1B0 | 265 | 20 | 9 | 28 |  | Solar | FIXED | Roof
SRP25395 | SUNIVA | OPT265-60-4-1B0 | 265 | 5 | 99 | 18 |  | Solar | FIXED | Roof
SRP25395 | SUNIVA | OPT265-60-4-1B0 | 265 | 12 | 99 | 26 |  | Solar | FIXED | Roof
SRP25395 | SUNIVA | OPT265-60-4-1B0 | 265 | 7 | 189 | 26 |  | Solar | FIXED | Roof
SRP25396 | YINGLI ENERGY (CHINA) | YL250P-29B | 250 | 12 | 124 | 32 |  | Solar | FIXED | Roof
SRP25398 | YINGLI ENERGY (CHINA) | YL250P-29B | 250 | 9 | 27 | 18 |  | Solar | FIXED | Roof
SRP25398 | YINGLI ENERGY (CHINA) | YL250P-29B | 250 | 38 | 207 | 18 |  | Solar | FIXED | Roof
SRP25400 | YINGLI ENERGY (CHINA) | YL250P-29B | 250 | 10 | 120 | 23 |  | Solar | FIXED | Roof
SRP25400 | YINGLI ENERGY (CHINA) | YL250P-29B | 250 | 14 | 300 | 23 |  | Solar | FIXED | Roof
SRP25404 | CANADIAN SOLAR | CS6P-250P | 250 | 5 | 69 | 29 |  | Solar | FIXED | Roof
SRP25404 | CANADIAN SOLAR | CS6P-250P | 250 | 8 | 150 | 37 |  | Solar | FIXED | Roof
SRP25404 | CANADIAN SOLAR | CS6P-250P | 250 | 8 | 239 | 29 |  | Solar | FIXED | Roof
SRP25404 | CANADIAN SOLAR | CS6P-250P | 250 | 16 | 239 | 29 |  | Solar | FIXED | Roof
SRP25404 | CANADIAN SOLAR | CS6P-250P | 250 | 13 | 344 | 37 |  | Solar | FIXED | Roof
SRP25411 | YINGLI ENERGY (CHINA) | YL250P-29B | 250 | 25 | 248 | 16 |  | Solar | FIXED | Roof
SRP25412 | YINGLI ENERGY (CHINA) | YL250P-29B | 250 | 7 | 90 | 22 |  | Solar | FIXED | Roof
SRP25412 | YINGLI ENERGY (CHINA) | YL250P-29B | 250 | 14 | 180 | 22 |  | Solar | FIXED | Roof
SRP25412 | YINGLI ENERGY (CHINA) | YL250P-29B | 250 | 7 | 270 | 22 |  | Solar | FIXED | Roof
SRP25417 | CANADIAN SOLAR | CS5P-255M | 255 | 15 | 102.7 | 42 |  | Solar | FIXED | Roof
SRP25417 | CANADIAN SOLAR | CS5P-255M | 255 | 12 | 192.7 | 42 |  | Solar | FIXED | Roof
SRP25417 | CANADIAN SOLAR | CS5P-255M | 255 | 3 | 282.7 | 42 |  | Solar | FIXED | Roof
SRP25418 | TRINA SOLAR | TSM-255PA05A.18 | 255 | 16 | 195 | 32 |  | Solar | FIXED | Roof
SRP25418 | TRINA SOLAR | TSM-255PA05A.18 | 255 | 29 | 195 | 35 |  | Solar | FIXED | Roof
SRP25419 | TRINA SOLAR | TSM-250PA05A.18 | 250 | 24 | 84.8 | 32 |  | Solar | FIXED | Roof
SRP25421 | TRINA SOLAR | TSM-255PA05A.18 | 255 | 36 | 212 | 27 |  | Solar | FIXED | Roof
SRP25422 | TRINA SOLAR | TSM-255PA05.18 | 255 | 23 | 152 | 26 |  | Solar | FIXED | Roof
SRP25425 | TRINA SOLAR | TSM-255PA05.08 | 250 | 34 | 100 | 16 |  | Solar | FIXED | Roof
SRP25428 | TRINA SOLAR | TSM-255PA05A.18 | 255 | 21 | 240 | 15 |  | Solar | FIXED | Roof
SRP25429 | TRINA SOLAR | TSM-255PA05.18 | 255 | 17 | 102 | 27 |  | Solar | FIXED | Roof
SRP25429 | TRINA SOLAR | TSM-255PA05.18 | 255 | 14 | 102 | 34 |  | Solar | FIXED | Roof
SRP25429 | TRINA SOLAR | TSM-255PA05.18 | 255 | 8 | 192 | 27 |  | Solar | FIXED | Roof
SRP25431 | KYOCERA SOLAR | KD210GX-L | 210 | 24 | 180 | 25 |  | Solar | FIXED | Ground
SRP25431 | KYOCERA SOLAR | KD210GX-LPU | 210 | 28 | 180 | 25 |  | Solar | FIXED | Ground
SRP25432 | LG ELECTRONICS SOLAR CELL DIVISION | LG260S1C-G2 | 260 | 32 | 178 | 23 |  | Solar | FIXED | Roof
SRP25433 | TRINA SOLAR | TSM-255PA05.18 | 255 | 12 | 160 | 40 |  | Solar | FIXED | Roof
SRP25433 | TRINA SOLAR | TSM-255PA05.18 | 255 | 22 | 160 | 40 |  | Solar | FIXED | Roof
SRP25433 | TRINA SOLAR | TSM-255PA05.18 | 255 | 18 | 250 | 30 |  | Solar | FIXED | Roof
SRP25439 | TRINA SOLAR | TSM-245PA05.18 | 245 | 27 | 100 | 21 |  | Solar | FIXED | Roof
SRP25440 | AXITEC | AC-250P/156-60S | 260 | 22 | 170 | 22 |  | Solar | FIXED | Roof
SRP25441 | RENESOLA JIANGSU | JC250M-24/BBV | 250 | 27 | 87 | 16 |  | Solar | FIXED | Roof
SRP25446 | LG ELECTRONICS SOLAR CELL DIVISION | LG265S1C-G3 | 270 | 33 | 260 | 25 |  | Solar | FIXED | Roof
SRP25447 | TRINA SOLAR | TSM-250PA05.08 | 250 | 36 | 146 | 15 |  | Solar | FIXED | Roof
SRP25447 | TRINA SOLAR | TSM-250PA05.08 | 250 | 5 | 236 | 15 |  | Solar | FIXED | Roof
SRP25448 | TRINA SOLAR | TSM-250PA05.08 | 250 | 7 | 116 | 28 |  | Solar | FIXED | Roof
SRP25448 | TRINA SOLAR | TSM-250PA05.08 | 250 | 18 | 206 | 28 |  | Solar | FIXED | Roof
SRP25449 | TRINA SOLAR | TSM-245PA05.08 | 245 | 18 | 146 | 23 |  | Solar | FIXED | Roof
SRP25449 | TRINA SOLAR | TSM-245PA05.08 | 245 | 6 | 236 | 34 |  | Solar | FIXED | Roof
SRP25450 | CANADIAN SOLAR | CS6P-250P | 250 | 10 | 115 | 35 |  | Solar | FIXED | Roof
SRP25450 | CANADIAN SOLAR | CS6P-250P | 250 | 27 | 205 | 35 |  | Solar | FIXED | Roof
SRP25451 | CANADIAN SOLAR | CS6P-250PX | 250 | 16 | 151 | 31 |  | Solar | FIXED | Roof
SRP25459 | YINGLI ENERGY (CHINA) | YL250P-29B | 250 | 12 | 318 | 12 |  | Solar | FIXED | Roof
SRP25461 | YINGLI ENERGY (CHINA) | YL250P-29B | 250 | 11 | 200 | 18 |  | Solar | FIXED | Roof
SRP25461 | YINGLI ENERGY (CHINA) | YL250P-29B | 250 | 14 | 200 | 18 |  | Solar | FIXED | Roof
SRP25463 | TRINA SOLAR | TSM-255PA05 | 255 | 36 | 184.1 | 35 |  | Solar | FIXED | Roof
SRP25466 | TRINA SOLAR | TSM-250PA05.08 | 250 | 27 | 113 | 24 |  | Solar | FIXED | Roof
SRP25466 | TRINA SOLAR | TSM-250PA05.08 | 250 | 26 | 203 | 24 |  | Solar | FIXED | Roof
SRP25473 | TRINA SOLAR | TSM-255PA05.18 | 255 | 54 | 180 | 20 |  | Solar | FIXED | Ground
SRP25476 | YINGLI ENERGY (CHINA) | YL255P-29B | 250 | 28 | 200 | 21 |  | Solar | FIXED | Roof
SRP25478 | YINGLI ENERGY (CHINA) | YL250P-29B | 250 | 2 | 90 | 23 |  | Solar | FIXED | Roof
SRP25478 | YINGLI ENERGY (CHINA) | YL250P-29B | 250 | 12 | 180 | 23 |  | Solar | FIXED | Roof
SRP25478 | YINGLI ENERGY (CHINA) | YL255P-29B | 250 | 5 | 180 | 23 |  | Solar | FIXED | Roof
SRP25478 | YINGLI ENERGY (CHINA) | YL250P-29B | 250 | 2 | 270 | 23 |  | Solar | FIXED | Roof
SRP25482 | RENESOLA JIANGSU | JC250M-24/BB | 250 | 18 | 131 | 17 |  | Solar | FIXED | Roof
SRP25482 | RENESOLA JIANGSU | JC250M-24/BB | 250 | 4 | 221 | 17 |  | Solar | FIXED | Roof
SRP25485 | CANADIAN SOLAR | CS6P-250PX | 250 | 31 | 170 | 18 |  | Solar | FIXED | Roof
SRP25487 | TRINA SOLAR | TSM-255PA05 | 255 | 3 | 0 | 9 |  | Solar | FIXED | Roof
SRP25487 | TRINA SOLAR | TSM-255PA05 | 255 | 20 | 180 | 5 |  | Solar | FIXED | Roof
SRP25487 | TRINA SOLAR | TSM-255PA05 | 255 | 8 | 180 | 31 |  | Solar | FIXED | Roof
SRP25488 | TRINA SOLAR | TSM-255PA05A.18 | 255 | 48 | 180 | 22 |  | Solar | FIXED | Ground
SRP25489 | YINGLI ENERGY (CHINA) | YL250P-29B | 250 | 14 | 178 | 28 |  | Solar | FIXED | Roof
SRP25498 | TRINA SOLAR | TSM-255PA05 | 255 | 16 | 180 | 27 |  | Solar | FIXED | Roof
SRP25499 | YINGLI ENERGY (CHINA) | YL250P-29B | 250 | 7 | 155 | 24 |  | Solar | FIXED | Roof
SRP25499 | YINGLI ENERGY (CHINA) | YL250P-29B | 250 | 6 | 245 | 24 |  | Solar | FIXED | Roof
SRP25499 | YINGLI ENERGY (CHINA) | YL250P-29B | 250 | 10 | 245 | 24 |  | Solar | FIXED | Roof
SRP25501 | YINGLI ENERGY (CHINA) | YL250P-29B | 250 | 7 | 92 | 42 |  | Solar | FIXED | Roof
SRP25501 | YINGLI ENERGY (CHINA) | YL250P-29B | 250 | 14 | 182 | 26 |  | Solar | FIXED | Roof
SRP25501 | YINGLI ENERGY (CHINA) | YL250P-29B | 250 | 9 | 182 | 40 |  | Solar | FIXED | Roof
SRP25501 | YINGLI ENERGY (CHINA) | YL250P-29B | 250 | 7 | 272 | 42 |  | Solar | FIXED | Roof
SRP25503 | YINGLI ENERGY (CHINA) | YL250P-29B | 250 | 6 | 116 | 18 |  | Solar | FIXED | Roof
SRP25503 | YINGLI ENERGY (CHINA) | YL250P-29B | 250 | 4 | 116 | 21 |  | Solar | FIXED | Roof
SRP25503 | YINGLI ENERGY (CHINA) | YL250P-29B | 250 | 17 | 196 | 21 |  | Solar | FIXED | Roof
SRP25505 | YINGLI ENERGY (CHINA) | YL250P-29B | 250 | 9 | 180 | 18 |  | Solar | FIXED | Roof
SRP25510 | CANADIAN SOLAR | CS5P-250M | 250 | 20 | 127 | 22 |  | Solar | FIXED | Roof
SRP25513 | TRINA SOLAR | TSM-255PA05 | 255 | 20 | 111 | 32 |  | Solar | FIXED | Roof
SRP25513 | TRINA SOLAR | TSM-255PA05 | 255 | 2 | 291 | 32 |  | Solar | FIXED | Roof
SRP25513 | TRINA SOLAR | TSM-255PA05 | 255 | 9 | 291 | 32 |  | Solar | FIXED | Roof
SRP25513 | TRINA SOLAR | TSM-255PA05 | 255 | 12 | 291 | 32 |  | Solar | FIXED | Roof
SRP25514 | TRINA SOLAR | TSM-235PA05 | 235 | 6 | 185 | 16 |  | Solar | FIXED | Roof
SRP25514 | TRINA SOLAR | TSM-235PA05 | 235 | 7 | 185 | 29 |  | Solar | FIXED | Roof
SRP25514 | TRINA SOLAR | TSM-235PA05 | 235 | 6 | 185 | 30 |  | Solar | FIXED | Roof
SRP25515 | TRINA SOLAR | TSM-255PA05A | 255 | 16 | 98 | 22 |  | Solar | FIXED | Roof
SRP25515 | TRINA SOLAR | TSM-255PA05A.18 | 255 | 21 | 98 | 30 |  | Solar | FIXED | Roof
SRP25516 | TRINA SOLAR | TSM-255PA05.18 | 255 | 29 | 205 | 34 |  | Solar | FIXED | Roof
SRP25519 | TRINA SOLAR | TSM-255PA05.18 | 255 | 44 | 120 | 29 |  | Solar | FIXED | Roof
SRP25519 | TRINA SOLAR | TSM-255PA05.18 | 255 | 6 | 210 | 33 |  | Solar | FIXED | Roof
SRP25519 | TRINA SOLAR | TSM-255PA05.18 | 255 | 5 | 210 | 40 |  | Solar | FIXED | Roof
SRP25522 | TRINA SOLAR | TSM-240PA05 | 240 | 27 | 123 | 21 |  | Solar | FIXED | Roof
SRP25523 | TRINA SOLAR | TSM-255PA05 | 255 | 20 | 230 | 34 |  | Solar | FIXED | Roof
SRP25524 | CANADIAN SOLAR | CS6P-255M | 255 | 26 | 140.8 | 15 |  | Solar | FIXED | Roof
SRP25526 | YINGLI ENERGY (CHINA) | YL250P-29B | 250 | 5 | 102 | 18 |  | Solar | FIXED | Roof
SRP25526 | YINGLI ENERGY (CHINA) | YL250P-29B | 250 | 14 | 102 | 18 |  | Solar | FIXED | Roof
SRP25526 | YINGLI ENERGY (CHINA) | YL250P-29B | 250 | 14 | 187 | 18 |  | Solar | FIXED | Roof
SRP25526 | YINGLI ENERGY (CHINA) | YL250P-29B | 250 | 5 | 284 | 18 |  | Solar | FIXED | Roof
SRP25526 | YINGLI ENERGY (CHINA) | YL250P-29B | 250 | 16 | 294 | 18 |  | Solar | FIXED | Roof
SRP25527 | YINGLI ENERGY (CHINA) | YL250P-29B | 250 | 23 | 103 | 25 |  | Solar | FIXED | Roof
SRP25527 | YINGLI ENERGY (CHINA) | YL250P-29B | 250 | 22 | 283 | 25 |  | Solar | FIXED | Roof
SRP25528 | CANADIAN SOLAR | CS6P-250PT | 250 | 14 | 132 | 10 |  | Solar | FIXED | Roof
SRP25528 | CANADIAN SOLAR | CS6P-250PT | 250 | 14 | 222 | 25 |  | Solar | FIXED | Roof
SRP25529 | YINGLI ENERGY (CHINA) | YL250P-29B | 250 | 8 | 88 | 32 |  | Solar | FIXED | Roof
SRP25529 | YINGLI ENERGY (CHINA) | YL250P-29B | 250 | 22 | 178 | 21 |  | Solar | FIXED | Roof
SRP25529 | YINGLI ENERGY (CHINA) | YL250P-29B | 250 | 24 | 268 | 32 |  | Solar | FIXED | Roof
SRP25530 | TRINA SOLAR | TSM-245PD05.18 | 245 | 9 | 121 | 32 |  | Solar | FIXED | Roof
SRP25530 | TRINA SOLAR | TSM-245PA05.18 | 245 | 4 | 211 | 32 |  | Solar | FIXED | Roof
SRP25531 | YINGLI ENERGY (CHINA) | YL250P-29B | 250 | 10 | 162 | 44 |  | Solar | FIXED | Roof
SRP25531 | YINGLI ENERGY (CHINA) | YL250P-29B | 250 | 21 | 265 | 30 |  | Solar | FIXED | Roof
SRP25532 | CANADIAN SOLAR | CS6X-255M | 255 | 27 | 126.6 | 18 |  | Solar | FIXED | Roof
SRP25532 | CANADIAN SOLAR | CS6X-255M | 255 | 18 | 216.6 | 15 |  | Solar | FIXED | Roof
SRP25533 | YINGLI ENERGY (CHINA) | YL250P-29B | 250 | 36 | 125 | 32 |  | Solar | FIXED | Roof
SRP25535 | TRINA SOLAR | TSM-245PD05.18 | 245 | 15 | 168 | 22 |  | Solar | FIXED | Roof
SRP25536 | TRINA SOLAR | TSM-255PA05.18 | 255 | 21 | 219 | 26 |  | Solar | FIXED | Roof
SRP25538 | TRINA SOLAR | TSM-255PA05.18 | 255 | 27 | 177 | 24 |  | Solar | FIXED | Roof
SRP25538 | TRINA SOLAR | TSM-255PA05.18 | 255 | 30 | 177 | 24 |  | Solar | FIXED | Roof
SRP25542 | TRINA SOLAR | TSM-255PA05.18 | 255 | 9 | 124 | 40 |  | Solar | FIXED | Roof
SRP25542 | TRINA SOLAR | TSM-255PA05.18 | 255 | 24 | 214 | 26 |  | Solar | FIXED | Roof
SRP25543 | YINGLI ENERGY (CHINA) | YL250P-29B | 250 | 18 | 69 | 25 |  | Solar | FIXED | Roof
SRP25543 | YINGLI ENERGY (CHINA) | YL250P-29B | 250 | 12 | 239 | 25 |  | Solar | FIXED | Roof
SRP25545 | YINGLI ENERGY (CHINA) | YL250P-29B | 250 | 20 | 119 | 20 |  | Solar | FIXED | Roof
SRP25545 | YINGLI ENERGY (CHINA) | YL250P-29B | 250 | 12 | 119 | 30 |  | Solar | FIXED | Roof
SRP25545 | YINGLI ENERGY (CHINA) | YL250P-29B | 250 | 18 | 299 | 20 |  | Solar | FIXED | Roof
SRP25546 | CANADIAN SOLAR | CS5P-250M | 250 | 23 | 53 | 20 |  | Solar | FIXED | Roof
SRP25546 | CANADIAN SOLAR | CS5P-250M | 250 | 6 | 226 | 20 |  | Solar | FIXED | Roof
SRP25547 | YINGLI ENERGY (CHINA) | YL250P-29B | 250 | 23 | 176 | 30 |  | Solar | FIXED | Roof
SRP25550 | TRINA SOLAR | TSM-255PA05.18 | 255 | 19 | 193 | 28 |  | Solar | FIXED | Roof
SRP25554 | TRINA SOLAR | TSM-255PA05.18 | 255 | 12 | 250 | 27 |  | Solar | FIXED | Roof
SRP25554 | TRINA SOLAR | TSM-255PA05.18 | 255 | 15 | 250 | 27 |  | Solar | FIXED | Roof
SRP25555 | LG ELECTRONICS SOLAR CELL DIVISION | LG250S1C-G3 | 250 | 2352 | 183 | 11 |  | Solar | FIXED | Roof
SRP25559 | TRINA SOLAR | TSM-255PA05.18 | 255 | 18 | 122 | 24 |  | Solar | FIXED | Roof
SRP25560 | TRINA SOLAR | TSM-255PA05.18 | 255 | 6 | 138 | 31 |  | Solar | FIXED | Roof
SRP25560 | TRINA SOLAR | TSM-255PA05.18 | 255 | 21 | 138 | 31 |  | Solar | FIXED | Roof
SRP25562 | TRINA SOLAR | TSM-255PA05.18 | 255 | 26 | 198 | 26 |  | Solar | FIXED | Roof
SRP25563 | TRINA SOLAR | TSM-255PA05.18 | 255 | 4 | 115 | 24 |  | Solar | FIXED | Roof
SRP25563 | TRINA SOLAR | TSM-255PA05.18 | 255 | 20 | 115 | 24 |  | Solar | FIXED | Roof
SRP25563 | TRINA SOLAR | TSM-255PA05.18 | 255 | 10 | 295 | 24 |  | Solar | FIXED | Roof
SRP25567 | YINGLI ENERGY (CHINA) | YL250P-29B | 250 | 11 | 202 | 24 |  | Solar | FIXED | Roof
SRP25570 | TRINA SOLAR | TSM-250PA05.08 | 250 | 19 | 196.3 | 20 |  | Solar | FIXED | Roof
SRP25571 | CANADIAN SOLAR | CS6X-255P | 255 | 6 | 115.6 | 25 |  | Solar | FIXED | Roof
SRP25571 | CANADIAN SOLAR | CS6X-255P | 255 | 19 | 205.6 | 25 |  | Solar | FIXED | Roof
SRP25576 | CANADIAN SOLAR | CS6X-255P | 255 | 15 | 71.8 | 10 |  | Solar | FIXED | Roof
SRP25576 | CANADIAN SOLAR | CS6X-255P | 255 | 12 | 161.8 | 14 |  | Solar | FIXED | Roof
SRP25576 | CANADIAN SOLAR | CS6X-255P | 255 | 22 | 251.8 | 10 |  | Solar | FIXED | Roof
SRP25578 | TRINA SOLAR | TSM-255PA05.18 | 255 | 18 | 158 | 10 |  | Solar | FIXED | Roof
SRP25578 | TRINA SOLAR | TSM-255PA05.18 | 255 | 24 | 158 | 20 |  | Solar | FIXED | Roof
SRP25579 | TRINA SOLAR | TSM-240PA05.10 | 240 | 30 | 233 | 20 |  | Solar | FIXED | Roof
SRP25580 | TRINA SOLAR | TSM-240PA05.10 | 240 | 21 | 177 | 25 |  | Solar | FIXED | Roof
SRP25581 | TRINA SOLAR | TSM-240PA05.10 | 240 | 38 | 123 | 22 |  | Solar | FIXED | Roof
SRP25581 | TRINA SOLAR | TSM-240PA05.10 | 240 | 18 | 213 | 22 |  | Solar | FIXED | Roof
SRP25582 | TRINA SOLAR | TSM-240PA05.10 | 240 | 9 | 142 | 22 |  | Solar | FIXED | Roof
SRP25582 | TRINA SOLAR | TSM-240PA05.10 | 240 | 11 | 228 | 21 |  | Solar | FIXED | Roof
SRP25583 | TRINA SOLAR | TSM-240PA05.10 | 240 | 8 | 155 | 18 |  | Solar | FIXED | Roof
SRP25583 | TRINA SOLAR | TSM-240PA05.10 | 240 | 13 | 245 | 17 |  | Solar | FIXED | Roof
SRP25584 | TRINA SOLAR | TSM-245PA05.10 | 245 | 20 | 198 | 37 |  | Solar | FIXED | Roof
SRP25585 | TRINA SOLAR | TSM-245PA05.10 | 245 | 24 | 176 | 19 |  | Solar | FIXED | Roof
SRP25586 | CANADIAN SOLAR | CS6P-240M | 240 | 3 | 112 | 30 |  | Solar | FIXED | Roof
SRP25586 | CANADIAN SOLAR | CS6P-240M | 240 | 3 | 205 | 30 |  | Solar | FIXED | Roof
SRP25586 | CANADIAN SOLAR | CS6P-240M | 240 | 12 | 205 | 45 |  | Solar | FIXED | Roof
SRP25587 | ET SOLAR INDUSTRY | ET-P660250BB | 250 | 19 | 202 | 31 |  | Solar | FIXED | Roof
SRP25588 | TRINA SOLAR | TSM-255PA05.18 | 255 | 46 | 223 | 22 |  | Solar | FIXED | Roof
SRP25589 | TRINA SOLAR | TSM-255PA05.18 | 255 | 54 | 180 | 25 |  | Solar | FIXED | Ground
SRP25590 | TRINA SOLAR | TSM-245PA05 | 245 | 32 | 185 | 24 |  | Solar | FIXED | Roof
SRP25593 | YINGLI ENERGY (CHINA) | YL250P-29B | 250 | 11 | 103 | 35 |  | Solar | FIXED | Roof
SRP25593 | YINGLI ENERGY (CHINA) | YL250P-29B | 250 | 5 | 193 | 35 |  | Solar | FIXED | Roof
SRP25593 | YINGLI ENERGY (CHINA) | YL250P-29B | 250 | 17 | 283 | 35 |  | Solar | FIXED | Roof
SRP25594 | YINGLI ENERGY (CHINA) | YL255P-29B | 250 | 20 | 87 | 28 |  | Solar | FIXED | Roof
SRP25594 | YINGLI ENERGY (CHINA) | YL250P-29B | 250 | 6 | 267 | 28 |  | Solar | FIXED | Roof
SRP25596 | YINGLI ENERGY (CHINA) | YL250P-29B | 250 | 8 | 122 | 22 |  | Solar | FIXED | Roof
SRP25597 | YINGLI ENERGY (CHINA) | YL250P-29B | 250 | 15 | 190 | 30 |  | Solar | FIXED | Roof
SRP25597 | YINGLI ENERGY (CHINA) | YL250P-29B | 250 | 24 | 280 | 30 |  | Solar | FIXED | Roof
SRP25600 | SUNIVA | OPT265-60-4-100 | 265 | 13 | 112 | 24 |  | Solar | FIXED | Roof
SRP25600 | SUNIVA | OPT255-60-4-100 | 265 | 6 | 193 | 20 |  | Solar | FIXED | Roof
SRP25601 | YINGLI ENERGY (CHINA) | YL250P-29B | 250 | 22 | 118 | 25 |  | Solar | FIXED | Roof
SRP25601 | YINGLI ENERGY (CHINA) | YL250P-29B | 250 | 24 | 298 | 25 |  | Solar | FIXED | Roof
SRP25624 | TRINA SOLAR | TSM-255PA05.18 | 255 | 9 | 127 | 24 |  | Solar | FIXED | Roof
SRP25624 | TRINA SOLAR | TSM-255PA05A.18 | 255 | 31 | 127 | 24 |  | Solar | FIXED | Roof
SRP25630 | TRINA SOLAR | TSM-255PD05.18 | 255 | 29 | 133 | 30 |  | Solar | FIXED | Roof
SRP25632 | YINGLI ENERGY (CHINA) | YL250P-29B | 250 | 28 | 173 | 22 |  | Solar | FIXED | Roof
SRP25636 | YINGLI ENERGY (CHINA) | YL250P-29B | 250 | 22 | 19 | 30 |  | Solar | FIXED | Roof
SRP25636 | YINGLI ENERGY (CHINA) | YL250P-29B | 250 | 22 | 199 | 30 |  | Solar | FIXED | Roof
SRP25637 | YINGLI ENERGY (CHINA) | YL250C-30B | 250 | 10 | 59 | 40 |  | Solar | FIXED | Roof
SRP25637 | YINGLI ENERGY (CHINA) | YL250P-29B | 250 | 8 | 150 | 22 |  | Solar | FIXED | Roof
SRP25637 | YINGLI ENERGY (CHINA) | YL250P-29B | 250 | 5 | 240 | 32 |  | Solar | FIXED | Roof
SRP25637 | YINGLI ENERGY (CHINA) | YL250P-29B | 250 | 10 | 240 | 32 |  | Solar | FIXED | Roof
SRP25638 | LIGHT WAY GREEN NEW ENERGY | LW240(29)P1650X990 | 240 | 14 | 116 | 35 |  | Solar | FIXED | Roof
SRP25638 | LIGHT WAY GREEN NEW ENERGY | LW240(29)P1650X990 | 240 | 5 | 206 | 45 |  | Solar | FIXED | Roof
SRP25640 | YINGLI ENERGY (CHINA) | YL250P-29B | 250 | 36 | 82 | 17 |  | Solar | FIXED | Roof
SRP25640 | YINGLI ENERGY (CHINA) | YL250P-29B | 250 | 25 | 262 | 17 |  | Solar | FIXED | Roof
SRP25642 | YINGLI ENERGY (CHINA) | YL250P-29B | 250 | 15 | 158 | 20 |  | Solar | FIXED | Roof
SRP25651 | YINGLI ENERGY (CHINA) | YL250P-29B | 250 | 14 | 57 | 33 |  | Solar | FIXED | Roof
SRP25651 | YINGLI ENERGY (CHINA) | YL250P-29B | 250 | 7 | 147 | 33 |  | Solar | FIXED | Roof
SRP25651 | YINGLI ENERGY (CHINA) | YL250P-29B | 250 | 27 | 147 | 40 |  | Solar | FIXED | Roof
SRP25653 | YINGLI ENERGY (CHINA) | YL250P-29B | 250 | 8 | 65 | 26 |  | Solar | FIXED | Roof
SRP25653 | YINGLI ENERGY (CHINA) | YL250P-29B | 250 | 14 | 155 | 30 |  | Solar | FIXED | Roof
SRP25653 | YINGLI ENERGY (CHINA) | YL250P-29B | 250 | 16 | 155 | 30 |  | Solar | FIXED | Roof
SRP25653 | YINGLI ENERGY (CHINA) | YL250P-29B | 250 | 8 | 265 | 26 |  | Solar | FIXED | Roof
SRP25654 | YINGLI ENERGY (CHINA) | YL250P-29B | 250 | 10 | 120 | 25 |  | Solar | FIXED | Roof
SRP25654 | YINGLI ENERGY (CHINA) | YL250P-29B | 250 | 9 | 310 | 25 |  | Solar | FIXED | Roof
SRP25662 | LIGHT WAY GREEN NEW ENERGY | LW240(29)P1650X990 | 255 | 33 | 167 | 10 |  | Solar | FIXED | Roof
SRP25666 | SOLARWORLD | SW275 MONO | 275 | 60 | 180 | 34 |  | Solar | FIXED | Ground
SRP25671 | TRINA SOLAR | TSM-240PA05 | 240 | 20 | 82 | 23 |  | Solar | FIXED | Roof
SRP25671 | TRINA SOLAR | TSM-240PA05 | 240 | 17 | 95 | 23 |  | Solar | FIXED | Roof
SRP25671 | TRINA SOLAR | TSM-240PA05 | 240 | 5 | 181 | 26 |  | Solar | FIXED | Roof
SRP25671 | TRINA SOLAR | TSM-240PA05 | 240 | 42 | 189 | 23 |  | Solar | FIXED | Roof
SRP25676 | SANYO ELECTRIC | HIT-N220A01 | 220 | 45 | 208 | 30 |  | Solar | FIXED | Roof
SRP25691 | TRINA SOLAR | TSM-255PA05.18 | 255 | 44 | 195 | 33 |  | Solar | FIXED | Roof
SRP25699 | TRINA SOLAR | TSM-255PA05.18 | 255 | 22 | 246 | 34 |  | Solar | FIXED | Roof
SRP25700 | TRINA SOLAR | TSM-255PA05.18 | 255 | 24 | 240 | 25 |  | Solar | FIXED | Roof
SRP25701 | TRINA SOLAR | TSM-255PA05.18 | 255 | 26 | 222 | 27 |  | Solar | FIXED | Roof
SRP25703 | YINGLI ENERGY (CHINA) | YL250P-29B | 250 | 9 | 96 | 45 |  | Solar | FIXED | Roof
SRP25703 | YINGLI ENERGY (CHINA) | YL250P-29B | 250 | 16 | 177 | 30 |  | Solar | FIXED | Roof
SRP25704 | CANADIAN SOLAR | CS6X-255P | 255 | 15 | 209.8 | 30 |  | Solar | FIXED | Roof
SRP25704 | CANADIAN SOLAR | CS6X-255P | 255 | 20 | 209.8 | 30 |  | Solar | FIXED | Roof
SRP25709 | LG ELECTRONICS SOLAR CELL DIVISION | LG265S1C-G3 | 270 | 24 | 132 | 36 |  | Solar | FIXED | Roof
SRP25709 | LG ELECTRONICS SOLAR CELL DIVISION | LG265S1C-G3 | 270 | 24 | 222 | 35 |  | Solar | FIXED | Roof
SRP25710 | TRINA SOLAR | TSM-250PA05.08 | 250 | 8 | 140 | 15 |  | Solar | 1AXIS | Roof
SRP25710 | TRINA SOLAR | TSM-250PA05.08 | 250 | 35 | 230 | 13 |  | Solar | FIXED | Roof
SRP25715 | YINGLI ENERGY (CHINA) | YL245P-29B | 245 | 13 | 107 | 25 |  | Solar | FIXED | Roof
SRP25715 | YINGLI ENERGY (CHINA) | YL245P-29B | 245 | 4 | 197 | 32 |  | Solar | FIXED | Roof
SRP25715 | YINGLI ENERGY (CHINA) | YL245P-29B | 245 | 6 | 197 | 32 |  | Solar | FIXED | Roof
SRP25715 | YINGLI ENERGY (CHINA) | YL245P-29B | 245 | 16 | 197 | 32 |  | Solar | FIXED | Roof
SRP25717 | YINGLI ENERGY (CHINA) | YL250P-29B | 250 | 36 | 116 | 30 |  | Solar | FIXED | Roof
SRP25718 | YINGLI ENERGY (CHINA) | YL250P-29B | 250 | 24 | 170 | 18 |  | Solar | FIXED | Roof
SRP25719 | YINGLI ENERGY (CHINA) | YL250P-29B | 250 | 19 | 193 | 32 |  | Solar | FIXED | Roof
SRP25721 | YINGLI ENERGY (CHINA) | YL250P-29B | 250 | 7 | 48 | 20 |  | Solar | FIXED | Roof
SRP25721 | YINGLI ENERGY (CHINA) | YL250P-29B | 250 | 23 | 216 | 20 |  | Solar | FIXED | Roof
SRP25723 | YINGLI ENERGY (CHINA) | YL250P-29B | 250 | 10 | 61 | 30 |  | Solar | FIXED | Roof
SRP25723 | YINGLI ENERGY (CHINA) | YL250P-29B | 250 | 9 | 241 | 30 |  | Solar | FIXED | Roof
SRP25726 | HANWHA SOLARONE (QIDONG) | HSL60P6-PA-0-235T | 235 | 221 | 238 | 10 |  | Solar | FIXED | Roof
SRP25726 | TRINA SOLAR | TSM-235PA05 | 235 | 111 | 238 | 10 |  | Solar | FIXED | Roof
SRP25727 | TRINA SOLAR | TSM-250PA05 | 250 | 13 | 190 | 18 |  | Solar | FIXED | Roof
SRP25731 | YINGLI ENERGY (CHINA) | YL250P-29B | 250 | 20 | 253 | 27 |  | Solar | FIXED | Roof
SRP25732 | YINGLI ENERGY (CHINA) | YL250P-29B | 250 | 19 | 122 | 31 |  | Solar | FIXED | Roof
SRP25732 | YINGLI ENERGY (CHINA) | YL250P-29B | 250 | 10 | 302 | 31 |  | Solar | FIXED | Roof
SRP25733 | CANADIAN SOLAR | CS6P-255M | 255 | 41 | 178 | 30 |  | Solar | FIXED | Roof
SRP25733 | CANADIAN SOLAR | CS6P-255M | 255 | 87 | 246 | 30 |  | Solar | FIXED | Roof
SRP25734 | TRINA SOLAR | TSM-255PA05.10 | 255 | 17 | 119 | 19 |  | Solar | FIXED | Roof
SRP25734 | TRINA SOLAR | TSM-255PA05.10 | 255 | 31 | 209 | 19 |  | Solar | FIXED | Roof
SRP25741 | TRINA SOLAR | TSM-250PA05.05 | 250 | 8 | 189.7 | 40 |  | Solar | FIXED | Roof
SRP25741 | TRINA SOLAR | TSM-250PA05A | 250 | 24 | 189.7 | 40 |  | Solar | FIXED | Roof
SRP25742 | TRINA SOLAR | TSM-255PA05.18 | 255 | 36 | 235 | 11 |  | Solar | FIXED | Roof
SRP25743 | TRINA SOLAR | TSM-255PA05.18 | 255 | 15 | 95 | 34 |  | Solar | FIXED | Roof
SRP25743 | TRINA SOLAR | TSM-255PA05.18 | 255 | 27 | 185 | 34 |  | Solar | FIXED | Roof
SRP25745 | HANWHA SOLARONE (QIDONG) | HSL60P6-PA-3-245Q | 250 | 32 | 183 | 25 |  | Solar | FIXED | Ground
SRP25745 | HANWHA SOLARONE (QIDONG) | HSL60P6-PB-3-250Q | 250 | 32 | 183 | 25 |  | Solar | FIXED | Ground
SRP25745 | HANWHA SOLARONE (QIDONG) | HSL60P6-PB-3-250Q | 250 | 32 | 183 | 25 |  | Solar | FIXED | Ground
SRP25749 | ET SOLAR INDUSTRY | ET-P660250BB | 250 | 23 | 122 | 45 |  | Solar | FIXED | Roof
SRP25750 | ET SOLAR INDUSTRY | ET-P660250BB | 250 | 26 | 181 | 7 |  | Solar | FIXED | Roof
SRP25752 | ET SOLAR INDUSTRY | ET-P660250BB | 250 | 28 | 205 | 25 |  | Solar | FIXED | Roof
SRP25757 | ET SOLAR INDUSTRY | ET-P660250BB | 250 | 36 | 158 | 27 |  | Solar | FIXED | Roof
SRP25760 | CANADIAN SOLAR | CS6X-255P | 255 | 34 | 201.8 | 25 |  | Solar | FIXED | Roof
SRP25761 | CANADIAN SOLAR | CS6P-255PM | 255 | 36 | 165.2 | 20 |  | Solar | FIXED | Roof
SRP25762 | YINGLI ENERGY (CHINA) | YL250P-29B | 250 | 20 | 80 | 30 |  | Solar | FIXED | Roof
SRP25762 | YINGLI ENERGY (CHINA) | YL250P-29B | 250 | 23 | 260 | 30 |  | Solar | FIXED | Roof
SRP25763 | CANADIAN SOLAR | CS6P-255PM | 255 | 18 | 148 | 27 |  | Solar | FIXED | Roof
SRP25763 | CANADIAN SOLAR | CS6X-255P | 255 | 12 | 148 | 27 |  | Solar | FIXED | Roof
SRP25765 | TRINA SOLAR | TSM-250PA05.05 | 250 | 27 | 194.2 | 20 |  | Solar | FIXED | Roof
SRP25766 | YINGLI ENERGY (CHINA) | YL250P-29B | 250 | 10 | 141 | 20 |  | Solar | FIXED | Roof
SRP25767 | CANADIAN SOLAR | CS6X-255P | 255 | 30 | 185.7 | 20 |  | Solar | FIXED | Roof
SRP25768 | HYUNDAI HEAVY INDUSTRIES | HIS-M250MG | 260 | 43 | 186 | 34 |  | Solar | FIXED | Roof
SRP25769 | YINGLI ENERGY (CHINA) | YL250P-29B | 250 | 29 | 179 | 18 |  | Solar | FIXED | Roof
SRP25771 | YINGLI ENERGY (CHINA) | YL250P-29B | 250 | 31 | 130 | 18 |  | Solar | FIXED | Roof
SRP25772 | YINGLI ENERGY (CHINA) | YL250P-29B | 250 | 16 | 57 | 17 |  | Solar | FIXED | Roof
SRP25772 | YINGLI ENERGY (CHINA) | YL250C-30B | 250 | 18 | 235 | 17 |  | Solar | FIXED | Roof
SRP25773 | CANADIAN SOLAR | CS6P-250P | 250 | 15 | 195 | 43 |  | Solar | FIXED | Roof
SRP25779 | YINGLI ENERGY (CHINA) | YL250P-29B | 250 | 16 | 107 | 17 |  | Solar | FIXED | Roof
SRP25779 | YINGLI ENERGY (CHINA) | YL250P-29B | 250 | 13 | 197 | 17 |  | Solar | FIXED | Roof
SRP25782 | YINGLI ENERGY (CHINA) | YL250P-29B | 250 | 18 | 85 | 25 |  | Solar | FIXED | Roof
SRP25782 | YINGLI ENERGY (CHINA) | YL250P-29B | 250 | 10 | 85 | 32 |  | Solar | FIXED | Roof
SRP25782 | YINGLI ENERGY (CHINA) | YL250P-29B | 250 | 6 | 180 | 25 |  | Solar | FIXED | Roof
SRP25782 | YINGLI ENERGY (CHINA) | YL250P-29B | 250 | 8 | 180 | 47 |  | Solar | FIXED | Roof
SRP25784 | YINGLI ENERGY (CHINA) | YL250P-29B | 250 | 23 | 238 | 28 |  | Solar | FIXED | Roof
SRP25785 | YINGLI ENERGY (CHINA) | YL250P-29B | 250 | 29 | 214 | 26 |  | Solar | FIXED | Roof
SRP25791 | TRINA SOLAR | TSM-255PA05A.18 | 255 | 8 | 150 | 10 |  | Solar | FIXED | Roof
SRP25791 | TRINA SOLAR | TSM-255PA05A.18 | 255 | 33 | 150 | 10 |  | Solar | FIXED | Roof
SRP25792 | TRINA SOLAR | TSM-255PA05.18 | 255 | 13 | 155 | 22 |  | Solar | FIXED | Roof
SRP25792 | TRINA SOLAR | TSM-255PA05A.18 | 255 | 17 | 155 | 22 |  | Solar | FIXED | Roof
SRP25793 | TRINA SOLAR | TSM-255PA05A.18 | 255 | 12 | 175 | 25 |  | Solar | FIXED | Roof
SRP25793 | TRINA SOLAR | TSM-255PA05A.18 | 255 | 20 | 175 | 25 |  | Solar | FIXED | Roof
SRP25794 | SOLARWORLD | SW275 MONO | 280 | 71 | 198 | 36 |  | Solar | FIXED | Roof
SRP25797 | CANADIAN SOLAR | CS6P-255M | 255 | 25 | 129.8 | 35 |  | Solar | FIXED | Roof
SRP25797 | CANADIAN SOLAR | CS6P-255PM | 255 | 27 | 129.8 | 35 |  | Solar | FIXED | Roof
SRP25801 | TRINA SOLAR | TSM-255PA05A.18 | 255 | 8 | 225 | 21 |  | Solar | FIXED | Roof
SRP25801 | TRINA SOLAR | TSM-255PA05A.18 | 255 | 28 | 225 | 21 |  | Solar | FIXED | Roof
SRP25802 | TRINA SOLAR | TSM-255PA05A.18 | 255 | 6 | 180 | 34 |  | Solar | FIXED | Roof
SRP25802 | TRINA SOLAR | TSM-255PD05.18 | 255 | 20 | 180 | 34 |  | Solar | FIXED | Roof
SRP25803 | ET SOLAR INDUSTRY | ET-P660245BB | 250 | 24 | 210 | 35 |  | Solar | FIXED | Roof
SRP25805 | TRINA SOLAR | TSM-255PA05.18 | 255 | 26 | 131 | 15 |  | Solar | FIXED | Roof
SRP25805 | TRINA SOLAR | TSM-255PD05.18 | 255 | 14 | 131 | 15 |  | Solar | FIXED | Roof
SRP25806 | YINGLI ENERGY (CHINA) | YL250P-29B | 250 | 6 | 58 | 38 |  | Solar | FIXED | Roof
SRP25806 | YINGLI ENERGY (CHINA) | YL250P-29B | 250 | 9 | 158 | 28 |  | Solar | FIXED | Roof
SRP25806 | YINGLI ENERGY (CHINA) | YL250P-29B | 250 | 16 | 241 | 37 |  | Solar | FIXED | Roof
SRP25807 | YINGLI ENERGY (CHINA) | YL250P-29B | 250 | 17 | 40 | 26 |  | Solar | FIXED | Roof
SRP25807 | YINGLI ENERGY (CHINA) | YL250P-29B | 250 | 16 | 150 | 26 |  | Solar | FIXED | Roof
SRP25807 | YINGLI ENERGY (CHINA) | YL250P-29B | 250 | 22 | 240 | 28 |  | Solar | FIXED | Roof
SRP25809 | YINGLI ENERGY (CHINA) | YL250P-29B | 250 | 11 | 47 | 16 |  | Solar | FIXED | Roof
SRP25809 | YINGLI ENERGY (CHINA) | YL250P-29B | 250 | 14 | 47 | 16 |  | Solar | FIXED | Roof
SRP25809 | YINGLI ENERGY (CHINA) | YL250P-29B | 250 | 16 | 216 | 16 |  | Solar | FIXED | Roof
SRP25809 | YINGLI ENERGY (CHINA) | YL250P-29B | 250 | 16 | 216 | 16 |  | Solar | FIXED | Roof
SRP25810 | YINGLI ENERGY (CHINA) | YL250P-29B | 250 | 17 | 118 | 28 |  | Solar | FIXED | Roof
SRP25810 | YINGLI ENERGY (CHINA) | YL250P-29B | 250 | 18 | 298 | 28 |  | Solar | FIXED | Roof
SRP25811 | TRINA SOLAR | TSM-250PA05 | 250 | 6 | 146 | 16 |  | Solar | FIXED | Roof
SRP25811 | TRINA SOLAR | TSM-250PA05 | 250 | 20 | 146 | 25 |  | Solar | FIXED | Roof
SRP25818 | TRINA SOLAR | TSM-250PD05 | 250 | 13 | 175 | 7 |  | Solar | FIXED | Roof
SRP25818 | TRINA SOLAR | TSM-250PA05 | 250 | 13 | 265 | 45 |  | Solar | FIXED | Roof
SRP25822 | TRINA SOLAR | TSM-255PA05 | 255 | 36 | 113 | 23 |  | Solar | FIXED | Roof
SRP25827 | YINGLI ENERGY (CHINA) | YL250P-29B | 250 | 24 | 215 | 32 |  | Solar | FIXED | Roof
SRP25830 | CANADIAN SOLAR | CS6P-255PM | 255 | 28 | 230.9 | 15 |  | Solar | FIXED | Roof
SRP25832 | YINGLI ENERGY (CHINA) | YL250P-29B | 250 | 19 | 133 | 29 |  | Solar | FIXED | Roof
SRP25834 | YINGLI ENERGY (CHINA) | YL250P-29B | 250 | 7 | 128 | 44 |  | Solar | FIXED | Roof
SRP25834 | YINGLI ENERGY (CHINA) | YL250C-30B | 250 | 3 | 208 | 13 |  | Solar | FIXED | Roof
SRP25834 | YINGLI ENERGY (CHINA) | YL250C-30B | 250 | 7 | 306 | 44 |  | Solar | FIXED | Roof
SRP25835 | YINGLI ENERGY (CHINA) | YL250P-29B | 250 | 28 | 144 | 37 |  | Solar | FIXED | Roof
SRP25836 | YINGLI ENERGY (CHINA) | YL250P-29B | 250 | 27 | 205 | 22 |  | Solar | FIXED | Roof
SRP25839 | WINAICO | WSP-245P6 | 260 | 30 | 190 | 18 |  | Solar | FIXED | Roof
SRP25842 | LIGHT WAY GREEN NEW ENERGY | LW240(29)P1650X990 | 255 | 40 | 211 | 34 |  | Solar | FIXED | Roof
SRP25848 | TRINA SOLAR | TSM-250PA05.08 | 250 | 36 | 190.5 | 15 |  | Solar | FIXED | Roof
SRP25851 | CANADIAN SOLAR | CS6X-300P | 300 | 30 | 177 | 30 |  | Solar | FIXED | Roof
SRP25853 | YINGLI ENERGY (CHINA) | YL250P-32B | 250 | 10 | 186 | 15 |  | Solar | FIXED | Roof
SRP25853 | YINGLI ENERGY (CHINA) | YL250P-29B | 250 | 19 | 276 | 15 |  | Solar | FIXED | Roof
SRP25853 | YINGLI ENERGY (CHINA) | YL250P-32B | 250 | 6 | 276 | 15 |  | Solar | FIXED | Roof
SRP25853 | YINGLI ENERGY (CHINA) | YL250P-29B | 250 | 23 | 276 | 25 |  | Solar | FIXED | Roof
SRP25855 | CANADIAN SOLAR | CS6P-250P | 250 | 17 | 170 | 18 |  | Solar | FIXED | Roof
SRP25855 | CANADIAN SOLAR | CS6P-250P | 250 | 17 | 350 | 18 |  | Solar | FIXED | Roof
SRP25856 | CANADIAN SOLAR | CS6X-255P | 255 | 10 | 130.2 | 20 |  | Solar | FIXED | Roof
SRP25856 | CANADIAN SOLAR | CS6X-255P | 255 | 23 | 220.2 | 20 |  | Solar | FIXED | Roof
SRP25857 | CANADIAN SOLAR | CS6X-255P | 255 | 14 | 203.1 | 40 |  | Solar | FIXED | Roof
SRP25858 | CANADIAN SOLAR | CS6P-255PM | 255 | 26 | 184 | 16 |  | Solar | FIXED | Roof
SRP25860 | TRINA SOLAR | TSM-255PA05A.18 | 255 | 23 | 214 | 30 |  | Solar | FIXED | Roof
SRP25861 | TRINA SOLAR | TSM-255PA05A | 255 | 18 | 180 | 14 |  | Solar | FIXED | Roof
SRP25861 | TRINA SOLAR | TSM-255PA05 | 255 | 17 | 270 | 14 |  | Solar | FIXED | Roof
SRP25863 | TRINA SOLAR | TSM-250PA05.08 | 250 | 33 | 187.5 | 25 |  | Solar | FIXED | Roof
SRP25864 | TRINA SOLAR | TSM-255PA05 | 255 | 26 | 118.7 | 20 |  | Solar | FIXED | Roof
SRP25865 | TRINA SOLAR | TSM-235PA05 | 235 | 348 | 210 | 5 |  | Solar | FIXED | Roof
SRP25868 | SUNIVA | OPT270-60-4-100 | 270 | 42 | 158 | 27 |  | Solar | FIXED | Roof
SRP25870 | TRINA SOLAR | TSM-255PA05A | 255 | 24 | 289.6 | 25 |  | Solar | FIXED | Roof
SRP25871 | TRINA SOLAR | TSM-250PA05A.08 | 250 | 51 | 106.5 | 30 |  | Solar | FIXED | Roof
SRP25872 | RENESOLA JIANGSU | JC250M-24/BBV | 250 | 22 | 127 | 36 |  | Solar | FIXED | Roof
SRP25879 | YINGLI ENERGY (CHINA) | YL250P-29B | 250 | 7 | 131 | 30 |  | Solar | FIXED | Roof
SRP25879 | YINGLI ENERGY (CHINA) | YL250P-29B | 250 | 21 | 311 | 30 |  | Solar | FIXED | Roof
SRP25880 | CANADIAN SOLAR | CS6P-250P | 250 | 25 | 102 | 22 |  | Solar | FIXED | Roof
SRP25880 | CANADIAN SOLAR | CS6P-250P | 250 | 9 | 192 | 22 |  | Solar | FIXED | Roof
SRP25880 | CANADIAN SOLAR | CS6P-250P | 250 | 25 | 282 | 22 |  | Solar | FIXED | Roof
SRP25881 | YINGLI ENERGY (CHINA) | YL250P-29B | 250 | 9 | 135 | 27 |  | Solar | FIXED | Roof
SRP25881 | YINGLI ENERGY (CHINA) | YL250P-29B | 250 | 14 | 135 | 28 |  | Solar | FIXED | Roof
SRP25881 | YINGLI ENERGY (CHINA) | YL250P-29B | 250 | 9 | 315 | 30 |  | Solar | FIXED | Roof
SRP25881 | YINGLI ENERGY (CHINA) | YL250P-29B | 250 | 17 | 315 | 30 |  | Solar | FIXED | Roof
SRP25884 | TRINA SOLAR | TSM-255PA05 | 255 | 7 | 50 | 8 |  | Solar | FIXED | Roof
SRP25884 | TRINA SOLAR | TSM-255PA05 | 255 | 24 | 230 | 39 |  | Solar | FIXED | Roof
SRP25887 | CANADIAN SOLAR | CS6P-255PM | 255 | 7 | 110.6 | 32 |  | Solar | FIXED | Roof
SRP25887 | CANADIAN SOLAR | CS6X-255P | 255 | 17 | 110.6 | 32 |  | Solar | FIXED | Roof
SRP25888 | CANADIAN SOLAR | CS6P-255PM | 255 | 13 | 146.2 | 30 |  | Solar | FIXED | Roof
SRP25888 | CANADIAN SOLAR | CS6P-255PM | 255 | 8 | 146.2 | 32 |  | Solar | FIXED | Roof
SRP25888 | CANADIAN SOLAR | CS6P-255PM | 255 | 3 | 236.2 | 25 |  | Solar | FIXED | Roof
SRP25889 | LG ELECTRONICS SOLAR CELL DIVISION | LG255S1C-G2 | 255 | 5 | 104.9 | 30 |  | Solar | FIXED | Roof
SRP25889 | LG ELECTRONICS SOLAR CELL DIVISION | LG255S1C-G2 | 255 | 9 | 194.9 | 40 |  | Solar | FIXED | Roof
SRP25889 | LG ELECTRONICS SOLAR CELL DIVISION | LG255S1C-G2 | 255 | 26 | 284.9 | 30 |  | Solar | FIXED | Roof
SRP25890 | CANADIAN SOLAR | CS6P-255PM | 255 | 11 | 171 | 19 |  | Solar | FIXED | Roof
SRP25890 | CANADIAN SOLAR | CS6P-255PM | 255 | 12 | 171 | 19 |  | Solar | FIXED | Roof
SRP25891 | LG ELECTRONICS SOLAR CELL DIVISION | LG265S1C-G3 | 270 | 18 | 181.7 | 20 |  | Solar | FIXED | Roof
SRP25892 | CANADIAN SOLAR | CS6P-255PM | 255 | 21 | 101.1 | 36 |  | Solar | FIXED | Roof
SRP25895 | CANADIAN SOLAR | CS6P-255PM | 255 | 33 | 205.1 | 20 |  | Solar | FIXED | Roof
SRP25895 | CANADIAN SOLAR | CS6P-255PM | 255 | 26 | 211.1 | 35 |  | Solar | FIXED | Roof
SRP25897 | CANADIAN SOLAR | CS6P-255M | 255 | 14 | 190 | 35 |  | Solar | FIXED | Roof
SRP25900 | TRINA SOLAR | TSM-255PA05 | 255 | 2 | 98 | 16 |  | Solar | FIXED | Roof
SRP25900 | TRINA SOLAR | TSM-255PA05 | 255 | 17 | 98 | 28 |  | Solar | FIXED | Roof
SRP25900 | TRINA SOLAR | TSM-255PA05 | 255 | 22 | 278 | 28 |  | Solar | FIXED | Roof
SRP25904 | TRINA SOLAR | TSM-255PA05 | 255 | 18 | 44 | 38 |  | Solar | FIXED | Roof
SRP25907 | TRINA SOLAR | TSM-255PA05 | 255 | 18 | 180 | 21 |  | Solar | FIXED | Roof
SRP25910 | AXITEC | AC-250P/156-60S | 260 | 30 | 187 | 33 |  | Solar | FIXED | Roof
SRP25911 | TRINA SOLAR | TSM-255PA05 | 255 | 12 | 142 | 25 |  | Solar | FIXED | Roof
SRP25911 | TRINA SOLAR | TSM-255PA05 | 255 | 12 | 142 | 27 |  | Solar | FIXED | Roof
SRP25915 | TRINA SOLAR | TSM-255PA05A | 255 | 25 | 138 | 30 |  | Solar | FIXED | Roof
SRP25918 | LIGHT WAY GREEN NEW ENERGY | LW240(29)P1650X990 | 255 | 33 | 107 | 25 |  | Solar | FIXED | Roof
SRP25923 | TRINA SOLAR | TSM-255PA05.18 | 255 | 60 | 180 | 25 |  | Solar | FIXED | Ground
SRP25927 | LIGHT WAY GREEN NEW ENERGY | LW240(29)P1650X990 | 255 | 42 | 177 | 25 |  | Solar | FIXED | Roof
SRP25929 | LIGHT WAY GREEN NEW ENERGY | LW240(29)P1650X990 | 255 | 28 | 183 | 39 |  | Solar | FIXED | Roof
SRP25930 | TRINA SOLAR | TSM-255PA05A | 255 | 34 | 167 | 17 |  | Solar | FIXED | Roof
SRP25932 | TRINA SOLAR | TSM-255PA05 | 255 | 42 | 200 | 20 |  | Solar | FIXED | Roof
SRP25935 | BP SOLAR | BP3215B | 215 | 30 | 114 | 26 |  | Solar | FIXED | Roof
SRP25936 | RENESOLA JIANGSU | JC250S-24/BB-B | 250 | 19 | 124 | 29 |  | Solar | FIXED | Roof
SRP25936 | RENESOLA JIANGSU | JC245S-24/BB-B | 250 | 29 | 124 | 36 |  | Solar | FIXED | Roof
SRP25937 | SUNTECH POWER | STP295-24/VD | 295 | 16 | 188 | 20 |  | Solar | FIXED | Roof
SRP25940 | TRINA SOLAR | TSM-255PA05 | 255 | 30 | 180 | 19 |  | Solar | FIXED | Roof
SRP25948 | TALESUN SOLAR | TP660AM240 | 250 | 20 | 97 | 33 |  | Solar | FIXED | Roof
SRP25950 | YINGLI ENERGY (CHINA) | YL250P-29B | 250 | 10 | 100 | 20 |  | Solar | FIXED | Roof
SRP25950 | YINGLI ENERGY (CHINA) | YL250P-29B | 250 | 20 | 280 | 20 |  | Solar | FIXED | Roof
SRP25952 | YINGLI ENERGY (CHINA) | YL250P-29B | 250 | 19 | 124 | 17 |  | Solar | FIXED | Roof
SRP25952 | YINGLI ENERGY (CHINA) | YL250P-29B | 250 | 12 | 214 | 17 |  | Solar | FIXED | Roof
SRP25955 | LIGHT WAY GREEN NEW ENERGY | LW240(29)P1650X990 | 255 | 12 | 168 | 21 |  | Solar | FIXED | Roof
SRP25955 | TRINA SOLAR | TSM-240PD05 | 240 | 13 | 168 | 21 |  | Solar | FIXED | Roof
SRP25960 | YINGLI ENERGY (CHINA) | YL250P-29B | 250 | 30 | 111 | 25 |  | Solar | FIXED | Roof
SRP25969 | CANADIAN SOLAR | CS6X-255P | 255 | 5 | 235.8 | 20 |  | Solar | FIXED | Roof
SRP25969 | CANADIAN SOLAR | CS6X-255P | 255 | 21 | 235.8 | 20 |  | Solar | FIXED | Roof
SRP25976 | YINGLI ENERGY (CHINA) | YL250P-29B | 250 | 21 | 165 | 33 |  | Solar | FIXED | Roof
SRP25977 | YINGLI ENERGY (CHINA) | YL250P-29B | 250 | 20 | 189 | 18 |  | Solar | FIXED | Roof
SRP25978 | YINGLI ENERGY (CHINA) | YL250P-29B | 250 | 21 | 157 | 26 |  | Solar | FIXED | Roof
SRP25978 | YINGLI ENERGY (CHINA) | YL250P-29B | 250 | 18 | 247 | 22 |  | Solar | FIXED | Roof
SRP25979 | RENESOLA JIANGSU | JC250M-24/BB | 250 | 45 | 255 | 21 |  | Solar | FIXED | Roof
SRP25981 | TRINA SOLAR | TSM-255PA05 | 270 | 6 | 159.8 | 30 |  | Solar | FIXED | Roof
SRP25981 | TRINA SOLAR | TSM-255PA05 | 270 | 22 | 249.8 | 20 |  | Solar | FIXED | Roof
SRP25981 | TRINA SOLAR | TSM-255PA05A | 270 | 18 | 249.8 | 20 |  | Solar | FIXED | Roof
SRP25984 | LG ELECTRONICS SOLAR CELL DIVISION | LG255S1C-G2 | 255 | 14 | 195.5 | 35 |  | Solar | FIXED | Roof
SRP25985 | CANADIAN SOLAR | CS6X-255P | 255 | 24 | 272.6 | 30 |  | Solar | FIXED | Roof
SRP25988 | CANADIAN SOLAR | CS6P-255PM | 255 | 31 | 170.3 | 15 |  | Solar | FIXED | Roof
SRP25990 | CANADIAN SOLAR | CS6P-255PM | 255 | 39 | 255.7 | 20 |  | Solar | FIXED | Roof
SRP25994 | YINGLI ENERGY (CHINA) | YL250P-29B | 250 | 17 | 139 | 46 |  | Solar | FIXED | Roof
SRP25996 | YINGLI ENERGY (CHINA) | YL250P-29B | 250 | 26 | 240 | 22 |  | Solar | FIXED | Roof
SRP25997 | CANADIAN SOLAR | CS6P-250PX | 250 | 14 | 85 | 34 |  | Solar | FIXED | Roof
SRP25997 | CANADIAN SOLAR | CS6P-250PX | 250 | 6 | 175 | 40 |  | Solar | FIXED | Roof
SRP26005 | RENESOLA JIANGSU | JC250M-24/BBV | 250 | 21 | 145 | 29 |  | Solar | FIXED | Roof
SRP26005 | RENESOLA JIANGSU | JC250M-24/BBV | 250 | 4 | 235 | 40 |  | Solar | FIXED | Roof
SRP26010 | YINGLI ENERGY (CHINA) | YL250P-29B | 250 | 8 | 180 | 12 |  | Solar | FIXED | Roof
SRP26013 | TRINA SOLAR | TSM-255PA05A.18 | 255 | 16 | 205 | 27 |  | Solar | FIXED | Roof
SRP26013 | TRINA SOLAR | TSM-255PA05A.18 | 255 | 30 | 205 | 27 |  | Solar | FIXED | Roof
SRP26022 | RENESOLA JIANGSU | JC250M-24/BBV | 250 | 7 | 153 | 26 |  | Solar | FIXED | Roof
SRP26022 | RENESOLA JIANGSU | JC250M-24/BBV | 250 | 37 | 153 | 26 |  | Solar | FIXED | Roof
SRP26023 | CANADIAN SOLAR | CS6P-250P | 250 | 80 | 180 | 32 |  | Solar | FIXED | Ground
SRP26026 | TRINA SOLAR | TSM-255PA05.18 | 255 | 26 | 140 | 32 |  | Solar | FIXED | Roof
SRP26027 | RENESOLA JIANGSU | JC250M-24/BBV | 250 | 13 | 231 | 17 |  | Solar | FIXED | Roof
SRP26027 | RENESOLA JIANGSU | JC250M-24/BBV | 250 | 13 | 231 | 21 |  | Solar | FIXED | Roof
SRP26027 | RENESOLA JIANGSU | JC250M-24/BBV | 250 | 17 | 231 | 21 |  | Solar | FIXED | Roof
SRP26028 | RENESOLA JIANGSU | JC250M-24/BB | 250 | 8 | 140 | 39 |  | Solar | FIXED | Roof
SRP26028 | RENESOLA JIANGSU | JC250M-24/BB | 250 | 9 | 140 | 39 |  | Solar | FIXED | Roof
SRP26028 | RENESOLA JIANGSU | JC250M-24/BB | 250 | 3 | 232 | 32 |  | Solar | FIXED | Roof
SRP26028 | RENESOLA JIANGSU | JC250M-24/BB | 250 | 12 | 232 | 32 |  | Solar | FIXED | Roof
SRP26028 | RENESOLA JIANGSU | JC250M-24/BB | 250 | 28 | 232 | 32 |  | Solar | FIXED | Roof
SRP26035 | CANADIAN SOLAR | CS6P-255M | 255 | 15 | 93.9 | 32 |  | Solar | FIXED | Roof
SRP26035 | CANADIAN SOLAR | CS6P-255M | 255 | 18 | 93.9 | 32 |  | Solar | FIXED | Roof
SRP26035 | CANADIAN SOLAR | CS6P-255M | 255 | 2 | 183.9 | 38 |  | Solar | FIXED | Roof
SRP26039 | CANADIAN SOLAR | CS6X-255P | 255 | 34 | 244.2 | 30 |  | Solar | FIXED | Ground
SRP26040 | TRINA SOLAR | TSM-255PA05A | 255 | 22 | 145.8 | 25 |  | Solar | FIXED | Roof
SRP26045 | RENESOLA JIANGSU | JC250M-24/BBV | 250 | 10 | 200 | 10 |  | Solar | FIXED | Roof
SRP26045 | RENESOLA JIANGSU | JC250M-24/BBV | 250 | 28 | 200 | 18 |  | Solar | FIXED | Roof
SRP26049 | RENESOLA JIANGSU | JC250M-24/BBV | 250 | 39 | 211 | 26 |  | Solar | FIXED | Roof
SRP26052 | TRINA SOLAR | TSM-255PA05.18 | 255 | 33 | 120 | 25 |  | Solar | FIXED | Roof
SRP26063 | SOLARWORLD | SW250 POLY | 250 | 14 | 190 | 12 |  | Solar | FIXED | Roof
SRP26063 | SOLARWORLD | SW250 POLY | 250 | 20 | 190 | 20 |  | Solar | FIXED | Roof
SRP26064 | HANWHA SOLARONE (QIDONG) | HSL60P6-PA-0-250T | 250 | 29 | 150 | 34 |  | Solar | FIXED | Roof
SRP26065 | SUNPOWER | SPR-327NE-WHT-D | 327 | 14 | 145 | 22 |  | Solar | FIXED | Roof
SRP26065 | SUNPOWER | SPR-327NE-WHT-D | 327 | 3 | 145 | 28 |  | Solar | FIXED | Roof
SRP26065 | SUNPOWER | SPR-327NE-WHT-D | 327 | 7 | 145 | 28 |  | Solar | FIXED | Roof
SRP26065 | SUNPOWER | SPR-327NE-WHT-D | 327 | 8 | 190 | 41 |  | Solar | FIXED | Roof
SRP26065 | SUNPOWER | SPR-327NE-WHT-D | 327 | 14 | 235 | 7 |  | Solar | FIXED | Roof
SRP26065 | SUNPOWER | SPR-327NE-WHT-D | 327 | 7 | 235 | 22 |  | Solar | FIXED | Roof
SRP26065 | SUNPOWER | SPR-327NE-WHT-D | 327 | 8 | 235 | 28 |  | Solar | FIXED | Roof
SRP26065 | SUNPOWER | SPR-327NE-WHT-D | 327 | 8 | 235 | 28 |  | Solar | FIXED | Roof
SRP26066 | TRINA SOLAR | TSM-250PA05.08 | 250 | 29 | 199 | 30 |  | Solar | FIXED | Roof
SRP26071 | ET SOLAR INDUSTRY | ET-P660250BB | 250 | 10 | 208 | 30 |  | Solar | FIXED | Roof
SRP26073 | ET SOLAR INDUSTRY | ET-P660250BB | 250 | 23 | 120 | 20 |  | Solar | FIXED | Roof
SRP26074 | LIGHT WAY GREEN NEW ENERGY | LW240(29)P1650X990 | 255 | 36 | 220 | 23 |  | Solar | FIXED | Roof
SRP26078 | LG ELECTRONICS SOLAR CELL DIVISION | LG265S1C-G3 | 265 | 63 | 126 | 32 |  | Solar | FIXED | Roof
SRP26081 | CANADIAN SOLAR | CS6P-250PX | 250 | 15 | 145 | 30 |  | Solar | FIXED | Roof
SRP26081 | CANADIAN SOLAR | CS6P-250PX | 250 | 5 | 325 | 30 |  | Solar | FIXED | Roof
SRP26085 | YINGLI ENERGY (CHINA) | YL250P-29B | 250 | 12 | 145 | 23 |  | Solar | FIXED | Roof
SRP26085 | YINGLI ENERGY (CHINA) | YL250P-29B | 250 | 16 | 145 | 23 |  | Solar | FIXED | Roof
SRP26086 | YINGLI ENERGY (CHINA) | YL250P-29B | 250 | 4 | 118 | 22 |  | Solar | FIXED | Roof
SRP26086 | YINGLI ENERGY (CHINA) | YL250P-29B | 250 | 6 | 298 | 22 |  | Solar | FIXED | Roof
SRP26087 | AXITEC | AC-250P/156-60S | 250 | 28 | 130 | 23 |  | Solar | FIXED | Roof
SRP26089 | CANADIAN SOLAR | CS6P-250P | 250 | 3 | 170 | 18 |  | Solar | FIXED | Roof
SRP26089 | CANADIAN SOLAR | CS6P-250P | 250 | 18 | 170 | 26 |  | Solar | FIXED | Roof
SRP26091 | CANADIAN SOLAR | CS6P-250PX | 250 | 21 | 45 | 19 |  | Solar | FIXED | Roof
SRP26091 | CANADIAN SOLAR | CS6P-250PX | 250 | 24 | 225 | 19 |  | Solar | FIXED | Roof
SRP26092 | CANADIAN SOLAR | CS6P-250PX | 250 | 13 | 40 | 18 |  | Solar | FIXED | Roof
SRP26092 | CANADIAN SOLAR | CS6P-250PX | 250 | 18 | 220 | 18 |  | Solar | FIXED | Roof
SRP26093 | TRINA SOLAR | TSM-250PA05.08 | 250 | 38 | 242 | 25 |  | Solar | FIXED | Roof
SRP26095 | YINGLI ENERGY (CHINA) | YL250P-29B | 250 | 7 | 230 | 17 |  | Solar | FIXED | Roof
SRP26095 | YINGLI ENERGY (CHINA) | YL250P-29B | 250 | 13 | 230 | 17 |  | Solar | FIXED | Roof
SRP26097 | CANADIAN SOLAR | CS6P-250PX | 250 | 4 | 110 | 18 |  | Solar | FIXED | Roof
SRP26097 | CANADIAN SOLAR | CS6P-250PX | 250 | 20 | 200 | 18 |  | Solar | FIXED | Roof
SRP26097 | CANADIAN SOLAR | CS6P-250PX | 250 | 4 | 290 | 18 |  | Solar | FIXED | Roof
SRP26099 | TRINA SOLAR | TSM-250PA05.08 | 250 | 40 | 253 | 24 |  | Solar | FIXED | Roof
SRP26101 | YINGLI ENERGY (CHINA) | YL250P-29B | 250 | 6 | 104 | 15 |  | Solar | FIXED | Roof
SRP26101 | YINGLI ENERGY (CHINA) | YL250P-29B | 250 | 24 | 185 | 22 |  | Solar | FIXED | Roof
SRP26102 | SUNTECH POWER | STP295-24/VD | 295 | 16 | 216 | 30 |  | Solar | FIXED | Roof
SRP26103 | YINGLI ENERGY (CHINA) | YL250P-29B | 250 | 26 | 254 | 36 |  | Solar | FIXED | Roof
SRP26104 | CANADIAN SOLAR | CS6P-250P | 250 | 9 | 220 | 32 |  | Solar | FIXED | Roof
SRP26104 | CANADIAN SOLAR | CS6P-250P | 250 | 32 | 310 | 30 |  | Solar | FIXED | Roof
SRP26105 | YINGLI ENERGY (CHINA) | YL250P-29B | 250 | 39 | 66 | 30 |  | Solar | FIXED | Roof
SRP26107 | YINGLI ENERGY (CHINA) | YL250P-29B | 250 | 9 | 200 | 42 |  | Solar | FIXED | Roof
SRP26107 | YINGLI ENERGY (CHINA) | YL250P-29B | 250 | 9 | 200 | 45 |  | Solar | FIXED | Roof
SRP26108 | YINGLI ENERGY (CHINA) | YL250P-29B | 250 | 20 | 117 | 21 |  | Solar | FIXED | Roof
SRP26108 | YINGLI ENERGY (CHINA) | YL250P-29B | 250 | 15 | 297 | 21 |  | Solar | FIXED | Roof
SRP26108 | YINGLI ENERGY (CHINA) | YL250P-29B | 250 | 2 | 314 | 21 |  | Solar | FIXED | Roof
SRP26108 | YINGLI ENERGY (CHINA) | YL250P-29B | 250 | 4 | 314 | 21 |  | Solar | FIXED | Roof
SRP26109 | TRINA SOLAR | TSM-245PA05.18 | 245 | 3 | 85 | 22 |  | Solar | FIXED | Roof
SRP26109 | TRINA SOLAR | TSM-245PD05.18 | 245 | 4 | 85 | 22 |  | Solar | FIXED | Roof
SRP26109 | TRINA SOLAR | TSM-245PA05.18 | 245 | 4 | 175 | 22 |  | Solar | FIXED | Roof
SRP26109 | TRINA SOLAR | TSM-245PA05.18 | 245 | 6 | 265 | 22 |  | Solar | FIXED | Roof
SRP26119 | RENESOLA JIANGSU | JC250M-24/BB | 250 | 27 | 118 | 17 |  | Solar | FIXED | Roof
SRP26149 | LG ELECTRONICS SOLAR CELL DIVISION | LG265S1C-G3 | 265 | 9 | 122 | 25 |  | Solar | FIXED | Roof
SRP26149 | LG ELECTRONICS SOLAR CELL DIVISION | LG265S1C-G3 | 265 | 21 | 212 | 22 |  | Solar | FIXED | Roof
SRP26153 | HANWHA SOLARONE (QIDONG) | HSL60P6-PA-0-250T | 250 | 12 | 128 | 34 |  | Solar | FIXED | Roof
SRP26153 | HANWHA SOLARONE (QIDONG) | HSL60P6-PA-0-250T | 250 | 51 | 218 | 16 |  | Solar | FIXED | Roof
SRP26154 | CANADIAN SOLAR | CS6X-255P | 255 | 10 | 96.4 | 20 |  | Solar | FIXED | Roof
SRP26154 | CANADIAN SOLAR | CS6X-255P | 255 | 26 | 186.4 | 20 |  | Solar | FIXED | Roof
SRP26156 | CANADIAN SOLAR | CS6P-255MM | 255 | 24 | 182.1 | 33 |  | Solar | FIXED | Roof
SRP26158 | TRINA SOLAR | TSM-250PA05.08 | 250 | 30 | 95.1 | 25 |  | Solar | FIXED | Roof
SRP26158 | TRINA SOLAR | TSM-250PA05.08 | 250 | 11 | 185.1 | 22 |  | Solar | FIXED | Roof
SRP26179 | TRINA SOLAR | TSM-250PA05A | 250 | 6 | 100.5 | 30 |  | Solar | FIXED | Roof
SRP26179 | TRINA SOLAR | TSM-250PA05A | 250 | 25 | 100.5 | 42 |  | Solar | FIXED | Roof
SRP26179 | TRINA SOLAR | TSM-250PA05A | 250 | 10 | 190.5 | 35 |  | Solar | FIXED | Roof
SRP26180 | TRINA SOLAR | TSM-255PA05A | 255 | 39 | 82 | 20 |  | Solar | FIXED | Roof
SRP26180 | TRINA SOLAR | TSM-255PA05A | 255 | 9 | 262 | 20 |  | Solar | FIXED | Roof
SRP26182 | CANADIAN SOLAR | CS6P-255PM | 255 | 21 | 122 | 30 |  | Solar | FIXED | Roof
SRP26182 | CANADIAN SOLAR | CS6P-255PM | 255 | 5 | 212 | 35 |  | Solar | FIXED | Roof
SRP26182 | CANADIAN SOLAR | CS6P-255PM | 255 | 9 | 212 | 40 |  | Solar | FIXED | Roof
SRP26182 | CANADIAN SOLAR | CS6X-255P | 255 | 4 | 212 | 40 |  | Solar | FIXED | Roof
SRP26182 | CANADIAN SOLAR | CS6X-255P | 255 | 8 | 212 | 40 |  | Solar | FIXED | Roof
SRP26184 | CANADIAN SOLAR | CS6P-255PM | 255 | 3 | 175.1 | 25 |  | Solar | FIXED | Roof
SRP26184 | CANADIAN SOLAR | CS6P-255PM | 255 | 20 | 175.1 | 25 |  | Solar | FIXED | Roof
SRP26186 | LG ELECTRONICS SOLAR CELL DIVISION | LG265S1C-G3 | 270 | 14 | 186.7 | 28 |  | Solar | FIXED | Roof
SRP26186 | LG ELECTRONICS SOLAR CELL DIVISION | LG265S1C-G3 | 270 | 31 | 186.7 | 28 |  | Solar | FIXED | Roof
SRP26187 | CANADIAN SOLAR | CS6P-255PM | 255 | 36 | 200.8 | 30 |  | Solar | FIXED | Roof
SRP26196 | CANADIAN SOLAR | CS6X-290M | 290 | 319 | 217 | 10 |  | Solar | FIXED | Roof
SRP26196 | CANADIAN SOLAR | CS6X-290M | 290 | 374 | 217 | 10 |  | Solar | FIXED | Roof
SRP26197 | TRINA SOLAR | TSM-250PA05.18 | 250 | 18 | 165 | 32 |  | Solar | FIXED | Roof
SRP26204 | TRINA SOLAR | TSM-255PD05 | 255 | 11 | 102 | 25 |  | Solar | FIXED | Roof
SRP26204 | TRINA SOLAR | TSM-255PD05 | 255 | 10 | 192 | 17 |  | Solar | FIXED | Roof
SRP26205 | TRINA SOLAR | TSM-255PD05 | 255 | 14 | 168 | 20 |  | Solar | FIXED | Roof
SRP26207 | LG ELECTRONICS SOLAR CELL DIVISION | LG265S1C-G3 | 300 | 48 | 137 | 32 |  | Solar | FIXED | Roof
SRP26209 | TRINA SOLAR | TSM-255PA05 | 255 | 15 | 201 | 31 |  | Solar | FIXED | Roof
SRP26209 | TRINA SOLAR | TSM-255PA05 | 255 | 17 | 201 | 31 |  | Solar | FIXED | Roof
SRP26211 | TRINA SOLAR | TSM-255PA05.18 | 255 | 49 | 176 | 18 |  | Solar | FIXED | Roof
SRP26229 | TALESUN SOLAR | TP660AM240 | 250 | 28 | 187 | 33 |  | Solar | FIXED | Roof
SRP26230 | TALESUN SOLAR | TP660AM240 | 250 | 19 | 184 | 33 |  | Solar | FIXED | Roof
SRP26234 | DOW CHEMICAL | DPS-12-1000 | 12.5 | 86 | 188 | 30 |  | Solar | FIXED | Roof
SRP26234 | DOW CHEMICAL | DPS-12-1000 | 12.5 | 180 | 188 | 30 |  | Solar | FIXED | Roof
SRP26237 | RENESOLA JIANGSU | JC250M-24/BBV | 250 | 35 | 89 | 29 |  | Solar | FIXED | Roof
SRP26237 | RENESOLA JIANGSU | JC250M-24/BBV | 250 | 9 | 179 | 35 |  | Solar | FIXED | Roof
SRP26237 | RENESOLA JIANGSU | JC250M-24/BBV | 250 | 3 | 179 | 45 |  | Solar | FIXED | Roof
SRP26237 | RENESOLA JIANGSU | JC250M-24/BBV | 250 | 33 | 269 | 29 |  | Solar | FIXED | Roof
SRP26240 | RENESOLA JIANGSU | JC250M-24/BBV | 250 | 23 | 167 | 20 |  | Solar | FIXED | Roof
SRP26241 | RENESOLA JIANGSU | JC250M-24/BBV | 250 | 3 | 195 | 15 |  | Solar | FIXED | Roof
SRP26241 | RENESOLA JIANGSU | JC250M-24/BBV | 250 | 12 | 195 | 18 |  | Solar | FIXED | Roof
SRP26242 | RENESOLA JIANGSU | JC250M-24/BBV | 250 | 24 | 185 | 22 |  | Solar | FIXED | Roof
SRP26247 | CANADIAN SOLAR | CS6P-250P | 250 | 5 | 94 | 30 |  | Solar | FIXED | Roof
SRP26247 | CANADIAN SOLAR | CS6P-250P | 250 | 16 | 274 | 30 |  | Solar | FIXED | Roof
SRP26252 | CANADIAN SOLAR | CS5P-250M | 250 | 12 | 166 | 20 |  | Solar | FIXED | Roof
SRP26252 | CANADIAN SOLAR | CS5P-250M | 250 | 12 | 166 | 20 |  | Solar | FIXED | Roof
SRP26255 | CANADIAN SOLAR | CS6P-250PX | 250 | 14 | 133 | 30 |  | Solar | FIXED | Roof
SRP26255 | CANADIAN SOLAR | CS6P-250PX | 250 | 11 | 222 | 36 |  | Solar | FIXED | Roof
SRP26262 | YINGLI ENERGY (CHINA) | YL250P-29B | 250 | 11 | 180 | 21 |  | Solar | FIXED | Roof
SRP26262 | YINGLI ENERGY (CHINA) | YL250P-29B | 250 | 15 | 180 | 22 |  | Solar | FIXED | Roof
SRP26265 | SUNIVA | OPT265-60-4-1B0 | 265 | 40 | 183 | 21 |  | Solar | FIXED | Roof
SRP26267 | YINGLI ENERGY (CHINA) | YL250P-29B | 250 | 13 | 151 | 20 |  | Solar | FIXED | Roof
SRP26268 | YINGLI ENERGY (CHINA) | YL250P-29B | 250 | 10 | 127 | 27 |  | Solar | FIXED | Roof
SRP26268 | YINGLI ENERGY (CHINA) | YL250P-29B | 250 | 16 | 217 | 27 |  | Solar | FIXED | Roof
SRP26273 | LG ELECTRONICS SOLAR CELL DIVISION | LG265S1C-G3 | 270 | 7 | 102.9 | 25 |  | Solar | FIXED | Roof
SRP26273 | LG ELECTRONICS SOLAR CELL DIVISION | LG265S1C-G3 | 270 | 20 | 102.9 | 30 |  | Solar | FIXED | Roof
SRP26277 | TRINA SOLAR | TSM-255PD05 | 255 | 22 | 216 | 23 |  | Solar | FIXED | Roof
SRP26279 | TRINA SOLAR | TSM-255PA05A | 255 | 22 | 180 | 22 |  | Solar | FIXED | Roof
SRP26280 | TRINA SOLAR | TSM-255PD05 | 255 | 13 | 161 | 20 |  | Solar | FIXED | Roof
SRP26280 | TRINA SOLAR | TSM-255PD05 | 255 | 27 | 341 | 20 |  | Solar | FIXED | Roof
SRP26281 | TRINA SOLAR | TSM-255PD05 | 255 | 7 | 74 | 22 |  | Solar | FIXED | Roof
SRP26281 | TRINA SOLAR | TSM-255PD05 | 255 | 13 | 74 | 22 |  | Solar | FIXED | Roof
SRP26281 | TRINA SOLAR | TSM-255PD05 | 255 | 4 | 164 | 22 |  | Solar | FIXED | Roof
SRP26281 | TRINA SOLAR | TSM-255PA05 | 255 | 9 | 254 | 22 |  | Solar | FIXED | Roof
SRP26282 | CANADIAN SOLAR | CS6P-255M | 255 | 12 | 79.9 | 10 |  | Solar | FIXED | Roof
SRP26282 | CANADIAN SOLAR | CS6P-255M | 255 | 24 | 79.9 | 20 |  | Solar | FIXED | Roof
SRP26282 | CANADIAN SOLAR | CS6X-255M | 255 | 38 | 259.9 | 20 |  | Solar | FIXED | Roof
SRP26284 | TRINA SOLAR | TSM-250PA05.08 | 250 | 14 | 124 | 35 |  | Solar | FIXED | Roof
SRP26287 | YINGLI ENERGY (CHINA) | YL250P-29B | 250 | 15 | 33 | 17 |  | Solar | FIXED | Roof
SRP26287 | YINGLI ENERGY (CHINA) | YL250P-29B | 250 | 29 | 213 | 17 |  | Solar | FIXED | Roof
SRP26288 | YINGLI ENERGY (CHINA) | YL250P-29B | 250 | 13 | 40 | 34 |  | Solar | FIXED | Roof
SRP26288 | YINGLI ENERGY (CHINA) | YL250P-29B | 250 | 17 | 40 | 35 |  | Solar | FIXED | Roof
SRP26288 | YINGLI ENERGY (CHINA) | YL250P-29B | 250 | 8 | 220 | 35 |  | Solar | FIXED | Roof
SRP26289 | CANADIAN SOLAR | CS6P-250P | 250 | 6 | 84 | 34 |  | Solar | FIXED | Roof
SRP26289 | CANADIAN SOLAR | CS6P-250P | 250 | 9 | 174 | 33 |  | Solar | FIXED | Roof
SRP26289 | CANADIAN SOLAR | CS6P-250P | 250 | 2 | 174 | 34 |  | Solar | FIXED | Roof
SRP26289 | CANADIAN SOLAR | CS6P-250P | 250 | 4 | 174 | 34 |  | Solar | FIXED | Roof
SRP26289 | CANADIAN SOLAR | CS6P-250P | 250 | 6 | 264 | 34 |  | Solar | FIXED | Roof
SRP26295 | YINGLI ENERGY (CHINA) | YL250P-29B | 250 | 12 | 46 | 23 |  | Solar | FIXED | Roof
SRP26295 | YINGLI ENERGY (CHINA) | YL250P-29B | 250 | 15 | 212 | 23 |  | Solar | FIXED | Roof
SRP26296 | YINGLI ENERGY (CHINA) | YL250P-29B | 250 | 9 | 85 | 24 |  | Solar | FIXED | Roof
SRP26296 | YINGLI ENERGY (CHINA) | YL250P-29B | 250 | 17 | 265 | 24 |  | Solar | FIXED | Roof
SRP26299 | TRINA SOLAR | TSM-250PA05A.08 | 250 | 18 | 187 | 33 |  | Solar | FIXED | Roof
SRP26300 | TRINA SOLAR | TSM-255PA05A.18 | 255 | 30 | 236 | 26 |  | Solar | FIXED | Roof
SRP26300 | TRINA SOLAR | TSM-255PD05.18 | 255 | 9 | 236 | 33 |  | Solar | FIXED | Roof
SRP26302 | TRINA SOLAR | TSM-255PA05A | 255 | 16 | 158 | 19 |  | Solar | FIXED | Roof
SRP26302 | TRINA SOLAR | TSM-255PA05A | 255 | 16 | 248 | 25 |  | Solar | FIXED | Roof
SRP26307 | TRINA SOLAR | TSM-255PA05A.18 | 255 | 17 | 286 | 12 |  | Solar | FIXED | Roof
SRP26310 | TRINA SOLAR | TSM-255PA05 | 255 | 7 | 77 | 15 |  | Solar | FIXED | Roof
SRP26310 | TRINA SOLAR | TSM-255PD05 | 255 | 8 | 257 | 22 |  | Solar | FIXED | Roof
SRP26310 | TRINA SOLAR | TSM-255PA05A | 255 | 30 | 257 | 40 |  | Solar | FIXED | Roof
SRP26311 | CANADIAN SOLAR | CS6P-250M | 250 | 5 | 113 | 17 |  | Solar | FIXED | Roof
SRP26311 | CANADIAN SOLAR | CS6P-250M | 250 | 5 | 113 | 19 |  | Solar | FIXED | Roof
SRP26311 | CANADIAN SOLAR | CS6P-250P | 250 | 2 | 203 | 19 |  | Solar | FIXED | Roof
SRP26312 | CANADIAN SOLAR | CS6P-255PM | 255 | 8 | 121 | 20 |  | Solar | FIXED | Roof
SRP26312 | CANADIAN SOLAR | CS6P-255PM | 255 | 24 | 211 | 30 |  | Solar | FIXED | Roof
SRP26314 | LG ELECTRONICS SOLAR CELL DIVISION | LG265S1C-G3 | 270 | 6 | 290.5 | 12 |  | Solar | FIXED | Roof
SRP26314 | LG ELECTRONICS SOLAR CELL DIVISION | LG265S1C-G3 | 270 | 20 | 290.5 | 43 |  | Solar | FIXED | Roof
SRP26315 | CANADIAN SOLAR | CS6X-255P | 255 | 16 | 180.3 | 20 |  | Solar | FIXED | Roof
SRP26318 | TALESUN SOLAR | TP660AM240 | 250 | 33 | 196 | 32 |  | Solar | FIXED | Roof
SRP26325 | TOPSUN | TS-S262TA1 | 280 | 60 | 180 | 21 |  | Solar | FIXED | Ground
SRP26326 | LDK SOLAR | LDK-230D-20 | 230 | 1554 | 148 | 10 |  | Solar | FIXED | Roof
SRP26327 | TRINA SOLAR | TSM-255PA05 | 255 | 52 | 218 | 27 |  | Solar | FIXED | Roof
SRP26328 | TRINA SOLAR | TSM-255PA05 | 255 | 10 | 142 | 23 |  | Solar | FIXED | Roof
SRP26328 | TRINA SOLAR | TSM-255PA05 | 255 | 32 | 232 | 23 |  | Solar | FIXED | Roof
SRP26330 | TRINA SOLAR | TSM-255PA05.18 | 255 | 60 | 180 | 25 |  | Solar | FIXED | Ground
SRP26331 | TRINA SOLAR | TSM-255PA05.18 | 255 | 15 | 178 | 29 |  | Solar | FIXED | Roof
SRP26331 | TRINA SOLAR | TSM-255PA05.18 | 255 | 15 | 178 | 29 |  | Solar | FIXED | Roof
SRP26331 | TRINA SOLAR | TSM-255PA05.18 | 255 | 30 | 178 | 29 |  | Solar | FIXED | Roof
SRP26339 | TRINA SOLAR | TSM-255PA05A.18 | 255 | 38 | 138 | 23 |  | Solar | FIXED | Roof
SRP26339 | TRINA SOLAR | TSM-255PA05A.18 | 255 | 12 | 138 | 30 |  | Solar | FIXED | Roof
SRP26340 | CANADIAN SOLAR | CS6P-250PX | 250 | 5 | 100 | 38 |  | Solar | FIXED | Roof
SRP26340 | CANADIAN SOLAR | CS6P-250PX | 250 | 9 | 140 | 43 |  | Solar | FIXED | Roof
SRP26340 | CANADIAN SOLAR | CS6P-250PT | 250 | 9 | 190 | 22 |  | Solar | FIXED | Roof
SRP26340 | CANADIAN SOLAR | CS6P-250PX | 250 | 9 | 280 | 22 |  | Solar | FIXED | Roof
SRP26340 | CANADIAN SOLAR | CS6P-250PX | 250 | 5 | 280 | 38 |  | Solar | FIXED | Roof
SRP26340 | CANADIAN SOLAR | CS6P-250PX | 250 | 9 | 280 | 38 |  | Solar | FIXED | Roof
SRP26341 | CANADIAN SOLAR | CS6P-250PX | 250 | 14 | 229 | 18 |  | Solar | FIXED | Roof
SRP26342 | LG ELECTRONICS SOLAR CELL DIVISION | LG255S1C-G2 | 255 | 28 | 180 | 19 |  | Solar | FIXED | Roof
SRP26344 | YINGLI ENERGY (CHINA) | YL250P-29B | 250 | 14 | 124 | 24 |  | Solar | FIXED | Roof
SRP26344 | YINGLI ENERGY (CHINA) | YL250P-29B | 250 | 8 | 214 | 24 |  | Solar | FIXED | Roof
SRP26347 | CANADIAN SOLAR | CS6P-250P | 250 | 16 | 92 | 38 |  | Solar | FIXED | Roof
SRP26347 | CANADIAN SOLAR | CS6P-250P | 250 | 23 | 92 | 38 |  | Solar | FIXED | Roof
SRP26347 | CANADIAN SOLAR | CS6P-250P | 250 | 18 | 272 | 38 |  | Solar | FIXED | Roof
SRP26347 | CANADIAN SOLAR | CS6P-250P | 250 | 24 | 272 | 38 |  | Solar | FIXED | Roof
SRP26348 | RENESOLA JIANGSU | JC250M-24/BBV | 250 | 9 | 118 | 15 |  | Solar | FIXED | Roof
SRP26348 | RENESOLA JIANGSU | JC250M-24/BBV | 250 | 26 | 206 | 20 |  | Solar | FIXED | Roof
SRP26348 | RENESOLA JIANGSU | JC250M-24/BBV | 250 | 3 | 299 | 14 |  | Solar | FIXED | Roof
SRP26353 | RENESOLA JIANGSU | JC250S-24/BB-B | 250 | 13 | 72 | 20 |  | Solar | FIXED | Roof
SRP26353 | RENESOLA JIANGSU | JC250S-24/BB-B | 250 | 28 | 252 | 20 |  | Solar | FIXED | Roof
SRP26354 | TRINA SOLAR | TSM-255PA05 | 255 | 6 | 92 | 21 |  | Solar | FIXED | Roof
SRP26354 | TRINA SOLAR | TSM-255PA05 | 255 | 2 | 182 | 21 |  | Solar | FIXED | Roof
SRP26354 | TRINA SOLAR | TSM-255PA05 | 255 | 16 | 182 | 25 |  | Solar | FIXED | Roof
SRP26354 | TRINA SOLAR | TSM-255PA05 | 255 | 15 | 272 | 21 |  | Solar | FIXED | Roof
SRP26356 | CANADIAN SOLAR | CS6P-250P | 250 | 6 | 113 | 31 |  | Solar | FIXED | Roof
SRP26356 | CANADIAN SOLAR | CS6P-250P | 250 | 10 | 293 | 17 |  | Solar | FIXED | Roof
SRP26356 | CANADIAN SOLAR | CS6P-250P | 250 | 5 | 293 | 31 |  | Solar | FIXED | Roof
SRP26357 | TRINA SOLAR | TSM-255PA05.18 | 255 | 33 | 128 | 24 |  | Solar | FIXED | Roof
SRP26358 | TRINA SOLAR | TSM-255PA05.18 | 255 | 18 | 209 | 25 |  | Solar | FIXED | Roof
SRP26359 | TRINA SOLAR | TSM-255PA05.18 | 255 | 36 | 110 | 32 |  | Solar | FIXED | Roof
SRP26359 | TRINA SOLAR | TSM-255PA05.18 | 255 | 31 | 200 | 32 |  | Solar | FIXED | Roof
SRP26360 | TRINA SOLAR | TSM-255PA05.18 | 255 | 25 | 98 | 20 |  | Solar | FIXED | Roof
SRP26360 | TRINA SOLAR | TSM-255PA05.18 | 255 | 18 | 98 | 26 |  | Solar | FIXED | Roof
SRP26361 | TRINA SOLAR | TSM-255PA05A | 255 | 21 | 119 | 16 |  | Solar | FIXED | Roof
SRP26361 | TRINA SOLAR | TSM-255PA05 | 255 | 12 | 119 | 26 |  | Solar | FIXED | Roof
SRP26361 | TRINA SOLAR | TSM-255PA05A | 255 | 10 | 299 | 26 |  | Solar | FIXED | Roof
SRP26364 | TRINA SOLAR | TSM-255PA05 | 255 | 5 | 78 | 20 |  | Solar | FIXED | Roof
SRP26364 | TRINA SOLAR | TSM-255PA05 | 255 | 12 | 168 | 21 |  | Solar | FIXED | Roof
SRP26364 | TRINA SOLAR | TSM-255PA05 | 255 | 18 | 168 | 25 |  | Solar | FIXED | Roof
SRP26364 | TRINA SOLAR | TSM-255PA05 | 255 | 6 | 258 | 20 |  | Solar | FIXED | Roof
SRP26368 | TRINA SOLAR | TSM-245PA05 | 245 | 4 | 103 | 26 |  | Solar | FIXED | Roof
SRP26368 | TRINA SOLAR | TSM-245PA05 | 245 | 24 | 193 | 20 |  | Solar | FIXED | Roof
SRP26368 | TRINA SOLAR | TSM-245PA05 | 245 | 2 | 193 | 21 |  | Solar | FIXED | Roof
SRP26369 | RENESOLA JIANGSU | JC250S-24/BB-B | 250 | 10 | 88 | 22 |  | Solar | FIXED | Roof
SRP26369 | RENESOLA JIANGSU | JC250S-24/BB-B | 250 | 20 | 178 | 22 |  | Solar | FIXED | Roof
SRP26370 | YINGLI ENERGY (CHINA) | YL250P-29B | 250 | 16 | 279 | 37 |  | Solar | FIXED | Roof
SRP26371 | RENESOLA JIANGSU | JC250S-24/BB-B | 250 | 36 | 243.9 | 30 |  | Solar | FIXED | Roof
SRP26372 | CANADIAN SOLAR | CS6P-260MM | 250 | 80 | 180 | 35 |  | Solar | FIXED | Ground
SRP26375 | YINGLI ENERGY (CHINA) | YL250P-29B | 250 | 9 | 38 | 22 |  | Solar | FIXED | Roof
SRP26375 | YINGLI ENERGY (CHINA) | YL250P-29B | 250 | 19 | 128 | 22 |  | Solar | FIXED | Roof
SRP26375 | YINGLI ENERGY (CHINA) | YL250P-29B | 250 | 10 | 218 | 22 |  | Solar | FIXED | Roof
SRP26389 | TRINA SOLAR | TSM-255PA05 | 255 | 20 | 219 | 19 |  | Solar | FIXED | Roof
SRP26391 | TRINA SOLAR | TSM-255PA05 | 255 | 6 | 102 | 26 |  | Solar | FIXED | Roof
SRP26391 | TRINA SOLAR | TSM-255PA05 | 255 | 8 | 102 | 26 |  | Solar | FIXED | Roof
SRP26391 | TRINA SOLAR | TSM-255PA05 | 255 | 6 | 102 | 42 |  | Solar | FIXED | Roof
SRP26391 | TRINA SOLAR | TSM-255PA05 | 255 | 5 | 282 | 26 |  | Solar | FIXED | Roof
SRP26391 | TRINA SOLAR | TSM-255PA05 | 255 | 6 | 282 | 26 |  | Solar | FIXED | Roof
SRP26393 | TRINA SOLAR | TSM-255PA05 | 255 | 13 | 93 | 20 |  | Solar | FIXED | Roof
SRP26393 | TRINA SOLAR | TSM-255PA05 | 255 | 16 | 273 | 20 |  | Solar | FIXED | Roof
SRP26395 | TRINA SOLAR | TSM-255PD05.18 | 255 | 5 | 140 | 19 |  | Solar | FIXED | Roof
SRP26395 | TRINA SOLAR | TSM-255PD05.18 | 255 | 23 | 230 | 22 |  | Solar | FIXED | Roof
SRP26397 | TRINA SOLAR | TSM-255PA05 | 255 | 8 | 110 | 19 |  | Solar | FIXED | Roof
SRP26397 | TRINA SOLAR | TSM-255PA05 | 255 | 5 | 200 | 22 |  | Solar | FIXED | Roof
SRP26397 | TRINA SOLAR | TSM-255PA05 | 255 | 8 | 290 | 19 |  | Solar | FIXED | Roof
SRP26397 | TRINA SOLAR | TSM-255PA05 | 255 | 15 | 290 | 19 |  | Solar | FIXED | Roof
SRP26398 | TRINA SOLAR | TSM-255PA05 | 255 | 30 | 179 | 18 |  | Solar | FIXED | Roof
SRP26401 | YINGLI ENERGY (CHINA) | YL250P-29B | 250 | 24 | 102 | 24 |  | Solar | FIXED | Roof
SRP26401 | YINGLI ENERGY (CHINA) | YL250P-29B | 250 | 22 | 282 | 24 |  | Solar | FIXED | Roof
SRP26411 | TRINA SOLAR | TSM-250PA05 | 250 | 21 | 180 | 18 |  | Solar | FIXED | Roof
SRP26415 | TRINA SOLAR | TSM-255PA05A | 255 | 16 | 146 | 25 |  | Solar | FIXED | Roof
SRP26418 | TRINA SOLAR | TSM-255PA05 | 255 | 12 | 125 | 18 |  | Solar | FIXED | Roof
SRP26418 | TRINA SOLAR | TSM-255PA05 | 255 | 20 | 215 | 26 |  | Solar | FIXED | Roof
SRP26420 | TRINA SOLAR | TSM-255PA05 | 255 | 6 | 220 | 13 |  | Solar | FIXED | Roof
SRP26420 | TRINA SOLAR | TSM-255PD05 | 255 | 29 | 220 | 21 |  | Solar | FIXED | Roof
SRP26421 | TRINA SOLAR | TSM-255PA05 | 255 | 14 | 87 | 33 |  | Solar | FIXED | Roof
SRP26421 | TRINA SOLAR | TSM-255PA05 | 255 | 13 | 177 | 28 |  | Solar | FIXED | Roof
SRP26421 | TRINA SOLAR | TSM-255PA05 | 255 | 11 | 267 | 33 |  | Solar | FIXED | Roof
SRP26422 | CANADIAN SOLAR | CS6P-250PX | 250 | 29 | 96 | 20 |  | Solar | FIXED | Roof
SRP26428 | TRINA SOLAR | TSM-255PD05 | 255 | 9 | 60 | 17 |  | Solar | FIXED | Roof
SRP26428 | TRINA SOLAR | TSM-255PD05 | 255 | 15 | 150 | 16 |  | Solar | FIXED | Roof
SRP26428 | TRINA SOLAR | TSM-250PA05A | 255 | 4 | 240 | 7 |  | Solar | FIXED | Roof
SRP26428 | TRINA SOLAR | TSM-255PA05 | 255 | 13 | 330 | 16 |  | Solar | FIXED | Roof
SRP26429 | TRINA SOLAR | TSM-255PA05.18 | 255 | 30 | 170 | 35 |  | Solar | FIXED | Roof
SRP26429 | TRINA SOLAR | TSM-255PA05.18 | 255 | 8 | 260 | 35 |  | Solar | FIXED | Roof
SRP26434 | TRINA SOLAR | TSM-255PA05 | 255 | 4 | 172 | 16 |  | Solar | FIXED | Roof
SRP26434 | TRINA SOLAR | TSM-255PA05 | 255 | 19 | 172 | 20 |  | Solar | FIXED | Roof
SRP26437 | TRINA SOLAR | TSM-255PA05 | 255 | 8 | 58 | 19 |  | Solar | FIXED | Roof
SRP26437 | TRINA SOLAR | TSM-255PA05 | 255 | 10 | 58 | 19 |  | Solar | FIXED | Roof
SRP26437 | TRINA SOLAR | TSM-255PA05 | 255 | 9 | 238 | 19 |  | Solar | FIXED | Roof
SRP26437 | TRINA SOLAR | TSM-255PA05 | 255 | 11 | 328 | 19 |  | Solar | FIXED | Roof
SRP26438 | TRINA SOLAR | TSM-255PA05 | 255 | 19 | 210 | 22 |  | Solar | FIXED | Roof
SRP26439 | TRINA SOLAR | TSM-255PA05 | 255 | 30 | 184 | 27 |  | Solar | FIXED | Roof
SRP26441 | TRINA SOLAR | TSM-255PA05 | 255 | 23 | 243 | 31 |  | Solar | FIXED | Roof
SRP26442 | TRINA SOLAR | TSM-255PA05 | 255 | 8 | 100 | 26 |  | Solar | FIXED | Roof
SRP26442 | TRINA SOLAR | TSM-255PA05 | 255 | 25 | 100 | 26 |  | Solar | FIXED | Roof
SRP26442 | TRINA SOLAR | TSM-255PA05 | 255 | 10 | 280 | 6 |  | Solar | FIXED | Roof
SRP26445 | TRINA SOLAR | TSM-255PA05A | 255 | 18 | 102 | 19 |  | Solar | FIXED | Roof
SRP26445 | TRINA SOLAR | TSM-255PA05A | 255 | 12 | 192 | 19 |  | Solar | FIXED | Roof
SRP26449 | RENESOLA JIANGSU | JC250M-24/BB | 250 | 26 | 135 | 37 |  | Solar | FIXED | Roof
SRP26449 | RENESOLA JIANGSU | JC250M-24/BB | 250 | 9 | 225 | 45 |  | Solar | FIXED | Roof
SRP26450 | RENESOLA JIANGSU | JC250M-24/BBV | 250 | 6 | 296 | 23 |  | Solar | FIXED | Roof
SRP26450 | RENESOLA JIANGSU | JC250M-24/BBV | 250 | 15 | 296 | 23 |  | Solar | FIXED | Roof
SRP26452 | RENESOLA JIANGSU | JC250M-24/BBV | 250 | 31 | 144 | 20 |  | Solar | FIXED | Roof
SRP26453 | TRINA SOLAR | TSM-250PA05.08 | 250 | 31 | 204 | 18 |  | Solar | FIXED | Roof
SRP26456 | TRINA SOLAR | TSM-255PD05.18 | 255 | 22 | 186 | 25 |  | Solar | FIXED | Roof
SRP26458 | CANADIAN SOLAR | CS6P-255PM | 255 | 33 | 116.8 | 35 |  | Solar | FIXED | Roof
SRP26458 | CANADIAN SOLAR | CS6P-255PM | 255 | 10 | 296.8 | 35 |  | Solar | FIXED | Roof
SRP26463 | TRINA SOLAR | TSM-235PA05.08 | 255 | 24 | 164 | 22 |  | Solar | FIXED | Roof
SRP26467 | YINGLI ENERGY (CHINA) | YL250P-29B | 250 | 29 | 127 | 25 |  | Solar | FIXED | Roof
SRP26468 | LG ELECTRONICS SOLAR CELL DIVISION | LG265S1C-G3 | 270 | 24 | 255 | 25 |  | Solar | FIXED | Roof
SRP26471 | CANADIAN SOLAR | CS6P-255M | 255 | 23 | 118.7 | 22 |  | Solar | FIXED | Roof
SRP26471 | CANADIAN SOLAR | CS6P-255M | 255 | 16 | 208.7 | 22 |  | Solar | FIXED | Roof
SRP26484 | SUNIVA | OPT260-60-4-1B0 | 265 | 15 | 99 | 24 |  | Solar | FIXED | Roof
SRP26484 | SUNIVA | OPT265-60-4-1B0 | 265 | 14 | 283 | 24 |  | Solar | FIXED | Roof
SRP26487 | TRINA SOLAR | TSM-255PA05 | 255 | 12 | 95 | 19 |  | Solar | FIXED | Roof
SRP26487 | TRINA SOLAR | TSM-255PA05 | 255 | 17 | 185 | 26 |  | Solar | FIXED | Roof
SRP26489 | RENESOLA JIANGSU | JC250M-24/BBV | 250 | 7 | 82 | 26 |  | Solar | FIXED | Roof
SRP26489 | RENESOLA JIANGSU | JC250M-24/BBV | 250 | 16 | 172 | 18 |  | Solar | FIXED | Roof
SRP26489 | RENESOLA JIANGSU | JC250M-24/BBV | 250 | 9 | 175 | 38 |  | Solar | FIXED | Roof
SRP26489 | RENESOLA JIANGSU | JC250M-24/BBV | 250 | 17 | 266 | 26 |  | Solar | FIXED | Roof
SRP26492 | YINGLI ENERGY (CHINA) | YL250P-29B | 250 | 7 | 130 | 30 |  | Solar | FIXED | Roof
SRP26492 | YINGLI ENERGY (CHINA) | YL250P-29B | 250 | 22 | 220 | 36 |  | Solar | FIXED | Roof
SRP26494 | YINGLI ENERGY (CHINA) | YL250P-29B | 250 | 52 | 247 | 23 |  | Solar | FIXED | Roof
SRP26496 | CANADIAN SOLAR | CS6P-250PX | 250 | 2 | 90 | 41 |  | Solar | FIXED | Roof
SRP26496 | CANADIAN SOLAR | CS6P-250PX | 250 | 3 | 180 | 40 |  | Solar | FIXED | Roof
SRP26496 | CANADIAN SOLAR | CS6P-250PX | 250 | 2 | 270 | 40 |  | Solar | FIXED | Roof
SRP26496 | CANADIAN SOLAR | CS6P-250PX | 250 | 2 | 270 | 40 |  | Solar | FIXED | Roof
SRP26497 | TRINA SOLAR | TSM-245PA05.10 | 245 | 23 | 186 | 23 |  | Solar | FIXED | Roof
SRP26498 | TRINA SOLAR | TSM-245PD05.10 | 245 | 9 | 121 | 32 |  | Solar | FIXED | Roof
SRP26498 | TRINA SOLAR | TSM-245PA05.10 | 245 | 4 | 211 | 32 |  | Solar | FIXED | Roof
SRP26499 | TRINA SOLAR | TSM-245PA05.10 | 245 | 18 | 186 | 23 |  | Solar | FIXED | Roof
SRP26500 | TRINA SOLAR | TSM-245PA05.10 | 245 | 8 | 146 | 19 |  | Solar | FIXED | Roof
SRP26500 | TRINA SOLAR | TSM-245PA05.10 | 245 | 23 | 236 | 22 |  | Solar | FIXED | Roof
SRP26501 | TRINA SOLAR | TSM-245PD05.10 | 245 | 27 | 122 | 20 |  | Solar | FIXED | Roof
SRP26501 | TRINA SOLAR | TSM-245PD05.10 | 245 | 7 | 212 | 22 |  | Solar | FIXED | Roof
SRP26502 | TRINA SOLAR | TSM-245PA05.10 | 245 | 56 | 177 | 33 |  | Solar | FIXED | Roof
SRP26502 | TRINA SOLAR | TSM-245PA05.10 | 245 | 6 | 177 | 34 |  | Solar | FIXED | Roof
SRP26502 | TRINA SOLAR | TSM-245PA05.10 | 245 | 6 | 177 | 43 |  | Solar | FIXED | Roof
SRP26504 | TRINA SOLAR | TSM-255PD05.18 | 255 | 27 | 189 | 34 |  | Solar | FIXED | Roof
SRP26506 | TRINA SOLAR | TSM-255PA05A.18 | 255 | 6 | 150 | 45 |  | Solar | FIXED | Roof
SRP26506 | TRINA SOLAR | TSM-255PA05A.18 | 255 | 23 | 240 | 23 |  | Solar | FIXED | Roof
SRP26506 | TRINA SOLAR | TSM-255PD05.18 | 255 | 10 | 240 | 23 |  | Solar | FIXED | Roof
SRP26507 | TRINA SOLAR | TSM-255PD05.18 | 255 | 30 | 174 | 20 |  | Solar | FIXED | Roof
SRP26508 | TRINA SOLAR | TSM-255PA05A.18 | 255 | 35 | 120 | 22 |  | Solar | FIXED | Roof
SRP26510 | RENESOLA JIANGSU | JC250M-24/BB | 250 | 15 | 21 | 6 |  | Solar | FIXED | Roof
SRP26510 | RENESOLA JIANGSU | JC250S-24/BB | 250 | 39 | 111 | 26 |  | Solar | FIXED | Roof
SRP26510 | RENESOLA JIANGSU | JC250S-24/BB | 250 | 30 | 201 | 6 |  | Solar | FIXED | Roof
SRP26510 | RENESOLA JIANGSU | JC250M-24/BB | 250 | 13 | 201 | 26 |  | Solar | FIXED | Roof
SRP26514 | YINGLI ENERGY (CHINA) | YL250P-29B | 250 | 9 | 99 | 10 |  | Solar | FIXED | Roof
SRP26514 | YINGLI ENERGY (CHINA) | YL250P-29B | 250 | 7 | 272 | 34 |  | Solar | FIXED | Roof
SRP26542 | YINGLI ENERGY (CHINA) | YL250P-29B | 250 | 17 | 260 | 24 |  | Solar | FIXED | Roof
SRP26547 | YINGLI ENERGY (CHINA) | YL250P-29B | 250 | 13 | 90 | 30 |  | Solar | FIXED | Roof
SRP26547 | YINGLI ENERGY (CHINA) | YL250P-29B | 250 | 12 | 270 | 30 |  | Solar | FIXED | Roof
SRP26549 | CANADIAN SOLAR | CS6X-255P | 255 | 10 | 97 | 18 |  | Solar | FIXED | Roof
SRP26549 | CANADIAN SOLAR | CS6X-255P | 255 | 34 | 187 | 18 |  | Solar | FIXED | Roof
SRP26550 | CANADIAN SOLAR | CS6P-250PX | 250 | 21 | 140 | 41 |  | Solar | FIXED | Roof
SRP26552 | CANADIAN SOLAR | CS6P-250PX | 250 | 16 | 126 | 28 |  | Solar | FIXED | Roof
SRP26553 | CANADIAN SOLAR | CS6P-255PM | 255 | 5 | 148.3 | 33 |  | Solar | FIXED | Roof
SRP26553 | CANADIAN SOLAR | CS6P-255PM | 255 | 20 | 148.3 | 33 |  | Solar | FIXED | Roof
SRP26554 | CANADIAN SOLAR | CS6X-255P | 255 | 36 | 216.7 | 22 |  | Solar | FIXED | Roof
SRP26555 | TRINA SOLAR | TSM-255PA05 | 255 | 16 | 132 | 31 |  | Solar | FIXED | Roof
SRP26555 | TRINA SOLAR | TSM-255PA05A | 255 | 4 | 222 | 29 |  | Solar | FIXED | Roof
SRP26556 | TRINA SOLAR | TSM-255PA05A.08 | 255 | 35 | 134 | 37 |  | Solar | FIXED | Roof
SRP26556 | TRINA SOLAR | TSM-255PA05A | 255 | 12 | 224 | 4 |  | Solar | FIXED | Roof
SRP26561 | TRINA SOLAR | TSM-255PA05A.18 | 255 | 96 | 213 | 22 |  | Solar | FIXED | Roof
SRP26562 | TRINA SOLAR | TSM-250PA05 | 250 | 21 | 180 | 10 |  | Solar | FIXED | Roof
SRP26569 | SOLARWORLD | SW270 MONO | 270 | 33 | 218 | 25 |  | Solar | FIXED | Roof
SRP26577 | TRINA SOLAR | TSM-255PA05 | 255 | 6 | 29 | 9 |  | Solar | FIXED | Roof
SRP26577 | TRINA SOLAR | TSM-255PA05 | 255 | 9 | 209 | 9 |  | Solar | FIXED | Roof
SRP26579 | TRINA SOLAR | TSM-255PA05.18 | 255 | 14 | 100 | 25 |  | Solar | FIXED | Roof
SRP26579 | TRINA SOLAR | TSM-255PA05.18 | 255 | 27 | 190 | 25 |  | Solar | FIXED | Roof
SRP26580 | CANADIAN SOLAR | CS6P-255M | 255 | 32 | 209.5 | 20 |  | Solar | FIXED | Roof
SRP26581 | TRINA SOLAR | TSM-255PA05.18 | 255 | 9 | 192 | 26 |  | Solar | FIXED | Roof
SRP26581 | TRINA SOLAR | TSM-255PA05.18 | 255 | 24 | 192 | 26 |  | Solar | FIXED | Roof
SRP26585 | TRINA SOLAR | TSM-255PA05.18 | 255 | 12 | 122 | 20 |  | Solar | FIXED | Roof
SRP26585 | TRINA SOLAR | TSM-255PA05.18 | 255 | 25 | 122 | 20 |  | Solar | FIXED | Roof
SRP26586 | LIGHT WAY GREEN NEW ENERGY | LW240(29)P1650X990 | 255 | 19 | 192 | 19 |  | Solar | FIXED | Roof
SRP26587 | TRINA SOLAR | TSM-250PA05.08 | 250 | 13 | 85 | 30 |  | Solar | FIXED | Roof
SRP26587 | TRINA SOLAR | TSM-250PA05.08 | 250 | 35 | 265 | 30 |  | Solar | FIXED | Roof
SRP26593 | TALESUN SOLAR | TP660AM240 | 250 | 33 | 129 | 39 |  | Solar | FIXED | Roof
SRP26593 | TALESUN SOLAR | TP660AM240 | 250 | 16 | 219 | 40 |  | Solar | FIXED | Roof
SRP26594 | TALESUN SOLAR | TP660AM240 | 250 | 19 | 187 | 33 |  | Solar | FIXED | Roof
SRP26596 | TRINA SOLAR | TSM-250PA05.08 | 250 | 26 | 222 | 32 |  | Solar | FIXED | Roof
SRP26597 | TRINA SOLAR | TSM-255PA05A.18 | 255 | 20 | 175 | 18 |  | Solar | FIXED | Roof
SRP26597 | TRINA SOLAR | TSM-255PA05A.18 | 255 | 5 | 175 | 30 |  | Solar | FIXED | Roof
SRP26599 | TRINA SOLAR | TSM-225PD05.18 | 255 | 41 | 188 | 24 |  | Solar | FIXED | Roof
SRP26600 | TRINA SOLAR | TSM-255PA05.18 | 255 | 21 | 110 | 30 |  | Solar | FIXED | Roof
SRP26600 | TRINA SOLAR | TSM-255PD05.18 | 255 | 9 | 110 | 30 |  | Solar | FIXED | Roof
SRP26600 | TRINA SOLAR | TSM-255PA05A.18 | 255 | 2 | 200 | 30 |  | Solar | FIXED | Roof
SRP26600 | TRINA SOLAR | TSM-255PA05A.18 | 255 | 8 | 200 | 40 |  | Solar | FIXED | Roof
SRP26600 | TRINA SOLAR | TSM-255PA05A.18 | 255 | 6 | 200 | 42 |  | Solar | FIXED | Roof
SRP26604 | CANADIAN SOLAR | CS6P-250P | 250 | 30 | 135 | 29 |  | Solar | FIXED | Roof
SRP26605 | TRINA SOLAR | TSM-255PA05.18 | 255 | 4 | 133 | 16 |  | Solar | FIXED | Roof
SRP26605 | TRINA SOLAR | TSM-255PA05A.18 | 255 | 33 | 133 | 16 |  | Solar | FIXED | Roof
SRP26605 | TRINA SOLAR | TSM-255PA05A.18 | 255 | 10 | 223 | 19 |  | Solar | FIXED | Roof
SRP26605 | TRINA SOLAR | TSM-255PD05.18 | 255 | 7 | 223 | 19 |  | Solar | FIXED | Roof
SRP26605 | TRINA SOLAR | TSM-255PD05.18 | 255 | 8 | 223 | 19 |  | Solar | FIXED | Roof
SRP26606 | ET SOLAR INDUSTRY | ET-A-M660255B | 255 | 20 | 171 | 14 |  | Solar | FIXED | Roof
SRP26608 | TRINA SOLAR | TSM-255PA05 | 255 | 22 | 90 | 34 |  | Solar | FIXED | Roof
SRP26608 | TRINA SOLAR | TSM-255PD05 | 255 | 27 | 270 | 34 |  | Solar | FIXED | Roof
SRP26610 | YINGLI ENERGY (CHINA) | YL250P-29B | 250 | 39 | 240 | 22 |  | Solar | FIXED | Roof
SRP26632 | HANWHA SOLARONE HONG KONG | HSL60P-PA-0-250K | 250 | 14 | 100 | 22 |  | Solar | FIXED | Roof
SRP26632 | HANWHA SOLARONE HONG KONG | HSL60P-PA-0-250K | 250 | 14 | 280 | 22 |  | Solar | FIXED | Roof
SRP26633 | HYUNDAI HEAVY INDUSTRIES | HIS-M250MG | 250 | 25 | 135 | 19 |  | Solar | FIXED | Roof
SRP26645 | TRINA SOLAR | TSM-255PA05 | 255 | 20 | 109 | 24 |  | Solar | FIXED | Roof
SRP26645 | TRINA SOLAR | TSM-255PA05 | 255 | 7 | 199 | 19 |  | Solar | FIXED | Roof
SRP26645 | TRINA SOLAR | TSM-255PA05 | 255 | 7 | 289 | 19 |  | Solar | FIXED | Roof
SRP26645 | TRINA SOLAR | TSM-255PD05 | 255 | 13 | 289 | 24 |  | Solar | FIXED | Roof
SRP26646 | TRINA SOLAR | TSM-255PD05.18 | 255 | 14 | 187 | 25 |  | Solar | FIXED | Roof
SRP26650 | TRINA SOLAR | TSM-255PA05 | 255 | 32 | 72 | 26 |  | Solar | FIXED | Roof
SRP26650 | TRINA SOLAR | TSM-255PA05 | 255 | 15 | 252 | 26 |  | Solar | FIXED | Roof
SRP26659 | TRINA SOLAR | TSM-255PA05A | 255 | 4 | 90 | 33 |  | Solar | FIXED | Roof
SRP26659 | TRINA SOLAR | TSM-255PA05A | 255 | 4 | 90 | 33 |  | Solar | FIXED | Roof
SRP26659 | TRINA SOLAR | TSM-255PA05 | 255 | 7 | 270 | 33 |  | Solar | FIXED | Roof
SRP26659 | TRINA SOLAR | TSM-255PA05A | 255 | 4 | 270 | 33 |  | Solar | FIXED | Roof
SRP26666 | TRINA SOLAR | TSM-255PA05A | 255 | 25 | 172 | 24 |  | Solar | FIXED | Roof
SRP26667 | TRINA SOLAR | TSM-255PD05 | 255 | 16 | 211 | 37 |  | Solar | FIXED | Roof
SRP26668 | YINGLI ENERGY (CHINA) | YL250P-29B | 250 | 11 | 82 | 30 |  | Solar | FIXED | Roof
SRP26668 | YINGLI ENERGY (CHINA) | YL250P-29B | 250 | 11 | 172 | 30 |  | Solar | FIXED | Roof
SRP26668 | YINGLI ENERGY (CHINA) | YL250P-29B | 250 | 11 | 262 | 30 |  | Solar | FIXED | Roof
SRP26674 | CANADIAN SOLAR | CS5P-255M | 255 | 30 | 91 | 22 |  | Solar | FIXED | Roof
SRP26674 | CANADIAN SOLAR | CS5P-225M | 255 | 28 | 293 | 22 |  | Solar | FIXED | Roof
SRP26682 | CANADIAN SOLAR | CS6P-250P | 250 | 5 | 70 | 28 |  | Solar | FIXED | Roof
SRP26682 | CANADIAN SOLAR | CS6P-250P | 250 | 9 | 160 | 28 |  | Solar | FIXED | Roof
SRP26682 | CANADIAN SOLAR | CS6P-250P | 250 | 5 | 250 | 28 |  | Solar | FIXED | Roof
SRP26682 | CANADIAN SOLAR | CS6P-250P | 250 | 2 | 340 | 28 |  | Solar | FIXED | Roof
SRP26686 | LG ELECTRONICS SOLAR CELL DIVISION | LG260S1K-G3 | 260 | 10 | 230 | 29 |  | Solar | FIXED | Roof
SRP26686 | LG ELECTRONICS SOLAR CELL DIVISION | LG260S1K-G3 | 260 | 11 | 230 | 29 |  | Solar | FIXED | Roof
SRP26689 | YINGLI ENERGY (CHINA) | YL250P-29B | 250 | 7 | 55 | 34 |  | Solar | FIXED | Roof
SRP26689 | YINGLI ENERGY (CHINA) | YL250P-29B | 250 | 25 | 227 | 34 |  | Solar | FIXED | Roof
SRP26710 | TRINA SOLAR | TSM-255PA05.18 | 255 | 72 | 180 | 25 |  | Solar | FIXED | Roof
SRP26710 | TRINA SOLAR | TSM-255PA05.18 | 255 | 32 | 185 | 19 |  | Solar | FIXED | Roof
SRP26712 | TRINA SOLAR | TSM-255PA05 | 255 | 9 | 96 | 29 |  | Solar | FIXED | Roof
SRP26712 | TRINA SOLAR | TSM-255PA05 | 255 | 13 | 96 | 29 |  | Solar | FIXED | Roof
SRP26712 | TRINA SOLAR | TSM-255PA05 | 255 | 16 | 276 | 29 |  | Solar | FIXED | Roof
SRP26721 | TRINA SOLAR | TSM-255PA05 | 255 | 20 | 92 | 26 |  | Solar | FIXED | Roof
SRP26721 | TRINA SOLAR | TSM-255PA05 | 255 | 19 | 272 | 26 |  | Solar | FIXED | Roof
SRP26724 | TRINA SOLAR | TSM-255PA05 | 255 | 1 | 140 | 37 |  | Solar | FIXED | Roof
SRP26724 | TRINA SOLAR | TSM-255PA05 | 255 | 27 | 230 | 37 |  | Solar | FIXED | Roof
SRP26726 | TRINA SOLAR | TSM-255PD05 | 255 | 38 | 204 | 14 |  | Solar | FIXED | Roof
SRP26730 | TRINA SOLAR | TSM-255PA05 | 255 | 6 | 70 | 18 |  | Solar | FIXED | Roof
SRP26730 | TRINA SOLAR | TSM-255PA05 | 255 | 13 | 160 | 18 |  | Solar | FIXED | Roof
SRP26730 | TRINA SOLAR | TSM-255PA05.18 | 255 | 16 | 250 | 18 |  | Solar | FIXED | Roof
SRP26731 | TRINA SOLAR | TSM-255PA05 | 255 | 6 | 115 | 15 |  | Solar | FIXED | Roof
SRP26731 | TRINA SOLAR | TSM-255PD05 | 255 | 28 | 205 | 15 |  | Solar | FIXED | Roof
SRP26732 | TRINA SOLAR | TSM-255PA05A | 255 | 17 | 120 | 18 |  | Solar | FIXED | Roof
SRP26733 | TRINA SOLAR | TSM-255PA05 | 255 | 24 | 231 | 27 |  | Solar | FIXED | Roof
SRP26742 | TRINA SOLAR | TSM-255PA05 | 255 | 12 | 211 | 24 |  | Solar | FIXED | Roof
SRP26756 | YINGLI ENERGY (CHINA) | YL250P-29B | 250 | 6 | 140 | 25 |  | Solar | FIXED | Roof
SRP26756 | YINGLI ENERGY (CHINA) | YL250P-29B | 250 | 24 | 141 | 25 |  | Solar | FIXED | Roof
SRP26756 | YINGLI ENERGY (CHINA) | YL250P-29B | 250 | 19 | 320 | 25 |  | Solar | FIXED | Roof
SRP26766 | CANADIAN SOLAR | CS6P-250PX | 250 | 40 | 180 | 41 |  | Solar | FIXED | Roof
SRP26770 | TRINA SOLAR | TSM-255PA05A | 255 | 26 | 189 | 18 |  | Solar | FIXED | Roof
SRP26770 | TRINA SOLAR | TSM-255PA05A | 255 | 23 | 279 | 18 |  | Solar | FIXED | Roof
SRP26771 | TRINA SOLAR | TSM-255PA05 | 255 | 5 | 103 | 27 |  | Solar | FIXED | Roof
SRP26771 | TRINA SOLAR | TSM-255PA05 | 255 | 17 | 193 | 9 |  | Solar | FIXED | Roof
SRP26771 | TRINA SOLAR | TSM-250PD05.18 | 255 | 3 | 193 | 27 |  | Solar | FIXED | Roof
SRP26777 | TRINA SOLAR | TSM-255PA05 | 255 | 5 | 149 | 26 |  | Solar | FIXED | Roof
SRP26777 | TRINA SOLAR | TSM-255PA05 | 255 | 15 | 239 | 32 |  | Solar | FIXED | Roof
SRP26782 | YINGLI ENERGY (CHINA) | YL250P-29B | 250 | 6 | 147 | 25 |  | Solar | FIXED | Roof
SRP26782 | YINGLI ENERGY (CHINA) | YL250P-29B | 250 | 8 | 147 | 25 |  | Solar | FIXED | Roof
SRP26782 | YINGLI ENERGY (CHINA) | YL250P-29B | 250 | 7 | 237 | 25 |  | Solar | FIXED | Roof
SRP26782 | YINGLI ENERGY (CHINA) | YL250P-29B | 250 | 9 | 327 | 25 |  | Solar | FIXED | Roof
SRP26785 | YINGLI ENERGY (CHINA) | YL250P-29B | 250 | 28 | 180 | 41 |  | Solar | FIXED | Roof
SRP26786 | CANADIAN SOLAR | CS6P-250PX | 250 | 12 | 118 | 16 |  | Solar | FIXED | Roof
SRP26786 | CANADIAN SOLAR | CS6P-250PX | 250 | 27 | 298 | 16 |  | Solar | FIXED | Roof
SRP26789 | CANADIAN SOLAR | CS5P-255M | 255 | 32 | 110 | 26 |  | Solar | FIXED | Roof
SRP26789 | CANADIAN SOLAR | CS5P-255M | 255 | 27 | 287 | 25 |  | Solar | FIXED | Roof
SRP26791 | TRINA SOLAR | TSM-245PA05 | 245 | 3 | 165 | 25 |  | Solar | FIXED | Roof
SRP26791 | TRINA SOLAR | TSM-245PA05.05 | 245 | 43 | 254.5 | 25 |  | Solar | FIXED | Roof
SRP26797 | LG ELECTRONICS SOLAR CELL DIVISION | LG255S1C-G3 | 255 | 44 | 180 | 25 |  | Solar | FIXED | Roof
SRP26800 | LIGHT WAY GREEN NEW ENERGY | LW240(29)P1650X990 | 255 | 22 | 197 | 32 |  | Solar | FIXED | Roof
SRP26814 | YINGLI ENERGY (CHINA) | YL250P-29B | 250 | 11 | 180 | 15 |  | Solar | FIXED | Roof
SRP26814 | YINGLI ENERGY (CHINA) | YL250P-29B | 250 | 20 | 180 | 20 |  | Solar | FIXED | Roof
SRP26817 | CANADIAN SOLAR | CS6X-255M | 255 | 14 | 155.5 | 10 |  | Solar | FIXED | Roof
SRP26817 | CANADIAN SOLAR | CS6P-255M | 255 | 11 | 155.5 | 15 |  | Solar | FIXED | Roof
SRP26817 | CANADIAN SOLAR | CS6P-255M | 255 | 31 | 155.5 | 20 |  | Solar | FIXED | Roof
SRP26819 | LG ELECTRONICS SOLAR CELL DIVISION | LG265S1C-G3 | 270 | 14 | 194.8 | 27 |  | Solar | FIXED | Roof
SRP26821 | CANADIAN SOLAR | CS6P-255PM | 255 | 10 | 210 | 35 |  | Solar | FIXED | Roof
SRP26821 | CANADIAN SOLAR | CS6P-255PM | 255 | 29 | 210 | 35 |  | Solar | FIXED | Roof
SRP26822 | CANADIAN SOLAR | CS6P-250PX | 250 | 6 | 154 | 21 |  | Solar | FIXED | Roof
SRP26822 | CANADIAN SOLAR | CS6P-250PX | 250 | 9 | 334 | 31 |  | Solar | FIXED | Roof
SRP26830 | AXITEC | AC-250P/156-60S | 250 | 29 | 228 | 10 |  | Solar | FIXED | Roof
SRP26838 | TRINA SOLAR | TSM-255PA05A.18 | 255 | 65 | 180 | 25 |  | Solar | FIXED | Roof
SRP26849 | CANADIAN SOLAR | CS6P-250P | 250 | 16 | 218 | 27 |  | Solar | FIXED | Roof
SRP26872 | AMERICAN SOLAR WHOLESALE | ASW-270M | 270 | 38 | 170 | 30 |  | Solar | FIXED | Ground
SRP26880 | CANADIAN SOLAR | CS6P-255PM | 255 | 6 | 182.5 | 15 |  | Solar | FIXED | Roof
SRP26880 | CANADIAN SOLAR | CS6P-255PM | 255 | 17 | 182.5 | 20 |  | Solar | FIXED | Roof
SRP26886 | LG ELECTRONICS SOLAR CELL DIVISION | LG265S1C-G3 | 270 | 26 | 203.7 | 23 |  | Solar | FIXED | Roof
SRP26896 | TRINA SOLAR | TSM-255PA05 | 255 | 18 | 192 | 26 |  | Solar | FIXED | Roof
SRP26897 | CANADIAN SOLAR | CS6X-255P | 255 | 45 | 177 | 25 |  | Solar | FIXED | Roof
SRP26903 | TRINA SOLAR | TSM-255PA05 | 255 | 19 | 132 | 22 |  | Solar | FIXED | Roof
SRP26903 | TRINA SOLAR | TSM-255PA05 | 255 | 11 | 222 | 22 |  | Solar | FIXED | Roof
SRP26905 | AXITEC | AC-250P/156-60S | 250 | 8 | 122 | 20 |  | Solar | FIXED | Roof
SRP26905 | AXITEC | AC-250P/156-60S | 250 | 9 | 212 | 20 |  | Solar | FIXED | Roof
SRP26913 | TRINA SOLAR | TSM-255PA05 | 255 | 28 | 118 | 20 |  | Solar | FIXED | Roof
SRP26913 | TRINA SOLAR | TSM-255PA05 | 255 | 22 | 208 | 20 |  | Solar | FIXED | Roof
SRP26922 | LG ELECTRONICS SOLAR CELL DIVISION | LG265S1C-G3 | 270 | 11 | 168.4 | 25 |  | Solar | FIXED | Roof
SRP26922 | LG ELECTRONICS SOLAR CELL DIVISION | LG265S1C-G3 | 270 | 32 | 258.4 | 20 |  | Solar | FIXED | Roof
SRP26926 | SUNIVA | OPT265-60-4-1B0 | 265 | 25 | 117 | 39 |  | Solar | FIXED | Roof
SRP26926 | SUNIVA | OPT265-60-4-1B0 | 265 | 9 | 195 | 34 |  | Solar | FIXED | Roof
SRP26931 | YINGLI ENERGY (CHINA) | YL250P-29B | 250 | 6 | 73 | 24 |  | Solar | FIXED | Roof
SRP26931 | YINGLI ENERGY (CHINA) | YL250P-29B | 250 | 13 | 165 | 21 |  | Solar | FIXED | Roof
SRP26931 | YINGLI ENERGY (CHINA) | YL250P-29B | 250 | 6 | 253 | 24 |  | Solar | FIXED | Roof
SRP26934 | CANADIAN SOLAR | CS6P-255M | 255 | 22 | 146.1 | 20 |  | Solar | FIXED | Roof
SRP26935 | TRINA SOLAR | TSM-255PA05 | 255 | 35 | 173 | 22 |  | Solar | FIXED | Roof
SRP26937 | CANADIAN SOLAR | CS6P-235P | 235 | 15 | 218 | 26 |  | Solar | FIXED | Roof
SRP26951 | CANADIAN SOLAR | CS6P-255M | 255 | 2 | 60 | 34 |  | Solar | FIXED | Roof
SRP26951 | CANADIAN SOLAR | CS6P-255M | 255 | 13 | 137 | 28 |  | Solar | FIXED | Roof
SRP26951 | CANADIAN SOLAR | CS6P-255M | 255 | 8 | 238 | 34 |  | Solar | FIXED | Roof
SRP26951 | CANADIAN SOLAR | CS6P-255M | 255 | 9 | 238 | 34 |  | Solar | FIXED | Roof
SRP26954 | CANADIAN SOLAR | CS6P-255M | 255 | 34 | 101 | 20 |  | Solar | FIXED | Roof
SRP26957 | LG ELECTRONICS SOLAR CELL DIVISION | LG265S1C-G3 | 270 | 11 | 151.1 | 20 |  | Solar | FIXED | Roof
SRP26963 | TRINA SOLAR | TSM-255PA05.18 | 255 | 21 | 211 | 26 |  | Solar | FIXED | Roof
SRP26964 | CANADIAN SOLAR | CS6P-255M | 255 | 34 | 260.1 | 30 |  | Solar | FIXED | Roof
SRP26966 | TRINA SOLAR | TSM-255PA05.18 | 255 | 84 | 180 | 25 |  | Solar | FIXED | Ground
SRP26967 | YINGLI ENERGY (CHINA) | YL250P-29B | 250 | 9 | 120 | 23 |  | Solar | FIXED | Roof
SRP26967 | YINGLI ENERGY (CHINA) | YL250P-29B | 250 | 11 | 300 | 23 |  | Solar | FIXED | Roof
SRP26968 | SUNIVA | OPT265-60-4-1B0 | 265 | 23 | 36 | 26 |  | Solar | FIXED | Roof
SRP26972 | CANADIAN SOLAR | CS6P-250PX | 250 | 16 | 88 | 23 |  | Solar | FIXED | Roof
SRP26972 | CANADIAN SOLAR | CS6P-250PX | 250 | 20 | 268 | 23 |  | Solar | FIXED | Roof
SRP26979 | RENESOLA JIANGSU | JC250M-24/BBV | 250 | 30 | 93 | 23 |  | Solar | FIXED | Roof
SRP26979 | RENESOLA JIANGSU | JC250M-24/BBV | 250 | 11 | 183 | 23 |  | Solar | FIXED | Roof
SRP26979 | RENESOLA JIANGSU | JC250M-24/BBV | 250 | 15 | 273 | 23 |  | Solar | FIXED | Roof
SRP26982 | RENESOLA JIANGSU | JC250M-24/BBV | 250 | 5 | 90 | 21 |  | Solar | FIXED | Roof
SRP26982 | RENESOLA JIANGSU | JC250M-24/BBV | 250 | 30 | 270 | 21 |  | Solar | FIXED | Roof
SRP26988 | CANADIAN SOLAR | CS6P-250PX | 250 | 7 | 130 | 22 |  | Solar | FIXED | Roof
SRP26988 | CANADIAN SOLAR | CS6P-250PX | 250 | 8 | 180 | 40 |  | Solar | FIXED | Roof
SRP26988 | CANADIAN SOLAR | CS6P-250PX | 250 | 3 | 220 | 22 |  | Solar | FIXED | Roof
SRP26988 | CANADIAN SOLAR | CS6P-250PX | 250 | 8 | 310 | 22 |  | Solar | FIXED | Roof
SRP26989 | YINGLI ENERGY (CHINA) | YL250P-29B | 250 | 12 | 168 | 22 |  | Solar | FIXED | Roof
SRP26989 | YINGLI ENERGY (CHINA) | YL250P-29B | 250 | 29 | 278 | 22 |  | Solar | FIXED | Roof
SRP26996 | TRINA SOLAR | TSM-235PA05.10 | 235 | 14 | 94 | 21 |  | Solar | FIXED | Roof
SRP26996 | TRINA SOLAR | TSM-235PA05.10 | 235 | 20 | 184.9 | 21 |  | Solar | FIXED | Roof
SRP27002 | TRINA SOLAR | TSM-255PA05.08 | 255 | 6 | 150 | 12 |  | Solar | FIXED | Roof
SRP27002 | TRINA SOLAR | TSM-255PA05A | 255 | 19 | 150 | 24 |  | Solar | FIXED | Roof
SRP27002 | TRINA SOLAR | TSM-255PA05A | 255 | 4 | 240 | 24 |  | Solar | FIXED | Roof
SRP27003 | TRINA SOLAR | TSM-230PA05 | 230 | 14 | 186 | 34 |  | Solar | FIXED | Roof
SRP27003 | TRINA SOLAR | TSM-230PA05 | 230 | 26 | 186 | 34 |  | Solar | FIXED | Roof
SRP27009 | TRINA SOLAR | TSM-240PA05.10 | 240 | 26 | 164 | 20 |  | Solar | FIXED | Roof
SRP27017 | TRINA SOLAR | TSM-240PA05.10 | 240 | 13 | 146 | 27 |  | Solar | FIXED | Roof
SRP27017 | TRINA SOLAR | TSM-240PA05.10 | 240 | 6 | 146 | 41 |  | Solar | FIXED | Roof
SRP27017 | TRINA SOLAR | TSM-240PA05.10 | 240 | 8 | 236 | 22 |  | Solar | FIXED | Roof
SRP27019 | TRINA SOLAR | TSM-230PA05 | 230 | 26 | 270 | 27 |  | Solar | FIXED | Roof
SRP27021 | TRINA SOLAR | TSM-230PA05 | 230 | 38 | 100 | 26 |  | Solar | FIXED | Roof
SRP27029 | YINGLI ENERGY (CHINA) | YL250P-29B | 250 | 4 | 120 | 21 |  | Solar | FIXED | Roof
SRP27029 | YINGLI ENERGY (CHINA) | YL250P-29B | 250 | 19 | 120 | 21 |  | Solar | FIXED | Roof
SRP27040 | LG ELECTRONICS SOLAR CELL DIVISION | LG265S1C-G3 | 270 | 27 | 167.5 | 30 |  | Solar | FIXED | Roof
SRP27041 | TRINA SOLAR | TSM-245PA05.08 | 245 | 17 | 160.1 | 30 |  | Solar | FIXED | Roof
SRP27043 | LG ELECTRONICS SOLAR CELL DIVISION | LG265S1C-G3 | 270 | 16 | 190.3 | 38 |  | Solar | FIXED | Roof
SRP27045 | RENESOLA JIANGSU | JC250M-24/BBV | 250 | 20 | 86 | 36 |  | Solar | FIXED | Roof
SRP27045 | RENESOLA JIANGSU | JC250M-24/BBV | 250 | 22 | 266 | 39 |  | Solar | FIXED | Roof
SRP27047 | TRINA SOLAR | TSM-255PA05 | 255 | 20 | 249 | 27 |  | Solar | FIXED | Roof
SRP27050 | TRINA SOLAR | TSM-255PA05 | 255 | 21 | 157 | 21 |  | Solar | FIXED | Roof
SRP27052 | TRINA SOLAR | TSM-255PA05A | 255 | 11 | 93 | 23 |  | Solar | FIXED | Roof
SRP27052 | TRINA SOLAR | TSM-255PA05A | 255 | 12 | 273 | 23 |  | Solar | FIXED | Roof
SRP27054 | TRINA SOLAR | TSM-255PA05 | 255 | 24 | 227 | 19 |  | Solar | FIXED | Roof
SRP27056 | TRINA SOLAR | TSM-255PA05 | 255 | 18 | 239 | 31 |  | Solar | FIXED | Roof
SRP27057 | TRINA SOLAR | TSM-255PA05 | 255 | 25 | 209 | 23 |  | Solar | FIXED | Roof
SRP27060 | TRINA SOLAR | TSM-255PA05A | 255 | 16 | 242 | 19 |  | Solar | FIXED | Roof
SRP27060 | TRINA SOLAR | TSM-255PA05A | 255 | 15 | 242 | 34 |  | Solar | FIXED | Roof
SRP27072 | CANADIAN SOLAR | CS6X-255P | 255 | 28 | 187 | 22 |  | Solar | FIXED | Roof
SRP27083 | CONERGY | CONERGY PH 255P | 255 | 26 | 214 | 32 |  | Solar | FIXED | Roof
SRP27089 | TRINA SOLAR | TSM-235PA05 | 235 | 3 | 204 | 6 |  | Solar | FIXED | Roof
SRP27089 | TRINA SOLAR | TSM-235PA05 | 235 | 8 | 204 | 32 |  | Solar | FIXED | Roof
SRP27095 | TRINA SOLAR | TSM-255PA05 | 255 | 18 | 153 | 26 |  | Solar | FIXED | Roof
SRP27095 | TRINA SOLAR | TSM-255PA05 | 255 | 8 | 153 | 34 |  | Solar | FIXED | Roof
SRP27097 | TRINA SOLAR | TSM-255PA05 | 255 | 13 | 129 | 25 |  | Solar | FIXED | Roof
SRP27101 | YINGLI ENERGY (CHINA) | YL250P-29B | 250 | 20 | 148 | 21 |  | Solar | FIXED | Roof
SRP27101 | YINGLI ENERGY (CHINA) | YL250P-29B | 250 | 8 | 148 | 42 |  | Solar | FIXED | Roof
SRP27103 | TRINA SOLAR | TSM-255PA05 | 255 | 13 | 171 | 7 |  | Solar | FIXED | Roof
SRP27103 | TRINA SOLAR | TSM-255PA05 | 255 | 14 | 351 | 7 |  | Solar | FIXED | Roof
SRP27108 | TRINA SOLAR | TSM-255PA05 | 255 | 7 | 186 | 16 |  | Solar | FIXED | Roof
SRP27108 | TRINA SOLAR | TSM-255PA05 | 255 | 21 | 276 | 20 |  | Solar | FIXED | Roof
SRP27112 | TRINA SOLAR | TSM-255PA05 | 255 | 16 | 210 | 23 |  | Solar | FIXED | Roof
SRP27112 | TRINA SOLAR | TSM-255PA05 | 255 | 26 | 210 | 23 |  | Solar | FIXED | Roof
SRP27113 | TRINA SOLAR | TSM-255PA05 | 255 | 12 | 222 | 22 |  | Solar | FIXED | Roof
SRP27113 | TRINA SOLAR | TSM-255PA05 | 255 | 18 | 222 | 22 |  | Solar | FIXED | Roof
SRP27115 | LG ELECTRONICS SOLAR CELL DIVISION | LG260S1W-G2 | 270 | 27 | 117.8 | 37 |  | Solar | FIXED | Roof
SRP27115 | LG ELECTRONICS SOLAR CELL DIVISION | LG265S1C-G3 | 270 | 10 | 207.8 | 37 |  | Solar | FIXED | Roof
SRP27120 | RENESOLA JIANGSU | JC250M-24/BBV | 250 | 33 | 114 | 30 |  | Solar | FIXED | Roof
SRP27123 | TRINA SOLAR | TSM-240PA05.10 | 240 | 8 | 194 | 18 |  | Solar | FIXED | Roof
SRP27123 | TRINA SOLAR | TSM-240PA05.10 | 240 | 17 | 194 | 18 |  | Solar | FIXED | Roof
SRP27132 | TRINA SOLAR | TSM-255PA05 | 255 | 31 | 159 | 21 |  | Solar | FIXED | Roof
SRP27134 | TRINA SOLAR | TSM-255PA05 | 255 | 36 | 248 | 24 |  | Solar | FIXED | Roof
SRP27135 | TRINA SOLAR | TSM-255PA05 | 255 | 21 | 118 | 32 |  | Solar | FIXED | Roof
SRP27135 | TRINA SOLAR | TSM-255PA05 | 255 | 9 | 118 | 37 |  | Solar | FIXED | Roof
SRP27142 | HANWHA SOLARONE (QIDONG) | HSL60M6-HA-0-250T | 250 | 40 | 124 | 22 |  | Solar | FIXED | Roof
SRP27142 | HANWHA SOLARONE (QIDONG) | HSL60M6-HA-0-250T | 250 | 48 | 304 | 22 |  | Solar | FIXED | Roof
SRP27156 | TRINA SOLAR | TSM-255PA05 | 255 | 8 | 184 | 22 |  | Solar | FIXED | Roof
SRP27160 | CANADIAN SOLAR | CS6P-250PX | 250 | 14 | 87 | 27 |  | Solar | FIXED | Roof
SRP27160 | CANADIAN SOLAR | CS6P-250PX | 250 | 14 | 267 | 26 |  | Solar | FIXED | Roof
SRP27173 | SUNIVA | OPT270-60-4-100 | 270 | 19 | 115 | 33 |  | Solar | FIXED | Roof
SRP27185 | YINGLI ENERGY (CHINA) | YL250P-29B | 250 | 13 | 146 | 26 |  | Solar | FIXED | Roof
SRP27186 | YINGLI ENERGY (CHINA) | YL250P-29B | 250 | 20 | 158 | 18 |  | Solar | FIXED | Roof
SRP27186 | YINGLI ENERGY (CHINA) | YL255P-29B | 250 | 12 | 158 | 18 |  | Solar | FIXED | Roof
SRP27188 | YINGLI ENERGY (CHINA) | YL250P-29B | 250 | 9 | 30 | 18 |  | Solar | FIXED | Roof
SRP27188 | YINGLI ENERGY (CHINA) | YL250P-29B | 250 | 10 | 120 | 18 |  | Solar | FIXED | Roof
SRP27188 | YINGLI ENERGY (CHINA) | YL250P-29B | 250 | 12 | 210 | 18 |  | Solar | FIXED | Roof
SRP27188 | YINGLI ENERGY (CHINA) | YL250P-29B | 250 | 6 | 300 | 18 |  | Solar | FIXED | Roof
SRP27189 | CANADIAN SOLAR | CS6P-255M | 255 | 21 | 83.6 | 20 |  | Solar | FIXED | Roof
SRP27189 | CANADIAN SOLAR | CS6P-255M | 255 | 20 | 263.6 | 20 |  | Solar | FIXED | Roof
SRP27196 | YINGLI ENERGY (CHINA) | YL250P-29B | 250 | 12 | 126 | 22 |  | Solar | FIXED | Roof
SRP27196 | YINGLI ENERGY (CHINA) | YL250P-32B | 250 | 12 | 305 | 15 |  | Solar | FIXED | Roof
SRP27198 | CANADIAN SOLAR | CS6P-250PX | 250 | 40 | 160 | 22 |  | Solar | FIXED | Roof
SRP27200 | YINGLI ENERGY (CHINA) | YL250P-29B | 250 | 10 | 179 | 24 |  | Solar | FIXED | Roof
SRP27200 | YINGLI ENERGY (CHINA) | YL250P-29B | 250 | 16 | 179 | 24 |  | Solar | FIXED | Roof
SRP27201 | TRINA SOLAR | TSM-255PA05A.10 | 255 | 24 | 180 | 18 |  | Solar | FIXED | Roof
SRP27202 | TRINA SOLAR | TSM-255PA05 | 255 | 16 | 147 | 33 |  | Solar | FIXED | Roof
SRP27207 | CANADIAN SOLAR | CS6P-250PX | 250 | 10 | 169 | 34 |  | Solar | FIXED | Roof
SRP27207 | CANADIAN SOLAR | CS6P-250PX | 250 | 10 | 169 | 36 |  | Solar | FIXED | Roof
SRP27207 | CANADIAN SOLAR | CS6P-250PX | 250 | 10 | 169 | 36 |  | Solar | FIXED | Roof
SRP27217 | LG ELECTRONICS SOLAR CELL DIVISION | LG265S1C-G3 | 270 | 26 | 225.3 | 35 |  | Solar | FIXED | Roof
SRP27225 | CANADIAN SOLAR | CS6P-255PM | 255 | 21 | 187.3 | 30 |  | Solar | FIXED | Roof
SRP27225 | CANADIAN SOLAR | CS6P-255PM | 255 | 6 | 187.3 | 45 |  | Solar | FIXED | Roof
SRP27230 | CANADIAN SOLAR | CS6X-255M | 255 | 22 | 140.5 | 25 |  | Solar | FIXED | Roof
SRP27234 | TRINA SOLAR | TSM-255PA05 | 255 | 60 | 180 | 25 |  | Solar | FIXED | Ground
SRP27249 | CANADIAN SOLAR | CS6P-250PX | 250 | 22 | 134 | 26 |  | Solar | FIXED | Roof
SRP27250 | CANADIAN SOLAR | CS6P-250PX | 250 | 5 | 175 | 18 |  | Solar | FIXED | Roof
SRP27250 | CANADIAN SOLAR | CS6P-250PX | 250 | 6 | 175 | 18 |  | Solar | FIXED | Roof
SRP27250 | CANADIAN SOLAR | CS6P-250PX | 250 | 10 | 355 | 18 |  | Solar | FIXED | Roof
SRP27250 | CANADIAN SOLAR | CS6P-250PX | 250 | 12 | 355 | 18 |  | Solar | FIXED | Roof
SRP27251 | TRINA SOLAR | TSM-245PA05 | 245 | 4 | 194 | 18 |  | Solar | FIXED | Roof
SRP27251 | TRINA SOLAR | TSM-245PA05 | 245 | 6 | 194 | 18 |  | Solar | FIXED | Roof
SRP27251 | TRINA SOLAR | TSM-245PA05 | 245 | 8 | 194 | 18 |  | Solar | FIXED | Roof
SRP27256 | TRINA SOLAR | TSM-255PA05 | 255 | 21 | 192 | 17 |  | Solar | FIXED | Roof
SRP27257 | TRINA SOLAR | TSM-245PA05.10 | 245 | 20 | 136 | 17 |  | Solar | FIXED | Roof
SRP27259 | SUNPOWER | SPR-245NE-WHT-D | 245 | 14 | 164 | 22 |  | Solar | FIXED | Roof
SRP27259 | SUNPOWER | SPR-245NE-WHT-D | 245 | 18 | 254 | 22 |  | Solar | FIXED | Roof
SRP27265 | TRINA SOLAR | TSM-255PA05 | 255 | 30 | 75 | 24 |  | Solar | FIXED | Roof
SRP27267 | CANADIAN SOLAR | CS6P-250M | 250 | 20 | 167 | 20 |  | Solar | FIXED | Roof
SRP27269 | TRINA SOLAR | TSM-245PA05.10 | 245 | 23 | 112 | 21 |  | Solar | FIXED | Roof
SRP27271 | TRINA SOLAR | TSM-255PA05 | 255 | 8 | 186 | 18 |  | Solar | FIXED | Roof
SRP27271 | TRINA SOLAR | TSM-255PA05 | 255 | 29 | 276 | 18 |  | Solar | FIXED | Roof
SRP27275 | TRINA SOLAR | TSM-245PA05.10 | 245 | 27 | 164 | 19 |  | Solar | FIXED | Roof
SRP27276 | TRINA SOLAR | TSM-245PA05 | 245 | 33 | 170 | 29 |  | Solar | FIXED | Roof
SRP27280 | TRINA SOLAR | TSM-245PA05 | 245 | 15 | 186 | 32 |  | Solar | FIXED | Roof
SRP27280 | TRINA SOLAR | TSM-245PA05 | 245 | 19 | 186 | 32 |  | Solar | FIXED | Roof
SRP27315 | TRINA SOLAR | TSM-235PA05 | 235 | 23 | 254 | 37 |  | Solar | FIXED | Roof
SRP27324 | CANADIAN SOLAR | CS6P-250PX | 250 | 29 | 160 | 26 |  | Solar | FIXED | Roof
SRP27328 | CANADIAN SOLAR | CS6P-255M | 255 | 12 | 84 | 30 |  | Solar | FIXED | Roof
SRP27328 | CANADIAN SOLAR | CS6P-255M | 255 | 18 | 259 | 30 |  | Solar | FIXED | Roof
SRP27332 | CANADIAN SOLAR | CS5P-250M | 250 | 3 | 85 | 22 |  | Solar | FIXED | Roof
SRP27332 | CANADIAN SOLAR | CS5P-250M | 250 | 17 | 85 | 22 |  | Solar | FIXED | Roof
SRP27332 | CANADIAN SOLAR | CS5P-245M | 250 | 5 | 265 | 13 |  | Solar | FIXED | Roof
SRP27332 | CANADIAN SOLAR | CS5P-250M | 250 | 12 | 265 | 22 |  | Solar | FIXED | Roof
SRP27332 | CANADIAN SOLAR | CS5P-250M | 250 | 14 | 265 | 22 |  | Solar | FIXED | Roof
SRP27346 | TRINA SOLAR | TSM-245PA05 | 245 | 3 | 224 | 11 |  | Solar | FIXED | Roof
SRP27346 | TRINA SOLAR | TSM-245PD05 | 245 | 10 | 224 | 32 |  | Solar | FIXED | Roof
SRP27347 | TRINA SOLAR | TSM-165DA01 | 255 | 22 | 221 | 21 |  | Solar | FIXED | Roof
SRP27367 | CANADIAN SOLAR | CS6P-255M | 255 | 12 | 138.4 | 18 |  | Solar | FIXED | Roof
SRP27367 | CANADIAN SOLAR | CS6X-255M | 255 | 34 | 228.4 | 18 |  | Solar | FIXED | Roof
SRP27373 | CANADIAN SOLAR | CS6P-255PM | 255 | 60 | 225 | 35 |  | Solar | FIXED | Roof
SRP27377 | RENESOLA JIANGSU | JC250M-24/BB | 250 | 39 | 112 | 28 |  | Solar | FIXED | Roof
SRP27387 | LG ELECTRONICS SOLAR CELL DIVISION | LG265S1C-G3 | 270 | 25 | 152.4 | 33 |  | Solar | FIXED | Roof
SRP27414 | TRINA SOLAR | TSM-255PA05 | 255 | 7 | 96 | 9 |  | Solar | FIXED | Roof
SRP27414 | TRINA SOLAR | TSM-255PA05 | 255 | 11 | 186 | 19 |  | Solar | FIXED | Roof
SRP27414 | TRINA SOLAR | TSM-255PA05A | 255 | 6 | 276 | 32 |  | Solar | FIXED | Roof
SRP27415 | TRINA SOLAR | TSM-255PA05 | 255 | 37 | 168 | 18 |  | Solar | FIXED | Roof
SRP27417 | TRINA SOLAR | TSM-255PA05 | 255 | 28 | 141 | 34 |  | Solar | FIXED | Roof
SRP27427 | TRINA SOLAR | TSM-255PA05 | 255 | 23 | 258 | 20 |  | Solar | FIXED | Roof
SRP27428 | TRINA SOLAR | TSM-255PA05 | 255 | 15 | 202 | 20 |  | Solar | FIXED | Roof
SRP27431 | TRINA SOLAR | TSM-255PA05 | 255 | 5 | 112 | 20 |  | Solar | FIXED | Roof
SRP27431 | TRINA SOLAR | TSM-255PA05 | 255 | 20 | 112 | 25 |  | Solar | FIXED | Roof
SRP27433 | TRINA SOLAR | TSM-255PA05 | 255 | 31 | 112 | 19 |  | Solar | FIXED | Roof
SRP27446 | CANADIAN SOLAR | CS6P-250M | 250 | 32 | 284 | 18 |  | Solar | FIXED | Roof
SRP27485 | MAGE SOLAR | POWERTEC PLUS 230/6PJ | 230 | 66 | 203 | 35 |  | Solar | FIXED | Roof
SRP27486 | TRINA SOLAR | TSM-235PA05 | 255 | 15 | 108 | 22 |  | Solar | FIXED | Roof
SRP27486 | TRINA SOLAR | TSM-255PA05 | 255 | 3 | 108 | 22 |  | Solar | FIXED | Roof
SRP27486 | TRINA SOLAR | TSM-225PA05 | 255 | 15 | 288 | 22 |  | Solar | FIXED | Roof
SRP27486 | TRINA SOLAR | TSM-255PA05 | 255 | 2 | 288 | 22 |  | Solar | FIXED | Roof
SRP27487 | TRINA SOLAR | TSM-240DA05 | 240 | 13 | 127 | 41 |  | Solar | FIXED | Roof
SRP27500 | YINGLI ENERGY (CHINA) | YL250P-29B | 250 | 30 | 139 | 20 |  | Solar | FIXED | Roof
SRP27504 | CANADIAN SOLAR | CS6P-250PX | 250 | 4 | 45 | 30 |  | Solar | FIXED | Roof
SRP27504 | CANADIAN SOLAR | CS6P-250PX | 250 | 7 | 135 | 30 |  | Solar | FIXED | Roof
SRP27504 | CANADIAN SOLAR | CS6P-250PX | 250 | 5 | 225 | 30 |  | Solar | FIXED | Roof
SRP27504 | CANADIAN SOLAR | CS6P-250PX | 250 | 7 | 225 | 30 |  | Solar | FIXED | Roof
SRP27504 | CANADIAN SOLAR | CS6P-250PX | 250 | 23 | 315 | 30 |  | Solar | FIXED | Roof
SRP27507 | TRINA SOLAR | TSM-255PA05 | 255 | 8 | 146 | 14 |  | Solar | FIXED | Roof
SRP27507 | TRINA SOLAR | TSM-255PA05 | 255 | 8 | 146 | 41 |  | Solar | FIXED | Roof
SRP27507 | TRINA SOLAR | TSM-255PA05 | 255 | 16 | 146 | 41 |  | Solar | FIXED | Roof
SRP27511 | YINGLI ENERGY (CHINA) | YL250P-29B | 250 | 16 | 45 | 22 |  | Solar | FIXED | Roof
SRP27511 | YINGLI ENERGY (CHINA) | YL250P-29B | 250 | 10 | 225 | 22 |  | Solar | FIXED | Roof
SRP27520 | CANADIAN SOLAR | CS6P-250PX | 250 | 7 | 7 | 27 |  | Solar | FIXED | Roof
SRP27520 | CANADIAN SOLAR | CS6P-250PX | 250 | 13 | 187 | 27 |  | Solar | FIXED | Roof
SRP27535 | TRINA SOLAR | TSM-255PA05 | 255 | 15 | 202 | 16 |  | Solar | FIXED | Roof
SRP27548 | TRINA SOLAR | TSM-255PA05 | 255 | 28 | 142 | 22 |  | Solar | FIXED | Roof
SRP27548 | TRINA SOLAR | TSM-255PA05 | 255 | 17 | 322 | 21 |  | Solar | FIXED | Roof
SRP27582 | CANADIAN SOLAR | CS6P-255PM | 255 | 41 | 128 | 40 |  | Solar | FIXED | Roof
SRP27582 | CANADIAN SOLAR | CS6P-255PM | 255 | 30 | 218 | 40 |  | Solar | FIXED | Roof
SRP27597 | TRINA SOLAR | TSM-255PA05 | 255 | 18 | 218 | 24 |  | Solar | FIXED | Roof
SRP27609 | YINGLI ENERGY (CHINA) | YL250P-29B | 250 | 13 | 65 | 30 |  | Solar | FIXED | Roof
SRP27609 | YINGLI ENERGY (CHINA) | YL250P-29B | 250 | 16 | 245 | 30 |  | Solar | FIXED | Roof
SRP27609 | YINGLI ENERGY (CHINA) | YL250P-29B | 250 | 8 | 245 | 44 |  | Solar | FIXED | Roof
SRP27621 | TRINA SOLAR | TSM-255PA05 | 255 | 11 | 125 | 24 |  | Solar | FIXED | Roof
SRP27621 | TRINA SOLAR | TSM-255PA05 | 255 | 16 | 125 | 25 |  | Solar | FIXED | Roof
SRP27621 | TRINA SOLAR | TSM-255PA05 | 255 | 10 | 305 | 24 |  | Solar | FIXED | Roof
SRP27632 | ET SOLAR INDUSTRY | ET-A-M660250 | 250 | 24 | 133 | 26 |  | Solar | FIXED | Roof
SRP27632 | ET SOLAR INDUSTRY | ET-A-M660250 | 250 | 11 | 223 | 26 |  | Solar | FIXED | Roof
SRP27637 | ET SOLAR INDUSTRY | ET-A-P660245B | 250 | 28 | 143 | 19 |  | Solar | FIXED | Roof
SRP27639 | SOLARWORLD | SW275 MONO | 275 | 7 | 20 | 15 |  | Solar | FIXED | Roof
SRP27639 | SOLARWORLD | SW275 MONO | 275 | 7 | 200 | 24 |  | Solar | FIXED | Roof
SRP27639 | SOLARWORLD | SW275 MONO | 275 | 20 | 200 | 27 |  | Solar | FIXED | Roof
SRP27654 | CANADIAN SOLAR | CS6P-255PM | 255 | 24 | 242.6 | 25 |  | Solar | FIXED | Roof
SRP27659 | TRINA SOLAR | TSM-255PA05 | 255 | 10 | 166 | 21 |  | Solar | FIXED | Roof
SRP27659 | TRINA SOLAR | TSM-255PA05 | 255 | 17 | 166 | 21 |  | Solar | FIXED | Roof
SRP27678 | TRINA SOLAR | TSM-245PA05.05 | 245 | 19 | 248.5 | 25 |  | Solar | FIXED | Roof
SRP27694 | TRINA SOLAR | TSM-250PA05 | 250 | 45 | 209 | 25 |  | Solar | FIXED | Roof
SRP27759 | ET SOLAR INDUSTRY | ET-P672280 | 280 | 187 | 229 | 5 |  | Solar | FIXED | Roof
SRP27785 | CANADIAN SOLAR | CS6P-255M | 255 | 30 | 212.4 | 20 |  | Solar | FIXED | Roof
SRP27787 | TRINA SOLAR | TSM-240PA05 | 240 | 8 | 83 | 24 |  | Solar | FIXED | Roof
SRP27787 | TRINA SOLAR | TSM-240PA05 | 240 | 34 | 263 | 24 |  | Solar | FIXED | Roof
SRP27788 | CANADIAN SOLAR | CS6P-235P | 235 | 20 | 200 | 35 |  | Solar | FIXED | Roof
SRP27817 | TRINA SOLAR | TSM-245PA05 | 245 | 5 | 122 | 16 |  | Solar | FIXED | Roof
SRP27817 | TRINA SOLAR | TSM-245PA05 | 245 | 8 | 122 | 26 |  | Solar | FIXED | Roof
SRP27817 | TRINA SOLAR | TSM-245PA05 | 245 | 10 | 122 | 42 |  | Solar | FIXED | Roof
SRP27839 | CANADIAN SOLAR | CS6P-245P | 245 | 8 | 148 | 28 |  | Solar | FIXED | Roof
SRP27839 | CANADIAN SOLAR | CS6P-245P | 245 | 9 | 238 | 39 |  | Solar | FIXED | Roof
SRP27870 | LG ELECTRONICS SOLAR CELL DIVISION | LG265S1C-G3 | 270 | 10 | 84.8 | 25 |  | Solar | FIXED | Roof
SRP27870 | LG ELECTRONICS SOLAR CELL DIVISION | LG265S1C-G3 | 270 | 16 | 84.8 | 40 |  | Solar | FIXED | Roof
SRP27870 | LG ELECTRONICS SOLAR CELL DIVISION | LG265S1C-G3 | 270 | 10 | 264.8 | 25 |  | Solar | FIXED | Roof
SRP27932 | SOLARZENTRUM ALLGAU | WIOSUN PVT 180 | 180 | 54 | 180 | 39.5 |  | Solar | FIXED | Roof
SRP27948 | CANADIAN SOLAR | CS6P-250PX | 250 | 12 | 97 | 18 |  | Solar | FIXED | Roof
SRP27948 | CANADIAN SOLAR | CS6P-250PX | 250 | 10 | 277 | 18 |  | Solar | FIXED | Roof
SRP27949 | TRINA SOLAR | TSM-255PA05 | 255 | 48 | 180 | 25 |  | Solar | FIXED | Ground
SRP27957 | HANWHA SOLARONE (QIDONG) | HSL60P6-PB-3-250QB | 250 | 12 | 52 | 23 |  | Solar | FIXED | Roof
SRP27957 | HANWHA SOLARONE (QIDONG) | HSL60P6-PB-3-250QB | 250 | 27 | 142 | 23 |  | Solar | FIXED | Roof
SRP27957 | HANWHA SOLARONE (QIDONG) | HSL60P6-PB-3-250QB | 250 | 12 | 232 | 23 |  | Solar | FIXED | Roof
SRP27979 | LG ELECTRONICS SOLAR CELL DIVISION | LG265S1C-G3 | 270 | 14 | 135 | 25 |  | Solar | FIXED | Roof
SRP27979 | LG ELECTRONICS SOLAR CELL DIVISION | LG265S1C-G3 | 270 | 20 | 135 | 25 |  | Solar | FIXED | Roof
SRP27980 | LG ELECTRONICS SOLAR CELL DIVISION | LG265S1C-G3 | 270 | 17 | 117.3 | 20 |  | Solar | FIXED | Roof
SRP27980 | LG ELECTRONICS SOLAR CELL DIVISION | LG265S1C-G3 | 270 | 21 | 117.3 | 20 |  | Solar | FIXED | Roof
SRP28015 | TRINA SOLAR | TSM-255PA05 | 255 | 14 | 212 | 36 |  | Solar | FIXED | Roof
SRP28015 | TRINA SOLAR | TSM-255PA05 | 255 | 15 | 212 | 36 |  | Solar | FIXED | Roof
SRP28017 | CANADIAN SOLAR | CS6P-255M | 255 | 9 | 162 | 15 |  | Solar | FIXED | Roof
SRP28017 | CANADIAN SOLAR | CS6P-255PM | 255 | 9 | 252 | 25 |  | Solar | FIXED | Roof
SRP28019 | TRINA SOLAR | TSM-250PA05 | 250 | 25 | 130 | 24 |  | Solar | FIXED | Roof
SRP28048 | TRINA SOLAR | TSM-255PA05 | 255 | 26 | 238 | 24 |  | Solar | FIXED | Roof
SRP28054 | TRINA SOLAR | TSM-255PA05 | 255 | 26 | 167 | 20 |  | Solar | FIXED | Roof
SRP28210 | LG ELECTRONICS SOLAR CELL DIVISION | LG265S1C-G3 | 270 | 24 | 174 | 18 |  | Solar | FIXED | Roof
SRP28286 | LG ELECTRONICS SOLAR CELL DIVISION | LG265S1C-G3 | 270 | 39 | 124.3 | 45 |  | Solar | FIXED | Roof
SRP28401 | CANADIAN SOLAR | CS6P-255PM | 255 | 18 | 164 | 7 |  | Solar | FIXED | Roof
SRP28417 | SOLARWORLD | SW275 MONO | 280 | 54 | 160 | 22 |  | Solar | FIXED | Roof
SRP28456 | TRINA SOLAR | TSM-245PA05 | 245 | 21 | 223.5 | 35 |  | Solar | FIXED | Roof
SRP28563 | TRINA SOLAR | TSM-245PA05 | 245 | 28 | 153 | 24 |  | Solar | FIXED | Roof
SRP28565 | CANADIAN SOLAR | CS6P-235P | 235 | 6 | 161 | 25 |  | Solar | FIXED | Roof
SRP28565 | CANADIAN SOLAR | CS6P-235P | 235 | 9 | 251 | 27 |  | Solar | FIXED | Roof
SRP29040 | CANADIAN SOLAR | CS6P-255M | 255 | 10 | 188.9 | 8 |  | Solar | FIXED | Roof
SRP29040 | CANADIAN SOLAR | CS6P-255M | 255 | 7 | 188.9 | 19 |  | Solar | FIXED | Roof